## Tech Tables
[38 empty] | Total 2020 Spending less Portfolio Admin $3.5M | 23500000 | [10 empty] | Total 2020 Spending less Portfolio Admin $4M | 23000000 | [10 empty] | Total 2020 Spending less Portfolio Admin $4M | 23000000
Affordable MultiFamily Renter
[29 empty] | Program Year 2020 | [11 empty] | Program Year 2021 | [11 empty] | Program Year 2022
Unique Measure Name (For Lookup) | Measure Name | Technology Type | Decision Type | Measure Life | RUL 2020 | RUL 2021 | RUL 2022 | Gross Annual Energy Savings per Unit at Meter (kWh) Pre-RUL | Gross Peak Demand Savings per Unit at Meter (Watts) Pre-RUL | Gross Annual Energy Savings per Unit at Meter (kWh) Post-RUL | Gross Peak Demand Savings per Unit at Meter (Watts) Post-RUL | Gross Per Unit One-Time Per Unit Incremental Measure Cost ($) | 2020 Incentive as a Percent of Incremental Measure Cost (%) | Per Unit Program Administrative Cost ($) | Per Unit Direct Installation Cost ($) | Per Unit DSM Administrator Cost (Incentive + Administrative) ($) | Per Unit DSM Customer Cost (Incremental Measure Cost - Incentive) ($) | Total Per Unit DSM Cost ($) | Per Unit Present Value Avoided Cost Benefits ($) | Per Unit Present Value Non-Energy Benefits ($) | Total Per Unit Present Value Benefits ($) | Net-To-Gross Ratio | Net Total Resource Benefit-Cost Ratio (TRC) | Net Program Administrator Benefit-Cost Ratio (PAC) | Net First-Year Unit Cost / kWh at Generator ($/kWh) | Net Lifetime Unit Cost / kWh at Generator ($/kWh) | Net Unit Cost / Watt at Generator ($/W) | Measure Name | Participation (Units) | Peak Demand Savings (kW) | First Year Energy Savings (MWh) | Cumulative Peak Demand Savings (kW) | Cumulative Energy Savings (MWh) | Lifetime Energy Savings (MWh) | Total Avoided Cost Benefits ($) | TRC Costs ($) | Total Net Resource Benefits ($) | TRC (Ratio) | PAC Costs ($) | PAC (Ratio) | Participation (Units) | Peak Demand Savings (kW) | First Year Energy Savings (MWh) | Cumulative Peak Demand Savings (kW) | Cumulative Energy Savings (MWh) | Lifetime Energy Savings (MWh) | Total Avoided Cost Benefits ($) | TRC Costs ($) | Total Net Resource Benefits ($) | TRC (Ratio) | PAC Costs ($) | PAC (Ratio) | Participation (Units) | Peak Demand Savings (kW) | First Year Energy Savings (MWh) | Cumulative Peak Demand Savings (kW) | Cumulative Energy Savings (MWh) | Lifetime Energy Savings (MWh) | Total Avoided Cost Benefits ($) | TRC Costs ($) | Total Net Resource Benefits ($) | TRC (Ratio) | PAC Costs ($) | PAC (Ratio)
Custom Energy Efficiency ¦ Affordable MultiFamily Renter | Custom Energy Efficiency | Res Other | ROB/NEW | 15 | N/A | N/A | N/A | 1000000 | 166763.3 | 1000000 | 166763.3 | 459665 | 108.8% | 200000 | 0 | 700000 | -40335 | 659665 | 1371219.332 | 0 | 1371219.332 | 1 | 2.0787 |  | 0.63 | 0.042 | 3.7778 | Custom Energy Efficiency | 0.89906 | 166.5895 | 998.9579 | 166.5895 | 998.9579 | 14984.3684 | 1232811.3382 | 593079.8031 | 639731.5351 | 2.0787 | 629343.4731 | 1.9589 | 0.89292 | 165.4521 | 992.1376 | 330.9043 | 1984.2752 | 14882.064 | 1277882.8483 | 589030.6036 | 688852.2447 | 2.1695 | 625046.6866 | 2.0445 | 1.4631 | 271.102 | 1625.6697 | 813.3061 | 4877.0092 | 24385.0458 | 2192186.7495 | 965157.6736 | 1227029.0758 | 2.2713 | 1024171.923 | 2.1404
[28 empty] | Program Totals | 0.89906 | 166.5895 | 998.9579 | 166.5895 | 998.9579 | 14984.3684 | 1232811.3382 | 593079.8031 | 639731.5351 | 2.0787 | 629343.4731 | 1.9589 | 0.89292 | 165.4521 | 992.1376 | 330.9043 | 1984.2752 | 14882.064 | 1277882.8483 | 589030.6036 | 688852.2447 | 2.1695 | 625046.6866 | 2.0445 | 1.4631 | 271.102 | 1625.6697 | 813.3061 | 4877.0092 | 24385.0458 | 2192186.7495 | 965157.6736 | 1227029.0758 | 2.2713 | 1024171.923 | 2.1404
Appliance Retirement
Unique Measure Name (For Lookup) | Measure Name | Technology Type | Decision Type | Measure Life | RUL 2020 | RUL 2021 | RUL 2022 | Gross Annual Energy Savings per Unit at Meter (kWh) Pre-RUL | Gross Peak Demand Savings per Unit at Meter (Watts) Pre-RUL | Gross Annual Energy Savings per Unit at Meter (kWh) Post-RUL | Gross Peak Demand Savings per Unit at Meter (Watts) Post-RUL | Gross Per Unit One-Time Per Unit Incremental Measure Cost ($) | 2020 Incentive as a Percent of Incremental Measure Cost (%) | Per Unit Program Administrative Cost ($) | Per Unit Direct Installation Cost ($) | Per Unit DSM Administrator Cost (Incentive + Administrative) ($) | Per Unit DSM Customer Cost (Incremental Measure Cost - Incentive) ($) | Total Per Unit DSM Cost ($) | Per Unit Present Value Avoided Cost Benefits ($) | Per Unit Present Value Non-Energy Benefits ($) | Total Per Unit Present Value Benefits ($) | Net-To-Gross Ratio | Net Total Resource Benefit-Cost Ratio (TRC) | Net Program Administrator Benefit-Cost Ratio (PAC) | Net First-Year Unit Cost / kWh at Generator ($/kWh) | Net Lifetime Unit Cost / kWh at Generator ($/kWh) | Net Unit Cost / Watt at Generator ($/W) | Measure Name | Participation (Units) | Peak Demand Savings (kW) | First Year Energy Savings (MWh) | Cumulative Peak Demand Savings (kW) | Cumulative Energy Savings (MWh) | Lifetime Energy Savings (MWh) | Total Avoided Cost Benefits ($) | TRC Costs ($) | Total Net Resource Benefits ($) | TRC (Ratio) | PAC Costs ($) | PAC (Ratio) | Participation (Units) | Peak Demand Savings (kW) | First Year Energy Savings (MWh) | Cumulative Peak Demand Savings (kW) | Cumulative Energy Savings (MWh) | Lifetime Energy Savings (MWh) | Total Avoided Cost Benefits ($) | TRC Costs ($) | Total Net Resource Benefits ($) | TRC (Ratio) | PAC Costs ($) | PAC (Ratio) | Participation (Units) | Peak Demand Savings (kW) | First Year Energy Savings (MWh) | Cumulative Peak Demand Savings (kW) | Cumulative Energy Savings (MWh) | Lifetime Energy Savings (MWh) | Total Avoided Cost Benefits ($) | TRC Costs ($) | Total Net Resource Benefits ($) | TRC (Ratio) | PAC Costs ($) | PAC (Ratio)
Air Conditioner retirement ¦ Appliance Retirement | Air Conditioner retirement | Res Other | RET | 3 | N/A | N/A | N/A | 215 | 0 | 215 | 0 | 24.1567 | 141.4% | N/A | 0 | N/A | -10 | N/A | 14.6118 | 0 | 14.6118 | 0.32 | N/A | N/A | N/A | N/A | N/A | Air Conditioner retirement | 0 | 0 | 0 | 0 | 0 | 0 | 0 | N/A | N/A | N/A | 0 | N/A | 0 | 0 | 0 | 0 | 0 | 0 | 0 | N/A | N/A | N/A | 0 | N/A | 0 | 0 | 0 | 0 | 0 | 0 | 0 | N/A | N/A | N/A | 0 | N/A
Dehumidifier replacement (Low income only) ¦ Appliance Retirement | Dehumidifier replacement (Low income only) | Res Other | RET | 12 | 4 | 4 | 4 | 660 | 221.1 | 81 | 27.135 | 0 | N/A | 406.2373 | 306.0472 | 712.2845 | 0 | 712.2845 | 451.6609 | 0 | 451.6609 | 1 | 1.1118 |  | 0.55396 | 0.1112 | 1.6536 | Dehumidifier replacement (Low income only) | 248 | 60.9253 | 181.8667 | 60.9253 | 181.8667 | 906.0267 | 112011.9072 | 100746.8412 | 11265.066 | 1.1118 | 100746.8412 | 1.1118 | 248 | 60.9253 | 181.8667 | 121.8507 | 363.7333 | 906.0267 | 117124.6472 | 102113.0359 | 15011.6112 | 1.147 | 102113.0359 | 1.147 | 248 | 60.9253 | 181.8667 | 182.776 | 545.6 | 906.0267 | 123929.0722 | 103503.8221 | 20425.2501 | 1.1973 | 103503.8221 | 1.1973
Freezer replacement (Low income only) ¦ Appliance Retirement | Freezer replacement (Low income only) | Res Refrigeration | RET | 12 | 4 | 4 | 4 | 1399 | 193.062 | 46 | 6.348 | 0 | N/A | 893.2167 | 680.8441 | 1574.0608 | 0 | 1574.0608 | 598.885 | 0 | 598.885 | 1 | 0.67048 |  | 0.57462 | 0.13479 | 4.1639 | Freezer replacement (Low income only) | 406 | 87.0924 | 631.1044 | 87.0924 | 631.1044 | 2690.4267 | 243147.3169 | 362645.9828 | -119498.6659 | 0.67048 | 362645.9828 | 0.67048 | 406 | 87.0924 | 631.1044 | 174.1848 | 1262.2089 | 2690.4267 | 259346.556 | 367621.5918 | -108275.0357 | 0.70547 | 367621.5918 | 0.70547 | 0 | 0 | 0 | 0 | 0 | 0 | 0 | N/A | N/A | N/A | 0 | N/A
Freezer retirement ¦ Appliance Retirement | Freezer retirement | Res Refrigeration | RET | 8 | N/A | N/A | N/A | 863 | 119.094 | 863 | 119.094 | 115.4569 | 126% | N/A | 0 | N/A | -30 | N/A | 367.2034 | 0 | 367.2034 | 0.55 | N/A | N/A | N/A | N/A | N/A | Freezer retirement | 0 | 0 | 0 | 0 | 0 | 0 | 0 | N/A | N/A | N/A | 0 | N/A | 0 | 0 | 0 | 0 | 0 | 0 | 0 | N/A | N/A | N/A | 0 | N/A | 0 | 0 | 0 | 0 | 0 | 0 | 0 | N/A | N/A | N/A | 0 | N/A
Mini freezer retirement ¦ Appliance Retirement | Mini freezer retirement | Res Refrigeration | RET | 8 | N/A | N/A | N/A | 327 | 45.126 | 327 | 45.126 | 57.7336 | 117.3% | N/A | 0 | N/A | -10 | N/A | 126.4885 | 0 | 126.4885 | 0.5 | N/A | N/A | N/A | N/A | N/A | Mini freezer retirement | 0 | 0 | 0 | 0 | 0 | 0 | 0 | N/A | N/A | N/A | 0 | N/A | 0 | 0 | 0 | 0 | 0 | 0 | 0 | N/A | N/A | N/A | 0 | N/A | 0 | 0 | 0 | 0 | 0 | 0 | 0 | N/A | N/A | N/A | 0 | N/A
Mini fridge retirement ¦ Appliance Retirement | Mini fridge retirement | Res Refrigeration | RET | 8 | N/A | N/A | N/A | 209 | 28.842 | 209 | 28.842 | 57.7336 | 117.3% | N/A | 0 | N/A | -10 | N/A | 80.8443 | 0 | 80.8443 | 0.5 | N/A | N/A | N/A | N/A | N/A | Mini fridge retirement | 0 | 0 | 0 | 0 | 0 | 0 | 0 | N/A | N/A | N/A | 0 | N/A | 0 | 0 | 0 | 0 | 0 | 0 | 0 | N/A | N/A | N/A | 0 | N/A | 0 | 0 | 0 | 0 | 0 | 0 | 0 | N/A | N/A | N/A | 0 | N/A
Refrigerator replacement (Low income only) ¦ Appliance Retirement | Refrigerator replacement (Low income only) | Res Refrigeration | RET | 12 | 4 | 4 | 4 | 705 | 97.29 | 56 | 7.728 | 0 | N/A | N/A | 898.182 | N/A | 0 | N/A | 324.3542 | 0 | 324.3542 | 1 | N/A | N/A | N/A | N/A | N/A | Refrigerator replacement (Low income only) | 0 | 0 | 0 | 0 | 0 | 0 | 0 | N/A | N/A | N/A | 0 | N/A | 0 | 0 | 0 | 0 | 0 | 0 | 0 | N/A | N/A | N/A | 0 | N/A | 0 | 0 | 0 | 0 | 0 | 0 | 0 | N/A | N/A | N/A | 0 | N/A
Refrigerator retirement ¦ Appliance Retirement | Refrigerator retirement | Res Refrigeration | RET | 8 | N/A | N/A | N/A | 751 | 103.638 | 751 | 103.638 | 115.4569 | 126% | N/A | 0 | N/A | -30 | N/A | 319.5478 | 0 | 319.5478 | 0.55 | N/A | N/A | N/A | N/A | N/A | Refrigerator retirement | 0 | 0 | 0 | 0 | 0 | 0 | 0 | N/A | N/A | N/A | 0 | N/A | 0 | 0 | 0 | 0 | 0 | 0 | 0 | N/A | N/A | N/A | 0 | N/A | 0 | 0 | 0 | 0 | 0 | 0 | 0 | N/A | N/A | N/A | 0 | N/A
Clothes Dryer replacement ¦ Appliance Retirement | Clothes Dryer replacement | Res Other | RET | 12 | 4 | 4 | 4 | 271 | 37.398 | 36 | 4.968 | 920 | 16.3% | N/A | 0 | N/A | 770 | N/A | 100.9717 | 0 | 100.9717 | 0.75 | N/A | N/A | N/A | N/A | N/A | Clothes Dryer replacement | 0 | 0 | 0 | 0 | 0 | 0 | 0 | N/A | N/A | N/A | 0 | N/A | 0 | 0 | 0 | 0 | 0 | 0 | 0 | N/A | N/A | N/A | 0 | N/A | 0 | 0 | 0 | 0 | 0 | 0 | 0 | N/A | N/A | N/A | 0 | N/A
Clothes Washer replacement ¦ Appliance Retirement | Clothes Washer replacement | Res Other | RET | 12 | 4 | 4 | 4 | 190 | 26.22 | 188 | 25.944 | 1070 | 16.36% | N/A | 0 | N/A | 895 | N/A | 154.6932 | 0 | 154.6932 | 0.75 | N/A | N/A | N/A | N/A | N/A | Clothes Washer replacement | 0 | 0 | 0 | 0 | 0 | 0 | 0 | N/A | N/A | N/A | 0 | N/A | 0 | 0 | 0 | 0 | 0 | 0 | 0 | N/A | N/A | N/A | 0 | N/A | 0 | 0 | 0 | 0 | 0 | 0 | 0 | N/A | N/A | N/A | 0 | N/A
Dishwasher replacement ¦ Appliance Retirement | Dishwasher replacement | Res Other | RET | 12 | 4 | 4 | 4 | 256.5 | 35.397 | 30 | 25.944 | 1050 | 19.05% | N/A | 0 | N/A | 850 | N/A | 112.9228 | 0 | 112.9228 | 0.75 | N/A | N/A | N/A | N/A | N/A | Dishwasher replacement | 0 | 0 | 0 | 0 | 0 | 0 | 0 | N/A | N/A | N/A | 0 | N/A | 0 | 0 | 0 | 0 | 0 | 0 | 0 | N/A | N/A | N/A | 0 | N/A | 0 | 0 | 0 | 0 | 0 | 0 | 0 | N/A | N/A | N/A | 0 | N/A
Freezer replacement ¦ Appliance Retirement | Freezer replacement | Res Refrigeration | RET | 12 | 4 | 4 | 4 | 1399 | 193.062 | 46 | 6.348 | 683.382 | 29.27% | N/A | 0 | N/A | 483.382 | N/A | 449.1638 | 0 | 449.1638 | 0.75 | N/A | N/A | N/A | N/A | N/A | Freezer replacement | 0 | 0 | 0 | 0 | 0 | 0 | 0 | N/A | N/A | N/A | 0 | N/A | 0 | 0 | 0 | 0 | 0 | 0 | 0 | N/A | N/A | N/A | 0 | N/A | 0 | 0 | 0 | 0 | 0 | 0 | 0 | N/A | N/A | N/A | 0 | N/A
Fridge replacement ¦ Appliance Retirement | Fridge replacement | Res Refrigeration | RET | 12 | 4 | 4 | 4 | 705 | 97.29 | 49 | 6.762 | 900.417 | 38.87% | N/A | 0 | N/A | 550.417 | N/A | 239.6572 | 0 | 239.6572 | 0.75 | N/A | N/A | N/A | N/A | N/A | Fridge replacement | 0 | 0 | 0 | 0 | 0 | 0 | 0 | N/A | N/A | N/A | 0 | N/A | 0 | 0 | 0 | 0 | 0 | 0 | 0 | N/A | N/A | N/A | 0 | N/A | 0 | 0 | 0 | 0 | 0 | 0 | 0 | N/A | N/A | N/A | 0 | N/A
Range / Stove replacement ¦ Appliance Retirement | Range / Stove replacement | Res Other | RET | 12 | 4 | 4 | 4 | 207.75 | 28.6695 | 25 | 3.45 | 1120 | 17.86% | N/A | 0 | N/A | 920 | N/A | 76.0663 | 0 | 76.0663 | 0.75 | N/A | N/A | N/A | N/A | N/A | Range / Stove replacement | 0 | 0 | 0 | 0 | 0 | 0 | 0 | N/A | N/A | N/A | 0 | N/A | 0 | 0 | 0 | 0 | 0 | 0 | 0 | N/A | N/A | N/A | 0 | N/A | 0 | 0 | 0 | 0 | 0 | 0 | 0 | N/A | N/A | N/A | 0 | N/A
[28 empty] | Program Totals | 654 | 148.0177 | 812.9711 | 148.0177 | 812.9711 | 3596.4533 | 355159.2241 | 463392.824 | -108233.5999 | 0.76643 | 463392.824 | 0.76643 | 654 | 148.0177 | 812.9711 | 296.0355 | 1625.9422 | 3596.4533 | 376471.2032 | 469734.6277 | -93263.4245 | 0.80146 | 469734.6277 | 0.80146 | 248 | 60.9253 | 181.8667 | 182.776 | 545.6 | 906.0267 | 123929.0722 | 103503.8221 | 20425.2501 | 1.1973 | 103503.8221 | 1.1973
Business Energy Rebates
Unique Measure Name (For Lookup) | Measure Name | Technology Type | Decision Type | Measure Life | RUL 2020 | RUL 2021 | RUL 2022 | Gross Annual Energy Savings per Unit at Meter (kWh) Pre-RUL | Gross Peak Demand Savings per Unit at Meter (Watts) Pre-RUL | Gross Annual Energy Savings per Unit at Meter (kWh) Post-RUL | Gross Peak Demand Savings per Unit at Meter (Watts) Post-RUL | Gross Per Unit One-Time Per Unit Incremental Measure Cost ($) | 2020 Incentive as a Percent of Incremental Measure Cost (%) | Per Unit Program Administrative Cost ($) | Per Unit Direct Installation Cost ($) | Per Unit DSM Administrator Cost (Incentive + Administrative) ($) | Per Unit DSM Customer Cost (Incremental Measure Cost - Incentive) ($) | Total Per Unit DSM Cost ($) | Per Unit Present Value Avoided Cost Benefits ($) | Per Unit Present Value Non-Energy Benefits ($) | Total Per Unit Present Value Benefits ($) | Net-To-Gross Ratio | Net Total Resource Benefit-Cost Ratio (TRC) | Net Program Administrator Benefit-Cost Ratio (PAC) | Net First-Year Unit Cost / kWh at Generator ($/kWh) | Net Lifetime Unit Cost / kWh at Generator ($/kWh) | Net Unit Cost / Watt at Generator ($/W) | Measure Name | Participation (Units) | Peak Demand Savings (kW) | First Year Energy Savings (MWh) | Cumulative Peak Demand Savings (kW) | Cumulative Energy Savings (MWh) | Lifetime Energy Savings (MWh) | Total Avoided Cost Benefits ($) | TRC Costs ($) | Total Net Resource Benefits ($) | TRC (Ratio) | PAC Costs ($) | PAC (Ratio) | Participation (Units) | Peak Demand Savings (kW) | First Year Energy Savings (MWh) | Cumulative Peak Demand Savings (kW) | Cumulative Energy Savings (MWh) | Lifetime Energy Savings (MWh) | Total Avoided Cost Benefits ($) | TRC Costs ($) | Total Net Resource Benefits ($) | TRC (Ratio) | PAC Costs ($) | PAC (Ratio) | Participation (Units) | Peak Demand Savings (kW) | First Year Energy Savings (MWh) | Cumulative Peak Demand Savings (kW) | Cumulative Energy Savings (MWh) | Lifetime Energy Savings (MWh) | Total Avoided Cost Benefits ($) | TRC Costs ($) | Total Net Resource Benefits ($) | TRC (Ratio) | PAC Costs ($) | PAC (Ratio)
1/2 Size Hot Food Holding Cabinet ¦ Business Energy Rebates | 1/2 Size Hot Food Holding Cabinet | BNI Cooking and Laundry | ROB/NEW | 12 | N/A | N/A | N/A | 1384 | 215 | 1384 | 215 | 506.73 | 57.23% | N/A | 0 | N/A | 216.73 | N/A | 1281.4025 | 0 | 1281.4025 | 0.86 | N/A | N/A | N/A | N/A | N/A | 1/2 Size Hot Food Holding Cabinet | 0 | 0 | 0 | 0 | 0 | 0 | 0 | N/A | N/A | N/A | 0 | N/A | 0 | 0 | 0 | 0 | 0 | 0 | 0 | N/A | N/A | N/A | 0 | N/A | 0 | 0 | 0 | 0 | 0 | 0 | 0 | N/A | N/A | N/A | 0 | N/A
Advanced Lighting Design (Performance Lighting) ¦ Business Energy Rebates | Advanced Lighting Design (Performance Lighting) | BNI Lighting | ROB/NEW | 15 | N/A | N/A | N/A | 797.5356 | 117.9423 | 797.5356 | 117.9423 | 1572.6585 | 11.13% | N/A | 0 | N/A | 1397.6585 | N/A | 909.3747 | 0 | 909.3747 | 0.9 | N/A | N/A | N/A | N/A | N/A | Advanced Lighting Design (Performance Lighting) | 0 | 0 | 0 | 0 | 0 | 0 | 0 | N/A | N/A | N/A | 0 | N/A | 0 | 0 | 0 | 0 | 0 | 0 | 0 | N/A | N/A | N/A | 0 | N/A | 0 | 0 | 0 | 0 | 0 | 0 | 0 | N/A | N/A | N/A | 0 | N/A
Air-Entraining Air Nozzle ¦ Business Energy Rebates | Air-Entraining Air Nozzle | BNI Process | ROB/NEW | 15 | N/A | N/A | N/A | 723.84 | 130 | 723.84 | 130 | 58.52 | 85.44% | N/A | 0 | N/A | 8.52 | N/A | 832.0307 | 0 | 832.0307 | 0.86 | N/A | N/A | N/A | N/A | N/A | Air-Entraining Air Nozzle | 0 | 0 | 0 | 0 | 0 | 0 | 0 | N/A | N/A | N/A | 0 | N/A | 0 | 0 | 0 | 0 | 0 | 0 | 0 | N/A | N/A | N/A | 0 | N/A | 0 | 0 | 0 | 0 | 0 | 0 | 0 | N/A | N/A | N/A | 0 | N/A
Case Lighting for Sign Retrofits ¦ Business Energy Rebates | Case Lighting for Sign Retrofits | BNI Lighting | ROB/NEW | 11.3 | N/A | N/A | N/A | 1583.1875 | 433.75 | 1583.1875 | 433.75 | 721.525 | 17.32% | 43.3406 | 0 | 168.3406 | 596.525 | 764.8656 | 1692.6035 | 0 | 1692.6035 | 0.86 | 2.5497 |  | 0.10403 | 0.0092061 | 0.3797 | Case Lighting for Sign Retrofits | 8 | 3.1781 | 11.5999 | 3.1781 | 11.5999 | 131.0792 | 13540.8279 | 5310.8169 | 8230.0111 | 2.5497 | 1346.7249 | 10.0546 | 8 | 3.1781 | 11.5999 | 6.3561 | 23.1999 | 131.0792 | 14023.2684 | 5310.8169 | 8712.4516 | 2.6405 | 1346.7249 | 10.4129 | 8 | 3.1781 | 11.5999 | 9.5342 | 34.7998 | 131.0792 | 14583.1008 | 5310.8169 | 9272.2839 | 2.7459 | 1346.7249 | 10.8286
CEE Tier 2 Commercial Washing Machine ¦ Business Energy Rebates | CEE Tier 2 Commercial Washing Machine | BNI Cooking and Laundry | ROB/NEW | 11 | N/A | N/A | N/A | 2315.143 | 700 | 2315.143 | 700 | 514.71 | 87.43% | N/A | 0 | N/A | 64.71 | N/A | 2530.5474 | 0 | 2530.5474 | 0.86 | N/A | N/A | N/A | N/A | N/A | CEE Tier 2 Commercial Washing Machine | 0 | 0 | 0 | 0 | 0 | 0 | 0 | N/A | N/A | N/A | 0 | N/A | 0 | 0 | 0 | 0 | 0 | 0 | 0 | N/A | N/A | N/A | 0 | N/A | 0 | 0 | 0 | 0 | 0 | 0 | 0 | N/A | N/A | N/A | 0 | N/A
CEE Tier 3 Commercial Washing Machine ¦ Business Energy Rebates | CEE Tier 3 Commercial Washing Machine | BNI Cooking and Laundry | ROB/NEW | 11 | N/A | N/A | N/A | 2673.506 | 810 | 2673.506 | 810 | 554.61 | 99.17% | N/A | 0 | N/A | 4.61 | N/A | 2924.0549 | 0 | 2924.0549 | 0.86 | N/A | N/A | N/A | N/A | N/A | CEE Tier 3 Commercial Washing Machine | 0 | 0 | 0 | 0 | 0 | 0 | 0 | N/A | N/A | N/A | 0 | N/A | 0 | 0 | 0 | 0 | 0 | 0 | 0 | N/A | N/A | N/A | 0 | N/A | 0 | 0 | 0 | 0 | 0 | 0 | 0 | N/A | N/A | N/A | 0 | N/A
Circulation Fan (Agriculture) ¦ Business Energy Rebates | Circulation Fan (Agriculture) | BNI Process | ROB/NEW | 15 | N/A | N/A | N/A | 228 | 0 | 228 | 0 | 199.5 | 25.06% | N/A | 0 | N/A | 149.5 | N/A | 184.7202 | 0 | 184.7202 | 0.86 | N/A | N/A | N/A | N/A | N/A | Circulation Fan (Agriculture) | 0 | 0 | 0 | 0 | 0 | 0 | 0 | N/A | N/A | N/A | 0 | N/A | 0 | 0 | 0 | 0 | 0 | 0 | 0 | N/A | N/A | N/A | 0 | N/A | 0 | 0 | 0 | 0 | 0 | 0 | 0 | N/A | N/A | N/A | 0 | N/A
Cold Climate Air-Source Heat Pump (24kBTU/hr) ¦ Business Energy Rebates | Cold Climate Air-Source Heat Pump (24kBTU/hr) | BNI HVAC | ROB/NEW | 18 | N/A | N/A | N/A | 8956.361 | 2931 | 8956.361 | 2931 | 6884.08 | 11.62% | 245.1852 | 0 | 1045.1852 | 6084.08 | 7129.2652 | 14658.703 | 0 | 14658.703 | 0.86 | 2.3775 |  | 0.11376 | 0.0063202 | 0.34763 | Cold Climate Air-Source Heat Pump (24kBTU/hr) | 38.6092 | 103.643 | 316.7055 | 103.643 | 316.7055 | 5700.6993 | 565961.282 | 238044.9953 | 327916.2867 | 2.3775 | 40353.7989 | 14.025 | 44.2218 | 118.7093 | 362.7442 | 237.4186 | 725.4884 | 6529.3956 | 670513.7489 | 272648.9993 | 397864.7497 | 2.4593 | 46219.9294 | 14.507 | 55.9341 | 150.1499 | 458.8184 | 450.4497 | 1376.4552 | 8258.7315 | 879381.9823 | 344861.1481 | 534520.8342 | 2.55 | 58461.4576 | 15.0421
Cold Climate Air-Source Heat Pump (48kBTU/hr) ¦ Business Energy Rebates | Cold Climate Air-Source Heat Pump (48kBTU/hr) | BNI HVAC | ROB/NEW | 18 | N/A | N/A | N/A | 17912.722 | 5862 | 17912.722 | 5862 | 13768.16 | 11.62% | 490.3704 | 0 | 2090.3704 | 12168.16 | 14258.5304 | 29317.406 | 0 | 29317.406 | 0.86 | 2.3775 |  | 0.11376 | 0.0063202 | 0.34763 | Cold Climate Air-Source Heat Pump (48kBTU/hr) | 80 | 429.5054 | 1312.455 | 429.5054 | 1312.455 | 23624.1905 | 2345392.4783 | 986479.0389 | 1358913.4394 | 2.3775 | 167229.6309 | 14.025 | 80 | 429.5054 | 1312.455 | 859.0109 | 2624.9101 | 23624.1905 | 2426004.7181 | 986479.0389 | 1439525.6792 | 2.4593 | 167229.6309 | 14.507 | 80 | 429.5054 | 1312.455 | 1288.5163 | 3937.3651 | 23624.1905 | 2515481.6584 | 986479.0389 | 1529002.6195 | 2.55 | 167229.6309 | 15.0421
Cycling Refrigerated Air Dryer - 50 CFM ¦ Business Energy Rebates | Cycling Refrigerated Air Dryer - 50 CFM | BNI Process | ROB/NEW | 10 | N/A | N/A | N/A | 585.86 | 110 | 585.86 | 110 | 563.255 | 8.877% | N/A | 0 | N/A | 513.255 | N/A | 493.7308 | 0 | 493.7308 | 0.86 | N/A | N/A | N/A | N/A | N/A | Cycling Refrigerated Air Dryer - 50 CFM | 0 | 0 | 0 | 0 | 0 | 0 | 0 | N/A | N/A | N/A | 0 | N/A | 0 | 0 | 0 | 0 | 0 | 0 | 0 | N/A | N/A | N/A | 0 | N/A | 0 | 0 | 0 | 0 | 0 | 0 | 0 | N/A | N/A | N/A | 0 | N/A
Dairy Scroll Compressor ¦ Business Energy Rebates | Dairy Scroll Compressor | BNI Process | ROB/NEW | 15 | N/A | N/A | N/A | 23624 | 6800 | 23624 | 6800 | 1025.2305 | 24.38% | 646.7197 | 0 | 896.7197 | 775.2305 | 1671.9502 | 31985.9912 | 0 | 31985.9912 | 0.86 | 20.9275 |  | 0.039827 | 0.0026551 | 0.13836 | Dairy Scroll Compressor | 28.7134 | 178.8243 | 621.2566 | 178.8243 | 621.2566 | 9318.8496 | 918426.8292 | 43886.088 | 874540.7412 | 20.9275 | 25747.8787 | 35.67 | 29.9977 | 186.823 | 649.0451 | 373.646 | 1298.0902 | 9735.6767 | 994573.1719 | 45849.0891 | 948724.0828 | 21.6923 | 26899.5675 | 36.9736 | 31.4354 | 195.7766 | 680.1509 | 587.3298 | 2040.4528 | 10202.2639 | 1084838.6602 | 48046.4297 | 1036792.2305 | 22.579 | 28188.7427 | 38.4848
Daylighting Controls - Ceiling Mounted ¦ Business Energy Rebates | Daylighting Controls - Ceiling Mounted | BNI Lighting | ROB/NEW | 10 | N/A | N/A | N/A | 247.2255 | 0 | 247.2255 | 0 | 148.7206 | 33.62% | N/A | 0 | N/A | 98.7206 | N/A | 140.5954 | 0 | 140.5954 | 0.86 | N/A | N/A | N/A | N/A | N/A | Daylighting Controls - Ceiling Mounted | 0 | 0 | 0 | 0 | 0 | 0 | 0 | N/A | N/A | N/A | 0 | N/A | 0 | 0 | 0 | 0 | 0 | 0 | 0 | N/A | N/A | N/A | 0 | N/A | 0 | 0 | 0 | 0 | 0 | 0 | 0 | N/A | N/A | N/A | 0 | N/A
Daylighting Controls - Switch-Mounted ¦ Business Energy Rebates | Daylighting Controls - Switch-Mounted | BNI Lighting | ROB/NEW | 10 | N/A | N/A | N/A | 86.3911 | 0 | 86.3911 | 0 | 148.7206 | 6.724% | N/A | 0 | N/A | 138.7206 | N/A | 49.13 | 0 | 49.13 | 0.86 | N/A | N/A | N/A | N/A | N/A | Daylighting Controls - Switch-Mounted | 0 | 0 | 0 | 0 | 0 | 0 | 0 | N/A | N/A | N/A | 0 | N/A | 0 | 0 | 0 | 0 | 0 | 0 | 0 | N/A | N/A | N/A | 0 | N/A | 0 | 0 | 0 | 0 | 0 | 0 | 0 | N/A | N/A | N/A | 0 | N/A
Door Heater Controls ¦ Business Energy Rebates | Door Heater Controls | BNI Refrigeration | ROB/NEW | 12 | N/A | N/A | N/A | 8172.73 | 933 | 8172.73 | 933 | 1683.9263 | 14.01% | N/A | 0 | N/A | 1447.9263 | N/A | 7011.9285 | 0 | 7011.9285 | 0.86 | N/A | N/A | N/A | N/A | N/A | Door Heater Controls | 0 | 0 | 0 | 0 | 0 | 0 | 0 | N/A | N/A | N/A | 0 | N/A | 0 | 0 | 0 | 0 | 0 | 0 | 0 | N/A | N/A | N/A | 0 | N/A | 0 | 0 | 0 | 0 | 0 | 0 | 0 | N/A | N/A | N/A | 0 | N/A
Double Heat Pad (Agriculture) ¦ Business Energy Rebates | Double Heat Pad (Agriculture) | BNI Process | ROB/NEW | 10 | N/A | N/A | N/A | 1518 | 180 | 1518 | 180 | 256.69 | 46.75% | N/A | 0 | N/A | 136.69 | N/A | 1126.0044 | 0 | 1126.0044 | 0.86 | N/A | N/A | N/A | N/A | N/A | Double Heat Pad (Agriculture) | 0 | 0 | 0 | 0 | 0 | 0 | 0 | N/A | N/A | N/A | 0 | N/A | 0 | 0 | 0 | 0 | 0 | 0 | 0 | N/A | N/A | N/A | 0 | N/A | 0 | 0 | 0 | 0 | 0 | 0 | 0 | N/A | N/A | N/A | 0 | N/A
Dual Enthalpy Economizer Controls ¦ Business Energy Rebates | Dual Enthalpy Economizer Controls | BNI HVAC | RET | 10 | 3.3333 | 3.3333 | 3.3333 | 2577 | 580 | 2577 | 580 | 1264.83 | 39.53% | N/A | 0 | N/A | 764.83 | N/A | 2312.0916 | 0 | 2312.0916 | 0.86 | N/A | N/A | N/A | N/A | N/A | Dual Enthalpy Economizer Controls | 0 | 0 | 0 | 0 | 0 | 0 | 0 | N/A | N/A | N/A | 0 | N/A | 0 | 0 | 0 | 0 | 0 | 0 | 0 | N/A | N/A | N/A | 0 | N/A | 0 | 0 | 0 | 0 | 0 | 0 | 0 | N/A | N/A | N/A | 0 | N/A
EC Motor for Refrigeration Applications ¦ Business Energy Rebates1 | EC Motor for Refrigeration Applications | BNI Refrigeration | RET | 15 | 5 | 5 | 5 | 341.64 | 39 | 341.64 | 39 | 178.7653 | 33.56% | N/A | 0 | N/A | 118.7653 | N/A | 350.4664 | 0 | 350.4664 | 0.86 | N/A | N/A | N/A | N/A | N/A | EC Motor for Refrigeration Applications | 0 | 0 | 0 | 0 | 0 | 0 | 0 | N/A | N/A | N/A | 0 | N/A | 0 | 0 | 0 | 0 | 0 | 0 | 0 | N/A | N/A | N/A | 0 | N/A | 0 | 0 | 0 | 0 | 0 | 0 | 0 | N/A | N/A | N/A | 0 | N/A
EC Motor for Refrigeration Applications ¦ Business Energy Rebates2 | EC Motor for Refrigeration Applications | BNI Refrigeration | RET | 15 | 5 | 5 | 5 | 1047.696 | 119.6 | 1047.696 | 119.6 | 367.4125 | 48.99% | N/A | 0 | N/A | 187.4125 | N/A | 1074.7637 | 0 | 1074.7637 | 0.86 | N/A | N/A | N/A | N/A | N/A | EC Motor for Refrigeration Applications | 0 | 0 | 0 | 0 | 0 | 0 | 0 | N/A | N/A | N/A | 0 | N/A | 0 | 0 | 0 | 0 | 0 | 0 | 0 | N/A | N/A | N/A | 0 | N/A | 0 | 0 | 0 | 0 | 0 | 0 | 0 | N/A | N/A | N/A | 0 | N/A
Electric Combination Oven ¦ Business Energy Rebates | Electric Combination Oven | BNI Cooking and Laundry | ROB/NEW | 12 | N/A | N/A | N/A | 6368 | 989 | 6368 | 989 | 2106.72 | 66.45% | N/A | 0 | N/A | 706.72 | N/A | 5895.5231 | 0 | 5895.5231 | 0.86 | N/A | N/A | N/A | N/A | N/A | Electric Combination Oven | 0 | 0 | 0 | 0 | 0 | 0 | 0 | N/A | N/A | N/A | 0 | N/A | 0 | 0 | 0 | 0 | 0 | 0 | 0 | N/A | N/A | N/A | 0 | N/A | 0 | 0 | 0 | 0 | 0 | 0 | 0 | N/A | N/A | N/A | 0 | N/A
Electric Combination Oven with Gas ¦ Business Energy Rebates | Electric Combination Oven with Gas | BNI Cooking and Laundry | RET | 12 | 4 | 4 | 4 | 18282 | 2838 | 18282 | 2838 | 14838.81 | 13.48% | N/A | 0 | N/A | 12838.81 | N/A | 4815.7531 | 0 | 4815.7531 | 0.86 | N/A | N/A | N/A | N/A | N/A | Electric Combination Oven with Gas | 0 | 0 | 0 | 0 | 0 | 0 | 0 | N/A | N/A | N/A | 0 | N/A | 0 | 0 | 0 | 0 | 0 | 0 | 0 | N/A | N/A | N/A | 0 | N/A | 0 | 0 | 0 | 0 | 0 | 0 | 0 | N/A | N/A | N/A | 0 | N/A
Electric Convection Oven ¦ Business Energy Rebates | Electric Convection Oven | BNI Cooking and Laundry | ROB/NEW | 12 | N/A | N/A | N/A | 1937 | 301 | 1937 | 301 | 1339.31 | 29.87% | N/A | 0 | N/A | 939.31 | N/A | 1793.5616 | 0 | 1793.5616 | 0.86 | N/A | N/A | N/A | N/A | N/A | Electric Convection Oven | 0 | 0 | 0 | 0 | 0 | 0 | 0 | N/A | N/A | N/A | 0 | N/A | 0 | 0 | 0 | 0 | 0 | 0 | 0 | N/A | N/A | N/A | 0 | N/A | 0 | 0 | 0 | 0 | 0 | 0 | 0 | N/A | N/A | N/A | 0 | N/A
Electric Convection Oven with Gas ¦ Business Energy Rebates | Electric Convection Oven with Gas | BNI Cooking and Laundry | RET | 12 | 4 | 4 | 4 | 12059 | 1872 | 12059 | 1872 | 5784.17 | 34.58% | N/A | 0 | N/A | 3784.17 | N/A | 1780.936 | 0 | 1780.936 | 0.86 | N/A | N/A | N/A | N/A | N/A | Electric Convection Oven with Gas | 0 | 0 | 0 | 0 | 0 | 0 | 0 | N/A | N/A | N/A | 0 | N/A | 0 | 0 | 0 | 0 | 0 | 0 | 0 | N/A | N/A | N/A | 0 | N/A | 0 | 0 | 0 | 0 | 0 | 0 | 0 | N/A | N/A | N/A | 0 | N/A
Electric Fryer Replacement with Gas ¦ Business Energy Rebates | Electric Fryer Replacement with Gas | BNI Cooking and Laundry | RET | 12 | 4 | 4 | 4 | 18189 | 2117.9 | 18189 | 2824 | 2578.471 | 77.57% | N/A | 0 | N/A | 578.471 | N/A | 3791.3499 | 0 | 3791.3499 | 0.86 | N/A | N/A | N/A | N/A | N/A | Electric Fryer Replacement with Gas | 0 | 0 | 0 | 0 | 0 | 0 | 0 | N/A | N/A | N/A | 0 | N/A | 0 | 0 | 0 | 0 | 0 | 0 | 0 | N/A | N/A | N/A | 0 | N/A | 0 | 0 | 0 | 0 | 0 | 0 | 0 | N/A | N/A | N/A | 0 | N/A
Electric Griddle Replacement with Gas ¦ Business Energy Rebates | Electric Griddle Replacement with Gas | BNI Cooking and Laundry | RET | 12 | 4 | 4 | 4 | 15815 | 2455 | 15815 | 2455 | 4093.74 | 61.07% | N/A | 0 | N/A | 1593.74 | N/A | 1128.2959 | 0 | 1128.2959 | 0.86 | N/A | N/A | N/A | N/A | N/A | Electric Griddle Replacement with Gas | 0 | 0 | 0 | 0 | 0 | 0 | 0 | N/A | N/A | N/A | 0 | N/A | 0 | 0 | 0 | 0 | 0 | 0 | 0 | N/A | N/A | N/A | 0 | N/A | 0 | 0 | 0 | 0 | 0 | 0 | 0 | N/A | N/A | N/A | 0 | N/A
Electric Steam Cooker ¦ Business Energy Rebates | Electric Steam Cooker | BNI Cooking and Laundry | ROB/NEW | 12 | N/A | N/A | N/A | 9967 | 1547 | 9967 | 1547 | 2834.23 | 31.75% | N/A | 0 | N/A | 1934.23 | N/A | 9225.9228 | 0 | 9225.9228 | 0.86 | N/A | N/A | N/A | N/A | N/A | Electric Steam Cooker | 0 | 0 | 0 | 0 | 0 | 0 | 0 | N/A | N/A | N/A | 0 | N/A | 0 | 0 | 0 | 0 | 0 | 0 | 0 | N/A | N/A | N/A | 0 | N/A | 0 | 0 | 0 | 0 | 0 | 0 | 0 | N/A | N/A | N/A | 0 | N/A
Electric Steam Cooker Replacement with Gas ¦ Business Energy Rebates | Electric Steam Cooker Replacement with Gas | BNI Cooking and Laundry | RET | 12 | 4 | 4 | 4 | 17599 | 2732 | 17599 | 2732 | 11485.88 | 15.67% | N/A | 0 | N/A | 9685.88 | N/A | -7116.8214 | 0 | -7116.8214 | 0.86 | N/A | N/A | N/A | N/A | N/A | Electric Steam Cooker Replacement with Gas | 0 | 0 | 0 | 0 | 0 | 0 | 0 | N/A | N/A | N/A | 0 | N/A | 0 | 0 | 0 | 0 | 0 | 0 | 0 | N/A | N/A | N/A | 0 | N/A | 0 | 0 | 0 | 0 | 0 | 0 | 0 | N/A | N/A | N/A | 0 | N/A
Electric to Natural Gas - Water Heater ¦ Business Energy Rebates | Electric to Natural Gas - Water Heater | BNI Domestic Hot Water (DHW) | ROB/NEW | 15 | N/A | N/A | N/A | 6146.172 | 1680 | 6146.172 | 1680 | 1859.34 | 53.78% | 168.2548 | 0 | 1168.2548 | 859.34 | 2027.5948 | 8149.3753 | 0 | 8149.3753 | 0.86 | 4.6112 |  | 0.18267 | 0.012178 | 0.66828 | Electric to Natural Gas - Water Heater | 100 | 153.8658 | 562.9082 | 153.8658 | 562.9082 | 8443.6229 | 814937.5293 | 176728.716 | 638208.8133 | 4.6112 | 116825.476 | 6.9757 | 100 | 153.8658 | 562.9082 | 307.7316 | 1125.8164 | 8443.6229 | 845321.8299 | 176728.716 | 668593.114 | 4.7832 | 116825.476 | 7.2358 | 100 | 153.8658 | 562.9082 | 461.5974 | 1688.7246 | 8443.6229 | 880412.5143 | 176728.716 | 703683.7983 | 4.9817 | 116825.476 | 7.5361
ENERGY STAR Pool Pump ¦ Business Energy Rebates | ENERGY STAR Pool Pump | BNI Process | RET | 15 | 5 | 5 | 5 | 3847 | 0 | 3847 | 0 | 466.5773 | 75.01% | N/A | 0 | N/A | 116.5773 | N/A | 3116.7482 | 0 | 3116.7482 | 0.86 | N/A | N/A | N/A | N/A | N/A | ENERGY STAR Pool Pump | 0 | 0 | 0 | 0 | 0 | 0 | 0 | N/A | N/A | N/A | 0 | N/A | 0 | 0 | 0 | 0 | 0 | 0 | 0 | N/A | N/A | N/A | 0 | N/A | 0 | 0 | 0 | 0 | 0 | 0 | 0 | N/A | N/A | N/A | 0 | N/A
ENERGY STAR Uninteruptible Power Supplies (UPS) ¦ Business Energy Rebates | ENERGY STAR Uninteruptible Power Supplies (UPS) | BNI Process | ROB/NEW | 10 | N/A | N/A | N/A | 6120 | 0 | 6120 | 0 | 42500 | 3.059% | N/A | 0 | N/A | 41200 | N/A | 3480.4004 | 0 | 3480.4004 | 0.86 | N/A | N/A | N/A | N/A | N/A | ENERGY STAR Uninteruptible Power Supplies (UPS) | 0 | 0 | 0 | 0 | 0 | 0 | 0 | N/A | N/A | N/A | 0 | N/A | 0 | 0 | 0 | 0 | 0 | 0 | 0 | N/A | N/A | N/A | 0 | N/A | 0 | 0 | 0 | 0 | 0 | 0 | 0 | N/A | N/A | N/A | 0 | N/A
ENERGY STAR Washing Machine ¦ Business Energy Rebates | ENERGY STAR Washing Machine | BNI Cooking and Laundry | ROB/NEW | 11 | N/A | N/A | N/A | 782.143 | 390 | 782.143 | 390 | 252.7 | 59.36% | 21.4116 | 0 | 171.4116 | 102.7 | 274.1116 | 1094.301 | 0 | 1094.301 | 0.86 | 4.5838 |  | 0.20997 | 0.019088 | 0.4211 | ENERGY STAR Washing Machine | 2 | 0.71438 | 1.4327 | 0.71438 | 1.4327 | 15.7595 | 2188.602 | 477.4672 | 1711.1349 | 4.5838 | 342.8232 | 6.3841 | 2 | 0.71438 | 1.4327 | 1.4288 | 2.8654 | 15.7595 | 2246.6638 | 477.4672 | 1769.1966 | 4.7054 | 342.8232 | 6.5534 | 2 | 0.71438 | 1.4327 | 2.1431 | 4.298 | 15.7595 | 2322.474 | 477.4672 | 1845.0068 | 4.8642 | 342.8232 | 6.7746
Evaporator Fan Motor Controls ¦ Business Energy Rebates | Evaporator Fan Motor Controls | BNI Refrigeration | ROB/NEW | 10 | N/A | N/A | N/A | 2647.71 | 302 | 2647.71 | 302 | 1641.22 | 30.47% | N/A | 0 | N/A | 1141.22 | N/A | 1946.5341 | 0 | 1946.5341 | 0.86 | N/A | N/A | N/A | N/A | N/A | Evaporator Fan Motor Controls | 0 | 0 | 0 | 0 | 0 | 0 | 0 | N/A | N/A | N/A | 0 | N/A | 0 | 0 | 0 | 0 | 0 | 0 | 0 | N/A | N/A | N/A | 0 | N/A | 0 | 0 | 0 | 0 | 0 | 0 | 0 | N/A | N/A | N/A | 0 | N/A
Flood Luminaire (10000 lumen) ¦ Business Energy Rebates | Flood Luminaire (10000 lumen) | BNI Lighting | ROB/NEW | 17.1 | N/A | N/A | N/A | 893.9182 | 204.0909 | 893.9182 | 204.0909 | 354.046 | 28.24% | 24.4715 | 0 | 124.4715 | 254.046 | 378.5175 | 1229.2876 | 0 | 1229.2876 | 0.86 | 3.737 |  | 0.13493 | 0.0078908 | 0.59101 | Flood Luminaire (10000 lumen) | 9530 | 1781.3507 | 7802.3159 | 1781.3507 | 7802.3159 | 133419.602 | 11715110.5571 | 3134903.5102 | 8580207.0469 | 3.737 | 1186213.3034 | 9.8761 | 9530 | 1781.3507 | 7802.3159 | 3562.7013 | 15604.6318 | 133419.602 | 12173592.1221 | 3134903.5102 | 9038688.6119 | 3.8832 | 1186213.3034 | 10.2626 | 9530 | 1781.3507 | 7802.3159 | 5344.052 | 23406.9477 | 133419.602 | 12694885.1102 | 3134903.5102 | 9559981.6 | 4.0495 | 1186213.3034 | 10.702
Flood Luminaire (48000 lumen) ¦ Business Energy Rebates | Flood Luminaire (48000 lumen) | BNI Lighting | ROB/NEW | 17.1 | N/A | N/A | N/A | 2819.1273 | 643.6364 | 2819.1273 | 643.6364 | 1797.096 | 26.71% | 77.1751 | 0 | 557.1751 | 1317.096 | 1874.2711 | 3876.7733 | 0 | 3876.7733 | 0.86 | 2.3891 |  | 0.18977 | 0.011098 | 0.83119 | Flood Luminaire (48000 lumen) | 364 | 214.5729 | 939.8292 | 214.5729 | 939.8292 | 16071.079 | 1411145.4728 | 590654.6767 | 820490.7961 | 2.3891 | 202811.7449 | 6.9579 | 364 | 214.5729 | 939.8292 | 429.1457 | 1879.6584 | 16071.079 | 1466371.9414 | 590654.6767 | 875717.2646 | 2.4826 | 202811.7449 | 7.2302 | 364 | 214.5729 | 939.8292 | 643.7186 | 2819.4875 | 16071.079 | 1529164.3697 | 590654.6767 | 938509.693 | 2.5889 | 202811.7449 | 7.5398
Four Pin Replacement Lamps for CFLs ¦ Business Energy Rebates | Four Pin Replacement Lamps for CFLs | BNI Lighting | ROB/NEW | 11.4 | N/A | N/A | N/A | 76.3569 | 10.7585 | 76.3569 | 10.7585 | 22.876 | 21.86% | 2.0903 | 0 | 7.0903 | 17.876 | 24.9663 | 66.0045 | 0 | 66.0045 | 0.86 | 3.0328 |  | 0.091378 | 0.0080156 | 0.64854 | Four Pin Replacement Lamps for CFLs | 100 | 0.98534 | 6.9933 | 0.98534 | 6.9933 | 79.7235 | 6600.4471 | 2176.3672 | 4424.0799 | 3.0328 | 709.0312 | 9.3091 | 100 | 0.98534 | 6.9933 | 1.9707 | 13.9866 | 79.7235 | 6894.4211 | 2176.3672 | 4718.0538 | 3.1679 | 709.0312 | 9.7237 | 100 | 0.98534 | 6.9933 | 2.956 | 20.9799 | 79.7235 | 7213.4849 | 2176.3672 | 5037.1176 | 3.3145 | 709.0312 | 10.1737
Ground Source Heat Pump (60kBTU/hr) ¦ Business Energy Rebates | Ground Source Heat Pump (60kBTU/hr) | BNI HVAC | ROB/NEW | 25 | N/A | N/A | N/A | 33285 | 12505.8617 | 33285 | 12505.8617 | 11736.45 | 51.12% | N/A | 0 | N/A | 5736.45 | N/A | 71569.7546 | 0 | 71569.7546 | 0.86 | N/A | N/A | N/A | N/A | N/A | Ground Source Heat Pump (60kBTU/hr) | 0 | 0 | 0 | 0 | 0 | 0 | 0 | N/A | N/A | N/A | 0 | N/A | 0 | 0 | 0 | 0 | 0 | 0 | 0 | N/A | N/A | N/A | 0 | N/A | 0 | 0 | 0 | 0 | 0 | 0 | 0 | N/A | N/A | N/A | 0 | N/A
Heat Pump Clothes Dryer ¦ Business Energy Rebates | Heat Pump Clothes Dryer | BNI Cooking and Laundry | ROB/NEW | 11 | N/A | N/A | N/A | 1630.19 | 1117 | 1630.19 | 1117 | 851.2 | 41.12% | 44.6273 | 0 | 394.6273 | 501.2 | 895.8273 | 2750.8263 | 0 | 2750.8263 | 0.86 | 3.5419 |  | 0.23149 | 0.021045 | 0.33785 | Heat Pump Clothes Dryer | 100 | 102.3024 | 149.3039 | 102.3024 | 149.3039 | 1642.3426 | 275082.6298 | 77665.9327 | 197416.6971 | 3.5419 | 39462.7327 | 6.9707 | 100 | 102.3024 | 149.3039 | 204.6049 | 298.6078 | 1642.3426 | 281103.8545 | 77665.9327 | 203437.9218 | 3.6194 | 39462.7327 | 7.1233 | 100 | 102.3024 | 149.3039 | 306.9073 | 447.9116 | 1642.3426 | 289463.0097 | 77665.9327 | 211797.077 | 3.727 | 39462.7327 | 7.3351
Heat Pump Water Heater ¦ Business Energy Rebates | Heat Pump Water Heater | BNI Domestic Hot Water (DHW) | ROB/NEW | 10 | N/A | N/A | N/A | 2688.952 | 660 | 2688.952 | 660 | 1012.13 | 69.16% | N/A | 0 | N/A | 312.13 | N/A | 2492.5262 | 0 | 2492.5262 | 0.86 | N/A | N/A | N/A | N/A | N/A | Heat Pump Water Heater | 0 | 0 | 0 | 0 | 0 | 0 | 0 | N/A | N/A | N/A | 0 | N/A | 0 | 0 | 0 | 0 | 0 | 0 | 0 | N/A | N/A | N/A | 0 | N/A | 0 | 0 | 0 | 0 | 0 | 0 | 0 | N/A | N/A | N/A | 0 | N/A
Heat Reclaimer Unit (Agriculture) ¦ Business Energy Rebates | Heat Reclaimer Unit (Agriculture) | BNI Process | ROB/NEW | 15 | N/A | N/A | N/A | 11434 | 3290 | 11434 | 3290 | 4625.74 | 54.05% | N/A | 0 | N/A | 2125.74 | N/A | 15478.9398 | 0 | 15478.9398 | 0.86 | N/A | N/A | N/A | N/A | N/A | Heat Reclaimer Unit (Agriculture) | 0 | 0 | 0 | 0 | 0 | 0 | 0 | N/A | N/A | N/A | 0 | N/A | 0 | 0 | 0 | 0 | 0 | 0 | 0 | N/A | N/A | N/A | 0 | N/A | 0 | 0 | 0 | 0 | 0 | 0 | 0 | N/A | N/A | N/A | 0 | N/A
High Bay Luminaire (15 000 lumen) ¦ Business Energy Rebates | High Bay Luminaire (15 000 lumen) | BNI Lighting | ROB/NEW | 22.7 | N/A | N/A | N/A | 387.6923 | 75.6044 | 387.6923 | 75.6044 | 222.11 | 31.52% | N/A | 0 | N/A | 152.11 | N/A | 623.7626 | 0 | 623.7626 | 0.86 | N/A | N/A | N/A | N/A | N/A | High Bay Luminaire (15 000 lumen) | 0 | 0 | 0 | 0 | 0 | 0 | 0 | N/A | N/A | N/A | 0 | N/A | 0 | 0 | 0 | 0 | 0 | 0 | 0 | N/A | N/A | N/A | 0 | N/A | 0 | 0 | 0 | 0 | 0 | 0 | 0 | N/A | N/A | N/A | 0 | N/A
High Efficiency Circulator Pump 1.5kW ¦ Business Energy Rebates | High Efficiency Circulator Pump 1.5kW | BNI HVAC | ROB/NEW | 15 | N/A | N/A | N/A | 2558 | 532 | 2558 | 532 | 3375.54 | 14.81% | N/A | 0 | N/A | 2875.54 | N/A | 3077.4718 | 0 | 3077.4718 | 0.86 | N/A | N/A | N/A | N/A | N/A | High Efficiency Circulator Pump 1.5kW | 0 | 0 | 0 | 0 | 0 | 0 | 0 | N/A | N/A | N/A | 0 | N/A | 0 | 0 | 0 | 0 | 0 | 0 | 0 | N/A | N/A | N/A | 0 | N/A | 0 | 0 | 0 | 0 | 0 | 0 | 0 | N/A | N/A | N/A | 0 | N/A
High Efficiency Circulator Pump 100W ¦ Business Energy Rebates | High Efficiency Circulator Pump 100W | BNI HVAC | ROB/NEW | 15 | N/A | N/A | N/A | 422 | 87.8 | 422 | 87.8 | 120.4448 | 66.42% | N/A | 0 | N/A | 40.4448 | N/A | 507.7639 | 0 | 507.7639 | 0.86 | N/A | N/A | N/A | N/A | N/A | High Efficiency Circulator Pump 100W | 0 | 0 | 0 | 0 | 0 | 0 | 0 | N/A | N/A | N/A | 0 | N/A | 0 | 0 | 0 | 0 | 0 | 0 | 0 | N/A | N/A | N/A | 0 | N/A | 0 | 0 | 0 | 0 | 0 | 0 | 0 | N/A | N/A | N/A | 0 | N/A
High Efficiency Circulator Pump 300W ¦ Business Energy Rebates | High Efficiency Circulator Pump 300W | BNI HVAC | ROB/NEW | 15 | N/A | N/A | N/A | 795 | 165 | 795 | 165 | 1008.14 | 15.87% | N/A | 0 | N/A | 848.14 | N/A | 955.8039 | 0 | 955.8039 | 0.86 | N/A | N/A | N/A | N/A | N/A | High Efficiency Circulator Pump 300W | 0 | 0 | 0 | 0 | 0 | 0 | 0 | N/A | N/A | N/A | 0 | N/A | 0 | 0 | 0 | 0 | 0 | 0 | 0 | N/A | N/A | N/A | 0 | N/A | 0 | 0 | 0 | 0 | 0 | 0 | 0 | N/A | N/A | N/A | 0 | N/A
High Volume Low Speed Fan (Agriculture) ¦ Business Energy Rebates | High Volume Low Speed Fan (Agriculture) | BNI Process | ROB/NEW | 15 | N/A | N/A | N/A | 13512.72 | 3877 | 13512.72 | 3877 | 4426.24 | 56.48% | N/A | 0 | N/A | 1926.24 | N/A | 18272.0148 | 0 | 18272.0148 | 0.86 | N/A | N/A | N/A | N/A | N/A | High Volume Low Speed Fan (Agriculture) | 0 | 0 | 0 | 0 | 0 | 0 | 0 | N/A | N/A | N/A | 0 | N/A | 0 | 0 | 0 | 0 | 0 | 0 | 0 | N/A | N/A | N/A | 0 | N/A | 0 | 0 | 0 | 0 | 0 | 0 | 0 | N/A | N/A | N/A | 0 | N/A
HVAC Hotel Occupancy Sensor ¦ Business Energy Rebates | HVAC Hotel Occupancy Sensor | BNI HVAC | ROB/NEW | 8 | N/A | N/A | N/A | 438 | 90 | 438 | 90 | 146.3 | 61.52% | N/A | 0 | N/A | 56.3 | N/A | 314.8886 | 0 | 314.8886 | 0.86 | N/A | N/A | N/A | N/A | N/A | HVAC Hotel Occupancy Sensor | 0 | 0 | 0 | 0 | 0 | 0 | 0 | N/A | N/A | N/A | 0 | N/A | 0 | 0 | 0 | 0 | 0 | 0 | 0 | N/A | N/A | N/A | 0 | N/A | 0 | 0 | 0 | 0 | 0 | 0 | 0 | N/A | N/A | N/A | 0 | N/A
Ice-Making Head ¦ Business Energy Rebates | Ice-Making Head | BNI Cooking and Laundry | ROB/NEW | 10 | N/A | N/A | N/A | 1216 | 189 | 1216 | 189 | 363.09 | 39.94% | N/A | 0 | N/A | 218.09 | N/A | 967.3956 | 0 | 967.3956 | 0.86 | N/A | N/A | N/A | N/A | N/A | Ice-Making Head | 0 | 0 | 0 | 0 | 0 | 0 | 0 | N/A | N/A | N/A | 0 | N/A | 0 | 0 | 0 | 0 | 0 | 0 | 0 | N/A | N/A | N/A | 0 | N/A | 0 | 0 | 0 | 0 | 0 | 0 | 0 | N/A | N/A | N/A | 0 | N/A
LED Replacement Lamps for HID (10000 lumen) ¦ Business Energy Rebates | LED Replacement Lamps for HID (10000 lumen) | BNI Lighting | ROB/NEW | 11.4 | N/A | N/A | N/A | 185.0032 | 33.9927 | 185.0032 | 33.9927 | 99.75 | 60.15% | N/A | 0 | N/A | 39.75 | N/A | 172.5575 | 0 | 172.5575 | 0.86 | N/A | N/A | N/A | N/A | N/A | LED Replacement Lamps for HID (10000 lumen) | 0 | 0 | 0 | 0 | 0 | 0 | 0 | N/A | N/A | N/A | 0 | N/A | 0 | 0 | 0 | 0 | 0 | 0 | 0 | N/A | N/A | N/A | 0 | N/A | 0 | 0 | 0 | 0 | 0 | 0 | 0 | N/A | N/A | N/A | 0 | N/A
LED Replacement Lamps for HID (4000 lumen) ¦ Business Energy Rebates | LED Replacement Lamps for HID (4000 lumen) | BNI Lighting | ROB/NEW | 11.4 | N/A | N/A | N/A | 74.0013 | 13.5971 | 74.0013 | 13.5971 | 70.49 | 42.56% | N/A | 0 | N/A | 40.49 | N/A | 69.023 | 0 | 69.023 | 0.86 | N/A | N/A | N/A | N/A | N/A | LED Replacement Lamps for HID (4000 lumen) | 0 | 0 | 0 | 0 | 0 | 0 | 0 | N/A | N/A | N/A | 0 | N/A | 0 | 0 | 0 | 0 | 0 | 0 | 0 | N/A | N/A | N/A | 0 | N/A | 0 | 0 | 0 | 0 | 0 | 0 | 0 | N/A | N/A | N/A | 0 | N/A
LED Troffer (1x4) ¦ Business Energy Rebates | LED Troffer (1x4) | BNI Lighting | RET | 20.4 | 6.8 | 6.8 | 6.8 | 146.1904 | 20.5979 | 146.1904 | 26.2253 | 196.84 | 12.7% | N/A | 0 | N/A | 171.84 | N/A | 206.8789 | 0 | 206.8789 | 0.86 | N/A | N/A | N/A | N/A | N/A | LED Troffer (1x4) | 0 | 0 | 0 | 0 | 0 | 0 | 0 | N/A | N/A | N/A | 0 | N/A | 0 | 0 | 0 | 0 | 0 | 0 | 0 | N/A | N/A | N/A | 0 | N/A | 0 | 0 | 0 | 0 | 0 | 0 | 0 | N/A | N/A | N/A | 0 | N/A
LED Troffer (2x2) ¦ Business Energy Rebates | LED Troffer (2x2) | BNI Lighting | RET | 20.4 | 6.8 | 6.8 | 6.8 | 116.1396 | 16.3638 | 116.1396 | 20.9497 | 172.235 | 14.52% | N/A | 0 | N/A | 147.235 | N/A | 164.4828 | 0 | 164.4828 | 0.86 | N/A | N/A | N/A | N/A | N/A | LED Troffer (2x2) | 0 | 0 | 0 | 0 | 0 | 0 | 0 | N/A | N/A | N/A | 0 | N/A | 0 | 0 | 0 | 0 | 0 | 0 | 0 | N/A | N/A | N/A | 0 | N/A | 0 | 0 | 0 | 0 | 0 | 0 | 0 | N/A | N/A | N/A | 0 | N/A
LED Troffer (4x2) ¦ Business Energy Rebates | LED Troffer (4x2) | BNI Lighting | RET | 20.4 | 6.8 | 6.8 | 6.8 | 193.352 | 27.2429 | 193.352 | 34.9 | 221.445 | 13.55% | N/A | 0 | N/A | 191.445 | N/A | 273.8604 | 0 | 273.8604 | 0.86 | N/A | N/A | N/A | N/A | N/A | LED Troffer (4x2) | 0 | 0 | 0 | 0 | 0 | 0 | 0 | N/A | N/A | N/A | 0 | N/A | 0 | 0 | 0 | 0 | 0 | 0 | 0 | N/A | N/A | N/A | 0 | N/A | 0 | 0 | 0 | 0 | 0 | 0 | 0 | N/A | N/A | N/A | 0 | N/A
Linear Ambient Luminaire (10000 lumen) ¦ Business Energy Rebates | Linear Ambient Luminaire (10000 lumen) | BNI Lighting | ROB/NEW | 11.3 | N/A | N/A | N/A | 448.14 | 63.1419 | 448.14 | 63.1419 | 509.39 | 9.816% | N/A | 0 | N/A | 459.39 | N/A | 384.5708 | 0 | 384.5708 | 0.86 | N/A | N/A | N/A | N/A | N/A | Linear Ambient Luminaire (10000 lumen) | 0 | 0 | 0 | 0 | 0 | 0 | 0 | N/A | N/A | N/A | 0 | N/A | 0 | 0 | 0 | 0 | 0 | 0 | 0 | N/A | N/A | N/A | 0 | N/A | 0 | 0 | 0 | 0 | 0 | 0 | 0 | N/A | N/A | N/A | 0 | N/A
Linear Ambient Luminaire (4000 lumen) ¦ Business Energy Rebates | Linear Ambient Luminaire (4000 lumen) | BNI Lighting | ROB/NEW | 11.3 | N/A | N/A | N/A | 85.1466 | 11.997 | 85.1466 | 11.997 | 54.53 | 27.51% | N/A | 0 | N/A | 39.53 | N/A | 73.0685 | 0 | 73.0685 | 0.86 | N/A | N/A | N/A | N/A | N/A | Linear Ambient Luminaire (4000 lumen) | 0 | 0 | 0 | 0 | 0 | 0 | 0 | N/A | N/A | N/A | 0 | N/A | 0 | 0 | 0 | 0 | 0 | 0 | 0 | N/A | N/A | N/A | 0 | N/A | 0 | 0 | 0 | 0 | 0 | 0 | 0 | N/A | N/A | N/A | 0 | N/A
Linear Ambient Luminaire (8000 lumen) ¦ Business Energy Rebates | Linear Ambient Luminaire (8000 lumen) | BNI Lighting | ROB/NEW | 11.3 | N/A | N/A | N/A | 153.1824 | 21.583 | 153.1824 | 21.583 | 387.562 | 7.741% | N/A | 0 | N/A | 357.562 | N/A | 131.4533 | 0 | 131.4533 | 0.86 | N/A | N/A | N/A | N/A | N/A | Linear Ambient Luminaire (8000 lumen) | 0 | 0 | 0 | 0 | 0 | 0 | 0 | N/A | N/A | N/A | 0 | N/A | 0 | 0 | 0 | 0 | 0 | 0 | 0 | N/A | N/A | N/A | 0 | N/A | 0 | 0 | 0 | 0 | 0 | 0 | 0 | N/A | N/A | N/A | 0 | N/A
Linear Replacement Lamp (2 foot) ¦ Business Energy Rebates | Linear Replacement Lamp (2 foot) | BNI Lighting | ROB/NEW | 11.3 | N/A | N/A | N/A | 29.0884 | 4.0985 | 29.0884 | 4.0985 | 11.7971 | 21.19% | 0.79631 | 0 | 3.2963 | 9.2971 | 12.5934 | 24.9621 | 0 | 24.9621 | 0.86 | 2.2814 |  | 0.11059 | 0.009787 | 0.78491 | Linear Replacement Lamp (2 foot) | 1782 | 6.689 | 47.4744 | 6.689 | 47.4744 | 536.4611 | 44482.5354 | 19498.3152 | 24984.2203 | 2.2814 | 5874.0235 | 7.5728 | 1782 | 6.689 | 47.4744 | 13.3781 | 94.9489 | 536.4611 | 46462.9902 | 19498.3152 | 26964.675 | 2.3829 | 5874.0235 | 7.9099 | 1782 | 6.689 | 47.4744 | 20.0671 | 142.4233 | 536.4611 | 48643.7517 | 19498.3152 | 29145.4366 | 2.4948 | 5874.0235 | 8.2812
Linear Replacement Lamp (4 foot) ¦ Business Energy Rebates | Linear Replacement Lamp (4 foot) | BNI Lighting | ROB/NEW | 11.3 | N/A | N/A | N/A | 49.0866 | 6.9162 | 49.0866 | 6.9162 | 9.1371 | 43.78% | 1.3438 | 0 | 5.3438 | 5.1371 | 10.4809 | 42.1236 | 0 | 42.1236 | 0.86 | 4.5778 |  | 0.10641 | 0.0094166 | 0.75522 | Linear Replacement Lamp (4 foot) | 278590 | 1764.6771 | 12524.5289 | 1764.6771 | 12524.5289 | 141527.1769 | 11735217.3776 | 2563495.5428 | 9171721.8348 | 4.5778 | 1488721.5103 | 7.8827 | 278590 | 1764.6771 | 12524.5289 | 3529.3541 | 25049.0579 | 141527.1769 | 12257693.5858 | 2563495.5428 | 9694198.043 | 4.7816 | 1349426.5103 | 9.0836 | 278590 | 1764.6771 | 12524.5289 | 5294.0312 | 37573.5868 | 141527.1769 | 12833014.0113 | 2563495.5428 | 10269518.4685 | 5.0061 | 1349426.5103 | 9.51
Low/Zero Energy Livestock Waterer ¦ Business Energy Rebates | Low/Zero Energy Livestock Waterer | BNI Process | ROB/NEW | 10 | N/A | N/A | N/A | 1400 | 590 | 1400 | 590 | 1047.375 | 28.64% | N/A | 0 | N/A | 747.375 | N/A | 1657.3362 | 0 | 1657.3362 | 0.86 | N/A | N/A | N/A | N/A | N/A | Low/Zero Energy Livestock Waterer | 0 | 0 | 0 | 0 | 0 | 0 | 0 | N/A | N/A | N/A | 0 | N/A | 0 | 0 | 0 | 0 | 0 | 0 | 0 | N/A | N/A | N/A | 0 | N/A | 0 | 0 | 0 | 0 | 0 | 0 | 0 | N/A | N/A | N/A | 0 | N/A
Low-bay Luminaire (10,000 lumen) ¦ Business Energy Rebates | Low-bay Luminaire (10,000 lumen) | BNI Lighting | ROB/NEW | 11.3 | N/A | N/A | N/A | 448.14 | 63.1419 | 448.14 | 63.1419 | 170.24 | 29.37% | N/A | 0 | N/A | 120.24 | N/A | 384.5708 | 0 | 384.5708 | 0.86 | N/A | N/A | N/A | N/A | N/A | Low-bay Luminaire (10,000 lumen) | 0 | 0 | 0 | 0 | 0 | 0 | 0 | N/A | N/A | N/A | 0 | N/A | 0 | 0 | 0 | 0 | 0 | 0 | 0 | N/A | N/A | N/A | 0 | N/A | 0 | 0 | 0 | 0 | 0 | 0 | 0 | N/A | N/A | N/A | 0 | N/A
Low-bay Luminaire (5000 lumen) ¦ Business Energy Rebates | Low-bay Luminaire (5000 lumen) | BNI Lighting | ROB/NEW | 11.3 | N/A | N/A | N/A | 275.4024 | 38.8036 | 275.4024 | 38.8036 | 170.24 | 17.62% | N/A | 0 | N/A | 140.24 | N/A | 236.3362 | 0 | 236.3362 | 0.86 | N/A | N/A | N/A | N/A | N/A | Low-bay Luminaire (5000 lumen) | 0 | 0 | 0 | 0 | 0 | 0 | 0 | N/A | N/A | N/A | 0 | N/A | 0 | 0 | 0 | 0 | 0 | 0 | 0 | N/A | N/A | N/A | 0 | N/A | 0 | 0 | 0 | 0 | 0 | 0 | 0 | N/A | N/A | N/A | 0 | N/A
Luminaire Level Lighting Control (LLLC) - High Impact Application ¦ Business Energy Rebates | Luminaire Level Lighting Control (LLLC) - High Impact Application | BNI Lighting | ROB/NEW | 15 | N/A | N/A | N/A | 194.0315 | 56.9493 | 194.0315 | 56.9493 | 101.2662 | 39.5% | 5.3117 | 0 | 45.3117 | 61.2662 | 106.5779 | 277.1026 | 0 | 277.1026 | 0.9 | 2.873 |  | 0.22214 | 0.014809 | 0.75685 | Luminaire Level Lighting Control (LLLC) - High Impact Application | 100 | 5.4584 | 18.5973 | 5.4584 | 18.5973 | 278.9591 | 27710.2647 | 9645.1298 | 18065.1349 | 2.873 | 4531.1718 | 6.1155 | 100 | 5.4584 | 18.5973 | 10.9168 | 37.1945 | 278.9591 | 28715.2646 | 9645.1298 | 19070.1349 | 2.9772 | 4531.1718 | 6.3373 | 100 | 5.4584 | 18.5973 | 16.3752 | 55.7918 | 278.9591 | 29882.1119 | 9645.1298 | 20236.9821 | 3.0982 | 4531.1718 | 6.5948
Luminaire Level Lighting Control (LLLC) - Low Impact Application ¦ Business Energy Rebates | Luminaire Level Lighting Control (LLLC) - Low Impact Application | BNI Lighting | ROB/NEW | 15 | N/A | N/A | N/A | 397.7159 | 101.9975 | 397.7159 | 101.9975 | 243.4698 | 34.91% | 10.8877 | 0 | 95.8877 | 158.4698 | 254.3575 | 538.8604 | 0 | 538.8604 | 0.9 | 2.3428 |  | 0.22925 | 0.015283 | 0.89389 | Luminaire Level Lighting Control (LLLC) - Low Impact Application | 100 | 9.7761 | 38.1197 | 9.7761 | 38.1197 | 571.7961 | 53886.0444 | 23001.0507 | 30884.9936 | 2.3428 | 9588.7687 | 5.6197 | 100 | 9.7761 | 38.1197 | 19.5522 | 76.2395 | 571.7961 | 55942.6182 | 23001.0507 | 32941.5674 | 2.4322 | 9588.7687 | 5.8342 | 100 | 9.7761 | 38.1197 | 29.3284 | 114.3592 | 571.7961 | 58307.0123 | 23001.0507 | 35305.9615 | 2.535 | 9588.7687 | 6.0808
Milk Pre-cooler ¦ Business Energy Rebates | Milk Pre-cooler | BNI Process | ROB/NEW | 15 | N/A | N/A | N/A | 7493 | 2160 | 7493 | 2160 | 4580.52 | 32.75% | N/A | 0 | N/A | 3080.52 | N/A | 10151.2678 | 0 | 10151.2678 | 0.86 | N/A | N/A | N/A | N/A | N/A | Milk Pre-cooler | 0 | 0 | 0 | 0 | 0 | 0 | 0 | N/A | N/A | N/A | 0 | N/A | 0 | 0 | 0 | 0 | 0 | 0 | 0 | N/A | N/A | N/A | 0 | N/A | 0 | 0 | 0 | 0 | 0 | 0 | 0 | N/A | N/A | N/A | 0 | N/A
Glass Door Refrigerator ¦ Business Energy Rebates | Glass Door Refrigerator | BNI Cooking and Laundry | ROB/NEW | 12 | N/A | N/A | N/A | 774 | 60 | 774 | 60 | 0 | N/A | N/A | 0 | N/A | 0 | N/A | 617.3105 | 0 | 617.3105 | 0.86 | N/A | N/A | N/A | N/A | N/A | Glass Door Refrigerator | 0 | 0 | 0 | 0 | 0 | 0 | 0 | N/A | N/A | N/A | 0 | N/A | 0 | 0 | 0 | 0 | 0 | 0 | 0 | N/A | N/A | N/A | 0 | N/A | 0 | 0 | 0 | 0 | 0 | 0 | 0 | N/A | N/A | N/A | 0 | N/A
Multi-Tank Conveyor Dishwasher - Low Temp ¦ Business Energy Rebates | Multi-Tank Conveyor Dishwasher - Low Temp | BNI Cooking and Laundry | ROB/NEW | 20 | N/A | N/A | N/A | 18811.2029 | 2920 | 18811.2029 | 2920 | 1290.1 | 85.26% | N/A | 0 | N/A | 190.1 | N/A | 26042.705 | 0 | 26042.705 | 0.86 | N/A | N/A | N/A | N/A | N/A | Multi-Tank Conveyor Dishwasher - Low Temp | 0 | 0 | 0 | 0 | 0 | 0 | 0 | N/A | N/A | N/A | 0 | N/A | 0 | 0 | 0 | 0 | 0 | 0 | 0 | N/A | N/A | N/A | 0 | N/A | 0 | 0 | 0 | 0 | 0 | 0 | 0 | N/A | N/A | N/A | 0 | N/A
Networked/Connected - High Impact Application ¦ Business Energy Rebates | Networked/Connected - High Impact Application | BNI Lighting | ROB/NEW | 15 | N/A | N/A | N/A | 227.9228 | 66.8967 | 227.9228 | 66.8967 | 155.61 | 32.13% | 6.2395 | 0 | 56.2395 | 105.61 | 161.8495 | 325.504 | 0 | 325.504 | 0.9 | 2.2251 |  | 0.23455 | 0.015637 | 0.79914 | Networked/Connected - High Impact Application | 100 | 6.4118 | 21.8456 | 6.4118 | 21.8456 | 327.6846 | 32550.4021 | 14628.8509 | 17921.5512 | 2.2251 | 5623.9509 | 5.7878 | 100 | 6.4118 | 21.8456 | 12.8236 | 43.6913 | 327.6846 | 33730.9443 | 14628.8509 | 19102.0934 | 2.3058 | 5623.9509 | 5.9977 | 100 | 6.4118 | 21.8456 | 19.2355 | 65.5369 | 327.6846 | 35101.6037 | 14628.8509 | 20472.7527 | 2.3995 | 5623.9509 | 6.2414
Networked/Connected - Low Impact Application ¦ Business Energy Rebates | Networked/Connected - Low Impact Application | BNI Lighting | ROB/NEW | 15 | N/A | N/A | N/A | 452.0281 | 115.9263 | 452.0281 | 115.9263 | 424.2877 | 22.39% | 12.3745 | 0 | 107.3745 | 329.2877 | 436.6622 | 612.4474 | 0 | 612.4474 | 0.9 | 1.5535 |  | 0.22591 | 0.01506 | 0.88087 | Networked/Connected - Low Impact Application | 100 | 11.1111 | 43.3254 | 11.1111 | 43.3254 | 649.8807 | 61244.7364 | 39423.3473 | 21821.3891 | 1.5535 | 10737.4513 | 5.7038 | 100 | 11.1111 | 43.3254 | 22.2223 | 86.6508 | 649.8807 | 63582.1565 | 39423.3473 | 24158.8092 | 1.6128 | 10737.4513 | 5.9215 | 100 | 11.1111 | 43.3254 | 33.3334 | 129.9761 | 649.8807 | 66269.4328 | 39423.3473 | 26846.0855 | 1.681 | 10737.4513 | 6.1718
No-Loss Drain ¦ Business Energy Rebates | No-Loss Drain | BNI Process | ROB/NEW | 15 | N/A | N/A | N/A | 2371.019 | 440 | 2371.019 | 440 | 332.5 | 48.12% | N/A | 0 | N/A | 172.5 | N/A | 2752.1802 | 0 | 2752.1802 | 0.86 | N/A | N/A | N/A | N/A | N/A | No-Loss Drain | 0 | 0 | 0 | 0 | 0 | 0 | 0 | N/A | N/A | N/A | 0 | N/A | 0 | 0 | 0 | 0 | 0 | 0 | 0 | N/A | N/A | N/A | 0 | N/A | 0 | 0 | 0 | 0 | 0 | 0 | 0 | N/A | N/A | N/A | 0 | N/A
Occupancy Sensor (Ceiling Mounted) ¦ Business Energy Rebates | Occupancy Sensor (Ceiling Mounted) | BNI Lighting | ROB/NEW | 10 | N/A | N/A | N/A | 452.5247 | 304.2576 | 452.5247 | 304.2576 | 115.71 | 43.21% | 12.3881 | 0 | 62.3881 | 65.71 | 128.0981 | 701.4431 | 0 | 701.4431 | 0.86 | 6.2686 |  | 0.13364 | 0.013364 | 0.19877 | Occupancy Sensor (Ceiling Mounted) | 5498 | 1532.0715 | 2278.662 | 1532.0715 | 2278.662 | 22786.6198 | 3856534.0488 | 615219.0931 | 3241314.9557 | 6.2686 | 343009.8143 | 11.2432 | 5498 | 1532.0715 | 2278.662 | 3064.143 | 4557.324 | 22786.6198 | 3945861.9185 | 615219.0931 | 3330642.8254 | 6.4138 | 343009.8143 | 11.5036 | 5498 | 1532.0715 | 2278.662 | 4596.2145 | 6835.9859 | 22786.6198 | 4065862.0103 | 615219.0931 | 3450642.9172 | 6.6088 | 343009.8143 | 11.8535
Occupancy Sensor (Wall Mounted) ¦ Business Energy Rebates | Occupancy Sensor (Wall Mounted) | BNI Lighting | ROB/NEW | 10 | N/A | N/A | N/A | 266.9633 | 179.4943 | 266.9633 | 179.4943 | 99.75 | 60.15% | 7.3083 | 0 | 67.3083 | 39.75 | 107.0583 | 413.8107 | 0 | 413.8107 | 0.86 | 4.4451 |  | 0.24093 | 0.024093 | 0.35834 | Occupancy Sensor (Wall Mounted) | 6146 | 1010.36 | 1502.7164 | 1010.36 | 1502.7164 | 15027.1639 | 2543280.648 | 572151.2036 | 1971129.4444 | 4.4451 | 413676.5936 | 6.148 | 6146 | 1010.36 | 1502.7164 | 2020.72 | 3005.4328 | 15027.1639 | 2602189.9794 | 572151.2036 | 2030038.7758 | 4.5481 | 413676.5936 | 6.2904 | 6146 | 1010.36 | 1502.7164 | 3031.08 | 4508.1492 | 15027.1639 | 2681326.8177 | 572151.2036 | 2109175.614 | 4.6864 | 413676.5936 | 6.4817
Occupancy Sensor (Exterior) ¦ Business Energy Rebates | Occupancy Sensor (Exterior) | BNI Lighting | ROB/NEW | 10 | N/A | N/A | N/A | 113.6418 | 44.7265 | 113.6418 | 44.7265 | 135.66 | 7.371% | 3.111 | 0 | 13.111 | 125.66 | 138.771 | 129.9102 | 0 | 129.9102 | 0.86 | 1.0846 |  | 0.11252 | 0.011252 | 0.28589 | Occupancy Sensor (Exterior) | 316 | 12.9445 | 32.8895 | 12.9445 | 32.8895 | 328.8955 | 41051.6104 | 37850.039 | 3201.5715 | 1.0846 | 4143.0774 | 9.9085 | 316 | 12.9445 | 32.8895 | 25.8889 | 65.7791 | 328.8955 | 42329.8001 | 37850.039 | 4479.7611 | 1.1184 | 4143.0774 | 10.217 | 316 | 12.9445 | 32.8895 | 38.8334 | 98.6686 | 328.8955 | 43902.8463 | 37850.039 | 6052.8073 | 1.1599 | 4143.0774 | 10.5967
Open to Closed Cooler Conversion ¦ Business Energy Rebates | Open to Closed Cooler Conversion | BNI Refrigeration | RET | 12 | 4 | 4 | 4 | 18250 | 2083 | 18250 | 2083 | 51310.07 | 6.821% | N/A | 0 | N/A | 47810.07 | N/A | 15657.1918 | 0 | 15657.1918 | 0.86 | N/A | N/A | N/A | N/A | N/A | Open to Closed Cooler Conversion | 0 | 0 | 0 | 0 | 0 | 0 | 0 | N/A | N/A | N/A | 0 | N/A | 0 | 0 | 0 | 0 | 0 | 0 | 0 | N/A | N/A | N/A | 0 | N/A | 0 | 0 | 0 | 0 | 0 | 0 | 0 | N/A | N/A | N/A | 0 | N/A
Outside Air Economizer ¦ Business Energy Rebates | Outside Air Economizer | BNI Refrigeration | ROB/NEW | 15 | N/A | N/A | N/A | 10081.095 | 3365 | 10081.095 | 3365 | 2598.2773 | 76.97% | 275.9754 | 0 | 2275.9754 | 598.2773 | 2874.2527 | 14524.5363 | 0 | 14524.5363 | 0.86 | 5.7855 |  | 0.21618 | 0.014412 | 0.64765 | Outside Air Economizer | 81.119 | 250.0003 | 748.9678 | 250.0003 | 748.9678 | 11234.5176 | 1178215.8949 | 203648.7589 | 974567.136 | 5.7855 | 184624.8536 | 6.3817 | 81.7066 | 251.8113 | 754.3935 | 503.6227 | 1508.787 | 11315.9023 | 1227592.3338 | 205124.025 | 1022468.3088 | 5.9846 | 185962.3073 | 6.6013 | 82.5814 | 254.5072 | 762.4699 | 763.5216 | 2287.4096 | 11437.0481 | 1289169.1812 | 207320.0423 | 1081849.1389 | 6.2183 | 187953.183 | 6.859
Pole/Arm-Mounted Area Luminaire (20000 lumen) ¦ Business Energy Rebates | Pole/Arm-Mounted Area Luminaire (20000 lumen) | BNI Lighting | ROB/NEW | 13.7 | N/A | N/A | N/A | 1156.32 | 264 | 1156.32 | 264 | 601.16 | 26.62% | 31.6549 | 0 | 191.6549 | 441.16 | 632.8149 | 1339.5051 | 0 | 1339.5051 | 0.86 | 2.4414 |  | 0.15982 | 0.011666 | 0.70001 | Pole/Arm-Mounted Area Luminaire (20000 lumen) | 1042 | 251.9443 | 1103.516 | 251.9443 | 1103.516 | 15118.1685 | 1395764.287 | 571695.8853 | 824068.4017 | 2.4414 | 199704.3861 | 6.9892 | 1042 | 251.9443 | 1103.516 | 503.8886 | 2207.0319 | 15118.1685 | 1446871.2994 | 571695.8853 | 875175.4141 | 2.5308 | 158024.3861 | 9.156 | 1042 | 251.9443 | 1103.516 | 755.8328 | 3310.5479 | 15118.1685 | 1510154.0451 | 571695.8853 | 938458.1598 | 2.6415 | 158024.3861 | 9.5565
Pole/Arm-Mounted Area Luminaire (60000 lumen) ¦ Business Energy Rebates | Pole/Arm-Mounted Area Luminaire (60000 lumen) | BNI Lighting | ROB/NEW | 13.7 | N/A | N/A | N/A | 3889.44 | 888 | 3889.44 | 888 | 2335.48 | 10.7% | 106.4755 | 0 | 356.4755 | 2085.48 | 2441.9555 | 4505.608 | 0 | 4505.608 | 0.86 | 2.1303 |  | 0.090246 | 0.0065873 | 0.39528 | Pole/Arm-Mounted Area Luminaire (60000 lumen) | 440 | 357.8479 | 1567.3739 | 357.8479 | 1567.3739 | 21473.0225 | 1982467.5093 | 930594.856 | 1051872.6533 | 2.1303 | 156849.224 | 12.6393 | 440 | 357.8479 | 1567.3739 | 715.6958 | 3134.7478 | 21473.0225 | 2055057.1239 | 930594.856 | 1124462.2679 | 2.2083 | 134849.224 | 15.2397 | 440 | 357.8479 | 1567.3739 | 1073.5438 | 4702.1217 | 21473.0225 | 2144940.4863 | 930594.856 | 1214345.6303 | 2.3049 | 134849.224 | 15.9062
Pole/Arm-Mounted Decorative Luminaire (5000 lumen) ¦ Business Energy Rebates | Pole/Arm-Mounted Decorative Luminaire (5000 lumen) | BNI Lighting | ROB/NEW | 13.7 | N/A | N/A | N/A | 571.152 | 130.4 | 571.152 | 130.4 | 117.04 | 64.08% | 15.6356 | 0 | 90.6356 | 42.04 | 132.6756 | 661.6343 | 0 | 661.6343 | 0.86 | 5.6895 |  | 0.15319 | 0.011182 | 0.67099 | Pole/Arm-Mounted Decorative Luminaire (5000 lumen) | 100 | 11.9429 | 52.31 | 11.9429 | 52.31 | 716.6467 | 66163.4324 | 11628.9993 | 54534.4332 | 5.6895 | 9063.5593 | 7.2999 | 100 | 11.9429 | 52.31 | 23.8858 | 104.62 | 716.6467 | 68586.0588 | 11628.9993 | 56957.0595 | 5.8978 | 9063.5593 | 7.5672 | 100 | 11.9429 | 52.31 | 35.8288 | 156.9299 | 716.6467 | 71585.8516 | 11628.9993 | 59956.8523 | 6.1558 | 9063.5593 | 7.8982
Pot, Pan and Utensil Dishwasher - High Temp ¦ Business Energy Rebates | Pot, Pan and Utensil Dishwasher - High Temp | BNI Cooking and Laundry | ROB/NEW | 10 | N/A | N/A | N/A | 3310.7717 | 514 | 3310.7717 | 514 | 2274.3 | 21.98% | N/A | 0 | N/A | 1774.3 | N/A | 2634.4188 | 0 | 2634.4188 | 0.86 | N/A | N/A | N/A | N/A | N/A | Pot, Pan and Utensil Dishwasher - High Temp | 0 | 0 | 0 | 0 | 0 | 0 | 0 | N/A | N/A | N/A | 0 | N/A | 0 | 0 | 0 | 0 | 0 | 0 | 0 | N/A | N/A | N/A | 0 | N/A | 0 | 0 | 0 | 0 | 0 | 0 | 0 | N/A | N/A | N/A | 0 | N/A
Premium High Bay Luminaire (15 000 lumen) ¦ Business Energy Rebates | Premium High Bay Luminaire (15 000 lumen) | BNI Lighting | ROB/NEW | 22.7 | N/A | N/A | N/A | 508.8462 | 99.2308 | 508.8462 | 99.2308 | 263.606 | 37.94% | N/A | 0 | N/A | 163.606 | N/A | 818.6884 | 0 | 818.6884 | 0.86 | N/A | N/A | N/A | N/A | N/A | Premium High Bay Luminaire (15 000 lumen) | 0 | 0 | 0 | 0 | 0 | 0 | 0 | N/A | N/A | N/A | 0 | N/A | 0 | 0 | 0 | 0 | 0 | 0 | 0 | N/A | N/A | N/A | 0 | N/A | 0 | 0 | 0 | 0 | 0 | 0 | 0 | N/A | N/A | N/A | 0 | N/A
Premium High Bay Luminaire (35 000 lumen) ¦ Business Energy Rebates | Premium High Bay Luminaire (35 000 lumen) | BNI Lighting | ROB/NEW | 22.7 | N/A | N/A | N/A | 1187.3077 | 231.5385 | 1187.3077 | 231.5385 | 872.214 | 28.66% | N/A | 0 | N/A | 622.214 | N/A | 1910.273 | 0 | 1910.273 | 0.86 | N/A | N/A | N/A | N/A | N/A | Premium High Bay Luminaire (35 000 lumen) | 0 | 0 | 0 | 0 | 0 | 0 | 0 | N/A | N/A | N/A | 0 | N/A | 0 | 0 | 0 | 0 | 0 | 0 | 0 | N/A | N/A | N/A | 0 | N/A | 0 | 0 | 0 | 0 | 0 | 0 | 0 | N/A | N/A | N/A | 0 | N/A
Premium High Bay Luminaire (60 000 lumen) ¦ Business Energy Rebates | Premium High Bay Luminaire (60 000 lumen) | BNI Lighting | ROB/NEW | 22.7 | N/A | N/A | N/A | 2035.3846 | 396.9231 | 2035.3846 | 396.9231 | 1632.974 | 27.56% | N/A | 0 | N/A | 1182.974 | N/A | 3274.7537 | 0 | 3274.7537 | 0.86 | N/A | N/A | N/A | N/A | N/A | Premium High Bay Luminaire (60 000 lumen) | 0 | 0 | 0 | 0 | 0 | 0 | 0 | N/A | N/A | N/A | 0 | N/A | 0 | 0 | 0 | 0 | 0 | 0 | 0 | N/A | N/A | N/A | 0 | N/A | 0 | 0 | 0 | 0 | 0 | 0 | 0 | N/A | N/A | N/A | 0 | N/A
Refrigerated Case Luminaire ¦ Business Energy Rebates | Refrigerated Case Luminaire | BNI Lighting | ROB/NEW | 15.9 | N/A | N/A | N/A | 433.2597 | 71.982 | 433.2597 | 71.982 | 155.61 | 38.56% | N/A | 0 | N/A | 95.61 | N/A | 510.5663 | 0 | 510.5663 | 0.86 | N/A | N/A | N/A | N/A | N/A | Refrigerated Case Luminaire | 0 | 0 | 0 | 0 | 0 | 0 | 0 | N/A | N/A | N/A | 0 | N/A | 0 | 0 | 0 | 0 | 0 | 0 | 0 | N/A | N/A | N/A | 0 | N/A | 0 | 0 | 0 | 0 | 0 | 0 | 0 | N/A | N/A | N/A | 0 | N/A
Remote Condensing Unit ¦ Business Energy Rebates | Remote Condensing Unit | BNI Cooking and Laundry | ROB/NEW | 10 | N/A | N/A | N/A | 3184 | 494 | 3184 | 494 | 679.63 | 35.31% | N/A | 0 | N/A | 439.63 | N/A | 2531.7623 | 0 | 2531.7623 | 0.86 | N/A | N/A | N/A | N/A | N/A | Remote Condensing Unit | 0 | 0 | 0 | 0 | 0 | 0 | 0 | N/A | N/A | N/A | 0 | N/A | 0 | 0 | 0 | 0 | 0 | 0 | 0 | N/A | N/A | N/A | 0 | N/A | 0 | 0 | 0 | 0 | 0 | 0 | 0 | N/A | N/A | N/A | 0 | N/A
Single Heat Pad (Agriculture) ¦ Business Energy Rebates | Single Heat Pad (Agriculture) | BNI Process | ROB/NEW | 10 | N/A | N/A | N/A | 759 | 90 | 759 | 90 | 112.1633 | 53.49% | N/A | 0 | N/A | 52.1633 | N/A | 563.0022 | 0 | 563.0022 | 0.86 | N/A | N/A | N/A | N/A | N/A | Single Heat Pad (Agriculture) | 0 | 0 | 0 | 0 | 0 | 0 | 0 | N/A | N/A | N/A | 0 | N/A | 0 | 0 | 0 | 0 | 0 | 0 | 0 | N/A | N/A | N/A | 0 | N/A | 0 | 0 | 0 | 0 | 0 | 0 | 0 | N/A | N/A | N/A | 0 | N/A
Single -Tank Conveyor Dishwasher - High Temp ¦ Business Energy Rebates | Single -Tank Conveyor Dishwasher - High Temp | BNI Cooking and Laundry | ROB/NEW | 20 | N/A | N/A | N/A | 9211.5713 | 1430 | 9211.5713 | 1430 | 2726.5 | 36.68% | N/A | 0 | N/A | 1726.5 | N/A | 12747.7515 | 0 | 12747.7515 | 0.86 | N/A | N/A | N/A | N/A | N/A | Single -Tank Conveyor Dishwasher - High Temp | 0 | 0 | 0 | 0 | 0 | 0 | 0 | N/A | N/A | N/A | 0 | N/A | 0 | 0 | 0 | 0 | 0 | 0 | 0 | N/A | N/A | N/A | 0 | N/A | 0 | 0 | 0 | 0 | 0 | 0 | 0 | N/A | N/A | N/A | 0 | N/A
Linear Ambient Luminaire (2000 lumen) ¦ Business Energy Rebates | Linear Ambient Luminaire (2000 lumen) | BNI Lighting | ROB/NEW | 11.3 | N/A | N/A | N/A | 46.851 | 6.6012 | 46.851 | 6.6012 | 0 | N/A | N/A | 0 | N/A | 0 | N/A | 40.2051 | 0 | 40.2051 | 0.86 | N/A | N/A | N/A | N/A | N/A | Linear Ambient Luminaire (2000 lumen) | 0 | 0 | 0 | 0 | 0 | 0 | 0 | N/A | N/A | N/A | 0 | N/A | 0 | 0 | 0 | 0 | 0 | 0 | 0 | N/A | N/A | N/A | 0 | N/A | 0 | 0 | 0 | 0 | 0 | 0 | 0 | N/A | N/A | N/A | 0 | N/A
Single-Tank Door type Dishwasher - High Temp ¦ Business Energy Rebates | Single-Tank Door type Dishwasher - High Temp | BNI Cooking and Laundry | ROB/NEW | 15 | N/A | N/A | N/A | 11863.2391 | 1842 | 11863.2391 | 1842 | 2557.59 | 31.28% | N/A | 0 | N/A | 1757.59 | N/A | 13097.3441 | 0 | 13097.3441 | 0.86 | N/A | N/A | N/A | N/A | N/A | Single-Tank Door type Dishwasher - High Temp | 0 | 0 | 0 | 0 | 0 | 0 | 0 | N/A | N/A | N/A | 0 | N/A | 0 | 0 | 0 | 0 | 0 | 0 | 0 | N/A | N/A | N/A | 0 | N/A | 0 | 0 | 0 | 0 | 0 | 0 | 0 | N/A | N/A | N/A | 0 | N/A
Multi-Tank Conveyor Dishwasher - High Temp ¦ Business Energy Rebates | Multi-Tank Conveyor Dishwasher - High Temp | BNI Cooking and Laundry | ROB/NEW | 20 | N/A | N/A | N/A | 27407.5971 | 4255 | 27407.5971 | 4255 | 1290.1 | 116.3% | N/A | 0 | N/A | -209.9 | N/A | 37933.2162 | 0 | 37933.2162 | 0.86 | N/A | N/A | N/A | N/A | N/A | Multi-Tank Conveyor Dishwasher - High Temp | 0 | 0 | 0 | 0 | 0 | 0 | 0 | N/A | N/A | N/A | 0 | N/A | 0 | 0 | 0 | 0 | 0 | 0 | 0 | N/A | N/A | N/A | 0 | N/A | 0 | 0 | 0 | 0 | 0 | 0 | 0 | N/A | N/A | N/A | 0 | N/A
Strip-Curtains for Display Cases ¦ Business Energy Rebates | Strip-Curtains for Display Cases | BNI Refrigeration | ROB/NEW | 4 | N/A | N/A | N/A | 1738 | 200 | 1738 | 200 | 101.4125 | 47.33% | N/A | 0 | N/A | 53.4125 | N/A | 551.335 | 0 | 551.335 | 0.86 | N/A | N/A | N/A | N/A | N/A | Strip-Curtains for Display Cases | 0 | 0 | 0 | 0 | 0 | 0 | 0 | N/A | N/A | N/A | 0 | N/A | 0 | 0 | 0 | 0 | 0 | 0 | 0 | N/A | N/A | N/A | 0 | N/A | 0 | 0 | 0 | 0 | 0 | 0 | 0 | N/A | N/A | N/A | 0 | N/A
Track/Mono-point Direction Luminaire ¦ Business Energy Rebates | Track/Mono-point Direction Luminaire | BNI Lighting | ROB/NEW | 11.3 | N/A | N/A | N/A | 212.562 | 48.2 | 212.562 | 48.2 | 17.8087 | 84.23% | 5.819 | 0 | 20.819 | 2.8087 | 23.6277 | 211.3422 | 0 | 211.3422 | 0.86 | 9.9999 |  | 0.096153 | 0.0085091 | 0.42404 | Track/Mono-point Direction Luminaire | 1418 | 62.5974 | 276.0544 | 62.5974 | 276.0544 | 3119.415 | 299683.2108 | 29968.694 | 269714.5169 | 9.9999 | 29521.3405 | 10.1514 | 1418 | 62.5974 | 276.0544 | 125.1948 | 552.1089 | 3119.415 | 311176.6727 | 29968.694 | 281207.9788 | 10.3834 | 29521.3405 | 10.5407 | 1418 | 62.5974 | 276.0544 | 187.7921 | 828.1633 | 3119.415 | 324271.6926 | 29968.694 | 294302.9986 | 10.8203 | 29521.3405 | 10.9843
Natural Barn Ventiliation - Year-Round ¦ Business Energy Rebates | Natural Barn Ventiliation - Year-Round | BNI Process | ROB/NEW | 15 | N/A | N/A | N/A | 6710 | 644 | 6710 | 644 | 4289.25 | 23.31% | N/A | 0 | N/A | 3289.25 | N/A | 6652.9113 | 0 | 6652.9113 | 0.86 | N/A | N/A | N/A | N/A | N/A | Natural Barn Ventiliation - Year-Round | 0 | 0 | 0 | 0 | 0 | 0 | 0 | N/A | N/A | N/A | 0 | N/A | 0 | 0 | 0 | 0 | 0 | 0 | 0 | N/A | N/A | N/A | 0 | N/A | 0 | 0 | 0 | 0 | 0 | 0 | 0 | N/A | N/A | N/A | 0 | N/A
Variable Speed Kitchen Exhaust Fan ¦ Business Energy Rebates | Variable Speed Kitchen Exhaust Fan | BNI Cooking and Laundry | ROB/NEW | 15 | N/A | N/A | N/A | 22088.2 | 7412 | 22088.2 | 7412 | 6277.6 | 39.82% | 604.6763 | 0 | 3104.6763 | 3777.6 | 6882.2763 | 31897.8972 | 0 | 31897.8972 | 0.86 | 5.3133 |  | 0.13617 | 0.0090779 | 0.40579 | Variable Speed Kitchen Exhaust Fan | 48.1052 | 326.5581 | 973.1624 | 326.5581 | 973.1624 | 14597.4367 | 1534455.1849 | 288795.4383 | 1245659.7465 | 5.3133 | 149351.1213 | 10.2741 | 49.4024 | 335.3636 | 999.4034 | 670.7272 | 1998.8068 | 14991.0507 | 1629941.0003 | 296582.6922 | 1333358.3081 | 5.4957 | 153378.3147 | 10.6269 | 50.9221 | 345.6801 | 1030.1471 | 1037.0402 | 3090.4414 | 15452.2068 | 1745554.9064 | 305706.1959 | 1439848.7105 | 5.7099 | 158096.5524 | 11.0411
Ventilation Fan (Agriculture) ¦ Business Energy Rebates | Ventilation Fan (Agriculture) | BNI Process | ROB/NEW | 15 | N/A | N/A | N/A | 254 | 90 | 254 | 90 | 1082.62 | 6.004% | N/A | 0 | N/A | 1017.62 | N/A | 375.8105 | 0 | 375.8105 | 0.86 | N/A | N/A | N/A | N/A | N/A | Ventilation Fan (Agriculture) | 0 | 0 | 0 | 0 | 0 | 0 | 0 | N/A | N/A | N/A | 0 | N/A | 0 | 0 | 0 | 0 | 0 | 0 | 0 | N/A | N/A | N/A | 0 | N/A | 0 | 0 | 0 | 0 | 0 | 0 | 0 | N/A | N/A | N/A | 0 | N/A
VFD - 10 hp - Institutional - Make-up Air Fan ¦ Business Energy Rebates | VFD - 10 hp - Institutional - Make-up Air Fan | BNI HVAC | ROB/NEW | 15 | N/A | N/A | N/A | 39329.48 | 537.6 | 39329.48 | 537.6 | 3152.1 | 38.07% | N/A | 0 | N/A | 1952.1 | N/A | 32879.4329 | 0 | 32879.4329 | 0.86 | N/A | N/A | N/A | N/A | N/A | VFD - 10 hp - Institutional - Make-up Air Fan | 0 | 0 | 0 | 0 | 0 | 0 | 0 | N/A | N/A | N/A | 0 | N/A | 0 | 0 | 0 | 0 | 0 | 0 | 0 | N/A | N/A | N/A | 0 | N/A | 0 | 0 | 0 | 0 | 0 | 0 | 0 | N/A | N/A | N/A | 0 | N/A
VFD - 10 hp - Retail - Supply Fan ¦ Business Energy Rebates | VFD - 10 hp - Retail - Supply Fan | BNI HVAC | ROB/NEW | 15 | N/A | N/A | N/A | 13248.555 | 554.4 | 13248.555 | 554.4 | 3640.21 | 43.95% | N/A | 0 | N/A | 2040.21 | N/A | 11781.0236 | 0 | 11781.0236 | 0.86 | N/A | N/A | N/A | N/A | N/A | VFD - 10 hp - Retail - Supply Fan | 0 | 0 | 0 | 0 | 0 | 0 | 0 | N/A | N/A | N/A | 0 | N/A | 0 | 0 | 0 | 0 | 0 | 0 | 0 | N/A | N/A | N/A | 0 | N/A | 0 | 0 | 0 | 0 | 0 | 0 | 0 | N/A | N/A | N/A | 0 | N/A
VFD - 20 hp - Institutional - Chilled Water Pump ¦ Business Energy Rebates | VFD - 20 hp - Institutional - Chilled Water Pump | BNI HVAC | ROB/NEW | 15 | N/A | N/A | N/A | 53813.747 | 4260 | 53813.747 | 4260 | 5894.56 | 59.38% | N/A | 0 | N/A | 2394.56 | N/A | 51646.5058 | 0 | 51646.5058 | 0.86 | N/A | N/A | N/A | N/A | N/A | VFD - 20 hp - Institutional - Chilled Water Pump | 0 | 0 | 0 | 0 | 0 | 0 | 0 | N/A | N/A | N/A | 0 | N/A | 0 | 0 | 0 | 0 | 0 | 0 | 0 | N/A | N/A | N/A | 0 | N/A | 0 | 0 | 0 | 0 | 0 | 0 | 0 | N/A | N/A | N/A | 0 | N/A
VFD - 30 hp - Institutional - Make-up Air Fan ¦ Business Energy Rebates | VFD - 30 hp - Institutional - Make-up Air Fan | BNI HVAC | ROB/NEW | 15 | N/A | N/A | N/A | 98211.559 | 1500 | 98211.559 | 1500 | 6962.55 | 43.09% | N/A | 0 | N/A | 3962.55 | N/A | 82402.4396 | 0 | 82402.4396 | 0.86 | N/A | N/A | N/A | N/A | N/A | VFD - 30 hp - Institutional - Make-up Air Fan | 0 | 0 | 0 | 0 | 0 | 0 | 0 | N/A | N/A | N/A | 0 | N/A | 0 | 0 | 0 | 0 | 0 | 0 | 0 | N/A | N/A | N/A | 0 | N/A | 0 | 0 | 0 | 0 | 0 | 0 | 0 | N/A | N/A | N/A | 0 | N/A
VFD - 30 hp - Retail - Supply Fan ¦ Business Energy Rebates | VFD - 30 hp - Retail - Supply Fan | BNI HVAC | ROB/NEW | 15 | N/A | N/A | N/A | 37491.821 | 1550 | 37491.821 | 1550 | 6962.55 | 43.09% | N/A | 0 | N/A | 3962.55 | N/A | 33303.2054 | 0 | 33303.2054 | 0.86 | N/A | N/A | N/A | N/A | N/A | VFD - 30 hp - Retail - Supply Fan | 0 | 0 | 0 | 0 | 0 | 0 | 0 | N/A | N/A | N/A | 0 | N/A | 0 | 0 | 0 | 0 | 0 | 0 | 0 | N/A | N/A | N/A | 0 | N/A | 0 | 0 | 0 | 0 | 0 | 0 | 0 | N/A | N/A | N/A | 0 | N/A
Packaged Terminal Heat Pump (12kBTU/hr) ¦ Business Energy Rebates | Packaged Terminal Heat Pump (12kBTU/hr) | BNI HVAC | ROB/NEW | 15 | N/A | N/A | N/A | 5625.043 | 0 | 5625.043 | 0 | 321.6242 | 186.6% | N/A | 0 | N/A | -278.3758 | N/A | 4557.2766 | 0 | 4557.2766 | 0.86 | N/A | N/A | N/A | N/A | N/A | Packaged Terminal Heat Pump (12kBTU/hr) | 0 | 0 | 0 | 0 | 0 | 0 | 0 | N/A | N/A | N/A | 0 | N/A | 0 | 0 | 0 | 0 | 0 | 0 | 0 | N/A | N/A | N/A | 0 | N/A | 0 | 0 | 0 | 0 | 0 | 0 | 0 | N/A | N/A | N/A | 0 | N/A
VFD - 5 hp - Institutional - Chilled Water Pump ¦ Business Energy Rebates | VFD - 5 hp - Institutional - Chilled Water Pump | BNI HVAC | ROB/NEW | 15 | N/A | N/A | N/A | 3630 | 1108.8 | 3630 | 1108.8 | 2738.47 | 27.39% | N/A | 0 | N/A | 1988.47 | N/A | 5035.6566 | 0 | 5035.6566 | 0.86 | N/A | N/A | N/A | N/A | N/A | VFD - 5 hp - Institutional - Chilled Water Pump | 0 | 0 | 0 | 0 | 0 | 0 | 0 | N/A | N/A | N/A | 0 | N/A | 0 | 0 | 0 | 0 | 0 | 0 | 0 | N/A | N/A | N/A | 0 | N/A | 0 | 0 | 0 | 0 | 0 | 0 | 0 | N/A | N/A | N/A | 0 | N/A
VFD - 5 hp - Retail - Exhaust Fan ¦ Business Energy Rebates | VFD - 5 hp - Retail - Exhaust Fan | BNI HVAC | ROB/NEW | 15 | N/A | N/A | N/A | 17872.832 | 264.624 | 17872.832 | 264.624 | 3226.58 | 61.99% | N/A | 0 | N/A | 1226.58 | N/A | 14980.0659 | 0 | 14980.0659 | 0.86 | N/A | N/A | N/A | N/A | N/A | VFD - 5 hp - Retail - Exhaust Fan | 0 | 0 | 0 | 0 | 0 | 0 | 0 | N/A | N/A | N/A | 0 | N/A | 0 | 0 | 0 | 0 | 0 | 0 | 0 | N/A | N/A | N/A | 0 | N/A | 0 | 0 | 0 | 0 | 0 | 0 | 0 | N/A | N/A | N/A | 0 | N/A
VFD Milk Transfer Pump ¦ Business Energy Rebates | VFD Milk Transfer Pump | BNI Process | ROB/NEW | 10 | N/A | N/A | N/A | 2546 | 732.411 | 2546 | 732.411 | 3990 | 12.53% | N/A | 0 | N/A | 3490 | N/A | 2516.9217 | 0 | 2516.9217 | 0.86 | N/A | N/A | N/A | N/A | N/A | VFD Milk Transfer Pump | 0 | 0 | 0 | 0 | 0 | 0 | 0 | N/A | N/A | N/A | 0 | N/A | 0 | 0 | 0 | 0 | 0 | 0 | 0 | N/A | N/A | N/A | 0 | N/A | 0 | 0 | 0 | 0 | 0 | 0 | 0 | N/A | N/A | N/A | 0 | N/A
VFD Milk Vacuum Pump ¦ Business Energy Rebates | VFD Milk Vacuum Pump | BNI Process | ROB/NEW | 15 | N/A | N/A | N/A | 8927.41 | 2500 | 8927.41 | 2500 | 6713.84 | 26.81% | N/A | 0 | N/A | 4913.84 | N/A | 11955.7121 | 0 | 11955.7121 | 0.86 | N/A | N/A | N/A | N/A | N/A | VFD Milk Vacuum Pump | 0 | 0 | 0 | 0 | 0 | 0 | 0 | N/A | N/A | N/A | 0 | N/A | 0 | 0 | 0 | 0 | 0 | 0 | 0 | N/A | N/A | N/A | 0 | N/A | 0 | 0 | 0 | 0 | 0 | 0 | 0 | N/A | N/A | N/A | 0 | N/A
Wall Mounted Area Luminaire (10000 lumen) ¦ Business Energy Rebates | Wall Mounted Area Luminaire (10000 lumen) | BNI Lighting | ROB/NEW | 18.3 | N/A | N/A | N/A | 757.74 | 173 | 757.74 | 173 | 285.95 | 13.99% | 20.7435 | 0 | 60.7435 | 245.95 | 306.6935 | 1096.8413 | 0 | 1096.8413 | 0.86 | 4.1132 |  | 0.079459 | 0.004342 | 0.34803 | Wall Mounted Area Luminaire (10000 lumen) | 1296 | 205.3449 | 899.4108 | 205.3449 | 899.4108 | 16459.2167 | 1421506.3383 | 345592.0592 | 1075914.2791 | 4.1132 | 78723.6272 | 18.0569 | 1296 | 205.3449 | 899.4108 | 410.6898 | 1798.8215 | 16459.2167 | 1476495.4484 | 345592.0592 | 1130903.3891 | 4.2724 | 78723.6272 | 18.7554 | 1296 | 205.3449 | 899.4108 | 616.0348 | 2698.2323 | 16459.2167 | 1537274.646 | 345592.0592 | 1191682.5867 | 4.4482 | 78723.6272 | 19.5275
Server Virtualization and Decommissioning ¦ Business Energy Rebates | Server Virtualization and Decommissioning | BNI Process | RET | 15 | 5 | 5 | 5 | 8453.926 | 965 | 8453.926 | 965 | 411.5844 | 97.19% | N/A | 0 | N/A | 11.5844 | N/A | 8672.2239 | 0 | 8672.2239 | 0.86 | N/A | N/A | N/A | N/A | N/A | Server Virtualization and Decommissioning | 0 | 0 | 0 | 0 | 0 | 0 | 0 | N/A | N/A | N/A | 0 | N/A | 0 | 0 | 0 | 0 | 0 | 0 | 0 | N/A | N/A | N/A | 0 | N/A | 0 | 0 | 0 | 0 | 0 | 0 | 0 | N/A | N/A | N/A | 0 | N/A
Single -Tank Conveyor Dishwasher - Low Temp ¦ Business Energy Rebates | Single -Tank Conveyor Dishwasher - Low Temp | BNI Cooking and Laundry | ROB/NEW | 20 | N/A | N/A | N/A | 13626.434 | 2115 | 13626.434 | 2115 | 0 | N/A | N/A | 0 | N/A | 0 | N/A | 18863.7526 | 0 | 18863.7526 | 0.86 | N/A | N/A | N/A | N/A | N/A | Single -Tank Conveyor Dishwasher - Low Temp | 0 | 0 | 0 | 0 | 0 | 0 | 0 | N/A | N/A | N/A | 0 | N/A | 0 | 0 | 0 | 0 | 0 | 0 | 0 | N/A | N/A | N/A | 0 | N/A | 0 | 0 | 0 | 0 | 0 | 0 | 0 | N/A | N/A | N/A | 0 | N/A
Single-Tank Door type Dishwasher - Low Temp ¦ Business Energy Rebates | Single-Tank Door type Dishwasher - Low Temp | BNI Cooking and Laundry | ROB/NEW | 15 | N/A | N/A | N/A | 16152.5529 | 2508 | 16152.5529 | 2508 | 18.62 | 5371% | N/A | 0 | N/A | -981.38 | N/A | 17838.6552 | 0 | 17838.6552 | 0.86 | N/A | N/A | N/A | N/A | N/A | Single-Tank Door type Dishwasher - Low Temp | 0 | 0 | 0 | 0 | 0 | 0 | 0 | N/A | N/A | N/A | 0 | N/A | 0 | 0 | 0 | 0 | 0 | 0 | 0 | N/A | N/A | N/A | 0 | N/A | 0 | 0 | 0 | 0 | 0 | 0 | 0 | N/A | N/A | N/A | 0 | N/A
Solid Door Freezer ¦ Business Energy Rebates | Solid Door Freezer | BNI Cooking and Laundry | ROB/NEW | 12 | N/A | N/A | N/A | 1854 | 144 | 1854 | 144 | 0 | N/A | N/A | 0 | N/A | 0 | N/A | 1479.134 | 0 | 1479.134 | 0.86 | N/A | N/A | N/A | N/A | N/A | Solid Door Freezer | 0 | 0 | 0 | 0 | 0 | 0 | 0 | N/A | N/A | N/A | 0 | N/A | 0 | 0 | 0 | 0 | 0 | 0 | 0 | N/A | N/A | N/A | 0 | N/A | 0 | 0 | 0 | 0 | 0 | 0 | 0 | N/A | N/A | N/A | 0 | N/A
Solid Door Refrigerator ¦ Business Energy Rebates | Solid Door Refrigerator | BNI Cooking and Laundry | ROB/NEW | 12 | N/A | N/A | N/A | 653 | 51 | 653 | 51 | 0 | N/A | N/A | 0 | N/A | 0 | N/A | 521.4321 | 0 | 521.4321 | 0.86 | N/A | N/A | N/A | N/A | N/A | Solid Door Refrigerator | 0 | 0 | 0 | 0 | 0 | 0 | 0 | N/A | N/A | N/A | 0 | N/A | 0 | 0 | 0 | 0 | 0 | 0 | 0 | N/A | N/A | N/A | 0 | N/A | 0 | 0 | 0 | 0 | 0 | 0 | 0 | N/A | N/A | N/A | 0 | N/A
Standard Capacity Electric Fryer ¦ Business Energy Rebates | Standard Capacity Electric Fryer | BNI Cooking and Laundry | ROB/NEW | 12 | N/A | N/A | N/A | 3126 | 485 | 3126 | 485 | 279.3 | 179% | N/A | 0 | N/A | -220.7 | N/A | 2893.2535 | 0 | 2893.2535 | 0.86 | N/A | N/A | N/A | N/A | N/A | Standard Capacity Electric Fryer | 0 | 0 | 0 | 0 | 0 | 0 | 0 | N/A | N/A | N/A | 0 | N/A | 0 | 0 | 0 | 0 | 0 | 0 | 0 | N/A | N/A | N/A | 0 | N/A | 0 | 0 | 0 | 0 | 0 | 0 | 0 | N/A | N/A | N/A | 0 | N/A
Under-Counter Dishwasher - HighTemp ¦ Business Energy Rebates | Under-Counter Dishwasher - HighTemp | BNI Cooking and Laundry | ROB/NEW | 10 | N/A | N/A | N/A | 3170.6766 | 492 | 3170.6766 | 492 | 159.6 | 313.3% | N/A | 0 | N/A | -340.4 | N/A | 2521.9696 | 0 | 2521.9696 | 0.86 | N/A | N/A | N/A | N/A | N/A | Under-Counter Dishwasher - HighTemp | 0 | 0 | 0 | 0 | 0 | 0 | 0 | N/A | N/A | N/A | 0 | N/A | 0 | 0 | 0 | 0 | 0 | 0 | 0 | N/A | N/A | N/A | 0 | N/A | 0 | 0 | 0 | 0 | 0 | 0 | 0 | N/A | N/A | N/A | 0 | N/A
Under-Counter Dishwasher - Low Temp ¦ Business Energy Rebates | Under-Counter Dishwasher - Low Temp | BNI Cooking and Laundry | ROB/NEW | 10 | N/A | N/A | N/A | 2539.5124 | 394 | 2539.5124 | 394 | 66.5 | 300.8% | N/A | 0 | N/A | -133.5 | N/A | 2020.938 | 0 | 2020.938 | 0.86 | N/A | N/A | N/A | N/A | N/A | Under-Counter Dishwasher - Low Temp | 0 | 0 | 0 | 0 | 0 | 0 | 0 | N/A | N/A | N/A | 0 | N/A | 0 | 0 | 0 | 0 | 0 | 0 | 0 | N/A | N/A | N/A | 0 | N/A | 0 | 0 | 0 | 0 | 0 | 0 | 0 | N/A | N/A | N/A | 0 | N/A
VFD - 20 hp - Retail - Exhaust Fan ¦ Business Energy Rebates | VFD - 20 hp - Retail - Exhaust Fan | BNI HVAC | ROB/NEW | 15 | N/A | N/A | N/A | 68558.758 | 1020 | 68558.758 | 1020 | 5894.56 | 118.8% | N/A | 0 | N/A | -1105.44 | N/A | 57471.6391 | 0 | 57471.6391 | 0.86 | N/A | N/A | N/A | N/A | N/A | VFD - 20 hp - Retail - Exhaust Fan | 0 | 0 | 0 | 0 | 0 | 0 | 0 | N/A | N/A | N/A | 0 | N/A | 0 | 0 | 0 | 0 | 0 | 0 | 0 | N/A | N/A | N/A | 0 | N/A | 0 | 0 | 0 | 0 | 0 | 0 | 0 | N/A | N/A | N/A | 0 | N/A
VFD - 40 hp - Warehousing - Exhaust Fan ¦ Business Energy Rebates | VFD - 40 hp - Warehousing - Exhaust Fan | BNI HVAC | ROB/NEW | 15 | N/A | N/A | N/A | 144383.86 | 6910 | 144383.86 | 6910 | 8030.54 | 186.8% | N/A | 0 | N/A | -6969.46 | N/A | 130030.5775 | 0 | 130030.5775 | 0.86 | N/A | N/A | N/A | N/A | N/A | VFD - 40 hp - Warehousing - Exhaust Fan | 0 | 0 | 0 | 0 | 0 | 0 | 0 | N/A | N/A | N/A | 0 | N/A | 0 | 0 | 0 | 0 | 0 | 0 | 0 | N/A | N/A | N/A | 0 | N/A | 0 | 0 | 0 | 0 | 0 | 0 | 0 | N/A | N/A | N/A | 0 | N/A
Wall Mounted Area Luminaire (1000 lumen) ¦ Business Energy Rebates | Wall Mounted Area Luminaire (1000 lumen) | BNI Lighting | ROB/NEW | 18.3 | N/A | N/A | N/A | 153.3 | 35 | 153.3 | 35 | 0 | N/A | 4.1967 | 0 | 4.1967 | 0 | 4.1967 | 221.9043 | 0 | 221.9043 | 0.86 | 52.8763 |  | 0.12177 | 0.006654 | 0.53335 | Wall Mounted Area Luminaire (1000 lumen) | 2486 | 79.6897 | 349.0408 | 79.6897 | 349.0408 | 6387.4458 | 551654.118 | 10432.9212 | 541221.1968 | 52.8763 | 47722.9212 | 11.5595 | 2486 | 79.6897 | 349.0408 | 159.3793 | 698.0815 | 6387.4458 | 572994.1347 | 10432.9212 | 562561.2135 | 54.9217 | 47722.9212 | 12.0067 | 2486 | 79.6897 | 349.0408 | 239.069 | 1047.1223 | 6387.4458 | 596581.1521 | 10432.9212 | 586148.2308 | 57.1826 | 47722.9212 | 12.5009
Wall Wash Luminaire (1000 lumen) ¦ Business Energy Rebates | Wall Wash Luminaire (1000 lumen) | BNI Lighting | ROB/NEW | 11.3 | N/A | N/A | N/A | 145.4418 | 25.0604 | 145.4418 | 25.0604 | 0 | N/A | 3.9815 | 0 | 3.9815 | 0 | 3.9815 | 132.0523 | 0 | 132.0523 | 0.86 | 33.1661 |  | 0.094452 | 0.0083586 | 0.54817 | Wall Wash Luminaire (1000 lumen) | 4 | 0.091808 | 0.53282 | 0.091808 | 0.53282 | 6.0209 | 528.209 | 15.9262 | 512.2829 | 33.1661 | 55.9262 | 9.4448 | 4 | 0.091808 | 0.53282 | 0.18362 | 1.0656 | 6.0209 | 550.4205 | 15.9262 | 534.4943 | 34.5607 | 55.9262 | 9.8419 | 4 | 0.091808 | 0.53282 | 0.27542 | 1.5985 | 6.0209 | 575.1885 | 15.9262 | 559.2623 | 36.1159 | 55.9262 | 10.2848
Wall wash luminaire (1500 lumen) ¦ Business Energy Rebates | Wall wash luminaire (1500 lumen) | BNI Lighting | ROB/NEW | 11.3 | N/A | N/A | N/A | 269.4951 | 46.4354 | 269.4951 | 46.4354 | 0 | N/A | 7.3776 | 0 | 7.3776 | 0 | 7.3776 | 244.6851 | 0 | 244.6851 | 0.86 | 33.1661 |  | 0.099576 | 0.008812 | 0.57791 | Wall wash luminaire (1500 lumen) | 100 | 4.2529 | 24.6822 | 4.2529 | 24.6822 | 278.9088 | 24468.5073 | 737.7573 | 23730.75 | 33.1661 | 2737.7573 | 8.9374 | 100 | 4.2529 | 24.6822 | 8.5057 | 49.3644 | 278.9088 | 25497.4199 | 737.7573 | 24759.6626 | 34.5607 | 2737.7573 | 9.3133 | 100 | 4.2529 | 24.6822 | 12.7586 | 74.0466 | 278.9088 | 26644.7596 | 737.7573 | 25907.0023 | 36.1159 | 2737.7573 | 9.7323
[28 empty] | Program Totals | 310098.5469 | 8878.712 | 34228.0106 | 8878.712 | 34228.0106 | 469872.3848 | 44919251.0155 | 11544351.4773 | 33374899.5381 | 3.891 | 4925304.2233 | 9.1201 | 310107.3285 | 8912.3936 | 34333.5044 | 17824.7871 | 68667.0087 | 471592.9071 | 46771916.9102 | 11590181.0024 | 35181735.9078 | 4.0355 | 4734711.6898 | 9.8785 | 310122.8729 | 8965.8001 | 34499.5045 | 26897.4003 | 103498.5135 | 474371.132 | 49006807.8717 | 11675910.0128 | 37330897.8589 | 4.1973 | 4754951.5066 | 10.3065
Custom Retrofit
Unique Measure Name (For Lookup) | Measure Name | Technology Type | Decision Type | Measure Life | RUL 2020 | RUL 2021 | RUL 2022 | Gross Annual Energy Savings per Unit at Meter (kWh) Pre-RUL | Gross Peak Demand Savings per Unit at Meter (Watts) Pre-RUL | Gross Annual Energy Savings per Unit at Meter (kWh) Post-RUL | Gross Peak Demand Savings per Unit at Meter (Watts) Post-RUL | Gross Per Unit One-Time Per Unit Incremental Measure Cost ($) | 2020 Incentive as a Percent of Incremental Measure Cost (%) | Per Unit Program Administrative Cost ($) | Per Unit Direct Installation Cost ($) | Per Unit DSM Administrator Cost (Incentive + Administrative) ($) | Per Unit DSM Customer Cost (Incremental Measure Cost - Incentive) ($) | Total Per Unit DSM Cost ($) | Per Unit Present Value Avoided Cost Benefits ($) | Per Unit Present Value Non-Energy Benefits ($) | Total Per Unit Present Value Benefits ($) | Net-To-Gross Ratio | Net Total Resource Benefit-Cost Ratio (TRC) | Net Program Administrator Benefit-Cost Ratio (PAC) | Net First-Year Unit Cost / kWh at Generator ($/kWh) | Net Lifetime Unit Cost / kWh at Generator ($/kWh) | Net Unit Cost / Watt at Generator ($/W) | Measure Name | Participation (Units) | Peak Demand Savings (kW) | First Year Energy Savings (MWh) | Cumulative Peak Demand Savings (kW) | Cumulative Energy Savings (MWh) | Lifetime Energy Savings (MWh) | Total Avoided Cost Benefits ($) | TRC Costs ($) | Total Net Resource Benefits ($) | TRC (Ratio) | PAC Costs ($) | PAC (Ratio) | Participation (Units) | Peak Demand Savings (kW) | First Year Energy Savings (MWh) | Cumulative Peak Demand Savings (kW) | Cumulative Energy Savings (MWh) | Lifetime Energy Savings (MWh) | Total Avoided Cost Benefits ($) | TRC Costs ($) | Total Net Resource Benefits ($) | TRC (Ratio) | PAC Costs ($) | PAC (Ratio) | Participation (Units) | Peak Demand Savings (kW) | First Year Energy Savings (MWh) | Cumulative Peak Demand Savings (kW) | Cumulative Energy Savings (MWh) | Lifetime Energy Savings (MWh) | Total Avoided Cost Benefits ($) | TRC Costs ($) | Total Net Resource Benefits ($) | TRC (Ratio) | PAC Costs ($) | PAC (Ratio)
Custom Energy Efficiency ¦ Custom Retrofit | Custom Energy Efficiency | BNI Other | ROB/NEW | 14.86 | N/A | N/A | N/A | 1000000 | 277025.134 | 1000000 | 277025.134 | 612886.6667 | 23.23% | 136072 | 0 | 278415.53 | 470543.1367 | 748958.6667 | 1447148.7296 | 0 | 1447148.7296 | 0.94 | 2.032 |  | 0.26959 | 0.018142 | 0.97315 | Custom Energy Efficiency | 25.7876 | 7151.4242 | 25815.0737 | 7151.4242 | 25815.0737 | 383611.9951 | 37318508.2767 | 18365561.6666 | 18952946.61 | 2.032 | 7179671.3416 | 5.1978 | 26.4957 | 7347.7925 | 26523.9199 | 14695.585 | 53047.8399 | 394145.4503 | 39755365.9396 | 18869854.6103 | 20885511.3293 | 2.1068 | 7376815.1949 | 5.3892 | 26.4349 | 7330.9176 | 26463.0052 | 21992.7527 | 79389.0157 | 393240.2579 | 41307271.5711 | 18826518.1997 | 22480753.3713 | 2.1941 | 7359873.6393 | 5.6125
[28 empty] | Program Totals | 25.7876 | 7151.4242 | 25815.0737 | 7151.4242 | 25815.0737 | 383611.9951 | 37318508.2767 | 18365561.6666 | 18952946.61 | 2.032 | 7179671.3416 | 5.1978 | 26.4957 | 7347.7925 | 26523.9199 | 14695.585 | 53047.8399 | 394145.4503 | 39755365.9396 | 18869854.6103 | 20885511.3293 | 2.1068 | 7376815.1949 | 5.3892 | 26.4349 | 7330.9176 | 26463.0052 | 21992.7527 | 79389.0157 | 393240.2579 | 41307271.5711 | 18826518.1997 | 22480753.3713 | 2.1941 | 7359873.6393 | 5.6125
Efficient Products Installation
Unique Measure Name (For Lookup) | Measure Name | Technology Type | Decision Type | Measure Life | RUL 2020 | RUL 2021 | RUL 2022 | Gross Annual Energy Savings per Unit at Meter (kWh) Pre-RUL | Gross Peak Demand Savings per Unit at Meter (Watts) Pre-RUL | Gross Annual Energy Savings per Unit at Meter (kWh) Post-RUL | Gross Peak Demand Savings per Unit at Meter (Watts) Post-RUL | Gross Per Unit One-Time Per Unit Incremental Measure Cost ($) | 2020 Incentive as a Percent of Incremental Measure Cost (%) | Per Unit Program Administrative Cost ($) | Per Unit Direct Installation Cost ($) | Per Unit DSM Administrator Cost (Incentive + Administrative) ($) | Per Unit DSM Customer Cost (Incremental Measure Cost - Incentive) ($) | Total Per Unit DSM Cost ($) | Per Unit Present Value Avoided Cost Benefits ($) | Per Unit Present Value Non-Energy Benefits ($) | Total Per Unit Present Value Benefits ($) | Net-To-Gross Ratio | Net Total Resource Benefit-Cost Ratio (TRC) | Net Program Administrator Benefit-Cost Ratio (PAC) | Net First-Year Unit Cost / kWh at Generator ($/kWh) | Net Lifetime Unit Cost / kWh at Generator ($/kWh) | Net Unit Cost / Watt at Generator ($/W) | Measure Name | Participation (Units) | Peak Demand Savings (kW) | First Year Energy Savings (MWh) | Cumulative Peak Demand Savings (kW) | Cumulative Energy Savings (MWh) | Lifetime Energy Savings (MWh) | Total Avoided Cost Benefits ($) | TRC Costs ($) | Total Net Resource Benefits ($) | TRC (Ratio) | PAC Costs ($) | PAC (Ratio) | Participation (Units) | Peak Demand Savings (kW) | First Year Energy Savings (MWh) | Cumulative Peak Demand Savings (kW) | Cumulative Energy Savings (MWh) | Lifetime Energy Savings (MWh) | Total Avoided Cost Benefits ($) | TRC Costs ($) | Total Net Resource Benefits ($) | TRC (Ratio) | PAC Costs ($) | PAC (Ratio) | Participation (Units) | Peak Demand Savings (kW) | First Year Energy Savings (MWh) | Cumulative Peak Demand Savings (kW) | Cumulative Energy Savings (MWh) | Lifetime Energy Savings (MWh) | Total Avoided Cost Benefits ($) | TRC Costs ($) | Total Net Resource Benefits ($) | TRC (Ratio) | PAC Costs ($) | PAC (Ratio)
11W Replacing 60W - MURB ¦ Efficient Products Installation | 11W Replacing 60W - MURB | Res Lighting | RET | 25 | 1 | 1 | 1 | 40.1286 | 4.8154 | 9.725 | 1.167 | 0 | N/A | N/A | 7.1502 | N/A | 0 | N/A | 18.1747 | 0 | 18.1747 | 0.87 | N/A | N/A | N/A | N/A | N/A | 11W Replacing 60W - MURB | 0 | 0 | 0 | 0 | 0 | 0 | 0 | N/A | N/A | N/A | 0 | N/A | 0 | 0 | 0 | 0 | 0 | 0 | 0 | N/A | N/A | N/A | 0 | N/A | 0 | 0 | 0 | 0 | 0 | 0 | 0 | N/A | N/A | N/A | 0 | N/A
11W Replacing 60W ¦ Efficient Products Installation | 11W Replacing 60W | Res Lighting | RET | 25 | 1 | 1 | 1 | 40.1286 | 4.8154 | 9.725 | 1.167 | 0 | N/A | N/A | 7.1502 | N/A | 0 | N/A | 18.1747 | 0 | 18.1747 | 0.87 | N/A | N/A | N/A | N/A | N/A | 11W Replacing 60W | 0 | 0 | 0 | 0 | 0 | 0 | 0 | N/A | N/A | N/A | 0 | N/A | 0 | 0 | 0 | 0 | 0 | 0 | 0 | N/A | N/A | N/A | 0 | N/A | 0 | 0 | 0 | 0 | 0 | 0 | 0 | N/A | N/A | N/A | 0 | N/A
18W Replacing 100W - MURB ¦ Efficient Products Installation | 18W Replacing 100W - MURB | Res Lighting | RET | 25 | 1 | 1 | 1 | 67.1539 | 8.0585 | 17.7098 | 2.1252 | 0 | N/A | N/A | 9.6084 | N/A | 0 | N/A | 32.6106 | 0 | 32.6106 | 0.87 | N/A | N/A | N/A | N/A | N/A | 18W Replacing 100W - MURB | 0 | 0 | 0 | 0 | 0 | 0 | 0 | N/A | N/A | N/A | 0 | N/A | 0 | 0 | 0 | 0 | 0 | 0 | 0 | N/A | N/A | N/A | 0 | N/A | 0 | 0 | 0 | 0 | 0 | 0 | 0 | N/A | N/A | N/A | 0 | N/A
18W Replacing 100W ¦ Efficient Products Installation | 18W Replacing 100W | Res Lighting | RET | 25 | 1 | 1 | 1 | 67.1539 | 8.0585 | 17.7098 | 2.1252 | 0 | N/A | N/A | 9.6084 | N/A | 0 | N/A | 32.6106 | 0 | 32.6106 | 0.87 | N/A | N/A | N/A | N/A | N/A | 18W Replacing 100W | 0 | 0 | 0 | 0 | 0 | 0 | 0 | N/A | N/A | N/A | 0 | N/A | 0 | 0 | 0 | 0 | 0 | 0 | 0 | N/A | N/A | N/A | 0 | N/A | 0 | 0 | 0 | 0 | 0 | 0 | 0 | N/A | N/A | N/A | 0 | N/A
18W Replacing 75W - MURB ¦ Efficient Products Installation | 18W Replacing 75W - MURB | Res Lighting | RET | 25 | 1 | 1 | 1 | 46.6802 | 5.6016 | 8.599 | 1.0319 | 0 | N/A | N/A | 8.874 | N/A | 0 | N/A | 16.9901 | 0 | 16.9901 | 0.87 | N/A | N/A | N/A | N/A | N/A | 18W Replacing 75W - MURB | 0 | 0 | 0 | 0 | 0 | 0 | 0 | N/A | N/A | N/A | 0 | N/A | 0 | 0 | 0 | 0 | 0 | 0 | 0 | N/A | N/A | N/A | 0 | N/A | 0 | 0 | 0 | 0 | 0 | 0 | 0 | N/A | N/A | N/A | 0 | N/A
18W Replacing 75W ¦ Efficient Products Installation | 18W Replacing 75W | Res Lighting | RET | 25 | 1 | 1 | 1 | 46.6802 | 5.6016 | 8.599 | 1.0319 | 0 | N/A | N/A | 8.874 | N/A | 0 | N/A | 16.9901 | 0 | 16.9901 | 0.87 | N/A | N/A | N/A | N/A | N/A | 18W Replacing 75W | 0 | 0 | 0 | 0 | 0 | 0 | 0 | N/A | N/A | N/A | 0 | N/A | 0 | 0 | 0 | 0 | 0 | 0 | 0 | N/A | N/A | N/A | 0 | N/A | 0 | 0 | 0 | 0 | 0 | 0 | 0 | N/A | N/A | N/A | 0 | N/A
5W Chandelier E12 - MURB ¦ Efficient Products Installation | 5W Chandelier E12 - MURB | Res Lighting | RET | 15 | 4 | 3 | 3 | 28.3873 | 3.3213 | 1.6221 | 0.18979 | 0 | N/A | N/A | 5.3346 | N/A | 0 | N/A | 10.8021 | 0 | 10.8021 | 0.87 | N/A | N/A | N/A | N/A | N/A | 5W Chandelier E12 - MURB | 0 | 0 | 0 | 0 | 0 | 0 | 0 | N/A | N/A | N/A | 0 | N/A | 0 | 0 | 0 | 0 | 0 | 0 | 0 | N/A | N/A | N/A | 0 | N/A | 0 | 0 | 0 | 0 | 0 | 0 | 0 | N/A | N/A | N/A | 0 | N/A
5W Chandelier E12 ¦ Efficient Products Installation | 5W Chandelier E12 | Res Lighting | RET | 15 | 4 | 3 | 3 | 28.3873 | 3.3213 | 1.6221 | 0.18979 | 0 | N/A | N/A | 5.3346 | N/A | 0 | N/A | 10.8021 | 0 | 10.8021 | 0.87 | N/A | N/A | N/A | N/A | N/A | 5W Chandelier E12 | 0 | 0 | 0 | 0 | 0 | 0 | 0 | N/A | N/A | N/A | 0 | N/A | 0 | 0 | 0 | 0 | 0 | 0 | 0 | N/A | N/A | N/A | 0 | N/A | 0 | 0 | 0 | 0 | 0 | 0 | 0 | N/A | N/A | N/A | 0 | N/A
7W G25 - MURB ¦ Efficient Products Installation | 7W G25 - MURB | Res Lighting | RET | 15 | 4 | 3 | 3 | 26.7652 | 3.1315 | 0 | 0 | 0 | N/A | N/A | 4.8654 | N/A | 0 | N/A | 9.0305 | 0 | 9.0305 | 0.87 | N/A | N/A | N/A | N/A | N/A | 7W G25 - MURB | 0 | 0 | 0 | 0 | 0 | 0 | 0 | N/A | N/A | N/A | 0 | N/A | 0 | 0 | 0 | 0 | 0 | 0 | 0 | N/A | N/A | N/A | 0 | N/A | 0 | 0 | 0 | 0 | 0 | 0 | 0 | N/A | N/A | N/A | 0 | N/A
7W G25 ¦ Efficient Products Installation | 7W G25 | Res Lighting | RET | 15 | 4 | 3 | 3 | 26.7652 | 3.1315 | 0 | 0 | 0 | N/A | N/A | 4.8654 | N/A | 0 | N/A | 9.0305 | 0 | 9.0305 | 0.87 | N/A | N/A | N/A | N/A | N/A | 7W G25 | 0 | 0 | 0 | 0 | 0 | 0 | 0 | N/A | N/A | N/A | 0 | N/A | 0 | 0 | 0 | 0 | 0 | 0 | 0 | N/A | N/A | N/A | 0 | N/A | 0 | 0 | 0 | 0 | 0 | 0 | 0 | N/A | N/A | N/A | 0 | N/A
7W GU10 Replacing 35W - MURB ¦ Efficient Products Installation | 7W GU10 Replacing 35W - MURB | Res Lighting | RET | 25 | 4 | 3 | 3 | 22.7099 | 2.6571 | 0 | 0 | 0 | N/A | N/A | 6.1812 | N/A | 0 | N/A | 7.6623 | 0 | 7.6623 | 0.87 | N/A | N/A | N/A | N/A | N/A | 7W GU10 Replacing 35W - MURB | 0 | 0 | 0 | 0 | 0 | 0 | 0 | N/A | N/A | N/A | 0 | N/A | 0 | 0 | 0 | 0 | 0 | 0 | 0 | N/A | N/A | N/A | 0 | N/A | 0 | 0 | 0 | 0 | 0 | 0 | 0 | N/A | N/A | N/A | 0 | N/A
7W GU10 Replacing 35W ¦ Efficient Products Installation | 7W GU10 Replacing 35W | Res Lighting | RET | 25 | 4 | 3 | 3 | 22.7099 | 2.6571 | 0 | 0 | 0 | N/A | N/A | 6.1812 | N/A | 0 | N/A | 7.6623 | 0 | 7.6623 | 0.87 | N/A | N/A | N/A | N/A | N/A | 7W GU10 Replacing 35W | 0 | 0 | 0 | 0 | 0 | 0 | 0 | N/A | N/A | N/A | 0 | N/A | 0 | 0 | 0 | 0 | 0 | 0 | 0 | N/A | N/A | N/A | 0 | N/A | 0 | 0 | 0 | 0 | 0 | 0 | 0 | N/A | N/A | N/A | 0 | N/A
7W GU10 Replacing 50W - MURB ¦ Efficient Products Installation | 7W GU10 Replacing 50W - MURB | Res Lighting | RET | 25 | 4 | 3 | 3 | 34.8759 | 4.0805 | 2.4332 | 0.28468 | 0 | N/A | N/A | 6.1812 | N/A | 0 | N/A | 14.8497 | 0 | 14.8497 | 0.87 | N/A | N/A | N/A | N/A | N/A | 7W GU10 Replacing 50W - MURB | 0 | 0 | 0 | 0 | 0 | 0 | 0 | N/A | N/A | N/A | 0 | N/A | 0 | 0 | 0 | 0 | 0 | 0 | 0 | N/A | N/A | N/A | 0 | N/A | 0 | 0 | 0 | 0 | 0 | 0 | 0 | N/A | N/A | N/A | 0 | N/A
7W GU10 Replacing 50W ¦ Efficient Products Installation | 7W GU10 Replacing 50W | Res Lighting | RET | 25 | 4 | 3 | 3 | 34.8759 | 4.0805 | 2.4332 | 0.28468 | 0 | N/A | N/A | 6.1812 | N/A | 0 | N/A | 14.8497 | 0 | 14.8497 | 0.87 | N/A | N/A | N/A | N/A | N/A | 7W GU10 Replacing 50W | 0 | 0 | 0 | 0 | 0 | 0 | 0 | N/A | N/A | N/A | 0 | N/A | 0 | 0 | 0 | 0 | 0 | 0 | 0 | N/A | N/A | N/A | 0 | N/A | 0 | 0 | 0 | 0 | 0 | 0 | 0 | N/A | N/A | N/A | 0 | N/A
9.5W Replacing 100W - MURB ¦ Efficient Products Installation | 9.5W Replacing 100W - MURB | Res Lighting | RET | 25 | 1 | 1 | 1 | 74.115 | 8.8938 | 24.6709 | 2.9605 | 0 | N/A | 9.6415 | 7.1502 | 16.7917 | 0 | 16.7917 | 43.8323 | 0 | 43.8323 | 0.87 | 4.5462 |  | 0.13457 | 0.014971 | 1.1214 | 9.5W Replacing 100W - MURB | 100 | 0.85973 | 7.1645 | 0.85973 | 7.1645 | 64.4009 | 4383.2274 | 964.1477 | 3419.0797 | 4.5462 | 964.1477 | 4.5462 | 100 | 0.85973 | 7.1645 | 1.1313 | 9.4273 | 61.4718 | 4343.8543 | 964.1477 | 3379.7066 | 4.5054 | 964.1477 | 4.5054 | 100 | 0.85973 | 7.1645 | 1.3735 | 11.446 | 58.5427 | 4412.5712 | 964.1477 | 3448.4235 | 4.5767 | 964.1477 | 4.5767
9.5W Replacing 100W ¦ Efficient Products Installation | 9.5W Replacing 100W | Res Lighting | RET | 25 | 1 | 1 | 1 | 74.115 | 8.8938 | 24.6709 | 2.9605 | 0 | N/A | 9.6415 | 7.1502 | 16.7917 | 0 | 16.7917 | 43.8323 | 0 | 43.8323 | 0.87 | 4.5462 |  | 0.13457 | 0.014971 | 1.1214 | 9.5W Replacing 100W | 1698 | 14.5983 | 121.6524 | 14.5983 | 121.6524 | 1093.5273 | 74427.2013 | 16371.2272 | 58055.974 | 4.5462 | 16371.2272 | 4.5462 | 1698 | 14.5983 | 121.6524 | 19.209 | 160.0748 | 1043.791 | 73758.6458 | 16371.2272 | 57387.4186 | 4.5054 | 16371.2272 | 4.5054 | 1698 | 14.5983 | 121.6524 | 23.3223 | 194.3526 | 994.0546 | 74925.459 | 16371.2272 | 58554.2318 | 4.5767 | 16371.2272 | 4.5767
9.5W Replacing 40W - MURB ¦ Efficient Products Installation | 9.5W Replacing 40W - MURB | Res Lighting | RET | 25 | 1 | 1 | 1 | 24.978 | 2.9974 | 3.7876 | 0.45452 | 0 | N/A | N/A | 7.1502 | N/A | 0 | N/A | 7.8465 | 0 | 7.8465 | 0.87 | N/A | N/A | N/A | N/A | N/A | 9.5W Replacing 40W - MURB | 0 | 0 | 0 | 0 | 0 | 0 | 0 | N/A | N/A | N/A | 0 | N/A | 0 | 0 | 0 | 0 | 0 | 0 | 0 | N/A | N/A | N/A | 0 | N/A | 0 | 0 | 0 | 0 | 0 | 0 | 0 | N/A | N/A | N/A | 0 | N/A
9.5W Replacing 40W ¦ Efficient Products Installation | 9.5W Replacing 40W | Res Lighting | RET | 25 | 1 | 1 | 1 | 24.978 | 2.9974 | 3.7876 | 0.45452 | 0 | N/A | N/A | 7.1502 | N/A | 0 | N/A | 7.8465 | 0 | 7.8465 | 0.87 | N/A | N/A | N/A | N/A | N/A | 9.5W Replacing 40W | 0 | 0 | 0 | 0 | 0 | 0 | 0 | N/A | N/A | N/A | 0 | N/A | 0 | 0 | 0 | 0 | 0 | 0 | 0 | N/A | N/A | N/A | 0 | N/A | 0 | 0 | 0 | 0 | 0 | 0 | 0 | N/A | N/A | N/A | 0 | N/A
9.5W Replacing 60W - MURB ¦ Efficient Products Installation | 9.5W Replacing 60W - MURB | Res Lighting | RET | 25 | 1 | 1 | 1 | 41.357 | 4.9628 | 10.9535 | 1.3144 | 0 | N/A | N/A | 7.1502 | N/A | 0 | N/A | 20.155 | 0 | 20.155 | 0.87 | N/A | N/A | N/A | N/A | N/A | 9.5W Replacing 60W - MURB | 0 | 0 | 0 | 0 | 0 | 0 | 0 | N/A | N/A | N/A | 0 | N/A | 0 | 0 | 0 | 0 | 0 | 0 | 0 | N/A | N/A | N/A | 0 | N/A | 0 | 0 | 0 | 0 | 0 | 0 | 0 | N/A | N/A | N/A | 0 | N/A
9.5W Replacing 60W ¦ Efficient Products Installation | 9.5W Replacing 60W | Res Lighting | RET | 25 | 1 | 1 | 1 | 41.357 | 4.9628 | 10.9535 | 1.3144 | 0 | N/A | N/A | 7.1502 | N/A | 0 | N/A | 20.155 | 0 | 20.155 | 0.87 | N/A | N/A | N/A | N/A | N/A | 9.5W Replacing 60W | 0 | 0 | 0 | 0 | 0 | 0 | 0 | N/A | N/A | N/A | 0 | N/A | 0 | 0 | 0 | 0 | 0 | 0 | 0 | N/A | N/A | N/A | 0 | N/A | 0 | 0 | 0 | 0 | 0 | 0 | 0 | N/A | N/A | N/A | 0 | N/A
9W Replacing 100W - MURB ¦ Efficient Products Installation | 9W Replacing 100W - MURB | Res Lighting | RET | 25 | 1 | 1 | 1 | 74.5245 | 8.9429 | 25.0804 | 3.0096 | 0 | N/A | 9.6552 | 7.1502 | 16.8054 | 0 | 16.8054 | 44.4924 | 0 | 44.4924 | 0.87 | 4.6081 |  | 0.13403 | 0.014766 | 1.1169 | 9W Replacing 100W - MURB | 100 | 0.86448 | 7.204 | 0.86448 | 7.204 | 65.3905 | 4449.2372 | 965.5241 | 3483.7132 | 4.6081 | 965.5241 | 4.6081 | 100 | 0.86448 | 7.204 | 1.1408 | 9.5064 | 62.4614 | 4412.5151 | 965.5241 | 3446.991 | 4.5701 | 965.5241 | 4.5701 | 100 | 0.86448 | 7.204 | 1.3878 | 11.5647 | 59.5322 | 4484.0762 | 965.5241 | 3518.5521 | 4.6442 | 965.5241 | 4.6442
9W Replacing 100W ¦ Efficient Products Installation | 9W Replacing 100W | Res Lighting | RET | 25 | 1 | 1 | 1 | 74.5245 | 8.9429 | 25.0804 | 3.0096 | 0 | N/A | 9.6552 | 7.1502 | 16.8054 | 0 | 16.8054 | 44.4924 | 0 | 44.4924 | 0.87 | 4.6081 |  | 0.13403 | 0.014766 | 1.1169 | 9W Replacing 100W | 5588 | 48.3074 | 402.5615 | 48.3074 | 402.5615 | 3654.0193 | 248623.3757 | 53953.4841 | 194669.8916 | 4.6081 | 53953.4841 | 4.6081 | 5588 | 48.3074 | 402.5615 | 63.7463 | 531.2189 | 3490.3405 | 246571.3419 | 53953.4841 | 192617.8578 | 4.5701 | 53953.4841 | 4.5701 | 5588 | 48.3074 | 402.5615 | 77.5484 | 646.2365 | 3326.6617 | 250570.1763 | 53953.4841 | 196616.6922 | 4.6442 | 53953.4841 | 4.6442
9W Replacing 40W - MURB ¦ Efficient Products Installation | 9W Replacing 40W - MURB | Res Lighting | RET | 25 | 1 | 1 | 1 | 25.3875 | 3.0465 | 4.1971 | 0.50365 | 0 | N/A | N/A | 7.1502 | N/A | 0 | N/A | 8.5066 | 0 | 8.5066 | 0.87 | N/A | N/A | N/A | N/A | N/A | 9W Replacing 40W - MURB | 0 | 0 | 0 | 0 | 0 | 0 | 0 | N/A | N/A | N/A | 0 | N/A | 0 | 0 | 0 | 0 | 0 | 0 | 0 | N/A | N/A | N/A | 0 | N/A | 0 | 0 | 0 | 0 | 0 | 0 | 0 | N/A | N/A | N/A | 0 | N/A
9W Replacing 40W ¦ Efficient Products Installation | 9W Replacing 40W | Res Lighting | RET | 25 | 1 | 1 | 1 | 25.3875 | 3.0465 | 4.1971 | 0.50365 | 0 | N/A | N/A | 7.1502 | N/A | 0 | N/A | 8.5066 | 0 | 8.5066 | 0.87 | N/A | N/A | N/A | N/A | N/A | 9W Replacing 40W | 0 | 0 | 0 | 0 | 0 | 0 | 0 | N/A | N/A | N/A | 0 | N/A | 0 | 0 | 0 | 0 | 0 | 0 | 0 | N/A | N/A | N/A | 0 | N/A | 0 | 0 | 0 | 0 | 0 | 0 | 0 | N/A | N/A | N/A | 0 | N/A
9W Replacing 60W - MURB ¦ Efficient Products Installation | 9W Replacing 60W - MURB | Res Lighting | RET | 25 | 1 | 1 | 1 | 41.7665 | 5.012 | 11.3629 | 1.3636 | 0 | N/A | N/A | 7.1502 | N/A | 0 | N/A | 20.8151 | 0 | 20.8151 | 0.87 | N/A | N/A | N/A | N/A | N/A | 9W Replacing 60W - MURB | 0 | 0 | 0 | 0 | 0 | 0 | 0 | N/A | N/A | N/A | 0 | N/A | 0 | 0 | 0 | 0 | 0 | 0 | 0 | N/A | N/A | N/A | 0 | N/A | 0 | 0 | 0 | 0 | 0 | 0 | 0 | N/A | N/A | N/A | 0 | N/A
9W Replacing 60W ¦ Efficient Products Installation | 9W Replacing 60W | Res Lighting | RET | 25 | 1 | 1 | 1 | 41.7665 | 5.012 | 11.3629 | 1.3636 | 0 | N/A | N/A | 7.1502 | N/A | 0 | N/A | 20.8151 | 0 | 20.8151 | 0.87 | N/A | N/A | N/A | N/A | N/A | 9W Replacing 60W | 0 | 0 | 0 | 0 | 0 | 0 | 0 | N/A | N/A | N/A | 0 | N/A | 0 | 0 | 0 | 0 | 0 | 0 | 0 | N/A | N/A | N/A | 0 | N/A | 0 | 0 | 0 | 0 | 0 | 0 | 0 | N/A | N/A | N/A | 0 | N/A
Faucet Aerators - MURB ¦ Efficient Products Installation | Faucet Aerators - MURB | Res Domestic Hot Water (DHW) | ROB/NEW | 10 | N/A | N/A | N/A | 95 | 15.39 | 95 | 15.39 | 0 | N/A | N/A | 16.1568 | N/A | 0 | N/A | 96.9314 | 0 | 96.9314 | 1.04 | N/A | N/A | N/A | N/A | N/A | Faucet Aerators - MURB | 0 | 0 | 0 | 0 | 0 | 0 | 0 | N/A | N/A | N/A | 0 | N/A | 0 | 0 | 0 | 0 | 0 | 0 | 0 | N/A | N/A | N/A | 0 | N/A | 0 | 0 | 0 | 0 | 0 | 0 | 0 | N/A | N/A | N/A | 0 | N/A
Faucet Aerators ¦ Efficient Products Installation | Faucet Aerators | Res Domestic Hot Water (DHW) | ROB/NEW | 10 | N/A | N/A | N/A | 98 | 15.876 | 98 | 15.876 | 0 | N/A | N/A | 16.1568 | N/A | 0 | N/A | 99.9924 | 0 | 99.9924 | 1.04 | N/A | N/A | N/A | N/A | N/A | Faucet Aerators | 0 | 0 | 0 | 0 | 0 | 0 | 0 | N/A | N/A | N/A | 0 | N/A | 0 | 0 | 0 | 0 | 0 | 0 | 0 | N/A | N/A | N/A | 0 | N/A | 0 | 0 | 0 | 0 | 0 | 0 | 0 | N/A | N/A | N/A | 0 | N/A
Holiday Lights Exchange - MURB ¦ Efficient Products Installation | Holiday Lights Exchange - MURB | Res Lighting | RET | 25 | 8.3333 | 8.3333 | 8.3333 | 39.9376 | 53.2368 | 39.9376 | 53.2368 | 0 | N/A | 28.8824 | 27.54 | 56.4224 | 0 | 56.4224 | 226.647 | 0 | 226.647 | 1.04 | 7.8472 |  | 0.62584 | 0.025033 | 0.4695 | Holiday Lights Exchange - MURB | 100 | 6.1518 | 4.615 | 6.1518 | 4.615 | 115.3753 | 22664.7016 | 2888.2449 | 19776.4568 | 7.8472 | 2888.2449 | 7.8472 | 100 | 6.1518 | 4.615 | 12.3036 | 9.23 | 115.3753 | 22961.4099 | 2888.2449 | 20073.165 | 7.95 | 2888.2449 | 7.95 | 100 | 6.1518 | 4.615 | 18.4554 | 13.845 | 115.3753 | 23381.5854 | 2888.2449 | 20493.3406 | 8.0954 | 2888.2449 | 8.0954
Holiday Lights Exchange ¦ Efficient Products Installation | Holiday Lights Exchange | Res Lighting | RET | 25 | 8.3333 | 8.3333 | 8.3333 | 39.9376 | 53.2368 | 39.9376 | 53.2368 | 0 | N/A | 28.8824 | 27.54 | 56.4224 | 0 | 56.4224 | 226.647 | 0 | 226.647 | 1.04 | 7.8472 |  | 0.62584 | 0.025033 | 0.4695 | Holiday Lights Exchange | 1322 | 81.3269 | 61.0105 | 81.3269 | 61.0105 | 1525.2613 | 299627.3554 | 38182.5971 | 261444.7583 | 7.8472 | 38182.5971 | 7.8472 | 1322 | 81.3269 | 61.0105 | 162.6539 | 122.0209 | 1525.2613 | 303549.8389 | 38182.5971 | 265367.2418 | 7.95 | 38182.5971 | 7.95 | 1322 | 81.3269 | 61.0105 | 243.9808 | 183.0314 | 1525.2613 | 309104.5592 | 38182.5971 | 270921.9621 | 8.0954 | 38182.5971 | 8.0954
Hot Water Tank Wrap - MURB ¦ Efficient Products Installation | Hot Water Tank Wrap - MURB | Res Domestic Hot Water (DHW) | ROB/NEW | 7 | N/A | N/A | N/A | 102.778 | 16.65 | 102.778 | 16.65 | 0 | N/A | N/A | 29.8554 | N/A | 0 | N/A | 77.0677 | 0 | 77.0677 | 1.04 | N/A | N/A | N/A | N/A | N/A | Hot Water Tank Wrap - MURB | 0 | 0 | 0 | 0 | 0 | 0 | 0 | N/A | N/A | N/A | 0 | N/A | 0 | 0 | 0 | 0 | 0 | 0 | 0 | N/A | N/A | N/A | 0 | N/A | 0 | 0 | 0 | 0 | 0 | 0 | 0 | N/A | N/A | N/A | 0 | N/A
Hot Water Tank Wrap ¦ Efficient Products Installation | Hot Water Tank Wrap | Res Domestic Hot Water (DHW) | ROB/NEW | 7 | N/A | N/A | N/A | 138.489 | 22.4352 | 138.489 | 22.4352 | 0 | N/A | N/A | 29.8554 | N/A | 0 | N/A | 103.8455 | 0 | 103.8455 | 1.04 | N/A | N/A | N/A | N/A | N/A | Hot Water Tank Wrap | 0 | 0 | 0 | 0 | 0 | 0 | 0 | N/A | N/A | N/A | 0 | N/A | 0 | 0 | 0 | 0 | 0 | 0 | 0 | N/A | N/A | N/A | 0 | N/A | 0 | 0 | 0 | 0 | 0 | 0 | 0 | N/A | N/A | N/A | 0 | N/A
LED Nightlights - MURB ¦ Efficient Products Installation | LED Nightlights - MURB | Res Lighting | RET | 23 | 7.6667 | 7.6667 | 7.6667 | 23.4555 | 2.7443 | 23.4555 | 2.7443 | 0 | N/A | 2.451 | 1.6626 | 4.1136 | 0 | 4.1136 | 42.6054 | 0 | 42.6054 | 1.04 | 17.3827 |  | 0.09043 | 0.0039317 | 0.77291 | LED Nightlights - MURB | 100 | 0.31712 | 2.7104 | 0.31712 | 2.7104 | 62.3395 | 4260.5423 | 245.1025 | 4015.4398 | 17.3827 | 245.1025 | 17.3827 | 100 | 0.31712 | 2.7104 | 0.63424 | 5.4208 | 62.3395 | 4437.7942 | 245.1025 | 4192.6917 | 18.1059 | 245.1025 | 18.1059 | 100 | 0.31712 | 2.7104 | 0.95136 | 8.1312 | 62.3395 | 4628.0448 | 245.1025 | 4382.9423 | 18.8821 | 245.1025 | 18.8821
LED Nightlights ¦ Efficient Products Installation | LED Nightlights | Res Lighting | RET | 23 | 7.6667 | 7.6667 | 7.6667 | 23.4555 | 2.7443 | 23.4555 | 2.7443 | 0 | N/A | 2.451 | 1.6626 | 4.1136 | 0 | 4.1136 | 42.6054 | 0 | 42.6054 | 1.04 | 17.3827 |  | 0.09043 | 0.0039317 | 0.77291 | LED Nightlights | 17066 | 54.1194 | 462.5591 | 54.1194 | 462.5591 | 10638.8602 | 727104.151 | 41829.1933 | 685274.9577 | 17.3827 | 41829.1933 | 17.3827 | 17066 | 54.1194 | 462.5591 | 108.2388 | 925.1183 | 10638.8602 | 757353.9584 | 41829.1933 | 715524.7651 | 18.1059 | 41829.1933 | 18.1059 | 17066 | 54.1194 | 462.5591 | 162.3583 | 1387.6774 | 10638.8602 | 789822.1251 | 41829.1933 | 747992.9318 | 18.8821 | 41829.1933 | 18.8821
Low-flow showerhead - 0.5 gpm Reduction - MURB ¦ Efficient Products Installation | Low-flow showerhead - 0.5 gpm Reduction - MURB | Res Domestic Hot Water (DHW) | ROB/NEW | 10 | N/A | N/A | N/A | 207 | 33.534 | 207 | 33.534 | 0 | N/A | N/A | 43.6254 | N/A | 0 | N/A | 211.2089 | 0 | 211.2089 | 1.04 | N/A | N/A | N/A | N/A | N/A | Low-flow showerhead - 0.5 gpm Reduction - MURB | 0 | 0 | 0 | 0 | 0 | 0 | 0 | N/A | N/A | N/A | 0 | N/A | 0 | 0 | 0 | 0 | 0 | 0 | 0 | N/A | N/A | N/A | 0 | N/A | 0 | 0 | 0 | 0 | 0 | 0 | 0 | N/A | N/A | N/A | 0 | N/A
Low-flow showerhead - 0.5 gpm Reduction ¦ Efficient Products Installation | Low-flow showerhead - 0.5 gpm Reduction | Res Domestic Hot Water (DHW) | ROB/NEW | 10 | N/A | N/A | N/A | 236 | 38.232 | 236 | 38.232 | 0 | N/A | N/A | 43.6254 | N/A | 0 | N/A | 240.7987 | 0 | 240.7987 | 1.04 | N/A | N/A | N/A | N/A | N/A | Low-flow showerhead - 0.5 gpm Reduction | 0 | 0 | 0 | 0 | 0 | 0 | 0 | N/A | N/A | N/A | 0 | N/A | 0 | 0 | 0 | 0 | 0 | 0 | 0 | N/A | N/A | N/A | 0 | N/A | 0 | 0 | 0 | 0 | 0 | 0 | 0 | N/A | N/A | N/A | 0 | N/A
Low-flow showerhead - 1.0 gpm Reduction - MURB ¦ Efficient Products Installation | Low-flow showerhead - 1.0 gpm Reduction - MURB | Res Domestic Hot Water (DHW) | ROB/NEW | 10 | N/A | N/A | N/A | 413 | 66.906 | 413 | 66.906 | 0 | N/A | 57.5078 | 43.6254 | 101.1332 | 0 | 101.1332 | 421.3974 | 0 | 421.3974 | 1.04 | 7.3277 |  | 0.1205 | 0.01205 | 0.74383 | Low-flow showerhead - 1.0 gpm Reduction - MURB | 100 | 7.7314 | 47.7244 | 7.7314 | 47.7244 | 477.2444 | 42139.7381 | 5750.7839 | 36388.9542 | 7.3277 | 5750.7839 | 7.3277 | 100 | 8.8358 | 54.5422 | 17.6717 | 109.0844 | 545.4222 | 50270.9527 | 5750.7839 | 44520.1688 | 8.7416 | 5750.7839 | 8.7416 | 100 | 8.8358 | 54.5422 | 26.5075 | 163.6267 | 545.4222 | 52667.7128 | 5750.7839 | 46916.9289 | 9.1584 | 5750.7839 | 9.1584
Low-flow showerhead - 1.0 gpm Reduction ¦ Efficient Products Installation | Low-flow showerhead - 1.0 gpm Reduction | Res Domestic Hot Water (DHW) | ROB/NEW | 10 | N/A | N/A | N/A | 472 | 76.464 | 472 | 76.464 | 0 | N/A | 59.491 | 43.6254 | 103.1164 | 0 | 103.1164 | 481.5975 | 0 | 481.5975 | 1.04 | 8.0953 |  | 0.10907 | 0.010907 | 0.67329 | Low-flow showerhead - 1.0 gpm Reduction | 4876 | 430.8356 | 2659.4788 | 430.8356 | 2659.4788 | 26594.7876 | 2348269.2461 | 290078.3316 | 2058190.9145 | 8.0953 | 290078.3316 | 8.0953 | 4876 | 430.8356 | 2659.4788 | 861.6711 | 5318.9575 | 26594.7876 | 2451215.2687 | 290078.3316 | 2161136.937 | 8.4502 | 290078.3316 | 8.4502 | 4876 | 430.8356 | 2659.4788 | 1292.5067 | 7978.4363 | 26594.7876 | 2568081.3613 | 290078.3316 | 2278003.0297 | 8.8531 | 290078.3316 | 8.8531
Low-flow showerhead -0.75 gpm Reduction - MURB ¦ Efficient Products Installation | Low-flow showerhead -0.75 gpm Reduction - MURB | Res Domestic Hot Water (DHW) | ROB/NEW | 10 | N/A | N/A | N/A | 310 | 50.22 | 310 | 50.22 | 0 | N/A | N/A | 43.6254 | N/A | 0 | N/A | 316.3031 | 0 | 316.3031 | 1.04 | N/A | N/A | N/A | N/A | N/A | Low-flow showerhead -0.75 gpm Reduction - MURB | 0 | 0 | 0 | 0 | 0 | 0 | 0 | N/A | N/A | N/A | 0 | N/A | 68.4453 | 4.5358 | 27.9987 | 9.0716 | 55.9974 | 279.9871 | 25806.0958 | 3699.172 | 22106.9238 | 6.9762 | 3699.172 | 6.9762 | 100 | 6.6269 | 40.9067 | 19.8806 | 122.72 | 409.0667 | 39500.7846 | 5404.5632 | 34096.2213 | 7.3088 | 5404.5632 | 7.3088
Low-flow showerhead -0.75 gpm Reduction ¦ Efficient Products Installation | Low-flow showerhead -0.75 gpm Reduction | Res Domestic Hot Water (DHW) | ROB/NEW | 10 | N/A | N/A | N/A | 354 | 57.348 | 354 | 57.348 | 0 | N/A | 55.5246 | 43.6254 | 99.15 | 0 | 99.15 | 361.1981 | 0 | 361.1981 | 1.04 | 6.5052 |  | 0.13573 | 0.013573 | 0.83787 | Low-flow showerhead -0.75 gpm Reduction | 43.8922 | 2.9087 | 17.9548 | 2.9087 | 17.9548 | 179.5483 | 15853.7696 | 2437.0968 | 13416.6728 | 6.5052 | 2437.0968 | 6.5052 | 0 | 0 | 0 | 0 | 0 | 0 | 0 | N/A | N/A | N/A | 0 | N/A | 19.963 | 1.3229 | 8.1662 | 3.9688 | 24.4986 | 81.6621 | 7885.5604 | 1108.4393 | 6777.1211 | 7.1141 | 1108.4393 | 7.1141
Pipe Insulation - MURB ¦ Efficient Products Installation | Pipe Insulation - MURB | Res Domestic Hot Water (DHW) | ROB/NEW | 15 | N/A | N/A | N/A | 11.0617 | 1.792 | 11.0617 | 1.792 | 0 | N/A | N/A | 1.4484 | N/A | 0 | N/A | 15.6471 | 0 | 15.6471 | 1.04 | N/A | N/A | N/A | N/A | N/A | Pipe Insulation - MURB | 0 | 0 | 0 | 0 | 0 | 0 | 0 | N/A | N/A | N/A | 0 | N/A | 0 | 0 | 0 | 0 | 0 | 0 | 0 | N/A | N/A | N/A | 0 | N/A | 0 | 0 | 0 | 0 | 0 | 0 | 0 | N/A | N/A | N/A | 0 | N/A
Pipe Insulation ¦ Efficient Products Installation | Pipe Insulation | Res Domestic Hot Water (DHW) | ROB/NEW | 15 | N/A | N/A | N/A | 11.0617 | 1.792 | 11.0617 | 1.792 | 0 | N/A | N/A | 1.4484 | N/A | 0 | N/A | 15.6471 | 0 | 15.6471 | 1.04 | N/A | N/A | N/A | N/A | N/A | Pipe Insulation | 0 | 0 | 0 | 0 | 0 | 0 | 0 | N/A | N/A | N/A | 0 | N/A | 0 | 0 | 0 | 0 | 0 | 0 | 0 | N/A | N/A | N/A | 0 | N/A | 0 | 0 | 0 | 0 | 0 | 0 | 0 | N/A | N/A | N/A | 0 | N/A
Smart Power Controllers - MURB ¦ Efficient Products Installation | Smart Power Controllers - MURB | Res Other | ROB/NEW | 4 | N/A | N/A | N/A | 411 | 0 | 411 | 0 | 0 | N/A | N/A | 69.693 | N/A | 0 | N/A | 123.6925 | 0 | 123.6925 | 1.04 | N/A | N/A | N/A | N/A | N/A | Smart Power Controllers - MURB | 0 | 0 | 0 | 0 | 0 | 0 | 0 | N/A | N/A | N/A | 0 | N/A | 0 | 0 | 0 | 0 | 0 | 0 | 0 | N/A | N/A | N/A | 0 | N/A | 0 | 0 | 0 | 0 | 0 | 0 | 0 | N/A | N/A | N/A | 0 | N/A
Smart Power Controllers ¦ Efficient Products Installation | Smart Power Controllers | Res Other | ROB/NEW | 4 | N/A | N/A | N/A | 411 | 0 | 411 | 0 | 0 | N/A | N/A | 69.693 | N/A | 0 | N/A | 123.6925 | 0 | 123.6925 | 1.04 | N/A | N/A | N/A | N/A | N/A | Smart Power Controllers | 0 | 0 | 0 | 0 | 0 | 0 | 0 | N/A | N/A | N/A | 0 | N/A | 0 | 0 | 0 | 0 | 0 | 0 | 0 | N/A | N/A | N/A | 0 | N/A | 0 | 0 | 0 | 0 | 0 | 0 | 0 | N/A | N/A | N/A | 0 | N/A
[28 empty] | Program Totals | 31093.8922 | 648.0208 | 3794.6354 | 648.0208 | 3794.6354 | 44470.7546 | 3791802.5457 | 453665.7331 | 3338136.8126 | 8.3581 | 453665.7331 | 8.3581 | 31118.4453 | 650.7524 | 3811.497 | 1257.4722 | 7256.0568 | 44420.0978 | 3944681.6756 | 454927.8083 | 3489753.8673 | 8.671 | 454927.8083 | 8.671 | 31169.963 | 654.1664 | 3832.5712 | 1872.2414 | 10745.5663 | 44411.5661 | 4129464.0163 | 457741.6388 | 3671722.3775 | 9.0214 | 457741.6388 | 9.0214
EMIS
Unique Measure Name (For Lookup) | Measure Name | Technology Type | Decision Type | Measure Life | RUL 2020 | RUL 2021 | RUL 2022 | Gross Annual Energy Savings per Unit at Meter (kWh) Pre-RUL | Gross Peak Demand Savings per Unit at Meter (Watts) Pre-RUL | Gross Annual Energy Savings per Unit at Meter (kWh) Post-RUL | Gross Peak Demand Savings per Unit at Meter (Watts) Post-RUL | Gross Per Unit One-Time Per Unit Incremental Measure Cost ($) | 2020 Incentive as a Percent of Incremental Measure Cost (%) | Per Unit Program Administrative Cost ($) | Per Unit Direct Installation Cost ($) | Per Unit DSM Administrator Cost (Incentive + Administrative) ($) | Per Unit DSM Customer Cost (Incremental Measure Cost - Incentive) ($) | Total Per Unit DSM Cost ($) | Per Unit Present Value Avoided Cost Benefits ($) | Per Unit Present Value Non-Energy Benefits ($) | Total Per Unit Present Value Benefits ($) | Net-To-Gross Ratio | Net Total Resource Benefit-Cost Ratio (TRC) | Net Program Administrator Benefit-Cost Ratio (PAC) | Net First-Year Unit Cost / kWh at Generator ($/kWh) | Net Lifetime Unit Cost / kWh at Generator ($/kWh) | Net Unit Cost / Watt at Generator ($/W) | Measure Name | Participation (Units) | Peak Demand Savings (kW) | First Year Energy Savings (MWh) | Cumulative Peak Demand Savings (kW) | Cumulative Energy Savings (MWh) | Lifetime Energy Savings (MWh) | Total Avoided Cost Benefits ($) | TRC Costs ($) | Total Net Resource Benefits ($) | TRC (Ratio) | PAC Costs ($) | PAC (Ratio) | Participation (Units) | Peak Demand Savings (kW) | First Year Energy Savings (MWh) | Cumulative Peak Demand Savings (kW) | Cumulative Energy Savings (MWh) | Lifetime Energy Savings (MWh) | Total Avoided Cost Benefits ($) | TRC Costs ($) | Total Net Resource Benefits ($) | TRC (Ratio) | PAC Costs ($) | PAC (Ratio) | Participation (Units) | Peak Demand Savings (kW) | First Year Energy Savings (MWh) | Cumulative Peak Demand Savings (kW) | Cumulative Energy Savings (MWh) | Lifetime Energy Savings (MWh) | Total Avoided Cost Benefits ($) | TRC Costs ($) | Total Net Resource Benefits ($) | TRC (Ratio) | PAC Costs ($) | PAC (Ratio)
Energy Management Information Systems ¦ EMIS | Energy Management Information Systems | BNI Energy Management | ROB/NEW | 2.933 | N/A | N/A | N/A | 1000000 | 168500 | 1000000 | 168500 | 140000 | 50% | N/A | 0 | N/A | 70000 | N/A | 297758.1027 | 0 | 297758.1027 | 1 | N/A | N/A | N/A | N/A | N/A | Energy Management Information Systems | 0 | 0 | 0 | 0 | 0 | 0 | 0 | N/A | N/A | N/A | 0 | N/A | 0 | 0 | 0 | 0 | 0 | 0 | 0 | N/A | N/A | N/A | 0 | N/A | 0 | 0 | 0 | 0 | 0 | 0 | 0 | N/A | N/A | N/A | 0 | N/A
[28 empty] | Program Totals | 0 | 0 | 0 | 0 | 0 | 0 | 0 | 0 | 0 | N/A | 0 | N/A | 0 | 0 | 0 | 0 | 0 | 0 | 0 | 0 | 0 | N/A | 0 | N/A | 0 | 0 | 0 | 0 | 0 | 0 | 0 | 0 | 0 | N/A | 0 | N/A
ETS Business Energy Rebates
Unique Measure Name (For Lookup) | Measure Name | Technology Type | Decision Type | Measure Life | RUL 2020 | RUL 2021 | RUL 2022 | Gross Annual Energy Savings per Unit at Meter (kWh) Pre-RUL | Gross Peak Demand Savings per Unit at Meter (Watts) Pre-RUL | Gross Annual Energy Savings per Unit at Meter (kWh) Post-RUL | Gross Peak Demand Savings per Unit at Meter (Watts) Post-RUL | Gross Per Unit One-Time Per Unit Incremental Measure Cost ($) | 2020 Incentive as a Percent of Incremental Measure Cost (%) | Per Unit Program Administrative Cost ($) | Per Unit Direct Installation Cost ($) | Per Unit DSM Administrator Cost (Incentive + Administrative) ($) | Per Unit DSM Customer Cost (Incremental Measure Cost - Incentive) ($) | Total Per Unit DSM Cost ($) | Per Unit Present Value Avoided Cost Benefits ($) | Per Unit Present Value Non-Energy Benefits ($) | Total Per Unit Present Value Benefits ($) | Net-To-Gross Ratio | Net Total Resource Benefit-Cost Ratio (TRC) | Net Program Administrator Benefit-Cost Ratio (PAC) | Net First-Year Unit Cost / kWh at Generator ($/kWh) | Net Lifetime Unit Cost / kWh at Generator ($/kWh) | Net Unit Cost / Watt at Generator ($/W) | Measure Name | Participation (Units) | Peak Demand Savings (kW) | First Year Energy Savings (MWh) | Cumulative Peak Demand Savings (kW) | Cumulative Energy Savings (MWh) | Lifetime Energy Savings (MWh) | Total Avoided Cost Benefits ($) | TRC Costs ($) | Total Net Resource Benefits ($) | TRC (Ratio) | PAC Costs ($) | PAC (Ratio) | Participation (Units) | Peak Demand Savings (kW) | First Year Energy Savings (MWh) | Cumulative Peak Demand Savings (kW) | Cumulative Energy Savings (MWh) | Lifetime Energy Savings (MWh) | Total Avoided Cost Benefits ($) | TRC Costs ($) | Total Net Resource Benefits ($) | TRC (Ratio) | PAC Costs ($) | PAC (Ratio) | Participation (Units) | Peak Demand Savings (kW) | First Year Energy Savings (MWh) | Cumulative Peak Demand Savings (kW) | Cumulative Energy Savings (MWh) | Lifetime Energy Savings (MWh) | Total Avoided Cost Benefits ($) | TRC Costs ($) | Total Net Resource Benefits ($) | TRC (Ratio) | PAC Costs ($) | PAC (Ratio)
Large Commercial/Industrial ETS System ¦ ETS Business Energy Rebates | Large Commercial/Industrial ETS System | BNI HVAC | ROB/NEW | 18 | N/A | N/A | N/A | 0 | 20000 | 0 | 20000 | 12000 | 50% | 3.17 | 0 | 6003.17 | 6000 | 12003.17 | 41819.2384 | 0 | 41819.2384 | 0.86 | 4.051 |  | N/A | N/A | 0.28187 | Large Commercial/Industrial ETS System | 26.6291 | 487.7757 | 0 | 487.7757 | 0 | 0 | 1113610.7362 | 274897.2337 | 838713.5026 | 4.051 | 159859.3093 | 6.9662 | 26.6291 | 487.7757 | 0 | 975.5514 | 0 | 0 | 1115007.4483 | 274897.2337 | 840110.2146 | 4.0561 | 159859.3093 | 6.9749 | 26.6291 | 487.7757 | 0 | 1463.327 | 0 | 0 | 1121702.9472 | 274897.2337 | 846805.7135 | 4.0804 | 159859.3093 | 7.0168
Medium Commercial ETS System ¦ ETS Business Energy Rebates | Medium Commercial ETS System | BNI HVAC | ROB/NEW | 18 | N/A | N/A | N/A | 0 | 10000 | 0 | 10000 | 6000 | 50% | 3.17 | 0 | 3003.17 | 3000 | 6003.17 | 20909.6192 | 0 | 20909.6192 | 0.86 | 4.0498 |  | N/A | N/A | 0.28205 | Medium Commercial ETS System | 53.2583 | 487.7757 | 0 | 487.7757 | 0 | 0 | 1113610.7362 | 274981.6481 | 838629.0882 | 4.0498 | 159943.7237 | 6.9625 | 53.2583 | 487.7757 | 0 | 975.5514 | 0 | 0 | 1115007.4483 | 274981.6481 | 840025.8002 | 4.0548 | 159943.7237 | 6.9712 | 53.2583 | 487.7757 | 0 | 1463.327 | 0 | 0 | 1121702.9472 | 274981.6481 | 846721.2991 | 4.0792 | 159943.7237 | 7.0131
Small Commercial ETS Sytem ¦ ETS Business Energy Rebates | Small Commercial ETS Sytem | BNI HVAC | ROB/NEW | 18 | N/A | N/A | N/A | 0 | 5000 | 0 | 5000 | 3000 | 50% | 3.17 | 0 | 1503.17 | 1500 | 3003.17 | 10454.8096 | 0 | 10454.8096 | 0.86 | 4.0473 |  | N/A | N/A | 0.28239 | Small Commercial ETS Sytem | 186.404 | 853.6074 | 0 | 853.6074 | 0 | 0 | 1948818.7884 | 481513.3345 | 1467305.4539 | 4.0473 | 280196.9669 | 6.9552 | 186.404 | 853.6074 | 0 | 1707.2149 | 0 | 0 | 1951263.0345 | 481513.3345 | 1469749.7 | 4.0524 | 280196.9669 | 6.9639 | 186.404 | 853.6074 | 0 | 2560.8223 | 0 | 0 | 1962980.1576 | 481513.3345 | 1481466.823 | 4.0767 | 280196.9669 | 7.0057
[28 empty] | Program Totals | 266.2915 | 1829.1588 | 0 | 1829.1588 | 0 | 0 | 4176040.2609 | 1031392.2163 | 3144648.0446 | 4.0489 | 600000 | 6.9601 | 266.2915 | 1829.1588 | 0 | 3658.3176 | 0 | 0 | 4181277.9311 | 1031392.2163 | 3149885.7148 | 4.054 | 600000 | 6.9688 | 266.2915 | 1829.1588 | 0 | 5487.4764 | 0 | 0 | 4206386.0519 | 1031392.2163 | 3174993.8356 | 4.0784 | 600000 | 7.0106
ETS Green Heat
Unique Measure Name (For Lookup) | Measure Name | Technology Type | Decision Type | Measure Life | RUL 2020 | RUL 2021 | RUL 2022 | Gross Annual Energy Savings per Unit at Meter (kWh) Pre-RUL | Gross Peak Demand Savings per Unit at Meter (Watts) Pre-RUL | Gross Annual Energy Savings per Unit at Meter (kWh) Post-RUL | Gross Peak Demand Savings per Unit at Meter (Watts) Post-RUL | Gross Per Unit One-Time Per Unit Incremental Measure Cost ($) | 2020 Incentive as a Percent of Incremental Measure Cost (%) | Per Unit Program Administrative Cost ($) | Per Unit Direct Installation Cost ($) | Per Unit DSM Administrator Cost (Incentive + Administrative) ($) | Per Unit DSM Customer Cost (Incremental Measure Cost - Incentive) ($) | Total Per Unit DSM Cost ($) | Per Unit Present Value Avoided Cost Benefits ($) | Per Unit Present Value Non-Energy Benefits ($) | Total Per Unit Present Value Benefits ($) | Net-To-Gross Ratio | Net Total Resource Benefit-Cost Ratio (TRC) | Net Program Administrator Benefit-Cost Ratio (PAC) | Net First-Year Unit Cost / kWh at Generator ($/kWh) | Net Lifetime Unit Cost / kWh at Generator ($/kWh) | Net Unit Cost / Watt at Generator ($/W) | Measure Name | Participation (Units) | Peak Demand Savings (kW) | First Year Energy Savings (MWh) | Cumulative Peak Demand Savings (kW) | Cumulative Energy Savings (MWh) | Lifetime Energy Savings (MWh) | Total Avoided Cost Benefits ($) | TRC Costs ($) | Total Net Resource Benefits ($) | TRC (Ratio) | PAC Costs ($) | PAC (Ratio) | Participation (Units) | Peak Demand Savings (kW) | First Year Energy Savings (MWh) | Cumulative Peak Demand Savings (kW) | Cumulative Energy Savings (MWh) | Lifetime Energy Savings (MWh) | Total Avoided Cost Benefits ($) | TRC Costs ($) | Total Net Resource Benefits ($) | TRC (Ratio) | PAC Costs ($) | PAC (Ratio) | Participation (Units) | Peak Demand Savings (kW) | First Year Energy Savings (MWh) | Cumulative Peak Demand Savings (kW) | Cumulative Energy Savings (MWh) | Lifetime Energy Savings (MWh) | Total Avoided Cost Benefits ($) | TRC Costs ($) | Total Net Resource Benefits ($) | TRC (Ratio) | PAC Costs ($) | PAC (Ratio)
Residential ETS System (Central) ¦ ETS Green Heat | Residential ETS System (Central) | Res Heating, Ventilation and Air-Conditioning | RET | 18 | 6 | N/A | N/A | 0 | 5000 | 0 | 5000 | 5000 | 30% | 183.75 | 0 | 1683.75 | 3500 | 5183.75 | 8252.0182 | 0 | 8252.0182 | 0.64 | 2.4387 |  | N/A | N/A | 0.32168 | Residential ETS System (Central) | 156.8463 | 557.6757 | 0 | 557.6757 | 0 | 0 | 1294298.4844 | 530728.6541 | 763569.8303 | 2.4387 | 264089.9509 | 4.901 | 156.8463 | 557.6757 | 0 | 1115.3514 | 0 | 0 | 1296577.627 | 530728.6541 | 765848.9728 | 2.443 | 264089.9509 | 4.9096 | 156.8463 | 557.6757 | 0 | 1673.0272 | 0 | 0 | 1304932.961 | 530728.6541 | 774204.3068 | 2.4588 | 264089.9509 | 4.9412
Residential ETS System (Room) ¦ ETS Green Heat | Residential ETS System (Room) | Res Heating, Ventilation and Air-Conditioning | RET | 18 | 6 | N/A | N/A | 0 | 2500 | 0 | 2500 | 2000 | 37.5% | 183.75 | 0 | 933.75 | 1250 | 2183.75 | 4126.0091 | 0 | 4126.0091 | 0.64 | 2.8188 |  | N/A | N/A | 0.37336 | Residential ETS System (Room) | 313.6926 | 557.6757 | 0 | 557.6757 | 0 | 0 | 1294298.4844 | 459167.5316 | 835130.9528 | 2.8188 | 292910.4578 | 4.4188 | 313.6926 | 557.6757 | 0 | 1115.3514 | 0 | 0 | 1296577.627 | 459167.5316 | 837410.0954 | 2.8238 | 292910.4578 | 4.4265 | 313.6926 | 557.6757 | 0 | 1673.0272 | 0 | 0 | 1304932.961 | 459167.5316 | 845765.4294 | 2.842 | 292910.4578 | 4.4551
Residential DHW Timer ¦ ETS Green Heat | Residential DHW Timer | Res Heating, Ventilation and Air-Conditioning | ROB/NEW | 9 | N/A | N/A | N/A | 0 | 500 | 0 | 500 | 200 | 25% | 183.75 | 0 | 233.75 | 150 | 383.75 | 533.2771 | 0 | 533.2771 | 0.64 | 1.7106 |  | N/A | N/A | 0.6068 | Residential DHW Timer | 183.9555 | 65.4064 | 0 | 65.4064 | 0 | 0 | 98099.2388 | 57348.118 | 40751.1208 | 1.7106 | 42999.5913 | 2.2814 | 183.9555 | 65.4064 | 0 | 130.8128 | 0 | 0 | 98273.3133 | 57348.118 | 40925.1953 | 1.7136 | 42999.5913 | 2.2854 | 183.9555 | 65.4064 | 0 | 196.2192 | 0 | 0 | 99595.6177 | 57348.118 | 42247.4997 | 1.7367 | 42999.5913 | 2.3162
[28 empty] | Program Totals | 654.4944 | 1180.7578 | 0 | 1180.7578 | 0 | 0 | 2686696.2077 | 1047244.3037 | 1639451.9039 | 2.5655 | 600000 | 4.4778 | 654.4944 | 1180.7578 | 0 | 2361.5157 | 0 | 0 | 2691428.5672 | 1047244.3037 | 1644184.2635 | 2.57 | 600000 | 4.4857 | 654.4944 | 1180.7578 | 0 | 3542.2735 | 0 | 0 | 2709461.5397 | 1047244.3037 | 1662217.236 | 2.5872 | 600000 | 4.5158
ETS Home Energy Assessment
Unique Measure Name (For Lookup) | Measure Name | Technology Type | Decision Type | Measure Life | RUL 2020 | RUL 2021 | RUL 2022 | Gross Annual Energy Savings per Unit at Meter (kWh) Pre-RUL | Gross Peak Demand Savings per Unit at Meter (Watts) Pre-RUL | Gross Annual Energy Savings per Unit at Meter (kWh) Post-RUL | Gross Peak Demand Savings per Unit at Meter (Watts) Post-RUL | Gross Per Unit One-Time Per Unit Incremental Measure Cost ($) | 2020 Incentive as a Percent of Incremental Measure Cost (%) | Per Unit Program Administrative Cost ($) | Per Unit Direct Installation Cost ($) | Per Unit DSM Administrator Cost (Incentive + Administrative) ($) | Per Unit DSM Customer Cost (Incremental Measure Cost - Incentive) ($) | Total Per Unit DSM Cost ($) | Per Unit Present Value Avoided Cost Benefits ($) | Per Unit Present Value Non-Energy Benefits ($) | Total Per Unit Present Value Benefits ($) | Net-To-Gross Ratio | Net Total Resource Benefit-Cost Ratio (TRC) | Net Program Administrator Benefit-Cost Ratio (PAC) | Net First-Year Unit Cost / kWh at Generator ($/kWh) | Net Lifetime Unit Cost / kWh at Generator ($/kWh) | Net Unit Cost / Watt at Generator ($/W) | Measure Name | Participation (Units) | Peak Demand Savings (kW) | First Year Energy Savings (MWh) | Cumulative Peak Demand Savings (kW) | Cumulative Energy Savings (MWh) | Lifetime Energy Savings (MWh) | Total Avoided Cost Benefits ($) | TRC Costs ($) | Total Net Resource Benefits ($) | TRC (Ratio) | PAC Costs ($) | PAC (Ratio) | Participation (Units) | Peak Demand Savings (kW) | First Year Energy Savings (MWh) | Cumulative Peak Demand Savings (kW) | Cumulative Energy Savings (MWh) | Lifetime Energy Savings (MWh) | Total Avoided Cost Benefits ($) | TRC Costs ($) | Total Net Resource Benefits ($) | TRC (Ratio) | PAC Costs ($) | PAC (Ratio) | Participation (Units) | Peak Demand Savings (kW) | First Year Energy Savings (MWh) | Cumulative Peak Demand Savings (kW) | Cumulative Energy Savings (MWh) | Lifetime Energy Savings (MWh) | Total Avoided Cost Benefits ($) | TRC Costs ($) | Total Net Resource Benefits ($) | TRC (Ratio) | PAC Costs ($) | PAC (Ratio)
Residential ETS System (Central) ¦ ETS Home Energy Assessment | Residential ETS System (Central) | Res Heating, Ventilation and Air-Conditioning | RET | 18 | 6 | 6 | 6 | 0 | 5000 | 0 | 5000 | 5000 | 40% | 848.68 | 0 | 2848.68 | 3000 | 5848.68 | 9799.2716 | 0 | 9799.2716 | 0.76 | 2.108 |  | N/A | N/A | 0.561 | Residential ETS System (Central) | 91.6585 | 387.0024 | 0 | 387.0024 | 0 | 0 | 898186.2233 | 426090.8885 | 472095.3348 | 2.108 | 261105.6456 | 3.4399 | 91.6585 | 387.0024 | 0 | 774.0048 | 0 | 0 | 899767.848 | 426090.8885 | 473676.9595 | 2.1117 | 261105.6456 | 3.446 | 91.6585 | 387.0024 | 0 | 1161.0073 | 0 | 0 | 905566.0823 | 426090.8885 | 479475.1938 | 2.1253 | 261105.6456 | 3.4682
Residential ETS System (Room) ¦ ETS Home Energy Assessment | Residential ETS System (Room) | Res Heating, Ventilation and Air-Conditioning | RET | 18 | 6 | 6 | 6 | 0 | 2500 | 0 | 2500 | 2000 | 50% | 848.68 | 0 | 1848.68 | 1000 | 2848.68 | 4899.6358 | 0 | 4899.6358 | 0.76 | 2.0685 |  | N/A | N/A | 0.76201 | Residential ETS System (Room) | 183.3169 | 387.0024 | 0 | 387.0024 | 0 | 0 | 898186.2233 | 434219.1615 | 463967.0618 | 2.0685 | 338894.3544 | 2.6503 | 183.3169 | 387.0024 | 0 | 774.0048 | 0 | 0 | 899767.848 | 434219.1615 | 465548.6865 | 2.0722 | 338894.3544 | 2.655 | 183.3169 | 387.0024 | 0 | 1161.0073 | 0 | 0 | 905566.0823 | 434219.1615 | 471346.9208 | 2.0855 | 338894.3544 | 2.6721
[28 empty] | Program Totals | 274.9754 | 774.0048 | 0 | 774.0048 | 0 | 0 | 1796372.4466 | 860310.05 | 936062.3966 | 2.0881 | 600000 | 2.994 | 274.9754 | 774.0048 | 0 | 1548.0097 | 0 | 0 | 1799535.696 | 860310.05 | 939225.646 | 2.0917 | 600000 | 2.9992 | 274.9754 | 774.0048 | 0 | 2322.0145 | 0 | 0 | 1811132.1647 | 860310.05 | 950822.1146 | 2.1052 | 600000 | 3.0186
ETS Small Business Energy Solutions
Unique Measure Name (For Lookup) | Measure Name | Technology Type | Decision Type | Measure Life | RUL 2020 | RUL 2021 | RUL 2022 | Gross Annual Energy Savings per Unit at Meter (kWh) Pre-RUL | Gross Peak Demand Savings per Unit at Meter (Watts) Pre-RUL | Gross Annual Energy Savings per Unit at Meter (kWh) Post-RUL | Gross Peak Demand Savings per Unit at Meter (Watts) Post-RUL | Gross Per Unit One-Time Per Unit Incremental Measure Cost ($) | 2020 Incentive as a Percent of Incremental Measure Cost (%) | Per Unit Program Administrative Cost ($) | Per Unit Direct Installation Cost ($) | Per Unit DSM Administrator Cost (Incentive + Administrative) ($) | Per Unit DSM Customer Cost (Incremental Measure Cost - Incentive) ($) | Total Per Unit DSM Cost ($) | Per Unit Present Value Avoided Cost Benefits ($) | Per Unit Present Value Non-Energy Benefits ($) | Total Per Unit Present Value Benefits ($) | Net-To-Gross Ratio | Net Total Resource Benefit-Cost Ratio (TRC) | Net Program Administrator Benefit-Cost Ratio (PAC) | Net First-Year Unit Cost / kWh at Generator ($/kWh) | Net Lifetime Unit Cost / kWh at Generator ($/kWh) | Net Unit Cost / Watt at Generator ($/W) | Measure Name | Participation (Units) | Peak Demand Savings (kW) | First Year Energy Savings (MWh) | Cumulative Peak Demand Savings (kW) | Cumulative Energy Savings (MWh) | Lifetime Energy Savings (MWh) | Total Avoided Cost Benefits ($) | TRC Costs ($) | Total Net Resource Benefits ($) | TRC (Ratio) | PAC Costs ($) | PAC (Ratio) | Participation (Units) | Peak Demand Savings (kW) | First Year Energy Savings (MWh) | Cumulative Peak Demand Savings (kW) | Cumulative Energy Savings (MWh) | Lifetime Energy Savings (MWh) | Total Avoided Cost Benefits ($) | TRC Costs ($) | Total Net Resource Benefits ($) | TRC (Ratio) | PAC Costs ($) | PAC (Ratio) | Participation (Units) | Peak Demand Savings (kW) | First Year Energy Savings (MWh) | Cumulative Peak Demand Savings (kW) | Cumulative Energy Savings (MWh) | Lifetime Energy Savings (MWh) | Total Avoided Cost Benefits ($) | TRC Costs ($) | Total Net Resource Benefits ($) | TRC (Ratio) | PAC Costs ($) | PAC (Ratio)
Medium Commercial ETS System ¦ ETS Small Business Energy Solutions | Medium Commercial ETS System | BNI HVAC | ROB/NEW | 18 | N/A | N/A | N/A | 0 | 10000 | 0 | 10000 | 4700 | 85.1% | N/A | 0 | N/A | 700.1 | N/A | 21395.8894 | 0 | 21395.8894 | 0.88 | N/A | N/A | N/A | N/A | N/A | Medium Commercial ETS System | 0 | 0 | 0 | 0 | 0 | 0 | 0 | N/A | N/A | N/A | 0 | N/A | 0 | 0 | 0 | 0 | 0 | 0 | 0 | N/A | N/A | N/A | 0 | N/A | 0 | 0 | 0 | 0 | 0 | 0 | 0 | N/A | N/A | N/A | 0 | N/A
Small Commercial ETS Sytem ¦ ETS Small Business Energy Solutions | Small Commercial ETS Sytem | BNI HVAC | ROB/NEW | 18 | N/A | N/A | N/A | 0 | 5000 | 0 | 5000 | 2161.0003 | 92.55% | N/A | 0 | N/A | 161.0503 | N/A | 10697.9447 | 0 | 10697.9447 | 0.88 | N/A | N/A | N/A | N/A | N/A | Small Commercial ETS Sytem | 0 | 0 | 0 | 0 | 0 | 0 | 0 | N/A | N/A | N/A | 0 | N/A | 0 | 0 | 0 | 0 | 0 | 0 | 0 | N/A | N/A | N/A | 0 | N/A | 0 | 0 | 0 | 0 | 0 | 0 | 0 | N/A | N/A | N/A | 0 | N/A
[28 empty] | Program Totals | 0 | 0 | 0 | 0 | 0 | 0 | 0 | 0 | 0 | N/A | 0 | N/A | 0 | 0 | 0 | 0 | 0 | 0 | 0 | 0 | 0 | N/A | 0 | N/A | 0 | 0 | 0 | 0 | 0 | 0 | 0 | 0 | 0 | N/A | 0 | N/A
First Nations Home Retrofits
Unique Measure Name (For Lookup) | Measure Name | Technology Type | Decision Type | Measure Life | RUL 2020 | RUL 2021 | RUL 2022 | Gross Annual Energy Savings per Unit at Meter (kWh) Pre-RUL | Gross Peak Demand Savings per Unit at Meter (Watts) Pre-RUL | Gross Annual Energy Savings per Unit at Meter (kWh) Post-RUL | Gross Peak Demand Savings per Unit at Meter (Watts) Post-RUL | Gross Per Unit One-Time Per Unit Incremental Measure Cost ($) | 2020 Incentive as a Percent of Incremental Measure Cost (%) | Per Unit Program Administrative Cost ($) | Per Unit Direct Installation Cost ($) | Per Unit DSM Administrator Cost (Incentive + Administrative) ($) | Per Unit DSM Customer Cost (Incremental Measure Cost - Incentive) ($) | Total Per Unit DSM Cost ($) | Per Unit Present Value Avoided Cost Benefits ($) | Per Unit Present Value Non-Energy Benefits ($) | Total Per Unit Present Value Benefits ($) | Net-To-Gross Ratio | Net Total Resource Benefit-Cost Ratio (TRC) | Net Program Administrator Benefit-Cost Ratio (PAC) | Net First-Year Unit Cost / kWh at Generator ($/kWh) | Net Lifetime Unit Cost / kWh at Generator ($/kWh) | Net Unit Cost / Watt at Generator ($/W) | Measure Name | Participation (Units) | Peak Demand Savings (kW) | First Year Energy Savings (MWh) | Cumulative Peak Demand Savings (kW) | Cumulative Energy Savings (MWh) | Lifetime Energy Savings (MWh) | Total Avoided Cost Benefits ($) | TRC Costs ($) | Total Net Resource Benefits ($) | TRC (Ratio) | PAC Costs ($) | PAC (Ratio) | Participation (Units) | Peak Demand Savings (kW) | First Year Energy Savings (MWh) | Cumulative Peak Demand Savings (kW) | Cumulative Energy Savings (MWh) | Lifetime Energy Savings (MWh) | Total Avoided Cost Benefits ($) | TRC Costs ($) | Total Net Resource Benefits ($) | TRC (Ratio) | PAC Costs ($) | PAC (Ratio) | Participation (Units) | Peak Demand Savings (kW) | First Year Energy Savings (MWh) | Cumulative Peak Demand Savings (kW) | Cumulative Energy Savings (MWh) | Lifetime Energy Savings (MWh) | Total Avoided Cost Benefits ($) | TRC Costs ($) | Total Net Resource Benefits ($) | TRC (Ratio) | PAC Costs ($) | PAC (Ratio)
Dehumidifier replacement (Low income only) ¦ First Nations Home Retrofits | Dehumidifier replacement (Low income only) | Res Other | RET | 12 | 4 | 4 | 4 | 660 | 221.1 | 81 | 27.135 | 0 | N/A | 408.24 | 300 | 708.24 | 0 | 708.24 | 451.6609 | 0 | 451.6609 | 1 | 1.1064 |  | 0.55669 | 0.11174 | 1.6618 | Dehumidifier replacement (Low income only) | 100 | 24.5667 | 73.3333 | 24.5667 | 73.3333 | 365.3333 | 45166.0916 | 40824 | 4342.0916 | 1.1064 | 40824 | 1.1064 | 100 | 24.5667 | 73.3333 | 49.1333 | 146.6667 | 365.3333 | 47227.6803 | 40824 | 6403.6803 | 1.1569 | 40824 | 1.1569 | 100 | 24.5667 | 73.3333 | 73.7 | 220 | 365.3333 | 49971.4001 | 40824 | 9147.4001 | 1.2241 | 40824 | 1.2241
Drain Water Heat Recovery ¦ First Nations Home Retrofits | Drain Water Heat Recovery | Res Domestic Hot Water (DHW) | RET | 20 | 6.6667 | 6.6667 | 6.6667 | 805 | 130.41 | 805 | 130.41 | 0 | N/A | N/A | 900 | N/A | 0 | N/A | 1371.4665 | 0 | 1371.4665 | 1 | N/A | N/A | N/A | N/A | N/A | Drain Water Heat Recovery | 0 | 0 | 0 | 0 | 0 | 0 | 0 | N/A | N/A | N/A | 0 | N/A | 0 | 0 | 0 | 0 | 0 | 0 | 0 | N/A | N/A | N/A | 0 | N/A | 0 | 0 | 0 | 0 | 0 | 0 | 0 | N/A | N/A | N/A | 0 | N/A
Freezer replacement (Low income only) ¦ First Nations Home Retrofits | Freezer replacement (Low income only) | Res Refrigeration | RET | 12 | 4 | 4 | 4 | 1399 | 193.062 | 46 | 6.348 | 0 | N/A | 879.436 | 650 | 1529.436 | 0 | 1529.436 | 598.885 | 0 | 598.885 | 1 | 0.68099 |  | 0.56576 | 0.13271 | 4.0997 | Freezer replacement (Low income only) | 100 | 21.4513 | 155.4444 | 21.4513 | 155.4444 | 662.6667 | 59888.5017 | 87943.6 | -28055.0983 | 0.68099 | 87943.6 | 0.68099 | 100 | 21.4513 | 155.4444 | 42.9027 | 310.8889 | 662.6667 | 63878.4621 | 87943.6 | -24065.1379 | 0.72636 | 87943.6 | 0.72636 | 100 | 21.4513 | 155.4444 | 64.354 | 466.3333 | 662.6667 | 68474.6748 | 87943.6 | -19468.9252 | 0.77862 | 87943.6 | 0.77862
Refrigerator replacement (Low income only) ¦ First Nations Home Retrofits | Refrigerator replacement (Low income only) | Res Refrigeration | RET | 12 | 4 | 4 | 4 | 705 | 97.29 | 56 | 7.728 | 0 | N/A | N/A | 825 | N/A | 0 | N/A | 324.3542 | 0 | 324.3542 | 1 | N/A | N/A | N/A | N/A | N/A | Refrigerator replacement (Low income only) | 0 | 0 | 0 | 0 | 0 | 0 | 0 | N/A | N/A | N/A | 0 | N/A | 0 | 0 | 0 | 0 | 0 | 0 | 0 | N/A | N/A | N/A | 0 | N/A | 0 | 0 | 0 | 0 | 0 | 0 | 0 | N/A | N/A | N/A | 0 | N/A
Whole Home First Nations Retrofit ¦ First Nations Home Retrofits | Whole Home First Nations Retrofit | Res Heating, Ventilation and Air-Conditioning | RET | 20 | 6.6667 | 6.6667 | 6.6667 | 7312 | 2069.296 | 7312 | 2069.296 | 0 | N/A | N/A | 11500 | N/A | 0 | N/A | 14858.9971 | 0 | 14858.9971 | 1 | N/A | N/A | N/A | N/A | N/A | Whole Home First Nations Retrofit | 0 | 0 | 0 | 0 | 0 | 0 | 0 | N/A | N/A | N/A | 0 | N/A | 0 | 0 | 0 | 0 | 0 | 0 | 0 | N/A | N/A | N/A | 0 | N/A | 0 | 0 | 0 | 0 | 0 | 0 | 0 | N/A | N/A | N/A | 0 | N/A
Clothes Dryers ¦ First Nations Home Retrofits | Clothes Dryers | Res Heating, Ventilation and Air-Conditioning | RET | 14 | 4.6667 | 4.6667 | 4.6667 | 185 | 25.53 | 185 | 25.53 | 0 | N/A | N/A | 750 | N/A | 0 | N/A | 228.3005 | 0 | 228.3005 | 1 | N/A | N/A | N/A | N/A | N/A | Clothes Dryers | 0 | 0 | 0 | 0 | 0 | 0 | 0 | N/A | N/A | N/A | 0 | N/A | 0 | 0 | 0 | 0 | 0 | 0 | 0 | N/A | N/A | N/A | 0 | N/A | 0 | 0 | 0 | 0 | 0 | 0 | 0 | N/A | N/A | N/A | 0 | N/A
Clothes Washers ¦ First Nations Home Retrofits | Clothes Washers | Res Heating, Ventilation and Air-Conditioning | RET | 14 | 4.6667 | 4.6667 | 4.6667 | 126 | 17.388 | 126 | 17.388 | 0 | N/A | N/A | 940 | N/A | 0 | N/A | 155.4912 | 0 | 155.4912 | 1 | N/A | N/A | N/A | N/A | N/A | Clothes Washers | 0 | 0 | 0 | 0 | 0 | 0 | 0 | N/A | N/A | N/A | 0 | N/A | 0 | 0 | 0 | 0 | 0 | 0 | 0 | N/A | N/A | N/A | 0 | N/A | 0 | 0 | 0 | 0 | 0 | 0 | 0 | N/A | N/A | N/A | 0 | N/A
Heat Pump Water Heater ¦ First Nations Home Retrofits | Heat Pump Water Heater | Res Heating, Ventilation and Air-Conditioning | RET | 10 | 3.3333 | 3.3333 | 3.3333 | 771 | 300 | 771 | 300 | 0 | N/A | N/A | 3200 | N/A | 0 | N/A | 1071.1159 | 0 | 1071.1159 | 1 | N/A | N/A | N/A | N/A | N/A | Heat Pump Water Heater | 0 | 0 | 0 | 0 | 0 | 0 | 0 | N/A | N/A | N/A | 0 | N/A | 0 | 0 | 0 | 0 | 0 | 0 | 0 | N/A | N/A | N/A | 0 | N/A | 0 | 0 | 0 | 0 | 0 | 0 | 0 | N/A | N/A | N/A | 0 | N/A
Programmable Thermostats ¦ First Nations Home Retrofits | Programmable Thermostats | Res Heating, Ventilation and Air-Conditioning | ROB/NEW | 10 | N/A | N/A | N/A | 221 | -88.179 | 221 | -88.179 | 0 | N/A | N/A | 120 | N/A | 0 | N/A | -6.0085 | 0 | -6.0085 | 1 | N/A | N/A | N/A | N/A | N/A | Programmable Thermostats | 0 | 0 | 0 | 0 | 0 | 0 | 0 | N/A | N/A | N/A | 0 | N/A | 0 | 0 | 0 | 0 | 0 | 0 | 0 | N/A | N/A | N/A | 0 | N/A | 0 | 0 | 0 | 0 | 0 | 0 | 0 | N/A | N/A | N/A | 0 | N/A
[28 empty] | Program Totals | 200 | 46.018 | 228.7778 | 46.018 | 228.7778 | 1028 | 105054.5933 | 128767.6 | -23713.0067 | 0.81585 | 128767.6 | 0.81585 | 200 | 46.018 | 228.7778 | 92.036 | 457.5556 | 1028 | 111106.1424 | 128767.6 | -17661.4576 | 0.86284 | 128767.6 | 0.86284 | 200 | 46.018 | 228.7778 | 138.054 | 686.3333 | 1028 | 118446.0749 | 128767.6 | -10321.5251 | 0.91984 | 128767.6 | 0.91984
Green Heat
Unique Measure Name (For Lookup) | Measure Name | Technology Type | Decision Type | Measure Life | RUL 2020 | RUL 2021 | RUL 2022 | Gross Annual Energy Savings per Unit at Meter (kWh) Pre-RUL | Gross Peak Demand Savings per Unit at Meter (Watts) Pre-RUL | Gross Annual Energy Savings per Unit at Meter (kWh) Post-RUL | Gross Peak Demand Savings per Unit at Meter (Watts) Post-RUL | Gross Per Unit One-Time Per Unit Incremental Measure Cost ($) | 2020 Incentive as a Percent of Incremental Measure Cost (%) | Per Unit Program Administrative Cost ($) | Per Unit Direct Installation Cost ($) | Per Unit DSM Administrator Cost (Incentive + Administrative) ($) | Per Unit DSM Customer Cost (Incremental Measure Cost - Incentive) ($) | Total Per Unit DSM Cost ($) | Per Unit Present Value Avoided Cost Benefits ($) | Per Unit Present Value Non-Energy Benefits ($) | Total Per Unit Present Value Benefits ($) | Net-To-Gross Ratio | Net Total Resource Benefit-Cost Ratio (TRC) | Net Program Administrator Benefit-Cost Ratio (PAC) | Net First-Year Unit Cost / kWh at Generator ($/kWh) | Net Lifetime Unit Cost / kWh at Generator ($/kWh) | Net Unit Cost / Watt at Generator ($/W) | Measure Name | Participation (Units) | Peak Demand Savings (kW) | First Year Energy Savings (MWh) | Cumulative Peak Demand Savings (kW) | Cumulative Energy Savings (MWh) | Lifetime Energy Savings (MWh) | Total Avoided Cost Benefits ($) | TRC Costs ($) | Total Net Resource Benefits ($) | TRC (Ratio) | PAC Costs ($) | PAC (Ratio) | Participation (Units) | Peak Demand Savings (kW) | First Year Energy Savings (MWh) | Cumulative Peak Demand Savings (kW) | Cumulative Energy Savings (MWh) | Lifetime Energy Savings (MWh) | Total Avoided Cost Benefits ($) | TRC Costs ($) | Total Net Resource Benefits ($) | TRC (Ratio) | PAC Costs ($) | PAC (Ratio) | Participation (Units) | Peak Demand Savings (kW) | First Year Energy Savings (MWh) | Cumulative Peak Demand Savings (kW) | Cumulative Energy Savings (MWh) | Lifetime Energy Savings (MWh) | Total Avoided Cost Benefits ($) | TRC Costs ($) | Total Net Resource Benefits ($) | TRC (Ratio) | PAC Costs ($) | PAC (Ratio)
ASHP and AWHP - Electrical ¦ Green Heat | ASHP and AWHP - Electrical | Res Heating, Ventilation and Air-Conditioning | RET | 18 | 6 | 6 | 6 | 3704.6666 | 3303.8049 | 3704.6666 | 3303.8049 | 11752 | 7.658% | 502.6078 | 0 | 1402.6078 | 10852 | 12254.6078 | 7168.1233 | 0 | 7168.1233 | 0.56 | 1.0119 |  | 0.43668 | 0.02426 | 0.48967 | ASHP and AWHP - Electrical | 164 | 337.1349 | 378.0406 | 337.1349 | 378.0406 | 6804.7316 | 1175572.216 | 1161731.3661 | 13840.8499 | 1.0119 | 230027.6861 | 5.1106 | 164 | 337.1349 | 378.0406 | 674.2699 | 756.0813 | 6804.7316 | 1199815.4065 | 1161731.3661 | 38084.0403 | 1.0328 | 197227.6861 | 6.0834 | 164 | 337.1349 | 378.0406 | 1011.4048 | 1134.1219 | 6804.7316 | 1228941.3306 | 1161731.3661 | 67209.9644 | 1.0579 | 164427.6861 | 7.4741
GSHP ¦ Green Heat | GSHP | Res Heating, Ventilation and Air-Conditioning | RET | 25 | 8.3333 | 8.3333 | 8.3333 | 16443.5201 | 12392.4658 | 16443.5201 | 12392.4658 | 20592 | 19.43% | 2230.8734 | 0 | 6230.8734 | 16592 | 22822.8734 | 34397.6613 | 0 | 34397.6613 | 0.56 | 2.4994 |  | 0.43697 | 0.017479 | 0.57981 | GSHP | 12 | 92.5304 | 122.7783 | 92.5304 | 122.7783 | 3069.4571 | 412771.9353 | 165148.7209 | 247623.2145 | 2.4994 | 74770.4809 | 5.5205 | 12 | 92.5304 | 122.7783 | 185.0608 | 245.5566 | 3069.4571 | 420822.8092 | 165148.7209 | 255674.0883 | 2.5481 | 74770.4809 | 5.6282 | 12 | 92.5304 | 122.7783 | 277.5912 | 368.3348 | 3069.4571 | 430875.8073 | 165148.7209 | 265727.0864 | 2.609 | 74770.4809 | 5.7626
Heat Pump Water Heater ¦ Green Heat | Heat Pump Water Heater | Res Heating, Ventilation and Air-Conditioning | RET | 10 | 3.3333 | 3.3333 | 3.3333 | 771 | 300 | 771 | 300 | 2806.3 | 14.25% | N/A | 0 | N/A | 2406.3 | N/A | 1071.1159 | 0 | 1071.1159 | 1 | N/A | N/A | N/A | N/A | N/A | Heat Pump Water Heater | 0 | 0 | 0 | 0 | 0 | 0 | 0 | N/A | N/A | N/A | 0 | N/A | 0 | 0 | 0 | 0 | 0 | 0 | 0 | N/A | N/A | N/A | 0 | N/A | 0 | 0 | 0 | 0 | 0 | 0 | 0 | N/A | N/A | N/A | 0 | N/A
MSHP - Fully Electrical ¦ Green Heat | MSHP - Fully Electrical | Res Heating, Ventilation and Air-Conditioning | RET | 18 | 6 | 6 | 6 | 3362 | 2470 | 3362 | 2470 | 5856 | 3.415% | 200.16 | 0 | 400.16 | 5656 | 6056.16 | 5947.3843 | 0 | 5947.3843 | 0.58 | 1.6536 |  | 0.14592 | 0.0081068 | 0.19862 | MSHP - Fully Electrical | 5682 | 9044.4813 | 12310.7475 | 9044.4813 | 12310.7475 | 221593.4544 | 33793037.3753 | 20436108.48 | 13356928.8953 | 1.6536 | 2273709.12 | 14.8625 | 5682 | 9044.4813 | 12310.7475 | 18088.9627 | 24621.4949 | 221593.4544 | 34574602.751 | 20436108.48 | 14138494.271 | 1.6918 | 2273709.12 | 15.2063 | 5682 | 9044.4813 | 12310.7475 | 27133.444 | 36932.2424 | 221593.4544 | 35494098.3967 | 20436108.48 | 15057989.9167 | 1.7368 | 2273709.12 | 15.6107
MSHP - Mainly Electrical ¦ Green Heat | MSHP - Mainly Electrical | Res Heating, Ventilation and Air-Conditioning | RET | 18 | 6 | 6 | 6 | 1204 | 2760 | 1204 | 2760 | 5856 | 3.415% | 79.68 | 0 | 279.68 | 5656 | 5935.68 | 5105.1082 | 0 | 5105.1082 | 0.6 | 1.4207 |  | 0.24877 | 0.013821 | 0.10852 | MSHP - Mainly Electrical | 682 | 1254.88 | 547.4187 | 1254.88 | 547.4187 | 9853.536 | 3481683.7803 | 2450616.96 | 1031066.8203 | 1.4207 | 190741.76 | 18.2534 | 682 | 1254.88 | 547.4187 | 2509.76 | 1094.8373 | 9853.536 | 3519922.3074 | 2450616.96 | 1069305.3474 | 1.4363 | 190741.76 | 18.4539 | 682 | 1254.88 | 547.4187 | 3764.64 | 1642.256 | 9853.536 | 3573584.8061 | 2450616.96 | 1122967.8461 | 1.4582 | 190741.76 | 18.7352
Pellet Boiler/Furnace ¦ Green Heat | Pellet Boiler/Furnace | Res Heating, Ventilation and Air-Conditioning | RET | 18 | 6 | 6 | 6 | 13765 | 7750 | 13765 | 7750 | 7980 | 43.86% | 1867.4817 | 0 | 5367.4817 | 4480 | 9847.4817 | 22969.5793 | 0 | 22969.5793 | 0.64 | 3.2933 |  | 0.41963 | 0.023313 | 0.74531 | Pellet Boiler/Furnace | 100 | 551.1111 | 978.8444 | 551.1111 | 978.8444 | 17619.2 | 2296957.9263 | 697468.1675 | 1599489.7588 | 3.2933 | 536748.1675 | 4.2794 | 100 | 551.1111 | 978.8444 | 1102.2222 | 1957.6889 | 17619.2 | 2358414.5561 | 697468.1675 | 1660946.3886 | 3.3814 | 536748.1675 | 4.3939 | 100 | 551.1111 | 978.8444 | 1653.3333 | 2936.5333 | 17619.2 | 2429007.4511 | 697468.1675 | 1731539.2836 | 3.4826 | 536748.1675 | 4.5254
Pellet Stove ¦ Green Heat | Pellet Stove | Res Heating, Ventilation and Air-Conditioning | RET | 18 | 6 | 6 | 6 | 8170.7803 | 3845.0731 | 8170.7803 | 3845.0731 | 4384 | 22.81% | 1108.5203 | 0 | 2108.5203 | 3384 | 5492.5203 | 12388.0564 | 0 | 12388.0564 | 0.64 | 3.1648 |  | 0.30093 | 0.016718 | 0.63948 | Pellet Stove | 40 | 109.371 | 232.4133 | 109.371 | 232.4133 | 4183.4395 | 495522.2568 | 156571.2134 | 338951.0434 | 3.1648 | 84340.8134 | 5.8752 | 40 | 109.371 | 232.4133 | 218.7419 | 464.8266 | 4183.4395 | 510026.5004 | 156571.2134 | 353455.2871 | 3.2575 | 84340.8134 | 6.0472 | 40 | 109.371 | 232.4133 | 328.1129 | 697.2399 | 4183.4395 | 526465.9581 | 156571.2134 | 369894.7447 | 3.3625 | 84340.8134 | 6.2421
Solar air heating ¦ Green Heat | Solar air heating | Res Heating, Ventilation and Air-Conditioning | RET | 20 | 6.6667 | 6.6667 | 6.6667 | 1091.9017 | 0 | 1091.9017 | 0 | 6650 | 4.511% | N/A | 0 | N/A | 6350 | N/A | 883.2611 | 0 | 883.2611 | 0.64 | N/A | N/A | N/A | N/A | N/A | Solar air heating | 0 | 0 | 0 | 0 | 0 | 0 | 0 | N/A | N/A | N/A | 0 | N/A | 0 | 0 | 0 | 0 | 0 | 0 | 0 | N/A | N/A | N/A | 0 | N/A | 0 | 0 | 0 | 0 | 0 | 0 | 0 | N/A | N/A | N/A | 0 | N/A
Solar Domestic Hot Water ¦ Green Heat | Solar Domestic Hot Water | Res Domestic Hot Water (DHW) | RET | 20 | 6.6667 | 6.6667 | 6.6667 | 2998.4645 | 0 | 2998.4645 | 0 | 3787 | 21.12% | N/A | 0 | N/A | 2987 | N/A | 2425.5178 | 0 | 2425.5178 | 0.64 | N/A | N/A | N/A | N/A | N/A | Solar Domestic Hot Water | 0 | 0 | 0 | 0 | 0 | 0 | 0 | N/A | N/A | N/A | 0 | N/A | 0 | 0 | 0 | 0 | 0 | 0 | 0 | N/A | N/A | N/A | 0 | N/A | 0 | 0 | 0 | 0 | 0 | 0 | 0 | N/A | N/A | N/A | 0 | N/A
Wood Boiler/Furnace ¦ Green Heat | Wood Boiler/Furnace | Res Heating, Ventilation and Air-Conditioning | RET | 18 | 6 | 6 | 6 | 13804 | 7660 | 13804 | 7660 | 17533.8333 | 19.96% | 1872.7728 | 0 | 5372.7728 | 14033.8333 | 19406.6061 | 22849.8827 | 0 | 22849.8827 | 0.64 | 1.745 |  | 0.41898 | 0.023277 | 0.75504 | Wood Boiler/Furnace | 4 | 21.7884 | 39.2647 | 21.7884 | 39.2647 | 706.7648 | 91399.5307 | 52377.7044 | 39021.8264 | 1.745 | 21491.091 | 4.2529 | 4 | 21.7884 | 39.2647 | 43.5769 | 78.5294 | 706.7648 | 93863.4594 | 52377.7044 | 41485.755 | 1.792 | 21491.091 | 4.3676 | 4 | 21.7884 | 39.2647 | 65.3653 | 117.7941 | 706.7648 | 96690.4042 | 52377.7044 | 44312.6999 | 1.846 | 21491.091 | 4.4991
Wood Stove ¦ Green Heat | Wood Stove | Res Heating, Ventilation and Air-Conditioning | RET | 18 | 6 | 6 | 6 | 8878.8103 | 3475.0725 | 8878.8103 | 3475.0725 | 3545 | 28.21% | 1204.578 | 0 | 2204.578 | 2545 | 4749.578 | 12300.9807 | 0 | 12300.9807 | 0.64 | 3.5415 |  | 0.29215 | 0.016231 | 0.74644 | Wood Stove | 100 | 247.1163 | 631.3821 | 247.1163 | 631.3821 | 11364.8772 | 1230098.068 | 347337.7951 | 882760.2728 | 3.5415 | 220457.7951 | 5.5797 | 100 | 247.1163 | 631.3821 | 494.2325 | 1262.7641 | 11364.8772 | 1269296.4384 | 347337.7951 | 921958.6433 | 3.6544 | 220457.7951 | 5.7575 | 100 | 247.1163 | 631.3821 | 741.3488 | 1894.1462 | 11364.8772 | 1313207.2488 | 347337.7951 | 965869.4537 | 3.7808 | 220457.7951 | 5.9567
Drain Water Heat Recovery ¦ Green Heat | Drain Water Heat Recovery | Res Domestic Hot Water (DHW) | ROB/NEW | 20 | N/A | N/A | N/A | 805 | 130.41 | 805 | 130.41 | 900 | 22.22% | N/A | 0 | N/A | 700 | N/A | 1042.3145 | 0 | 1042.3145 | 0.76 | N/A | N/A | N/A | N/A | N/A | Drain Water Heat Recovery | 0 | 0 | 0 | 0 | 0 | 0 | 0 | N/A | N/A | N/A | 0 | N/A | 0 | 0 | 0 | 0 | 0 | 0 | 0 | N/A | N/A | N/A | 0 | N/A | 0 | 0 | 0 | 0 | 0 | 0 | 0 | N/A | N/A | N/A | 0 | N/A
[28 empty] | Program Totals | 6784 | 11658.4135 | 15240.8896 | 11658.4135 | 15240.8896 | 275195.4605 | 42977043.0887 | 25467360.4073 | 17509682.6814 | 1.6875 | 3632286.914 | 11.832 | 6784 | 11658.4135 | 15240.8896 | 23316.8269 | 30481.7792 | 275195.4605 | 43946764.2283 | 25467360.4073 | 18479403.821 | 1.7256 | 3599486.914 | 12.2092 | 6784 | 11658.4135 | 15240.8896 | 34975.2404 | 45722.6688 | 275195.4605 | 45092871.4027 | 25467360.4073 | 19625510.9954 | 1.7706 | 3566686.914 | 12.6428
Home Energy Assessment
Unique Measure Name (For Lookup) | Measure Name | Technology Type | Decision Type | Measure Life | RUL 2020 | RUL 2021 | RUL 2022 | Gross Annual Energy Savings per Unit at Meter (kWh) Pre-RUL | Gross Peak Demand Savings per Unit at Meter (Watts) Pre-RUL | Gross Annual Energy Savings per Unit at Meter (kWh) Post-RUL | Gross Peak Demand Savings per Unit at Meter (Watts) Post-RUL | Gross Per Unit One-Time Per Unit Incremental Measure Cost ($) | 2020 Incentive as a Percent of Incremental Measure Cost (%) | Per Unit Program Administrative Cost ($) | Per Unit Direct Installation Cost ($) | Per Unit DSM Administrator Cost (Incentive + Administrative) ($) | Per Unit DSM Customer Cost (Incremental Measure Cost - Incentive) ($) | Total Per Unit DSM Cost ($) | Per Unit Present Value Avoided Cost Benefits ($) | Per Unit Present Value Non-Energy Benefits ($) | Total Per Unit Present Value Benefits ($) | Net-To-Gross Ratio | Net Total Resource Benefit-Cost Ratio (TRC) | Net Program Administrator Benefit-Cost Ratio (PAC) | Net First-Year Unit Cost / kWh at Generator ($/kWh) | Net Lifetime Unit Cost / kWh at Generator ($/kWh) | Net Unit Cost / Watt at Generator ($/W) | Measure Name | Participation (Units) | Peak Demand Savings (kW) | First Year Energy Savings (MWh) | Cumulative Peak Demand Savings (kW) | Cumulative Energy Savings (MWh) | Lifetime Energy Savings (MWh) | Total Avoided Cost Benefits ($) | TRC Costs ($) | Total Net Resource Benefits ($) | TRC (Ratio) | PAC Costs ($) | PAC (Ratio) | Participation (Units) | Peak Demand Savings (kW) | First Year Energy Savings (MWh) | Cumulative Peak Demand Savings (kW) | Cumulative Energy Savings (MWh) | Lifetime Energy Savings (MWh) | Total Avoided Cost Benefits ($) | TRC Costs ($) | Total Net Resource Benefits ($) | TRC (Ratio) | PAC Costs ($) | PAC (Ratio) | Participation (Units) | Peak Demand Savings (kW) | First Year Energy Savings (MWh) | Cumulative Peak Demand Savings (kW) | Cumulative Energy Savings (MWh) | Lifetime Energy Savings (MWh) | Total Avoided Cost Benefits ($) | TRC Costs ($) | Total Net Resource Benefits ($) | TRC (Ratio) | PAC Costs ($) | PAC (Ratio)
Drain Water Heat Recovery ¦ Home Energy Assessment | Drain Water Heat Recovery | Res Domestic Hot Water (DHW) | RET | 20 | 6.6667 | 6.6667 | 6.6667 | 805 | 130.41 | 805 | 130.41 | 900 | 33.38% | N/A | 0 | N/A | 599.5434 | N/A | 1042.3145 | 0 | 1042.3145 | 0.76 | N/A | N/A | N/A | N/A | N/A | Drain Water Heat Recovery | 0 | 0 | 0 | 0 | 0 | 0 | 0 | N/A | N/A | N/A | 0 | N/A | 0 | 0 | 0 | 0 | 0 | 0 | 0 | N/A | N/A | N/A | 0 | N/A | 0 | 0 | 0 | 0 | 0 | 0 | 0 | N/A | N/A | N/A | 0 | N/A
Heat Pump Water Heater ¦ Home Energy Assessment | Heat Pump Water Heater | Res Domestic Hot Water (DHW) | RET | 10 | 3.3333 | 3.3333 | 3.3333 | 771 | 300 | 771 | 300 | 2806.3 | 21.41% | N/A | 0 | N/A | 2205.3869 | N/A | 814.0481 | 0 | 814.0481 | 0.76 | N/A | N/A | N/A | N/A | N/A | Heat Pump Water Heater | 0 | 0 | 0 | 0 | 0 | 0 | 0 | N/A | N/A | N/A | 0 | N/A | 0 | 0 | 0 | 0 | 0 | 0 | 0 | N/A | N/A | N/A | 0 | N/A | 0 | 0 | 0 | 0 | 0 | 0 | 0 | N/A | N/A | N/A | 0 | N/A
Solar Domestic Hot Water ¦ Home Energy Assessment | Solar Domestic Hot Water | Res Domestic Hot Water (DHW) | RET | 20 | 6.6667 | 6.6667 | 6.6667 | 2803 | 0 | 2803 | 0 | 4987.5 | 30.12% | N/A | 0 | N/A | 3485.2172 | N/A | 2692.5406 | 0 | 2692.5406 | 0.76 | N/A | N/A | N/A | N/A | N/A | Solar Domestic Hot Water | 0 | 0 | 0 | 0 | 0 | 0 | 0 | N/A | N/A | N/A | 0 | N/A | 0 | 0 | 0 | 0 | 0 | 0 | 0 | N/A | N/A | N/A | 0 | N/A | 0 | 0 | 0 | 0 | 0 | 0 | 0 | N/A | N/A | N/A | 0 | N/A
Unconverted D ¦ Home Energy Assessment | Unconverted D | Res Heating, Ventilation and Air-Conditioning | RET | 25 | 8.3333 | 8.3333 | 8.3333 | 2283 | 646.089 | 2283 | 646.089 | 542 | 59.23% | 261.1752 | 0 | 582.1752 | 221 | 803.1752 | 4055.2521 | 0 | 4055.2521 | 0.76 | 6.0248 |  | 0.26202 | 0.010481 | 0.92586 | Unconverted D | 1026 | 559.7715 | 1977.9912 | 559.7715 | 1977.9912 | 49449.78 | 4160688.657 | 690595.6752 | 3470092.9818 | 6.0248 | 597311.7552 | 6.9657 | 1026 | 559.7715 | 1977.9912 | 1119.543 | 3955.9824 | 49449.78 | 4292447.8553 | 690595.6752 | 3601852.1801 | 6.2156 | 597311.7552 | 7.1863 | 1026 | 559.7715 | 1977.9912 | 1679.3145 | 5933.9736 | 49449.78 | 4439676.2716 | 690595.6752 | 3749080.5964 | 6.4288 | 597311.7552 | 7.4328
Whole Home ¦ Home Energy Assessment | Whole Home | Res Heating, Ventilation and Air-Conditioning | RET | 20 | 6.6667 | 6.6667 | 6.6667 | 8335.9798 | 2359.0823 | 8335.9798 | 2359.0823 | 5507.268 | 34.29% | 953.6361 | 0 | 2841.9755 | 3618.9286 | 6460.9041 | 12874.2981 | 0 | 12874.2981 | 0.76 | 2.5051 |  | 0.33935 | 0.016967 | 1.1991 | Whole Home | 497.7776 | 991.6296 | 3503.9916 | 991.6296 | 3503.9916 | 70079.8322 | 6408536.7909 | 2558158.4566 | 3850378.3343 | 2.5051 | 1414671.6418 | 4.5301 | 332.2212 | 661.8225 | 2338.5954 | 1323.645 | 4677.1909 | 46771.9089 | 4422738.3406 | 1707337.9115 | 2715400.4291 | 2.5904 | 944164.5494 | 4.6843 | 331.1979 | 659.7839 | 2331.392 | 1979.3518 | 6994.176 | 46627.8398 | 4572320.5692 | 1702078.8867 | 2870241.6825 | 2.6863 | 941256.2881 | 4.8577
[28 empty] | Program Totals | 1523.7776 | 1551.4011 | 5481.9828 | 1551.4011 | 5481.9828 | 119529.6122 | 10569225.4479 | 3248754.1318 | 7320471.3161 | 3.2533 | 2011983.397 | 5.2531 | 1358.2212 | 1221.594 | 4316.5866 | 2443.188 | 8633.1733 | 96221.6889 | 8715186.1959 | 2397933.5867 | 6317252.6092 | 3.6345 | 1541476.3046 | 5.6538 | 1357.1979 | 1219.5554 | 4309.3832 | 3658.6663 | 12928.1496 | 96077.6198 | 9011996.8408 | 2392674.5619 | 6619322.2789 | 3.7665 | 1538568.0433 | 5.8574
Instant Savings
Unique Measure Name (For Lookup) | Measure Name | Technology Type | Decision Type | Measure Life | RUL 2020 | RUL 2021 | RUL 2022 | Gross Annual Energy Savings per Unit at Meter (kWh) Pre-RUL | Gross Peak Demand Savings per Unit at Meter (Watts) Pre-RUL | Gross Annual Energy Savings per Unit at Meter (kWh) Post-RUL | Gross Peak Demand Savings per Unit at Meter (Watts) Post-RUL | Gross Per Unit One-Time Per Unit Incremental Measure Cost ($) | 2020 Incentive as a Percent of Incremental Measure Cost (%) | Per Unit Program Administrative Cost ($) | Per Unit Direct Installation Cost ($) | Per Unit DSM Administrator Cost (Incentive + Administrative) ($) | Per Unit DSM Customer Cost (Incremental Measure Cost - Incentive) ($) | Total Per Unit DSM Cost ($) | Per Unit Present Value Avoided Cost Benefits ($) | Per Unit Present Value Non-Energy Benefits ($) | Total Per Unit Present Value Benefits ($) | Net-To-Gross Ratio | Net Total Resource Benefit-Cost Ratio (TRC) | Net Program Administrator Benefit-Cost Ratio (PAC) | Net First-Year Unit Cost / kWh at Generator ($/kWh) | Net Lifetime Unit Cost / kWh at Generator ($/kWh) | Net Unit Cost / Watt at Generator ($/W) | Measure Name | Participation (Units) | Peak Demand Savings (kW) | First Year Energy Savings (MWh) | Cumulative Peak Demand Savings (kW) | Cumulative Energy Savings (MWh) | Lifetime Energy Savings (MWh) | Total Avoided Cost Benefits ($) | TRC Costs ($) | Total Net Resource Benefits ($) | TRC (Ratio) | PAC Costs ($) | PAC (Ratio) | Participation (Units) | Peak Demand Savings (kW) | First Year Energy Savings (MWh) | Cumulative Peak Demand Savings (kW) | Cumulative Energy Savings (MWh) | Lifetime Energy Savings (MWh) | Total Avoided Cost Benefits ($) | TRC Costs ($) | Total Net Resource Benefits ($) | TRC (Ratio) | PAC Costs ($) | PAC (Ratio) | Participation (Units) | Peak Demand Savings (kW) | First Year Energy Savings (MWh) | Cumulative Peak Demand Savings (kW) | Cumulative Energy Savings (MWh) | Lifetime Energy Savings (MWh) | Total Avoided Cost Benefits ($) | TRC Costs ($) | Total Net Resource Benefits ($) | TRC (Ratio) | PAC Costs ($) | PAC (Ratio)
Clothes-line ¦ Instant Savings | Clothes-line | Res Other | ROB/NEW | 10 | N/A | N/A | N/A | 150 | 0 | 150 | 0 | 61.4161 | 8.141% | N/A | 0 | N/A | 56.4161 | N/A | 103.4889 | 0 | 103.4889 | 1 | N/A | N/A | N/A | N/A | N/A | Clothes-line | 0 | 0 | 0 | 0 | 0 | 0 | 0 | N/A | N/A | N/A | 0 | N/A | 0 | 0 | 0 | 0 | 0 | 0 | 0 | N/A | N/A | N/A | 0 | N/A | 0 | 0 | 0 | 0 | 0 | 0 | 0 | N/A | N/A | N/A | 0 | N/A
Dehumidifier ¦ Instant Savings | Dehumidifier | Res Other | ROB/NEW | 12 | N/A | N/A | N/A | 81.3 | 27.2355 | 81.3 | 27.2355 | 229.7557 | 13.06% | 5.2494 | 0 | 35.2494 | 199.7557 | 235.0051 | 121.3722 | 0 | 121.3722 | 1 | 0.51647 |  | 0.39022 | 0.032518 | 1.1648 | Dehumidifier | 100 | 3.0262 | 9.0333 | 3.0262 | 9.0333 | 108.4 | 12137.2233 | 23500.5112 | -11363.288 | 0.51647 | 3524.944 | 3.4432 | 100 | 3.0262 | 9.0333 | 6.0523 | 18.0667 | 108.4 | 12534.7277 | 23500.5112 | -10965.7836 | 0.53338 | 3524.944 | 3.556 | 100 | 3.0262 | 9.0333 | 9.0785 | 27.1 | 108.4 | 12966.4522 | 23500.5112 | -10534.059 | 0.55175 | 3524.944 | 3.6785
Dimmer Switch ¦ Instant Savings | Dimmer Switch | Res Other | ROB/NEW | 10 | N/A | N/A | N/A | 13.94 | 2.1314 | 13.94 | 2.1314 | 14.0906 | 21.15% | N/A | 0 | N/A | 11.1106 | N/A | 13.4483 | 0 | 13.4483 | 1 | N/A | N/A | N/A | N/A | N/A | Dimmer Switch | 0 | 0 | 0 | 0 | 0 | 0 | 0 | N/A | N/A | N/A | 0 | N/A | 0 | 0 | 0 | 0 | 0 | 0 | 0 | N/A | N/A | N/A | 0 | N/A | 0 | 0 | 0 | 0 | 0 | 0 | 0 | N/A | N/A | N/A | 0 | N/A
ECM Circulator Pump ¦ Instant Savings | ECM Circulator Pump | Res Heating, Ventilation and Air-Conditioning | ROB/NEW | 15 | N/A | N/A | N/A | 127 | 29.8 | 127 | 29.8 | 313.7612 | 15.94% | N/A | 0 | N/A | 263.7612 | N/A | 194.2202 | 0 | 194.2202 | 1 | N/A | N/A | N/A | N/A | N/A | ECM Circulator Pump | 0 | 0 | 0 | 0 | 0 | 0 | 0 | N/A | N/A | N/A | 0 | N/A | 0 | 0 | 0 | 0 | 0 | 0 | 0 | N/A | N/A | N/A | 0 | N/A | 0 | 0 | 0 | 0 | 0 | 0 | 0 | N/A | N/A | N/A | 0 | N/A
Efficient clothes washer ¦ Instant Savings | Efficient clothes washer | Res Other | ROB/NEW | 14 | N/A | N/A | N/A | 188 | 25.944 | 188 | 25.944 | 269.7689 | 27.8% | N/A | 0 | N/A | 194.7689 | N/A | 232.0041 | 0 | 232.0041 | 1 | N/A | N/A | N/A | N/A | N/A | Efficient clothes washer | 0 | 0 | 0 | 0 | 0 | 0 | 0 | N/A | N/A | N/A | 0 | N/A | 0 | 0 | 0 | 0 | 0 | 0 | 0 | N/A | N/A | N/A | 0 | N/A | 0 | 0 | 0 | 0 | 0 | 0 | 0 | N/A | N/A | N/A | 0 | N/A
Efficient refrigerator ¦ Instant Savings | Efficient refrigerator | Res Refrigeration | ROB/NEW | 12 | N/A | N/A | N/A | 49 | 7.4382 | 49 | 7.4382 | 26 | 288.5% | N/A | 0 | N/A | -49 | N/A | 54.9206 | 0 | 54.9206 | 1 | N/A | N/A | N/A | N/A | N/A | Efficient refrigerator | 0 | 0 | 0 | 0 | 0 | 0 | 0 | N/A | N/A | N/A | 0 | N/A | 0 | 0 | 0 | 0 | 0 | 0 | 0 | N/A | N/A | N/A | 0 | N/A | 0 | 0 | 0 | 0 | 0 | 0 | 0 | N/A | N/A | N/A | 0 | N/A
Heavy duty timer ¦ Instant Savings | Heavy duty timer | Res Other | ROB/NEW | 10 | N/A | N/A | N/A | 122 | 0 | 122 | 0 | 24.2842 | 24.71% | N/A | 0 | N/A | 18.2842 | N/A | 84.171 | 0 | 84.171 | 1 | N/A | N/A | N/A | N/A | N/A | Heavy duty timer | 0 | 0 | 0 | 0 | 0 | 0 | 0 | N/A | N/A | N/A | 0 | N/A | 0 | 0 | 0 | 0 | 0 | 0 | 0 | N/A | N/A | N/A | 0 | N/A | 0 | 0 | 0 | 0 | 0 | 0 | 0 | N/A | N/A | N/A | 0 | N/A
Indoor motion sensor ¦ Instant Savings | Indoor motion sensor | Res Other | ROB/NEW | 10 | N/A | N/A | N/A | 37.556 | 0 | 37.556 | 0 | 25.7038 | 19.45% | N/A | 0 | N/A | 20.7038 | N/A | 25.9109 | 0 | 25.9109 | 1 | N/A | N/A | N/A | N/A | N/A | Indoor motion sensor | 0 | 0 | 0 | 0 | 0 | 0 | 0 | N/A | N/A | N/A | 0 | N/A | 0 | 0 | 0 | 0 | 0 | 0 | 0 | N/A | N/A | N/A | 0 | N/A | 0 | 0 | 0 | 0 | 0 | 0 | 0 | N/A | N/A | N/A | 0 | N/A
LED - ENERGY STAR Fixture with Motion Sensor ¦ Instant Savings | LED - ENERGY STAR Fixture with Motion Sensor | Res Lighting | RET | 25 | 4 | 3 | 3 | 259.35 | 41.7553 | 54.6894 | 8.805 | 46.6691 | 21.43% | 16.7459 | 0 | 26.7459 | 36.6691 | 63.415 | 194.9443 | 0 | 194.9443 | 1 | 3.0741 |  | 0.092814 | 0.011012 | 0.57648 | LED - ENERGY STAR Fixture with Motion Sensor | 3246 | 150.5976 | 935.389 | 150.5976 | 935.389 | 7883.7319 | 632789.1476 | 205845.2188 | 426943.9288 | 3.0741 | 86817.21 | 7.2888 | 3246 | 150.5976 | 935.389 | 301.1953 | 1870.778 | 7145.5894 | 591443.4582 | 205845.2188 | 385598.2394 | 2.8732 | 86817.21 | 6.8125 | 3246 | 150.5976 | 935.389 | 332.9519 | 2068.0245 | 6407.4469 | 547662.811 | 205845.2188 | 341817.5922 | 2.6606 | 86817.21 | 6.3082
LED - ENERGY STAR Fixture without Motion Sensor ¦ Instant Savings | LED - ENERGY STAR Fixture without Motion Sensor | Res Lighting | RET | 25 | 4 | 3 | 3 | 72.0912 | 10.309 | 10.4156 | 1.4894 | 36.8852 | 27.11% | 4.6548 | 0 | 14.6548 | 26.8852 | 41.54 | 45.279 | 0 | 45.279 | 1 | 1.09 |  | 0.18295 | 0.02601 | 1.2794 | LED - ENERGY STAR Fixture without Motion Sensor | 40344 | 462.1198 | 3231.6071 | 462.1198 | 3231.6071 | 22731.2952 | 1826736.5839 | 1675890.3383 | 150846.2456 | 1.09 | 591234.7509 | 3.0897 | 40344 | 462.1198 | 3231.6071 | 924.2396 | 6463.2141 | 20279.7501 | 1683689.6167 | 1675890.3383 | 7799.2784 | 1.0047 | 591234.7509 | 2.8478 | 40344 | 462.1198 | 3231.6071 | 993.0417 | 6944.3473 | 17529.2761 | 1510315.0232 | 1675890.3383 | -165575.3151 | 0.9012 | 591234.7509 | 2.5545
LED - Other ¦ Instant Savings | LED - Other | Res Lighting | RET | 24 | 4 | 3 | 3 | 39.9903 | 5.6386 | 3.6196 | 0.51036 | 5.252 | 38.27% | 2.5821 | 0 | 4.5921 | 3.242 | 7.8341 | 18.1407 | 0 | 18.1407 | 0.84 | 2.5938 |  | 0.11442 | 0.019692 | 0.81147 | LED - Other | 161248 | 848.6036 | 6018.4655 | 848.6036 | 6018.4655 | 34968.6025 | 2925154.0571 | 1127732.6568 | 1797421.4003 | 2.5938 | 740470.7701 | 3.9504 | 161248 | 848.6036 | 6018.4655 | 1697.2073 | 12036.931 | 29494.874 | 2575797.1988 | 1127732.6568 | 1448064.542 | 2.284 | 740470.7701 | 3.4786 | 161248 | 848.6036 | 6018.4655 | 1774.0152 | 12581.668 | 24021.1455 | 2202342.2128 | 1127732.6568 | 1074609.5559 | 1.9529 | 740470.7701 | 2.9742
LED - R, BR and Decorative ¦ Instant Savings | LED - R, BR and Decorative | Res Lighting | RET | 16 | 4 | 3 | 3 | 34.4292 | 4.8545 | 3.3543 | 0.47296 | 4.7473 | 39.18% | 2.223 | 0 | 4.083 | 2.8873 | 6.9704 | 14.5458 | 0 | 14.5458 | 0.84 | 2.342 |  | 0.1178 | 0.02279 | 0.83548 | LED - R, BR and Decorative | 118496 | 536.8913 | 3807.7397 | 536.8913 | 3807.7397 | 19682.699 | 1723617.026 | 735953.9318 | 987663.0942 | 2.342 | 483825.0559 | 3.5625 | 118496 | 536.8913 | 3807.7397 | 1073.7826 | 7615.4793 | 16245.9377 | 1502495.4792 | 735953.9318 | 766541.5474 | 2.0416 | 483825.0559 | 3.1055 | 118496 | 536.8913 | 3807.7397 | 1126.0905 | 7986.4577 | 12809.1764 | 1266717.6258 | 735953.9318 | 530763.694 | 1.7212 | 483825.0559 | 2.6181
LED - Recessed downlight ¦ Instant Savings | LED - Recessed downlight | Res Lighting | RET | 25 | 4 | 3 | 3 | 39.2321 | 5.4533 | 2.6904 | 0.37397 | 17.1571 | 34.97% | N/A | 0 | N/A | 11.1571 | N/A | 19.9848 | 0 | 19.9848 | 1 | N/A | N/A | N/A | N/A | N/A | LED - Recessed downlight | 0 | 0 | 0 | 0 | 0 | 0 | 0 | N/A | N/A | N/A | 0 | N/A | 0 | 0 | 0 | 0 | 0 | 0 | 0 | N/A | N/A | N/A | 0 | N/A | 0 | 0 | 0 | 0 | 0 | 0 | 0 | N/A | N/A | N/A | 0 | N/A
Motion sensor with dimmer switch ¦ Instant Savings | Motion sensor with dimmer switch | Res Other | ROB/NEW | 10 | N/A | N/A | N/A | 43.952 | 0 | 43.952 | 0 | 25.7038 | 19.45% | N/A | 0 | N/A | 20.7038 | N/A | 30.3236 | 0 | 30.3236 | 1 | N/A | N/A | N/A | N/A | N/A | Motion sensor with dimmer switch | 0 | 0 | 0 | 0 | 0 | 0 | 0 | N/A | N/A | N/A | 0 | N/A | 0 | 0 | 0 | 0 | 0 | 0 | 0 | N/A | N/A | N/A | 0 | N/A | 0 | 0 | 0 | 0 | 0 | 0 | 0 | N/A | N/A | N/A | 0 | N/A
Networked/ Connected - Indoor LED Lamp ¦ Instant Savings | Networked/ Connected - Indoor LED Lamp | Res Lighting | ROB/NEW | 4 | N/A | N/A | N/A | 33 | 4.2959 | 33 | 4.2959 | 65.2611 | 50% | N/A | 0 | N/A | 32.6306 | N/A | 15.0066 | 0 | 15.0066 | 1.14 | N/A | N/A | N/A | N/A | N/A | Networked/ Connected - Indoor LED Lamp | 0 | 0 | 0 | 0 | 0 | 0 | 0 | N/A | N/A | N/A | 0 | N/A | 0 | 0 | 0 | 0 | 0 | 0 | 0 | N/A | N/A | N/A | 0 | N/A | 0 | 0 | 0 | 0 | 0 | 0 | 0 | N/A | N/A | N/A | 0 | N/A
Outdoor motion sensor ¦ Instant Savings | Outdoor motion sensor | Res Other | ROB/NEW | 10 | N/A | N/A | N/A | 159 | 0 | 159 | 0 | 41.988 | 11.91% | N/A | 0 | N/A | 36.988 | N/A | 109.6982 | 0 | 109.6982 | 1 | N/A | N/A | N/A | N/A | N/A | Outdoor motion sensor | 0 | 0 | 0 | 0 | 0 | 0 | 0 | N/A | N/A | N/A | 0 | N/A | 0 | 0 | 0 | 0 | 0 | 0 | 0 | N/A | N/A | N/A | 0 | N/A | 0 | 0 | 0 | 0 | 0 | 0 | 0 | N/A | N/A | N/A | 0 | N/A
Power bar with timer ¦ Instant Savings | Power bar with timer | Res Other | ROB/NEW | 4 | N/A | N/A | N/A | 53.7 | 0 | 53.7 | 0 | 25.8 | 19.38% | N/A | 0 | N/A | 20.8 | N/A | 15.5397 | 0 | 15.5397 | 1 | N/A | N/A | N/A | N/A | N/A | Power bar with timer | 0 | 0 | 0 | 0 | 0 | 0 | 0 | N/A | N/A | N/A | 0 | N/A | 0 | 0 | 0 | 0 | 0 | 0 | 0 | N/A | N/A | N/A | 0 | N/A | 0 | 0 | 0 | 0 | 0 | 0 | 0 | N/A | N/A | N/A | 0 | N/A
Programmable thermostat ¦ Instant Savings | Programmable thermostat | Res Heating, Ventilation and Air-Conditioning | ROB/NEW | 10 | N/A | N/A | N/A | 221 | -88.179 | 221 | -88.179 | 14.8904 | 62.46% | N/A | 0 | N/A | 5.5904 | N/A | -6.0085 | 0 | -6.0085 | 1 | N/A | N/A | N/A | N/A | N/A | Programmable thermostat | 0 | 0 | 0 | 0 | 0 | 0 | 0 | N/A | N/A | N/A | 0 | N/A | 0 | 0 | 0 | 0 | 0 | 0 | 0 | N/A | N/A | N/A | 0 | N/A | 0 | 0 | 0 | 0 | 0 | 0 | 0 | N/A | N/A | N/A | 0 | N/A
Room air purifier ¦ Instant Savings | Room air purifier | Res Other | ROB/NEW | 9 | N/A | N/A | N/A | 480 | 82.08 | 480 | 82.08 | 211.4564 | 18.92% | 30.993 | 0 | 70.993 | 171.4564 | 242.4494 | 437.8964 | 0 | 437.8964 | 1 | 1.8061 |  | 0.13311 | 0.01479 | 0.77843 | Room air purifier | 266 | 24.2592 | 141.8667 | 24.2592 | 141.8667 | 1276.8 | 116480.4312 | 64491.5456 | 51988.8856 | 1.8061 | 18884.1382 | 6.1682 | 266 | 24.2592 | 141.8667 | 48.5184 | 283.7333 | 1276.8 | 121527.3296 | 64491.5456 | 57035.7839 | 1.8844 | 18884.1382 | 6.4354 | 266 | 24.2592 | 141.8667 | 72.7776 | 425.6 | 1276.8 | 127458.735 | 64491.5456 | 62967.1893 | 1.9764 | 18884.1382 | 6.7495
Smart power bar ¦ Instant Savings | Smart power bar | Res Other | ROB/NEW | 4 | N/A | N/A | N/A | 53.8 | 0 | 53.8 | 0 | 25.8 | 38.76% | N/A | 0 | N/A | 15.8 | N/A | 15.5686 | 0 | 15.5686 | 1 | N/A | N/A | N/A | N/A | N/A | Smart power bar | 0 | 0 | 0 | 0 | 0 | 0 | 0 | N/A | N/A | N/A | 0 | N/A | 0 | 0 | 0 | 0 | 0 | 0 | 0 | N/A | N/A | N/A | 0 | N/A | 0 | 0 | 0 | 0 | 0 | 0 | 0 | N/A | N/A | N/A | 0 | N/A
Energy Star Dryer ¦ Instant Savings | Energy Star Dryer | Res Other | ROB/NEW | 12 | N/A | N/A | N/A | 160 | 40 | 160 | 40 | 127.3333 | 58.9% | N/A | 0 | N/A | 52.3333 | N/A | 100.3401 | 0 | 100.3401 | 0.475 | N/A | N/A | N/A | N/A | N/A | Energy Star Dryer | 0 | 0 | 0 | 0 | 0 | 0 | 0 | N/A | N/A | N/A | 0 | N/A | 0 | 0 | 0 | 0 | 0 | 0 | 0 | N/A | N/A | N/A | 0 | N/A | 0 | 0 | 0 | 0 | 0 | 0 | 0 | N/A | N/A | N/A | 0 | N/A
Heat Pump Dryer (ventless) ¦ Instant Savings | Heat Pump Dryer (ventless) | Res Other | ROB/NEW | 12 | N/A | N/A | N/A | 446 | 61.548 | 446 | 61.548 | 1095 | 27.4% | N/A | 0 | N/A | 795 | N/A | 438.6505 | 0 | 438.6505 | 0.9 | N/A | N/A | N/A | N/A | N/A | Heat Pump Dryer (ventless) | 0 | 0 | 0 | 0 | 0 | 0 | 0 | N/A | N/A | N/A | 0 | N/A | 0 | 0 | 0 | 0 | 0 | 0 | 0 | N/A | N/A | N/A | 0 | N/A | 0 | 0 | 0 | 0 | 0 | 0 | 0 | N/A | N/A | N/A | 0 | N/A
Hybrid Heat Pump Dryer ¦ Instant Savings | Hybrid Heat Pump Dryer | Res Other | ROB/NEW | 12 | N/A | N/A | N/A | 224 | 30.912 | 224 | 30.912 | 600 | 16.67% | N/A | 0 | N/A | 500 | N/A | 208.0694 | 0 | 208.0694 | 0.85 | N/A | N/A | N/A | N/A | N/A | Hybrid Heat Pump Dryer | 0 | 0 | 0 | 0 | 0 | 0 | 0 | N/A | N/A | N/A | 0 | N/A | 0 | 0 | 0 | 0 | 0 | 0 | 0 | N/A | N/A | N/A | 0 | N/A | 0 | 0 | 0 | 0 | 0 | 0 | 0 | N/A | N/A | N/A | 0 | N/A
[28 empty] | Program Totals | 323700 | 2025.4977 | 14144.1012 | 2025.4977 | 14144.1012 | 86651.5286 | 7236914.4691 | 3833414.2026 | 3403500.2665 | 1.8879 | 1924756.8691 | 3.7599 | 323700 | 2025.4977 | 14144.1012 | 4050.9955 | 28288.2025 | 74551.3512 | 6487487.8102 | 3833414.2026 | 2654073.6076 | 1.6924 | 1924756.8691 | 3.3705 | 323700 | 2025.4977 | 14144.1012 | 4307.9554 | 30033.1975 | 62152.245 | 5667462.86 | 3833414.2026 | 1834048.6574 | 1.4784 | 1924756.8691 | 2.9445
New Home Construction
Unique Measure Name (For Lookup) | Measure Name | Technology Type | Decision Type | Measure Life | RUL 2020 | RUL 2021 | RUL 2022 | Gross Annual Energy Savings per Unit at Meter (kWh) Pre-RUL | Gross Peak Demand Savings per Unit at Meter (Watts) Pre-RUL | Gross Annual Energy Savings per Unit at Meter (kWh) Post-RUL | Gross Peak Demand Savings per Unit at Meter (Watts) Post-RUL | Gross Per Unit One-Time Per Unit Incremental Measure Cost ($) | 2020 Incentive as a Percent of Incremental Measure Cost (%) | Per Unit Program Administrative Cost ($) | Per Unit Direct Installation Cost ($) | Per Unit DSM Administrator Cost (Incentive + Administrative) ($) | Per Unit DSM Customer Cost (Incremental Measure Cost - Incentive) ($) | Total Per Unit DSM Cost ($) | Per Unit Present Value Avoided Cost Benefits ($) | Per Unit Present Value Non-Energy Benefits ($) | Total Per Unit Present Value Benefits ($) | Net-To-Gross Ratio | Net Total Resource Benefit-Cost Ratio (TRC) | Net Program Administrator Benefit-Cost Ratio (PAC) | Net First-Year Unit Cost / kWh at Generator ($/kWh) | Net Lifetime Unit Cost / kWh at Generator ($/kWh) | Net Unit Cost / Watt at Generator ($/W) | Measure Name | Participation (Units) | Peak Demand Savings (kW) | First Year Energy Savings (MWh) | Cumulative Peak Demand Savings (kW) | Cumulative Energy Savings (MWh) | Lifetime Energy Savings (MWh) | Total Avoided Cost Benefits ($) | TRC Costs ($) | Total Net Resource Benefits ($) | TRC (Ratio) | PAC Costs ($) | PAC (Ratio) | Participation (Units) | Peak Demand Savings (kW) | First Year Energy Savings (MWh) | Cumulative Peak Demand Savings (kW) | Cumulative Energy Savings (MWh) | Lifetime Energy Savings (MWh) | Total Avoided Cost Benefits ($) | TRC Costs ($) | Total Net Resource Benefits ($) | TRC (Ratio) | PAC Costs ($) | PAC (Ratio) | Participation (Units) | Peak Demand Savings (kW) | First Year Energy Savings (MWh) | Cumulative Peak Demand Savings (kW) | Cumulative Energy Savings (MWh) | Lifetime Energy Savings (MWh) | Total Avoided Cost Benefits ($) | TRC Costs ($) | Total Net Resource Benefits ($) | TRC (Ratio) | PAC Costs ($) | PAC (Ratio)
Whole Home - tier 0 (22% better than code on average) ¦ New Home Construction | Whole Home - tier 0 (22% better than code on average) | Res Heating, Ventilation and Air-Conditioning | ROB/NEW | 30 | N/A | N/A | N/A | 4411.8387 | 1248.5504 | 4411.8387 | 1248.5504 | 7097.83 | 7.044% | 599.0628 | 0 | 1099.0628 | 6597.83 | 7696.8928 | 12039.3101 | 0 | 12039.3101 | 1.06 | 1.4822 |  | 0.21729 | 0.0072429 | 0.7678 | Whole Home - tier 0 (22% better than code on average) | 210 | 308.8081 | 1091.1948 | 308.8081 | 1091.1948 | 32735.8435 | 2528255.1108 | 1705780.1478 | 822474.963 | 1.4822 | 230803.1898 | 10.9542 | 210 | 308.8081 | 1091.1948 | 617.6162 | 2182.3896 | 32735.8435 | 2604701.0819 | 1705780.1478 | 898920.9341 | 1.527 | 230803.1898 | 11.2854 | 210 | 308.8081 | 1091.1948 | 926.4244 | 3273.5843 | 32735.8435 | 2689756.1005 | 1705780.1478 | 983975.9527 | 1.5768 | 230803.1898 | 11.6539
Whole home - tier 1 (45% better than code target) ¦ New Home Construction | Whole home - tier 1 (45% better than code target) | Res Heating, Ventilation and Air-Conditioning | ROB/NEW | 30 | N/A | N/A | N/A | 5930.9773 | 1678.4666 | 5930.9773 | 1678.4666 | 9759 | 25.62% | N/A | 0 | N/A | 7259 | N/A | 16184.8334 | 0 | 16184.8334 | 1.06 | N/A | N/A | N/A | N/A | N/A | Whole home - tier 1 (45% better than code target) | 0 | 0 | 0 | 0 | 0 | 0 | 0 | N/A | N/A | N/A | 0 | N/A | 0 | 0 | 0 | 0 | 0 | 0 | 0 | N/A | N/A | N/A | 0 | N/A | 0 | 0 | 0 | 0 | 0 | 0 | 0 | N/A | N/A | N/A | 0 | N/A
Whole home - tier 2 (60% better than code target) ¦ New Home Construction | Whole home - tier 2 (60% better than code target) | Res Heating, Ventilation and Air-Conditioning | ROB/NEW | 30 | N/A | N/A | N/A | 8791.5364 | 2488.0048 | 8791.5364 | 2488.0048 | 13705 | 40.5% | N/A | 0 | N/A | 8155 | N/A | 23990.9116 | 0 | 23990.9116 | 1.06 | N/A | N/A | N/A | N/A | N/A | Whole home - tier 2 (60% better than code target) | 0 | 0 | 0 | 0 | 0 | 0 | 0 | N/A | N/A | N/A | 0 | N/A | 0 | 0 | 0 | 0 | 0 | 0 | 0 | N/A | N/A | N/A | 0 | N/A | 0 | 0 | 0 | 0 | 0 | 0 | 0 | N/A | N/A | N/A | 0 | N/A
Whole home - tier 3 (70% better than code target) ¦ New Home Construction | Whole home - tier 3 (70% better than code target) | Res Heating, Ventilation and Air-Conditioning | ROB/NEW | 36 | N/A | N/A | N/A | 11118.1928 | 3146.4486 | 11118.1928 | 3146.4486 | 19820 | 38.6% | N/A | 0 | N/A | 12170 | N/A | 12101.2606 | 0 | 12101.2606 | 0.39 | N/A | N/A | N/A | N/A | N/A | Whole home - tier 3 (70% better than code target) | 0 | 0 | 0 | 0 | 0 | 0 | 0 | N/A | N/A | N/A | 0 | N/A | 0 | 0 | 0 | 0 | 0 | 0 | 0 | N/A | N/A | N/A | 0 | N/A | 0 | 0 | 0 | 0 | 0 | 0 | 0 | N/A | N/A | N/A | 0 | N/A
[28 empty] | Program Totals | 210 | 308.8081 | 1091.1948 | 308.8081 | 1091.1948 | 32735.8435 | 2528255.1108 | 1705780.1478 | 822474.963 | 1.4822 | 230803.1898 | 10.9542 | 210 | 308.8081 | 1091.1948 | 617.6162 | 2182.3896 | 32735.8435 | 2604701.0819 | 1705780.1478 | 898920.9341 | 1.527 | 230803.1898 | 11.2854 | 210 | 308.8081 | 1091.1948 | 926.4244 | 3273.5843 | 32735.8435 | 2689756.1005 | 1705780.1478 | 983975.9527 | 1.5768 | 230803.1898 | 11.6539
SEM
Unique Measure Name (For Lookup) | Measure Name | Technology Type | Decision Type | Measure Life | RUL 2020 | RUL 2021 | RUL 2022 | Gross Annual Energy Savings per Unit at Meter (kWh) Pre-RUL | Gross Peak Demand Savings per Unit at Meter (Watts) Pre-RUL | Gross Annual Energy Savings per Unit at Meter (kWh) Post-RUL | Gross Peak Demand Savings per Unit at Meter (Watts) Post-RUL | Gross Per Unit One-Time Per Unit Incremental Measure Cost ($) | 2020 Incentive as a Percent of Incremental Measure Cost (%) | Per Unit Program Administrative Cost ($) | Per Unit Direct Installation Cost ($) | Per Unit DSM Administrator Cost (Incentive + Administrative) ($) | Per Unit DSM Customer Cost (Incremental Measure Cost - Incentive) ($) | Total Per Unit DSM Cost ($) | Per Unit Present Value Avoided Cost Benefits ($) | Per Unit Present Value Non-Energy Benefits ($) | Total Per Unit Present Value Benefits ($) | Net-To-Gross Ratio | Net Total Resource Benefit-Cost Ratio (TRC) | Net Program Administrator Benefit-Cost Ratio (PAC) | Net First-Year Unit Cost / kWh at Generator ($/kWh) | Net Lifetime Unit Cost / kWh at Generator ($/kWh) | Net Unit Cost / Watt at Generator ($/W) | Measure Name | Participation (Units) | Peak Demand Savings (kW) | First Year Energy Savings (MWh) | Cumulative Peak Demand Savings (kW) | Cumulative Energy Savings (MWh) | Lifetime Energy Savings (MWh) | Total Avoided Cost Benefits ($) | TRC Costs ($) | Total Net Resource Benefits ($) | TRC (Ratio) | PAC Costs ($) | PAC (Ratio) | Participation (Units) | Peak Demand Savings (kW) | First Year Energy Savings (MWh) | Cumulative Peak Demand Savings (kW) | Cumulative Energy Savings (MWh) | Lifetime Energy Savings (MWh) | Total Avoided Cost Benefits ($) | TRC Costs ($) | Total Net Resource Benefits ($) | TRC (Ratio) | PAC Costs ($) | PAC (Ratio) | Participation (Units) | Peak Demand Savings (kW) | First Year Energy Savings (MWh) | Cumulative Peak Demand Savings (kW) | Cumulative Energy Savings (MWh) | Lifetime Energy Savings (MWh) | Total Avoided Cost Benefits ($) | TRC Costs ($) | Total Net Resource Benefits ($) | TRC (Ratio) | PAC Costs ($) | PAC (Ratio)
Strategic Energy Management ¦ SEM | Strategic Energy Management | BNI Energy Management | ROB/NEW | 2.933 | N/A | N/A | N/A | 1000000 | 118554.4 | 1000000 | 118554.4 | 139456.8833 | 82.46% | N/A | 0 | N/A | 24456.8833 | N/A | 268284.3144 | 0 | 268284.3144 | 1 | N/A | N/A | N/A | N/A | N/A | Strategic Energy Management | 0 | 0 | 0 | 0 | 0 | 0 | 0 | N/A | N/A | N/A | 0 | N/A | 0 | 0 | 0 | 0 | 0 | 0 | 0 | N/A | N/A | N/A | 0 | N/A | 0 | 0 | 0 | 0 | 0 | 0 | 0 | N/A | N/A | N/A | 0 | N/A
[28 empty] | Program Totals | 0 | 0 | 0 | 0 | 0 | 0 | 0 | 0 | 0 | N/A | 0 | N/A | 0 | 0 | 0 | 0 | 0 | 0 | 0 | 0 | 0 | N/A | 0 | N/A | 0 | 0 | 0 | 0 | 0 | 0 | 0 | 0 | 0 | N/A | 0 | N/A
Small Business Energy Solutions
Unique Measure Name (For Lookup) | Measure Name | Technology Type | Decision Type | Measure Life | RUL 2020 | RUL 2021 | RUL 2022 | Gross Annual Energy Savings per Unit at Meter (kWh) Pre-RUL | Gross Peak Demand Savings per Unit at Meter (Watts) Pre-RUL | Gross Annual Energy Savings per Unit at Meter (kWh) Post-RUL | Gross Peak Demand Savings per Unit at Meter (Watts) Post-RUL | Gross Per Unit One-Time Per Unit Incremental Measure Cost ($) | 2020 Incentive as a Percent of Incremental Measure Cost (%) | Per Unit Program Administrative Cost ($) | Per Unit Direct Installation Cost ($) | Per Unit DSM Administrator Cost (Incentive + Administrative) ($) | Per Unit DSM Customer Cost (Incremental Measure Cost - Incentive) ($) | Total Per Unit DSM Cost ($) | Per Unit Present Value Avoided Cost Benefits ($) | Per Unit Present Value Non-Energy Benefits ($) | Total Per Unit Present Value Benefits ($) | Net-To-Gross Ratio | Net Total Resource Benefit-Cost Ratio (TRC) | Net Program Administrator Benefit-Cost Ratio (PAC) | Net First-Year Unit Cost / kWh at Generator ($/kWh) | Net Lifetime Unit Cost / kWh at Generator ($/kWh) | Net Unit Cost / Watt at Generator ($/W) | Measure Name | Participation (Units) | Peak Demand Savings (kW) | First Year Energy Savings (MWh) | Cumulative Peak Demand Savings (kW) | Cumulative Energy Savings (MWh) | Lifetime Energy Savings (MWh) | Total Avoided Cost Benefits ($) | TRC Costs ($) | Total Net Resource Benefits ($) | TRC (Ratio) | PAC Costs ($) | PAC (Ratio) | Participation (Units) | Peak Demand Savings (kW) | First Year Energy Savings (MWh) | Cumulative Peak Demand Savings (kW) | Cumulative Energy Savings (MWh) | Lifetime Energy Savings (MWh) | Total Avoided Cost Benefits ($) | TRC Costs ($) | Total Net Resource Benefits ($) | TRC (Ratio) | PAC Costs ($) | PAC (Ratio) | Participation (Units) | Peak Demand Savings (kW) | First Year Energy Savings (MWh) | Cumulative Peak Demand Savings (kW) | Cumulative Energy Savings (MWh) | Lifetime Energy Savings (MWh) | Total Avoided Cost Benefits ($) | TRC Costs ($) | Total Net Resource Benefits ($) | TRC (Ratio) | PAC Costs ($) | PAC (Ratio)
Fuel Pump Canopy Luminaire (4000 lumen) ¦ Small Business Energy Solutions | Fuel Pump Canopy Luminaire (4000 lumen) | BNI Lighting | ROB/NEW | 11.4 | N/A | N/A | N/A | 571.152 | 130.4 | 571.152 | 130.4 | 54.5167 | 97.53% | N/A | 0 | N/A | 1.3484 | N/A | 586.6472 | 0 | 586.6472 | 0.88 | N/A | N/A | N/A | N/A | N/A | Fuel Pump Canopy Luminaire (4000 lumen) | 0 | 0 | 0 | 0 | 0 | 0 | 0 | N/A | N/A | N/A | 0 | N/A | 0 | 0 | 0 | 0 | 0 | 0 | 0 | N/A | N/A | N/A | 0 | N/A | 0 | 0 | 0 | 0 | 0 | 0 | 0 | N/A | N/A | N/A | 0 | N/A
Glass Door Freezer ¦ Small Business Energy Solutions | Glass Door Freezer | BNI Cooking and Laundry | ROB/NEW | 12 | N/A | N/A | N/A | 4417 | 343 | 4417 | 343 | 0 | N/A | N/A | 0 | N/A | 0 | N/A | 3605.75 | 0 | 3605.75 | 0.88 | N/A | N/A | N/A | N/A | N/A | Glass Door Freezer | 0 | 0 | 0 | 0 | 0 | 0 | 0 | N/A | N/A | N/A | 0 | N/A | 0 | 0 | 0 | 0 | 0 | 0 | 0 | N/A | N/A | N/A | 0 | N/A | 0 | 0 | 0 | 0 | 0 | 0 | 0 | N/A | N/A | N/A | 0 | N/A
Glass Door Refrigerator ¦ Small Business Energy Solutions | Glass Door Refrigerator | BNI Cooking and Laundry | ROB/NEW | 12 | N/A | N/A | N/A | 774 | 60 | 774 | 60 | 0 | N/A | N/A | 0 | N/A | 0 | N/A | 631.6665 | 0 | 631.6665 | 0.88 | N/A | N/A | N/A | N/A | N/A | Glass Door Refrigerator | 0 | 0 | 0 | 0 | 0 | 0 | 0 | N/A | N/A | N/A | 0 | N/A | 0 | 0 | 0 | 0 | 0 | 0 | 0 | N/A | N/A | N/A | 0 | N/A | 0 | 0 | 0 | 0 | 0 | 0 | 0 | N/A | N/A | N/A | 0 | N/A
LED Replacement Lamps for HID (10000 lumen) ¦ Small Business Energy Solutions | LED Replacement Lamps for HID (10000 lumen) | BNI Lighting | ROB/NEW | 11.4 | N/A | N/A | N/A | 185.0032 | 33.9927 | 185.0032 | 33.9927 | 99.75 | 140.3% | N/A | 0 | N/A | -40.1667 | N/A | 176.5705 | 0 | 176.5705 | 0.88 | N/A | N/A | N/A | N/A | N/A | LED Replacement Lamps for HID (10000 lumen) | 0 | 0 | 0 | 0 | 0 | 0 | 0 | N/A | N/A | N/A | 0 | N/A | 0 | 0 | 0 | 0 | 0 | 0 | 0 | N/A | N/A | N/A | 0 | N/A | 0 | 0 | 0 | 0 | 0 | 0 | 0 | N/A | N/A | N/A | 0 | N/A
LED Wall Sconce (1200 lumen) ¦ Small Business Energy Solutions | LED Wall Sconce (1200 lumen) | BNI Lighting | RET | 11.3 | 4 | 3 | 3 | 253.575 | 28.38 | 53.655 | 10.4633 | 12.768 | 456.8% | N/A | 0 | N/A | -45.5542 | N/A | 113.1578 | 0 | 113.1578 | 0.88 | N/A | N/A | N/A | N/A | N/A | LED Wall Sconce (1200 lumen) | 0 | 0 | 0 | 0 | 0 | 0 | 0 | N/A | N/A | N/A | 0 | N/A | 0 | 0 | 0 | 0 | 0 | 0 | 0 | N/A | N/A | N/A | 0 | N/A | 0 | 0 | 0 | 0 | 0 | 0 | 0 | N/A | N/A | N/A | 0 | N/A
Linear Ambient Luminaire (2000 lumen) ¦ Small Business Energy Solutions | Linear Ambient Luminaire (2000 lumen) | BNI Lighting | ROB/NEW | 11.3 | N/A | N/A | N/A | 46.851 | 6.6012 | 46.851 | 6.6012 | 0 | N/A | N/A | 0 | N/A | 0 | N/A | 41.1401 | 0 | 41.1401 | 0.88 | N/A | N/A | N/A | N/A | N/A | Linear Ambient Luminaire (2000 lumen) | 0 | 0 | 0 | 0 | 0 | 0 | 0 | N/A | N/A | N/A | 0 | N/A | 0 | 0 | 0 | 0 | 0 | 0 | 0 | N/A | N/A | N/A | 0 | N/A | 0 | 0 | 0 | 0 | 0 | 0 | 0 | N/A | N/A | N/A | 0 | N/A
Linear Replacement Lamp (4 foot) ¦ Small Business Energy Solutions | Linear Replacement Lamp (4 foot) | BNI Lighting | ROB/NEW | 11.3 | N/A | N/A | N/A | 49.0866 | 6.9162 | 49.0866 | 6.9162 | 9.1371 | 98.22% | N/A | 0 | N/A | 0.16276 | N/A | 43.1032 | 0 | 43.1032 | 0.88 | N/A | N/A | N/A | N/A | N/A | Linear Replacement Lamp (4 foot) | 0 | 0 | 0 | 0 | 0 | 0 | 0 | N/A | N/A | N/A | 0 | N/A | 0 | 0 | 0 | 0 | 0 | 0 | 0 | N/A | N/A | N/A | 0 | N/A | 0 | 0 | 0 | 0 | 0 | 0 | 0 | N/A | N/A | N/A | 0 | N/A
Multi-Tank Conveyor Dishwasher - High Temp ¦ Small Business Energy Solutions | Multi-Tank Conveyor Dishwasher - High Temp | BNI Cooking and Laundry | ROB/NEW | 20 | N/A | N/A | N/A | 27407.5971 | 4255 | 27407.5971 | 4255 | 1290.1 | 637.3% | N/A | 0 | N/A | -6932.1791 | N/A | 38815.384 | 0 | 38815.384 | 0.88 | N/A | N/A | N/A | N/A | N/A | Multi-Tank Conveyor Dishwasher - High Temp | 0 | 0 | 0 | 0 | 0 | 0 | 0 | N/A | N/A | N/A | 0 | N/A | 0 | 0 | 0 | 0 | 0 | 0 | 0 | N/A | N/A | N/A | 0 | N/A | 0 | 0 | 0 | 0 | 0 | 0 | 0 | N/A | N/A | N/A | 0 | N/A
Multi-Tank Conveyor Dishwasher - Low Temp ¦ Small Business Energy Solutions | Multi-Tank Conveyor Dishwasher - Low Temp | BNI Cooking and Laundry | ROB/NEW | 20 | N/A | N/A | N/A | 18811.2029 | 2920 | 18811.2029 | 2920 | 1290.1 | 437.4% | N/A | 0 | N/A | -4353.2609 | N/A | 26648.3493 | 0 | 26648.3493 | 0.88 | N/A | N/A | N/A | N/A | N/A | Multi-Tank Conveyor Dishwasher - Low Temp | 0 | 0 | 0 | 0 | 0 | 0 | 0 | N/A | N/A | N/A | 0 | N/A | 0 | 0 | 0 | 0 | 0 | 0 | 0 | N/A | N/A | N/A | 0 | N/A | 0 | 0 | 0 | 0 | 0 | 0 | 0 | N/A | N/A | N/A | 0 | N/A
Occupancy Sensor (Wall Mounted) ¦ Small Business Energy Solutions | Occupancy Sensor (Wall Mounted) | BNI Lighting | ROB/NEW | 10 | N/A | N/A | N/A | 266.9633 | 179.4943 | 266.9633 | 179.4943 | 99.75 | 100% | 56.5638 | 0 | 156.3138 | 0 | 156.3138 | 423.4342 | 0 | 423.4342 | 0.88 | 2.9335 |  | 0.57694 | 0.057694 | 0.85808 | Occupancy Sensor (Wall Mounted) | 730 | 122.7978 | 182.6382 | 122.7978 | 182.6382 | 1826.3817 | 309106.9798 | 105370.9409 | 203736.0389 | 2.9335 | 114109.0409 | 2.7089 | 730 | 122.7978 | 182.6382 | 245.5956 | 365.2763 | 1826.3817 | 316266.7424 | 105370.9409 | 210895.8015 | 3.0015 | 107777.0844 | 2.9345 | 730 | 122.7978 | 182.6382 | 368.3935 | 547.9145 | 1826.3817 | 325884.9294 | 105370.9409 | 220513.9886 | 3.0927 | 104611.1061 | 3.1152
Parking Garage Luminaire (4000 lumen) ¦ Small Business Energy Solutions | Parking Garage Luminaire (4000 lumen) | BNI Lighting | ROB/NEW | 22.8 | N/A | N/A | N/A | 164.9455 | 25.1748 | 164.9455 | 25.1748 | 54.5167 | 100% | N/A | 0 | N/A | 0 | N/A | 255.8015 | 0 | 255.8015 | 0.88 | N/A | N/A | N/A | N/A | N/A | Parking Garage Luminaire (4000 lumen) | 0 | 0 | 0 | 0 | 0 | 0 | 0 | N/A | N/A | N/A | 0 | N/A | 0 | 0 | 0 | 0 | 0 | 0 | 0 | N/A | N/A | N/A | 0 | N/A | 0 | 0 | 0 | 0 | 0 | 0 | 0 | N/A | N/A | N/A | 0 | N/A
Pole/Arm-Mounted Area Luminaire (4000 lumen) ¦ Small Business Energy Solutions | Pole/Arm-Mounted Area Luminaire (4000 lumen) | BNI Lighting | ROB/NEW | 13.7 | N/A | N/A | N/A | 170.82 | 39 | 170.82 | 39 | 0 | N/A | N/A | 0 | N/A | 0 | N/A | 202.4833 | 0 | 202.4833 | 0.88 | N/A | N/A | N/A | N/A | N/A | Pole/Arm-Mounted Area Luminaire (4000 lumen) | 0 | 0 | 0 | 0 | 0 | 0 | 0 | N/A | N/A | N/A | 0 | N/A | 0 | 0 | 0 | 0 | 0 | 0 | 0 | N/A | N/A | N/A | 0 | N/A | 0 | 0 | 0 | 0 | 0 | 0 | 0 | N/A | N/A | N/A | 0 | N/A
Pole/Arm-Mounted Decorative Luminaire (1500 lumen) ¦ Small Business Energy Solutions | Pole/Arm-Mounted Decorative Luminaire (1500 lumen) | BNI Lighting | ROB/NEW | 13.7 | N/A | N/A | N/A | 462.966 | 105.7 | 462.966 | 105.7 | 0 | N/A | N/A | 0 | N/A | 0 | N/A | 548.7817 | 0 | 548.7817 | 0.88 | N/A | N/A | N/A | N/A | N/A | Pole/Arm-Mounted Decorative Luminaire (1500 lumen) | 0 | 0 | 0 | 0 | 0 | 0 | 0 | N/A | N/A | N/A | 0 | N/A | 0 | 0 | 0 | 0 | 0 | 0 | 0 | N/A | N/A | N/A | 0 | N/A | 0 | 0 | 0 | 0 | 0 | 0 | 0 | N/A | N/A | N/A | 0 | N/A
Cold Climate Air-Source Heat Pump (24kBTU/hr) ¦ Small Business Energy Solutions | Cold Climate Air-Source Heat Pump (24kBTU/hr) | BNI HVAC | ROB/NEW | 18 | N/A | N/A | N/A | 8956.361 | 2931 | 8956.361 | 2931 | 6884.08 | 29.92% | N/A | 0 | N/A | 4824.117 | N/A | 14999.6031 | 0 | 14999.6031 | 0.88 | N/A | N/A | N/A | N/A | N/A | Cold Climate Air-Source Heat Pump (24kBTU/hr) | 0 | 0 | 0 | 0 | 0 | 0 | 0 | N/A | N/A | N/A | 0 | N/A | 0 | 0 | 0 | 0 | 0 | 0 | 0 | N/A | N/A | N/A | 0 | N/A | 0 | 0 | 0 | 0 | 0 | 0 | 0 | N/A | N/A | N/A | 0 | N/A
Downlight Luminaire (1200 lumen) ¦ Small Business Energy Solutions | Downlight Luminaire (1200 lumen) | BNI Lighting | RET | 11.3 | 4 | 3 | 3 | 253.575 | 28.38 | 253.575 | 28.38 | 65.7552 | 88.7% | N/A | 0 | N/A | 7.433 | N/A | 210.7458 | 0 | 210.7458 | 0.88 | N/A | N/A | N/A | N/A | N/A | Downlight Luminaire (1200 lumen) | 0 | 0 | 0 | 0 | 0 | 0 | 0 | N/A | N/A | N/A | 0 | N/A | 0 | 0 | 0 | 0 | 0 | 0 | 0 | N/A | N/A | N/A | 0 | N/A | 0 | 0 | 0 | 0 | 0 | 0 | 0 | N/A | N/A | N/A | 0 | N/A
Downlight Luminaire (3000 lumen) ¦ Small Business Energy Solutions | Downlight Luminaire (3000 lumen) | BNI Lighting | RET | 11.3 | 4 | 3 | 3 | 633.9375 | 49.45 | 633.9375 | 49.45 | 164.388 | 88.7% | N/A | 0 | N/A | 18.5824 | N/A | 491.9882 | 0 | 491.9882 | 0.88 | N/A | N/A | N/A | N/A | N/A | Downlight Luminaire (3000 lumen) | 0 | 0 | 0 | 0 | 0 | 0 | 0 | N/A | N/A | N/A | 0 | N/A | 0 | 0 | 0 | 0 | 0 | 0 | 0 | N/A | N/A | N/A | 0 | N/A | 0 | 0 | 0 | 0 | 0 | 0 | 0 | N/A | N/A | N/A | 0 | N/A
Downlight Luminaire (800 lumen) ¦ Small Business Energy Solutions | Downlight Luminaire (800 lumen) | BNI Lighting | RET | 11.3 | 4 | 3 | 3 | 145.53 | 48.16 | 145.53 | 48.16 | 43.8368 | 76.36% | N/A | 0 | N/A | 10.3649 | N/A | 172.6518 | 0 | 172.6518 | 0.88 | N/A | N/A | N/A | N/A | N/A | Downlight Luminaire (800 lumen) | 0 | 0 | 0 | 0 | 0 | 0 | 0 | N/A | N/A | N/A | 0 | N/A | 0 | 0 | 0 | 0 | 0 | 0 | 0 | N/A | N/A | N/A | 0 | N/A | 0 | 0 | 0 | 0 | 0 | 0 | 0 | N/A | N/A | N/A | 0 | N/A
Flood Luminaire (10000 lumen) ¦ Small Business Energy Solutions | Flood Luminaire (10000 lumen) | BNI Lighting | ROB/NEW | 17.1 | N/A | N/A | N/A | 893.9182 | 204.0909 | 893.9182 | 204.0909 | 354.046 | 59.12% | N/A | 0 | N/A | 144.7429 | N/A | 1257.8757 | 0 | 1257.8757 | 0.88 | N/A | N/A | N/A | N/A | N/A | Flood Luminaire (10000 lumen) | 0 | 0 | 0 | 0 | 0 | 0 | 0 | N/A | N/A | N/A | 0 | N/A | 0 | 0 | 0 | 0 | 0 | 0 | 0 | N/A | N/A | N/A | 0 | N/A | 0 | 0 | 0 | 0 | 0 | 0 | 0 | N/A | N/A | N/A | 0 | N/A
Flood Luminaire (48000 lumen) ¦ Small Business Energy Solutions | Flood Luminaire (48000 lumen) | BNI Lighting | ROB/NEW | 17.1 | N/A | N/A | N/A | 2819.1273 | 643.6364 | 2819.1273 | 643.6364 | 1797.096 | 38.23% | N/A | 0 | N/A | 1110.1499 | N/A | 3966.9308 | 0 | 3966.9308 | 0.88 | N/A | N/A | N/A | N/A | N/A | Flood Luminaire (48000 lumen) | 0 | 0 | 0 | 0 | 0 | 0 | 0 | N/A | N/A | N/A | 0 | N/A | 0 | 0 | 0 | 0 | 0 | 0 | 0 | N/A | N/A | N/A | 0 | N/A | 0 | 0 | 0 | 0 | 0 | 0 | 0 | N/A | N/A | N/A | 0 | N/A
Four Pin Replacement Lamps for CFLs ¦ Small Business Energy Solutions | Four Pin Replacement Lamps for CFLs | BNI Lighting | ROB/NEW | 11.4 | N/A | N/A | N/A | 76.3569 | 10.7585 | 76.3569 | 10.7585 | 22.876 | 77.59% | N/A | 0 | N/A | 5.1258 | N/A | 67.5395 | 0 | 67.5395 | 0.88 | N/A | N/A | N/A | N/A | N/A | Four Pin Replacement Lamps for CFLs | 0 | 0 | 0 | 0 | 0 | 0 | 0 | N/A | N/A | N/A | 0 | N/A | 0 | 0 | 0 | 0 | 0 | 0 | 0 | N/A | N/A | N/A | 0 | N/A | 0 | 0 | 0 | 0 | 0 | 0 | 0 | N/A | N/A | N/A | 0 | N/A
Ground Source Heat Pump (60kBTU/hr) ¦ Small Business Energy Solutions | Ground Source Heat Pump (60kBTU/hr) | BNI HVAC | ROB/NEW | 25 | N/A | N/A | N/A | 33285 | 12505.8617 | 33285 | 12505.8617 | 11736.45 | 63.14% | N/A | 0 | N/A | 4325.5172 | N/A | 73234.1675 | 0 | 73234.1675 | 0.88 | N/A | N/A | N/A | N/A | N/A | Ground Source Heat Pump (60kBTU/hr) | 0 | 0 | 0 | 0 | 0 | 0 | 0 | N/A | N/A | N/A | 0 | N/A | 0 | 0 | 0 | 0 | 0 | 0 | 0 | N/A | N/A | N/A | 0 | N/A | 0 | 0 | 0 | 0 | 0 | 0 | 0 | N/A | N/A | N/A | 0 | N/A
Heat Pump Water Heater ¦ Small Business Energy Solutions | Heat Pump Water Heater | BNI Domestic Hot Water (DHW) | ROB/NEW | 10 | N/A | N/A | N/A | 2688.952 | 660 | 2688.952 | 660 | 1012.13 | 79.7% | N/A | 0 | N/A | 205.4444 | N/A | 2550.492 | 0 | 2550.492 | 0.88 | N/A | N/A | N/A | N/A | N/A | Heat Pump Water Heater | 0 | 0 | 0 | 0 | 0 | 0 | 0 | N/A | N/A | N/A | 0 | N/A | 0 | 0 | 0 | 0 | 0 | 0 | 0 | N/A | N/A | N/A | 0 | N/A | 0 | 0 | 0 | 0 | 0 | 0 | 0 | N/A | N/A | N/A | 0 | N/A
Heat Reclaimer Unit (Agriculture) ¦ Small Business Energy Solutions | Heat Reclaimer Unit (Agriculture) | BNI Process | ROB/NEW | 15 | N/A | N/A | N/A | 11434 | 3290 | 11434 | 3290 | 4625.74 | 74.15% | N/A | 0 | N/A | 1195.54 | N/A | 15838.9151 | 0 | 15838.9151 | 0.88 | N/A | N/A | N/A | N/A | N/A | Heat Reclaimer Unit (Agriculture) | 0 | 0 | 0 | 0 | 0 | 0 | 0 | N/A | N/A | N/A | 0 | N/A | 0 | 0 | 0 | 0 | 0 | 0 | 0 | N/A | N/A | N/A | 0 | N/A | 0 | 0 | 0 | 0 | 0 | 0 | 0 | N/A | N/A | N/A | 0 | N/A
High Bay Luminaire (15 000 lumen) ¦ Small Business Energy Solutions | High Bay Luminaire (15 000 lumen) | BNI Lighting | ROB/NEW | 22.7 | N/A | N/A | N/A | 387.6923 | 75.6044 | 387.6923 | 75.6044 | 222.11 | 45.26% | N/A | 0 | N/A | 121.5929 | N/A | 638.2687 | 0 | 638.2687 | 0.88 | N/A | N/A | N/A | N/A | N/A | High Bay Luminaire (15 000 lumen) | 0 | 0 | 0 | 0 | 0 | 0 | 0 | N/A | N/A | N/A | 0 | N/A | 0 | 0 | 0 | 0 | 0 | 0 | 0 | N/A | N/A | N/A | 0 | N/A | 0 | 0 | 0 | 0 | 0 | 0 | 0 | N/A | N/A | N/A | 0 | N/A
High Bay Luminaire (35 000 lumen) ¦ Small Business Energy Solutions | High Bay Luminaire (35 000 lumen) | BNI Lighting | ROB/NEW | 22.7 | N/A | N/A | N/A | 904.6154 | 176.4103 | 904.6154 | 176.4103 | 343.14 | 68.35% | N/A | 0 | N/A | 108.6 | N/A | 1489.2937 | 0 | 1489.2937 | 0.88 | N/A | N/A | N/A | N/A | N/A | High Bay Luminaire (35 000 lumen) | 0 | 0 | 0 | 0 | 0 | 0 | 0 | N/A | N/A | N/A | 0 | N/A | 0 | 0 | 0 | 0 | 0 | 0 | 0 | N/A | N/A | N/A | 0 | N/A | 0 | 0 | 0 | 0 | 0 | 0 | 0 | N/A | N/A | N/A | 0 | N/A
High Volume Low Speed Fan (Agriculture) ¦ Small Business Energy Solutions | High Volume Low Speed Fan (Agriculture) | BNI Process | ROB/NEW | 15 | N/A | N/A | N/A | 13512.72 | 3877 | 13512.72 | 3877 | 4426.24 | 91.59% | N/A | 0 | N/A | 372.424 | N/A | 18696.9454 | 0 | 18696.9454 | 0.88 | N/A | N/A | N/A | N/A | N/A | High Volume Low Speed Fan (Agriculture) | 0 | 0 | 0 | 0 | 0 | 0 | 0 | N/A | N/A | N/A | 0 | N/A | 0 | 0 | 0 | 0 | 0 | 0 | 0 | N/A | N/A | N/A | 0 | N/A | 0 | 0 | 0 | 0 | 0 | 0 | 0 | N/A | N/A | N/A | 0 | N/A
LED Replacement Lamps for HID (4000 lumen) ¦ Small Business Energy Solutions | LED Replacement Lamps for HID (4000 lumen) | BNI Lighting | ROB/NEW | 11.4 | N/A | N/A | N/A | 74.0013 | 13.5971 | 74.0013 | 13.5971 | 70.49 | 79.4% | N/A | 0 | N/A | 14.5233 | N/A | 70.6282 | 0 | 70.6282 | 0.88 | N/A | N/A | N/A | N/A | N/A | LED Replacement Lamps for HID (4000 lumen) | 0 | 0 | 0 | 0 | 0 | 0 | 0 | N/A | N/A | N/A | 0 | N/A | 0 | 0 | 0 | 0 | 0 | 0 | 0 | N/A | N/A | N/A | 0 | N/A | 0 | 0 | 0 | 0 | 0 | 0 | 0 | N/A | N/A | N/A | 0 | N/A
LED Troffer (1x4) ¦ Small Business Energy Solutions | LED Troffer (1x4) | BNI Lighting | RET | 20.4 | 6.8 | 6.8 | 6.8 | 146.1904 | 20.5979 | 146.1904 | 26.2253 | 196.84 | 17.73% | N/A | 0 | N/A | 161.9482 | N/A | 211.69 | 0 | 211.69 | 0.88 | N/A | N/A | N/A | N/A | N/A | LED Troffer (1x4) | 0 | 0 | 0 | 0 | 0 | 0 | 0 | N/A | N/A | N/A | 0 | N/A | 0 | 0 | 0 | 0 | 0 | 0 | 0 | N/A | N/A | N/A | 0 | N/A | 0 | 0 | 0 | 0 | 0 | 0 | 0 | N/A | N/A | N/A | 0 | N/A
LED Troffer (2x2) ¦ Small Business Energy Solutions | LED Troffer (2x2) | BNI Lighting | RET | 20.4 | 6.8 | 6.8 | 6.8 | 116.1396 | 16.3638 | 116.1396 | 20.9497 | 172.235 | 16.18% | N/A | 0 | N/A | 144.3691 | N/A | 168.3079 | 0 | 168.3079 | 0.88 | N/A | N/A | N/A | N/A | N/A | LED Troffer (2x2) | 0 | 0 | 0 | 0 | 0 | 0 | 0 | N/A | N/A | N/A | 0 | N/A | 0 | 0 | 0 | 0 | 0 | 0 | 0 | N/A | N/A | N/A | 0 | N/A | 0 | 0 | 0 | 0 | 0 | 0 | 0 | N/A | N/A | N/A | 0 | N/A
LED Troffer (4x2) ¦ Small Business Energy Solutions | LED Troffer (4x2) | BNI Lighting | RET | 20.4 | 6.8 | 6.8 | 6.8 | 193.352 | 27.2429 | 193.352 | 34.9 | 221.445 | 20.97% | N/A | 0 | N/A | 175.0103 | N/A | 280.2292 | 0 | 280.2292 | 0.88 | N/A | N/A | N/A | N/A | N/A | LED Troffer (4x2) | 0 | 0 | 0 | 0 | 0 | 0 | 0 | N/A | N/A | N/A | 0 | N/A | 0 | 0 | 0 | 0 | 0 | 0 | 0 | N/A | N/A | N/A | 0 | N/A | 0 | 0 | 0 | 0 | 0 | 0 | 0 | N/A | N/A | N/A | 0 | N/A
Solid Door Freezer ¦ Small Business Energy Solutions | Solid Door Freezer | BNI Cooking and Laundry | ROB/NEW | 12 | N/A | N/A | N/A | 1854 | 144 | 1854 | 144 | 0 | N/A | N/A | 0 | N/A | 0 | N/A | 1513.5325 | 0 | 1513.5325 | 0.88 | N/A | N/A | N/A | N/A | N/A | Solid Door Freezer | 0 | 0 | 0 | 0 | 0 | 0 | 0 | N/A | N/A | N/A | 0 | N/A | 0 | 0 | 0 | 0 | 0 | 0 | 0 | N/A | N/A | N/A | 0 | N/A | 0 | 0 | 0 | 0 | 0 | 0 | 0 | N/A | N/A | N/A | 0 | N/A
Linear Ambient Luminaire (10000 lumen) ¦ Small Business Energy Solutions | Linear Ambient Luminaire (10000 lumen) | BNI Lighting | ROB/NEW | 11.3 | N/A | N/A | N/A | 448.14 | 63.1419 | 448.14 | 63.1419 | 509.39 | 19.43% | N/A | 0 | N/A | 410.4057 | N/A | 393.5143 | 0 | 393.5143 | 0.88 | N/A | N/A | N/A | N/A | N/A | Linear Ambient Luminaire (10000 lumen) | 0 | 0 | 0 | 0 | 0 | 0 | 0 | N/A | N/A | N/A | 0 | N/A | 0 | 0 | 0 | 0 | 0 | 0 | 0 | N/A | N/A | N/A | 0 | N/A | 0 | 0 | 0 | 0 | 0 | 0 | 0 | N/A | N/A | N/A | 0 | N/A
Linear Ambient Luminaire (4000 lumen) ¦ Small Business Energy Solutions | Linear Ambient Luminaire (4000 lumen) | BNI Lighting | ROB/NEW | 11.3 | N/A | N/A | N/A | 85.1466 | 11.997 | 85.1466 | 11.997 | 54.53 | 35.85% | N/A | 0 | N/A | 34.98 | N/A | 74.7677 | 0 | 74.7677 | 0.88 | N/A | N/A | N/A | N/A | N/A | Linear Ambient Luminaire (4000 lumen) | 0 | 0 | 0 | 0 | 0 | 0 | 0 | N/A | N/A | N/A | 0 | N/A | 0 | 0 | 0 | 0 | 0 | 0 | 0 | N/A | N/A | N/A | 0 | N/A | 0 | 0 | 0 | 0 | 0 | 0 | 0 | N/A | N/A | N/A | 0 | N/A
Linear Ambient Luminaire (8000 lumen) ¦ Small Business Energy Solutions | Linear Ambient Luminaire (8000 lumen) | BNI Lighting | ROB/NEW | 11.3 | N/A | N/A | N/A | 153.1824 | 21.583 | 153.1824 | 21.583 | 387.562 | 10.87% | N/A | 0 | N/A | 345.4148 | N/A | 134.5103 | 0 | 134.5103 | 0.88 | N/A | N/A | N/A | N/A | N/A | Linear Ambient Luminaire (8000 lumen) | 0 | 0 | 0 | 0 | 0 | 0 | 0 | N/A | N/A | N/A | 0 | N/A | 0 | 0 | 0 | 0 | 0 | 0 | 0 | N/A | N/A | N/A | 0 | N/A | 0 | 0 | 0 | 0 | 0 | 0 | 0 | N/A | N/A | N/A | 0 | N/A
Linear Replacement Lamp (2 foot) ¦ Small Business Energy Solutions | Linear Replacement Lamp (2 foot) | BNI Lighting | ROB/NEW | 11.3 | N/A | N/A | N/A | 29.0884 | 4.0985 | 29.0884 | 4.0985 | 11.7971 | 40.92% | N/A | 0 | N/A | 6.9693 | N/A | 25.5427 | 0 | 25.5427 | 0.88 | N/A | N/A | N/A | N/A | N/A | Linear Replacement Lamp (2 foot) | 0 | 0 | 0 | 0 | 0 | 0 | 0 | N/A | N/A | N/A | 0 | N/A | 0 | 0 | 0 | 0 | 0 | 0 | 0 | N/A | N/A | N/A | 0 | N/A | 0 | 0 | 0 | 0 | 0 | 0 | 0 | N/A | N/A | N/A | 0 | N/A
Solid Door Refrigerator ¦ Small Business Energy Solutions | Solid Door Refrigerator | BNI Cooking and Laundry | ROB/NEW | 12 | N/A | N/A | N/A | 653 | 51 | 653 | 51 | 0 | N/A | N/A | 0 | N/A | 0 | N/A | 533.5584 | 0 | 533.5584 | 0.88 | N/A | N/A | N/A | N/A | N/A | Solid Door Refrigerator | 0 | 0 | 0 | 0 | 0 | 0 | 0 | N/A | N/A | N/A | 0 | N/A | 0 | 0 | 0 | 0 | 0 | 0 | 0 | N/A | N/A | N/A | 0 | N/A | 0 | 0 | 0 | 0 | 0 | 0 | 0 | N/A | N/A | N/A | 0 | N/A
Low-bay Luminaire (10,000 lumen) ¦ Small Business Energy Solutions | Low-bay Luminaire (10,000 lumen) | BNI Lighting | ROB/NEW | 11.3 | N/A | N/A | N/A | 448.14 | 63.1419 | 448.14 | 63.1419 | 170.24 | 71.33% | N/A | 0 | N/A | 48.8069 | N/A | 393.5143 | 0 | 393.5143 | 0.88 | N/A | N/A | N/A | N/A | N/A | Low-bay Luminaire (10,000 lumen) | 0 | 0 | 0 | 0 | 0 | 0 | 0 | N/A | N/A | N/A | 0 | N/A | 0 | 0 | 0 | 0 | 0 | 0 | 0 | N/A | N/A | N/A | 0 | N/A | 0 | 0 | 0 | 0 | 0 | 0 | 0 | N/A | N/A | N/A | 0 | N/A
Standard Capacity Electric Fryer ¦ Small Business Energy Solutions | Standard Capacity Electric Fryer | BNI Cooking and Laundry | ROB/NEW | 12 | N/A | N/A | N/A | 3126 | 485 | 3126 | 485 | 279.3 | 335.8% | N/A | 0 | N/A | -658.5 | N/A | 2960.5385 | 0 | 2960.5385 | 0.88 | N/A | N/A | N/A | N/A | N/A | Standard Capacity Electric Fryer | 0 | 0 | 0 | 0 | 0 | 0 | 0 | N/A | N/A | N/A | 0 | N/A | 0 | 0 | 0 | 0 | 0 | 0 | 0 | N/A | N/A | N/A | 0 | N/A | 0 | 0 | 0 | 0 | 0 | 0 | 0 | N/A | N/A | N/A | 0 | N/A
Occupancy Sensor (Ceiling Mounted) ¦ Small Business Energy Solutions | Occupancy Sensor (Ceiling Mounted) | BNI Lighting | ROB/NEW | 10 | N/A | N/A | N/A | 452.5247 | 304.2576 | 452.5247 | 304.2576 | 115.71 | 96.16% | 95.8802 | 0 | 207.1496 | 4.4406 | 211.5902 | 717.7557 | 0 | 717.7557 | 0.88 | 3.6304 |  | 0.45697 | 0.045697 | 0.67966 | Occupancy Sensor (Ceiling Mounted) | 18 | 5.1325 | 7.6336 | 5.1325 | 7.6336 | 76.3364 | 12919.6028 | 3558.69 | 9360.9127 | 3.6304 | 3728.6928 | 3.4649 | 18 | 5.1325 | 7.6336 | 10.265 | 15.2673 | 76.3364 | 13218.8561 | 3558.69 | 9660.1661 | 3.7145 | 3554.532 | 3.7189 | 18 | 5.1325 | 7.6336 | 15.3976 | 22.9009 | 76.3364 | 13620.863 | 3558.69 | 10062.173 | 3.8275 | 3467.4516 | 3.9282
Strip-Curtains for Display Cases ¦ Small Business Energy Solutions | Strip-Curtains for Display Cases | BNI Refrigeration | ROB/NEW | 4 | N/A | N/A | N/A | 1738 | 200 | 1738 | 200 | 101.4125 | 86.36% | N/A | 0 | N/A | 13.829 | N/A | 564.1567 | 0 | 564.1567 | 0.88 | N/A | N/A | N/A | N/A | N/A | Strip-Curtains for Display Cases | 0 | 0 | 0 | 0 | 0 | 0 | 0 | N/A | N/A | N/A | 0 | N/A | 0 | 0 | 0 | 0 | 0 | 0 | 0 | N/A | N/A | N/A | 0 | N/A | 0 | 0 | 0 | 0 | 0 | 0 | 0 | N/A | N/A | N/A | 0 | N/A
Open to Closed Cooler Conversion ¦ Small Business Energy Solutions | Open to Closed Cooler Conversion | BNI Refrigeration | RET | 12 | 4 | 4 | 4 | 18250 | 2083 | 18250 | 2083 | 51310.07 | 10.67% | N/A | 0 | N/A | 45835.07 | N/A | 16021.3126 | 0 | 16021.3126 | 0.88 | N/A | N/A | N/A | N/A | N/A | Open to Closed Cooler Conversion | 0 | 0 | 0 | 0 | 0 | 0 | 0 | N/A | N/A | N/A | 0 | N/A | 0 | 0 | 0 | 0 | 0 | 0 | 0 | N/A | N/A | N/A | 0 | N/A | 0 | 0 | 0 | 0 | 0 | 0 | 0 | N/A | N/A | N/A | 0 | N/A
Pole/Arm-Mounted Area Luminaire (20000 lumen) ¦ Small Business Energy Solutions | Pole/Arm-Mounted Area Luminaire (20000 lumen) | BNI Lighting | ROB/NEW | 13.7 | N/A | N/A | N/A | 1156.32 | 264 | 1156.32 | 264 | 601.16 | 13.96% | N/A | 0 | N/A | 517.21 | N/A | 1370.6564 | 0 | 1370.6564 | 0.88 | N/A | N/A | N/A | N/A | N/A | Pole/Arm-Mounted Area Luminaire (20000 lumen) | 0 | 0 | 0 | 0 | 0 | 0 | 0 | N/A | N/A | N/A | 0 | N/A | 0 | 0 | 0 | 0 | 0 | 0 | 0 | N/A | N/A | N/A | 0 | N/A | 0 | 0 | 0 | 0 | 0 | 0 | 0 | N/A | N/A | N/A | 0 | N/A
Variable Speed Kitchen Exhaust Fan ¦ Small Business Energy Solutions | Variable Speed Kitchen Exhaust Fan | BNI Cooking and Laundry | ROB/NEW | 15 | N/A | N/A | N/A | 22088.2 | 7412 | 22088.2 | 7412 | 6277.6 | 95% | N/A | 0 | N/A | 313.88 | N/A | 32639.7087 | 0 | 32639.7087 | 0.88 | N/A | N/A | N/A | N/A | N/A | Variable Speed Kitchen Exhaust Fan | 0 | 0 | 0 | 0 | 0 | 0 | 0 | N/A | N/A | N/A | 0 | N/A | 0 | 0 | 0 | 0 | 0 | 0 | 0 | N/A | N/A | N/A | 0 | N/A | 0 | 0 | 0 | 0 | 0 | 0 | 0 | N/A | N/A | N/A | 0 | N/A
Pole/Arm-Mounted Decorative Luminaire (5000 lumen) ¦ Small Business Energy Solutions | Pole/Arm-Mounted Decorative Luminaire (5000 lumen) | BNI Lighting | ROB/NEW | 13.7 | N/A | N/A | N/A | 571.152 | 130.4 | 571.152 | 130.4 | 117.04 | 64.55% | N/A | 0 | N/A | 41.485 | N/A | 677.0212 | 0 | 677.0212 | 0.88 | N/A | N/A | N/A | N/A | N/A | Pole/Arm-Mounted Decorative Luminaire (5000 lumen) | 0 | 0 | 0 | 0 | 0 | 0 | 0 | N/A | N/A | N/A | 0 | N/A | 0 | 0 | 0 | 0 | 0 | 0 | 0 | N/A | N/A | N/A | 0 | N/A | 0 | 0 | 0 | 0 | 0 | 0 | 0 | N/A | N/A | N/A | 0 | N/A
Premium High Bay Luminaire (15 000 lumen) ¦ Small Business Energy Solutions | Premium High Bay Luminaire (15 000 lumen) | BNI Lighting | ROB/NEW | 22.7 | N/A | N/A | N/A | 508.8462 | 99.2308 | 508.8462 | 99.2308 | 263.606 | 45.02% | N/A | 0 | N/A | 144.9329 | N/A | 837.7277 | 0 | 837.7277 | 0.88 | N/A | N/A | N/A | N/A | N/A | Premium High Bay Luminaire (15 000 lumen) | 0 | 0 | 0 | 0 | 0 | 0 | 0 | N/A | N/A | N/A | 0 | N/A | 0 | 0 | 0 | 0 | 0 | 0 | 0 | N/A | N/A | N/A | 0 | N/A | 0 | 0 | 0 | 0 | 0 | 0 | 0 | N/A | N/A | N/A | 0 | N/A
Premium High Bay Luminaire (35 000 lumen) ¦ Small Business Energy Solutions | Premium High Bay Luminaire (35 000 lumen) | BNI Lighting | ROB/NEW | 22.7 | N/A | N/A | N/A | 1187.3077 | 231.5385 | 1187.3077 | 231.5385 | 872.214 | 31.75% | N/A | 0 | N/A | 595.3101 | N/A | 1954.6979 | 0 | 1954.6979 | 0.88 | N/A | N/A | N/A | N/A | N/A | Premium High Bay Luminaire (35 000 lumen) | 0 | 0 | 0 | 0 | 0 | 0 | 0 | N/A | N/A | N/A | 0 | N/A | 0 | 0 | 0 | 0 | 0 | 0 | 0 | N/A | N/A | N/A | 0 | N/A | 0 | 0 | 0 | 0 | 0 | 0 | 0 | N/A | N/A | N/A | 0 | N/A
Refrigerated Case Luminaire ¦ Small Business Energy Solutions | Refrigerated Case Luminaire | BNI Lighting | ROB/NEW | 15.9 | N/A | N/A | N/A | 433.2597 | 71.982 | 433.2597 | 71.982 | 155.61 | 55.24% | N/A | 0 | N/A | 69.645 | N/A | 522.4399 | 0 | 522.4399 | 0.88 | N/A | N/A | N/A | N/A | N/A | Refrigerated Case Luminaire | 0 | 0 | 0 | 0 | 0 | 0 | 0 | N/A | N/A | N/A | 0 | N/A | 0 | 0 | 0 | 0 | 0 | 0 | 0 | N/A | N/A | N/A | 0 | N/A | 0 | 0 | 0 | 0 | 0 | 0 | 0 | N/A | N/A | N/A | 0 | N/A
Wall Mounted Area Luminaire (1000 lumen) ¦ Small Business Energy Solutions | Wall Mounted Area Luminaire (1000 lumen) | BNI Lighting | ROB/NEW | 18.3 | N/A | N/A | N/A | 153.3 | 35 | 153.3 | 35 | 0 | N/A | N/A | 0 | N/A | 0 | N/A | 227.0649 | 0 | 227.0649 | 0.88 | N/A | N/A | N/A | N/A | N/A | Wall Mounted Area Luminaire (1000 lumen) | 0 | 0 | 0 | 0 | 0 | 0 | 0 | N/A | N/A | N/A | 0 | N/A | 0 | 0 | 0 | 0 | 0 | 0 | 0 | N/A | N/A | N/A | 0 | N/A | 0 | 0 | 0 | 0 | 0 | 0 | 0 | N/A | N/A | N/A | 0 | N/A
VFD Milk Transfer Pump ¦ Small Business Energy Solutions | VFD Milk Transfer Pump | BNI Process | ROB/NEW | 10 | N/A | N/A | N/A | 2546 | 732.411 | 2546 | 732.411 | 3990 | 19.14% | N/A | 0 | N/A | 3226.2 | N/A | 2575.4548 | 0 | 2575.4548 | 0.88 | N/A | N/A | N/A | N/A | N/A | VFD Milk Transfer Pump | 0 | 0 | 0 | 0 | 0 | 0 | 0 | N/A | N/A | N/A | 0 | N/A | 0 | 0 | 0 | 0 | 0 | 0 | 0 | N/A | N/A | N/A | 0 | N/A | 0 | 0 | 0 | 0 | 0 | 0 | 0 | N/A | N/A | N/A | 0 | N/A
VFD Milk Vacuum Pump ¦ Small Business Energy Solutions | VFD Milk Vacuum Pump | BNI Process | ROB/NEW | 15 | N/A | N/A | N/A | 8927.41 | 2500 | 8927.41 | 2500 | 6713.84 | 39.89% | N/A | 0 | N/A | 4035.617 | N/A | 12233.7519 | 0 | 12233.7519 | 0.88 | N/A | N/A | N/A | N/A | N/A | VFD Milk Vacuum Pump | 0 | 0 | 0 | 0 | 0 | 0 | 0 | N/A | N/A | N/A | 0 | N/A | 0 | 0 | 0 | 0 | 0 | 0 | 0 | N/A | N/A | N/A | 0 | N/A | 0 | 0 | 0 | 0 | 0 | 0 | 0 | N/A | N/A | N/A | 0 | N/A
Wall Mounted Area Luminaire (10000 lumen) ¦ Small Business Energy Solutions | Wall Mounted Area Luminaire (10000 lumen) | BNI Lighting | ROB/NEW | 18.3 | N/A | N/A | N/A | 757.74 | 173 | 757.74 | 173 | 285.95 | 15.85% | N/A | 0 | N/A | 240.617 | N/A | 1122.3492 | 0 | 1122.3492 | 0.88 | N/A | N/A | N/A | N/A | N/A | Wall Mounted Area Luminaire (10000 lumen) | 0 | 0 | 0 | 0 | 0 | 0 | 0 | N/A | N/A | N/A | 0 | N/A | 0 | 0 | 0 | 0 | 0 | 0 | 0 | N/A | N/A | N/A | 0 | N/A | 0 | 0 | 0 | 0 | 0 | 0 | 0 | N/A | N/A | N/A | 0 | N/A
Zero-Energy Doors for Reach-In Coolers ¦ Small Business Energy Solutions | Zero-Energy Doors for Reach-In Coolers | BNI Refrigeration | ROB/NEW | 12 | N/A | N/A | N/A | 1400.0232 | 160 | 1400.0232 | 160 | 385.7 | 90% | N/A | 0 | N/A | 38.57 | N/A | 1229.3994 | 0 | 1229.3994 | 0.88 | N/A | N/A | N/A | N/A | N/A | Zero-Energy Doors for Reach-In Coolers | 0 | 0 | 0 | 0 | 0 | 0 | 0 | N/A | N/A | N/A | 0 | N/A | 0 | 0 | 0 | 0 | 0 | 0 | 0 | N/A | N/A | N/A | 0 | N/A | 0 | 0 | 0 | 0 | 0 | 0 | 0 | N/A | N/A | N/A | 0 | N/A
Decorative Lamp ¦ Small Business Energy Solutions | Decorative Lamp | BNI Lighting | RET | 5.7 | 4 | 3 | 3 | 90.405 | 26 | 9.555 | 1.8633 | 5.23 | 51.86% | 19.1549 | 0 | 21.867 | 2.5179 | 24.3849 | 41.7276 | 0 | 41.7276 | 0.88 | 1.7564 |  | 0.25425 | 0.060831 | 0.88407 | Decorative Lamp | 100 | 2.4366 | 8.4725 | 2.4366 | 8.4725 | 35.4121 | 4172.7599 | 2375.7264 | 1797.0335 | 1.7564 | 2186.7014 | 1.9082 | 100 | 2.4366 | 8.4725 | 4.8733 | 16.9449 | 27.8351 | 3461.7815 | 2375.7264 | 1086.0551 | 1.4571 | 2141.4989 | 1.6165 | 100 | 2.4366 | 8.4725 | 5.0479 | 17.8404 | 20.2581 | 2725.293 | 2375.7264 | 349.5666 | 1.1471 | 2096.2964 | 1.3001
General Use Lamp (A,G Types) ¦ Small Business Energy Solutions | General Use Lamp (A,G Types) | BNI Lighting | RET | 5.7 | 4 | 3 | 3 | 145.53 | 17.63 | 34.3 | 6.6889 | 4.61 | 94.7% | N/A | 0 | N/A | 0.2441 | N/A | 53.1279 | 0 | 53.1279 | 0.88 | N/A | N/A | N/A | N/A | N/A | General Use Lamp (A,G Types) | 0 | 0 | 0 | 0 | 0 | 0 | 0 | N/A | N/A | N/A | 0 | N/A | 0 | 0 | 0 | 0 | 0 | 0 | 0 | N/A | N/A | N/A | 0 | N/A | 0 | 0 | 0 | 0 | 0 | 0 | 0 | N/A | N/A | N/A | 0 | N/A
Reflector Lamp (MR16) ¦ Small Business Energy Solutions | Reflector Lamp (MR16) | BNI Lighting | RET | 5.7 | 4 | 3 | 3 | 183.015 | 28.38 | 27.195 | 5.3033 | 6.12 | 89.71% | N/A | 0 | N/A | 0.62955 | N/A | 68.7077 | 0 | 68.7077 | 0.88 | N/A | N/A | N/A | N/A | N/A | Reflector Lamp (MR16) | 0 | 0 | 0 | 0 | 0 | 0 | 0 | N/A | N/A | N/A | 0 | N/A | 0 | 0 | 0 | 0 | 0 | 0 | 0 | N/A | N/A | N/A | 0 | N/A | 0 | 0 | 0 | 0 | 0 | 0 | 0 | N/A | N/A | N/A | 0 | N/A
Reflector Lamp (PAR38) ¦ Small Business Energy Solutions | Reflector Lamp (PAR38) | BNI Lighting | RET | 5.7 | 4 | 3 | 3 | 246.96 | 35.69 | 36.26 | 7.0711 | 11.96 | 61.95% | N/A | 0 | N/A | 4.5512 | N/A | 90.8234 | 0 | 90.8234 | 0.88 | N/A | N/A | N/A | N/A | N/A | Reflector Lamp (PAR38) | 0 | 0 | 0 | 0 | 0 | 0 | 0 | N/A | N/A | N/A | 0 | N/A | 0 | 0 | 0 | 0 | 0 | 0 | 0 | N/A | N/A | N/A | 0 | N/A | 0 | 0 | 0 | 0 | 0 | 0 | 0 | N/A | N/A | N/A | 0 | N/A
[28 empty] | Program Totals | 848 | 130.367 | 198.7443 | 130.367 | 198.7443 | 1938.1303 | 326199.3425 | 111305.3573 | 214893.9852 | 2.9307 | 120024.4351 | 2.7178 | 848 | 130.367 | 198.7443 | 260.734 | 397.4885 | 1930.5533 | 332947.3799 | 111305.3573 | 221642.0226 | 2.9913 | 113473.1153 | 2.9342 | 848 | 130.367 | 198.7443 | 388.8389 | 588.6558 | 1922.9763 | 342231.0855 | 111305.3573 | 230925.7282 | 3.0747 | 110174.8541 | 3.1063

## 1 Portfolio
Selected_Vintages | Select_Port_Outputs | Export_Cost_Test | 2020 | 2021 | 2022
None | Benefit-to-Cost Ratio | TRC | 2.26 | 2.3016 | 2.3746
None | First Year Net Savings ¦ Energy Savings (kWh) | TRC | 102035339.1317 | 101694324.3325 | 101815708.1708
None | Lifetime Savings ¦ Energy Savings (kWh) | TRC | 1433614531.1741 | 1410299869.8751 | 1406426173.4311
None | First Year Net Savings ¦ Coinc. Demand Savings (kW) | TRC | 36497.1912 | 36399.0281 | 36455.4926
None | Spending ($) | TRC | 27000000 | 27000000 | 27000000

## 2 Sector
Debugging
#REF! |  | Metric
Sector!$B$1 |  | TRC Benefit-to-Cost Ratio |  |  | First Year Net Savings ¦ Coinc. Demand Savings (kW) |  |  | First Year Net Savings ¦ Energy Savings (kWh) |  |  | Lifetime Savings ¦ Energy Savings (kWh) |  |  | Spending ($) (excludes Enabling Strategies)
1 | Sector | 2020 | 2021 | 2022 | 2020 | 2021 | 2022 | 2020 | 2021 | 2022 | 2020 | 2021 | 2022 | 2020 | 2021 | 2022
11 | BNI | 2.7933 | 2.8808 | 2.9977 | 17989.662 | 18219.7118 | 18256.2435 | 60241828.5679 | 61056168.566 | 61161254.0197 | 855422510.1041 | 867668910.6631 | 869534366.1717 | 12825000 | 12825000 | 12825000
7 | Residential | 1.9385 | 1.9471 | 1.9898 | 18507.5292 | 18179.3163 | 18199.2492 | 41793510.5639 | 40638155.7665 | 40654454.151 | 578192021.07 | 542630959.212 | 536891807.2594 | 10675000 | 10175000 | 10175000

## 3 Program
Debugging
#REF! |  | Metric
Program!$B$1 |  | >>> Pct of Portfolio (%) ¦ Energy Savings (kWh) |  |  | TRC Benefit-to-Cost Ratio |  |  | First Year Net Savings ¦ Coinc. Demand Savings (kW) |  |  | First Year Net Savings ¦ Energy Savings (kWh) |  |  | Lifetime Savings ¦ Energy Savings (kWh) |  |  | Spending ($) (excludes Enabling Strategies)
1 | Program | 2020 | 2021 | 2022 | 2020 | 2021 | 2022 | 2020 | 2021 | 2022 | 2020 | 2021 | 2022 | 2020 | 2021 | 2022 | 2020 | 2021 | 2022
37 | Custom Incentives | 25.3% | 26.08% | 25.99% | 2.032 | 2.1068 | 2.1941 | 7151.4242 | 7347.7925 | 7330.9176 | 25815073.6921 | 26523919.9414 | 26463005.2439 | 383611995.0648 | 394145450.329 | 393240257.925 | 7179671.3416 | 7376815.1949 | 7359873.6393
7 | Direct Installation | 0.1948% | 0.1954% | 0.1952% | 2.9307 | 2.9913 | 3.0747 | 130.367 | 130.367 | 130.367 | 198744.2743 | 198744.2743 | 198744.2743 | 1938130.2697 | 1930553.2729 | 1922976.2761 | 120024.4351 | 113473.1153 | 110174.8541
| Efficient Product Rebates | 33.55% | 33.76% | 33.88% | 3.904 | 4.037 | 4.1876 | 10707.8708 | 10741.5524 | 10794.9589 | 34228010.6015 | 34333504.3503 | 34499504.5015 | 469872384.7696 | 471592907.0612 | 474371131.9706 | 5525304.2233 | 5334711.6898 | 5354951.5066
| Existing Residential | 25.23% | 24.18% | 24.79% | 1.9862 | 2.0192 | 2.0775 | 16025.2056 | 15696.9927 | 15804.018 | 25745243.4408 | 24589888.6435 | 25237291.4724 | 455208195.7122 | 431747311.2242 | 441097692.1764 | 8056047.1171 | 7549705.3134 | 7915936.119
| New Residential | 1.069% | 1.073% | 1.072% | 1.4822 | 1.527 | 1.5768 | 308.8081 | 308.8081 | 308.8081 | 1091194.782 | 1091194.782 | 1091194.782 | 32735843.4604 | 32735843.4604 | 32735843.4604 | 230803.1898 | 230803.1898 | 230803.1898
| Residential Efficient Products | 14.66% | 14.71% | 14.07% | 1.7669 | 1.5951 | 1.471 | 2173.5155 | 2173.5155 | 2086.4231 | 14957072.341 | 14957072.341 | 14325967.8966 | 90247981.8975 | 78147804.5274 | 63058271.6226 | 2388149.6931 | 2394491.4968 | 2028260.6912

## 4 Program Components
Debugging
#REF! |  | Metric
'Program Component'!$B$1 |  | TRC Benefit-to-Cost Ratio |  |  | First Year Net Savings ¦ Coinc. Demand Savings (kW) |  |  | First Year Net Savings ¦ Energy Savings (kWh) |  |  | Lifetime Savings ¦ Energy Savings (kWh) |  |  | Spending ($) (excludes Enabling Strategies) |  |  | PV of Benefits ($) |  |  | PV of Costs ($)
1 | Program Component | 2020 | 2021 | 2022 | 2020 | 2021 | 2022 | 2020 | 2021 | 2022 | 2020 | 2021 | 2022 | 2020 | 2021 | 2022 | 2020 | 2021 | 2022 | 2020 | 2021 | 2022
120 | Appliance Retirement | 0.76643 | 0.80146 | 1.1973 | 148.0177 | 148.0177 | 60.9253 | 812971.1111 | 812971.1111 | 181866.6667 | 3596453.3333 | 3596453.3333 | 906026.6667 | 463392.824 | 469734.6277 | 103503.8221 | 355159.2241 | 376471.2032 | 123929.0722 | 463392.824 | 469734.6277 | 103503.8221
7 | Business Energy Rebates | 3.891 | 4.0355 | 4.1973 | 8878.712 | 8912.3936 | 8965.8001 | 34228010.6015 | 34333504.3503 | 34499504.5015 | 469872384.7696 | 471592907.0612 | 474371131.9706 | 4925304.2233 | 4734711.6898 | 4754951.5066 | 44919251.0155 | 46771916.9102 | 49006807.8717 | 11544351.4773 | 11590181.0024 | 11675910.0128
| Custom Retrofit | 2.032 | 2.1068 | 2.1941 | 7151.4242 | 7347.7925 | 7330.9176 | 25815073.6921 | 26523919.9414 | 26463005.2439 | 383611995.0648 | 394145450.329 | 393240257.925 | 7179671.3416 | 7376815.1949 | 7359873.6393 | 37318508.2767 | 39755365.9396 | 41307271.5711 | 18365561.6666 | 18869854.6103 | 18826518.1997
| Efficient Products Installation | 8.3581 | 8.671 | 9.0214 | 648.0208 | 650.7524 | 654.1664 | 3794635.3744 | 3811497.0369 | 3832571.1994 | 44470754.5941 | 44420097.8233 | 44411566.0525 | 453665.7331 | 454927.8083 | 457741.6388 | 3791802.5457 | 3944681.6756 | 4129464.0163 | 453665.7331 | 454927.8083 | 457741.6388
| EMIS | 0 | 0 | 0 | 0 | 0 | 0 | 0 | 0 | 0 | 0 | 0 | 0 | 0 | 0 | 0 | 0 | 0 | 0 | 0 | 0 | 0
| ETS Business Energy Rebates | 4.0489 | 4.054 | 4.0784 | 1829.1588 | 1829.1588 | 1829.1588 | 0 | 0 | 0 | 0 | 0 | 0 | 600000 | 600000 | 600000 | 4176040.2609 | 4181277.9311 | 4206386.0519 | 1031392.2163 | 1031392.2163 | 1031392.2163
| ETS Green Heat | 2.5655 | 2.57 | 2.5872 | 1180.7578 | 1180.7578 | 1180.7578 | 0 | 0 | 0 | 0 | 0 | 0 | 600000 | 600000 | 600000 | 2686696.2077 | 2691428.5672 | 2709461.5397 | 1047244.3037 | 1047244.3037 | 1047244.3037
| ETS Home Energy Assessment | 2.0881 | 2.0917 | 2.1052 | 774.0048 | 774.0048 | 774.0048 | 0 | 0 | 0 | 0 | 0 | 0 | 600000 | 600000 | 600000 | 1796372.4466 | 1799535.696 | 1811132.1647 | 860310.05 | 860310.05 | 860310.05
| ETS Small Business Energy Solutions | 0 | 0 | 0 | 0 | 0 | 0 | 0 | 0 | 0 | 0 | 0 | 0 | 0 | 0 | 0 | 0 | 0 | 0 | 0 | 0 | 0
| Green Heat | 1.6875 | 1.7256 | 1.7706 | 11658.4135 | 11658.4135 | 11658.4135 | 15240889.5847 | 15240889.5847 | 15240889.5847 | 275195460.5079 | 275195460.5079 | 275195460.5079 | 3632286.914 | 3599486.914 | 3566686.914 | 42977043.0887 | 43946764.2283 | 45092871.4027 | 25467360.4073 | 25467360.4073 | 25467360.4073
| Home Energy Assessment | 3.2533 | 3.6345 | 3.7665 | 1551.4011 | 1221.594 | 1219.5554 | 5481982.8102 | 4316586.6463 | 4309383.1916 | 119529612.204 | 96221688.9266 | 96077619.8315 | 2011983.397 | 1541476.3046 | 1538568.0433 | 10569225.4479 | 8715186.1959 | 9011996.8408 | 3248754.1318 | 2397933.5867 | 2392674.5619
| Instant Savings | 1.8879 | 1.6924 | 1.4784 | 2025.4977 | 2025.4977 | 2025.4977 | 14144101.2299 | 14144101.2299 | 14144101.2299 | 86651528.5641 | 74551351.194 | 62152244.956 | 1924756.8691 | 1924756.8691 | 1924756.8691 | 7236914.4691 | 6487487.8102 | 5667462.86 | 3833414.2026 | 3833414.2026 | 3833414.2026
| New Home Construction | 1.4822 | 1.527 | 1.5768 | 308.8081 | 308.8081 | 308.8081 | 1091194.782 | 1091194.782 | 1091194.782 | 32735843.4604 | 32735843.4604 | 32735843.4604 | 230803.1898 | 230803.1898 | 230803.1898 | 2528255.1108 | 2604701.0819 | 2689756.1005 | 1705780.1478 | 1705780.1478 | 1705780.1478
| SEM | 0 | 0 | 0 | 0 | 0 | 0 | 0 | 0 | 0 | 0 | 0 | 0 | 0 | 0 | 0 | 0 | 0 | 0 | 0 | 0 | 0
| First Nations Home Retrofits | 0.81585 | 0.86284 | 0.91984 | 46.018 | 46.018 | 46.018 | 228777.7778 | 228777.7778 | 228777.7778 | 1028000 | 1028000 | 1028000 | 128767.6 | 128767.6 | 128767.6 | 105054.5933 | 111106.1424 | 118446.0749 | 128767.6 | 128767.6 | 128767.6
| Small Business Energy Solutions | 2.9307 | 2.9913 | 3.0747 | 130.367 | 130.367 | 130.367 | 198744.2743 | 198744.2743 | 198744.2743 | 1938130.2697 | 1930553.2729 | 1922976.2761 | 120024.4351 | 113473.1153 | 110174.8541 | 326199.3425 | 332947.3799 | 342231.0855 | 111305.3573 | 111305.3573 | 111305.3573
| Affordable MultiFamily Renter | 2.0787 | 2.1695 | 2.2713 | 166.5895 | 165.4521 | 271.102 | 998957.8937 | 992137.5978 | 1625669.719 | 14984368.4062 | 14882063.9664 | 24385045.7846 | 629343.4731 | 625046.6866 | 1024171.923 | 1232811.3382 | 1277882.8483 | 2192186.7495 | 593079.8031 | 589030.6036 | 965157.6736

## 5 Measure
Debugging
Measure!$B$1 | [5 empty] | Metric
1 | [5 empty] | TRC Benefit-to-Cost Ratio (with program costs) |  |  | First Year Net Savings ¦ Coinc. Demand Savings (kW) |  |  | First Year Net Savings ¦ Energy Savings (kWh) |  |  | Lifetime Savings ¦ Energy Savings (kWh) |  |  | Spending ($) (excludes Enabling Strategies) |  |  | Participation (units) |  |  | Avoided Costs (Benefits) ($) |  |  | Incentives ($) |  |  | Administrative Costs ($) |  |  | Participant Incremental Costs ($) |  |  | O&M Savings ($) |  |  | Unit Pre-RUL Energy Savings of Measure |  |  | Unit Pre-RUL Demand Savings of Measure |  |  | Unit Post-RUL Energy Savings of Measure |  |  | Unit Post-RUL Demand Savings of Measure |  |  | Direct Install Costs of Measure ($) |  |  | PV Total Avoided Costs (Benefits) ($) |  |  | PV O&M Benefits ($) |  |  | Total PV Net Benefits ($) |  |  | Lifetime Acquisition Cost ($) |  |  | Lifetime Energy Savings
16928 | Sector of Measure | Program of Measure | Program Component of Measure | Participation Unit Basis | Measure | 2020 | 2021 | 2022 | 2020 | 2021 | 2022 | 2020 | 2021 | 2022 | 2020 | 2021 | 2022 | 2020 | 2021 | 2022 | 2020 | 2021 | 2022 | 2020 | 2021 | 2022 | 2020 | 2021 | 2022 | 2020 | 2021 | 2022 | 2020 | 2021 | 2022 | 2020 | 2021 | 2022 | 2020 | 2021 | 2022 | 2020 | 2021 | 2022 | 2020 | 2021 | 2022 | 2020 | 2021 | 2022 | 2020 | 2021 | 2022 | 2020 | 2021 | 2022 | 2020 | 2021 | 2022 | 2020 | 2021 | 2022 | 2020 | 2021 | 2022 | 2020 | 2021 | 2022
7 | BNI | Efficient Product Rebates | Business Energy Rebates | Per 1/2 Size Cabinet - 15 cubic Feet | 1/2 Size Hot Food Holding Cabinet ¦ Business Energy Rebates | 2.7052 | 2.8228 | 2.9407 | 0 | 0 | 0 | 0 | 0 | 0 | 0 | 0 | 0 | 0 | 0 | 0 | 0 | 0 | 0 | 0 | 0 | 0 | 0 | 0 | 0 | 0 | 0 | 0 | 0 | 0 | 0 | 0 | 0 | 0 | 1384 | 1384 | 1384 | 0.215 | 0.215 | 0.215 | 0 | 0 | 0 | 0 | 0 | 0 | 0 | 0 | 0 | 1281.4025 | 1337.0984 | 1392.9144 | 0 | 0 | 0 | 2421.1781 | 2421.1781 | 2421.1781 | 0 | 0 | 0 | 0 | 0 | 0
| Residential | Existing Residential | Efficient Products Installation | Per lamp | 11W Replacing 60W - MURB ¦ Efficient Products Installation | 2.1384 | 2.0669 | 2.0704 | 0 | 0 | 0 | 0 | 0 | 0 | 0 | 0 | 0 | 0 | 0 | 0 | 0 | 0 | 0 | 0 | 0 | 0 | 0 | 0 | 0 | 0 | 0 | 0 | 0 | 0 | 0 | 0 | 0 | 0 | 40.1286 | 40.1286 | 40.1286 | 0.0048154 | 0.0048154 | 0.0048154 | 9.725 | 8.9402 | 8.1554 | 0.001167 | 0.0010728 | 0.00097865 | 7.1502 | 7.1502 | 7.1502 | 18.1747 | 17.5665 | 17.5965 | 0 | 0 | 0 | 26.1325 | 26.1325 | 26.1325 | 0 | 0 | 0 | 0 | 0 | 0
| Residential | Existing Residential | Efficient Products Installation | Per lamp | 11W Replacing 60W ¦ Efficient Products Installation | 2.1384 | 2.0669 | 2.0704 | 0 | 0 | 0 | 0 | 0 | 0 | 0 | 0 | 0 | 0 | 0 | 0 | 0 | 0 | 0 | 0 | 0 | 0 | 0 | 0 | 0 | 0 | 0 | 0 | 0 | 0 | 0 | 0 | 0 | 0 | 40.1286 | 40.1286 | 40.1286 | 0.0048154 | 0.0048154 | 0.0048154 | 9.725 | 8.9402 | 8.1554 | 0.001167 | 0.0010728 | 0.00097865 | 7.1502 | 7.1502 | 7.1502 | 18.1747 | 17.5665 | 17.5965 | 0 | 0 | 0 | 26.1325 | 26.1325 | 26.1325 | 0 | 0 | 0 | 0 | 0 | 0
| Residential | Existing Residential | Efficient Products Installation | Per lamp | 18W Replacing 100W - MURB ¦ Efficient Products Installation | 2.7483 | 2.6771 | 2.6943 | 0 | 0 | 0 | 0 | 0 | 0 | 0 | 0 | 0 | 0 | 0 | 0 | 0 | 0 | 0 | 0 | 0 | 0 | 0 | 0 | 0 | 0 | 0 | 0 | 0 | 0 | 0 | 0 | 0 | 0 | 67.1539 | 67.1539 | 67.1539 | 0.0080585 | 0.0080585 | 0.0080585 | 17.7098 | 16.4473 | 15.1847 | 0.0021252 | 0.0019737 | 0.0018222 | 9.6084 | 9.6084 | 9.6084 | 32.6106 | 31.7662 | 31.9699 | 0 | 0 | 0 | 56.9838 | 56.9838 | 56.9838 | 0 | 0 | 0 | 0 | 0 | 0
| Residential | Existing Residential | Efficient Products Installation | Per lamp | 18W Replacing 100W ¦ Efficient Products Installation | 2.7483 | 2.6771 | 2.6943 | 0 | 0 | 0 | 0 | 0 | 0 | 0 | 0 | 0 | 0 | 0 | 0 | 0 | 0 | 0 | 0 | 0 | 0 | 0 | 0 | 0 | 0 | 0 | 0 | 0 | 0 | 0 | 0 | 0 | 0 | 67.1539 | 67.1539 | 67.1539 | 0.0080585 | 0.0080585 | 0.0080585 | 17.7098 | 16.4473 | 15.1847 | 0.0021252 | 0.0019737 | 0.0018222 | 9.6084 | 9.6084 | 9.6084 | 32.6106 | 31.7662 | 31.9699 | 0 | 0 | 0 | 56.9838 | 56.9838 | 56.9838 | 0 | 0 | 0 | 0 | 0 | 0
| Residential | Existing Residential | Efficient Products Installation | Per lamp | 18W Replacing 75W - MURB ¦ Efficient Products Installation | 1.6269 | 1.536 | 1.5202 | 0 | 0 | 0 | 0 | 0 | 0 | 0 | 0 | 0 | 0 | 0 | 0 | 0 | 0 | 0 | 0 | 0 | 0 | 0 | 0 | 0 | 0 | 0 | 0 | 0 | 0 | 0 | 0 | 0 | 0 | 46.6802 | 46.6802 | 46.6802 | 0.0056016 | 0.0056016 | 0.0056016 | 8.599 | 7.6435 | 6.6881 | 0.0010319 | 0.00091722 | 0.00080257 | 8.874 | 8.874 | 8.874 | 16.9901 | 16.0404 | 15.8758 | 0 | 0 | 0 | 16.5453 | 16.5453 | 16.5453 | 0 | 0 | 0 | 0 | 0 | 0
| Residential | Existing Residential | Efficient Products Installation | Per lamp | 18W Replacing 75W ¦ Efficient Products Installation | 1.6269 | 1.536 | 1.5202 | 0 | 0 | 0 | 0 | 0 | 0 | 0 | 0 | 0 | 0 | 0 | 0 | 0 | 0 | 0 | 0 | 0 | 0 | 0 | 0 | 0 | 0 | 0 | 0 | 0 | 0 | 0 | 0 | 0 | 0 | 46.6802 | 46.6802 | 46.6802 | 0.0056016 | 0.0056016 | 0.0056016 | 8.599 | 7.6435 | 6.6881 | 0.0010319 | 0.00091722 | 0.00080257 | 8.874 | 8.874 | 8.874 | 16.9901 | 16.0404 | 15.8758 | 0 | 0 | 0 | 16.5453 | 16.5453 | 16.5453 | 0 | 0 | 0 | 0 | 0 | 0
| Residential | Existing Residential | Efficient Products Installation | Per lamp | 5W Chandelier E12 - MURB ¦ Efficient Products Installation | 1.7177 | 1.4586 | 1.18 | 0 | 0 | 0 | 0 | 0 | 0 | 0 | 0 | 0 | 0 | 0 | 0 | 0 | 0 | 0 | 0 | 0 | 0 | 0 | 0 | 0 | 0 | 0 | 0 | 0 | 0 | 0 | 0 | 0 | 0 | 28.3873 | 28.3873 | 28.3873 | 0.0033213 | 0.0033213 | 0.0033213 | 1.6221 | 1.6221 | 1.6221 | 0.00018979 | 0.00018979 | 0.00018979 | 5.3346 | 5.3346 | 5.3346 | 10.8021 | 9.1727 | 7.421 | 0 | 0 | 0 | 8.2045 | 8.2045 | 8.2045 | 0 | 0 | 0 | 0 | 0 | 0
| Residential | Existing Residential | Efficient Products Installation | Per lamp | 5W Chandelier E12 ¦ Efficient Products Installation | 1.7177 | 1.4586 | 1.18 | 0 | 0 | 0 | 0 | 0 | 0 | 0 | 0 | 0 | 0 | 0 | 0 | 0 | 0 | 0 | 0 | 0 | 0 | 0 | 0 | 0 | 0 | 0 | 0 | 0 | 0 | 0 | 0 | 0 | 0 | 28.3873 | 28.3873 | 28.3873 | 0.0033213 | 0.0033213 | 0.0033213 | 1.6221 | 1.6221 | 1.6221 | 0.00018979 | 0.00018979 | 0.00018979 | 5.3346 | 5.3346 | 5.3346 | 10.8021 | 9.1727 | 7.421 | 0 | 0 | 0 | 8.2045 | 8.2045 | 8.2045 | 0 | 0 | 0 | 0 | 0 | 0
| Residential | Existing Residential | Efficient Products Installation | Per lamp | 7W G25 - MURB ¦ Efficient Products Installation | 1.5664 | 1.2692 | 0.94915 | 0 | 0 | 0 | 0 | 0 | 0 | 0 | 0 | 0 | 0 | 0 | 0 | 0 | 0 | 0 | 0 | 0 | 0 | 0 | 0 | 0 | 0 | 0 | 0 | 0 | 0 | 0 | 0 | 0 | 0 | 26.7652 | 26.7652 | 26.7652 | 0.0031315 | 0.0031315 | 0.0031315 | 0 | 0 | 0 | 0 | 0 | 0 | 4.8654 | 4.8654 | 4.8654 | 9.0305 | 7.3168 | 5.4719 | 0 | 0 | 0 | 4.461 | 4.461 | 4.461 | 0 | 0 | 0 | 0 | 0 | 0
| Residential | Existing Residential | Efficient Products Installation | Per lamp | 7W G25 ¦ Efficient Products Installation | 1.5664 | 1.2692 | 0.94915 | 0 | 0 | 0 | 0 | 0 | 0 | 0 | 0 | 0 | 0 | 0 | 0 | 0 | 0 | 0 | 0 | 0 | 0 | 0 | 0 | 0 | 0 | 0 | 0 | 0 | 0 | 0 | 0 | 0 | 0 | 26.7652 | 26.7652 | 26.7652 | 0.0031315 | 0.0031315 | 0.0031315 | 0 | 0 | 0 | 0 | 0 | 0 | 4.8654 | 4.8654 | 4.8654 | 9.0305 | 7.3168 | 5.4719 | 0 | 0 | 0 | 4.461 | 4.461 | 4.461 | 0 | 0 | 0 | 0 | 0 | 0
| Residential | Existing Residential | Efficient Products Installation | Per lamp | 7W GU10 Replacing 35W - MURB ¦ Efficient Products Installation | 1.1033 | 0.89397 | 0.66856 | 0 | 0 | 0 | 0 | 0 | 0 | 0 | 0 | 0 | 0 | 0 | 0 | 0 | 0 | 0 | 0 | 0 | 0 | 0 | 0 | 0 | 0 | 0 | 0 | 0 | 0 | 0 | 0 | 0 | 0 | 22.7099 | 22.7099 | 22.7099 | 0.0026571 | 0.0026571 | 0.0026571 | 0 | 0 | 0 | 0 | 0 | 0 | 6.1812 | 6.1812 | 6.1812 | 7.6623 | 6.2082 | 4.6428 | 0 | 0 | 0 | -1.9879 | -1.9879 | -1.9879 | 0 | 0 | 0 | 0 | 0 | 0
| Residential | Existing Residential | Efficient Products Installation | Per lamp | 7W GU10 Replacing 35W ¦ Efficient Products Installation | 1.1033 | 0.89397 | 0.66856 | 0 | 0 | 0 | 0 | 0 | 0 | 0 | 0 | 0 | 0 | 0 | 0 | 0 | 0 | 0 | 0 | 0 | 0 | 0 | 0 | 0 | 0 | 0 | 0 | 0 | 0 | 0 | 0 | 0 | 0 | 22.7099 | 22.7099 | 22.7099 | 0.0026571 | 0.0026571 | 0.0026571 | 0 | 0 | 0 | 0 | 0 | 0 | 6.1812 | 6.1812 | 6.1812 | 7.6623 | 6.2082 | 4.6428 | 0 | 0 | 0 | -1.9879 | -1.9879 | -1.9879 | 0 | 0 | 0 | 0 | 0 | 0
| Residential | Existing Residential | Efficient Products Installation | Per lamp | 7W GU10 Replacing 50W - MURB ¦ Efficient Products Installation | 2.0194 | 1.7584 | 1.4772 | 0 | 0 | 0 | 0 | 0 | 0 | 0 | 0 | 0 | 0 | 0 | 0 | 0 | 0 | 0 | 0 | 0 | 0 | 0 | 0 | 0 | 0 | 0 | 0 | 0 | 0 | 0 | 0 | 0 | 0 | 34.8759 | 34.8759 | 34.8759 | 0.0040805 | 0.0040805 | 0.0040805 | 2.4332 | 2.4332 | 2.4332 | 0.00028468 | 0.00028468 | 0.00028468 | 6.1812 | 6.1812 | 6.1812 | 14.8497 | 12.93 | 10.8627 | 0 | 0 | 0 | 15.7899 | 15.7899 | 15.7899 | 0 | 0 | 0 | 0 | 0 | 0
| Residential | Existing Residential | Efficient Products Installation | Per lamp | 7W GU10 Replacing 50W ¦ Efficient Products Installation | 2.0194 | 1.7584 | 1.4772 | 0 | 0 | 0 | 0 | 0 | 0 | 0 | 0 | 0 | 0 | 0 | 0 | 0 | 0 | 0 | 0 | 0 | 0 | 0 | 0 | 0 | 0 | 0 | 0 | 0 | 0 | 0 | 0 | 0 | 0 | 34.8759 | 34.8759 | 34.8759 | 0.0040805 | 0.0040805 | 0.0040805 | 2.4332 | 2.4332 | 2.4332 | 0.00028468 | 0.00028468 | 0.00028468 | 6.1812 | 6.1812 | 6.1812 | 14.8497 | 12.93 | 10.8627 | 0 | 0 | 0 | 15.7899 | 15.7899 | 15.7899 | 0 | 0 | 0 | 0 | 0 | 0
| Residential | Existing Residential | Efficient Products Installation | Per lamp | 9.5W Replacing 100W - MURB ¦ Efficient Products Installation | 4.5462 | 4.5054 | 4.5767 | 0.85973 | 0.85973 | 0.85973 | 7164.452 | 7164.452 | 7164.452 | 64400.9024 | 61471.7894 | 58542.6765 | 964.1477 | 964.1477 | 964.1477 | 100 | 100 | 100 | 4383.2274 | 4343.8543 | 4412.5712 | 0 | 0 | 0 | 964.1477 | 964.1477 | 964.1477 | 0 | 0 | 0 | 0 | 0 | 0 | 74.115 | 74.115 | 74.115 | 0.0088938 | 0.0088938 | 0.0088938 | 24.6709 | 23.4083 | 22.1458 | 0.0029605 | 0.002809 | 0.0026575 | 7.1502 | 7.1502 | 7.1502 | 43.8323 | 43.4385 | 44.1257 | 0 | 0 | 0 | 96.0343 | 96.0343 | 96.0343 | 0.027622 | 0.028793 | 0.030067 | 64400.9024 | 61471.7894 | 58542.6765
| Residential | Existing Residential | Efficient Products Installation | Per lamp | 9.5W Replacing 100W ¦ Efficient Products Installation | 4.5462 | 4.5054 | 4.5767 | 14.5983 | 14.5983 | 14.5983 | 121652.3942 | 121652.3942 | 121652.3942 | 1093527.3228 | 1043790.9848 | 994054.6468 | 16371.2272 | 16371.2272 | 16371.2272 | 1698 | 1698 | 1698 | 74427.2013 | 73758.6458 | 74925.459 | 0 | 0 | 0 | 16371.2272 | 16371.2272 | 16371.2272 | 0 | 0 | 0 | 0 | 0 | 0 | 74.115 | 74.115 | 74.115 | 0.0088938 | 0.0088938 | 0.0088938 | 24.6709 | 23.4083 | 22.1458 | 0.0029605 | 0.002809 | 0.0026575 | 7.1502 | 7.1502 | 7.1502 | 43.8323 | 43.4385 | 44.1257 | 0 | 0 | 0 | 96.0343 | 96.0343 | 96.0343 | 0.027622 | 0.028793 | 0.030067 | 1093527.3228 | 1043790.9848 | 994054.6468
| Residential | Existing Residential | Efficient Products Installation | Per lamp | 9.5W Replacing 40W - MURB ¦ Efficient Products Installation | 0.98206 | 0.89818 | 0.86781 | 0 | 0 | 0 | 0 | 0 | 0 | 0 | 0 | 0 | 0 | 0 | 0 | 0 | 0 | 0 | 0 | 0 | 0 | 0 | 0 | 0 | 0 | 0 | 0 | 0 | 0 | 0 | 0 | 0 | 0 | 24.978 | 24.978 | 24.978 | 0.0029974 | 0.0029974 | 0.0029974 | 3.7876 | 3.2076 | 2.6275 | 0.00045452 | 0.00038491 | 0.0003153 | 7.1502 | 7.1502 | 7.1502 | 7.8465 | 7.1763 | 6.9336 | 0 | 0 | 0 | -1.83 | -1.83 | -1.83 | 0 | 0 | 0 | 0 | 0 | 0
| Residential | Existing Residential | Efficient Products Installation | Per lamp | 9.5W Replacing 40W ¦ Efficient Products Installation | 0.98206 | 0.89818 | 0.86781 | 0 | 0 | 0 | 0 | 0 | 0 | 0 | 0 | 0 | 0 | 0 | 0 | 0 | 0 | 0 | 0 | 0 | 0 | 0 | 0 | 0 | 0 | 0 | 0 | 0 | 0 | 0 | 0 | 0 | 0 | 24.978 | 24.978 | 24.978 | 0.0029974 | 0.0029974 | 0.0029974 | 3.7876 | 3.2076 | 2.6275 | 0.00045452 | 0.00038491 | 0.0003153 | 7.1502 | 7.1502 | 7.1502 | 7.8465 | 7.1763 | 6.9336 | 0 | 0 | 0 | -1.83 | -1.83 | -1.83 | 0 | 0 | 0 | 0 | 0 | 0
| Residential | Existing Residential | Efficient Products Installation | Per lamp | 9.5W Replacing 60W - MURB ¦ Efficient Products Installation | 2.36 | 2.2981 | 2.3116 | 0 | 0 | 0 | 0 | 0 | 0 | 0 | 0 | 0 | 0 | 0 | 0 | 0 | 0 | 0 | 0 | 0 | 0 | 0 | 0 | 0 | 0 | 0 | 0 | 0 | 0 | 0 | 0 | 0 | 0 | 41.357 | 41.357 | 41.357 | 0.0049628 | 0.0049628 | 0.0049628 | 10.9535 | 10.1686 | 9.3838 | 0.0013144 | 0.0012202 | 0.0011261 | 7.1502 | 7.1502 | 7.1502 | 20.155 | 19.6264 | 19.7417 | 0 | 0 | 0 | 31.8039 | 31.8039 | 31.8039 | 0 | 0 | 0 | 0 | 0 | 0
| Residential | Existing Residential | Efficient Products Installation | Per lamp | 9.5W Replacing 60W ¦ Efficient Products Installation | 2.36 | 2.2981 | 2.3116 | 0 | 0 | 0 | 0 | 0 | 0 | 0 | 0 | 0 | 0 | 0 | 0 | 0 | 0 | 0 | 0 | 0 | 0 | 0 | 0 | 0 | 0 | 0 | 0 | 0 | 0 | 0 | 0 | 0 | 0 | 41.357 | 41.357 | 41.357 | 0.0049628 | 0.0049628 | 0.0049628 | 10.9535 | 10.1686 | 9.3838 | 0.0013144 | 0.0012202 | 0.0011261 | 7.1502 | 7.1502 | 7.1502 | 20.155 | 19.6264 | 19.7417 | 0 | 0 | 0 | 31.8039 | 31.8039 | 31.8039 | 0 | 0 | 0 | 0 | 0 | 0
| Residential | Existing Residential | Efficient Products Installation | Per lamp | 9W Replacing 100W - MURB ¦ Efficient Products Installation | 4.6081 | 4.5701 | 4.6442 | 0.86448 | 0.86448 | 0.86448 | 7204.0346 | 7204.0346 | 7204.0346 | 65390.4676 | 62461.3546 | 59532.2417 | 965.5241 | 965.5241 | 965.5241 | 100 | 100 | 100 | 4449.2372 | 4412.5151 | 4484.0762 | 0 | 0 | 0 | 965.5241 | 965.5241 | 965.5241 | 0 | 0 | 0 | 0 | 0 | 0 | 74.5245 | 74.5245 | 74.5245 | 0.0089429 | 0.0089429 | 0.0089429 | 25.0804 | 23.8178 | 22.5553 | 0.0030096 | 0.0028581 | 0.0027066 | 7.1502 | 7.1502 | 7.1502 | 44.4924 | 44.1252 | 44.8408 | 0 | 0 | 0 | 97.9248 | 97.9248 | 97.9248 | 0.02727 | 0.02841 | 0.029648 | 65390.4676 | 62461.3546 | 59532.2417
| Residential | Existing Residential | Efficient Products Installation | Per lamp | 9W Replacing 100W ¦ Efficient Products Installation | 4.6081 | 4.5701 | 4.6442 | 48.3074 | 48.3074 | 48.3074 | 402561.4515 | 402561.4515 | 402561.4515 | 3654019.3289 | 3490340.497 | 3326661.6651 | 53953.4841 | 53953.4841 | 53953.4841 | 5588 | 5588 | 5588 | 248623.3757 | 246571.3419 | 250570.1763 | 0 | 0 | 0 | 53953.4841 | 53953.4841 | 53953.4841 | 0 | 0 | 0 | 0 | 0 | 0 | 74.5245 | 74.5245 | 74.5245 | 0.0089429 | 0.0089429 | 0.0089429 | 25.0804 | 23.8178 | 22.5553 | 0.0030096 | 0.0028581 | 0.0027066 | 7.1502 | 7.1502 | 7.1502 | 44.4924 | 44.1252 | 44.8408 | 0 | 0 | 0 | 97.9248 | 97.9248 | 97.9248 | 0.02727 | 0.02841 | 0.029648 | 3654019.3289 | 3490340.497 | 3326661.6651
| Residential | Existing Residential | Efficient Products Installation | Per lamp | 9W Replacing 40W - MURB ¦ Efficient Products Installation | 1.0628 | 0.98242 | 0.95566 | 0 | 0 | 0 | 0 | 0 | 0 | 0 | 0 | 0 | 0 | 0 | 0 | 0 | 0 | 0 | 0 | 0 | 0 | 0 | 0 | 0 | 0 | 0 | 0 | 0 | 0 | 0 | 0 | 0 | 0 | 25.3875 | 25.3875 | 25.3875 | 0.0030465 | 0.0030465 | 0.0030465 | 4.1971 | 3.617 | 3.0369 | 0.00050365 | 0.00043404 | 0.00036443 | 7.1502 | 7.1502 | 7.1502 | 8.5066 | 7.8629 | 7.6487 | 0 | 0 | 0 | 0.06043 | 0.06043 | 0.06043 | 0 | 0 | 0 | 0 | 0 | 0
| Residential | Existing Residential | Efficient Products Installation | Per lamp | 9W Replacing 40W ¦ Efficient Products Installation | 1.0628 | 0.98242 | 0.95566 | 0 | 0 | 0 | 0 | 0 | 0 | 0 | 0 | 0 | 0 | 0 | 0 | 0 | 0 | 0 | 0 | 0 | 0 | 0 | 0 | 0 | 0 | 0 | 0 | 0 | 0 | 0 | 0 | 0 | 0 | 25.3875 | 25.3875 | 25.3875 | 0.0030465 | 0.0030465 | 0.0030465 | 4.1971 | 3.617 | 3.0369 | 0.00050365 | 0.00043404 | 0.00036443 | 7.1502 | 7.1502 | 7.1502 | 8.5066 | 7.8629 | 7.6487 | 0 | 0 | 0 | 0.06043 | 0.06043 | 0.06043 | 0 | 0 | 0 | 0 | 0 | 0
| Residential | Existing Residential | Efficient Products Installation | Per lamp | 9W Replacing 60W - MURB ¦ Efficient Products Installation | 2.4333 | 2.3746 | 2.3914 | 0 | 0 | 0 | 0 | 0 | 0 | 0 | 0 | 0 | 0 | 0 | 0 | 0 | 0 | 0 | 0 | 0 | 0 | 0 | 0 | 0 | 0 | 0 | 0 | 0 | 0 | 0 | 0 | 0 | 0 | 41.7665 | 41.7665 | 41.7665 | 0.005012 | 0.005012 | 0.005012 | 11.3629 | 10.5781 | 9.7933 | 0.0013636 | 0.0012694 | 0.0011752 | 7.1502 | 7.1502 | 7.1502 | 20.8151 | 20.313 | 20.4567 | 0 | 0 | 0 | 33.6944 | 33.6944 | 33.6944 | 0 | 0 | 0 | 0 | 0 | 0
| Residential | Existing Residential | Efficient Products Installation | Per lamp | 9W Replacing 60W ¦ Efficient Products Installation | 2.4333 | 2.3746 | 2.3914 | 0 | 0 | 0 | 0 | 0 | 0 | 0 | 0 | 0 | 0 | 0 | 0 | 0 | 0 | 0 | 0 | 0 | 0 | 0 | 0 | 0 | 0 | 0 | 0 | 0 | 0 | 0 | 0 | 0 | 0 | 41.7665 | 41.7665 | 41.7665 | 0.005012 | 0.005012 | 0.005012 | 11.3629 | 10.5781 | 9.7933 | 0.0013636 | 0.0012694 | 0.0011752 | 7.1502 | 7.1502 | 7.1502 | 20.8151 | 20.313 | 20.4567 | 0 | 0 | 0 | 33.6944 | 33.6944 | 33.6944 | 0 | 0 | 0 | 0 | 0 | 0
| BNI | Efficient Product Rebates | Business Energy Rebates | Per 1000 sqft floor area | Advanced Lighting Design (Performance Lighting) ¦ Business Energy Rebates | 0.63273 | 0.66128 | 0.69315 | 0 | 0 | 0 | 0 | 0 | 0 | 0 | 0 | 0 | 0 | 0 | 0 | 0 | 0 | 0 | 0 | 0 | 0 | 0 | 0 | 0 | 0 | 0 | 0 | 0 | 0 | 0 | 0 | 0 | 0 | 797.5356 | 797.5356 | 797.5356 | 0.11794 | 0.11794 | 0.11794 | 0 | 0 | 0 | 0 | 0 | 0 | 0 | 0 | 0 | 909.3747 | 950.4137 | 996.2194 | 0 | 0 | 0 | -1369.8431 | -1369.8431 | -1369.8431 | 0 | 0 | 0 | 0 | 0 | 0
| Residential | Residential Efficient Products | Appliance Retirement | Per appliance | Air Conditioner retirement ¦ Appliance Retirement | 0.36197 | 0.4063 | 0.45073 | 0 | 0 | 0 | 0 | 0 | 0 | 0 | 0 | 0 | 0 | 0 | 0 | 0 | 0 | 0 | 0 | 0 | 0 | 0 | 0 | 0 | 0 | 0 | 0 | 0 | 0 | 0 | 0 | 0 | 0 | 215 | 215 | 215 | 0 | 0 | 0 | 215 | 215 | 215 | 0 | 0 | 0 | 0 | 0 | 0 | 14.6118 | 16.4014 | 18.195 | 0 | 0 | 0 | -67.6127 | -67.6127 | -67.6127 | 0 | 0 | 0 | 0 | 0 | 0
| BNI | Efficient Product Rebates | Business Energy Rebates | per Nozzle | Air-Entraining Air Nozzle ¦ Business Energy Rebates | 11.862 | 12.3701 | 12.9423 | 0 | 0 | 0 | 0 | 0 | 0 | 0 | 0 | 0 | 0 | 0 | 0 | 0 | 0 | 0 | 0 | 0 | 0 | 0 | 0 | 0 | 0 | 0 | 0 | 0 | 0 | 0 | 0 | 0 | 0 | 723.84 | 723.84 | 723.84 | 0.13 | 0.13 | 0.13 | 0 | 0 | 0 | 0 | 0 | 0 | 0 | 0 | 0 | 832.0307 | 867.6731 | 907.8056 | 0 | 0 | 0 | 2242.2 | 2242.2 | 2242.2 | 0 | 0 | 0 | 0 | 0 | 0
| Residential | Existing Residential | Green Heat | Per ASHP or AWHP | ASHP and AWHP - Electrical ¦ Green Heat | 1.0119 | 1.0328 | 1.0579 | 337.1349 | 337.1349 | 337.1349 | 378040.643 | 378040.643 | 378040.643 | 6804731.5742 | 6804731.5742 | 6804731.5742 | 230027.6861 | 197227.6861 | 164427.6861 | 164 | 164 | 164 | 1175572.216 | 1199815.4065 | 1228941.3306 | 82656 | 64288 | 45920 | 82427.6861 | 82427.6861 | 82427.6861 | 1079303.68 | 1079303.68 | 1079303.68 | 0 | 0 | 0 | 3704.6666 | 3704.6666 | 3704.6666 | 3.3038 | 3.3038 | 3.3038 | 3704.6666 | 3704.6666 | 3704.6666 | 3.3038 | 3.3038 | 3.3038 | 0 | 0 | 0 | 7168.1233 | 7315.9476 | 7493.5447 | 0 | 0 | 0 | 660.7711 | 660.7711 | 660.7711 | 0.055965 | 0.047985 | 0.040005 | 6804731.5742 | 6804731.5742 | 6804731.5742
| BNI | Efficient Product Rebates | Business Energy Rebates | Per 50' | Case Lighting for Sign Retrofits ¦ Business Energy Rebates | 2.5497 | 2.6405 | 2.7459 | 3.1781 | 3.1781 | 3.1781 | 11599.9255 | 11599.9255 | 11599.9255 | 131079.1576 | 131079.1576 | 131079.1576 | 1346.7249 | 1346.7249 | 1346.7249 | 8 | 8 | 8 | 13540.8279 | 14023.2684 | 14583.1008 | 860 | 860 | 860 | 346.7249 | 346.7249 | 346.7249 | 4964.092 | 4964.092 | 4964.092 | 0 | 0 | 0 | 1583.1875 | 1583.1875 | 1583.1875 | 0.43375 | 0.43375 | 0.43375 | 0 | 0 | 0 | 0 | 0 | 0 | 0 | 0 | 0 | 1692.6035 | 1752.9086 | 1822.8876 | 0 | 0 | 0 | 3063.4662 | 3063.4662 | 3063.4662 | 0.014123 | 0.014123 | 0.014123 | 131079.1576 | 131079.1576 | 131079.1576
| BNI | Efficient Product Rebates | Business Energy Rebates | Per Washer - 3.6 cubic feet | CEE Tier 2 Commercial Washing Machine ¦ Business Energy Rebates | 5.0008 | 5.1712 | 5.3792 | 0 | 0 | 0 | 0 | 0 | 0 | 0 | 0 | 0 | 0 | 0 | 0 | 0 | 0 | 0 | 0 | 0 | 0 | 0 | 0 | 0 | 0 | 0 | 0 | 0 | 0 | 0 | 0 | 0 | 0 | 2315.143 | 2315.143 | 2315.143 | 0.7 | 0.7 | 0.7 | 0 | 0 | 0 | 0 | 0 | 0 | 0 | 0 | 0 | 2530.5474 | 2616.7937 | 2722.0092 | 0 | 0 | 0 | 5941.4747 | 5941.4747 | 5941.4747 | 0 | 0 | 0 | 0 | 0 | 0
| BNI | Efficient Product Rebates | Business Energy Rebates | Per Washer - 3.6 cubic feet | CEE Tier 3 Commercial Washing Machine ¦ Business Energy Rebates | 5.315 | 5.496 | 5.7169 | 0 | 0 | 0 | 0 | 0 | 0 | 0 | 0 | 0 | 0 | 0 | 0 | 0 | 0 | 0 | 0 | 0 | 0 | 0 | 0 | 0 | 0 | 0 | 0 | 0 | 0 | 0 | 0 | 0 | 0 | 2673.506 | 2673.506 | 2673.506 | 0.81 | 0.81 | 0.81 | 0 | 0 | 0 | 0 | 0 | 0 | 0 | 0 | 0 | 2924.0549 | 3023.6348 | 3145.1465 | 0 | 0 | 0 | 6962.3899 | 6962.3899 | 6962.3899 | 0 | 0 | 0 | 0 | 0 | 0
| BNI | Efficient Product Rebates | Business Energy Rebates | per 36" Fan | Circulation Fan (Agriculture) ¦ Business Energy Rebates | 1.0389 | 1.1015 | 1.1685 | 0 | 0 | 0 | 0 | 0 | 0 | 0 | 0 | 0 | 0 | 0 | 0 | 0 | 0 | 0 | 0 | 0 | 0 | 0 | 0 | 0 | 0 | 0 | 0 | 0 | 0 | 0 | 0 | 0 | 0 | 228 | 228 | 228 | 0 | 0 | 0 | 0 | 0 | 0 | 0 | 0 | 0 | 0 | 0 | 0 | 184.7202 | 195.8562 | 207.7711 | 0 | 0 | 0 | 50.0441 | 50.0441 | 50.0441 | 0 | 0 | 0 | 0 | 0 | 0
| Residential | Residential Efficient Products | Instant Savings | Per clothes line | Clothes-line ¦ Instant Savings | 1.4555 | 1.5455 | 1.6416 | 0 | 0 | 0 | 0 | 0 | 0 | 0 | 0 | 0 | 0 | 0 | 0 | 0 | 0 | 0 | 0 | 0 | 0 | 0 | 0 | 0 | 0 | 0 | 0 | 0 | 0 | 0 | 0 | 0 | 0 | 150 | 150 | 150 | 0 | 0 | 0 | 0 | 0 | 0 | 0 | 0 | 0 | 0 | 0 | 0 | 103.4889 | 109.8863 | 116.7202 | 0 | 0 | 0 | 108.6541 | 108.6541 | 108.6541 | 0 | 0 | 0 | 0 | 0 | 0
| BNI | Efficient Product Rebates | Business Energy Rebates | Per Heat Pump - 11.3 HSPF, 20 SEER | Cold Climate Air-Source Heat Pump (24kBTU/hr) ¦ Business Energy Rebates | 2.3775 | 2.4593 | 2.55 | 103.643 | 118.7093 | 150.1499 | 316705.5145 | 362744.2009 | 458818.4146 | 5700699.2615 | 6529395.6157 | 8258731.4625 | 40353.7989 | 46219.9294 | 58461.4576 | 38.6092 | 44.2218 | 55.9341 | 565961.282 | 670513.7489 | 879381.9823 | 26563.1524 | 30424.5713 | 38482.6374 | 9466.4123 | 10842.5209 | 13714.2048 | 228578.583 | 261806.4784 | 331146.9433 | 0 | 0 | 0 | 8956.361 | 8956.361 | 8956.361 | 2.931 | 2.931 | 2.931 | 0 | 0 | 0 | 0 | 0 | 0 | 0 | 0 | 0 | 14658.703 | 15162.5295 | 15721.7604 | 0 | 0 | 0 | 25286.0773 | 25286.0773 | 25286.0773 | 0.011719 | 0.011719 | 0.011719 | 5700699.2615 | 6529395.6157 | 8258731.4625
| BNI | Direct Installation | Small Business Energy Solutions | Per Heat Pump - 11.3 HSPF, 20 SEER | Cold Climate Air-Source Heat Pump (24kBTU/hr) ¦ Small Business Energy Solutions | 1.8854 | 1.9502 | 2.0221 | 0 | 0 | 0 | 0 | 0 | 0 | 0 | 0 | 0 | 0 | 0 | 0 | 0 | 0 | 0 | 0 | 0 | 0 | 0 | 0 | 0 | 0 | 0 | 0 | 0 | 0 | 0 | 0 | 0 | 0 | 8956.361 | 8956.361 | 8956.361 | 2.931 | 2.931 | 2.931 | 0 | 0 | 0 | 0 | 0 | 0 | 0 | 0 | 0 | 14999.6031 | 15515.1465 | 16087.3827 | 0 | 0 | 0 | 21243.3438 | 21243.3438 | 21243.3438 | 0 | 0 | 0 | 0 | 0 | 0
| BNI | Efficient Product Rebates | Business Energy Rebates | Per Heat Pump - 11.3 HSPF, 20 SEER | Cold Climate Air-Source Heat Pump (48kBTU/hr) ¦ Business Energy Rebates | 2.3775 | 2.4593 | 2.55 | 429.5054 | 429.5054 | 429.5054 | 1312455.0305 | 1312455.0305 | 1312455.0305 | 23624190.5482 | 23624190.5482 | 23624190.5482 | 167229.6309 | 167229.6309 | 167229.6309 | 80 | 80 | 80 | 2345392.4783 | 2426004.7181 | 2515481.6584 | 110080 | 110080 | 110080 | 39229.6309 | 39229.6309 | 39229.6309 | 947249.408 | 947249.408 | 947249.408 | 0 | 0 | 0 | 17912.722 | 17912.722 | 17912.722 | 5.862 | 5.862 | 5.862 | 0 | 0 | 0 | 0 | 0 | 0 | 0 | 0 | 0 | 29317.406 | 30325.059 | 31443.5207 | 0 | 0 | 0 | 50572.1545 | 50572.1545 | 50572.1545 | 0.011719 | 0.011719 | 0.011719 | 23624190.5482 | 23624190.5482 | 23624190.5482
| BNI | Custom Incentives | Custom Retrofit | Per Gross GWh | Custom Energy Efficiency ¦ Custom Retrofit | 2.032 | 2.1068 | 2.1941 | 7151.4242 | 7347.7925 | 7330.9176 | 25815073.6921 | 26523919.9414 | 26463005.2439 | 383611995.0648 | 394145450.329 | 393240257.925 | 7179671.3416 | 7376815.1949 | 7359873.6393 | 25.7876 | 26.4957 | 26.4349 | 37318508.2767 | 39755365.9396 | 41307271.5711 | 3450457.5848 | 3545202.3819 | 3537060.4884 | 3508971.7833 | 3605323.2993 | 3597043.3325 | 14856589.8834 | 15264531.311 | 15229474.8673 | 0 | 0 | 0 | 1000000 | 1000000 | 1000000 | 277.0251 | 277.0251 | 277.0251 | 0 | 0 | 0 | 0 | 0 | 0 | 0 | 0 | 0 | 1447148.7296 | 1500445.7867 | 1562606.4347 | 0 | 0 | 0 | 2217775.427 | 2217775.427 | 2217775.427 | 0.028453 | 0.028453 | 0.028453 | 383611995.0648 | 394145450.329 | 393240257.925
| BNI | Efficient Product Rebates | Business Energy Rebates | Per 50 CFM Dryer | Cycling Refrigerated Air Dryer - 50 CFM ¦ Business Energy Rebates | 0.9866 | 1.028 | 1.0755 | 0 | 0 | 0 | 0 | 0 | 0 | 0 | 0 | 0 | 0 | 0 | 0 | 0 | 0 | 0 | 0 | 0 | 0 | 0 | 0 | 0 | 0 | 0 | 0 | 0 | 0 | 0 | 0 | 0 | 0 | 585.86 | 585.86 | 585.86 | 0.11 | 0.11 | 0.11 | 0 | 0 | 0 | 0 | 0 | 0 | 0 | 0 | 0 | 493.7308 | 514.4494 | 538.1975 | 0 | 0 | 0 | 39.4879 | 39.4879 | 39.4879 | 0 | 0 | 0 | 0 | 0 | 0
| BNI | Efficient Product Rebates | Business Energy Rebates | per 5hp compressor - 75 head of cattle | Dairy Scroll Compressor ¦ Business Energy Rebates | 20.9275 | 21.6923 | 22.579 | 178.8243 | 186.823 | 195.7766 | 621256.6375 | 649045.1125 | 680150.925 | 9318849.5625 | 9735676.6875 | 10202263.875 | 25747.8787 | 26899.5675 | 28188.7427 | 28.7134 | 29.9977 | 31.4354 | 918426.8292 | 994573.1719 | 1084838.6602 | 6173.3828 | 6449.5149 | 6758.6111 | 18569.5266 | 19400.1315 | 20329.8926 | 25316.5614 | 26448.9576 | 27716.5371 | 0 | 0 | 0 | 23624 | 23624 | 23624 | 6.8 | 6.8 | 6.8 | 0 | 0 | 0 | 0 | 0 | 0 | 0 | 0 | 0 | 31985.9912 | 33154.9326 | 34510.0949 | 0 | 0 | 0 | 88953.1487 | 88953.1487 | 88953.1487 | 0.0042162 | 0.0042162 | 0.0042162 | 9318849.5625 | 9735676.6875 | 10202263.875
| BNI | Efficient Product Rebates | Business Energy Rebates | Per Sensor | Daylighting Controls - Ceiling Mounted ¦ Business Energy Rebates | 1.044 | 1.1086 | 1.1775 | 0 | 0 | 0 | 0 | 0 | 0 | 0 | 0 | 0 | 0 | 0 | 0 | 0 | 0 | 0 | 0 | 0 | 0 | 0 | 0 | 0 | 0 | 0 | 0 | 0 | 0 | 0 | 0 | 0 | 0 | 247.2255 | 247.2255 | 247.2255 | 0 | 0 | 0 | 0 | 0 | 0 | 0 | 0 | 0 | 0 | 0 | 0 | 140.5954 | 149.2867 | 158.5709 | 0 | 0 | 0 | 40.5515 | 40.5515 | 40.5515 | 0 | 0 | 0 | 0 | 0 | 0
| BNI | Efficient Product Rebates | Business Energy Rebates | Per Sensor | Daylighting Controls - Switch-Mounted ¦ Business Energy Rebates | 0.37716 | 0.40047 | 0.42538 | 0 | 0 | 0 | 0 | 0 | 0 | 0 | 0 | 0 | 0 | 0 | 0 | 0 | 0 | 0 | 0 | 0 | 0 | 0 | 0 | 0 | 0 | 0 | 0 | 0 | 0 | 0 | 0 | 0 | 0 | 86.3911 | 86.3911 | 86.3911 | 0 | 0 | 0 | 0 | 0 | 0 | 0 | 0 | 0 | 0 | 0 | 0 | 49.13 | 52.1671 | 55.4114 | 0 | 0 | 0 | -219.8082 | -219.8082 | -219.8082 | 0 | 0 | 0 | 0 | 0 | 0
| BNI | Direct Installation | Small Business Energy Solutions | Per Decorative Lamp | Decorative Lamp ¦ Small Business Energy Solutions | 1.7564 | 1.4571 | 1.1471 | 2.4366 | 2.4366 | 2.4366 | 8472.4601 | 8472.4601 | 8472.4601 | 35412.1278 | 27835.131 | 20258.1342 | 2186.7014 | 2141.4989 | 2096.2964 | 100 | 100 | 100 | 4172.7599 | 3461.7815 | 2725.293 | 238.6692 | 198.891 | 159.1128 | 1915.4864 | 1915.4864 | 1915.4864 | 460.24 | 460.24 | 460.24 | 0 | 0 | 0 | 90.405 | 90.405 | 90.405 | 0.026 | 0.026 | 0.026 | 9.555 | 9.555 | 9.555 | 0.0018633 | 0.0018633 | 0.0018633 | 0 | 0 | 0 | 41.7276 | 34.6178 | 27.2529 | 0 | 0 | 0 | 31.198 | 31.198 | 31.198 | 0.068528 | 0.083338 | 0.10999 | 35412.1278 | 27835.131 | 20258.1342
| Residential | Residential Efficient Products | Instant Savings | Per appliance | Dehumidifier ¦ Instant Savings | 0.51647 | 0.53338 | 0.55175 | 3.0262 | 3.0262 | 3.0262 | 9033.3333 | 9033.3333 | 9033.3333 | 108400 | 108400 | 108400 | 3524.944 | 3524.944 | 3524.944 | 100 | 100 | 100 | 12137.2233 | 12534.7277 | 12966.4522 | 3000 | 3000 | 3000 | 524.944 | 524.944 | 524.944 | 22975.5673 | 22975.5673 | 22975.5673 | 0 | 0 | 0 | 81.3 | 81.3 | 81.3 | 0.027235 | 0.027235 | 0.027235 | 0 | 0 | 0 | 0 | 0 | 0 | 0 | 0 | 0 | 121.3722 | 125.3473 | 129.6645 | 0 | 0 | 0 | -308.5547 | -308.5547 | -308.5547 | 0.045592 | 0.045592 | 0.045592 | 108400 | 108400 | 108400
| Residential | Residential Efficient Products | Appliance Retirement | Per appliance | Dehumidifier replacement (Low income only) ¦ Appliance Retirement | 1.1118 | 1.147 | 1.1973 | 60.9253 | 60.9253 | 60.9253 | 181866.6667 | 181866.6667 | 181866.6667 | 906026.6667 | 906026.6667 | 906026.6667 | 100746.8412 | 102113.0359 | 103503.8221 | 248 | 248 | 248 | 112011.9072 | 117124.6472 | 123929.0722 | 0 | 0 | 0 | 100746.8412 | 102113.0359 | 103503.8221 | 0 | 0 | 0 | 0 | 0 | 0 | 660 | 660 | 660 | 0.2211 | 0.2211 | 0.2211 | 81 | 81 | 81 | 0.027135 | 0.027135 | 0.027135 | 306.0472 | 311.5561 | 317.1641 | 451.6609 | 472.2768 | 499.714 | 0 | 0 | 0 | 174.231 | 174.231 | 174.231 | 0.13075 | 0.13253 | 0.13433 | 906026.6667 | 906026.6667 | 906026.6667
| Residential | Existing Residential | First Nations Home Retrofits | Per appliance | Dehumidifier replacement (Low income only) ¦ First Nations Home Retrofits | 1.1064 | 1.1569 | 1.2241 | 24.5667 | 24.5667 | 24.5667 | 73333.3333 | 73333.3333 | 73333.3333 | 365333.3333 | 365333.3333 | 365333.3333 | 40824 | 40824 | 40824 | 100 | 100 | 100 | 45166.0916 | 47227.6803 | 49971.4001 | 0 | 0 | 0 | 40824 | 40824 | 40824 | 0 | 0 | 0 | 0 | 0 | 0 | 660 | 660 | 660 | 0.2211 | 0.2211 | 0.2211 | 81 | 81 | 81 | 0.027135 | 0.027135 | 0.027135 | 300 | 300 | 300 | 451.6609 | 472.2768 | 499.714 | 0 | 0 | 0 | 183.4944 | 183.4944 | 183.4944 | 0.1314 | 0.1314 | 0.1314 | 365333.3333 | 365333.3333 | 365333.3333
| Residential | Residential Efficient Products | Instant Savings | Per dimmer | Dimmer Switch ¦ Instant Savings | 0.89711 | 0.93709 | 0.98232 | 0 | 0 | 0 | 0 | 0 | 0 | 0 | 0 | 0 | 0 | 0 | 0 | 0 | 0 | 0 | 0 | 0 | 0 | 0 | 0 | 0 | 0 | 0 | 0 | 0 | 0 | 0 | 0 | 0 | 0 | 13.94 | 13.94 | 13.94 | 0.0021314 | 0.0021314 | 0.0021314 | 0 | 0 | 0 | 0 | 0 | 0 | 0 | 0 | 0 | 13.4483 | 14.0476 | 14.7257 | 0 | 0 | 0 | -2.6571 | -2.6571 | -2.6571 | 0 | 0 | 0 | 0 | 0 | 0
| BNI | Efficient Product Rebates | Business Energy Rebates | Per controller - controlling 4 low temp doors | Door Heater Controls ¦ Business Energy Rebates | 4.194 | 4.3909 | 4.5845 | 0 | 0 | 0 | 0 | 0 | 0 | 0 | 0 | 0 | 0 | 0 | 0 | 0 | 0 | 0 | 0 | 0 | 0 | 0 | 0 | 0 | 0 | 0 | 0 | 0 | 0 | 0 | 0 | 0 | 0 | 8172.73 | 8172.73 | 8172.73 | 0.933 | 0.933 | 0.933 | 0 | 0 | 0 | 0 | 0 | 0 | 0 | 0 | 0 | 7011.9285 | 7341.2326 | 7664.9222 | 0 | 0 | 0 | 15896.6058 | 15896.6058 | 15896.6058 | 0 | 0 | 0 | 0 | 0 | 0
| BNI | Efficient Product Rebates | Business Energy Rebates | per Pad | Double Heat Pad (Agriculture) ¦ Business Energy Rebates | 4.2927 | 4.4969 | 4.7251 | 0 | 0 | 0 | 0 | 0 | 0 | 0 | 0 | 0 | 0 | 0 | 0 | 0 | 0 | 0 | 0 | 0 | 0 | 0 | 0 | 0 | 0 | 0 | 0 | 0 | 0 | 0 | 0 | 0 | 0 | 1518 | 1518 | 1518 | 0.18 | 0.18 | 0.18 | 0 | 0 | 0 | 0 | 0 | 0 | 0 | 0 | 0 | 1126.0044 | 1179.5707 | 1239.4356 | 0 | 0 | 0 | 2578.2502 | 2578.2502 | 2578.2502 | 0 | 0 | 0 | 0 | 0 | 0
| BNI | Direct Installation | Small Business Energy Solutions | Per Luminaire | Downlight Luminaire (1200 lumen) ¦ Small Business Energy Solutions | 1.8885 | 1.9774 | 2.0742 | 0 | 0 | 0 | 0 | 0 | 0 | 0 | 0 | 0 | 0 | 0 | 0 | 0 | 0 | 0 | 0 | 0 | 0 | 0 | 0 | 0 | 0 | 0 | 0 | 0 | 0 | 0 | 0 | 0 | 0 | 253.575 | 253.575 | 253.575 | 0.02838 | 0.02838 | 0.02838 | 253.575 | 253.575 | 253.575 | 0.02838 | 0.02838 | 0.02838 | 0 | 0 | 0 | 210.7458 | 220.6659 | 231.4617 | 0 | 0 | 0 | 306.2585 | 306.2585 | 306.2585 | 0 | 0 | 0 | 0 | 0 | 0
| BNI | Direct Installation | Small Business Energy Solutions | Per Luminaire | Downlight Luminaire (3000 lumen) ¦ Small Business Energy Solutions | 1.7635 | 1.8525 | 1.948 | 0 | 0 | 0 | 0 | 0 | 0 | 0 | 0 | 0 | 0 | 0 | 0 | 0 | 0 | 0 | 0 | 0 | 0 | 0 | 0 | 0 | 0 | 0 | 0 | 0 | 0 | 0 | 0 | 0 | 0 | 633.9375 | 633.9375 | 633.9375 | 0.04945 | 0.04945 | 0.04945 | 633.9375 | 633.9375 | 633.9375 | 0.04945 | 0.04945 | 0.04945 | 0 | 0 | 0 | 491.9882 | 516.8075 | 543.4449 | 0 | 0 | 0 | 667.2986 | 667.2986 | 667.2986 | 0 | 0 | 0 | 0 | 0 | 0
| BNI | Direct Installation | Small Business Energy Solutions | Per Luminaire | Downlight Luminaire (800 lumen) ¦ Small Business Energy Solutions | 2.4874 | 2.569 | 2.6658 | 0 | 0 | 0 | 0 | 0 | 0 | 0 | 0 | 0 | 0 | 0 | 0 | 0 | 0 | 0 | 0 | 0 | 0 | 0 | 0 | 0 | 0 | 0 | 0 | 0 | 0 | 0 | 0 | 0 | 0 | 145.53 | 145.53 | 145.53 | 0.04816 | 0.04816 | 0.04816 | 145.53 | 145.53 | 145.53 | 0.04816 | 0.04816 | 0.04816 | 0 | 0 | 0 | 172.6518 | 178.3167 | 185.0347 | 0 | 0 | 0 | 306.467 | 306.467 | 306.467 | 0 | 0 | 0 | 0 | 0 | 0
| Residential | Existing Residential | First Nations Home Retrofits | Per DWHR unit | Drain Water Heat Recovery ¦ First Nations Home Retrofits | 1.3289 | 1.3832 | 1.4422 | 0 | 0 | 0 | 0 | 0 | 0 | 0 | 0 | 0 | 0 | 0 | 0 | 0 | 0 | 0 | 0 | 0 | 0 | 0 | 0 | 0 | 0 | 0 | 0 | 0 | 0 | 0 | 0 | 0 | 0 | 805 | 805 | 805 | 0.13041 | 0.13041 | 0.13041 | 805 | 805 | 805 | 0.13041 | 0.13041 | 0.13041 | 900 | 900 | 900 | 1371.4665 | 1427.4629 | 1488.4265 | 0 | 0 | 0 | 1109.4108 | 1109.4108 | 1109.4108 | 0 | 0 | 0 | 0 | 0 | 0
| Residential | Existing Residential | Home Energy Assessment | Per DWHR unit | Drain Water Heat Recovery ¦ Home Energy Assessment | 1.343 | 1.3979 | 1.4576 | 0 | 0 | 0 | 0 | 0 | 0 | 0 | 0 | 0 | 0 | 0 | 0 | 0 | 0 | 0 | 0 | 0 | 0 | 0 | 0 | 0 | 0 | 0 | 0 | 0 | 0 | 0 | 0 | 0 | 0 | 805 | 805 | 805 | 0.13041 | 0.13041 | 0.13041 | 805 | 805 | 805 | 0.13041 | 0.13041 | 0.13041 | 0 | 0 | 0 | 1042.3145 | 1084.8718 | 1131.2042 | 0 | 0 | 0 | 866.3324 | 866.3324 | 866.3324 | 0 | 0 | 0 | 0 | 0 | 0
| BNI | Efficient Product Rebates | Business Energy Rebates | Per Economizer Control - Controlling 8 ton unit | Dual Enthalpy Economizer Controls ¦ Business Energy Rebates | 1.9961 | 2.0749 | 2.1664 | 0 | 0 | 0 | 0 | 0 | 0 | 0 | 0 | 0 | 0 | 0 | 0 | 0 | 0 | 0 | 0 | 0 | 0 | 0 | 0 | 0 | 0 | 0 | 0 | 0 | 0 | 0 | 0 | 0 | 0 | 2577 | 2577 | 2577 | 0.58 | 0.58 | 0.58 | 2577 | 2577 | 2577 | 0.58 | 0.58 | 0.58 | 0 | 0 | 0 | 2312.0916 | 2403.3327 | 2509.3196 | 0 | 0 | 0 | 3502.6844 | 3502.6844 | 3502.6844 | 0 | 0 | 0 | 0 | 0 | 0
| BNI | Efficient Product Rebates | Business Energy Rebates | Per 1/50 hp motor | EC Motor for Refrigeration Applications ¦ Business Energy Rebates1 | 2.1489 | 2.2517 | 2.3655 | 0 | 0 | 0 | 0 | 0 | 0 | 0 | 0 | 0 | 0 | 0 | 0 | 0 | 0 | 0 | 0 | 0 | 0 | 0 | 0 | 0 | 0 | 0 | 0 | 0 | 0 | 0 | 0 | 0 | 0 | 341.64 | 341.64 | 341.64 | 0.039 | 0.039 | 0.039 | 341.64 | 341.64 | 341.64 | 0.039 | 0.039 | 0.039 | 0 | 0 | 0 | 350.4664 | 367.2394 | 385.7847 | 0 | 0 | 0 | 573.5471 | 573.5471 | 573.5471 | 0 | 0 | 0 | 0 | 0 | 0
| BNI | Efficient Product Rebates | Business Energy Rebates | Per 1/15 hp motor | EC Motor for Refrigeration Applications ¦ Business Energy Rebates2 | 3.1184 | 3.2676 | 3.4326 | 0 | 0 | 0 | 0 | 0 | 0 | 0 | 0 | 0 | 0 | 0 | 0 | 0 | 0 | 0 | 0 | 0 | 0 | 0 | 0 | 0 | 0 | 0 | 0 | 0 | 0 | 0 | 0 | 0 | 0 | 1047.696 | 1047.696 | 1047.696 | 0.1196 | 0.1196 | 0.1196 | 1047.696 | 1047.696 | 1047.696 | 0.1196 | 0.1196 | 0.1196 | 0 | 0 | 0 | 1074.7637 | 1126.2008 | 1183.073 | 0 | 0 | 0 | 2196.1182 | 2196.1182 | 2196.1182 | 0 | 0 | 0 | 0 | 0 | 0
| Residential | Residential Efficient Products | Instant Savings | Per pump | ECM Circulator Pump ¦ Instant Savings | 0.60324 | 0.62697 | 0.65409 | 0 | 0 | 0 | 0 | 0 | 0 | 0 | 0 | 0 | 0 | 0 | 0 | 0 | 0 | 0 | 0 | 0 | 0 | 0 | 0 | 0 | 0 | 0 | 0 | 0 | 0 | 0 | 0 | 0 | 0 | 127 | 127 | 127 | 0.0298 | 0.0298 | 0.0298 | 0 | 0 | 0 | 0 | 0 | 0 | 0 | 0 | 0 | 194.2202 | 201.8613 | 210.5908 | 0 | 0 | 0 | -337.7194 | -337.7194 | -337.7194 | 0 | 0 | 0 | 0 | 0 | 0
| Residential | Residential Efficient Products | Instant Savings | Per appliance | Efficient clothes washer ¦ Instant Savings | 0.82298 | 0.859 | 0.90148 | 0 | 0 | 0 | 0 | 0 | 0 | 0 | 0 | 0 | 0 | 0 | 0 | 0 | 0 | 0 | 0 | 0 | 0 | 0 | 0 | 0 | 0 | 0 | 0 | 0 | 0 | 0 | 0 | 0 | 0 | 188 | 188 | 188 | 0.025944 | 0.025944 | 0.025944 | 0 | 0 | 0 | 0 | 0 | 0 | 0 | 0 | 0 | 232.0041 | 242.1575 | 254.1331 | 0 | 0 | 0 | -111.4416 | -111.4416 | -111.4416 | 0 | 0 | 0 | 0 | 0 | 0
| Residential | Residential Efficient Products | Instant Savings | Per appliance | Efficient refrigerator ¦ Instant Savings | 1.8832 | 1.9655 | 2.0478 | 0 | 0 | 0 | 0 | 0 | 0 | 0 | 0 | 0 | 0 | 0 | 0 | 0 | 0 | 0 | 0 | 0 | 0 | 0 | 0 | 0 | 0 | 0 | 0 | 0 | 0 | 0 | 0 | 0 | 0 | 49 | 49 | 49 | 0.0074382 | 0.0074382 | 0.0074382 | 0 | 0 | 0 | 0 | 0 | 0 | 0 | 0 | 0 | 54.9206 | 57.3206 | 59.722 | 0 | 0 | 0 | 78.8815 | 78.8815 | 78.8815 | 0 | 0 | 0 | 0 | 0 | 0
| BNI | Efficient Product Rebates | Business Energy Rebates | Per Oven | Electric Combination Oven ¦ Business Energy Rebates | 2.9684 | 3.0974 | 3.2267 | 0 | 0 | 0 | 0 | 0 | 0 | 0 | 0 | 0 | 0 | 0 | 0 | 0 | 0 | 0 | 0 | 0 | 0 | 0 | 0 | 0 | 0 | 0 | 0 | 0 | 0 | 0 | 0 | 0 | 0 | 6368 | 6368 | 6368 | 0.989 | 0.989 | 0.989 | 0 | 0 | 0 | 0 | 0 | 0 | 0 | 0 | 0 | 5895.5231 | 6151.7889 | 6408.6029 | 0 | 0 | 0 | 11682.7655 | 11682.7655 | 11682.7655 | 0 | 0 | 0 | 0 | 0 | 0
| BNI | Efficient Product Rebates | Business Energy Rebates | Per Oven | Electric Combination Oven with Gas ¦ Business Energy Rebates | 0.36313 | 0.40035 | 0.43731 | 0 | 0 | 0 | 0 | 0 | 0 | 0 | 0 | 0 | 0 | 0 | 0 | 0 | 0 | 0 | 0 | 0 | 0 | 0 | 0 | 0 | 0 | 0 | 0 | 0 | 0 | 0 | 0 | 0 | 0 | 18282 | 18282 | 18282 | 2.838 | 2.838 | 2.838 | 18282 | 18282 | 18282 | 2.838 | 2.838 | 2.838 | 0 | 0 | 0 | 4815.7531 | 5309.3207 | 5799.5938 | 0 | 0 | 0 | -22426.8749 | -22426.8749 | -22426.8749 | 0 | 0 | 0 | 0 | 0 | 0
| BNI | Efficient Product Rebates | Business Energy Rebates | Per Oven | Electric Convection Oven ¦ Business Energy Rebates | 1.4886 | 1.5533 | 1.6182 | 0 | 0 | 0 | 0 | 0 | 0 | 0 | 0 | 0 | 0 | 0 | 0 | 0 | 0 | 0 | 0 | 0 | 0 | 0 | 0 | 0 | 0 | 0 | 0 | 0 | 0 | 0 | 0 | 0 | 0 | 1937 | 1937 | 1937 | 0.301 | 0.301 | 0.301 | 0 | 0 | 0 | 0 | 0 | 0 | 0 | 0 | 0 | 1793.5616 | 1871.5116 | 1949.6315 | 0 | 0 | 0 | 1865.2116 | 1865.2116 | 1865.2116 | 0 | 0 | 0 | 0 | 0 | 0
| BNI | Efficient Product Rebates | Business Energy Rebates | Per Oven | Electric Convection Oven with Gas ¦ Business Energy Rebates | 0.33574 | 0.39185 | 0.44745 | 0 | 0 | 0 | 0 | 0 | 0 | 0 | 0 | 0 | 0 | 0 | 0 | 0 | 0 | 0 | 0 | 0 | 0 | 0 | 0 | 0 | 0 | 0 | 0 | 0 | 0 | 0 | 0 | 0 | 0 | 12059 | 12059 | 12059 | 1.872 | 1.872 | 1.872 | 12059 | 12059 | 12059 | 1.872 | 1.872 | 1.872 | 0 | 0 | 0 | 1780.936 | 2078.5858 | 2373.5048 | 0 | 0 | 0 | -9110.692 | -9110.692 | -9110.692 | 0 | 0 | 0 | 0 | 0 | 0
| BNI | Efficient Product Rebates | Business Energy Rebates | Per Fryer | Electric Fryer Replacement with Gas ¦ Business Energy Rebates | 1.3962 | 1.3227 | 1.4939 | 0 | 0 | 0 | 0 | 0 | 0 | 0 | 0 | 0 | 0 | 0 | 0 | 0 | 0 | 0 | 0 | 0 | 0 | 0 | 0 | 0 | 0 | 0 | 0 | 0 | 0 | 0 | 0 | 0 | 0 | 18189 | 18189 | 18189 | 2.1179 | 2.1179 | 2.1179 | 18189 | 18189 | 18189 | 2.824 | 2.1179 | 2.1179 | 0 | 0 | 0 | 3791.3499 | 3591.6671 | 4056.4886 | 0 | 0 | 0 | 3070.9347 | 3070.9347 | 3070.9347 | 0 | 0 | 0 | 0 | 0 | 0
| BNI | Efficient Product Rebates | Business Energy Rebates | Per Griddle - 3' | Electric Griddle Replacement with Gas ¦ Business Energy Rebates | 0.28539 | 0.37802 | 0.46962 | 0 | 0 | 0 | 0 | 0 | 0 | 0 | 0 | 0 | 0 | 0 | 0 | 0 | 0 | 0 | 0 | 0 | 0 | 0 | 0 | 0 | 0 | 0 | 0 | 0 | 0 | 0 | 0 | 0 | 0 | 15815 | 15815 | 15815 | 2.455 | 2.455 | 2.455 | 15815 | 15815 | 15815 | 2.455 | 2.455 | 2.455 | 0 | 0 | 0 | 1128.2959 | 1494.5097 | 1856.658 | 0 | 0 | 0 | -6963.8903 | -6963.8903 | -6963.8903 | 0 | 0 | 0 | 0 | 0 | 0
| BNI | Efficient Product Rebates | Business Energy Rebates | Per Steam Cooker - 3 pan | Electric Steam Cooker ¦ Business Energy Rebates | 3.404 | 3.552 | 3.7003 | 0 | 0 | 0 | 0 | 0 | 0 | 0 | 0 | 0 | 0 | 0 | 0 | 0 | 0 | 0 | 0 | 0 | 0 | 0 | 0 | 0 | 0 | 0 | 0 | 0 | 0 | 0 | 0 | 0 | 0 | 9967 | 9967 | 9967 | 1.547 | 1.547 | 1.547 | 0 | 0 | 0 | 0 | 0 | 0 | 0 | 0 | 0 | 9225.9228 | 9627.0234 | 10028.9641 | 0 | 0 | 0 | 19401.1248 | 19401.1248 | 19401.1248 | 0 | 0 | 0 | 0 | 0 | 0
| BNI | Efficient Product Rebates | Business Energy Rebates | Per 60 gal HWH | Electric to Natural Gas - Water Heater ¦ Business Energy Rebates | 4.6112 | 4.7832 | 4.9817 | 153.8658 | 153.8658 | 153.8658 | 562908.1917 | 562908.1917 | 562908.1917 | 8443622.8754 | 8443622.8754 | 8443622.8754 | 116825.476 | 116825.476 | 116825.476 | 100 | 100 | 100 | 814937.5293 | 845321.8299 | 880412.5143 | 86000 | 86000 | 86000 | 16825.476 | 16825.476 | 16825.476 | 159903.24 | 159903.24 | 159903.24 | 0 | 0 | 0 | 6146.172 | 6146.172 | 6146.172 | 1.68 | 1.68 | 1.68 | 0 | 0 | 0 | 0 | 0 | 0 | 0 | 0 | 0 | 8149.3753 | 8453.2183 | 8804.1251 | 0 | 0 | 0 | 18804.6489 | 18804.6489 | 18804.6489 | 0.021113 | 0.021113 | 0.021113 | 8443622.8754 | 8443622.8754 | 8443622.8754
| BNI | Custom Incentives | EMIS | Per Gross GWh | Energy Management Information Systems ¦ EMIS | 1.1754 | 1.2793 | 1.3937 | 0 | 0 | 0 | 0 | 0 | 0 | 0 | 0 | 0 | 0 | 0 | 0 | 0 | 0 | 0 | 0 | 0 | 0 | 0 | 0 | 0 | 0 | 0 | 0 | 0 | 0 | 0 | 0 | 0 | 0 | 1000000 | 1000000 | 1000000 | 168.5 | 168.5 | 168.5 | 0 | 0 | 0 | 0 | 0 | 0 | 0 | 0 | 0 | 297758.1027 | 324070.4927 | 353061.628 | 0 | 0 | 0 | 198033.3762 | 198033.3762 | 198033.3762 | 0 | 0 | 0 | 0 | 0 | 0
| BNI | Efficient Product Rebates | Business Energy Rebates | Per Pool Pump | ENERGY STAR Pool Pump ¦ Business Energy Rebates | 6.1526 | 6.5236 | 6.9204 | 0 | 0 | 0 | 0 | 0 | 0 | 0 | 0 | 0 | 0 | 0 | 0 | 0 | 0 | 0 | 0 | 0 | 0 | 0 | 0 | 0 | 0 | 0 | 0 | 0 | 0 | 0 | 0 | 0 | 0 | 3847 | 3847 | 3847 | 0 | 0 | 0 | 3847 | 3847 | 3847 | 0 | 0 | 0 | 0 | 0 | 0 | 3116.7482 | 3304.6433 | 3505.6811 | 0 | 0 | 0 | 7856.5073 | 7856.5073 | 7856.5073 | 0 | 0 | 0 | 0 | 0 | 0
| BNI | Efficient Product Rebates | Business Energy Rebates | Per 30 kVA Power Supply | ENERGY STAR Uninteruptible Power Supplies (UPS) ¦ Business Energy Rebates | 0.094789 | 0.10065 | 0.10691 | 0 | 0 | 0 | 0 | 0 | 0 | 0 | 0 | 0 | 0 | 0 | 0 | 0 | 0 | 0 | 0 | 0 | 0 | 0 | 0 | 0 | 0 | 0 | 0 | 0 | 0 | 0 | 0 | 0 | 0 | 6120 | 6120 | 6120 | 0 | 0 | 0 | 0 | 0 | 0 | 0 | 0 | 0 | 0 | 0 | 0 | 3480.4004 | 3695.5515 | 3925.3787 | 0 | 0 | 0 | -92872.818 | -92872.818 | -92872.818 | 0 | 0 | 0 | 0 | 0 | 0
| BNI | Efficient Product Rebates | Business Energy Rebates | Per Washer - 3 cubic feet | ENERGY STAR Washing Machine ¦ Business Energy Rebates | 4.5838 | 4.7054 | 4.8642 | 0.71438 | 0.71438 | 0.71438 | 1432.6794 | 1432.6794 | 1432.6794 | 15759.4734 | 15759.4734 | 15759.4734 | 342.8232 | 342.8232 | 342.8232 | 2 | 2 | 2 | 2188.602 | 2246.6638 | 2322.474 | 258 | 258 | 258 | 42.8232 | 42.8232 | 42.8232 | 434.644 | 434.644 | 434.644 | 0 | 0 | 0 | 782.143 | 782.143 | 782.143 | 0.39 | 0.39 | 0.39 | 0 | 0 | 0 | 0 | 0 | 0 | 0 | 0 | 0 | 1094.301 | 1123.3319 | 1161.237 | 0 | 0 | 0 | 2491.6982 | 2491.6982 | 2491.6982 | 0.02963 | 0.02963 | 0.02963 | 15759.4734 | 15759.4734 | 15759.4734
| BNI | Efficient Product Rebates | Business Energy Rebates | Per controller - controlling 500 W of fan power - medium temp | Evaporator Fan Motor Controls ¦ Business Energy Rebates | 1.3117 | 1.3747 | 1.4449 | 0 | 0 | 0 | 0 | 0 | 0 | 0 | 0 | 0 | 0 | 0 | 0 | 0 | 0 | 0 | 0 | 0 | 0 | 0 | 0 | 0 | 0 | 0 | 0 | 0 | 0 | 0 | 0 | 0 | 0 | 2647.71 | 2647.71 | 2647.71 | 0.302 | 0.302 | 0.302 | 0 | 0 | 0 | 0 | 0 | 0 | 0 | 0 | 0 | 1946.5341 | 2039.9516 | 2144.1786 | 0 | 0 | 0 | 1561.4392 | 1561.4392 | 1561.4392 | 0 | 0 | 0 | 0 | 0 | 0
| Residential | Existing Residential | Efficient Products Installation | Per faucet aerator | Faucet Aerators - MURB ¦ Efficient Products Installation | 5.0094 | 5.3941 | 5.6513 | 0 | 0 | 0 | 0 | 0 | 0 | 0 | 0 | 0 | 0 | 0 | 0 | 0 | 0 | 0 | 0 | 0 | 0 | 0 | 0 | 0 | 0 | 0 | 0 | 0 | 0 | 0 | 0 | 0 | 0 | 95 | 98 | 98 | 0.01539 | 0.015876 | 0.015876 | 0 | 0 | 0 | 0 | 0 | 0 | 16.1568 | 16.1568 | 16.1568 | 96.9314 | 104.376 | 109.3523 | 0 | 0 | 0 | 236.0108 | 236.0108 | 236.0108 | 0 | 0 | 0 | 0 | 0 | 0
| Residential | Existing Residential | Efficient Products Installation | Per faucet aerator | Faucet Aerators ¦ Efficient Products Installation | 5.1407 | 5.3661 | 5.622 | 0 | 0 | 0 | 0 | 0 | 0 | 0 | 0 | 0 | 0 | 0 | 0 | 0 | 0 | 0 | 0 | 0 | 0 | 0 | 0 | 0 | 0 | 0 | 0 | 0 | 0 | 0 | 0 | 0 | 0 | 98 | 98 | 98 | 0.015876 | 0.015876 | 0.015876 | 0 | 0 | 0 | 0 | 0 | 0 | 16.1568 | 16.1568 | 16.1568 | 99.9924 | 104.376 | 109.3523 | 0 | 0 | 0 | 238.7882 | 238.7882 | 238.7882 | 0 | 0 | 0 | 0 | 0 | 0
| BNI | Efficient Product Rebates | Business Energy Rebates | Per Luminaire | Flood Luminaire (10000 lumen) ¦ Business Energy Rebates | 3.737 | 3.8832 | 4.0495 | 1781.3507 | 1781.3507 | 1781.3507 | 7802315.9047 | 7802315.9047 | 7802315.9047 | 133419601.971 | 133419601.971 | 133419601.971 | 1186213.3034 | 1186213.3034 | 1186213.3034 | 9530 | 9530 | 9530 | 11715110.5571 | 12173592.1221 | 12694885.1102 | 819580 | 819580 | 819580 | 233213.3034 | 233213.3034 | 233213.3034 | 2901690.2068 | 2901690.2068 | 2901690.2068 | 0 | 0 | 0 | 893.9182 | 893.9182 | 893.9182 | 0.20409 | 0.20409 | 0.20409 | 0 | 0 | 0 | 0 | 0 | 0 | 0 | 0 | 0 | 1229.2876 | 1277.3969 | 1332.0971 | 0 | 0 | 0 | 2666.8748 | 2666.8748 | 2666.8748 | 0.01437 | 0.01437 | 0.01437 | 133419601.971 | 133419601.971 | 133419601.971
| BNI | Direct Installation | Small Business Energy Solutions | Per Luminaire | Flood Luminaire (10000 lumen) ¦ Small Business Energy Solutions | 2.5109 | 2.6092 | 2.7209 | 0 | 0 | 0 | 0 | 0 | 0 | 0 | 0 | 0 | 0 | 0 | 0 | 0 | 0 | 0 | 0 | 0 | 0 | 0 | 0 | 0 | 0 | 0 | 0 | 0 | 0 | 0 | 0 | 0 | 0 | 893.9182 | 893.9182 | 893.9182 | 0.20409 | 0.20409 | 0.20409 | 0 | 0 | 0 | 0 | 0 | 0 | 0 | 0 | 0 | 1257.8757 | 1307.1038 | 1363.0761 | 0 | 0 | 0 | 2266.7052 | 2266.7052 | 2266.7052 | 0 | 0 | 0 | 0 | 0 | 0
| BNI | Efficient Product Rebates | Business Energy Rebates | Per Luminaire | Flood Luminaire (48000 lumen) ¦ Business Energy Rebates | 2.3891 | 2.4826 | 2.5889 | 214.5729 | 214.5729 | 214.5729 | 939829.1815 | 939829.1815 | 939829.1815 | 16071079.0041 | 16071079.0041 | 16071079.0041 | 202811.7449 | 202811.7449 | 202811.7449 | 364 | 364 | 364 | 1411145.4728 | 1466371.9414 | 1529164.3697 | 150259.2 | 150259.2 | 150259.2 | 28091.7449 | 28091.7449 | 28091.7449 | 562562.9318 | 562562.9318 | 562562.9318 | 0 | 0 | 0 | 2819.1273 | 2819.1273 | 2819.1273 | 0.64364 | 0.64364 | 0.64364 | 0 | 0 | 0 | 0 | 0 | 0 | 0 | 0 | 0 | 3876.7733 | 4028.4943 | 4201.001 | 0 | 0 | 0 | 6764.6471 | 6764.6471 | 6764.6471 | 0.020396 | 0.020396 | 0.020396 | 16071079.0041 | 16071079.0041 | 16071079.0041
| BNI | Direct Installation | Small Business Energy Solutions | Per Luminaire | Flood Luminaire (48000 lumen) ¦ Small Business Energy Solutions | 1.8207 | 1.892 | 1.973 | 0 | 0 | 0 | 0 | 0 | 0 | 0 | 0 | 0 | 0 | 0 | 0 | 0 | 0 | 0 | 0 | 0 | 0 | 0 | 0 | 0 | 0 | 0 | 0 | 0 | 0 | 0 | 0 | 0 | 0 | 2819.1273 | 2819.1273 | 2819.1273 | 0.64364 | 0.64364 | 0.64364 | 0 | 0 | 0 | 0 | 0 | 0 | 0 | 0 | 0 | 3966.9308 | 4122.1803 | 4298.6987 | 0 | 0 | 0 | 5464.3677 | 5464.3677 | 5464.3677 | 0 | 0 | 0 | 0 | 0 | 0
| BNI | Efficient Product Rebates | Business Energy Rebates | Per Lamp | Four Pin Replacement Lamps for CFLs ¦ Business Energy Rebates | 3.0328 | 3.1679 | 3.3145 | 0.98534 | 0.98534 | 0.98534 | 6993.2878 | 6993.2878 | 6993.2878 | 79723.4812 | 79723.4812 | 79723.4812 | 709.0312 | 709.0312 | 709.0312 | 100 | 100 | 100 | 6600.4471 | 6894.4211 | 7213.4849 | 430 | 430 | 430 | 209.0312 | 209.0312 | 209.0312 | 1967.336 | 1967.336 | 1967.336 | 0 | 0 | 0 | 76.3569 | 76.3569 | 76.3569 | 0.010759 | 0.010759 | 0.010759 | 0 | 0 | 0 | 0 | 0 | 0 | 0 | 0 | 0 | 66.0045 | 68.9442 | 72.1348 | 0 | 0 | 0 | 132.5288 | 132.5288 | 132.5288 | 0.012261 | 0.012261 | 0.012261 | 79723.4812 | 79723.4812 | 79723.4812
| BNI | Direct Installation | Small Business Energy Solutions | Per Lamp | Four Pin Replacement Lamps for CFLs ¦ Small Business Energy Solutions | 1.8601 | 1.943 | 2.0329 | 0 | 0 | 0 | 0 | 0 | 0 | 0 | 0 | 0 | 0 | 0 | 0 | 0 | 0 | 0 | 0 | 0 | 0 | 0 | 0 | 0 | 0 | 0 | 0 | 0 | 0 | 0 | 0 | 0 | 0 | 76.3569 | 76.3569 | 76.3569 | 0.010759 | 0.010759 | 0.010759 | 0 | 0 | 0 | 0 | 0 | 0 | 0 | 0 | 0 | 67.5395 | 70.5476 | 73.8124 | 0 | 0 | 0 | 96.1314 | 96.1314 | 96.1314 | 0 | 0 | 0 | 0 | 0 | 0
| Residential | Residential Efficient Products | Appliance Retirement | Per appliance | Freezer replacement (Low income only) ¦ Appliance Retirement | 0.67048 | 0.70547 | 0.74595 | 87.0924 | 87.0924 | 0 | 631104.4444 | 631104.4444 | 0 | 2690426.6667 | 2690426.6667 | 0 | 362645.9828 | 367621.5918 | 0 | 406 | 406 | 0 | 243147.3169 | 259346.556 | 0 | 0 | 0 | 0 | 362645.9828 | 367621.5918 | 0 | 0 | 0 | 0 | 0 | 0 | 0 | 1399 | 1399 | 1399 | 0.19306 | 0.19306 | 0.19306 | 46 | 46 | 46 | 0.006348 | 0.006348 | 0.006348 | 680.8441 | 693.0993 | 705.5751 | 598.885 | 638.7846 | 684.7467 | 0 | 0 | 0 | -748.2427 | -748.2427 | -748.2427 | 0.15146 | 0.15353 | 0 | 2690426.6667 | 2690426.6667 | 0
| Residential | Existing Residential | First Nations Home Retrofits | Per appliance | Freezer replacement (Low income only) ¦ First Nations Home Retrofits | 0.68099 | 0.72636 | 0.77862 | 21.4513 | 21.4513 | 21.4513 | 155444.4444 | 155444.4444 | 155444.4444 | 662666.6667 | 662666.6667 | 662666.6667 | 87943.6 | 87943.6 | 87943.6 | 100 | 100 | 100 | 59888.5017 | 63878.4621 | 68474.6748 | 0 | 0 | 0 | 87943.6 | 87943.6 | 87943.6 | 0 | 0 | 0 | 0 | 0 | 0 | 1399 | 1399 | 1399 | 0.19306 | 0.19306 | 0.19306 | 46 | 46 | 46 | 0.006348 | 0.006348 | 0.006348 | 650 | 650 | 650 | 598.885 | 638.7846 | 684.7467 | 0 | 0 | 0 | -676.3545 | -676.3545 | -676.3545 | 0.14912 | 0.14912 | 0.14912 | 662666.6667 | 662666.6667 | 662666.6667
| Residential | Residential Efficient Products | Appliance Retirement | Per appliance | Freezer retirement ¦ Appliance Retirement | 1.8879 | 1.9779 | 2.0803 | 0 | 0 | 0 | 0 | 0 | 0 | 0 | 0 | 0 | 0 | 0 | 0 | 0 | 0 | 0 | 0 | 0 | 0 | 0 | 0 | 0 | 0 | 0 | 0 | 0 | 0 | 0 | 0 | 0 | 0 | 863 | 863 | 863 | 0.11909 | 0.11909 | 0.11909 | 863 | 863 | 863 | 0.11909 | 0.11909 | 0.11909 | 0 | 0 | 0 | 367.2034 | 384.7241 | 404.6339 | 0 | 0 | 0 | 534.8176 | 534.8176 | 534.8176 | 0 | 0 | 0 | 0 | 0 | 0
| BNI | Direct Installation | Small Business Energy Solutions | Per Luminaire | Fuel Pump Canopy Luminaire (4000 lumen) ¦ Small Business Energy Solutions | 3.4715 | 3.6044 | 3.7538 | 0 | 0 | 0 | 0 | 0 | 0 | 0 | 0 | 0 | 0 | 0 | 0 | 0 | 0 | 0 | 0 | 0 | 0 | 0 | 0 | 0 | 0 | 0 | 0 | 0 | 0 | 0 | 0 | 0 | 0 | 571.152 | 571.152 | 571.152 | 0.1304 | 0.1304 | 0.1304 | 0 | 0 | 0 | 0 | 0 | 0 | 0 | 0 | 0 | 586.6472 | 609.101 | 634.3513 | 0 | 0 | 0 | 1237.2763 | 1237.2763 | 1237.2763 | 0 | 0 | 0 | 0 | 0 | 0
| BNI | Direct Installation | Small Business Energy Solutions | Per 800 lumen A-lamp | General Use Lamp (A,G Types) ¦ Small Business Energy Solutions | 1.5227 | 1.3609 | 1.1876 | 0 | 0 | 0 | 0 | 0 | 0 | 0 | 0 | 0 | 0 | 0 | 0 | 0 | 0 | 0 | 0 | 0 | 0 | 0 | 0 | 0 | 0 | 0 | 0 | 0 | 0 | 0 | 0 | 0 | 0 | 145.53 | 145.53 | 145.53 | 0.01763 | 0.01763 | 0.01763 | 34.3 | 34.3 | 34.3 | 0.0066889 | 0.0066889 | 0.0066889 | 0 | 0 | 0 | 53.1279 | 47.4826 | 41.4372 | 0 | 0 | 0 | 35.7559 | 35.7559 | 35.7559 | 0 | 0 | 0 | 0 | 0 | 0
| BNI | Efficient Product Rebates | Business Energy Rebates | Per 30 cubic foot refrigerator | Glass Door Refrigerator ¦ Business Energy Rebates | 29.134 | 30.6075 | 32.0308 | 0 | 0 | 0 | 0 | 0 | 0 | 0 | 0 | 0 | 0 | 0 | 0 | 0 | 0 | 0 | 0 | 0 | 0 | 0 | 0 | 0 | 0 | 0 | 0 | 0 | 0 | 0 | 0 | 0 | 0 | 774 | 774 | 774 | 0.06 | 0.06 | 0.06 | 0 | 0 | 0 | 0 | 0 | 0 | 0 | 0 | 0 | 617.3105 | 648.5319 | 678.6889 | 0 | 0 | 0 | 1759.3095 | 1759.3095 | 1759.3095 | 0 | 0 | 0 | 0 | 0 | 0
| BNI | Direct Installation | Small Business Energy Solutions | Per 30 cubic foot refrigerator | Glass Door Refrigerator ¦ Small Business Energy Solutions | 3.8518 | 4.0466 | 4.2347 | 0 | 0 | 0 | 0 | 0 | 0 | 0 | 0 | 0 | 0 | 0 | 0 | 0 | 0 | 0 | 0 | 0 | 0 | 0 | 0 | 0 | 0 | 0 | 0 | 0 | 0 | 0 | 0 | 0 | 0 | 774 | 774 | 774 | 0.06 | 0.06 | 0.06 | 0 | 0 | 0 | 0 | 0 | 0 | 0 | 0 | 0 | 631.6665 | 663.6141 | 694.4723 | 0 | 0 | 0 | 1400.036 | 1400.036 | 1400.036 | 0 | 0 | 0 | 0 | 0 | 0
| BNI | Efficient Product Rebates | Business Energy Rebates | Per Heat Pump - 3.5 COP, 15 EER | Ground Source Heat Pump (60kBTU/hr) ¦ Business Energy Rebates | 6.5037 | 6.6997 | 6.924 | 0 | 0 | 0 | 0 | 0 | 0 | 0 | 0 | 0 | 0 | 0 | 0 | 0 | 0 | 0 | 0 | 0 | 0 | 0 | 0 | 0 | 0 | 0 | 0 | 0 | 0 | 0 | 0 | 0 | 0 | 33285 | 33285 | 33285 | 12.5059 | 12.5059 | 12.5059 | 0 | 0 | 0 | 0 | 0 | 0 | 0 | 0 | 0 | 71569.7546 | 73727.6087 | 76195.3635 | 0 | 0 | 0 | 176383.548 | 176383.548 | 176383.548 | 0 | 0 | 0 | 0 | 0 | 0
| BNI | Direct Installation | Small Business Energy Solutions | Per Heat Pump - 3.5 COP, 15 EER | Ground Source Heat Pump (60kBTU/hr) ¦ Small Business Energy Solutions | 4.2136 | 4.3406 | 4.4859 | 0 | 0 | 0 | 0 | 0 | 0 | 0 | 0 | 0 | 0 | 0 | 0 | 0 | 0 | 0 | 0 | 0 | 0 | 0 | 0 | 0 | 0 | 0 | 0 | 0 | 0 | 0 | 0 | 0 | 0 | 33285 | 33285 | 33285 | 12.5059 | 12.5059 | 12.5059 | 0 | 0 | 0 | 0 | 0 | 0 | 0 | 0 | 0 | 73234.1675 | 75442.2043 | 77967.3487 | 0 | 0 | 0 | 163275.8708 | 163275.8708 | 163275.8708 | 0 | 0 | 0 | 0 | 0 | 0
| Residential | Existing Residential | Green Heat | Per GSHP | GSHP ¦ Green Heat | 2.4994 | 2.5481 | 2.609 | 92.5304 | 92.5304 | 92.5304 | 122778.2833 | 122778.2833 | 122778.2833 | 3069457.0822 | 3069457.0822 | 3069457.0822 | 74770.4809 | 74770.4809 | 74770.4809 | 12 | 12 | 12 | 412771.9353 | 420822.8092 | 430875.8073 | 26880 | 26880 | 26880 | 26770.4809 | 26770.4809 | 26770.4809 | 138378.24 | 138378.24 | 138378.24 | 0 | 0 | 0 | 16443.5201 | 16443.5201 | 16443.5201 | 12.3925 | 12.3925 | 12.3925 | 16443.5201 | 16443.5201 | 16443.5201 | 12.3925 | 12.3925 | 12.3925 | 0 | 0 | 0 | 34397.6613 | 35068.5674 | 35906.3173 | 0 | 0 | 0 | 59976.7341 | 59976.7341 | 59976.7341 | 0.048209 | 0.048209 | 0.048209 | 3069457.0822 | 3069457.0822 | 3069457.0822
| BNI | Efficient Product Rebates | Business Energy Rebates | Per Dryer | Heat Pump Clothes Dryer ¦ Business Energy Rebates | 3.5419 | 3.6194 | 3.727 | 102.3024 | 102.3024 | 102.3024 | 149303.8765 | 149303.8765 | 149303.8765 | 1642342.6411 | 1642342.6411 | 1642342.6411 | 39462.7327 | 39462.7327 | 39462.7327 | 100 | 100 | 100 | 275082.6298 | 281103.8545 | 289463.0097 | 30100 | 30100 | 30100 | 4462.7327 | 4462.7327 | 4462.7327 | 73203.2 | 73203.2 | 73203.2 | 0 | 0 | 0 | 1630.19 | 1630.19 | 1630.19 | 1.117 | 1.117 | 1.117 | 0 | 0 | 0 | 0 | 0 | 0 | 0 | 0 | 0 | 2750.8263 | 2811.0385 | 2894.6301 | 0 | 0 | 0 | 5733.7659 | 5733.7659 | 5733.7659 | 0.032729 | 0.032729 | 0.032729 | 1642342.6411 | 1642342.6411 | 1642342.6411
| BNI | Efficient Product Rebates | Business Energy Rebates | Per 60 gal HWH | Heat Pump Water Heater ¦ Business Energy Rebates | 2.6403 | 2.7412 | 2.8592 | 0 | 0 | 0 | 0 | 0 | 0 | 0 | 0 | 0 | 0 | 0 | 0 | 0 | 0 | 0 | 0 | 0 | 0 | 0 | 0 | 0 | 0 | 0 | 0 | 0 | 0 | 0 | 0 | 0 | 0 | 2688.952 | 2688.952 | 2688.952 | 0.66 | 0.66 | 0.66 | 0 | 0 | 0 | 0 | 0 | 0 | 0 | 0 | 0 | 2492.5262 | 2587.792 | 2699.2537 | 0 | 0 | 0 | 4624.6612 | 4624.6612 | 4624.6612 | 0 | 0 | 0 | 0 | 0 | 0
| Residential | Existing Residential | Green Heat | Per HPWH | Heat Pump Water Heater ¦ Green Heat | 0.36797 | 0.37949 | 0.39364 | 0 | 0 | 0 | 0 | 0 | 0 | 0 | 0 | 0 | 0 | 0 | 0 | 0 | 0 | 0 | 0 | 0 | 0 | 0 | 0 | 0 | 0 | 0 | 0 | 0 | 0 | 0 | 0 | 0 | 0 | 771 | 771 | 771 | 0.3 | 0.3 | 0.3 | 771 | 771 | 771 | 0.3 | 0.3 | 0.3 | 0 | 0 | 0 | 1071.1159 | 1104.666 | 1145.8414 | 0 | 0 | 0 | -5076.6747 | -5076.6747 | -5076.6747 | 0 | 0 | 0 | 0 | 0 | 0
| Residential | Existing Residential | Home Energy Assessment | Per HPWH | Heat Pump Water Heater ¦ Home Energy Assessment | 0.36652 | 0.37801 | 0.3921 | 0 | 0 | 0 | 0 | 0 | 0 | 0 | 0 | 0 | 0 | 0 | 0 | 0 | 0 | 0 | 0 | 0 | 0 | 0 | 0 | 0 | 0 | 0 | 0 | 0 | 0 | 0 | 0 | 0 | 0 | 771 | 771 | 771 | 0.3 | 0.3 | 0.3 | 771 | 771 | 771 | 0.3 | 0.3 | 0.3 | 0 | 0 | 0 | 814.0481 | 839.5462 | 870.8395 | 0 | 0 | 0 | -3882.754 | -3882.754 | -3882.754 | 0 | 0 | 0 | 0 | 0 | 0
| BNI | Direct Installation | Small Business Energy Solutions | Per 60 gal HWH | Heat Pump Water Heater ¦ Small Business Energy Solutions | 1.7464 | 1.8132 | 1.8913 | 0 | 0 | 0 | 0 | 0 | 0 | 0 | 0 | 0 | 0 | 0 | 0 | 0 | 0 | 0 | 0 | 0 | 0 | 0 | 0 | 0 | 0 | 0 | 0 | 0 | 0 | 0 | 0 | 0 | 0 | 2688.952 | 2688.952 | 2688.952 | 0.66 | 0.66 | 0.66 | 0 | 0 | 0 | 0 | 0 | 0 | 0 | 0 | 0 | 2550.492 | 2647.9732 | 2762.027 | 0 | 0 | 0 | 3341.9202 | 3341.9202 | 3341.9202 | 0 | 0 | 0 | 0 | 0 | 0
| BNI | Efficient Product Rebates | Business Energy Rebates | per heat reclaimer | Heat Reclaimer Unit (Agriculture) ¦ Business Energy Rebates | 3.6072 | 3.739 | 3.8919 | 0 | 0 | 0 | 0 | 0 | 0 | 0 | 0 | 0 | 0 | 0 | 0 | 0 | 0 | 0 | 0 | 0 | 0 | 0 | 0 | 0 | 0 | 0 | 0 | 0 | 0 | 0 | 0 | 0 | 0 | 11434 | 11434 | 11434 | 3.29 | 3.29 | 3.29 | 0 | 0 | 0 | 0 | 0 | 0 | 0 | 0 | 0 | 15478.9398 | 16044.704 | 16700.5804 | 0 | 0 | 0 | 33060.2399 | 33060.2399 | 33060.2399 | 0 | 0 | 0 | 0 | 0 | 0
| BNI | Direct Installation | Small Business Energy Solutions | per heat reclaimer | Heat Reclaimer Unit (Agriculture) ¦ Small Business Energy Solutions | 2.4393 | 2.5284 | 2.6318 | 0 | 0 | 0 | 0 | 0 | 0 | 0 | 0 | 0 | 0 | 0 | 0 | 0 | 0 | 0 | 0 | 0 | 0 | 0 | 0 | 0 | 0 | 0 | 0 | 0 | 0 | 0 | 0 | 0 | 0 | 11434 | 11434 | 11434 | 3.29 | 3.29 | 3.29 | 0 | 0 | 0 | 0 | 0 | 0 | 0 | 0 | 0 | 15838.9151 | 16417.8366 | 17088.966 | 0 | 0 | 0 | 27917.2667 | 27917.2667 | 27917.2667 | 0 | 0 | 0 | 0 | 0 | 0
| Residential | Residential Efficient Products | Instant Savings | Per timer | Heavy duty timer ¦ Instant Savings | 2.6171 | 2.7789 | 2.9517 | 0 | 0 | 0 | 0 | 0 | 0 | 0 | 0 | 0 | 0 | 0 | 0 | 0 | 0 | 0 | 0 | 0 | 0 | 0 | 0 | 0 | 0 | 0 | 0 | 0 | 0 | 0 | 0 | 0 | 0 | 122 | 122 | 122 | 0 | 0 | 0 | 0 | 0 | 0 | 0 | 0 | 0 | 0 | 0 | 0 | 84.171 | 89.3742 | 94.9324 | 0 | 0 | 0 | 160.55 | 160.55 | 160.55 | 0 | 0 | 0 | 0 | 0 | 0
| BNI | Efficient Product Rebates | Business Energy Rebates | Per Luminaire | High Bay Luminaire (15 000 lumen) ¦ Business Energy Rebates | 3.0936 | 3.2154 | 3.3491 | 0 | 0 | 0 | 0 | 0 | 0 | 0 | 0 | 0 | 0 | 0 | 0 | 0 | 0 | 0 | 0 | 0 | 0 | 0 | 0 | 0 | 0 | 0 | 0 | 0 | 0 | 0 | 0 | 0 | 0 | 387.6923 | 387.6923 | 387.6923 | 0.075604 | 0.075604 | 0.075604 | 0 | 0 | 0 | 0 | 0 | 0 | 0 | 0 | 0 | 623.7626 | 648.3229 | 675.2769 | 0 | 0 | 0 | 1255.1752 | 1255.1752 | 1255.1752 | 0 | 0 | 0 | 0 | 0 | 0
| BNI | Direct Installation | Small Business Energy Solutions | Per Luminaire | High Bay Luminaire (15 000 lumen) ¦ Small Business Energy Solutions | 2.2992 | 2.3898 | 2.4891 | 0 | 0 | 0 | 0 | 0 | 0 | 0 | 0 | 0 | 0 | 0 | 0 | 0 | 0 | 0 | 0 | 0 | 0 | 0 | 0 | 0 | 0 | 0 | 0 | 0 | 0 | 0 | 0 | 0 | 0 | 387.6923 | 387.6923 | 387.6923 | 0.075604 | 0.075604 | 0.075604 | 0 | 0 | 0 | 0 | 0 | 0 | 0 | 0 | 0 | 638.2687 | 663.4001 | 690.981 | 0 | 0 | 0 | 1083.9136 | 1083.9136 | 1083.9136 | 0 | 0 | 0 | 0 | 0 | 0
| BNI | Direct Installation | Small Business Energy Solutions | Per Luminaire | High Bay Luminaire (35 000 lumen) ¦ Small Business Energy Solutions | 3.017 | 3.1358 | 3.2662 | 0 | 0 | 0 | 0 | 0 | 0 | 0 | 0 | 0 | 0 | 0 | 0 | 0 | 0 | 0 | 0 | 0 | 0 | 0 | 0 | 0 | 0 | 0 | 0 | 0 | 0 | 0 | 0 | 0 | 0 | 904.6154 | 904.6154 | 904.6154 | 0.17641 | 0.17641 | 0.17641 | 0 | 0 | 0 | 0 | 0 | 0 | 0 | 0 | 0 | 1489.2937 | 1547.9337 | 1612.2889 | 0 | 0 | 0 | 2962.4739 | 2962.4739 | 2962.4739 | 0 | 0 | 0 | 0 | 0 | 0
| BNI | Efficient Product Rebates | Business Energy Rebates | Per 1.5 kW pump | High Efficiency Circulator Pump 1.5kW ¦ Business Energy Rebates | 1.0351 | 1.0776 | 1.1257 | 0 | 0 | 0 | 0 | 0 | 0 | 0 | 0 | 0 | 0 | 0 | 0 | 0 | 0 | 0 | 0 | 0 | 0 | 0 | 0 | 0 | 0 | 0 | 0 | 0 | 0 | 0 | 0 | 0 | 0 | 2558 | 2558 | 2558 | 0.532 | 0.532 | 0.532 | 0 | 0 | 0 | 0 | 0 | 0 | 0 | 0 | 0 | 3077.4718 | 3203.5908 | 3346.7037 | 0 | 0 | 0 | 647.7108 | 647.7108 | 647.7108 | 0 | 0 | 0 | 0 | 0 | 0
| BNI | Efficient Product Rebates | Business Energy Rebates | Per 100 W pump | High Efficiency Circulator Pump 100W ¦ Business Energy Rebates | 4.4102 | 4.5909 | 4.7959 | 0 | 0 | 0 | 0 | 0 | 0 | 0 | 0 | 0 | 0 | 0 | 0 | 0 | 0 | 0 | 0 | 0 | 0 | 0 | 0 | 0 | 0 | 0 | 0 | 0 | 0 | 0 | 0 | 0 | 0 | 422 | 422 | 422 | 0.0878 | 0.0878 | 0.0878 | 0 | 0 | 0 | 0 | 0 | 0 | 0 | 0 | 0 | 507.7639 | 528.5702 | 552.1805 | 0 | 0 | 0 | 1162.4722 | 1162.4722 | 1162.4722 | 0 | 0 | 0 | 0 | 0 | 0
| BNI | Efficient Product Rebates | Business Energy Rebates | Per 300 W pump | High Efficiency Circulator Pump 300W ¦ Business Energy Rebates | 1.0754 | 1.1195 | 1.1696 | 0 | 0 | 0 | 0 | 0 | 0 | 0 | 0 | 0 | 0 | 0 | 0 | 0 | 0 | 0 | 0 | 0 | 0 | 0 | 0 | 0 | 0 | 0 | 0 | 0 | 0 | 0 | 0 | 0 | 0 | 795 | 795 | 795 | 0.165 | 0.165 | 0.165 | 0 | 0 | 0 | 0 | 0 | 0 | 0 | 0 | 0 | 955.8039 | 994.9997 | 1039.4717 | 0 | 0 | 0 | 298.5029 | 298.5029 | 298.5029 | 0 | 0 | 0 | 0 | 0 | 0
| BNI | Efficient Product Rebates | Business Energy Rebates | per 22' Fan | High Volume Low Speed Fan (Agriculture) ¦ Business Energy Rebates | 4.375 | 4.5351 | 4.7206 | 0 | 0 | 0 | 0 | 0 | 0 | 0 | 0 | 0 | 0 | 0 | 0 | 0 | 0 | 0 | 0 | 0 | 0 | 0 | 0 | 0 | 0 | 0 | 0 | 0 | 0 | 0 | 0 | 0 | 0 | 13512.72 | 13512.72 | 13512.72 | 3.877 | 3.877 | 3.877 | 0 | 0 | 0 | 0 | 0 | 0 | 0 | 0 | 0 | 18272.0148 | 18940.6112 | 19715.5297 | 0 | 0 | 0 | 41527.5292 | 41527.5292 | 41527.5292 | 0 | 0 | 0 | 0 | 0 | 0
| BNI | Direct Installation | Small Business Energy Solutions | per 22' Fan | High Volume Low Speed Fan (Agriculture) ¦ Small Business Energy Solutions | 2.7666 | 2.8678 | 2.9851 | 0 | 0 | 0 | 0 | 0 | 0 | 0 | 0 | 0 | 0 | 0 | 0 | 0 | 0 | 0 | 0 | 0 | 0 | 0 | 0 | 0 | 0 | 0 | 0 | 0 | 0 | 0 | 0 | 0 | 0 | 13512.72 | 13512.72 | 13512.72 | 3.877 | 3.877 | 3.877 | 0 | 0 | 0 | 0 | 0 | 0 | 0 | 0 | 0 | 18696.9454 | 19381.0905 | 20174.0304 | 0 | 0 | 0 | 35506.6918 | 35506.6918 | 35506.6918 | 0 | 0 | 0 | 0 | 0 | 0
| Residential | Existing Residential | Efficient Products Installation | Per string of lights | Holiday Lights Exchange - MURB ¦ Efficient Products Installation | 7.8472 | 7.95 | 8.0954 | 6.1518 | 6.1518 | 6.1518 | 4615.0116 | 4615.0116 | 4615.0116 | 115375.2889 | 115375.2889 | 115375.2889 | 2888.2449 | 2888.2449 | 2888.2449 | 100 | 100 | 100 | 22664.7016 | 22961.4099 | 23381.5854 | 0 | 0 | 0 | 2888.2449 | 2888.2449 | 2888.2449 | 0 | 0 | 0 | 0 | 0 | 0 | 39.9376 | 39.9376 | 39.9376 | 0.053237 | 0.053237 | 0.053237 | 39.9376 | 39.9376 | 39.9376 | 0.053237 | 0.053237 | 0.053237 | 27.54 | 27.54 | 27.54 | 226.647 | 229.6141 | 233.8159 | 0 | 0 | 0 | 565.1785 | 565.1785 | 565.1785 | 0.049543 | 0.049543 | 0.049543 | 115375.2889 | 115375.2889 | 115375.2889
| Residential | Existing Residential | Efficient Products Installation | Per string of lights | Holiday Lights Exchange ¦ Efficient Products Installation | 7.8472 | 7.95 | 8.0954 | 81.3269 | 81.3269 | 81.3269 | 61010.4528 | 61010.4528 | 61010.4528 | 1525261.3191 | 1525261.3191 | 1525261.3191 | 38182.5971 | 38182.5971 | 38182.5971 | 1322 | 1322 | 1322 | 299627.3554 | 303549.8389 | 309104.5592 | 0 | 0 | 0 | 38182.5971 | 38182.5971 | 38182.5971 | 0 | 0 | 0 | 0 | 0 | 0 | 39.9376 | 39.9376 | 39.9376 | 0.053237 | 0.053237 | 0.053237 | 39.9376 | 39.9376 | 39.9376 | 0.053237 | 0.053237 | 0.053237 | 27.54 | 27.54 | 27.54 | 226.647 | 229.6141 | 233.8159 | 0 | 0 | 0 | 565.1785 | 565.1785 | 565.1785 | 0.049543 | 0.049543 | 0.049543 | 1525261.3191 | 1525261.3191 | 1525261.3191
| Residential | Existing Residential | Efficient Products Installation | Per tank wrap | Hot Water Tank Wrap - MURB ¦ Efficient Products Installation | 2.3136 | 2.4205 | 2.5482 | 0 | 0 | 0 | 0 | 0 | 0 | 0 | 0 | 0 | 0 | 0 | 0 | 0 | 0 | 0 | 0 | 0 | 0 | 0 | 0 | 0 | 0 | 0 | 0 | 0 | 0 | 0 | 0 | 0 | 0 | 102.778 | 102.778 | 102.778 | 0.01665 | 0.01665 | 0.01665 | 0 | 0 | 0 | 0 | 0 | 0 | 29.8554 | 29.8554 | 29.8554 | 77.0677 | 80.6266 | 84.8812 | 0 | 0 | 0 | 133.224 | 133.224 | 133.224 | 0 | 0 | 0 | 0 | 0 | 0
| Residential | Existing Residential | Efficient Products Installation | Per tank wrap | Hot Water Tank Wrap ¦ Efficient Products Installation | 3.0091 | 3.1481 | 3.3142 | 0 | 0 | 0 | 0 | 0 | 0 | 0 | 0 | 0 | 0 | 0 | 0 | 0 | 0 | 0 | 0 | 0 | 0 | 0 | 0 | 0 | 0 | 0 | 0 | 0 | 0 | 0 | 0 | 0 | 0 | 138.489 | 138.489 | 138.489 | 0.022435 | 0.022435 | 0.022435 | 0 | 0 | 0 | 0 | 0 | 0 | 29.8554 | 29.8554 | 29.8554 | 103.8455 | 108.641 | 114.3738 | 0 | 0 | 0 | 208.6843 | 208.6843 | 208.6843 | 0 | 0 | 0 | 0 | 0 | 0
| BNI | Efficient Product Rebates | Business Energy Rebates | Per Hotel Room | HVAC Hotel Occupancy Sensor ¦ Business Energy Rebates | 2.285 | 2.3817 | 2.4953 | 0 | 0 | 0 | 0 | 0 | 0 | 0 | 0 | 0 | 0 | 0 | 0 | 0 | 0 | 0 | 0 | 0 | 0 | 0 | 0 | 0 | 0 | 0 | 0 | 0 | 0 | 0 | 0 | 0 | 0 | 438 | 438 | 438 | 0.09 | 0.09 | 0.09 | 0 | 0 | 0 | 0 | 0 | 0 | 0 | 0 | 0 | 314.8886 | 328.223 | 343.8781 | 0 | 0 | 0 | 535.8327 | 535.8327 | 535.8327 | 0 | 0 | 0 | 0 | 0 | 0
| BNI | Efficient Product Rebates | Business Energy Rebates | Per 500 lb/day head | Ice-Making Head ¦ Business Energy Rebates | 2.7996 | 2.9239 | 3.0648 | 0 | 0 | 0 | 0 | 0 | 0 | 0 | 0 | 0 | 0 | 0 | 0 | 0 | 0 | 0 | 0 | 0 | 0 | 0 | 0 | 0 | 0 | 0 | 0 | 0 | 0 | 0 | 0 | 0 | 0 | 1216 | 1216 | 1216 | 0.189 | 0.189 | 0.189 | 0 | 0 | 0 | 0 | 0 | 0 | 0 | 0 | 0 | 967.3956 | 1010.355 | 1059.0217 | 0 | 0 | 0 | 1869.1419 | 1869.1419 | 1869.1419 | 0 | 0 | 0 | 0 | 0 | 0
| Residential | Residential Efficient Products | Instant Savings | Per sensor | Indoor motion sensor ¦ Instant Savings | 0.92115 | 0.9781 | 1.0389 | 0 | 0 | 0 | 0 | 0 | 0 | 0 | 0 | 0 | 0 | 0 | 0 | 0 | 0 | 0 | 0 | 0 | 0 | 0 | 0 | 0 | 0 | 0 | 0 | 0 | 0 | 0 | 0 | 0 | 0 | 37.556 | 37.556 | 37.556 | 0 | 0 | 0 | 0 | 0 | 0 | 0 | 0 | 0 | 0 | 0 | 0 | 25.9109 | 27.5126 | 29.2236 | 0 | 0 | 0 | -1.8354 | -1.8354 | -1.8354 | 0 | 0 | 0 | 0 | 0 | 0
| BNI | Efficient Product Rebates | ETS Business Energy Rebates | Per ETS | Large Commercial/Industrial ETS System ¦ ETS Business Energy Rebates | 4.051 | 4.0561 | 4.0804 | 487.7757 | 487.7757 | 487.7757 | 0 | 0 | 0 | 0 | 0 | 0 | 159859.3093 | 159859.3093 | 159859.3093 | 26.6291 | 26.6291 | 26.6291 | 1113610.7362 | 1115007.4483 | 1121702.9472 | 137406.4096 | 137406.4096 | 137406.4096 | 84.4144 | 84.4144 | 84.4144 | 274812.8193 | 274812.8193 | 274812.8193 | 0 | 0 | 0 | 0 | 0 | 0 | 20 | 20 | 20 | 0 | 0 | 0 | 0 | 0 | 0 | 0 | 0 | 0 | 41819.2384 | 41871.6889 | 42123.1238 | 0 | 0 | 0 | 88883.3849 | 88883.3849 | 88883.3849 | 0 | 0 | 0 | 0 | 0 | 0
| Residential | Residential Efficient Products | Instant Savings | Per fixture | LED - ENERGY STAR Fixture with Motion Sensor ¦ Instant Savings | 3.0741 | 2.8732 | 2.6606 | 150.5976 | 150.5976 | 150.5976 | 935389 | 935389 | 935389 | 7883731.9134 | 7145589.3855 | 6407446.8575 | 86817.21 | 86817.21 | 86817.21 | 3246 | 3246 | 3246 | 632789.1476 | 591443.4582 | 547662.811 | 32460 | 32460 | 32460 | 54357.21 | 54357.21 | 54357.21 | 151488.0088 | 151488.0088 | 151488.0088 | 0 | 0 | 0 | 259.35 | 259.35 | 259.35 | 0.041755 | 0.041755 | 0.041755 | 54.6894 | 54.6894 | 54.6894 | 0.008805 | 0.008805 | 0.008805 | 0 | 0 | 0 | 194.9443 | 182.2069 | 168.7193 | 0 | 0 | 0 | 334.9684 | 334.9684 | 334.9684 | 0.016784 | 0.019008 | 0.022143 | 7883731.9134 | 7145589.3855 | 6407446.8575
| Residential | Residential Efficient Products | Instant Savings | Per fixture | LED - ENERGY STAR Fixture without Motion Sensor ¦ Instant Savings | 1.09 | 1.0047 | 0.9012 | 462.1198 | 462.1198 | 462.1198 | 3231607.0713 | 3231607.0713 | 3231607.0713 | 22731295.1557 | 20279750.0828 | 17529276.1419 | 591234.7509 | 591234.7509 | 591234.7509 | 40344 | 40344 | 40344 | 1826736.5839 | 1683689.6167 | 1510315.0232 | 403440 | 403440 | 403440 | 187794.7509 | 187794.7509 | 187794.7509 | 1488095.5874 | 1488095.5874 | 1488095.5874 | 0 | 0 | 0 | 72.0912 | 72.0912 | 72.0912 | 0.010309 | 0.010309 | 0.010309 | 10.4156 | 10.7332 | 10.7332 | 0.0014894 | 0.0015348 | 0.0015348 | 0 | 0 | 0 | 45.279 | 41.7333 | 37.4359 | 0 | 0 | 0 | 0.32453 | 0.32453 | 0.32453 | 0.037093 | 0.042805 | 0.051851 | 22731295.1557 | 20279750.0828 | 17529276.1419
| Residential | Residential Efficient Products | Instant Savings | Per lamp | LED - Other ¦ Instant Savings | 2.5938 | 2.284 | 1.9529 | 848.6036 | 848.6036 | 848.6036 | 6018465.5014 | 6018465.5014 | 6018465.5014 | 34968602.4755 | 29494873.9976 | 24021145.5196 | 740470.7701 | 740470.7701 | 740470.7701 | 161248 | 161248 | 161248 | 2925154.0571 | 2575797.1988 | 2202342.2128 | 272251.1232 | 272251.1232 | 272251.1232 | 416362.2901 | 416362.2901 | 416362.2901 | 711370.3667 | 711370.3667 | 711370.3667 | 0 | 0 | 0 | 39.9903 | 39.9903 | 39.9903 | 0.0056386 | 0.0056386 | 0.0056386 | 3.6196 | 3.6196 | 3.6196 | 0.00051036 | 0.00051036 | 0.00051036 | 0 | 0 | 0 | 18.1407 | 15.9741 | 13.6581 | 0 | 0 | 0 | 25.3907 | 25.3907 | 25.3907 | 0.027784 | 0.033411 | 0.042637 | 34968602.4755 | 29494873.9976 | 24021145.5196
| Residential | Residential Efficient Products | Instant Savings | Per lamp | LED - R, BR and Decorative ¦ Instant Savings | 2.342 | 2.0416 | 1.7212 | 536.8913 | 536.8913 | 536.8913 | 3807739.6572 | 3807739.6572 | 3807739.6572 | 19682699.0195 | 16245937.7282 | 12809176.4369 | 483825.0559 | 483825.0559 | 483825.0559 | 118496 | 118496 | 118496 | 1723617.026 | 1502495.4792 | 1266717.6258 | 185138.1504 | 185138.1504 | 185138.1504 | 263422.4959 | 263422.4959 | 263422.4959 | 472531.4359 | 472531.4359 | 472531.4359 | 0 | 0 | 0 | 34.4292 | 34.4292 | 34.4292 | 0.0048545 | 0.0048545 | 0.0048545 | 3.3543 | 3.3543 | 3.3543 | 0.00047296 | 0.00047296 | 0.00047296 | 0 | 0 | 0 | 14.5458 | 12.6797 | 10.69 | 0 | 0 | 0 | 18.3138 | 18.3138 | 18.3138 | 0.029744 | 0.035976 | 0.046353 | 19682699.0195 | 16245937.7282 | 12809176.4369
| Residential | Residential Efficient Products | Instant Savings | Per fixture | LED - Recessed downlight ¦ Instant Savings | 1.015 | 0.88065 | 0.73696 | 0 | 0 | 0 | 0 | 0 | 0 | 0 | 0 | 0 | 0 | 0 | 0 | 0 | 0 | 0 | 0 | 0 | 0 | 0 | 0 | 0 | 0 | 0 | 0 | 0 | 0 | 0 | 0 | 0 | 0 | 39.2321 | 39.2321 | 39.2321 | 0.0054533 | 0.0054533 | 0.0054533 | 2.6904 | 2.6904 | 2.6904 | 0.00037397 | 0.00037397 | 0.00037397 | 0 | 0 | 0 | 19.9848 | 17.3403 | 14.511 | 0 | 0 | 0 | -6.4423 | -6.4423 | -6.4423 | 0 | 0 | 0 | 0 | 0 | 0
| Residential | Existing Residential | Efficient Products Installation | Per nightlight | LED Nightlights - MURB ¦ Efficient Products Installation | 17.3827 | 18.1059 | 18.8821 | 0.31712 | 0.31712 | 0.31712 | 2710.4133 | 2710.4133 | 2710.4133 | 62339.5067 | 62339.5067 | 62339.5067 | 245.1025 | 245.1025 | 245.1025 | 100 | 100 | 100 | 4260.5423 | 4437.7942 | 4628.0448 | 0 | 0 | 0 | 245.1025 | 245.1025 | 245.1025 | 0 | 0 | 0 | 0 | 0 | 0 | 23.4555 | 23.4555 | 23.4555 | 0.0027443 | 0.0027443 | 0.0027443 | 23.4555 | 23.4555 | 23.4555 | 0.0027443 | 0.0027443 | 0.0027443 | 1.6626 | 1.6626 | 1.6626 | 42.6054 | 44.3779 | 46.2804 | 0 | 0 | 0 | 117.7942 | 117.7942 | 117.7942 | 0.0074065 | 0.0074065 | 0.0074065 | 62339.5067 | 62339.5067 | 62339.5067
| Residential | Existing Residential | Efficient Products Installation | Per nightlight | LED Nightlights ¦ Efficient Products Installation | 17.3827 | 18.1059 | 18.8821 | 54.1194 | 54.1194 | 54.1194 | 462559.1395 | 462559.1395 | 462559.1395 | 10638860.2077 | 10638860.2077 | 10638860.2077 | 41829.1933 | 41829.1933 | 41829.1933 | 17066 | 17066 | 17066 | 727104.151 | 757353.9584 | 789822.1251 | 0 | 0 | 0 | 41829.1933 | 41829.1933 | 41829.1933 | 0 | 0 | 0 | 0 | 0 | 0 | 23.4555 | 23.4555 | 23.4555 | 0.0027443 | 0.0027443 | 0.0027443 | 23.4555 | 23.4555 | 23.4555 | 0.0027443 | 0.0027443 | 0.0027443 | 1.6626 | 1.6626 | 1.6626 | 42.6054 | 44.3779 | 46.2804 | 0 | 0 | 0 | 117.7942 | 117.7942 | 117.7942 | 0.0074065 | 0.0074065 | 0.0074065 | 10638860.2077 | 10638860.2077 | 10638860.2077
| BNI | Efficient Product Rebates | Business Energy Rebates | Per Lamp | LED Replacement Lamps for HID (10000 lumen) ¦ Business Energy Rebates | 1.8994 | 1.9777 | 2.0642 | 0 | 0 | 0 | 0 | 0 | 0 | 0 | 0 | 0 | 0 | 0 | 0 | 0 | 0 | 0 | 0 | 0 | 0 | 0 | 0 | 0 | 0 | 0 | 0 | 0 | 0 | 0 | 0 | 0 | 0 | 185.0032 | 185.0032 | 185.0032 | 0.033993 | 0.033993 | 0.033993 | 0 | 0 | 0 | 0 | 0 | 0 | 0 | 0 | 0 | 172.5575 | 179.6729 | 187.532 | 0 | 0 | 0 | 249.544 | 249.544 | 249.544 | 0 | 0 | 0 | 0 | 0 | 0
| BNI | Direct Installation | Small Business Energy Solutions | Per Lamp | LED Replacement Lamps for HID (10000 lumen) ¦ Small Business Energy Solutions | 1.3906 | 1.4479 | 1.5112 | 0 | 0 | 0 | 0 | 0 | 0 | 0 | 0 | 0 | 0 | 0 | 0 | 0 | 0 | 0 | 0 | 0 | 0 | 0 | 0 | 0 | 0 | 0 | 0 | 0 | 0 | 0 | 0 | 0 | 0 | 185.0032 | 185.0032 | 185.0032 | 0.033993 | 0.033993 | 0.033993 | 0 | 0 | 0 | 0 | 0 | 0 | 0 | 0 | 0 | 176.5705 | 183.8513 | 191.8932 | 0 | 0 | 0 | 159.6936 | 159.6936 | 159.6936 | 0 | 0 | 0 | 0 | 0 | 0
| BNI | Efficient Product Rebates | Business Energy Rebates | Per Lamp | LED Replacement Lamps for HID (4000 lumen) ¦ Business Energy Rebates | 1.1018 | 1.1472 | 1.1974 | 0 | 0 | 0 | 0 | 0 | 0 | 0 | 0 | 0 | 0 | 0 | 0 | 0 | 0 | 0 | 0 | 0 | 0 | 0 | 0 | 0 | 0 | 0 | 0 | 0 | 0 | 0 | 0 | 0 | 0 | 74.0013 | 74.0013 | 74.0013 | 0.013597 | 0.013597 | 0.013597 | 0 | 0 | 0 | 0 | 0 | 0 | 0 | 0 | 0 | 69.023 | 71.8691 | 75.0128 | 0 | 0 | 0 | 25.8403 | 25.8403 | 25.8403 | 0 | 0 | 0 | 0 | 0 | 0
| BNI | Direct Installation | Small Business Energy Solutions | Per Lamp | LED Replacement Lamps for HID (4000 lumen) ¦ Small Business Energy Solutions | 0.90886 | 0.94634 | 0.98773 | 0 | 0 | 0 | 0 | 0 | 0 | 0 | 0 | 0 | 0 | 0 | 0 | 0 | 0 | 0 | 0 | 0 | 0 | 0 | 0 | 0 | 0 | 0 | 0 | 0 | 0 | 0 | 0 | 0 | 0 | 74.0013 | 74.0013 | 74.0013 | 0.013597 | 0.013597 | 0.013597 | 0 | 0 | 0 | 0 | 0 | 0 | 0 | 0 | 0 | 70.6282 | 73.5405 | 76.7573 | 0 | 0 | 0 | -11.8203 | -11.8203 | -11.8203 | 0 | 0 | 0 | 0 | 0 | 0
| BNI | Efficient Product Rebates | Business Energy Rebates | Per Troffer | LED Troffer (1x4) ¦ Business Energy Rebates | 1.1939 | 1.2074 | 1.2629 | 0 | 0 | 0 | 0 | 0 | 0 | 0 | 0 | 0 | 0 | 0 | 0 | 0 | 0 | 0 | 0 | 0 | 0 | 0 | 0 | 0 | 0 | 0 | 0 | 0 | 0 | 0 | 0 | 0 | 0 | 146.1904 | 146.1904 | 146.1904 | 0.020598 | 0.020598 | 0.020598 | 146.1904 | 146.1904 | 146.1904 | 0.026225 | 0.020598 | 0.020598 | 0 | 0 | 0 | 206.8789 | 209.2291 | 218.8472 | 0 | 0 | 0 | 107.1535 | 107.1535 | 107.1535 | 0 | 0 | 0 | 0 | 0 | 0
| BNI | Direct Installation | Small Business Energy Solutions | Per Troffer | LED Troffer (1x4) ¦ Small Business Energy Solutions | 1.0367 | 1.0485 | 1.0967 | 0 | 0 | 0 | 0 | 0 | 0 | 0 | 0 | 0 | 0 | 0 | 0 | 0 | 0 | 0 | 0 | 0 | 0 | 0 | 0 | 0 | 0 | 0 | 0 | 0 | 0 | 0 | 0 | 0 | 0 | 146.1904 | 146.1904 | 146.1904 | 0.020598 | 0.020598 | 0.020598 | 146.1904 | 146.1904 | 146.1904 | 0.026225 | 0.020598 | 0.020598 | 0 | 0 | 0 | 211.69 | 214.0949 | 223.9366 | 0 | 0 | 0 | 34.0594 | 34.0594 | 34.0594 | 0 | 0 | 0 | 0 | 0 | 0
| BNI | Efficient Product Rebates | Business Energy Rebates | Per Troffer | LED Troffer (2x2) ¦ Business Energy Rebates | 1.0871 | 1.0986 | 1.1491 | 0 | 0 | 0 | 0 | 0 | 0 | 0 | 0 | 0 | 0 | 0 | 0 | 0 | 0 | 0 | 0 | 0 | 0 | 0 | 0 | 0 | 0 | 0 | 0 | 0 | 0 | 0 | 0 | 0 | 0 | 116.1396 | 116.1396 | 116.1396 | 0.016364 | 0.016364 | 0.016364 | 116.1396 | 116.1396 | 116.1396 | 0.02095 | 0.016364 | 0.016364 | 0 | 0 | 0 | 164.4828 | 166.2201 | 173.861 | 0 | 0 | 0 | 46.9082 | 46.9082 | 46.9082 | 0 | 0 | 0 | 0 | 0 | 0
| BNI | Direct Installation | Small Business Energy Solutions | Per Troffer | LED Troffer (2x2) ¦ Small Business Energy Solutions | 0.95535 | 0.96544 | 1.0098 | 0 | 0 | 0 | 0 | 0 | 0 | 0 | 0 | 0 | 0 | 0 | 0 | 0 | 0 | 0 | 0 | 0 | 0 | 0 | 0 | 0 | 0 | 0 | 0 | 0 | 0 | 0 | 0 | 0 | 0 | 116.1396 | 116.1396 | 116.1396 | 0.016364 | 0.016364 | 0.016364 | 116.1396 | 116.1396 | 116.1396 | 0.02095 | 0.016364 | 0.016364 | 0 | 0 | 0 | 168.3079 | 170.0857 | 177.9043 | 0 | 0 | 0 | -12.0495 | -12.0495 | -12.0495 | 0 | 0 | 0 | 0 | 0 | 0
| BNI | Efficient Product Rebates | Business Energy Rebates | Per Troffer | LED Troffer (4x2) ¦ Business Energy Rebates | 1.3991 | 1.4138 | 1.4788 | 0 | 0 | 0 | 0 | 0 | 0 | 0 | 0 | 0 | 0 | 0 | 0 | 0 | 0 | 0 | 0 | 0 | 0 | 0 | 0 | 0 | 0 | 0 | 0 | 0 | 0 | 0 | 0 | 0 | 0 | 193.352 | 193.352 | 193.352 | 0.027243 | 0.027243 | 0.027243 | 193.352 | 193.352 | 193.352 | 0.0349 | 0.027243 | 0.027243 | 0 | 0 | 0 | 273.8604 | 276.7274 | 289.4482 | 0 | 0 | 0 | 236.0283 | 236.0283 | 236.0283 | 0 | 0 | 0 | 0 | 0 | 0
| BNI | Direct Installation | Small Business Energy Solutions | Per Troffer | LED Troffer (4x2) ¦ Small Business Energy Solutions | 1.1882 | 1.2007 | 1.2559 | 0 | 0 | 0 | 0 | 0 | 0 | 0 | 0 | 0 | 0 | 0 | 0 | 0 | 0 | 0 | 0 | 0 | 0 | 0 | 0 | 0 | 0 | 0 | 0 | 0 | 0 | 0 | 0 | 0 | 0 | 193.352 | 193.352 | 193.352 | 0.027243 | 0.027243 | 0.027243 | 193.352 | 193.352 | 193.352 | 0.0349 | 0.027243 | 0.027243 | 0 | 0 | 0 | 280.2292 | 283.1629 | 296.1796 | 0 | 0 | 0 | 141.5469 | 141.5469 | 141.5469 | 0 | 0 | 0 | 0 | 0 | 0
| BNI | Direct Installation | Small Business Energy Solutions | Per Wall Sconce | LED Wall Sconce (1200 lumen) ¦ Small Business Energy Solutions | 1.7419 | 1.5974 | 1.4419 | 0 | 0 | 0 | 0 | 0 | 0 | 0 | 0 | 0 | 0 | 0 | 0 | 0 | 0 | 0 | 0 | 0 | 0 | 0 | 0 | 0 | 0 | 0 | 0 | 0 | 0 | 0 | 0 | 0 | 0 | 253.575 | 253.575 | 253.575 | 0.02838 | 0.02838 | 0.02838 | 53.655 | 53.655 | 53.655 | 0.010463 | 0.010463 | 0.010463 | 0 | 0 | 0 | 113.1578 | 103.7729 | 93.6724 | 0 | 0 | 0 | 109.6714 | 109.6714 | 109.6714 | 0 | 0 | 0 | 0 | 0 | 0
| BNI | Efficient Product Rebates | Business Energy Rebates | Per Luminaire | Linear Ambient Luminaire (10000 lumen) ¦ Business Energy Rebates | 0.85395 | 0.89197 | 0.93383 | 0 | 0 | 0 | 0 | 0 | 0 | 0 | 0 | 0 | 0 | 0 | 0 | 0 | 0 | 0 | 0 | 0 | 0 | 0 | 0 | 0 | 0 | 0 | 0 | 0 | 0 | 0 | 0 | 0 | 0 | 448.14 | 448.14 | 448.14 | 0.063142 | 0.063142 | 0.063142 | 0 | 0 | 0 | 0 | 0 | 0 | 0 | 0 | 0 | 384.5708 | 401.6927 | 420.5463 | 0 | 0 | 0 | -137.4128 | -137.4128 | -137.4128 | 0 | 0 | 0 | 0 | 0 | 0
| BNI | Direct Installation | Small Business Energy Solutions | Per Luminaire | Linear Ambient Luminaire (10000 lumen) ¦ Small Business Energy Solutions | 0.72442 | 0.75667 | 0.79219 | 0 | 0 | 0 | 0 | 0 | 0 | 0 | 0 | 0 | 0 | 0 | 0 | 0 | 0 | 0 | 0 | 0 | 0 | 0 | 0 | 0 | 0 | 0 | 0 | 0 | 0 | 0 | 0 | 0 | 0 | 448.14 | 448.14 | 448.14 | 0.063142 | 0.063142 | 0.063142 | 0 | 0 | 0 | 0 | 0 | 0 | 0 | 0 | 0 | 393.5143 | 411.0344 | 430.3265 | 0 | 0 | 0 | -372.314 | -372.314 | -372.314 | 0 | 0 | 0 | 0 | 0 | 0
| BNI | Efficient Product Rebates | Business Energy Rebates | Per Luminaire | Linear Ambient Luminaire (2000 lumen) ¦ Business Energy Rebates | 31.3473 | 32.7429 | 34.2797 | 0 | 0 | 0 | 0 | 0 | 0 | 0 | 0 | 0 | 0 | 0 | 0 | 0 | 0 | 0 | 0 | 0 | 0 | 0 | 0 | 0 | 0 | 0 | 0 | 0 | 0 | 0 | 0 | 0 | 0 | 46.851 | 46.851 | 46.851 | 0.0066012 | 0.0066012 | 0.0066012 | 0 | 0 | 0 | 0 | 0 | 0 | 0 | 0 | 0 | 40.2051 | 41.9951 | 43.9662 | 0 | 0 | 0 | 114.422 | 114.422 | 114.422 | 0 | 0 | 0 | 0 | 0 | 0
| BNI | Direct Installation | Small Business Energy Solutions | Per Luminaire | Linear Ambient Luminaire (2000 lumen) ¦ Small Business Energy Solutions | 4.1444 | 4.3289 | 4.5321 | 0 | 0 | 0 | 0 | 0 | 0 | 0 | 0 | 0 | 0 | 0 | 0 | 0 | 0 | 0 | 0 | 0 | 0 | 0 | 0 | 0 | 0 | 0 | 0 | 0 | 0 | 0 | 0 | 0 | 0 | 46.851 | 46.851 | 46.851 | 0.0066012 | 0.0066012 | 0.0066012 | 0 | 0 | 0 | 0 | 0 | 0 | 0 | 0 | 0 | 41.1401 | 42.9718 | 44.9887 | 0 | 0 | 0 | 92.8592 | 92.8592 | 92.8592 | 0 | 0 | 0 | 0 | 0 | 0
| BNI | Efficient Product Rebates | Business Energy Rebates | Per Luminaire | Linear Ambient Luminaire (4000 lumen) ¦ Business Energy Rebates | 1.4843 | 1.5504 | 1.6232 | 0 | 0 | 0 | 0 | 0 | 0 | 0 | 0 | 0 | 0 | 0 | 0 | 0 | 0 | 0 | 0 | 0 | 0 | 0 | 0 | 0 | 0 | 0 | 0 | 0 | 0 | 0 | 0 | 0 | 0 | 85.1466 | 85.1466 | 85.1466 | 0.011997 | 0.011997 | 0.011997 | 0 | 0 | 0 | 0 | 0 | 0 | 0 | 0 | 0 | 73.0685 | 76.3216 | 79.9038 | 0 | 0 | 0 | 76.0768 | 76.0768 | 76.0768 | 0 | 0 | 0 | 0 | 0 | 0
| BNI | Direct Installation | Small Business Energy Solutions | Per Luminaire | Linear Ambient Luminaire (4000 lumen) ¦ Small Business Energy Solutions | 1.1324 | 1.1828 | 1.2383 | 0 | 0 | 0 | 0 | 0 | 0 | 0 | 0 | 0 | 0 | 0 | 0 | 0 | 0 | 0 | 0 | 0 | 0 | 0 | 0 | 0 | 0 | 0 | 0 | 0 | 0 | 0 | 0 | 0 | 0 | 85.1466 | 85.1466 | 85.1466 | 0.011997 | 0.011997 | 0.011997 | 0 | 0 | 0 | 0 | 0 | 0 | 0 | 0 | 0 | 74.7677 | 78.0965 | 81.762 | 0 | 0 | 0 | 33.822 | 33.822 | 33.822 | 0 | 0 | 0 | 0 | 0 | 0
| BNI | Efficient Product Rebates | Business Energy Rebates | Per Luminaire | Linear Ambient Luminaire (8000 lumen) ¦ Business Energy Rebates | 0.38949 | 0.40684 | 0.42593 | 0 | 0 | 0 | 0 | 0 | 0 | 0 | 0 | 0 | 0 | 0 | 0 | 0 | 0 | 0 | 0 | 0 | 0 | 0 | 0 | 0 | 0 | 0 | 0 | 0 | 0 | 0 | 0 | 0 | 0 | 153.1824 | 153.1824 | 153.1824 | 0.021583 | 0.021583 | 0.021583 | 0 | 0 | 0 | 0 | 0 | 0 | 0 | 0 | 0 | 131.4533 | 137.3059 | 143.7504 | 0 | 0 | 0 | -563.1508 | -563.1508 | -563.1508 | 0 | 0 | 0 | 0 | 0 | 0
| BNI | Direct Installation | Small Business Energy Solutions | Per Luminaire | Linear Ambient Luminaire (8000 lumen) ¦ Small Business Energy Solutions | 0.36012 | 0.37616 | 0.39381 | 0 | 0 | 0 | 0 | 0 | 0 | 0 | 0 | 0 | 0 | 0 | 0 | 0 | 0 | 0 | 0 | 0 | 0 | 0 | 0 | 0 | 0 | 0 | 0 | 0 | 0 | 0 | 0 | 0 | 0 | 153.1824 | 153.1824 | 153.1824 | 0.021583 | 0.021583 | 0.021583 | 0 | 0 | 0 | 0 | 0 | 0 | 0 | 0 | 0 | 134.5103 | 140.499 | 147.0934 | 0 | 0 | 0 | -655.4485 | -655.4485 | -655.4485 | 0 | 0 | 0 | 0 | 0 | 0
| BNI | Efficient Product Rebates | Business Energy Rebates | Per Lamp | Linear Replacement Lamp (2 foot) ¦ Business Energy Rebates | 2.2814 | 2.3829 | 2.4948 | 6.689 | 6.689 | 6.689 | 47474.4339 | 47474.4339 | 47474.4339 | 536461.1035 | 536461.1035 | 536461.1035 | 5874.0235 | 5874.0235 | 5874.0235 | 1782 | 1782 | 1782 | 44482.5354 | 46462.9902 | 48643.7517 | 3831.3 | 3831.3 | 3831.3 | 1419.0235 | 1419.0235 | 1419.0235 | 18079.2917 | 18079.2917 | 18079.2917 | 0 | 0 | 0 | 29.0884 | 29.0884 | 29.0884 | 0.0040985 | 0.0040985 | 0.0040985 | 0 | 0 | 0 | 0 | 0 | 0 | 0 | 0 | 0 | 24.9621 | 26.0735 | 27.2973 | 0 | 0 | 0 | 42.5116 | 42.5116 | 42.5116 | 0.015051 | 0.015051 | 0.015051 | 536461.1035 | 536461.1035 | 536461.1035
| BNI | Direct Installation | Small Business Energy Solutions | Per Lamp | Linear Replacement Lamp (2 foot) ¦ Small Business Energy Solutions | 1.5439 | 1.6126 | 1.6883 | 0 | 0 | 0 | 0 | 0 | 0 | 0 | 0 | 0 | 0 | 0 | 0 | 0 | 0 | 0 | 0 | 0 | 0 | 0 | 0 | 0 | 0 | 0 | 0 | 0 | 0 | 0 | 0 | 0 | 0 | 29.0884 | 29.0884 | 29.0884 | 0.0040985 | 0.0040985 | 0.0040985 | 0 | 0 | 0 | 0 | 0 | 0 | 0 | 0 | 0 | 25.5427 | 26.6799 | 27.9321 | 0 | 0 | 0 | 28.4604 | 28.4604 | 28.4604 | 0 | 0 | 0 | 0 | 0 | 0
| BNI | Efficient Product Rebates | Business Energy Rebates | Per Lamp | Linear Replacement Lamp (4 foot) ¦ Business Energy Rebates | 4.5778 | 4.7816 | 5.0061 | 1764.6771 | 1764.6771 | 1764.6771 | 12524528.9305 | 12524528.9305 | 12524528.9305 | 141527176.9147 | 141527176.9147 | 141527176.9147 | 1488721.5103 | 1349426.5103 | 1349426.5103 | 278590 | 278590 | 278590 | 11735217.3776 | 12257693.5858 | 12833014.0113 | 958349.6 | 838555.9 | 838555.9 | 374361.5103 | 374361.5103 | 374361.5103 | 2189134.0325 | 2189134.0325 | 2189134.0325 | 0 | 0 | 0 | 49.0866 | 49.0866 | 49.0866 | 0.0069162 | 0.0069162 | 0.0069162 | 0 | 0 | 0 | 0 | 0 | 0 | 0 | 0 | 0 | 42.1236 | 43.999 | 46.0642 | 0 | 0 | 0 | 97.7852 | 97.7852 | 97.7852 | 0.014459 | 0.013106 | 0.013106 | 141527176.9147 | 141527176.9147 | 141527176.9147
| BNI | Direct Installation | Small Business Energy Solutions | Per Lamp | Linear Replacement Lamp (4 foot) ¦ Small Business Energy Solutions | 2.3374 | 2.4414 | 2.556 | 0 | 0 | 0 | 0 | 0 | 0 | 0 | 0 | 0 | 0 | 0 | 0 | 0 | 0 | 0 | 0 | 0 | 0 | 0 | 0 | 0 | 0 | 0 | 0 | 0 | 0 | 0 | 0 | 0 | 0 | 49.0866 | 49.0866 | 49.0866 | 0.0069162 | 0.0069162 | 0.0069162 | 0 | 0 | 0 | 0 | 0 | 0 | 0 | 0 | 0 | 43.1032 | 45.0223 | 47.1354 | 0 | 0 | 0 | 74.6796 | 74.6796 | 74.6796 | 0 | 0 | 0 | 0 | 0 | 0
| BNI | Efficient Product Rebates | Business Energy Rebates | per 100W Waterer | Low/Zero Energy Livestock Waterer ¦ Business Energy Rebates | 1.7649 | 1.818 | 1.8839 | 0 | 0 | 0 | 0 | 0 | 0 | 0 | 0 | 0 | 0 | 0 | 0 | 0 | 0 | 0 | 0 | 0 | 0 | 0 | 0 | 0 | 0 | 0 | 0 | 0 | 0 | 0 | 0 | 0 | 0 | 1400 | 1400 | 1400 | 0.59 | 0.59 | 0.59 | 0 | 0 | 0 | 0 | 0 | 0 | 0 | 0 | 0 | 1657.3362 | 1707.2104 | 1769.1557 | 0 | 0 | 0 | 2164.4366 | 2164.4366 | 2164.4366 | 0 | 0 | 0 | 0 | 0 | 0
| BNI | Efficient Product Rebates | Business Energy Rebates | Per Luminaire | Low-bay Luminaire (10,000 lumen) ¦ Business Energy Rebates | 2.4236 | 2.5316 | 2.6504 | 0 | 0 | 0 | 0 | 0 | 0 | 0 | 0 | 0 | 0 | 0 | 0 | 0 | 0 | 0 | 0 | 0 | 0 | 0 | 0 | 0 | 0 | 0 | 0 | 0 | 0 | 0 | 0 | 0 | 0 | 448.14 | 448.14 | 448.14 | 0.063142 | 0.063142 | 0.063142 | 0 | 0 | 0 | 0 | 0 | 0 | 0 | 0 | 0 | 384.5708 | 401.6927 | 420.5463 | 0 | 0 | 0 | 682.7709 | 682.7709 | 682.7709 | 0 | 0 | 0 | 0 | 0 | 0
| BNI | Direct Installation | Small Business Energy Solutions | Per Luminaire | Low-bay Luminaire (10,000 lumen) ¦ Small Business Energy Solutions | 1.6077 | 1.6793 | 1.7581 | 0 | 0 | 0 | 0 | 0 | 0 | 0 | 0 | 0 | 0 | 0 | 0 | 0 | 0 | 0 | 0 | 0 | 0 | 0 | 0 | 0 | 0 | 0 | 0 | 0 | 0 | 0 | 0 | 0 | 0 | 448.14 | 448.14 | 448.14 | 0.063142 | 0.063142 | 0.063142 | 0 | 0 | 0 | 0 | 0 | 0 | 0 | 0 | 0 | 393.5143 | 411.0344 | 430.3265 | 0 | 0 | 0 | 466.9437 | 466.9437 | 466.9437 | 0 | 0 | 0 | 0 | 0 | 0
| BNI | Efficient Product Rebates | Business Energy Rebates | Per Luminaire | Low-bay Luminaire (5000 lumen) ¦ Business Energy Rebates | 1.5352 | 1.6035 | 1.6788 | 0 | 0 | 0 | 0 | 0 | 0 | 0 | 0 | 0 | 0 | 0 | 0 | 0 | 0 | 0 | 0 | 0 | 0 | 0 | 0 | 0 | 0 | 0 | 0 | 0 | 0 | 0 | 0 | 0 | 0 | 275.4024 | 275.4024 | 275.4024 | 0.038804 | 0.038804 | 0.038804 | 0 | 0 | 0 | 0 | 0 | 0 | 0 | 0 | 0 | 236.3362 | 246.8584 | 258.4448 | 0 | 0 | 0 | 260.9021 | 260.9021 | 260.9021 | 0 | 0 | 0 | 0 | 0 | 0
| Residential | Existing Residential | Efficient Products Installation | Per showerhead | Low-flow showerhead - 0.5 gpm Reduction - MURB ¦ Efficient Products Installation | 4.1755 | 4.9691 | 5.206 | 0 | 0 | 0 | 0 | 0 | 0 | 0 | 0 | 0 | 0 | 0 | 0 | 0 | 0 | 0 | 0 | 0 | 0 | 0 | 0 | 0 | 0 | 0 | 0 | 0 | 0 | 0 | 0 | 0 | 0 | 207 | 236 | 236 | 0.033534 | 0.038232 | 0.038232 | 0 | 0 | 0 | 0 | 0 | 0 | 43.6254 | 43.6254 | 43.6254 | 211.2089 | 251.3548 | 263.3386 | 0 | 0 | 0 | 534.9288 | 534.9288 | 534.9288 | 0 | 0 | 0 | 0 | 0 | 0
| Residential | Existing Residential | Efficient Products Installation | Per showerhead | Low-flow showerhead - 0.5 gpm Reduction ¦ Efficient Products Installation | 4.6704 | 4.8752 | 5.1076 | 0 | 0 | 0 | 0 | 0 | 0 | 0 | 0 | 0 | 0 | 0 | 0 | 0 | 0 | 0 | 0 | 0 | 0 | 0 | 0 | 0 | 0 | 0 | 0 | 0 | 0 | 0 | 0 | 0 | 0 | 236 | 236 | 236 | 0.038232 | 0.038232 | 0.038232 | 0 | 0 | 0 | 0 | 0 | 0 | 43.6254 | 43.6254 | 43.6254 | 240.7987 | 251.3551 | 263.3389 | 0 | 0 | 0 | 561.7782 | 561.7782 | 561.7782 | 0 | 0 | 0 | 0 | 0 | 0
| Residential | Existing Residential | Efficient Products Installation | Per showerhead | Low-flow showerhead - 1.0 gpm Reduction - MURB ¦ Efficient Products Installation | 7.3277 | 8.7416 | 9.1584 | 7.7314 | 8.8358 | 8.8358 | 47724.4444 | 54542.2222 | 54542.2222 | 477244.4444 | 545422.2222 | 545422.2222 | 5750.7839 | 5750.7839 | 5750.7839 | 100 | 100 | 100 | 42139.7381 | 50270.9527 | 52667.7128 | 0 | 0 | 0 | 5750.7839 | 5750.7839 | 5750.7839 | 0 | 0 | 0 | 0 | 0 | 0 | 413 | 472 | 472 | 0.066906 | 0.076464 | 0.076464 | 0 | 0 | 0 | 0 | 0 | 0 | 43.6254 | 43.6254 | 43.6254 | 421.3974 | 502.7095 | 526.6771 | 0 | 0 | 0 | 1191.6079 | 1191.6079 | 1191.6079 | 0.01594 | 0.013947 | 0.013947 | 477244.4444 | 545422.2222 | 545422.2222
| Residential | Existing Residential | Efficient Products Installation | Per showerhead | Low-flow showerhead - 1.0 gpm Reduction ¦ Efficient Products Installation | 8.0953 | 8.4502 | 8.8531 | 430.8356 | 430.8356 | 430.8356 | 2659478.7556 | 2659478.7556 | 2659478.7556 | 26594787.5556 | 26594787.5556 | 26594787.5556 | 290078.3316 | 290078.3316 | 290078.3316 | 4876 | 4876 | 4876 | 2348269.2461 | 2451215.2687 | 2568081.3613 | 0 | 0 | 0 | 290078.3316 | 290078.3316 | 290078.3316 | 0 | 0 | 0 | 0 | 0 | 0 | 472 | 472 | 472 | 0.076464 | 0.076464 | 0.076464 | 0 | 0 | 0 | 0 | 0 | 0 | 43.6254 | 43.6254 | 43.6254 | 481.5975 | 502.7103 | 526.6779 | 0 | 0 | 0 | 1246.2325 | 1246.2325 | 1246.2325 | 0.014428 | 0.014428 | 0.014428 | 26594787.5556 | 26594787.5556 | 26594787.5556
| Residential | Existing Residential | Efficient Products Installation | Per showerhead | Low-flow showerhead -0.75 gpm Reduction - MURB ¦ Efficient Products Installation | 5.8525 | 6.9762 | 7.3088 | 0 | 4.5358 | 6.6269 | 0 | 27998.7097 | 40906.6667 | 0 | 279987.0972 | 409066.6667 | 0 | 3699.172 | 5404.5632 | 0 | 68.4453 | 100 | 0 | 25806.0958 | 39500.7846 | 0 | 0 | 0 | 0 | 3699.172 | 5404.5632 | 0 | 0 | 0 | 0 | 0 | 0 | 310 | 354 | 354 | 0.05022 | 0.057348 | 0.057348 | 0 | 0 | 0 | 0 | 0 | 0 | 43.6254 | 43.6254 | 43.6254 | 316.3031 | 377.0321 | 395.0078 | 0 | 0 | 0 | 863.2683 | 863.2683 | 863.2683 | 0 | 0.017477 | 0.017477 | 0 | 279987.0972 | 409066.6667
| Residential | Existing Residential | Efficient Products Installation | Per showerhead | Low-flow showerhead -0.75 gpm Reduction ¦ Efficient Products Installation | 6.5052 | 6.7904 | 7.1141 | 2.9087 | 0 | 1.3229 | 17954.825 | 0 | 8166.2056 | 179548.25 | 0 | 81662.0556 | 2437.0968 | 0 | 1108.4393 | 43.8922 | 0 | 19.963 | 15853.7696 | 0 | 7885.5604 | 0 | 0 | 0 | 2437.0968 | 0 | 1108.4393 | 0 | 0 | 0 | 0 | 0 | 0 | 354 | 354 | 354 | 0.057348 | 0.057348 | 0.057348 | 0 | 0 | 0 | 0 | 0 | 0 | 43.6254 | 43.6254 | 43.6254 | 361.1981 | 377.0327 | 395.0084 | 0 | 0 | 0 | 904.0053 | 904.0053 | 904.0053 | 0.017955 | 0 | 0.017955 | 179548.25 | 0 | 81662.0556
| BNI | Efficient Product Rebates | Business Energy Rebates | Per fixture | Luminaire Level Lighting Control (LLLC) - High Impact Application ¦ Business Energy Rebates | 2.873 | 2.9772 | 3.0982 | 5.4584 | 5.4584 | 5.4584 | 18597.2719 | 18597.2719 | 18597.2719 | 278959.0785 | 278959.0785 | 278959.0785 | 4531.1718 | 4531.1718 | 4531.1718 | 100 | 100 | 100 | 27710.2647 | 28715.2646 | 29882.1119 | 3600 | 3600 | 3600 | 531.1718 | 531.1718 | 531.1718 | 9113.958 | 9113.958 | 9113.958 | 0 | 0 | 0 | 194.0315 | 194.0315 | 194.0315 | 0.056949 | 0.056949 | 0.056949 | 0 | 0 | 0 | 0 | 0 | 0 | 0 | 0 | 0 | 277.1026 | 287.1526 | 298.8211 | 0 | 0 | 0 | 536.4313 | 536.4313 | 536.4313 | 0.024786 | 0.024786 | 0.024786 | 278959.0785 | 278959.0785 | 278959.0785
| BNI | Efficient Product Rebates | Business Energy Rebates | Per fixture | Luminaire Level Lighting Control (LLLC) - Low Impact Application ¦ Business Energy Rebates | 2.3428 | 2.4322 | 2.535 | 9.7761 | 9.7761 | 9.7761 | 38119.7387 | 38119.7387 | 38119.7387 | 571796.0803 | 571796.0803 | 571796.0803 | 9588.7687 | 9588.7687 | 9588.7687 | 100 | 100 | 100 | 53886.0444 | 55942.6182 | 58307.0123 | 7650 | 7650 | 7650 | 1088.7687 | 1088.7687 | 1088.7687 | 21912.282 | 21912.282 | 21912.282 | 0 | 0 | 0 | 397.7159 | 397.7159 | 397.7159 | 0.102 | 0.102 | 0.102 | 0 | 0 | 0 | 0 | 0 | 0 | 0 | 0 | 0 | 538.8604 | 559.4262 | 583.0701 | 0 | 0 | 0 | 926.4764 | 926.4764 | 926.4764 | 0.025589 | 0.025589 | 0.025589 | 571796.0803 | 571796.0803 | 571796.0803
| BNI | Efficient Product Rebates | ETS Business Energy Rebates | Per ETS | Medium Commercial ETS System ¦ ETS Business Energy Rebates | 4.0498 | 4.0548 | 4.0792 | 487.7757 | 487.7757 | 487.7757 | 0 | 0 | 0 | 0 | 0 | 0 | 159943.7237 | 159943.7237 | 159943.7237 | 53.2583 | 53.2583 | 53.2583 | 1113610.7362 | 1115007.4483 | 1121702.9472 | 137406.4096 | 137406.4096 | 137406.4096 | 168.8288 | 168.8288 | 168.8288 | 274812.8193 | 274812.8193 | 274812.8193 | 0 | 0 | 0 | 0 | 0 | 0 | 10 | 10 | 10 | 0 | 0 | 0 | 0 | 0 | 0 | 0 | 0 | 0 | 20909.6192 | 20935.8444 | 21061.5619 | 0 | 0 | 0 | 44437.2354 | 44437.2354 | 44437.2354 | 0 | 0 | 0 | 0 | 0 | 0
| BNI | Direct Installation | ETS Small Business Energy Solutions | Per ETS | Medium Commercial ETS System ¦ ETS Small Business Energy Solutions | 5.1557 | 5.1622 | 5.1932 | 0 | 0 | 0 | 0 | 0 | 0 | 0 | 0 | 0 | 0 | 0 | 0 | 0 | 0 | 0 | 0 | 0 | 0 | 0 | 0 | 0 | 0 | 0 | 0 | 0 | 0 | 0 | 0 | 0 | 0 | 0 | 0 | 0 | 10 | 10 | 10 | 0 | 0 | 0 | 0 | 0 | 0 | 0 | 0 | 0 | 21395.8894 | 21422.7245 | 21551.3657 | 0 | 0 | 0 | 48657.5501 | 48657.5501 | 48657.5501 | 0 | 0 | 0 | 0 | 0 | 0
| BNI | Efficient Product Rebates | Business Energy Rebates | per 20 plate pre-cooler | Milk Pre-cooler ¦ Business Energy Rebates | 2.4494 | 2.5389 | 2.6426 | 0 | 0 | 0 | 0 | 0 | 0 | 0 | 0 | 0 | 0 | 0 | 0 | 0 | 0 | 0 | 0 | 0 | 0 | 0 | 0 | 0 | 0 | 0 | 0 | 0 | 0 | 0 | 0 | 0 | 0 | 7493 | 7493 | 7493 | 2.16 | 2.16 | 2.16 | 0 | 0 | 0 | 0 | 0 | 0 | 0 | 0 | 0 | 10151.2678 | 10522.0368 | 10951.9203 | 0 | 0 | 0 | 17940.0547 | 17940.0547 | 17940.0547 | 0 | 0 | 0 | 0 | 0 | 0
| Residential | Residential Efficient Products | Appliance Retirement | Per appliance | Mini freezer retirement ¦ Appliance Retirement | 1.6112 | 1.6881 | 1.7754 | 0 | 0 | 0 | 0 | 0 | 0 | 0 | 0 | 0 | 0 | 0 | 0 | 0 | 0 | 0 | 0 | 0 | 0 | 0 | 0 | 0 | 0 | 0 | 0 | 0 | 0 | 0 | 0 | 0 | 0 | 327 | 327 | 327 | 0.045126 | 0.045126 | 0.045126 | 327 | 327 | 327 | 0.045126 | 0.045126 | 0.045126 | 0 | 0 | 0 | 126.4885 | 132.5237 | 139.3819 | 0 | 0 | 0 | 151.8715 | 151.8715 | 151.8715 | 0 | 0 | 0 | 0 | 0 | 0
| Residential | Residential Efficient Products | Appliance Retirement | Per appliance | Mini fridge retirement ¦ Appliance Retirement | 1.3342 | 1.3979 | 1.4702 | 0 | 0 | 0 | 0 | 0 | 0 | 0 | 0 | 0 | 0 | 0 | 0 | 0 | 0 | 0 | 0 | 0 | 0 | 0 | 0 | 0 | 0 | 0 | 0 | 0 | 0 | 0 | 0 | 0 | 0 | 209 | 209 | 209 | 0.028842 | 0.028842 | 0.028842 | 209 | 209 | 209 | 0.028842 | 0.028842 | 0.028842 | 0 | 0 | 0 | 80.8443 | 84.7017 | 89.0851 | 0 | 0 | 0 | 67.7754 | 67.7754 | 67.7754 | 0 | 0 | 0 | 0 | 0 | 0
| Residential | Residential Efficient Products | Instant Savings | Per sensor | Motion sensor with dimmer switch ¦ Instant Savings | 1.0624 | 1.1281 | 1.1983 | 0 | 0 | 0 | 0 | 0 | 0 | 0 | 0 | 0 | 0 | 0 | 0 | 0 | 0 | 0 | 0 | 0 | 0 | 0 | 0 | 0 | 0 | 0 | 0 | 0 | 0 | 0 | 0 | 0 | 0 | 43.952 | 43.952 | 43.952 | 0 | 0 | 0 | 0 | 0 | 0 | 0 | 0 | 0 | 0 | 0 | 0 | 30.3236 | 32.1982 | 34.2006 | 0 | 0 | 0 | 10.1618 | 10.1618 | 10.1618 | 0 | 0 | 0 | 0 | 0 | 0
| Residential | Existing Residential | Green Heat | Per MSHP | MSHP - Fully Electrical ¦ Green Heat | 1.6536 | 1.6918 | 1.7368 | 9044.4813 | 9044.4813 | 9044.4813 | 12310747.4667 | 12310747.4667 | 12310747.4667 | 221593454.4 | 221593454.4 | 221593454.4 | 2273709.12 | 2273709.12 | 2273709.12 | 5682 | 5682 | 5682 | 33793037.3753 | 34574602.751 | 35494098.3967 | 659112 | 659112 | 659112 | 1137309.12 | 1137309.12 | 1137309.12 | 19298799.36 | 19298799.36 | 19298799.36 | 0 | 0 | 0 | 3362 | 3362 | 3362 | 2.47 | 2.47 | 2.47 | 3362 | 3362 | 3362 | 2.47 | 2.47 | 2.47 | 0 | 0 | 0 | 5947.3843 | 6084.9354 | 6246.7614 | 0 | 0 | 0 | 7001.3933 | 7001.3933 | 7001.3933 | 0.016987 | 0.016987 | 0.016987 | 221593454.4 | 221593454.4 | 221593454.4
| Residential | Existing Residential | Green Heat | Per MSHP | MSHP - Mainly Electrical ¦ Green Heat | 1.4207 | 1.4363 | 1.4582 | 1254.88 | 1254.88 | 1254.88 | 547418.6667 | 547418.6667 | 547418.6667 | 9853536 | 9853536 | 9853536 | 190741.76 | 190741.76 | 190741.76 | 682 | 682 | 682 | 3481683.7803 | 3519922.3074 | 3573584.8061 | 81840 | 81840 | 81840 | 54341.76 | 54341.76 | 54341.76 | 2396275.2 | 2396275.2 | 2396275.2 | 0 | 0 | 0 | 1204 | 1204 | 1204 | 2.76 | 2.76 | 2.76 | 1204 | 1204 | 1204 | 2.76 | 2.76 | 2.76 | 0 | 0 | 0 | 5105.1082 | 5161.1764 | 5239.8604 | 0 | 0 | 0 | 4421.8442 | 4421.8442 | 4421.8442 | 0.032048 | 0.032048 | 0.032048 | 9853536 | 9853536 | 9853536
| BNI | Efficient Product Rebates | Business Energy Rebates | Per Dishwasher | Multi-Tank Conveyor Dishwasher - High Temp ¦ Business Energy Rebates | 20.3966 | 21.2589 | 22.2172 | 0 | 0 | 0 | 0 | 0 | 0 | 0 | 0 | 0 | 0 | 0 | 0 | 0 | 0 | 0 | 0 | 0 | 0 | 0 | 0 | 0 | 0 | 0 | 0 | 0 | 0 | 0 | 0 | 0 | 0 | 27407.5971 | 27407.5971 | 27407.5971 | 4.255 | 4.255 | 4.255 | 0 | 0 | 0 | 0 | 0 | 0 | 0 | 0 | 0 | 37933.2162 | 39537.0249 | 41319.2058 | 0 | 0 | 0 | 105907.2335 | 105907.2335 | 105907.2335 | 0 | 0 | 0 | 0 | 0 | 0
| BNI | Direct Installation | Small Business Energy Solutions | Per Dishwasher | Multi-Tank Conveyor Dishwasher - High Temp ¦ Small Business Energy Solutions | 5.5911 | 5.8275 | 6.0902 | 0 | 0 | 0 | 0 | 0 | 0 | 0 | 0 | 0 | 0 | 0 | 0 | 0 | 0 | 0 | 0 | 0 | 0 | 0 | 0 | 0 | 0 | 0 | 0 | 0 | 0 | 0 | 0 | 0 | 0 | 27407.5971 | 27407.5971 | 27407.5971 | 4.255 | 4.255 | 4.255 | 0 | 0 | 0 | 0 | 0 | 0 | 0 | 0 | 0 | 38815.384 | 40456.4906 | 42280.1175 | 0 | 0 | 0 | 94199.4147 | 94199.4147 | 94199.4147 | 0 | 0 | 0 | 0 | 0 | 0
| BNI | Efficient Product Rebates | Business Energy Rebates | Per Dishwasher | Multi-Tank Conveyor Dishwasher - Low Temp ¦ Business Energy Rebates | 16.0317 | 16.7094 | 17.4625 | 0 | 0 | 0 | 0 | 0 | 0 | 0 | 0 | 0 | 0 | 0 | 0 | 0 | 0 | 0 | 0 | 0 | 0 | 0 | 0 | 0 | 0 | 0 | 0 | 0 | 0 | 0 | 0 | 0 | 0 | 18811.2029 | 18811.2029 | 18811.2029 | 2.92 | 2.92 | 2.92 | 0 | 0 | 0 | 0 | 0 | 0 | 0 | 0 | 0 | 26042.705 | 27143.6443 | 28367.006 | 0 | 0 | 0 | 71731.6747 | 71731.6747 | 71731.6747 | 0 | 0 | 0 | 0 | 0 | 0
| BNI | Direct Installation | Small Business Energy Solutions | Per Dishwasher | Multi-Tank Conveyor Dishwasher - Low Temp ¦ Small Business Energy Solutions | 5.2038 | 5.4238 | 5.6682 | 0 | 0 | 0 | 0 | 0 | 0 | 0 | 0 | 0 | 0 | 0 | 0 | 0 | 0 | 0 | 0 | 0 | 0 | 0 | 0 | 0 | 0 | 0 | 0 | 0 | 0 | 0 | 0 | 0 | 0 | 18811.2029 | 18811.2029 | 18811.2029 | 2.92 | 2.92 | 2.92 | 0 | 0 | 0 | 0 | 0 | 0 | 0 | 0 | 0 | 26648.3493 | 27774.8918 | 29026.7038 | 0 | 0 | 0 | 63673.7406 | 63673.7406 | 63673.7406 | 0 | 0 | 0 | 0 | 0 | 0
| BNI | Efficient Product Rebates | Business Energy Rebates | per 75 head diary barn/10000 square feet | Natural Barn Ventiliation - Year-Round ¦ Business Energy Rebates | 1.718 | 1.803 | 1.8965 | 0 | 0 | 0 | 0 | 0 | 0 | 0 | 0 | 0 | 0 | 0 | 0 | 0 | 0 | 0 | 0 | 0 | 0 | 0 | 0 | 0 | 0 | 0 | 0 | 0 | 0 | 0 | 0 | 0 | 0 | 6710 | 6710 | 6710 | 0.644 | 0.644 | 0.644 | 0 | 0 | 0 | 0 | 0 | 0 | 0 | 0 | 0 | 6652.9113 | 6982.0709 | 7344.1469 | 0 | 0 | 0 | 8732.4193 | 8732.4193 | 8732.4193 | 0 | 0 | 0 | 0 | 0 | 0
| Residential | Residential Efficient Products | Instant Savings | Per bulb | Networked/ Connected - Indoor LED Lamp ¦ Instant Savings | 0.19609 | 0.20975 | 0.22549 | 0 | 0 | 0 | 0 | 0 | 0 | 0 | 0 | 0 | 0 | 0 | 0 | 0 | 0 | 0 | 0 | 0 | 0 | 0 | 0 | 0 | 0 | 0 | 0 | 0 | 0 | 0 | 0 | 0 | 0 | 33 | 33 | 33 | 0.0042959 | 0.0042959 | 0.0042959 | 0 | 0 | 0 | 0 | 0 | 0 | 0 | 0 | 0 | 15.0066 | 16.052 | 17.2562 | 0 | 0 | 0 | -170.0523 | -170.0523 | -170.0523 | 0 | 0 | 0 | 0 | 0 | 0
| BNI | Efficient Product Rebates | Business Energy Rebates | Per fixture | Networked/Connected - High Impact Application ¦ Business Energy Rebates | 2.2251 | 2.3058 | 2.3995 | 6.4118 | 6.4118 | 6.4118 | 21845.6371 | 21845.6371 | 21845.6371 | 327684.557 | 327684.557 | 327684.557 | 5623.9509 | 5623.9509 | 5623.9509 | 100 | 100 | 100 | 32550.4021 | 33730.9443 | 35101.6037 | 4500 | 4500 | 4500 | 623.9509 | 623.9509 | 623.9509 | 14004.9 | 14004.9 | 14004.9 | 0 | 0 | 0 | 227.9228 | 227.9228 | 227.9228 | 0.066897 | 0.066897 | 0.066897 | 0 | 0 | 0 | 0 | 0 | 0 | 0 | 0 | 0 | 325.504 | 337.3094 | 351.016 | 0 | 0 | 0 | 537.36 | 537.36 | 537.36 | 0.026189 | 0.026189 | 0.026189 | 327684.557 | 327684.557 | 327684.557
| BNI | Efficient Product Rebates | Business Energy Rebates | Per fixture | Networked/Connected - Low Impact Application ¦ Business Energy Rebates | 1.5535 | 1.6128 | 1.681 | 11.1111 | 11.1111 | 11.1111 | 43325.38 | 43325.38 | 43325.38 | 649880.6997 | 649880.6997 | 649880.6997 | 10737.4513 | 10737.4513 | 10737.4513 | 100 | 100 | 100 | 61244.7364 | 63582.1565 | 66269.4328 | 8550 | 8550 | 8550 | 1237.4513 | 1237.4513 | 1237.4513 | 38185.896 | 38185.896 | 38185.896 | 0 | 0 | 0 | 452.0281 | 452.0281 | 452.0281 | 0.11593 | 0.11593 | 0.11593 | 0 | 0 | 0 | 0 | 0 | 0 | 0 | 0 | 0 | 612.4474 | 635.8216 | 662.6943 | 0 | 0 | 0 | 679.5222 | 679.5222 | 679.5222 | 0.025212 | 0.025212 | 0.025212 | 649880.6997 | 649880.6997 | 649880.6997
| BNI | Efficient Product Rebates | Business Energy Rebates | Per Drain | No-Loss Drain ¦ Business Energy Rebates | 7.8441 | 8.177 | 8.5524 | 0 | 0 | 0 | 0 | 0 | 0 | 0 | 0 | 0 | 0 | 0 | 0 | 0 | 0 | 0 | 0 | 0 | 0 | 0 | 0 | 0 | 0 | 0 | 0 | 0 | 0 | 0 | 0 | 0 | 0 | 2371.019 | 2371.019 | 2371.019 | 0.44 | 0.44 | 0.44 | 0 | 0 | 0 | 0 | 0 | 0 | 0 | 0 | 0 | 2752.1802 | 2868.9624 | 3000.6721 | 0 | 0 | 0 | 7079.6029 | 7079.6029 | 7079.6029 | 0 | 0 | 0 | 0 | 0 | 0
| BNI | Efficient Product Rebates | Business Energy Rebates | Per Occupancy Sensor | Occupancy Sensor (Ceiling Mounted) ¦ Business Energy Rebates | 6.2686 | 6.4138 | 6.6088 | 1532.0715 | 1532.0715 | 1532.0715 | 2278661.9789 | 2278661.9789 | 2278661.9789 | 22786619.7893 | 22786619.7893 | 22786619.7893 | 343009.8143 | 343009.8143 | 343009.8143 | 5498 | 5498 | 5498 | 3856534.0488 | 3945861.9185 | 4065862.0103 | 236414 | 236414 | 236414 | 68109.8143 | 68109.8143 | 68109.8143 | 547109.2788 | 547109.2788 | 547109.2788 | 0 | 0 | 0 | 452.5247 | 452.5247 | 452.5247 | 0.30426 | 0.30426 | 0.30426 | 0 | 0 | 0 | 0 | 0 | 0 | 0 | 0 | 0 | 701.4431 | 717.6904 | 739.5166 | 0 | 0 | 0 | 1706.3816 | 1706.3816 | 1706.3816 | 0.019912 | 0.019912 | 0.019912 | 22786619.7893 | 22786619.7893 | 22786619.7893
| BNI | Direct Installation | Small Business Energy Solutions | Per Occupancy Sensor | Occupancy Sensor (Ceiling Mounted) ¦ Small Business Energy Solutions | 3.6304 | 3.7145 | 3.8275 | 5.1325 | 5.1325 | 5.1325 | 7633.6439 | 7633.6439 | 7633.6439 | 76336.4389 | 76336.4389 | 76336.4389 | 3728.6928 | 3554.532 | 3467.4516 | 18 | 18 | 18 | 12919.6028 | 13218.8561 | 13620.863 | 1762.5073 | 1609.2458 | 1532.615 | 1725.8436 | 1725.8436 | 1725.8436 | 1832.8464 | 1832.8464 | 1832.8464 | 0 | 0 | 0 | 452.5247 | 452.5247 | 452.5247 | 0.30426 | 0.30426 | 0.30426 | 0 | 0 | 0 | 0 | 0 | 0 | 0 | 0 | 0 | 717.7557 | 734.3809 | 756.7146 | 0 | 0 | 0 | 1512.0922 | 1512.0922 | 1512.0922 | 0.064612 | 0.061594 | 0.060085 | 76336.4389 | 76336.4389 | 76336.4389
| BNI | Efficient Product Rebates | Business Energy Rebates | Per Occupancy Sensor | Occupancy Sensor (Wall Mounted) ¦ Business Energy Rebates | 4.4451 | 4.5481 | 4.6864 | 1010.36 | 1010.36 | 1010.36 | 1502716.3876 | 1502716.3876 | 1502716.3876 | 15027163.8759 | 15027163.8759 | 15027163.8759 | 413676.5936 | 413676.5936 | 413676.5936 | 6146 | 6146 | 6146 | 2543280.648 | 2602189.9794 | 2681326.8177 | 317133.6 | 317133.6 | 317133.6 | 44916.5936 | 44916.5936 | 44916.5936 | 527234.61 | 527234.61 | 527234.61 | 0 | 0 | 0 | 266.9633 | 266.9633 | 266.9633 | 0.17949 | 0.17949 | 0.17949 | 0 | 0 | 0 | 0 | 0 | 0 | 0 | 0 | 0 | 413.8107 | 423.3957 | 436.2719 | 0 | 0 | 0 | 930.5175 | 930.5175 | 930.5175 | 0.036414 | 0.036414 | 0.036414 | 15027163.8759 | 15027163.8759 | 15027163.8759
| BNI | Direct Installation | Small Business Energy Solutions | Per Occupancy Sensor | Occupancy Sensor (Wall Mounted) ¦ Small Business Energy Solutions | 2.9335 | 3.0015 | 3.0927 | 122.7978 | 122.7978 | 122.7978 | 182638.1703 | 182638.1703 | 182638.1703 | 1826381.703 | 1826381.703 | 1826381.703 | 114109.0409 | 107777.0844 | 104611.1061 | 730 | 730 | 730 | 309106.9798 | 316266.7424 | 325884.9294 | 64079.4 | 58507.2783 | 55721.2174 | 41291.5409 | 41291.5409 | 41291.5409 | 64079.4 | 64079.4 | 64079.4 | 0 | 0 | 0 | 266.9633 | 266.9633 | 266.9633 | 0.17949 | 0.17949 | 0.17949 | 0 | 0 | 0 | 0 | 0 | 0 | 0 | 0 | 0 | 423.4342 | 433.2421 | 446.4177 | 0 | 0 | 0 | 814.1272 | 814.1272 | 814.1272 | 0.082645 | 0.078059 | 0.075766 | 1826381.703 | 1826381.703 | 1826381.703
| BNI | Efficient Product Rebates | Business Energy Rebates | Per Occupancy Sensor | Occupancy Sensor (Exterior) ¦ Business Energy Rebates | 1.0846 | 1.1184 | 1.1599 | 12.9445 | 12.9445 | 12.9445 | 32889.5489 | 32889.5489 | 32889.5489 | 328895.4892 | 328895.4892 | 328895.4892 | 4143.0774 | 4143.0774 | 4143.0774 | 316 | 316 | 316 | 41051.6104 | 42329.8001 | 43902.8463 | 2717.6 | 2717.6 | 2717.6 | 983.0774 | 983.0774 | 983.0774 | 36866.9616 | 36866.9616 | 36866.9616 | 0 | 0 | 0 | 113.6418 | 113.6418 | 113.6418 | 0.044726 | 0.044726 | 0.044726 | 0 | 0 | 0 | 0 | 0 | 0 | 0 | 0 | 0 | 129.9102 | 133.9551 | 138.9331 | 0 | 0 | 0 | 40.1808 | 40.1808 | 40.1808 | 0.016663 | 0.016663 | 0.016663 | 328895.4892 | 328895.4892 | 328895.4892
| BNI | Efficient Product Rebates | Business Energy Rebates | Per 100' conversion | Open to Closed Cooler Conversion ¦ Business Energy Rebates | 0.35085 | 0.36733 | 0.38353 | 0 | 0 | 0 | 0 | 0 | 0 | 0 | 0 | 0 | 0 | 0 | 0 | 0 | 0 | 0 | 0 | 0 | 0 | 0 | 0 | 0 | 0 | 0 | 0 | 0 | 0 | 0 | 0 | 0 | 0 | 18250 | 18250 | 18250 | 2.083 | 2.083 | 2.083 | 18250 | 18250 | 18250 | 2.083 | 2.083 | 2.083 | 0 | 0 | 0 | 15657.1918 | 16392.5403 | 17115.3433 | 0 | 0 | 0 | -79496.3728 | -79496.3728 | -79496.3728 | 0 | 0 | 0 | 0 | 0 | 0
| BNI | Direct Installation | Small Business Energy Solutions | Per 100' conversion | Open to Closed Cooler Conversion ¦ Small Business Energy Solutions | 0.32683 | 0.34218 | 0.35727 | 0 | 0 | 0 | 0 | 0 | 0 | 0 | 0 | 0 | 0 | 0 | 0 | 0 | 0 | 0 | 0 | 0 | 0 | 0 | 0 | 0 | 0 | 0 | 0 | 0 | 0 | 0 | 0 | 0 | 0 | 18250 | 18250 | 18250 | 2.083 | 2.083 | 2.083 | 18250 | 18250 | 18250 | 2.083 | 2.083 | 2.083 | 0 | 0 | 0 | 16021.3126 | 16773.7621 | 17513.3745 | 0 | 0 | 0 | -90781.0748 | -90781.0748 | -90781.0748 | 0 | 0 | 0 | 0 | 0 | 0
| Residential | Residential Efficient Products | Instant Savings | Per sensor | Outdoor motion sensor ¦ Instant Savings | 2.0993 | 2.2291 | 2.3677 | 0 | 0 | 0 | 0 | 0 | 0 | 0 | 0 | 0 | 0 | 0 | 0 | 0 | 0 | 0 | 0 | 0 | 0 | 0 | 0 | 0 | 0 | 0 | 0 | 0 | 0 | 0 | 0 | 0 | 0 | 159 | 159 | 159 | 0 | 0 | 0 | 0 | 0 | 0 | 0 | 0 | 0 | 0 | 0 | 0 | 109.6982 | 116.4795 | 123.7234 | 0 | 0 | 0 | 180.168 | 180.168 | 180.168 | 0 | 0 | 0 | 0 | 0 | 0
| BNI | Efficient Product Rebates | Business Energy Rebates | Per Economizer - 8 hp scroll compressor | Outside Air Economizer ¦ Business Energy Rebates | 5.7855 | 5.9846 | 6.2183 | 250.0003 | 251.8113 | 254.5072 | 748967.8375 | 754393.4875 | 762469.875 | 11234517.5625 | 11315902.3125 | 11437048.125 | 184624.8536 | 185962.3073 | 187953.183 | 81.119 | 81.7066 | 82.5814 | 1178215.8949 | 1227592.3338 | 1289169.1812 | 139524.6845 | 140535.4249 | 142039.9694 | 22386.8484 | 22549.0226 | 22790.4279 | 181261.9105 | 182575.0025 | 184529.6144 | 0 | 0 | 0 | 10081.095 | 10081.095 | 10081.095 | 3.365 | 3.365 | 3.365 | 0 | 0 | 0 | 0 | 0 | 0 | 0 | 0 | 0 | 14524.5363 | 15024.3884 | 15610.8946 | 0 | 0 | 0 | 35203.4799 | 35203.4799 | 35203.4799 | 0.025077 | 0.025077 | 0.025077 | 11234517.5625 | 11315902.3125 | 11437048.125
| BNI | Efficient Product Rebates | Business Energy Rebates | Per Heat Pump - 3.1 COP 10.9 EER | Packaged Terminal Heat Pump (12kBTU/hr) ¦ Business Energy Rebates | 10.5839 | 11.222 | 11.9047 | 0 | 0 | 0 | 0 | 0 | 0 | 0 | 0 | 0 | 0 | 0 | 0 | 0 | 0 | 0 | 0 | 0 | 0 | 0 | 0 | 0 | 0 | 0 | 0 | 0 | 0 | 0 | 0 | 0 | 0 | 5625.043 | 5625.043 | 5625.043 | 0 | 0 | 0 | 0 | 0 | 0 | 0 | 0 | 0 | 0 | 0 | 0 | 4557.2766 | 4832.0147 | 5125.9701 | 0 | 0 | 0 | 12359.7603 | 12359.7603 | 12359.7603 | 0 | 0 | 0 | 0 | 0 | 0
| BNI | Direct Installation | Small Business Energy Solutions | Per Luminaire | Parking Garage Luminaire (4000 lumen) ¦ Small Business Energy Solutions | 3.0848 | 3.2144 | 3.3551 | 0 | 0 | 0 | 0 | 0 | 0 | 0 | 0 | 0 | 0 | 0 | 0 | 0 | 0 | 0 | 0 | 0 | 0 | 0 | 0 | 0 | 0 | 0 | 0 | 0 | 0 | 0 | 0 | 0 | 0 | 164.9455 | 164.9455 | 164.9455 | 0.025175 | 0.025175 | 0.025175 | 0 | 0 | 0 | 0 | 0 | 0 | 0 | 0 | 0 | 255.8015 | 266.5487 | 278.2162 | 0 | 0 | 0 | 515.8361 | 515.8361 | 515.8361 | 0 | 0 | 0 | 0 | 0 | 0
| Residential | Existing Residential | Green Heat | Per pellet boiler/furnace | Pellet Boiler/Furnace ¦ Green Heat | 3.2933 | 3.3814 | 3.4826 | 551.1111 | 551.1111 | 551.1111 | 978844.4444 | 978844.4444 | 978844.4444 | 17619200 | 17619200 | 17619200 | 536748.1675 | 536748.1675 | 536748.1675 | 100 | 100 | 100 | 2296957.9263 | 2358414.5561 | 2429007.4511 | 224000 | 224000 | 224000 | 186748.1675 | 186748.1675 | 186748.1675 | 510720 | 510720 | 510720 | 0 | 0 | 0 | 13765 | 13765 | 13765 | 7.75 | 7.75 | 7.75 | 13765 | 13765 | 13765 | 7.75 | 7.75 | 7.75 | 0 | 0 | 0 | 22969.5793 | 23584.1456 | 24290.0745 | 0 | 0 | 0 | 46710.2744 | 46710.2744 | 46710.2744 | 0.050435 | 0.050435 | 0.050435 | 17619200 | 17619200 | 17619200
| Residential | Existing Residential | Green Heat | Per pellet stove | Pellet Stove ¦ Green Heat | 3.1648 | 3.2575 | 3.3625 | 109.371 | 109.371 | 109.371 | 232413.305 | 232413.305 | 232413.305 | 4183439.4904 | 4183439.4904 | 4183439.4904 | 84340.8134 | 84340.8134 | 84340.8134 | 40 | 40 | 40 | 495522.2568 | 510026.5004 | 526465.9581 | 25600 | 25600 | 25600 | 44340.8134 | 44340.8134 | 44340.8134 | 112230.4 | 112230.4 | 112230.4 | 0 | 0 | 0 | 8170.7803 | 8170.7803 | 8170.7803 | 3.8451 | 3.8451 | 3.8451 | 8170.7803 | 8170.7803 | 8170.7803 | 3.8451 | 3.8451 | 3.8451 | 0 | 0 | 0 | 12388.0564 | 12750.6625 | 13161.649 | 0 | 0 | 0 | 24845.6643 | 24845.6643 | 24845.6643 | 0.033377 | 0.033377 | 0.033377 | 4183439.4904 | 4183439.4904 | 4183439.4904
| Residential | Existing Residential | Efficient Products Installation | Per foot of insulation | Pipe Insulation - MURB ¦ Efficient Products Installation | 8.5963 | 8.9747 | 9.3987 | 0 | 0 | 0 | 0 | 0 | 0 | 0 | 0 | 0 | 0 | 0 | 0 | 0 | 0 | 0 | 0 | 0 | 0 | 0 | 0 | 0 | 0 | 0 | 0 | 0 | 0 | 0 | 0 | 0 | 0 | 11.0617 | 11.0617 | 11.0617 | 0.001792 | 0.001792 | 0.001792 | 0 | 0 | 0 | 0 | 0 | 0 | 1.4484 | 1.4484 | 1.4484 | 15.6471 | 16.336 | 17.1078 | 0 | 0 | 0 | 40.8062 | 40.8062 | 40.8062 | 0 | 0 | 0 | 0 | 0 | 0
| Residential | Existing Residential | Efficient Products Installation | Per foot of insulation | Pipe Insulation ¦ Efficient Products Installation | 8.5963 | 8.9747 | 9.3987 | 0 | 0 | 0 | 0 | 0 | 0 | 0 | 0 | 0 | 0 | 0 | 0 | 0 | 0 | 0 | 0 | 0 | 0 | 0 | 0 | 0 | 0 | 0 | 0 | 0 | 0 | 0 | 0 | 0 | 0 | 11.0617 | 11.0617 | 11.0617 | 0.001792 | 0.001792 | 0.001792 | 0 | 0 | 0 | 0 | 0 | 0 | 1.4484 | 1.4484 | 1.4484 | 15.6471 | 16.336 | 17.1078 | 0 | 0 | 0 | 40.8062 | 40.8062 | 40.8062 | 0 | 0 | 0 | 0 | 0 | 0
| BNI | Efficient Product Rebates | Business Energy Rebates | Per Luminaire | Pole/Arm-Mounted Area Luminaire (20000 lumen) ¦ Business Energy Rebates | 2.4414 | 2.5308 | 2.6415 | 251.9443 | 251.9443 | 251.9443 | 1103515.9514 | 1103515.9514 | 1103515.9514 | 15118168.5347 | 15118168.5347 | 15118168.5347 | 199704.3861 | 158024.3861 | 158024.3861 | 1042 | 1042 | 1042 | 1395764.287 | 1446871.2994 | 1510154.0451 | 143379.2 | 107534.4 | 107534.4 | 32984.3861 | 32984.3861 | 32984.3861 | 538711.4992 | 538711.4992 | 538711.4992 | 0 | 0 | 0 | 1156.32 | 1156.32 | 1156.32 | 0.264 | 0.264 | 0.264 | 0 | 0 | 0 | 0 | 0 | 0 | 0 | 0 | 0 | 1339.5051 | 1388.5521 | 1449.2841 | 0 | 0 | 0 | 2365.9855 | 2365.9855 | 2365.9855 | 0.019445 | 0.015386 | 0.015386 | 15118168.5347 | 15118168.5347 | 15118168.5347
| BNI | Direct Installation | Small Business Energy Solutions | Per Luminaire | Pole/Arm-Mounted Area Luminaire (20000 lumen) ¦ Small Business Energy Solutions | 1.7708 | 1.8357 | 1.916 | 0 | 0 | 0 | 0 | 0 | 0 | 0 | 0 | 0 | 0 | 0 | 0 | 0 | 0 | 0 | 0 | 0 | 0 | 0 | 0 | 0 | 0 | 0 | 0 | 0 | 0 | 0 | 0 | 0 | 0 | 1156.32 | 1156.32 | 1156.32 | 0.264 | 0.264 | 0.264 | 0 | 0 | 0 | 0 | 0 | 0 | 0 | 0 | 0 | 1370.6564 | 1420.844 | 1482.9884 | 0 | 0 | 0 | 1823.1466 | 1823.1466 | 1823.1466 | 0 | 0 | 0 | 0 | 0 | 0
| BNI | Direct Installation | Small Business Energy Solutions | Per Luminaire | Pole/Arm-Mounted Area Luminaire (4000 lumen) ¦ Small Business Energy Solutions | 5.5945 | 5.7994 | 6.053 | 0 | 0 | 0 | 0 | 0 | 0 | 0 | 0 | 0 | 0 | 0 | 0 | 0 | 0 | 0 | 0 | 0 | 0 | 0 | 0 | 0 | 0 | 0 | 0 | 0 | 0 | 0 | 0 | 0 | 0 | 170.82 | 170.82 | 170.82 | 0.039 | 0.039 | 0.039 | 0 | 0 | 0 | 0 | 0 | 0 | 0 | 0 | 0 | 202.4833 | 209.8974 | 219.0778 | 0 | 0 | 0 | 489.0913 | 489.0913 | 489.0913 | 0 | 0 | 0 | 0 | 0 | 0
| BNI | Efficient Product Rebates | Business Energy Rebates | Per Luminaire | Pole/Arm-Mounted Area Luminaire (60000 lumen) ¦ Business Energy Rebates | 2.1303 | 2.2083 | 2.3049 | 357.8479 | 357.8479 | 357.8479 | 1567373.9042 | 1567373.9042 | 1567373.9042 | 21473022.4869 | 21473022.4869 | 21473022.4869 | 156849.224 | 134849.224 | 134849.224 | 440 | 440 | 440 | 1982467.5093 | 2055057.1239 | 2144940.4863 | 94600 | 75680 | 75680 | 46849.224 | 46849.224 | 46849.224 | 883745.632 | 883745.632 | 883745.632 | 0 | 0 | 0 | 3889.44 | 3889.44 | 3889.44 | 0.888 | 0.888 | 0.888 | 0 | 0 | 0 | 0 | 0 | 0 | 0 | 0 | 0 | 4505.608 | 4670.5844 | 4874.8647 | 0 | 0 | 0 | 7200.4124 | 7200.4124 | 7200.4124 | 0.010752 | 0.0092441 | 0.0092441 | 21473022.4869 | 21473022.4869 | 21473022.4869
| BNI | Direct Installation | Small Business Energy Solutions | Per Luminaire | Pole/Arm-Mounted Decorative Luminaire (1500 lumen) ¦ Small Business Energy Solutions | 5.5945 | 5.7994 | 6.053 | 0 | 0 | 0 | 0 | 0 | 0 | 0 | 0 | 0 | 0 | 0 | 0 | 0 | 0 | 0 | 0 | 0 | 0 | 0 | 0 | 0 | 0 | 0 | 0 | 0 | 0 | 0 | 0 | 0 | 0 | 462.966 | 462.966 | 462.966 | 0.1057 | 0.1057 | 0.1057 | 0 | 0 | 0 | 0 | 0 | 0 | 0 | 0 | 0 | 548.7817 | 568.8758 | 593.7571 | 0 | 0 | 0 | 1325.5629 | 1325.5629 | 1325.5629 | 0 | 0 | 0 | 0 | 0 | 0
| BNI | Efficient Product Rebates | Business Energy Rebates | Per Luminaire | Pole/Arm-Mounted Decorative Luminaire (5000 lumen) ¦ Business Energy Rebates | 5.6895 | 5.8978 | 6.1558 | 11.9429 | 11.9429 | 11.9429 | 52309.9808 | 52309.9808 | 52309.9808 | 716646.7374 | 716646.7374 | 716646.7374 | 9063.5593 | 9063.5593 | 9063.5593 | 100 | 100 | 100 | 66163.4324 | 68586.0588 | 71585.8516 | 6450 | 6450 | 6450 | 1563.5593 | 1563.5593 | 1563.5593 | 10065.44 | 10065.44 | 10065.44 | 0 | 0 | 0 | 571.152 | 571.152 | 571.152 | 0.1304 | 0.1304 | 0.1304 | 0 | 0 | 0 | 0 | 0 | 0 | 0 | 0 | 0 | 661.6343 | 685.8606 | 715.8585 | 0 | 0 | 0 | 1603.7065 | 1603.7065 | 1603.7065 | 0.018617 | 0.018617 | 0.018617 | 716646.7374 | 716646.7374 | 716646.7374
| BNI | Direct Installation | Small Business Energy Solutions | Per Luminaire | Pole/Arm-Mounted Decorative Luminaire (5000 lumen) ¦ Small Business Energy Solutions | 3.0223 | 3.1329 | 3.27 | 0 | 0 | 0 | 0 | 0 | 0 | 0 | 0 | 0 | 0 | 0 | 0 | 0 | 0 | 0 | 0 | 0 | 0 | 0 | 0 | 0 | 0 | 0 | 0 | 0 | 0 | 0 | 0 | 0 | 0 | 571.152 | 571.152 | 571.152 | 0.1304 | 0.1304 | 0.1304 | 0 | 0 | 0 | 0 | 0 | 0 | 0 | 0 | 0 | 677.0212 | 701.8108 | 732.5064 | 0 | 0 | 0 | 1345.6946 | 1345.6946 | 1345.6946 | 0 | 0 | 0 | 0 | 0 | 0
| BNI | Efficient Product Rebates | Business Energy Rebates | Per Dishwasher | Pot, Pan and Utensil Dishwasher - High Temp ¦ Business Energy Rebates | 1.2873 | 1.3444 | 1.4092 | 0 | 0 | 0 | 0 | 0 | 0 | 0 | 0 | 0 | 0 | 0 | 0 | 0 | 0 | 0 | 0 | 0 | 0 | 0 | 0 | 0 | 0 | 0 | 0 | 0 | 0 | 0 | 0 | 0 | 0 | 3310.7717 | 3310.7717 | 3310.7717 | 0.514 | 0.514 | 0.514 | 0 | 0 | 0 | 0 | 0 | 0 | 0 | 0 | 0 | 2634.4188 | 2751.4098 | 2883.9321 | 0 | 0 | 0 | 1981.2472 | 1981.2472 | 1981.2472 | 0 | 0 | 0 | 0 | 0 | 0
| Residential | Residential Efficient Products | Instant Savings | Per powerbar | Power bar with timer ¦ Instant Savings | 0.53096 | 0.5808 | 0.63027 | 0 | 0 | 0 | 0 | 0 | 0 | 0 | 0 | 0 | 0 | 0 | 0 | 0 | 0 | 0 | 0 | 0 | 0 | 0 | 0 | 0 | 0 | 0 | 0 | 0 | 0 | 0 | 0 | 0 | 0 | 53.7 | 53.7 | 53.7 | 0 | 0 | 0 | 0 | 0 | 0 | 0 | 0 | 0 | 0 | 0 | 0 | 15.5397 | 16.9984 | 18.4462 | 0 | 0 | 0 | -34.691 | -34.691 | -34.691 | 0 | 0 | 0 | 0 | 0 | 0
| BNI | Efficient Product Rebates | Business Energy Rebates | Per Luminaire | Premium High Bay Luminaire (15 000 lumen) ¦ Business Energy Rebates | 3.4023 | 3.5362 | 3.6832 | 0 | 0 | 0 | 0 | 0 | 0 | 0 | 0 | 0 | 0 | 0 | 0 | 0 | 0 | 0 | 0 | 0 | 0 | 0 | 0 | 0 | 0 | 0 | 0 | 0 | 0 | 0 | 0 | 0 | 0 | 508.8462 | 508.8462 | 508.8462 | 0.099231 | 0.099231 | 0.099231 | 0 | 0 | 0 | 0 | 0 | 0 | 0 | 0 | 0 | 818.6884 | 850.9238 | 886.3009 | 0 | 0 | 0 | 1714.9218 | 1714.9218 | 1714.9218 | 0 | 0 | 0 | 0 | 0 | 0
| BNI | Direct Installation | Small Business Energy Solutions | Per Luminaire | Premium High Bay Luminaire (15 000 lumen) ¦ Small Business Energy Solutions | 2.4655 | 2.5625 | 2.6691 | 0 | 0 | 0 | 0 | 0 | 0 | 0 | 0 | 0 | 0 | 0 | 0 | 0 | 0 | 0 | 0 | 0 | 0 | 0 | 0 | 0 | 0 | 0 | 0 | 0 | 0 | 0 | 0 | 0 | 0 | 508.8462 | 508.8462 | 508.8462 | 0.099231 | 0.099231 | 0.099231 | 0 | 0 | 0 | 0 | 0 | 0 | 0 | 0 | 0 | 837.7277 | 870.7127 | 906.9125 | 0 | 0 | 0 | 1491.7108 | 1491.7108 | 1491.7108 | 0 | 0 | 0 | 0 | 0 | 0
| BNI | Efficient Product Rebates | Business Energy Rebates | Per Luminaire | Premium High Bay Luminaire (35 000 lumen) ¦ Business Energy Rebates | 2.4409 | 2.537 | 2.6425 | 0 | 0 | 0 | 0 | 0 | 0 | 0 | 0 | 0 | 0 | 0 | 0 | 0 | 0 | 0 | 0 | 0 | 0 | 0 | 0 | 0 | 0 | 0 | 0 | 0 | 0 | 0 | 0 | 0 | 0 | 1187.3077 | 1187.3077 | 1187.3077 | 0.23154 | 0.23154 | 0.23154 | 0 | 0 | 0 | 0 | 0 | 0 | 0 | 0 | 0 | 1910.273 | 1985.4888 | 2068.0354 | 0 | 0 | 0 | 3379.6457 | 3379.6457 | 3379.6457 | 0 | 0 | 0 | 0 | 0 | 0
| BNI | Direct Installation | Small Business Energy Solutions | Per Luminaire | Premium High Bay Luminaire (35 000 lumen) ¦ Small Business Energy Solutions | 1.918 | 1.9936 | 2.0764 | 0 | 0 | 0 | 0 | 0 | 0 | 0 | 0 | 0 | 0 | 0 | 0 | 0 | 0 | 0 | 0 | 0 | 0 | 0 | 0 | 0 | 0 | 0 | 0 | 0 | 0 | 0 | 0 | 0 | 0 | 1187.3077 | 1187.3077 | 1187.3077 | 0.23154 | 0.23154 | 0.23154 | 0 | 0 | 0 | 0 | 0 | 0 | 0 | 0 | 0 | 1954.6979 | 2031.6629 | 2116.1292 | 0 | 0 | 0 | 2844.3586 | 2844.3586 | 2844.3586 | 0 | 0 | 0 | 0 | 0 | 0
| BNI | Efficient Product Rebates | Business Energy Rebates | Per Luminaire | Premium High Bay Luminaire (60 000 lumen) ¦ Business Energy Rebates | 2.2429 | 2.3312 | 2.4281 | 0 | 0 | 0 | 0 | 0 | 0 | 0 | 0 | 0 | 0 | 0 | 0 | 0 | 0 | 0 | 0 | 0 | 0 | 0 | 0 | 0 | 0 | 0 | 0 | 0 | 0 | 0 | 0 | 0 | 0 | 2035.3846 | 2035.3846 | 2035.3846 | 0.39692 | 0.39692 | 0.39692 | 0 | 0 | 0 | 0 | 0 | 0 | 0 | 0 | 0 | 3274.7537 | 3403.6951 | 3545.2035 | 0 | 0 | 0 | 5460.5505 | 5460.5505 | 5460.5505 | 0 | 0 | 0 | 0 | 0 | 0
| Residential | Residential Efficient Products | Instant Savings | Per thermostat | Programmable thermostat ¦ Instant Savings | 0 | 0.11046 | 0.39477 | 0 | 0 | 0 | 0 | 0 | 0 | 0 | 0 | 0 | 0 | 0 | 0 | 0 | 0 | 0 | 0 | 0 | 0 | 0 | 0 | 0 | 0 | 0 | 0 | 0 | 0 | 0 | 0 | 0 | 0 | 221 | 221 | 221 | -0.088179 | -0.088179 | -0.088179 | 0 | 0 | 0 | 0 | 0 | 0 | 0 | 0 | 0 | -6.0085 | 3.221 | 11.5115 | 0 | 0 | 0 | -74.9083 | -74.9083 | -74.9083 | 0 | 0 | 0 | 0 | 0 | 0
| BNI | Direct Installation | Small Business Energy Solutions | Per 660 lumen lamp | Reflector Lamp (MR16) ¦ Small Business Energy Solutions | 1.5558 | 1.3361 | 1.1029 | 0 | 0 | 0 | 0 | 0 | 0 | 0 | 0 | 0 | 0 | 0 | 0 | 0 | 0 | 0 | 0 | 0 | 0 | 0 | 0 | 0 | 0 | 0 | 0 | 0 | 0 | 0 | 0 | 0 | 0 | 183.015 | 183.015 | 183.015 | 0.02838 | 0.02838 | 0.02838 | 27.195 | 27.195 | 27.195 | 0.0053033 | 0.0053033 | 0.0053033 | 0 | 0 | 0 | 68.7077 | 59.0063 | 48.7073 | 0 | 0 | 0 | 42.4201 | 42.4201 | 42.4201 | 0 | 0 | 0 | 0 | 0 | 0
| BNI | Direct Installation | Small Business Energy Solutions | Per 100 lumen lamp | Reflector Lamp (PAR38) ¦ Small Business Energy Solutions | 1.4451 | 1.2428 | 1.0273 | 0 | 0 | 0 | 0 | 0 | 0 | 0 | 0 | 0 | 0 | 0 | 0 | 0 | 0 | 0 | 0 | 0 | 0 | 0 | 0 | 0 | 0 | 0 | 0 | 0 | 0 | 0 | 0 | 0 | 0 | 246.96 | 246.96 | 246.96 | 0.03569 | 0.03569 | 0.03569 | 36.26 | 36.26 | 36.26 | 0.0070711 | 0.0070711 | 0.0070711 | 0 | 0 | 0 | 90.8234 | 78.1077 | 64.5661 | 0 | 0 | 0 | 43.7568 | 43.7568 | 43.7568 | 0 | 0 | 0 | 0 | 0 | 0
| BNI | Efficient Product Rebates | Business Energy Rebates | Per 6' Luminaire | Refrigerated Case Luminaire ¦ Business Energy Rebates | 3.5046 | 3.6567 | 3.8268 | 0 | 0 | 0 | 0 | 0 | 0 | 0 | 0 | 0 | 0 | 0 | 0 | 0 | 0 | 0 | 0 | 0 | 0 | 0 | 0 | 0 | 0 | 0 | 0 | 0 | 0 | 0 | 0 | 0 | 0 | 433.2597 | 433.2597 | 433.2597 | 0.071982 | 0.071982 | 0.071982 | 0 | 0 | 0 | 0 | 0 | 0 | 0 | 0 | 0 | 510.5663 | 532.7254 | 557.5045 | 0 | 0 | 0 | 1087.9193 | 1087.9193 | 1087.9193 | 0 | 0 | 0 | 0 | 0 | 0
| BNI | Direct Installation | Small Business Energy Solutions | Per 6' Luminaire | Refrigerated Case Luminaire ¦ Small Business Energy Solutions | 2.284 | 2.3832 | 2.494 | 0 | 0 | 0 | 0 | 0 | 0 | 0 | 0 | 0 | 0 | 0 | 0 | 0 | 0 | 0 | 0 | 0 | 0 | 0 | 0 | 0 | 0 | 0 | 0 | 0 | 0 | 0 | 0 | 0 | 0 | 433.2597 | 433.2597 | 433.2597 | 0.071982 | 0.071982 | 0.071982 | 0 | 0 | 0 | 0 | 0 | 0 | 0 | 0 | 0 | 522.4399 | 545.1144 | 570.4697 | 0 | 0 | 0 | 889.2079 | 889.2079 | 889.2079 | 0 | 0 | 0 | 0 | 0 | 0
| Residential | Residential Efficient Products | Appliance Retirement | Per appliance | Refrigerator replacement (Low income only) ¦ Appliance Retirement | 0.32268 | 0.33793 | 0.35541 | 0 | 0 | 0 | 0 | 0 | 0 | 0 | 0 | 0 | 0 | 0 | 0 | 0 | 0 | 0 | 0 | 0 | 0 | 0 | 0 | 0 | 0 | 0 | 0 | 0 | 0 | 0 | 0 | 0 | 0 | 705 | 705 | 705 | 0.09729 | 0.09729 | 0.09729 | 56 | 56 | 56 | 0.007728 | 0.007728 | 0.007728 | 898.182 | 914.3493 | 930.8076 | 324.3542 | 345.1554 | 368.8549 | 0 | 0 | 0 | -1899.8312 | -1899.8312 | -1899.8312 | 0 | 0 | 0 | 0 | 0 | 0
| Residential | Existing Residential | First Nations Home Retrofits | Per appliance | Refrigerator replacement (Low income only) ¦ First Nations Home Retrofits | 0.34483 | 0.36694 | 0.39214 | 0 | 0 | 0 | 0 | 0 | 0 | 0 | 0 | 0 | 0 | 0 | 0 | 0 | 0 | 0 | 0 | 0 | 0 | 0 | 0 | 0 | 0 | 0 | 0 | 0 | 0 | 0 | 0 | 0 | 0 | 705 | 705 | 705 | 0.09729 | 0.09729 | 0.09729 | 56 | 56 | 56 | 0.007728 | 0.007728 | 0.007728 | 825 | 825 | 825 | 324.3542 | 345.1554 | 368.8549 | 0 | 0 | 0 | -1674.5068 | -1674.5068 | -1674.5068 | 0 | 0 | 0 | 0 | 0 | 0
| Residential | Residential Efficient Products | Appliance Retirement | Per appliance | Refrigerator retirement ¦ Appliance Retirement | 1.8002 | 1.8861 | 1.9837 | 0 | 0 | 0 | 0 | 0 | 0 | 0 | 0 | 0 | 0 | 0 | 0 | 0 | 0 | 0 | 0 | 0 | 0 | 0 | 0 | 0 | 0 | 0 | 0 | 0 | 0 | 0 | 0 | 0 | 0 | 751 | 751 | 751 | 0.10364 | 0.10364 | 0.10364 | 751 | 751 | 751 | 0.10364 | 0.10364 | 0.10364 | 0 | 0 | 0 | 319.5478 | 334.7946 | 352.1205 | 0 | 0 | 0 | 442.2346 | 442.2346 | 442.2346 | 0 | 0 | 0 | 0 | 0 | 0
| BNI | Efficient Product Rebates | Business Energy Rebates | Per 1500 lb/day unit | Remote Condensing Unit ¦ Business Energy Rebates | 3.7695 | 3.937 | 4.1267 | 0 | 0 | 0 | 0 | 0 | 0 | 0 | 0 | 0 | 0 | 0 | 0 | 0 | 0 | 0 | 0 | 0 | 0 | 0 | 0 | 0 | 0 | 0 | 0 | 0 | 0 | 0 | 0 | 0 | 0 | 3184 | 3184 | 3184 | 0.494 | 0.494 | 0.494 | 0 | 0 | 0 | 0 | 0 | 0 | 0 | 0 | 0 | 2531.7623 | 2644.2469 | 2771.663 | 0 | 0 | 0 | 5546.1648 | 5546.1648 | 5546.1648 | 0 | 0 | 0 | 0 | 0 | 0
| Residential | Existing Residential | ETS Green Heat | Per ETS | Residential ETS System (Central) ¦ ETS Green Heat | 2.4387 | 2.443 | 2.4588 | 557.6757 | 557.6757 | 557.6757 | 0 | 0 | 0 | 0 | 0 | 0 | 264089.9509 | 264089.9509 | 264089.9509 | 156.8463 | 156.8463 | 156.8463 | 1294298.4844 | 1296577.627 | 1304932.961 | 150572.4442 | 150572.4442 | 150572.4442 | 28820.5069 | 28820.5069 | 28820.5069 | 501908.1473 | 501908.1473 | 501908.1473 | 0 | 0 | 0 | 0 | 0 | 0 | 5 | 5 | 5 | 0 | 0 | 0 | 5 | 5 | 5 | 0 | 0 | 0 | 8252.0182 | 8266.5492 | 8319.8201 | 0 | 0 | 0 | 13762.7434 | 13762.7434 | 13762.7434 | 0 | 0 | 0 | 0 | 0 | 0
| Residential | Existing Residential | ETS Home Energy Assessment | Per ETS | Residential ETS System (Central) ¦ ETS Home Energy Assessment | 2.108 | 2.1117 | 2.1253 | 387.0024 | 387.0024 | 387.0024 | 0 | 0 | 0 | 0 | 0 | 0 | 261105.6456 | 261105.6456 | 261105.6456 | 91.6585 | 91.6585 | 91.6585 | 898186.2233 | 899767.848 | 905566.0823 | 139320.8719 | 139320.8719 | 139320.8719 | 77788.7089 | 77788.7089 | 77788.7089 | 348302.1796 | 348302.1796 | 348302.1796 | 0 | 0 | 0 | 0 | 0 | 0 | 5 | 5 | 5 | 0 | 0 | 0 | 5 | 5 | 5 | 0 | 0 | 0 | 9799.2716 | 9816.5272 | 9879.7863 | 0 | 0 | 0 | 14570.3342 | 14570.3342 | 14570.3342 | 0 | 0 | 0 | 0 | 0 | 0
| Residential | Existing Residential | ETS Green Heat | Per ETS | Residential ETS System (Room) ¦ ETS Green Heat | 2.8188 | 2.8238 | 2.842 | 557.6757 | 557.6757 | 557.6757 | 0 | 0 | 0 | 0 | 0 | 0 | 292910.4578 | 292910.4578 | 292910.4578 | 313.6926 | 313.6926 | 313.6926 | 1294298.4844 | 1296577.627 | 1304932.961 | 150572.4442 | 150572.4442 | 150572.4442 | 57641.0138 | 57641.0138 | 57641.0138 | 401526.5178 | 401526.5178 | 401526.5178 | 0 | 0 | 0 | 0 | 0 | 0 | 2.5 | 2.5 | 2.5 | 0 | 0 | 0 | 2.5 | 2.5 | 2.5 | 0 | 0 | 0 | 4126.0091 | 4133.2746 | 4159.91 | 0 | 0 | 0 | 7522.8674 | 7522.8674 | 7522.8674 | 0 | 0 | 0 | 0 | 0 | 0
| Residential | Existing Residential | ETS Home Energy Assessment | Per ETS | Residential ETS System (Room) ¦ ETS Home Energy Assessment | 2.0685 | 2.0722 | 2.0855 | 387.0024 | 387.0024 | 387.0024 | 0 | 0 | 0 | 0 | 0 | 0 | 338894.3544 | 338894.3544 | 338894.3544 | 183.3169 | 183.3169 | 183.3169 | 898186.2233 | 899767.848 | 905566.0823 | 139320.8719 | 139320.8719 | 139320.8719 | 155577.4178 | 155577.4178 | 155577.4178 | 278641.7437 | 278641.7437 | 278641.7437 | 0 | 0 | 0 | 0 | 0 | 0 | 2.5 | 2.5 | 2.5 | 0 | 0 | 0 | 2.5 | 2.5 | 2.5 | 0 | 0 | 0 | 4899.6358 | 4908.2636 | 4939.8932 | 0 | 0 | 0 | 7160.4814 | 7160.4814 | 7160.4814 | 0 | 0 | 0 | 0 | 0 | 0
| Residential | Residential Efficient Products | Instant Savings | Per appliance | Room air purifier ¦ Instant Savings | 1.8061 | 1.8844 | 1.9764 | 24.2592 | 24.2592 | 24.2592 | 141866.6667 | 141866.6667 | 141866.6667 | 1276800 | 1276800 | 1276800 | 18884.1382 | 18884.1382 | 18884.1382 | 266 | 266 | 266 | 116480.4312 | 121527.3296 | 127458.735 | 10640 | 10640 | 10640 | 8244.1382 | 8244.1382 | 8244.1382 | 56247.4074 | 56247.4074 | 56247.4074 | 0 | 0 | 0 | 480 | 480 | 480 | 0.08208 | 0.08208 | 0.08208 | 0 | 0 | 0 | 0 | 0 | 0 | 0 | 0 | 0 | 437.8964 | 456.8697 | 479.1682 | 0 | 0 | 0 | 603.5189 | 603.5189 | 603.5189 | 0.018993 | 0.018993 | 0.018993 | 1276800 | 1276800 | 1276800
| BNI | Efficient Product Rebates | Business Energy Rebates | Per Server | Server Virtualization and Decommissioning ¦ Business Energy Rebates | 14.8144 | 15.5234 | 16.3073 | 0 | 0 | 0 | 0 | 0 | 0 | 0 | 0 | 0 | 0 | 0 | 0 | 0 | 0 | 0 | 0 | 0 | 0 | 0 | 0 | 0 | 0 | 0 | 0 | 0 | 0 | 0 | 0 | 0 | 0 | 8453.926 | 8453.926 | 8453.926 | 0.965 | 0.965 | 0.965 | 8453.926 | 8453.926 | 8453.926 | 0.965 | 0.965 | 0.965 | 0 | 0 | 0 | 8672.2239 | 9087.273 | 9546.1772 | 0 | 0 | 0 | 23894.5668 | 23894.5668 | 23894.5668 | 0 | 0 | 0 | 0 | 0 | 0
| BNI | Efficient Product Rebates | Business Energy Rebates | per Pad | Single Heat Pad (Agriculture) ¦ Business Energy Rebates | 4.8022 | 5.0306 | 5.286 | 0 | 0 | 0 | 0 | 0 | 0 | 0 | 0 | 0 | 0 | 0 | 0 | 0 | 0 | 0 | 0 | 0 | 0 | 0 | 0 | 0 | 0 | 0 | 0 | 0 | 0 | 0 | 0 | 0 | 0 | 759 | 759 | 759 | 0.09 | 0.09 | 0.09 | 0 | 0 | 0 | 0 | 0 | 0 | 0 | 0 | 0 | 563.0022 | 589.7853 | 619.7178 | 0 | 0 | 0 | 1328.2581 | 1328.2581 | 1328.2581 | 0 | 0 | 0 | 0 | 0 | 0
| BNI | Efficient Product Rebates | Business Energy Rebates | Per Dishwasher | Single -Tank Conveyor Dishwasher - High Temp ¦ Business Energy Rebates | 4.9087 | 5.1163 | 5.3469 | 0 | 0 | 0 | 0 | 0 | 0 | 0 | 0 | 0 | 0 | 0 | 0 | 0 | 0 | 0 | 0 | 0 | 0 | 0 | 0 | 0 | 0 | 0 | 0 | 0 | 0 | 0 | 0 | 0 | 0 | 9211.5713 | 9211.5713 | 9211.5713 | 1.43 | 1.43 | 1.43 | 0 | 0 | 0 | 0 | 0 | 0 | 0 | 0 | 0 | 12747.7515 | 13286.76 | 13885.7167 | 0 | 0 | 0 | 30045.8069 | 30045.8069 | 30045.8069 | 0 | 0 | 0 | 0 | 0 | 0
| BNI | Efficient Product Rebates | Business Energy Rebates | Per Dishwasher | Single -Tank Conveyor Dishwasher - Low Temp ¦ Business Energy Rebates | 50.5689 | 52.7067 | 55.0823 | 0 | 0 | 0 | 0 | 0 | 0 | 0 | 0 | 0 | 0 | 0 | 0 | 0 | 0 | 0 | 0 | 0 | 0 | 0 | 0 | 0 | 0 | 0 | 0 | 0 | 0 | 0 | 0 | 0 | 0 | 13626.434 | 13626.434 | 13626.434 | 2.115 | 2.115 | 2.115 | 0 | 0 | 0 | 0 | 0 | 0 | 0 | 0 | 0 | 18863.7526 | 19661.2379 | 20547.4004 | 0 | 0 | 0 | 54217.9715 | 54217.9715 | 54217.9715 | 0 | 0 | 0 | 0 | 0 | 0
| BNI | Efficient Product Rebates | Business Energy Rebates | Per Dishwasher | Single-Tank Door type Dishwasher - High Temp ¦ Business Energy Rebates | 5.1885 | 5.4197 | 5.6783 | 0 | 0 | 0 | 0 | 0 | 0 | 0 | 0 | 0 | 0 | 0 | 0 | 0 | 0 | 0 | 0 | 0 | 0 | 0 | 0 | 0 | 0 | 0 | 0 | 0 | 0 | 0 | 0 | 0 | 0 | 11863.2391 | 11863.2391 | 11863.2391 | 1.842 | 1.842 | 1.842 | 0 | 0 | 0 | 0 | 0 | 0 | 0 | 0 | 0 | 13097.3441 | 13680.9814 | 14333.7319 | 0 | 0 | 0 | 31361.2248 | 31361.2248 | 31361.2248 | 0 | 0 | 0 | 0 | 0 | 0
| BNI | Efficient Product Rebates | Business Energy Rebates | Per Dishwasher | Single-Tank Door type Dishwasher - Low Temp ¦ Business Energy Rebates | 38.9322 | 40.6668 | 42.6067 | 0 | 0 | 0 | 0 | 0 | 0 | 0 | 0 | 0 | 0 | 0 | 0 | 0 | 0 | 0 | 0 | 0 | 0 | 0 | 0 | 0 | 0 | 0 | 0 | 0 | 0 | 0 | 0 | 0 | 0 | 16152.5529 | 16152.5529 | 16152.5529 | 2.508 | 2.508 | 2.508 | 0 | 0 | 0 | 0 | 0 | 0 | 0 | 0 | 0 | 17838.6552 | 18633.4303 | 19522.3096 | 0 | 0 | 0 | 51093.3372 | 51093.3372 | 51093.3372 | 0 | 0 | 0 | 0 | 0 | 0
| BNI | Efficient Product Rebates | ETS Business Energy Rebates | Per ETS | Small Commercial ETS Sytem ¦ ETS Business Energy Rebates | 4.0473 | 4.0524 | 4.0767 | 853.6074 | 853.6074 | 853.6074 | 0 | 0 | 0 | 0 | 0 | 0 | 280196.9669 | 280196.9669 | 280196.9669 | 186.404 | 186.404 | 186.404 | 1948818.7884 | 1951263.0345 | 1962980.1576 | 240461.2169 | 240461.2169 | 240461.2169 | 590.9008 | 590.9008 | 590.9008 | 480922.4337 | 480922.4337 | 480922.4337 | 0 | 0 | 0 | 0 | 0 | 0 | 5 | 5 | 5 | 0 | 0 | 0 | 0 | 0 | 0 | 0 | 0 | 0 | 10454.8096 | 10467.9222 | 10530.781 | 0 | 0 | 0 | 22214.1606 | 22214.1606 | 22214.1606 | 0 | 0 | 0 | 0 | 0 | 0
| BNI | Direct Installation | ETS Small Business Energy Solutions | Per ETS | Small Commercial ETS Sytem ¦ ETS Small Business Energy Solutions | 5.5846 | 5.5916 | 5.6252 | 0 | 0 | 0 | 0 | 0 | 0 | 0 | 0 | 0 | 0 | 0 | 0 | 0 | 0 | 0 | 0 | 0 | 0 | 0 | 0 | 0 | 0 | 0 | 0 | 0 | 0 | 0 | 0 | 0 | 0 | 0 | 0 | 0 | 5 | 5 | 5 | 0 | 0 | 0 | 0 | 0 | 0 | 0 | 0 | 0 | 10697.9447 | 10711.3623 | 10775.6828 | 0 | 0 | 0 | 24776.8723 | 24776.8723 | 24776.8723 | 0 | 0 | 0 | 0 | 0 | 0
| Residential | Residential Efficient Products | Instant Savings | Per powerbar | Smart power bar ¦ Instant Savings | 0.53183 | 0.58175 | 0.6313 | 0 | 0 | 0 | 0 | 0 | 0 | 0 | 0 | 0 | 0 | 0 | 0 | 0 | 0 | 0 | 0 | 0 | 0 | 0 | 0 | 0 | 0 | 0 | 0 | 0 | 0 | 0 | 0 | 0 | 0 | 53.8 | 53.8 | 53.8 | 0 | 0 | 0 | 0 | 0 | 0 | 0 | 0 | 0 | 0 | 0 | 0 | 15.5686 | 17.0301 | 18.4806 | 0 | 0 | 0 | -34.6205 | -34.6205 | -34.6205 | 0 | 0 | 0 | 0 | 0 | 0
| Residential | Existing Residential | Efficient Products Installation | Per powerbar | Smart Power Controllers - MURB ¦ Efficient Products Installation | 1.4812 | 1.6202 | 1.7582 | 0 | 0 | 0 | 0 | 0 | 0 | 0 | 0 | 0 | 0 | 0 | 0 | 0 | 0 | 0 | 0 | 0 | 0 | 0 | 0 | 0 | 0 | 0 | 0 | 0 | 0 | 0 | 0 | 0 | 0 | 411 | 411 | 411 | 0 | 0 | 0 | 0 | 0 | 0 | 0 | 0 | 0 | 69.693 | 69.693 | 69.693 | 123.6925 | 135.3037 | 146.8277 | 0 | 0 | 0 | 144.1353 | 144.1353 | 144.1353 | 0 | 0 | 0 | 0 | 0 | 0
| Residential | Existing Residential | Efficient Products Installation | Per Powerbar | Smart Power Controllers ¦ Efficient Products Installation | 1.4812 | 1.6202 | 1.7582 | 0 | 0 | 0 | 0 | 0 | 0 | 0 | 0 | 0 | 0 | 0 | 0 | 0 | 0 | 0 | 0 | 0 | 0 | 0 | 0 | 0 | 0 | 0 | 0 | 0 | 0 | 0 | 0 | 0 | 0 | 411 | 411 | 411 | 0 | 0 | 0 | 0 | 0 | 0 | 0 | 0 | 0 | 69.693 | 69.693 | 69.693 | 123.6925 | 135.3037 | 146.8277 | 0 | 0 | 0 | 144.1353 | 144.1353 | 144.1353 | 0 | 0 | 0 | 0 | 0 | 0
| Residential | Existing Residential | Green Heat | Per solar air heating system | Solar air heating ¦ Green Heat | 0.20055 | 0.21167 | 0.22325 | 0 | 0 | 0 | 0 | 0 | 0 | 0 | 0 | 0 | 0 | 0 | 0 | 0 | 0 | 0 | 0 | 0 | 0 | 0 | 0 | 0 | 0 | 0 | 0 | 0 | 0 | 0 | 0 | 0 | 0 | 1091.9017 | 1091.9017 | 1091.9017 | 0 | 0 | 0 | 1091.9017 | 1091.9017 | 1091.9017 | 0 | 0 | 0 | 0 | 0 | 0 | 883.2611 | 932.2197 | 983.2237 | 0 | 0 | 0 | -9767.432 | -9767.432 | -9767.432 | 0 | 0 | 0 | 0 | 0 | 0
| Residential | Existing Residential | Green Heat | Per solar domestic hot water system | Solar Domestic Hot Water ¦ Green Heat | 0.85693 | 0.90443 | 0.95391 | 0 | 0 | 0 | 0 | 0 | 0 | 0 | 0 | 0 | 0 | 0 | 0 | 0 | 0 | 0 | 0 | 0 | 0 | 0 | 0 | 0 | 0 | 0 | 0 | 0 | 0 | 0 | 0 | 0 | 0 | 2998.4645 | 2998.4645 | 2998.4645 | 0 | 0 | 0 | 2998.4645 | 2998.4645 | 2998.4645 | 0 | 0 | 0 | 0 | 0 | 0 | 2425.5178 | 2559.9628 | 2700.0245 | 0 | 0 | 0 | -772.4421 | -772.4421 | -772.4421 | 0 | 0 | 0 | 0 | 0 | 0
| Residential | Existing Residential | Home Energy Assessment | Per solar domestic hot water system | Solar Domestic Hot Water ¦ Home Energy Assessment | 0.65493 | 0.69124 | 0.72906 | 0 | 0 | 0 | 0 | 0 | 0 | 0 | 0 | 0 | 0 | 0 | 0 | 0 | 0 | 0 | 0 | 0 | 0 | 0 | 0 | 0 | 0 | 0 | 0 | 0 | 0 | 0 | 0 | 0 | 0 | 2803 | 2803 | 2803 | 0 | 0 | 0 | 2803 | 2803 | 2803 | 0 | 0 | 0 | 0 | 0 | 0 | 2692.5406 | 2841.7866 | 2997.2675 | 0 | 0 | 0 | -3582.5683 | -3582.5683 | -3582.5683 | 0 | 0 | 0 | 0 | 0 | 0
| BNI | Efficient Product Rebates | Business Energy Rebates | Per 30 cubic foot freezer | Solid Door Freezer ¦ Business Energy Rebates | 29.1431 | 30.6166 | 32.0399 | 0 | 0 | 0 | 0 | 0 | 0 | 0 | 0 | 0 | 0 | 0 | 0 | 0 | 0 | 0 | 0 | 0 | 0 | 0 | 0 | 0 | 0 | 0 | 0 | 0 | 0 | 0 | 0 | 0 | 0 | 1854 | 1854 | 1854 | 0.144 | 0.144 | 0.144 | 0 | 0 | 0 | 0 | 0 | 0 | 0 | 0 | 0 | 1479.134 | 1553.92 | 1626.1613 | 0 | 0 | 0 | 4215.4573 | 4215.4573 | 4215.4573 | 0 | 0 | 0 | 0 | 0 | 0
| BNI | Direct Installation | Small Business Energy Solutions | Per 30 cubic foot freezer | Solid Door Freezer ¦ Small Business Energy Solutions | 3.853 | 4.0478 | 4.236 | 0 | 0 | 0 | 0 | 0 | 0 | 0 | 0 | 0 | 0 | 0 | 0 | 0 | 0 | 0 | 0 | 0 | 0 | 0 | 0 | 0 | 0 | 0 | 0 | 0 | 0 | 0 | 0 | 0 | 0 | 1854 | 1854 | 1854 | 0.144 | 0.144 | 0.144 | 0 | 0 | 0 | 0 | 0 | 0 | 0 | 0 | 0 | 1513.5325 | 1590.0577 | 1663.979 | 0 | 0 | 0 | 3354.9022 | 3354.9022 | 3354.9022 | 0 | 0 | 0 | 0 | 0 | 0
| BNI | Efficient Product Rebates | Business Energy Rebates | Per 30 cubic foot refrigerator | Solid Door Refrigerator ¦ Business Energy Rebates | 29.169 | 30.6425 | 32.0661 | 0 | 0 | 0 | 0 | 0 | 0 | 0 | 0 | 0 | 0 | 0 | 0 | 0 | 0 | 0 | 0 | 0 | 0 | 0 | 0 | 0 | 0 | 0 | 0 | 0 | 0 | 0 | 0 | 0 | 0 | 653 | 653 | 653 | 0.051 | 0.051 | 0.051 | 0 | 0 | 0 | 0 | 0 | 0 | 0 | 0 | 0 | 521.4321 | 547.7722 | 573.2214 | 0 | 0 | 0 | 1486.0413 | 1486.0413 | 1486.0413 | 0 | 0 | 0 | 0 | 0 | 0
| BNI | Direct Installation | Small Business Energy Solutions | Per 30 cubic foot refrigerator | Solid Door Refrigerator ¦ Small Business Energy Solutions | 3.8564 | 4.0512 | 4.2394 | 0 | 0 | 0 | 0 | 0 | 0 | 0 | 0 | 0 | 0 | 0 | 0 | 0 | 0 | 0 | 0 | 0 | 0 | 0 | 0 | 0 | 0 | 0 | 0 | 0 | 0 | 0 | 0 | 0 | 0 | 653 | 653 | 653 | 0.051 | 0.051 | 0.051 | 0 | 0 | 0 | 0 | 0 | 0 | 0 | 0 | 0 | 533.5584 | 560.5111 | 586.5521 | 0 | 0 | 0 | 1182.9744 | 1182.9744 | 1182.9744 | 0 | 0 | 0 | 0 | 0 | 0
| BNI | Efficient Product Rebates | Business Energy Rebates | Per Fryer | Standard Capacity Electric Fryer ¦ Business Energy Rebates | 8.8812 | 9.2673 | 9.6543 | 0 | 0 | 0 | 0 | 0 | 0 | 0 | 0 | 0 | 0 | 0 | 0 | 0 | 0 | 0 | 0 | 0 | 0 | 0 | 0 | 0 | 0 | 0 | 0 | 0 | 0 | 0 | 0 | 0 | 0 | 3126 | 3126 | 3126 | 0.485 | 0.485 | 0.485 | 0 | 0 | 0 | 0 | 0 | 0 | 0 | 0 | 0 | 2893.2535 | 3019.0529 | 3145.1122 | 0 | 0 | 0 | 7558.2326 | 7558.2326 | 7558.2326 | 0 | 0 | 0 | 0 | 0 | 0
| BNI | Direct Installation | Small Business Energy Solutions | Per Fryer | Standard Capacity Electric Fryer ¦ Small Business Energy Solutions | 3.2601 | 3.4018 | 3.5439 | 0 | 0 | 0 | 0 | 0 | 0 | 0 | 0 | 0 | 0 | 0 | 0 | 0 | 0 | 0 | 0 | 0 | 0 | 0 | 0 | 0 | 0 | 0 | 0 | 0 | 0 | 0 | 0 | 0 | 0 | 3126 | 3126 | 3126 | 0.485 | 0.485 | 0.485 | 0 | 0 | 0 | 0 | 0 | 0 | 0 | 0 | 0 | 2960.5385 | 3089.2635 | 3218.2544 | 0 | 0 | 0 | 6117.7437 | 6117.7437 | 6117.7437 | 0 | 0 | 0 | 0 | 0 | 0
| BNI | Custom Incentives | SEM | Per Gross GWh | Strategic Energy Management ¦ SEM | 1.0613 | 1.1638 | 1.2737 | 0 | 0 | 0 | 0 | 0 | 0 | 0 | 0 | 0 | 0 | 0 | 0 | 0 | 0 | 0 | 0 | 0 | 0 | 0 | 0 | 0 | 0 | 0 | 0 | 0 | 0 | 0 | 0 | 0 | 0 | 1000000 | 1000000 | 1000000 | 118.5544 | 118.5544 | 118.5544 | 0 | 0 | 0 | 0 | 0 | 0 | 0 | 0 | 0 | 268284.3144 | 294173.6965 | 321954.497 | 0 | 0 | 0 | 114852.4651 | 114852.4651 | 114852.4651 | 0 | 0 | 0 | 0 | 0 | 0
| BNI | Efficient Product Rebates | Business Energy Rebates | Per 6' of curtain - medium temp | Strip-Curtains for Display Cases ¦ Business Energy Rebates | 4.0902 | 4.3843 | 4.7178 | 0 | 0 | 0 | 0 | 0 | 0 | 0 | 0 | 0 | 0 | 0 | 0 | 0 | 0 | 0 | 0 | 0 | 0 | 0 | 0 | 0 | 0 | 0 | 0 | 0 | 0 | 0 | 0 | 0 | 0 | 1738 | 1738 | 1738 | 0.2 | 0.2 | 0.2 | 0 | 0 | 0 | 0 | 0 | 0 | 0 | 0 | 0 | 551.335 | 590.9745 | 635.9281 | 0 | 0 | 0 | 1282.5399 | 1282.5399 | 1282.5399 | 0 | 0 | 0 | 0 | 0 | 0
| BNI | Direct Installation | Small Business Energy Solutions | Per 6' of curtain - medium temp | Strip-Curtains for Display Cases ¦ Small Business Energy Solutions | 1.2332 | 1.3218 | 1.4224 | 0 | 0 | 0 | 0 | 0 | 0 | 0 | 0 | 0 | 0 | 0 | 0 | 0 | 0 | 0 | 0 | 0 | 0 | 0 | 0 | 0 | 0 | 0 | 0 | 0 | 0 | 0 | 0 | 0 | 0 | 1738 | 1738 | 1738 | 0.2 | 0.2 | 0.2 | 0 | 0 | 0 | 0 | 0 | 0 | 0 | 0 | 0 | 564.1567 | 604.7181 | 650.7172 | 0 | 0 | 0 | 413.7538 | 413.7538 | 413.7538 | 0 | 0 | 0 | 0 | 0 | 0
| BNI | Efficient Product Rebates | Business Energy Rebates | Per Luminaire | Track/Mono-point Direction Luminaire ¦ Business Energy Rebates | 9.9999 | 10.3834 | 10.8203 | 62.5974 | 62.5974 | 62.5974 | 276054.4279 | 276054.4279 | 276054.4279 | 3119415.0348 | 3119415.0348 | 3119415.0348 | 29521.3405 | 29521.3405 | 29521.3405 | 1418 | 1418 | 1418 | 299683.2108 | 311176.6727 | 324271.6926 | 18292.2 | 18292.2 | 18292.2 | 8251.3405 | 8251.3405 | 8251.3405 | 21717.3535 | 21717.3535 | 21717.3535 | 0 | 0 | 0 | 212.562 | 212.562 | 212.562 | 0.0482 | 0.0482 | 0.0482 | 0 | 0 | 0 | 0 | 0 | 0 | 0 | 0 | 0 | 211.3422 | 219.4476 | 228.6824 | 0 | 0 | 0 | 557.6484 | 557.6484 | 557.6484 | 0.013009 | 0.013009 | 0.013009 | 3119415.0348 | 3119415.0348 | 3119415.0348
| Residential | Existing Residential | Home Energy Assessment | Per unconverted D | Unconverted D ¦ Home Energy Assessment | 6.0248 | 6.2156 | 6.4288 | 559.7715 | 559.7715 | 559.7715 | 1977991.2 | 1977991.2 | 1977991.2 | 49449780 | 49449780 | 49449780 | 597311.7552 | 597311.7552 | 597311.7552 | 1026 | 1026 | 1026 | 4160688.657 | 4292447.8553 | 4439676.2716 | 250302.96 | 250302.96 | 250302.96 | 267965.7552 | 267965.7552 | 267965.7552 | 422629.92 | 422629.92 | 422629.92 | 0 | 0 | 0 | 2283 | 2283 | 2283 | 0.64609 | 0.64609 | 0.64609 | 2283 | 2283 | 2283 | 0.64609 | 0.64609 | 0.64609 | 0 | 0 | 0 | 4055.2521 | 4183.6724 | 4327.1699 | 0 | 0 | 0 | 9869.1603 | 9869.1603 | 9869.1603 | 0.023905 | 0.023905 | 0.023905 | 49449780 | 49449780 | 49449780
| BNI | Efficient Product Rebates | Business Energy Rebates | Per Dishwasher | Under-Counter Dishwasher - HighTemp ¦ Business Energy Rebates | 11.256 | 11.756 | 12.3224 | 0 | 0 | 0 | 0 | 0 | 0 | 0 | 0 | 0 | 0 | 0 | 0 | 0 | 0 | 0 | 0 | 0 | 0 | 0 | 0 | 0 | 0 | 0 | 0 | 0 | 0 | 0 | 0 | 0 | 0 | 3170.6766 | 3170.6766 | 3170.6766 | 0.492 | 0.492 | 0.492 | 0 | 0 | 0 | 0 | 0 | 0 | 0 | 0 | 0 | 2521.9696 | 2633.9977 | 2760.896 | 0 | 0 | 0 | 6775.9872 | 6775.9872 | 6775.9872 | 0 | 0 | 0 | 0 | 0 | 0
| BNI | Efficient Product Rebates | Business Energy Rebates | Per Dishwasher | Under-Counter Dishwasher - Low Temp ¦ Business Energy Rebates | 15.9493 | 16.6576 | 17.4598 | 0 | 0 | 0 | 0 | 0 | 0 | 0 | 0 | 0 | 0 | 0 | 0 | 0 | 0 | 0 | 0 | 0 | 0 | 0 | 0 | 0 | 0 | 0 | 0 | 0 | 0 | 0 | 0 | 0 | 0 | 2539.5124 | 2539.5124 | 2539.5124 | 0.394 | 0.394 | 0.394 | 0 | 0 | 0 | 0 | 0 | 0 | 0 | 0 | 0 | 2020.938 | 2110.6872 | 2212.3459 | 0 | 0 | 0 | 5578.3231 | 5578.3231 | 5578.3231 | 0 | 0 | 0 | 0 | 0 | 0
| BNI | Efficient Product Rebates | Business Energy Rebates | per 36" Fan | Ventilation Fan (Agriculture) ¦ Business Energy Rebates | 0.40065 | 0.41409 | 0.42994 | 0 | 0 | 0 | 0 | 0 | 0 | 0 | 0 | 0 | 0 | 0 | 0 | 0 | 0 | 0 | 0 | 0 | 0 | 0 | 0 | 0 | 0 | 0 | 0 | 0 | 0 | 0 | 0 | 0 | 0 | 254 | 254 | 254 | 0.09 | 0.09 | 0.09 | 0 | 0 | 0 | 0 | 0 | 0 | 0 | 0 | 0 | 375.8105 | 388.4162 | 403.2861 | 0 | 0 | 0 | -1545.0467 | -1545.0467 | -1545.0467 | 0 | 0 | 0 | 0 | 0 | 0
| BNI | Efficient Product Rebates | Business Energy Rebates | per VFD | VFD - 10 hp - Institutional - Make-up Air Fan ¦ Business Energy Rebates | 8.6811 | 9.1886 | 9.7338 | 0 | 0 | 0 | 0 | 0 | 0 | 0 | 0 | 0 | 0 | 0 | 0 | 0 | 0 | 0 | 0 | 0 | 0 | 0 | 0 | 0 | 0 | 0 | 0 | 0 | 0 | 0 | 0 | 0 | 0 | 39329.48 | 39329.48 | 39329.48 | 0.5376 | 0.5376 | 0.5376 | 0 | 0 | 0 | 0 | 0 | 0 | 0 | 0 | 0 | 32879.4329 | 34801.556 | 36866.3843 | 0 | 0 | 0 | 87099.4988 | 87099.4988 | 87099.4988 | 0 | 0 | 0 | 0 | 0 | 0
| BNI | Efficient Product Rebates | Business Energy Rebates | per VFD | VFD - 10 hp - Retail - Supply Fan ¦ Business Energy Rebates | 3.3725 | 3.5581 | 3.7591 | 0 | 0 | 0 | 0 | 0 | 0 | 0 | 0 | 0 | 0 | 0 | 0 | 0 | 0 | 0 | 0 | 0 | 0 | 0 | 0 | 0 | 0 | 0 | 0 | 0 | 0 | 0 | 0 | 0 | 0 | 13248.555 | 13248.555 | 13248.555 | 0.5544 | 0.5544 | 0.5544 | 0 | 0 | 0 | 0 | 0 | 0 | 0 | 0 | 0 | 11781.0236 | 12429.3402 | 13131.5209 | 0 | 0 | 0 | 25095.3915 | 25095.3915 | 25095.3915 | 0 | 0 | 0 | 0 | 0 | 0
| BNI | Efficient Product Rebates | Business Energy Rebates | per VFD | VFD - 20 hp - Institutional - Chilled Water Pump ¦ Business Energy Rebates | 7.894 | 8.2972 | 8.7386 | 0 | 0 | 0 | 0 | 0 | 0 | 0 | 0 | 0 | 0 | 0 | 0 | 0 | 0 | 0 | 0 | 0 | 0 | 0 | 0 | 0 | 0 | 0 | 0 | 0 | 0 | 0 | 0 | 0 | 0 | 53813.747 | 53813.747 | 53813.747 | 4.26 | 4.26 | 4.26 | 0 | 0 | 0 | 0 | 0 | 0 | 0 | 0 | 0 | 51646.5058 | 54284.3342 | 57172.1103 | 0 | 0 | 0 | 134143.7684 | 134143.7684 | 134143.7684 | 0 | 0 | 0 | 0 | 0 | 0
| BNI | Efficient Product Rebates | Business Energy Rebates | per VFD | VFD - 20 hp - Retail - Exhaust Fan ¦ Business Energy Rebates | 8.2739 | 8.7563 | 9.2747 | 0 | 0 | 0 | 0 | 0 | 0 | 0 | 0 | 0 | 0 | 0 | 0 | 0 | 0 | 0 | 0 | 0 | 0 | 0 | 0 | 0 | 0 | 0 | 0 | 0 | 0 | 0 | 0 | 0 | 0 | 68558.758 | 68558.758 | 68558.758 | 1.02 | 1.02 | 1.02 | 0 | 0 | 0 | 0 | 0 | 0 | 0 | 0 | 0 | 57471.6391 | 60822.4489 | 64423.3067 | 0 | 0 | 0 | 151305.8142 | 151305.8142 | 151305.8142 | 0 | 0 | 0 | 0 | 0 | 0
| BNI | Efficient Product Rebates | Business Energy Rebates | per VFD | VFD - 30 hp - Institutional - Make-up Air Fan ¦ Business Energy Rebates | 9.4973 | 10.0506 | 10.6452 | 0 | 0 | 0 | 0 | 0 | 0 | 0 | 0 | 0 | 0 | 0 | 0 | 0 | 0 | 0 | 0 | 0 | 0 | 0 | 0 | 0 | 0 | 0 | 0 | 0 | 0 | 0 | 0 | 0 | 0 | 98211.559 | 98211.559 | 98211.559 | 1.5 | 1.5 | 1.5 | 0 | 0 | 0 | 0 | 0 | 0 | 0 | 0 | 0 | 82402.4396 | 87202.6165 | 92361.5939 | 0 | 0 | 0 | 220537.947 | 220537.947 | 220537.947 | 0 | 0 | 0 | 0 | 0 | 0
| BNI | Efficient Product Rebates | Business Energy Rebates | per VFD | VFD - 30 hp - Retail - Supply Fan ¦ Business Energy Rebates | 4.748 | 5.0096 | 5.2928 | 0 | 0 | 0 | 0 | 0 | 0 | 0 | 0 | 0 | 0 | 0 | 0 | 0 | 0 | 0 | 0 | 0 | 0 | 0 | 0 | 0 | 0 | 0 | 0 | 0 | 0 | 0 | 0 | 0 | 0 | 37491.821 | 37491.821 | 37491.821 | 1.55 | 1.55 | 1.55 | 0 | 0 | 0 | 0 | 0 | 0 | 0 | 0 | 0 | 33303.2054 | 35137.8215 | 37124.5737 | 0 | 0 | 0 | 78990.6573 | 78990.6573 | 78990.6573 | 0 | 0 | 0 | 0 | 0 | 0
| BNI | Efficient Product Rebates | Business Energy Rebates | per VFD | VFD - 40 hp - Warehousing - Exhaust Fan ¦ Business Energy Rebates | 11.9746 | 12.6255 | 13.3316 | 0 | 0 | 0 | 0 | 0 | 0 | 0 | 0 | 0 | 0 | 0 | 0 | 0 | 0 | 0 | 0 | 0 | 0 | 0 | 0 | 0 | 0 | 0 | 0 | 0 | 0 | 0 | 0 | 0 | 0 | 144383.86 | 144383.86 | 144383.86 | 6.91 | 6.91 | 6.91 | 0 | 0 | 0 | 0 | 0 | 0 | 0 | 0 | 0 | 130030.5775 | 137097.913 | 144765.7347 | 0 | 0 | 0 | 354638.8739 | 354638.8739 | 354638.8739 | 0 | 0 | 0 | 0 | 0 | 0
| BNI | Efficient Product Rebates | Business Energy Rebates | per VFD | VFD - 5 hp - Institutional - Chilled Water Pump ¦ Business Energy Rebates | 2.0516 | 2.1249 | 2.2102 | 0 | 0 | 0 | 0 | 0 | 0 | 0 | 0 | 0 | 0 | 0 | 0 | 0 | 0 | 0 | 0 | 0 | 0 | 0 | 0 | 0 | 0 | 0 | 0 | 0 | 0 | 0 | 0 | 0 | 0 | 3630 | 3630 | 3630 | 1.1088 | 1.1088 | 1.1088 | 0 | 0 | 0 | 0 | 0 | 0 | 0 | 0 | 0 | 5035.6566 | 5215.4149 | 5424.7794 | 0 | 0 | 0 | 7767.5682 | 7767.5682 | 7767.5682 | 0 | 0 | 0 | 0 | 0 | 0
| BNI | Efficient Product Rebates | Business Energy Rebates | per VFD | VFD - 5 hp - Retail - Exhaust Fan ¦ Business Energy Rebates | 4.5893 | 4.8569 | 5.1445 | 0 | 0 | 0 | 0 | 0 | 0 | 0 | 0 | 0 | 0 | 0 | 0 | 0 | 0 | 0 | 0 | 0 | 0 | 0 | 0 | 0 | 0 | 0 | 0 | 0 | 0 | 0 | 0 | 0 | 0 | 17872.832 | 17872.832 | 17872.832 | 0.26462 | 0.26462 | 0.26462 | 0 | 0 | 0 | 0 | 0 | 0 | 0 | 0 | 0 | 14980.0659 | 15853.5978 | 16792.2958 | 0 | 0 | 0 | 35350.8346 | 35350.8346 | 35350.8346 | 0 | 0 | 0 | 0 | 0 | 0
| BNI | Efficient Product Rebates | Business Energy Rebates | per pump -75 head | VFD Milk Transfer Pump ¦ Business Energy Rebates | 0.71889 | 0.74469 | 0.77532 | 0 | 0 | 0 | 0 | 0 | 0 | 0 | 0 | 0 | 0 | 0 | 0 | 0 | 0 | 0 | 0 | 0 | 0 | 0 | 0 | 0 | 0 | 0 | 0 | 0 | 0 | 0 | 0 | 0 | 0 | 2546 | 2546 | 2546 | 0.73241 | 0.73241 | 0.73241 | 0 | 0 | 0 | 0 | 0 | 0 | 0 | 0 | 0 | 2516.9217 | 2607.2426 | 2714.486 | 0 | 0 | 0 | -2509.9233 | -2509.9233 | -2509.9233 | 0 | 0 | 0 | 0 | 0 | 0
| BNI | Direct Installation | Small Business Energy Solutions | per pump -75 head | VFD Milk Transfer Pump ¦ Small Business Energy Solutions | 0.63581 | 0.65863 | 0.68572 | 0 | 0 | 0 | 0 | 0 | 0 | 0 | 0 | 0 | 0 | 0 | 0 | 0 | 0 | 0 | 0 | 0 | 0 | 0 | 0 | 0 | 0 | 0 | 0 | 0 | 0 | 0 | 0 | 0 | 0 | 2546 | 2546 | 2546 | 0.73241 | 0.73241 | 0.73241 | 0 | 0 | 0 | 0 | 0 | 0 | 0 | 0 | 0 | 2575.4548 | 2667.8761 | 2777.6136 | 0 | 0 | 0 | -3884.6731 | -3884.6731 | -3884.6731 | 0 | 0 | 0 | 0 | 0 | 0
| BNI | Efficient Product Rebates | Business Energy Rebates | per 7.5 hp pump | VFD Milk Vacuum Pump ¦ Business Energy Rebates | 1.9866 | 2.0599 | 2.1448 | 0 | 0 | 0 | 0 | 0 | 0 | 0 | 0 | 0 | 0 | 0 | 0 | 0 | 0 | 0 | 0 | 0 | 0 | 0 | 0 | 0 | 0 | 0 | 0 | 0 | 0 | 0 | 0 | 0 | 0 | 8927.41 | 8927.41 | 8927.41 | 2.5 | 2.5 | 2.5 | 0 | 0 | 0 | 0 | 0 | 0 | 0 | 0 | 0 | 11955.7121 | 12397.2954 | 12908.1694 | 0 | 0 | 0 | 17943.9487 | 17943.9487 | 17943.9487 | 0 | 0 | 0 | 0 | 0 | 0
| BNI | Direct Installation | Small Business Energy Solutions | per 7.5 hp pump | VFD Milk Vacuum Pump ¦ Small Business Energy Solutions | 1.5685 | 1.6264 | 1.6934 | 0 | 0 | 0 | 0 | 0 | 0 | 0 | 0 | 0 | 0 | 0 | 0 | 0 | 0 | 0 | 0 | 0 | 0 | 0 | 0 | 0 | 0 | 0 | 0 | 0 | 0 | 0 | 0 | 0 | 0 | 8927.41 | 8927.41 | 8927.41 | 2.5 | 2.5 | 2.5 | 0 | 0 | 0 | 0 | 0 | 0 | 0 | 0 | 0 | 12233.7519 | 12685.6046 | 13208.3594 | 0 | 0 | 0 | 13745.4368 | 13745.4368 | 13745.4368 | 0 | 0 | 0 | 0 | 0 | 0
| BNI | Efficient Product Rebates | Business Energy Rebates | Per Luminaire | Wall Mounted Area Luminaire (1000 lumen) ¦ Business Energy Rebates | 52.8763 | 54.9217 | 57.1826 | 79.6897 | 79.6897 | 79.6897 | 349040.754 | 349040.754 | 349040.754 | 6387445.7981 | 6387445.7981 | 6387445.7981 | 47722.9212 | 47722.9212 | 47722.9212 | 2486 | 2486 | 2486 | 551654.118 | 572994.1347 | 596581.1521 | 32069.4 | 32069.4 | 32069.4 | 10432.9212 | 10432.9212 | 10432.9212 | 0 | 0 | 0 | 0 | 0 | 0 | 153.3 | 153.3 | 153.3 | 0.035 | 0.035 | 0.035 | 0 | 0 | 0 | 0 | 0 | 0 | 0 | 0 | 0 | 221.9043 | 230.4884 | 239.9763 | 0 | 0 | 0 | 636.0683 | 636.0683 | 636.0683 | 0.012471 | 0.012471 | 0.012471 | 6387445.7981 | 6387445.7981 | 6387445.7981
| BNI | Direct Installation | Small Business Energy Solutions | Per Luminaire | Wall Mounted Area Luminaire (1000 lumen) ¦ Small Business Energy Solutions | 6.9907 | 7.2611 | 7.56 | 0 | 0 | 0 | 0 | 0 | 0 | 0 | 0 | 0 | 0 | 0 | 0 | 0 | 0 | 0 | 0 | 0 | 0 | 0 | 0 | 0 | 0 | 0 | 0 | 0 | 0 | 0 | 0 | 0 | 0 | 153.3 | 153.3 | 153.3 | 0.035 | 0.035 | 0.035 | 0 | 0 | 0 | 0 | 0 | 0 | 0 | 0 | 0 | 227.0649 | 235.8486 | 245.5572 | 0 | 0 | 0 | 571.5986 | 571.5986 | 571.5986 | 0 | 0 | 0 | 0 | 0 | 0
| BNI | Efficient Product Rebates | Business Energy Rebates | Per Luminaire | Wall Mounted Area Luminaire (10000 lumen) ¦ Business Energy Rebates | 4.1132 | 4.2724 | 4.4482 | 205.3449 | 205.3449 | 205.3449 | 899410.7502 | 899410.7502 | 899410.7502 | 16459216.7279 | 16459216.7279 | 16459216.7279 | 78723.6272 | 78723.6272 | 78723.6272 | 1296 | 1296 | 1296 | 1421506.3383 | 1476495.4484 | 1537274.646 | 44582.4 | 44582.4 | 44582.4 | 26883.6272 | 26883.6272 | 26883.6272 | 318708.432 | 318708.432 | 318708.432 | 0 | 0 | 0 | 757.74 | 757.74 | 757.74 | 0.173 | 0.173 | 0.173 | 0 | 0 | 0 | 0 | 0 | 0 | 0 | 0 | 0 | 1096.8413 | 1139.2712 | 1186.1687 | 0 | 0 | 0 | 2452.4674 | 2452.4674 | 2452.4674 | 0.0079836 | 0.0079836 | 0.0079836 | 16459216.7279 | 16459216.7279 | 16459216.7279
| BNI | Direct Installation | Small Business Energy Solutions | Per Luminaire | Wall Mounted Area Luminaire (10000 lumen) ¦ Small Business Energy Solutions | 2.7229 | 2.8283 | 2.9447 | 0 | 0 | 0 | 0 | 0 | 0 | 0 | 0 | 0 | 0 | 0 | 0 | 0 | 0 | 0 | 0 | 0 | 0 | 0 | 0 | 0 | 0 | 0 | 0 | 0 | 0 | 0 | 0 | 0 | 0 | 757.74 | 757.74 | 757.74 | 0.173 | 0.173 | 0.173 | 0 | 0 | 0 | 0 | 0 | 0 | 0 | 0 | 0 | 1122.3492 | 1165.7659 | 1213.754 | 0 | 0 | 0 | 2117.7209 | 2117.7209 | 2117.7209 | 0 | 0 | 0 | 0 | 0 | 0
| BNI | Efficient Product Rebates | Business Energy Rebates | Per Luminaire | Wall Wash Luminaire (1000 lumen) ¦ Business Energy Rebates | 33.1661 | 34.5607 | 36.1159 | 0.091808 | 0.091808 | 0.091808 | 532.8219 | 532.8219 | 532.8219 | 6020.8878 | 6020.8878 | 6020.8878 | 55.9262 | 55.9262 | 55.9262 | 4 | 4 | 4 | 528.209 | 550.4205 | 575.1885 | 34.4 | 34.4 | 34.4 | 15.9262 | 15.9262 | 15.9262 | 0 | 0 | 0 | 0 | 0 | 0 | 145.4418 | 145.4418 | 145.4418 | 0.02506 | 0.02506 | 0.02506 | 0 | 0 | 0 | 0 | 0 | 0 | 0 | 0 | 0 | 132.0523 | 137.6051 | 143.7971 | 0 | 0 | 0 | 375.626 | 375.626 | 375.626 | 0.012768 | 0.012768 | 0.012768 | 6020.8878 | 6020.8878 | 6020.8878
| BNI | Efficient Product Rebates | Business Energy Rebates | Per Luminaire | Wall wash luminaire (1500 lumen) ¦ Business Energy Rebates | 33.1661 | 34.5607 | 36.1159 | 4.2529 | 4.2529 | 4.2529 | 24682.1923 | 24682.1923 | 24682.1923 | 278908.7734 | 278908.7734 | 278908.7734 | 2737.7573 | 2737.7573 | 2737.7573 | 100 | 100 | 100 | 24468.5073 | 25497.4199 | 26644.7596 | 1720 | 1720 | 1720 | 737.7573 | 737.7573 | 737.7573 | 0 | 0 | 0 | 0 | 0 | 0 | 269.4951 | 269.4951 | 269.4951 | 0.046435 | 0.046435 | 0.046435 | 0 | 0 | 0 | 0 | 0 | 0 | 0 | 0 | 0 | 244.6851 | 254.9742 | 266.4476 | 0 | 0 | 0 | 696.0128 | 696.0128 | 696.0128 | 0.013493 | 0.013493 | 0.013493 | 278908.7734 | 278908.7734 | 278908.7734
| Residential | New Residential | New Home Construction | Per home | Whole Home - tier 0 (22% better than code on average) ¦ New Home Construction | 1.4822 | 1.527 | 1.5768 | 308.8081 | 308.8081 | 308.8081 | 1091194.782 | 1091194.782 | 1091194.782 | 32735843.4604 | 32735843.4604 | 32735843.4604 | 230803.1898 | 230803.1898 | 230803.1898 | 210 | 210 | 210 | 2528255.1108 | 2604701.0819 | 2689756.1005 | 111300 | 111300 | 111300 | 125803.1898 | 125803.1898 | 125803.1898 | 1579976.958 | 1579976.958 | 1579976.958 | 0 | 0 | 0 | 4411.8387 | 4411.8387 | 4411.8387 | 1.2486 | 1.2486 | 1.2486 | 0 | 0 | 0 | 0 | 0 | 0 | 0 | 0 | 0 | 12039.3101 | 12403.3385 | 12808.3624 | 0 | 0 | 0 | 12027.928 | 12027.928 | 12027.928 | 0.015698 | 0.015698 | 0.015698 | 32735843.4604 | 32735843.4604 | 32735843.4604
| Residential | New Residential | New Home Construction | Per home | Whole home - tier 1 (45% better than code target) ¦ New Home Construction | 1.4516 | 1.4955 | 1.5443 | 0 | 0 | 0 | 0 | 0 | 0 | 0 | 0 | 0 | 0 | 0 | 0 | 0 | 0 | 0 | 0 | 0 | 0 | 0 | 0 | 0 | 0 | 0 | 0 | 0 | 0 | 0 | 0 | 0 | 0 | 5930.9773 | 5930.9773 | 5930.9773 | 1.6785 | 1.6785 | 1.6785 | 0 | 0 | 0 | 0 | 0 | 0 | 0 | 0 | 0 | 16184.8334 | 16674.2085 | 17218.6952 | 0 | 0 | 0 | 15522.2371 | 15522.2371 | 15522.2371 | 0 | 0 | 0 | 0 | 0 | 0
| Residential | New Residential | New Home Construction | Per home | Whole home - tier 2 (60% better than code target) ¦ New Home Construction | 1.526 | 1.5722 | 1.6235 | 0 | 0 | 0 | 0 | 0 | 0 | 0 | 0 | 0 | 0 | 0 | 0 | 0 | 0 | 0 | 0 | 0 | 0 | 0 | 0 | 0 | 0 | 0 | 0 | 0 | 0 | 0 | 0 | 0 | 0 | 8791.5364 | 8791.5364 | 8791.5364 | 2.488 | 2.488 | 2.488 | 0 | 0 | 0 | 0 | 0 | 0 | 0 | 0 | 0 | 23990.9116 | 24716.3164 | 25523.4135 | 0 | 0 | 0 | 25276.6372 | 25276.6372 | 25276.6372 | 0 | 0 | 0 | 0 | 0 | 0
| Residential | New Residential | New Home Construction | Per home | Whole home - tier 3 (70% better than code target) ¦ New Home Construction | 1.3097 | 1.3479 | 1.3903 | 0 | 0 | 0 | 0 | 0 | 0 | 0 | 0 | 0 | 0 | 0 | 0 | 0 | 0 | 0 | 0 | 0 | 0 | 0 | 0 | 0 | 0 | 0 | 0 | 0 | 0 | 0 | 0 | 0 | 0 | 11118.1928 | 11118.1928 | 11118.1928 | 3.1464 | 3.1464 | 3.1464 | 0 | 0 | 0 | 0 | 0 | 0 | 0 | 0 | 0 | 12101.2606 | 12454.2351 | 12845.5295 | 0 | 0 | 0 | 9029.8081 | 9029.8081 | 9029.8081 | 0 | 0 | 0 | 0 | 0 | 0
| Residential | Existing Residential | Home Energy Assessment | Per home | Whole Home ¦ Home Energy Assessment | 2.5051 | 2.5904 | 2.6863 | 991.6296 | 661.8225 | 659.7839 | 3503991.6102 | 2338595.4463 | 2331391.9916 | 70079832.204 | 46771908.9266 | 46627839.8315 | 1414671.6418 | 944164.5494 | 941256.2881 | 497.7776 | 332.2212 | 331.1979 | 6408536.7909 | 4422738.3406 | 4572320.5692 | 714379.4716 | 476783.2704 | 475314.6595 | 474698.6529 | 316818.141 | 315842.2624 | 2083459.8037 | 1390519.7705 | 1386236.6243 | 0 | 0 | 0 | 8335.9798 | 8335.9798 | 8335.9798 | 2.3591 | 2.3591 | 2.3591 | 8335.9798 | 8335.9798 | 8335.9798 | 2.3591 | 2.3591 | 2.3591 | 0 | 0 | 0 | 12874.2981 | 13312.6306 | 13805.4036 | 0 | 0 | 0 | 22977.457 | 22977.457 | 22977.457 | 0.035227 | 0.035227 | 0.035227 | 70079832.204 | 46771908.9266 | 46627839.8315
| Residential | Existing Residential | First Nations Home Retrofits | Per Home | Whole Home First Nations Retrofit ¦ First Nations Home Retrofits | 1.1701 | 1.2099 | 1.2547 | 0 | 0 | 0 | 0 | 0 | 0 | 0 | 0 | 0 | 0 | 0 | 0 | 0 | 0 | 0 | 0 | 0 | 0 | 0 | 0 | 0 | 0 | 0 | 0 | 0 | 0 | 0 | 0 | 0 | 0 | 7312 | 7312 | 7312 | 2.0693 | 2.0693 | 2.0693 | 7312 | 7312 | 7312 | 2.0693 | 2.0693 | 2.0693 | 11500 | 11500 | 11500 | 14858.9971 | 15364.9029 | 15933.6416 | 0 | 0 | 0 | 7488.4835 | 7488.4835 | 7488.4835 | 0 | 0 | 0 | 0 | 0 | 0
| Residential | Existing Residential | Green Heat | Per wood boiler/furnace | Wood Boiler/Furnace ¦ Green Heat | 1.745 | 1.792 | 1.846 | 21.7884 | 21.7884 | 21.7884 | 39264.7111 | 39264.7111 | 39264.7111 | 706764.8 | 706764.8 | 706764.8 | 21491.091 | 21491.091 | 21491.091 | 4 | 4 | 4 | 91399.5307 | 93863.4594 | 96690.4042 | 8960 | 8960 | 8960 | 7491.091 | 7491.091 | 7491.091 | 44886.6133 | 44886.6133 | 44886.6133 | 0 | 0 | 0 | 13804 | 13804 | 13804 | 7.66 | 7.66 | 7.66 | 13804 | 13804 | 13804 | 7.66 | 7.66 | 7.66 | 0 | 0 | 0 | 22849.8827 | 23465.8648 | 24172.6011 | 0 | 0 | 0 | 29168.0158 | 29168.0158 | 29168.0158 | 0.050342 | 0.050342 | 0.050342 | 706764.8 | 706764.8 | 706764.8
| Residential | Existing Residential | Green Heat | Per wood stove | Wood Stove ¦ Green Heat | 3.5415 | 3.6544 | 3.7808 | 247.1163 | 247.1163 | 247.1163 | 631382.0645 | 631382.0645 | 631382.0645 | 11364877.1611 | 11364877.1611 | 11364877.1611 | 220457.7951 | 220457.7951 | 220457.7951 | 100 | 100 | 100 | 1230098.068 | 1269296.4384 | 1313207.2488 | 64000 | 64000 | 64000 | 120457.7951 | 120457.7951 | 120457.7951 | 226880 | 226880 | 226880 | 0 | 0 | 0 | 8878.8103 | 8878.8103 | 8878.8103 | 3.4751 | 3.4751 | 3.4751 | 8878.8103 | 8878.8103 | 8878.8103 | 3.4751 | 3.4751 | 3.4751 | 0 | 0 | 0 | 12300.9807 | 12692.9644 | 13132.0725 | 0 | 0 | 0 | 25918.5069 | 25918.5069 | 25918.5069 | 0.032115 | 0.032115 | 0.032115 | 11364877.1611 | 11364877.1611 | 11364877.1611
| BNI | Direct Installation | Small Business Energy Solutions | Per Door - medium temp | Zero-Energy Doors for Reach-In Coolers ¦ Small Business Energy Solutions | 1.9329 | 2.0236 | 2.1128 | 0 | 0 | 0 | 0 | 0 | 0 | 0 | 0 | 0 | 0 | 0 | 0 | 0 | 0 | 0 | 0 | 0 | 0 | 0 | 0 | 0 | 0 | 0 | 0 | 0 | 0 | 0 | 0 | 0 | 0 | 1400.0232 | 1400.0232 | 1400.0232 | 0.16 | 0.16 | 0.16 | 0 | 0 | 0 | 0 | 0 | 0 | 0 | 0 | 0 | 1229.3994 | 1287.1222 | 1343.8642 | 0 | 0 | 0 | 1822.823 | 1822.823 | 1822.823 | 0 | 0 | 0 | 0 | 0 | 0
| BNI | Efficient Product Rebates | Business Energy Rebates | Per Steam Cooker - 3 pan | Electric Steam Cooker Replacement with Gas ¦ Business Energy Rebates | 0 | 0 | 0 | 0 | 0 | 0 | 0 | 0 | 0 | 0 | 0 | 0 | 0 | 0 | 0 | 0 | 0 | 0 | 0 | 0 | 0 | 0 | 0 | 0 | 0 | 0 | 0 | 0 | 0 | 0 | 0 | 0 | 0 | 17599 | 17599 | 17599 | 2.732 | 2.732 | 2.732 | 17599 | 17599 | 17599 | 2.732 | 2.732 | 2.732 | 0 | 0 | 0 | -7116.8214 | -6876.7472 | -6644.5449 | 0 | 0 | 0 | -48505.9862 | -48505.9862 | -48505.9862 | 0 | 0 | 0 | 0 | 0 | 0
| Residential | Residential Efficient Products | Appliance Retirement | Per unit replaced | Clothes Dryer replacement ¦ Appliance Retirement | 0.1381 | 0.14662 | 0.15621 | 0 | 0 | 0 | 0 | 0 | 0 | 0 | 0 | 0 | 0 | 0 | 0 | 0 | 0 | 0 | 0 | 0 | 0 | 0 | 0 | 0 | 0 | 0 | 0 | 0 | 0 | 0 | 0 | 0 | 0 | 271 | 271 | 271 | 0.037398 | 0.037398 | 0.037398 | 36 | 36 | 36 | 0.004968 | 0.004968 | 0.004968 | 0 | 0 | 0 | 100.9717 | 107.1984 | 114.2088 | 0 | 0 | 0 | -1754.6275 | -1754.6275 | -1754.6275 | 0 | 0 | 0 | 0 | 0 | 0
| Residential | Existing Residential | First Nations Home Retrofits | Per Clothes Dryers | Clothes Dryers ¦ First Nations Home Retrofits | 0.29284 | 0.30566 | 0.32078 | 0 | 0 | 0 | 0 | 0 | 0 | 0 | 0 | 0 | 0 | 0 | 0 | 0 | 0 | 0 | 0 | 0 | 0 | 0 | 0 | 0 | 0 | 0 | 0 | 0 | 0 | 0 | 0 | 0 | 0 | 185 | 185 | 185 | 0.02553 | 0.02553 | 0.02553 | 185 | 185 | 185 | 0.02553 | 0.02553 | 0.02553 | 750 | 750 | 750 | 228.3005 | 238.2919 | 250.0763 | 0 | 0 | 0 | -1521.8453 | -1521.8453 | -1521.8453 | 0 | 0 | 0 | 0 | 0 | 0
| Residential | Residential Efficient Products | Appliance Retirement | Per unit replaced | Clothes Washer replacement ¦ Appliance Retirement | 0.18608 | 0.19443 | 0.20275 | 0 | 0 | 0 | 0 | 0 | 0 | 0 | 0 | 0 | 0 | 0 | 0 | 0 | 0 | 0 | 0 | 0 | 0 | 0 | 0 | 0 | 0 | 0 | 0 | 0 | 0 | 0 | 0 | 0 | 0 | 190 | 190 | 190 | 0.02622 | 0.02622 | 0.02622 | 188 | 188 | 188 | 0.025944 | 0.025944 | 0.025944 | 0 | 0 | 0 | 154.6932 | 161.6421 | 168.5573 | 0 | 0 | 0 | -1884.1125 | -1884.1125 | -1884.1125 | 0 | 0 | 0 | 0 | 0 | 0
| Residential | Existing Residential | First Nations Home Retrofits | Per clothes Washers | Clothes Washers ¦ First Nations Home Retrofits | 0.16194 | 0.16903 | 0.17739 | 0 | 0 | 0 | 0 | 0 | 0 | 0 | 0 | 0 | 0 | 0 | 0 | 0 | 0 | 0 | 0 | 0 | 0 | 0 | 0 | 0 | 0 | 0 | 0 | 0 | 0 | 0 | 0 | 0 | 0 | 126 | 126 | 126 | 0.017388 | 0.017388 | 0.017388 | 126 | 126 | 126 | 0.017388 | 0.017388 | 0.017388 | 940 | 940 | 940 | 155.4912 | 162.2961 | 170.3222 | 0 | 0 | 0 | -2243.3954 | -2243.3954 | -2243.3954 | 0 | 0 | 0 | 0 | 0 | 0
| Residential | Existing Residential | Affordable MultiFamily Renter | Per Gross GWh | Custom Energy Efficiency ¦ Affordable MultiFamily Renter | 2.0787 | 2.1695 | 2.2713 | 166.5895 | 165.4521 | 271.102 | 998957.8937 | 992137.5978 | 1625669.719 | 14984368.4062 | 14882063.9664 | 24385045.7846 | 629343.4731 | 625046.6866 | 1024171.923 | 0.89906 | 0.89292 | 1.4631 | 1232811.3382 | 1277882.8483 | 2192186.7495 | 449531.0522 | 446461.919 | 731551.3735 | 179812.4209 | 178584.7676 | 292620.5494 | 413267.3822 | 410445.836 | 672537.1242 | 0 | 0 | 0 | 1000000 | 1000000 | 1000000 | 166.7633 | 166.7633 | 166.7633 | 0 | 0 | 0 | 0 | 0 | 0 | 0 | 0 | 0 | 1371219.332 | 1431121.8873 | 1498313.6037 | 0 | 0 | 0 | 2168325.5762 | 2168325.5762 | 2168325.5762 | 0.06409 | 0.06409 | 0.06409 | 14984368.4062 | 14882063.9664 | 24385045.7846
| Residential | Residential Efficient Products | Appliance Retirement | Per unit replaced | Dishwasher replacement ¦ Appliance Retirement | 0.13664 | 0.14359 | 0.15123 | 0 | 0 | 0 | 0 | 0 | 0 | 0 | 0 | 0 | 0 | 0 | 0 | 0 | 0 | 0 | 0 | 0 | 0 | 0 | 0 | 0 | 0 | 0 | 0 | 0 | 0 | 0 | 0 | 0 | 0 | 256.5 | 256.5 | 256.5 | 0.035397 | 0.035397 | 0.035397 | 30 | 30 | 30 | 0.025944 | 0.025944 | 0.025944 | 0 | 0 | 0 | 112.9228 | 118.6658 | 124.9819 | 0 | 0 | 0 | -1990.489 | -1990.489 | -1990.489 | 0 | 0 | 0 | 0 | 0 | 0
| Residential | Existing Residential | Green Heat | Per DWHR unit | Drain Water Heat Recovery ¦ Green Heat | 1.3571 | 1.4126 | 1.4729 | 0 | 0 | 0 | 0 | 0 | 0 | 0 | 0 | 0 | 0 | 0 | 0 | 0 | 0 | 0 | 0 | 0 | 0 | 0 | 0 | 0 | 0 | 0 | 0 | 0 | 0 | 0 | 0 | 0 | 0 | 805 | 805 | 805 | 0.13041 | 0.13041 | 0.13041 | 0 | 0 | 0 | 0 | 0 | 0 | 0 | 0 | 0 | 1042.3145 | 1084.8718 | 1131.2042 | 0 | 0 | 0 | 889.028 | 889.028 | 889.028 | 0 | 0 | 0 | 0 | 0 | 0
| Residential | Residential Efficient Products | Instant Savings | Per unit replaced | Energy Star Dryer ¦ Instant Savings | 1.4169 | 1.4695 | 1.5244 | 0 | 0 | 0 | 0 | 0 | 0 | 0 | 0 | 0 | 0 | 0 | 0 | 0 | 0 | 0 | 0 | 0 | 0 | 0 | 0 | 0 | 0 | 0 | 0 | 0 | 0 | 0 | 0 | 0 | 0 | 160 | 160 | 160 | 0.04 | 0.04 | 0.04 | 0 | 0 | 0 | 0 | 0 | 0 | 0 | 0 | 0 | 100.3401 | 104.0591 | 107.9505 | 0 | 0 | 0 | 93.1756 | 93.1756 | 93.1756 | 0 | 0 | 0 | 0 | 0 | 0
| Residential | Residential Efficient Products | Appliance Retirement | Per unit replaced | Freezer replacement ¦ Appliance Retirement | 0.61961 | 0.66089 | 0.70845 | 0 | 0 | 0 | 0 | 0 | 0 | 0 | 0 | 0 | 0 | 0 | 0 | 0 | 0 | 0 | 0 | 0 | 0 | 0 | 0 | 0 | 0 | 0 | 0 | 0 | 0 | 0 | 0 | 0 | 0 | 1399 | 1399 | 1399 | 0.19306 | 0.19306 | 0.19306 | 46 | 46 | 46 | 0.006348 | 0.006348 | 0.006348 | 0 | 0 | 0 | 449.1638 | 479.0885 | 513.5601 | 0 | 0 | 0 | -690.982 | -690.982 | -690.982 | 0 | 0 | 0 | 0 | 0 | 0
| Residential | Residential Efficient Products | Appliance Retirement | Per unit replaced | Fridge replacement ¦ Appliance Retirement | 0.30634 | 0.32614 | 0.34875 | 0 | 0 | 0 | 0 | 0 | 0 | 0 | 0 | 0 | 0 | 0 | 0 | 0 | 0 | 0 | 0 | 0 | 0 | 0 | 0 | 0 | 0 | 0 | 0 | 0 | 0 | 0 | 0 | 0 | 0 | 705 | 705 | 705 | 0.09729 | 0.09729 | 0.09729 | 49 | 49 | 49 | 0.006762 | 0.006762 | 0.006762 | 0 | 0 | 0 | 239.6572 | 255.147 | 272.8356 | 0 | 0 | 0 | -1482.462 | -1482.462 | -1482.462 | 0 | 0 | 0 | 0 | 0 | 0
| Residential | Residential Efficient Products | Instant Savings | Per unit replaced | Heat Pump Dryer (ventless) ¦ Instant Savings | 0.43247 | 0.45185 | 0.47113 | 0 | 0 | 0 | 0 | 0 | 0 | 0 | 0 | 0 | 0 | 0 | 0 | 0 | 0 | 0 | 0 | 0 | 0 | 0 | 0 | 0 | 0 | 0 | 0 | 0 | 0 | 0 | 0 | 0 | 0 | 446 | 446 | 446 | 0.061548 | 0.061548 | 0.061548 | 0 | 0 | 0 | 0 | 0 | 0 | 0 | 0 | 0 | 438.6505 | 458.3138 | 477.8621 | 0 | 0 | 0 | -1565.9844 | -1565.9844 | -1565.9844 | 0 | 0 | 0 | 0 | 0 | 0
| Residential | Existing Residential | First Nations Home Retrofits | Per heat Pump Hot Water Heater | Heat Pump Water Heater ¦ First Nations Home Retrofits | 0.3223 | 0.33239 | 0.34478 | 0 | 0 | 0 | 0 | 0 | 0 | 0 | 0 | 0 | 0 | 0 | 0 | 0 | 0 | 0 | 0 | 0 | 0 | 0 | 0 | 0 | 0 | 0 | 0 | 0 | 0 | 0 | 0 | 0 | 0 | 771 | 771 | 771 | 0.3 | 0.3 | 0.3 | 771 | 771 | 771 | 0.3 | 0.3 | 0.3 | 3200 | 3200 | 3200 | 1071.1159 | 1104.666 | 1145.8414 | 0 | 0 | 0 | -6236.525 | -6236.525 | -6236.525 | 0 | 0 | 0 | 0 | 0 | 0
| Residential | Residential Efficient Products | Instant Savings | Per unit replaced | Hybrid Heat Pump Dryer ¦ Instant Savings | 0.39673 | 0.41451 | 0.43219 | 0 | 0 | 0 | 0 | 0 | 0 | 0 | 0 | 0 | 0 | 0 | 0 | 0 | 0 | 0 | 0 | 0 | 0 | 0 | 0 | 0 | 0 | 0 | 0 | 0 | 0 | 0 | 0 | 0 | 0 | 224 | 224 | 224 | 0.030912 | 0.030912 | 0.030912 | 0 | 0 | 0 | 0 | 0 | 0 | 0 | 0 | 0 | 208.0694 | 217.3965 | 226.669 | 0 | 0 | 0 | -864.687 | -864.687 | -864.687 | 0 | 0 | 0 | 0 | 0 | 0
| Residential | Existing Residential | First Nations Home Retrofits | Per thermostat | Programmable Thermostats ¦ First Nations Home Retrofits | 0 | 0.020733 | 0.074096 | 0 | 0 | 0 | 0 | 0 | 0 | 0 | 0 | 0 | 0 | 0 | 0 | 0 | 0 | 0 | 0 | 0 | 0 | 0 | 0 | 0 | 0 | 0 | 0 | 0 | 0 | 0 | 0 | 0 | 0 | 221 | 221 | 221 | -0.088179 | -0.088179 | -0.088179 | 0 | 0 | 0 | 0 | 0 | 0 | 120 | 120 | 120 | -6.0085 | 3.221 | 11.5115 | 0 | 0 | 0 | -429.7868 | -429.7868 | -429.7868 | 0 | 0 | 0 | 0 | 0 | 0
| Residential | Residential Efficient Products | Appliance Retirement | Per unit replaced | Range / Stove replacement ¦ Appliance Retirement | 0.087278 | 0.092708 | 0.098838 | 0 | 0 | 0 | 0 | 0 | 0 | 0 | 0 | 0 | 0 | 0 | 0 | 0 | 0 | 0 | 0 | 0 | 0 | 0 | 0 | 0 | 0 | 0 | 0 | 0 | 0 | 0 | 0 | 0 | 0 | 207.75 | 207.75 | 207.75 | 0.02867 | 0.02867 | 0.02867 | 25 | 25 | 25 | 0.00345 | 0.00345 | 0.00345 | 0 | 0 | 0 | 76.0663 | 80.7985 | 86.1407 | 0 | 0 | 0 | -2223.6374 | -2223.6374 | -2223.6374 | 0 | 0 | 0 | 0 | 0 | 0
| Residential | Existing Residential | ETS Green Heat | Per ETS | Residential DHW Timer ¦ ETS Green Heat | 1.7106 | 1.7136 | 1.7367 | 65.4064 | 65.4064 | 65.4064 | 0 | 0 | 0 | 0 | 0 | 0 | 42999.5913 | 42999.5913 | 42999.5913 | 183.9555 | 183.9555 | 183.9555 | 98099.2388 | 98273.3133 | 99595.6177 | 5886.5751 | 5886.5751 | 5886.5751 | 33801.8177 | 33801.8177 | 33801.8177 | 23546.3002 | 23546.3002 | 23546.3002 | 0 | 0 | 0 | 0 | 0 | 0 | 0.5 | 0.5 | 0.5 | 0 | 0 | 0 | 0 | 0 | 0 | 0 | 0 | 0 | 533.2771 | 534.2234 | 541.4116 | 0 | 0 | 0 | 630.9541 | 630.9541 | 630.9541 | 0 | 0 | 0 | 0 | 0 | 0
| BNI | Direct Installation | Small Business Energy Solutions | Per 30 cubic foot freezer | Glass Door Freezer ¦ Small Business Energy Solutions | 3.8528 | 4.0477 | 4.2358 | 0 | 0 | 0 | 0 | 0 | 0 | 0 | 0 | 0 | 0 | 0 | 0 | 0 | 0 | 0 | 0 | 0 | 0 | 0 | 0 | 0 | 0 | 0 | 0 | 0 | 0 | 0 | 0 | 0 | 0 | 4417 | 4417 | 4417 | 0.343 | 0.343 | 0.343 | 0 | 0 | 0 | 0 | 0 | 0 | 0 | 0 | 0 | 3605.75 | 3788.0649 | 3964.175 | 0 | 0 | 0 | 7992.4507 | 7992.4507 | 7992.4507 | 0 | 0 | 0 | 0 | 0 | 0
| BNI | Efficient Product Rebates | Business Energy Rebates | Per 5hp controlled fan | Variable Speed Kitchen Exhaust Fan ¦ Business Energy Rebates | 5.3133 | 5.4957 | 5.7099 | 326.5581 | 335.3636 | 345.6801 | 973162.4441 | 999403.3816 | 1030147.1191 | 14597436.662 | 14991050.7245 | 15452206.787 | 149351.1213 | 153378.3147 | 158096.5524 | 48.1052 | 49.4024 | 50.9221 | 1534455.1849 | 1629941.0003 | 1745554.9064 | 103426.2112 | 106215.0577 | 109482.455 | 29088.085 | 29872.4336 | 30791.3721 | 259707.3533 | 266710.2586 | 274914.8238 | 0 | 0 | 0 | 22088.2 | 22088.2 | 22088.2 | 7.412 | 7.412 | 7.412 | 0 | 0 | 0 | 0 | 0 | 0 | 0 | 0 | 0 | 31897.8972 | 32993.1859 | 34278.945 | 0 | 0 | 0 | 75927.3183 | 75927.3183 | 75927.3183 | 0.015612 | 0.015612 | 0.015612 | 14597436.662 | 14991050.7245 | 15452206.787
| BNI | Direct Installation | Small Business Energy Solutions | Per 5hp controlled fan | Variable Speed Kitchen Exhaust Fan ¦ Small Business Energy Solutions | 3.1986 | 3.3085 | 3.4374 | 0 | 0 | 0 | 0 | 0 | 0 | 0 | 0 | 0 | 0 | 0 | 0 | 0 | 0 | 0 | 0 | 0 | 0 | 0 | 0 | 0 | 0 | 0 | 0 | 0 | 0 | 0 | 0 | 0 | 0 | 22088.2 | 22088.2 | 22088.2 | 7.412 | 7.412 | 7.412 | 0 | 0 | 0 | 0 | 0 | 0 | 0 | 0 | 0 | 32639.7087 | 33760.4693 | 35076.1297 | 0 | 0 | 0 | 66272.6243 | 66272.6243 | 66272.6243 | 0 | 0 | 0 | 0 | 0 | 0

## Sector
Selected_Vintages | Select_Sector_Output | Export_Cost_Test | Selected_Sectors | 2020 | 2021 | 2022
None | Benefit-to-Cost Ratio | TRC | BNI | 2.7933 | 2.8808 | 2.9977
None | Benefit-to-Cost Ratio | TRC | Residential | 1.9385 | 1.9471 | 1.9898
None | First Year Net Savings ¦ Energy Savings (kWh) | TRC | BNI | 60241828.5679 | 61056168.566 | 61161254.0197
None | First Year Net Savings ¦ Energy Savings (kWh) | TRC | Residential | 41793510.5639 | 40638155.7665 | 40654454.151
None | Lifetime Savings ¦ Energy Savings (kWh) | TRC | BNI | 855422510.1041 | 867668910.6631 | 869534366.1717
None | Lifetime Savings ¦ Energy Savings (kWh) | TRC | Residential | 578192021.07 | 542630959.212 | 536891807.2594
None | First Year Net Savings ¦ Coinc. Demand Savings (kW) | TRC | BNI | 17989.662 | 18219.7118 | 18256.2435
None | First Year Net Savings ¦ Coinc. Demand Savings (kW) | TRC | Residential | 18507.5292 | 18179.3163 | 18199.2492
None | Spending ($) | TRC | BNI | 12825000 | 12825000 | 12825000
None | Spending ($) | TRC | Residential | 10675000 | 10175000 | 10175000

## Program
Selected_Vintages | Select_Prog_Outputs | Export_Cost_Test | Select_Program_Names | 2020 | 2021 | 2022
None | Benefit-to-Cost Ratio | TRC | Custom Incentives | 2.032 | 2.1068 | 2.1941
None | Benefit-to-Cost Ratio | TRC | Direct Installation | 2.9307 | 2.9913 | 3.0747
None | Benefit-to-Cost Ratio | TRC | Efficient Product Rebates | 3.904 | 4.037 | 4.1876
None | Benefit-to-Cost Ratio | TRC | Existing Residential | 1.9862 | 2.0192 | 2.0775
None | Benefit-to-Cost Ratio | TRC | New Residential | 1.4822 | 1.527 | 1.5768
None | Benefit-to-Cost Ratio | TRC | Residential Efficient Products | 1.7669 | 1.5951 | 1.471
None | First Year Net Savings ¦ Energy Savings (kWh) | TRC | Custom Incentives | 25815073.6921 | 26523919.9414 | 26463005.2439
None | First Year Net Savings ¦ Energy Savings (kWh) | TRC | Direct Installation | 198744.2743 | 198744.2743 | 198744.2743
None | First Year Net Savings ¦ Energy Savings (kWh) | TRC | Efficient Product Rebates | 34228010.6015 | 34333504.3503 | 34499504.5015
None | First Year Net Savings ¦ Energy Savings (kWh) | TRC | Existing Residential | 25745243.4408 | 24589888.6435 | 25237291.4724
None | First Year Net Savings ¦ Energy Savings (kWh) | TRC | New Residential | 1091194.782 | 1091194.782 | 1091194.782
None | First Year Net Savings ¦ Energy Savings (kWh) | TRC | Residential Efficient Products | 14957072.341 | 14957072.341 | 14325967.8966
None | >>> Pct of Portfolio (%) ¦ Energy Savings (kWh) | TRC | Custom Incentives | 0.253 | 0.26082 | 0.25991
None | >>> Pct of Portfolio (%) ¦ Energy Savings (kWh) | TRC | Direct Installation | 0.0019478 | 0.0019543 | 0.001952
None | >>> Pct of Portfolio (%) ¦ Energy Savings (kWh) | TRC | Efficient Product Rebates | 0.33545 | 0.33761 | 0.33884
None | >>> Pct of Portfolio (%) ¦ Energy Savings (kWh) | TRC | Existing Residential | 0.25232 | 0.2418 | 0.24787
None | >>> Pct of Portfolio (%) ¦ Energy Savings (kWh) | TRC | New Residential | 0.010694 | 0.01073 | 0.010717
None | >>> Pct of Portfolio (%) ¦ Energy Savings (kWh) | TRC | Residential Efficient Products | 0.14659 | 0.14708 | 0.1407
None | Lifetime Savings ¦ Energy Savings (kWh) | TRC | Custom Incentives | 383611995.0648 | 394145450.329 | 393240257.925
None | Lifetime Savings ¦ Energy Savings (kWh) | TRC | Direct Installation | 1938130.2697 | 1930553.2729 | 1922976.2761
None | Lifetime Savings ¦ Energy Savings (kWh) | TRC | Efficient Product Rebates | 469872384.7696 | 471592907.0612 | 474371131.9706
None | Lifetime Savings ¦ Energy Savings (kWh) | TRC | Existing Residential | 455208195.7122 | 431747311.2242 | 441097692.1764
None | Lifetime Savings ¦ Energy Savings (kWh) | TRC | New Residential | 32735843.4604 | 32735843.4604 | 32735843.4604
None | Lifetime Savings ¦ Energy Savings (kWh) | TRC | Residential Efficient Products | 90247981.8975 | 78147804.5274 | 63058271.6226
None | First Year Net Savings ¦ Coinc. Demand Savings (kW) | TRC | Custom Incentives | 7151.4242 | 7347.7925 | 7330.9176
None | First Year Net Savings ¦ Coinc. Demand Savings (kW) | TRC | Direct Installation | 130.367 | 130.367 | 130.367
None | First Year Net Savings ¦ Coinc. Demand Savings (kW) | TRC | Efficient Product Rebates | 10707.8708 | 10741.5524 | 10794.9589
None | First Year Net Savings ¦ Coinc. Demand Savings (kW) | TRC | Existing Residential | 16025.2056 | 15696.9927 | 15804.018
None | First Year Net Savings ¦ Coinc. Demand Savings (kW) | TRC | New Residential | 308.8081 | 308.8081 | 308.8081
None | First Year Net Savings ¦ Coinc. Demand Savings (kW) | TRC | Residential Efficient Products | 2173.5155 | 2173.5155 | 2086.4231
None | Spending ($) | TRC | Custom Incentives | 7179671.3416 | 7376815.1949 | 7359873.6393
None | Spending ($) | TRC | Direct Installation | 120024.4351 | 113473.1153 | 110174.8541
None | Spending ($) | TRC | Efficient Product Rebates | 5525304.2233 | 5334711.6898 | 5354951.5066
None | Spending ($) | TRC | Existing Residential | 8056047.1171 | 7549705.3134 | 7915936.119
None | Spending ($) | TRC | New Residential | 230803.1898 | 230803.1898 | 230803.1898
None | Spending ($) | TRC | Residential Efficient Products | 2388149.6931 | 2394491.4968 | 2028260.6912

## Program Component
Program_Components | Selected_Vintages | Selected_User_Output | Export_Cost_Test | 2020 | 2021 | 2022
Appliance Retirement | None | Benefit-to-Cost Ratio | TRC | 0.76643 | 0.80146 | 1.1973
Appliance Retirement | None | PV of Benefits ($) | TRC | 355159.2241 | 376471.2032 | 123929.0722
Appliance Retirement | None | PV of Costs ($) | TRC | 463392.824 | 469734.6277 | 103503.8221
Appliance Retirement | None | First Year Net Savings ¦ Energy Savings (kWh) | TRC | 812971.1111 | 812971.1111 | 181866.6667
Appliance Retirement | None | Lifetime Savings ¦ Energy Savings (kWh) | TRC | 3596453.3333 | 3596453.3333 | 906026.6667
Appliance Retirement | None | First Year Net Savings ¦ Coinc. Demand Savings (kW) | TRC | 148.0177 | 148.0177 | 60.9253
Appliance Retirement | None | Spending ($) | TRC | 463392.824 | 469734.6277 | 103503.8221
Instant Savings | None | Benefit-to-Cost Ratio | TRC | 1.8879 | 1.6924 | 1.4784
Instant Savings | None | PV of Benefits ($) | TRC | 7236914.4691 | 6487487.8102 | 5667462.86
Instant Savings | None | PV of Costs ($) | TRC | 3833414.2026 | 3833414.2026 | 3833414.2026
Instant Savings | None | First Year Net Savings ¦ Energy Savings (kWh) | TRC | 14144101.2299 | 14144101.2299 | 14144101.2299
Instant Savings | None | Lifetime Savings ¦ Energy Savings (kWh) | TRC | 86651528.5641 | 74551351.194 | 62152244.956
Instant Savings | None | First Year Net Savings ¦ Coinc. Demand Savings (kW) | TRC | 2025.4977 | 2025.4977 | 2025.4977
Instant Savings | None | Spending ($) | TRC | 1924756.8691 | 1924756.8691 | 1924756.8691
Efficient Products Installation | None | Benefit-to-Cost Ratio | TRC | 8.3581 | 8.671 | 9.0214
Efficient Products Installation | None | PV of Benefits ($) | TRC | 3791802.5457 | 3944681.6756 | 4129464.0163
Efficient Products Installation | None | PV of Costs ($) | TRC | 453665.7331 | 454927.8083 | 457741.6388
Efficient Products Installation | None | First Year Net Savings ¦ Energy Savings (kWh) | TRC | 3794635.3744 | 3811497.0369 | 3832571.1994
Efficient Products Installation | None | Lifetime Savings ¦ Energy Savings (kWh) | TRC | 44470754.5941 | 44420097.8233 | 44411566.0525
Efficient Products Installation | None | First Year Net Savings ¦ Coinc. Demand Savings (kW) | TRC | 648.0208 | 650.7524 | 654.1664
Efficient Products Installation | None | Spending ($) | TRC | 453665.7331 | 454927.8083 | 457741.6388
Green Heat | None | Benefit-to-Cost Ratio | TRC | 1.6875 | 1.7256 | 1.7706
Green Heat | None | PV of Benefits ($) | TRC | 42977043.0887 | 43946764.2283 | 45092871.4027
Green Heat | None | PV of Costs ($) | TRC | 25467360.4073 | 25467360.4073 | 25467360.4073
Green Heat | None | First Year Net Savings ¦ Energy Savings (kWh) | TRC | 15240889.5847 | 15240889.5847 | 15240889.5847
Green Heat | None | Lifetime Savings ¦ Energy Savings (kWh) | TRC | 275195460.5079 | 275195460.5079 | 275195460.5079
Green Heat | None | First Year Net Savings ¦ Coinc. Demand Savings (kW) | TRC | 11658.4135 | 11658.4135 | 11658.4135
Green Heat | None | Spending ($) | TRC | 3632286.914 | 3599486.914 | 3566686.914
Home Energy Assessment | None | Benefit-to-Cost Ratio | TRC | 3.2533 | 3.6345 | 3.7665
Home Energy Assessment | None | PV of Benefits ($) | TRC | 10569225.4479 | 8715186.1959 | 9011996.8408
Home Energy Assessment | None | PV of Costs ($) | TRC | 3248754.1318 | 2397933.5867 | 2392674.5619
Home Energy Assessment | None | First Year Net Savings ¦ Energy Savings (kWh) | TRC | 5481982.8102 | 4316586.6463 | 4309383.1916
Home Energy Assessment | None | Lifetime Savings ¦ Energy Savings (kWh) | TRC | 119529612.204 | 96221688.9266 | 96077619.8315
Home Energy Assessment | None | First Year Net Savings ¦ Coinc. Demand Savings (kW) | TRC | 1551.4011 | 1221.594 | 1219.5554
Home Energy Assessment | None | Spending ($) | TRC | 2011983.397 | 1541476.3046 | 1538568.0433
First Nations Home Retrofits | None | Benefit-to-Cost Ratio | TRC | 0.81585 | 0.86284 | 0.91984
First Nations Home Retrofits | None | PV of Benefits ($) | TRC | 105054.5933 | 111106.1424 | 118446.0749
First Nations Home Retrofits | None | PV of Costs ($) | TRC | 128767.6 | 128767.6 | 128767.6
First Nations Home Retrofits | None | First Year Net Savings ¦ Energy Savings (kWh) | TRC | 228777.7778 | 228777.7778 | 228777.7778
First Nations Home Retrofits | None | Lifetime Savings ¦ Energy Savings (kWh) | TRC | 1028000 | 1028000 | 1028000
First Nations Home Retrofits | None | First Year Net Savings ¦ Coinc. Demand Savings (kW) | TRC | 46.018 | 46.018 | 46.018
First Nations Home Retrofits | None | Spending ($) | TRC | 128767.6 | 128767.6 | 128767.6
New Home Construction | None | Benefit-to-Cost Ratio | TRC | 1.4822 | 1.527 | 1.5768
New Home Construction | None | PV of Benefits ($) | TRC | 2528255.1108 | 2604701.0819 | 2689756.1005
New Home Construction | None | PV of Costs ($) | TRC | 1705780.1478 | 1705780.1478 | 1705780.1478
New Home Construction | None | First Year Net Savings ¦ Energy Savings (kWh) | TRC | 1091194.782 | 1091194.782 | 1091194.782
New Home Construction | None | Lifetime Savings ¦ Energy Savings (kWh) | TRC | 32735843.4604 | 32735843.4604 | 32735843.4604
New Home Construction | None | First Year Net Savings ¦ Coinc. Demand Savings (kW) | TRC | 308.8081 | 308.8081 | 308.8081
New Home Construction | None | Spending ($) | TRC | 230803.1898 | 230803.1898 | 230803.1898
Business Energy Rebates | None | Benefit-to-Cost Ratio | TRC | 3.891 | 4.0355 | 4.1973
Business Energy Rebates | None | PV of Benefits ($) | TRC | 44919251.0155 | 46771916.9102 | 49006807.8717
Business Energy Rebates | None | PV of Costs ($) | TRC | 11544351.4773 | 11590181.0024 | 11675910.0128
Business Energy Rebates | None | First Year Net Savings ¦ Energy Savings (kWh) | TRC | 34228010.6015 | 34333504.3503 | 34499504.5015
Business Energy Rebates | None | Lifetime Savings ¦ Energy Savings (kWh) | TRC | 469872384.7696 | 471592907.0612 | 474371131.9706
Business Energy Rebates | None | First Year Net Savings ¦ Coinc. Demand Savings (kW) | TRC | 8878.712 | 8912.3936 | 8965.8001
Business Energy Rebates | None | Spending ($) | TRC | 4925304.2233 | 4734711.6898 | 4754951.5066
Small Business Energy Solutions | None | Benefit-to-Cost Ratio | TRC | 2.9307 | 2.9913 | 3.0747
Small Business Energy Solutions | None | PV of Benefits ($) | TRC | 326199.3425 | 332947.3799 | 342231.0855
Small Business Energy Solutions | None | PV of Costs ($) | TRC | 111305.3573 | 111305.3573 | 111305.3573
Small Business Energy Solutions | None | First Year Net Savings ¦ Energy Savings (kWh) | TRC | 198744.2743 | 198744.2743 | 198744.2743
Small Business Energy Solutions | None | Lifetime Savings ¦ Energy Savings (kWh) | TRC | 1938130.2697 | 1930553.2729 | 1922976.2761
Small Business Energy Solutions | None | First Year Net Savings ¦ Coinc. Demand Savings (kW) | TRC | 130.367 | 130.367 | 130.367
Small Business Energy Solutions | None | Spending ($) | TRC | 120024.4351 | 113473.1153 | 110174.8541
Custom Retrofit | None | Benefit-to-Cost Ratio | TRC | 2.032 | 2.1068 | 2.1941
Custom Retrofit | None | PV of Benefits ($) | TRC | 37318508.2767 | 39755365.9396 | 41307271.5711
Custom Retrofit | None | PV of Costs ($) | TRC | 18365561.6666 | 18869854.6103 | 18826518.1997
Custom Retrofit | None | First Year Net Savings ¦ Energy Savings (kWh) | TRC | 25815073.6921 | 26523919.9414 | 26463005.2439
Custom Retrofit | None | Lifetime Savings ¦ Energy Savings (kWh) | TRC | 383611995.0648 | 394145450.329 | 393240257.925
Custom Retrofit | None | First Year Net Savings ¦ Coinc. Demand Savings (kW) | TRC | 7151.4242 | 7347.7925 | 7330.9176
Custom Retrofit | None | Spending ($) | TRC | 7179671.3416 | 7376815.1949 | 7359873.6393
EMIS | None | Benefit-to-Cost Ratio | TRC | 0 | 0 | 0
EMIS | None | PV of Benefits ($) | TRC | 0 | 0 | 0
EMIS | None | PV of Costs ($) | TRC | 0 | 0 | 0
EMIS | None | First Year Net Savings ¦ Energy Savings (kWh) | TRC | 0 | 0 | 0
EMIS | None | Lifetime Savings ¦ Energy Savings (kWh) | TRC | 0 | 0 | 0
EMIS | None | First Year Net Savings ¦ Coinc. Demand Savings (kW) | TRC | 0 | 0 | 0
EMIS | None | Spending ($) | TRC | 0 | 0 | 0
SEM | None | Benefit-to-Cost Ratio | TRC | 0 | 0 | 0
SEM | None | PV of Benefits ($) | TRC | 0 | 0 | 0
SEM | None | PV of Costs ($) | TRC | 0 | 0 | 0
SEM | None | First Year Net Savings ¦ Energy Savings (kWh) | TRC | 0 | 0 | 0
SEM | None | Lifetime Savings ¦ Energy Savings (kWh) | TRC | 0 | 0 | 0
SEM | None | First Year Net Savings ¦ Coinc. Demand Savings (kW) | TRC | 0 | 0 | 0
SEM | None | Spending ($) | TRC | 0 | 0 | 0
ETS Green Heat | None | Benefit-to-Cost Ratio | TRC | 2.5655 | 2.57 | 2.5872
ETS Green Heat | None | PV of Benefits ($) | TRC | 2686696.2077 | 2691428.5672 | 2709461.5397
ETS Green Heat | None | PV of Costs ($) | TRC | 1047244.3037 | 1047244.3037 | 1047244.3037
ETS Green Heat | None | First Year Net Savings ¦ Energy Savings (kWh) | TRC | 0 | 0 | 0
ETS Green Heat | None | Lifetime Savings ¦ Energy Savings (kWh) | TRC | 0 | 0 | 0
ETS Green Heat | None | First Year Net Savings ¦ Coinc. Demand Savings (kW) | TRC | 1180.7578 | 1180.7578 | 1180.7578
ETS Green Heat | None | Spending ($) | TRC | 600000 | 600000 | 600000
ETS Home Energy Assessment | None | Benefit-to-Cost Ratio | TRC | 2.0881 | 2.0917 | 2.1052
ETS Home Energy Assessment | None | PV of Benefits ($) | TRC | 1796372.4466 | 1799535.696 | 1811132.1647
ETS Home Energy Assessment | None | PV of Costs ($) | TRC | 860310.05 | 860310.05 | 860310.05
ETS Home Energy Assessment | None | First Year Net Savings ¦ Energy Savings (kWh) | TRC | 0 | 0 | 0
ETS Home Energy Assessment | None | Lifetime Savings ¦ Energy Savings (kWh) | TRC | 0 | 0 | 0
ETS Home Energy Assessment | None | First Year Net Savings ¦ Coinc. Demand Savings (kW) | TRC | 774.0048 | 774.0048 | 774.0048
ETS Home Energy Assessment | None | Spending ($) | TRC | 600000 | 600000 | 600000
ETS Business Energy Rebates | None | Benefit-to-Cost Ratio | TRC | 4.0489 | 4.054 | 4.0784
ETS Business Energy Rebates | None | PV of Benefits ($) | TRC | 4176040.2609 | 4181277.9311 | 4206386.0519
ETS Business Energy Rebates | None | PV of Costs ($) | TRC | 1031392.2163 | 1031392.2163 | 1031392.2163
ETS Business Energy Rebates | None | First Year Net Savings ¦ Energy Savings (kWh) | TRC | 0 | 0 | 0
ETS Business Energy Rebates | None | Lifetime Savings ¦ Energy Savings (kWh) | TRC | 0 | 0 | 0
ETS Business Energy Rebates | None | First Year Net Savings ¦ Coinc. Demand Savings (kW) | TRC | 1829.1588 | 1829.1588 | 1829.1588
ETS Business Energy Rebates | None | Spending ($) | TRC | 600000 | 600000 | 600000
ETS Small Business Energy Solutions | None | Benefit-to-Cost Ratio | TRC | 0 | 0 | 0
ETS Small Business Energy Solutions | None | PV of Benefits ($) | TRC | 0 | 0 | 0
ETS Small Business Energy Solutions | None | PV of Costs ($) | TRC | 0 | 0 | 0
ETS Small Business Energy Solutions | None | First Year Net Savings ¦ Energy Savings (kWh) | TRC | 0 | 0 | 0
ETS Small Business Energy Solutions | None | Lifetime Savings ¦ Energy Savings (kWh) | TRC | 0 | 0 | 0
ETS Small Business Energy Solutions | None | First Year Net Savings ¦ Coinc. Demand Savings (kW) | TRC | 0 | 0 | 0
ETS Small Business Energy Solutions | None | Spending ($) | TRC | 0 | 0 | 0
Affordable MultiFamily Renter | None | Benefit-to-Cost Ratio | TRC | 2.0787 | 2.1695 | 2.2713
Affordable MultiFamily Renter | None | PV of Benefits ($) | TRC | 1232811.3382 | 1277882.8483 | 2192186.7495
Affordable MultiFamily Renter | None | PV of Costs ($) | TRC | 593079.8031 | 589030.6036 | 965157.6736
Affordable MultiFamily Renter | None | First Year Net Savings ¦ Energy Savings (kWh) | TRC | 998957.8937 | 992137.5978 | 1625669.719
Affordable MultiFamily Renter | None | Lifetime Savings ¦ Energy Savings (kWh) | TRC | 14984368.4062 | 14882063.9664 | 24385045.7846
Affordable MultiFamily Renter | None | First Year Net Savings ¦ Coinc. Demand Savings (kW) | TRC | 166.5895 | 165.4521 | 271.102
Affordable MultiFamily Renter | None | Spending ($) | TRC | 629343.4731 | 625046.6866 | 1024171.923

## Measure
Selected_Vintages | Select_Meas_Outputs | MeasureNames | Export_Cost_Test | 2020 | 2021 | 2022
None | Benefit-to-Cost Ratio (with program costs) | 1/2 Size Hot Food Holding Cabinet ¦ Business Energy Rebates | TRC | 2.7052 | 2.8228 | 2.9407
None | Benefit-to-Cost Ratio (with program costs) | 11W Replacing 60W - MURB ¦ Efficient Products Installation | TRC | 2.1384 | 2.0669 | 2.0704
None | Benefit-to-Cost Ratio (with program costs) | 11W Replacing 60W ¦ Efficient Products Installation | TRC | 2.1384 | 2.0669 | 2.0704
None | Benefit-to-Cost Ratio (with program costs) | 18W Replacing 100W - MURB ¦ Efficient Products Installation | TRC | 2.7483 | 2.6771 | 2.6943
None | Benefit-to-Cost Ratio (with program costs) | 18W Replacing 100W ¦ Efficient Products Installation | TRC | 2.7483 | 2.6771 | 2.6943
None | Benefit-to-Cost Ratio (with program costs) | 18W Replacing 75W - MURB ¦ Efficient Products Installation | TRC | 1.6269 | 1.536 | 1.5202
None | Benefit-to-Cost Ratio (with program costs) | 18W Replacing 75W ¦ Efficient Products Installation | TRC | 1.6269 | 1.536 | 1.5202
None | Benefit-to-Cost Ratio (with program costs) | 5W Chandelier E12 - MURB ¦ Efficient Products Installation | TRC | 1.7177 | 1.4586 | 1.18
None | Benefit-to-Cost Ratio (with program costs) | 5W Chandelier E12 ¦ Efficient Products Installation | TRC | 1.7177 | 1.4586 | 1.18
None | Benefit-to-Cost Ratio (with program costs) | 7W G25 - MURB ¦ Efficient Products Installation | TRC | 1.5664 | 1.2692 | 0.94915
None | Benefit-to-Cost Ratio (with program costs) | 7W G25 ¦ Efficient Products Installation | TRC | 1.5664 | 1.2692 | 0.94915
None | Benefit-to-Cost Ratio (with program costs) | 7W GU10 Replacing 35W - MURB ¦ Efficient Products Installation | TRC | 1.1033 | 0.89397 | 0.66856
None | Benefit-to-Cost Ratio (with program costs) | 7W GU10 Replacing 35W ¦ Efficient Products Installation | TRC | 1.1033 | 0.89397 | 0.66856
None | Benefit-to-Cost Ratio (with program costs) | 7W GU10 Replacing 50W - MURB ¦ Efficient Products Installation | TRC | 2.0194 | 1.7584 | 1.4772
None | Benefit-to-Cost Ratio (with program costs) | 7W GU10 Replacing 50W ¦ Efficient Products Installation | TRC | 2.0194 | 1.7584 | 1.4772
None | Benefit-to-Cost Ratio (with program costs) | 9.5W Replacing 100W - MURB ¦ Efficient Products Installation | TRC | 4.5462 | 4.5054 | 4.5767
None | Benefit-to-Cost Ratio (with program costs) | 9.5W Replacing 100W ¦ Efficient Products Installation | TRC | 4.5462 | 4.5054 | 4.5767
None | Benefit-to-Cost Ratio (with program costs) | 9.5W Replacing 40W - MURB ¦ Efficient Products Installation | TRC | 0.98206 | 0.89818 | 0.86781
None | Benefit-to-Cost Ratio (with program costs) | 9.5W Replacing 40W ¦ Efficient Products Installation | TRC | 0.98206 | 0.89818 | 0.86781
None | Benefit-to-Cost Ratio (with program costs) | 9.5W Replacing 60W - MURB ¦ Efficient Products Installation | TRC | 2.36 | 2.2981 | 2.3116
None | Benefit-to-Cost Ratio (with program costs) | 9.5W Replacing 60W ¦ Efficient Products Installation | TRC | 2.36 | 2.2981 | 2.3116
None | Benefit-to-Cost Ratio (with program costs) | 9W Replacing 100W - MURB ¦ Efficient Products Installation | TRC | 4.6081 | 4.5701 | 4.6442
None | Benefit-to-Cost Ratio (with program costs) | 9W Replacing 100W ¦ Efficient Products Installation | TRC | 4.6081 | 4.5701 | 4.6442
None | Benefit-to-Cost Ratio (with program costs) | 9W Replacing 40W - MURB ¦ Efficient Products Installation | TRC | 1.0628 | 0.98242 | 0.95566
None | Benefit-to-Cost Ratio (with program costs) | 9W Replacing 40W ¦ Efficient Products Installation | TRC | 1.0628 | 0.98242 | 0.95566
None | Benefit-to-Cost Ratio (with program costs) | 9W Replacing 60W - MURB ¦ Efficient Products Installation | TRC | 2.4333 | 2.3746 | 2.3914
None | Benefit-to-Cost Ratio (with program costs) | 9W Replacing 60W ¦ Efficient Products Installation | TRC | 2.4333 | 2.3746 | 2.3914
None | Benefit-to-Cost Ratio (with program costs) | Advanced Lighting Design (Performance Lighting) ¦ Business Energy Rebates | TRC | 0.63273 | 0.66128 | 0.69315
None | Benefit-to-Cost Ratio (with program costs) | Air-Entraining Air Nozzle ¦ Business Energy Rebates | TRC | 11.862 | 12.3701 | 12.9423
None | Benefit-to-Cost Ratio (with program costs) | Air Conditioner retirement ¦ Appliance Retirement | TRC | 0.36197 | 0.4063 | 0.45073
None | Benefit-to-Cost Ratio (with program costs) | ASHP and AWHP - Electrical ¦ Green Heat | TRC | 1.0119 | 1.0328 | 1.0579
None | Benefit-to-Cost Ratio (with program costs) | Case Lighting for Sign Retrofits ¦ Business Energy Rebates | TRC | 2.5497 | 2.6405 | 2.7459
None | Benefit-to-Cost Ratio (with program costs) | CEE Tier 2 Commercial Washing Machine ¦ Business Energy Rebates | TRC | 5.0008 | 5.1712 | 5.3792
None | Benefit-to-Cost Ratio (with program costs) | CEE Tier 3 Commercial Washing Machine ¦ Business Energy Rebates | TRC | 5.315 | 5.496 | 5.7169
None | Benefit-to-Cost Ratio (with program costs) | Circulation Fan (Agriculture) ¦ Business Energy Rebates | TRC | 1.0389 | 1.1015 | 1.1685
None | Benefit-to-Cost Ratio (with program costs) | Clothes-line ¦ Instant Savings | TRC | 1.4555 | 1.5455 | 1.6416
None | Benefit-to-Cost Ratio (with program costs) | Clothes Dryer replacement ¦ Appliance Retirement | TRC | 0.1381 | 0.14662 | 0.15621
None | Benefit-to-Cost Ratio (with program costs) | Clothes Dryers ¦ First Nations Home Retrofits | TRC | 0.29284 | 0.30566 | 0.32078
None | Benefit-to-Cost Ratio (with program costs) | Clothes Washer replacement ¦ Appliance Retirement | TRC | 0.18608 | 0.19443 | 0.20275
None | Benefit-to-Cost Ratio (with program costs) | Clothes Washers ¦ First Nations Home Retrofits | TRC | 0.16194 | 0.16903 | 0.17739
None | Benefit-to-Cost Ratio (with program costs) | Cold Climate Air-Source Heat Pump (24kBTU/hr) ¦ Business Energy Rebates | TRC | 2.3775 | 2.4593 | 2.55
None | Benefit-to-Cost Ratio (with program costs) | Cold Climate Air-Source Heat Pump (24kBTU/hr) ¦ Small Business Energy Solutions | TRC | 1.8854 | 1.9502 | 2.0221
None | Benefit-to-Cost Ratio (with program costs) | Cold Climate Air-Source Heat Pump (48kBTU/hr) ¦ Business Energy Rebates | TRC | 2.3775 | 2.4593 | 2.55
None | Benefit-to-Cost Ratio (with program costs) | Custom Energy Efficiency ¦ Affordable MultiFamily Renter | TRC | 2.0787 | 2.1695 | 2.2713
None | Benefit-to-Cost Ratio (with program costs) | Custom Energy Efficiency ¦ Custom Retrofit | TRC | 2.032 | 2.1068 | 2.1941
None | Benefit-to-Cost Ratio (with program costs) | Cycling Refrigerated Air Dryer - 50 CFM ¦ Business Energy Rebates | TRC | 0.9866 | 1.028 | 1.0755
None | Benefit-to-Cost Ratio (with program costs) | Dairy Scroll Compressor ¦ Business Energy Rebates | TRC | 20.9275 | 21.6923 | 22.579
None | Benefit-to-Cost Ratio (with program costs) | Daylighting Controls - Ceiling Mounted ¦ Business Energy Rebates | TRC | 1.044 | 1.1086 | 1.1775
None | Benefit-to-Cost Ratio (with program costs) | Daylighting Controls - Switch-Mounted ¦ Business Energy Rebates | TRC | 0.37716 | 0.40047 | 0.42538
None | Benefit-to-Cost Ratio (with program costs) | Decorative Lamp ¦ Small Business Energy Solutions | TRC | 1.7564 | 1.4571 | 1.1471
None | Benefit-to-Cost Ratio (with program costs) | Dehumidifier ¦ Instant Savings | TRC | 0.51647 | 0.53338 | 0.55175
None | Benefit-to-Cost Ratio (with program costs) | Dehumidifier replacement (Low income only) ¦ Appliance Retirement | TRC | 1.1118 | 1.147 | 1.1973
None | Benefit-to-Cost Ratio (with program costs) | Dehumidifier replacement (Low income only) ¦ First Nations Home Retrofits | TRC | 1.1064 | 1.1569 | 1.2241
None | Benefit-to-Cost Ratio (with program costs) | Dimmer Switch ¦ Instant Savings | TRC | 0.89711 | 0.93709 | 0.98232
None | Benefit-to-Cost Ratio (with program costs) | Dishwasher replacement ¦ Appliance Retirement | TRC | 0.13664 | 0.14359 | 0.15123
None | Benefit-to-Cost Ratio (with program costs) | Door Heater Controls ¦ Business Energy Rebates | TRC | 4.194 | 4.3909 | 4.5845
None | Benefit-to-Cost Ratio (with program costs) | Double Heat Pad (Agriculture) ¦ Business Energy Rebates | TRC | 4.2927 | 4.4969 | 4.7251
None | Benefit-to-Cost Ratio (with program costs) | Downlight Luminaire (1200 lumen) ¦ Small Business Energy Solutions | TRC | 1.8885 | 1.9774 | 2.0742
None | Benefit-to-Cost Ratio (with program costs) | Downlight Luminaire (3000 lumen) ¦ Small Business Energy Solutions | TRC | 1.7635 | 1.8525 | 1.948
None | Benefit-to-Cost Ratio (with program costs) | Downlight Luminaire (800 lumen) ¦ Small Business Energy Solutions | TRC | 2.4874 | 2.569 | 2.6658
None | Benefit-to-Cost Ratio (with program costs) | Drain Water Heat Recovery ¦ First Nations Home Retrofits | TRC | 1.3289 | 1.3832 | 1.4422
None | Benefit-to-Cost Ratio (with program costs) | Drain Water Heat Recovery ¦ Green Heat | TRC | 1.3571 | 1.4126 | 1.4729
None | Benefit-to-Cost Ratio (with program costs) | Drain Water Heat Recovery ¦ Home Energy Assessment | TRC | 1.343 | 1.3979 | 1.4576
None | Benefit-to-Cost Ratio (with program costs) | Dual Enthalpy Economizer Controls ¦ Business Energy Rebates | TRC | 1.9961 | 2.0749 | 2.1664
None | Benefit-to-Cost Ratio (with program costs) | EC Motor for Refrigeration Applications ¦ Business Energy Rebates1 | TRC | 2.1489 | 2.2517 | 2.3655
None | Benefit-to-Cost Ratio (with program costs) | EC Motor for Refrigeration Applications ¦ Business Energy Rebates2 | TRC | 3.1184 | 3.2676 | 3.4326
None | Benefit-to-Cost Ratio (with program costs) | ECM Circulator Pump ¦ Instant Savings | TRC | 0.60324 | 0.62697 | 0.65409
None | Benefit-to-Cost Ratio (with program costs) | Efficient clothes washer ¦ Instant Savings | TRC | 0.82298 | 0.859 | 0.90148
None | Benefit-to-Cost Ratio (with program costs) | Efficient refrigerator ¦ Instant Savings | TRC | 1.8832 | 1.9655 | 2.0478
None | Benefit-to-Cost Ratio (with program costs) | Electric Combination Oven ¦ Business Energy Rebates | TRC | 2.9684 | 3.0974 | 3.2267
None | Benefit-to-Cost Ratio (with program costs) | Electric Combination Oven with Gas ¦ Business Energy Rebates | TRC | 0.36313 | 0.40035 | 0.43731
None | Benefit-to-Cost Ratio (with program costs) | Electric Convection Oven ¦ Business Energy Rebates | TRC | 1.4886 | 1.5533 | 1.6182
None | Benefit-to-Cost Ratio (with program costs) | Electric Convection Oven with Gas ¦ Business Energy Rebates | TRC | 0.33574 | 0.39185 | 0.44745
None | Benefit-to-Cost Ratio (with program costs) | Electric Fryer Replacement with Gas ¦ Business Energy Rebates | TRC | 1.3962 | 1.3227 | 1.4939
None | Benefit-to-Cost Ratio (with program costs) | Electric Griddle Replacement with Gas ¦ Business Energy Rebates | TRC | 0.28539 | 0.37802 | 0.46962
None | Benefit-to-Cost Ratio (with program costs) | Electric Steam Cooker ¦ Business Energy Rebates | TRC | 3.404 | 3.552 | 3.7003
None | Benefit-to-Cost Ratio (with program costs) | Electric Steam Cooker Replacement with Gas ¦ Business Energy Rebates | TRC | 0 | 0 | 0
None | Benefit-to-Cost Ratio (with program costs) | Electric to Natural Gas - Water Heater ¦ Business Energy Rebates | TRC | 4.6112 | 4.7832 | 4.9817
None | Benefit-to-Cost Ratio (with program costs) | Energy Management Information Systems ¦ EMIS | TRC | 1.1754 | 1.2793 | 1.3937
None | Benefit-to-Cost Ratio (with program costs) | Energy Star Dryer ¦ Instant Savings | TRC | 1.4169 | 1.4695 | 1.5244
None | Benefit-to-Cost Ratio (with program costs) | ENERGY STAR Pool Pump ¦ Business Energy Rebates | TRC | 6.1526 | 6.5236 | 6.9204
None | Benefit-to-Cost Ratio (with program costs) | ENERGY STAR Uninteruptible Power Supplies (UPS) ¦ Business Energy Rebates | TRC | 0.094789 | 0.10065 | 0.10691
None | Benefit-to-Cost Ratio (with program costs) | ENERGY STAR Washing Machine ¦ Business Energy Rebates | TRC | 4.5838 | 4.7054 | 4.8642
None | Benefit-to-Cost Ratio (with program costs) | Evaporator Fan Motor Controls ¦ Business Energy Rebates | TRC | 1.3117 | 1.3747 | 1.4449
None | Benefit-to-Cost Ratio (with program costs) | Faucet Aerators - MURB ¦ Efficient Products Installation | TRC | 5.0094 | 5.3941 | 5.6513
None | Benefit-to-Cost Ratio (with program costs) | Faucet Aerators ¦ Efficient Products Installation | TRC | 5.1407 | 5.3661 | 5.622
None | Benefit-to-Cost Ratio (with program costs) | Flood Luminaire (10000 lumen) ¦ Business Energy Rebates | TRC | 3.737 | 3.8832 | 4.0495
None | Benefit-to-Cost Ratio (with program costs) | Flood Luminaire (10000 lumen) ¦ Small Business Energy Solutions | TRC | 2.5109 | 2.6092 | 2.7209
None | Benefit-to-Cost Ratio (with program costs) | Flood Luminaire (48000 lumen) ¦ Business Energy Rebates | TRC | 2.3891 | 2.4826 | 2.5889
None | Benefit-to-Cost Ratio (with program costs) | Flood Luminaire (48000 lumen) ¦ Small Business Energy Solutions | TRC | 1.8207 | 1.892 | 1.973
None | Benefit-to-Cost Ratio (with program costs) | Four Pin Replacement Lamps for CFLs ¦ Business Energy Rebates | TRC | 3.0328 | 3.1679 | 3.3145
None | Benefit-to-Cost Ratio (with program costs) | Four Pin Replacement Lamps for CFLs ¦ Small Business Energy Solutions | TRC | 1.8601 | 1.943 | 2.0329
None | Benefit-to-Cost Ratio (with program costs) | Freezer replacement (Low income only) ¦ Appliance Retirement | TRC | 0.67048 | 0.70547 | 0.74595
None | Benefit-to-Cost Ratio (with program costs) | Freezer replacement (Low income only) ¦ First Nations Home Retrofits | TRC | 0.68099 | 0.72636 | 0.77862
None | Benefit-to-Cost Ratio (with program costs) | Freezer replacement ¦ Appliance Retirement | TRC | 0.61961 | 0.66089 | 0.70845
None | Benefit-to-Cost Ratio (with program costs) | Freezer retirement ¦ Appliance Retirement | TRC | 1.8879 | 1.9779 | 2.0803
None | Benefit-to-Cost Ratio (with program costs) | Fridge replacement ¦ Appliance Retirement | TRC | 0.30634 | 0.32614 | 0.34875
None | Benefit-to-Cost Ratio (with program costs) | Fuel Pump Canopy Luminaire (4000 lumen) ¦ Small Business Energy Solutions | TRC | 3.4715 | 3.6044 | 3.7538
None | Benefit-to-Cost Ratio (with program costs) | General Use Lamp (A,G Types) ¦ Small Business Energy Solutions | TRC | 1.5227 | 1.3609 | 1.1876
None | Benefit-to-Cost Ratio (with program costs) | Glass Door Freezer ¦ Small Business Energy Solutions | TRC | 3.8528 | 4.0477 | 4.2358
None | Benefit-to-Cost Ratio (with program costs) | Glass Door Refrigerator ¦ Business Energy Rebates | TRC | 29.134 | 30.6075 | 32.0308
None | Benefit-to-Cost Ratio (with program costs) | Glass Door Refrigerator ¦ Small Business Energy Solutions | TRC | 3.8518 | 4.0466 | 4.2347
None | Benefit-to-Cost Ratio (with program costs) | Ground Source Heat Pump (60kBTU/hr) ¦ Business Energy Rebates | TRC | 6.5037 | 6.6997 | 6.924
None | Benefit-to-Cost Ratio (with program costs) | Ground Source Heat Pump (60kBTU/hr) ¦ Small Business Energy Solutions | TRC | 4.2136 | 4.3406 | 4.4859
None | Benefit-to-Cost Ratio (with program costs) | GSHP ¦ Green Heat | TRC | 2.4994 | 2.5481 | 2.609
None | Benefit-to-Cost Ratio (with program costs) | Heat Pump Clothes Dryer ¦ Business Energy Rebates | TRC | 3.5419 | 3.6194 | 3.727
None | Benefit-to-Cost Ratio (with program costs) | Heat Pump Dryer (ventless) ¦ Instant Savings | TRC | 0.43247 | 0.45185 | 0.47113
None | Benefit-to-Cost Ratio (with program costs) | Heat Pump Water Heater ¦ Business Energy Rebates | TRC | 2.6403 | 2.7412 | 2.8592
None | Benefit-to-Cost Ratio (with program costs) | Heat Pump Water Heater ¦ First Nations Home Retrofits | TRC | 0.3223 | 0.33239 | 0.34478
None | Benefit-to-Cost Ratio (with program costs) | Heat Pump Water Heater ¦ Green Heat | TRC | 0.36797 | 0.37949 | 0.39364
None | Benefit-to-Cost Ratio (with program costs) | Heat Pump Water Heater ¦ Home Energy Assessment | TRC | 0.36652 | 0.37801 | 0.3921
None | Benefit-to-Cost Ratio (with program costs) | Heat Pump Water Heater ¦ Small Business Energy Solutions | TRC | 1.7464 | 1.8132 | 1.8913
None | Benefit-to-Cost Ratio (with program costs) | Heat Reclaimer Unit (Agriculture) ¦ Business Energy Rebates | TRC | 3.6072 | 3.739 | 3.8919
None | Benefit-to-Cost Ratio (with program costs) | Heat Reclaimer Unit (Agriculture) ¦ Small Business Energy Solutions | TRC | 2.4393 | 2.5284 | 2.6318
None | Benefit-to-Cost Ratio (with program costs) | Heavy duty timer ¦ Instant Savings | TRC | 2.6171 | 2.7789 | 2.9517
None | Benefit-to-Cost Ratio (with program costs) | High Bay Luminaire (15 000 lumen) ¦ Business Energy Rebates | TRC | 3.0936 | 3.2154 | 3.3491
None | Benefit-to-Cost Ratio (with program costs) | High Bay Luminaire (15 000 lumen) ¦ Small Business Energy Solutions | TRC | 2.2992 | 2.3898 | 2.4891
None | Benefit-to-Cost Ratio (with program costs) | High Bay Luminaire (35 000 lumen) ¦ Small Business Energy Solutions | TRC | 3.017 | 3.1358 | 3.2662
None | Benefit-to-Cost Ratio (with program costs) | High Efficiency Circulator Pump 1.5kW ¦ Business Energy Rebates | TRC | 1.0351 | 1.0776 | 1.1257
None | Benefit-to-Cost Ratio (with program costs) | High Efficiency Circulator Pump 100W ¦ Business Energy Rebates | TRC | 4.4102 | 4.5909 | 4.7959
None | Benefit-to-Cost Ratio (with program costs) | High Efficiency Circulator Pump 300W ¦ Business Energy Rebates | TRC | 1.0754 | 1.1195 | 1.1696
None | Benefit-to-Cost Ratio (with program costs) | High Volume Low Speed Fan (Agriculture) ¦ Business Energy Rebates | TRC | 4.375 | 4.5351 | 4.7206
None | Benefit-to-Cost Ratio (with program costs) | High Volume Low Speed Fan (Agriculture) ¦ Small Business Energy Solutions | TRC | 2.7666 | 2.8678 | 2.9851
None | Benefit-to-Cost Ratio (with program costs) | Holiday Lights Exchange - MURB ¦ Efficient Products Installation | TRC | 7.8472 | 7.95 | 8.0954
None | Benefit-to-Cost Ratio (with program costs) | Holiday Lights Exchange ¦ Efficient Products Installation | TRC | 7.8472 | 7.95 | 8.0954
None | Benefit-to-Cost Ratio (with program costs) | Hot Water Tank Wrap - MURB ¦ Efficient Products Installation | TRC | 2.3136 | 2.4205 | 2.5482
None | Benefit-to-Cost Ratio (with program costs) | Hot Water Tank Wrap ¦ Efficient Products Installation | TRC | 3.0091 | 3.1481 | 3.3142
None | Benefit-to-Cost Ratio (with program costs) | HVAC Hotel Occupancy Sensor ¦ Business Energy Rebates | TRC | 2.285 | 2.3817 | 2.4953
None | Benefit-to-Cost Ratio (with program costs) | Hybrid Heat Pump Dryer ¦ Instant Savings | TRC | 0.39673 | 0.41451 | 0.43219
None | Benefit-to-Cost Ratio (with program costs) | Ice-Making Head ¦ Business Energy Rebates | TRC | 2.7996 | 2.9239 | 3.0648
None | Benefit-to-Cost Ratio (with program costs) | Indoor motion sensor ¦ Instant Savings | TRC | 0.92115 | 0.9781 | 1.0389
None | Benefit-to-Cost Ratio (with program costs) | Large Commercial/Industrial ETS System ¦ ETS Business Energy Rebates | TRC | 4.051 | 4.0561 | 4.0804
None | Benefit-to-Cost Ratio (with program costs) | LED - ENERGY STAR Fixture with Motion Sensor ¦ Instant Savings | TRC | 3.0741 | 2.8732 | 2.6606
None | Benefit-to-Cost Ratio (with program costs) | LED - ENERGY STAR Fixture without Motion Sensor ¦ Instant Savings | TRC | 1.09 | 1.0047 | 0.9012
None | Benefit-to-Cost Ratio (with program costs) | LED - Other ¦ Instant Savings | TRC | 2.5938 | 2.284 | 1.9529
None | Benefit-to-Cost Ratio (with program costs) | LED - R, BR and Decorative ¦ Instant Savings | TRC | 2.342 | 2.0416 | 1.7212
None | Benefit-to-Cost Ratio (with program costs) | LED - Recessed downlight ¦ Instant Savings | TRC | 1.015 | 0.88065 | 0.73696
None | Benefit-to-Cost Ratio (with program costs) | LED Nightlights - MURB ¦ Efficient Products Installation | TRC | 17.3827 | 18.1059 | 18.8821
None | Benefit-to-Cost Ratio (with program costs) | LED Nightlights ¦ Efficient Products Installation | TRC | 17.3827 | 18.1059 | 18.8821
None | Benefit-to-Cost Ratio (with program costs) | LED Replacement Lamps for HID (10000 lumen) ¦ Business Energy Rebates | TRC | 1.8994 | 1.9777 | 2.0642
None | Benefit-to-Cost Ratio (with program costs) | LED Replacement Lamps for HID (10000 lumen) ¦ Small Business Energy Solutions | TRC | 1.3906 | 1.4479 | 1.5112
None | Benefit-to-Cost Ratio (with program costs) | LED Replacement Lamps for HID (4000 lumen) ¦ Business Energy Rebates | TRC | 1.1018 | 1.1472 | 1.1974
None | Benefit-to-Cost Ratio (with program costs) | LED Replacement Lamps for HID (4000 lumen) ¦ Small Business Energy Solutions | TRC | 0.90886 | 0.94634 | 0.98773
None | Benefit-to-Cost Ratio (with program costs) | LED Troffer (1x4) ¦ Business Energy Rebates | TRC | 1.1939 | 1.2074 | 1.2629
None | Benefit-to-Cost Ratio (with program costs) | LED Troffer (1x4) ¦ Small Business Energy Solutions | TRC | 1.0367 | 1.0485 | 1.0967
None | Benefit-to-Cost Ratio (with program costs) | LED Troffer (2x2) ¦ Business Energy Rebates | TRC | 1.0871 | 1.0986 | 1.1491
None | Benefit-to-Cost Ratio (with program costs) | LED Troffer (2x2) ¦ Small Business Energy Solutions | TRC | 0.95535 | 0.96544 | 1.0098
None | Benefit-to-Cost Ratio (with program costs) | LED Troffer (4x2) ¦ Business Energy Rebates | TRC | 1.3991 | 1.4138 | 1.4788
None | Benefit-to-Cost Ratio (with program costs) | LED Troffer (4x2) ¦ Small Business Energy Solutions | TRC | 1.1882 | 1.2007 | 1.2559
None | Benefit-to-Cost Ratio (with program costs) | LED Wall Sconce (1200 lumen) ¦ Small Business Energy Solutions | TRC | 1.7419 | 1.5974 | 1.4419
None | Benefit-to-Cost Ratio (with program costs) | Linear Ambient Luminaire (10000 lumen) ¦ Business Energy Rebates | TRC | 0.85395 | 0.89197 | 0.93383
None | Benefit-to-Cost Ratio (with program costs) | Linear Ambient Luminaire (10000 lumen) ¦ Small Business Energy Solutions | TRC | 0.72442 | 0.75667 | 0.79219
None | Benefit-to-Cost Ratio (with program costs) | Linear Ambient Luminaire (2000 lumen) ¦ Business Energy Rebates | TRC | 31.3473 | 32.7429 | 34.2797
None | Benefit-to-Cost Ratio (with program costs) | Linear Ambient Luminaire (2000 lumen) ¦ Small Business Energy Solutions | TRC | 4.1444 | 4.3289 | 4.5321
None | Benefit-to-Cost Ratio (with program costs) | Linear Ambient Luminaire (4000 lumen) ¦ Business Energy Rebates | TRC | 1.4843 | 1.5504 | 1.6232
None | Benefit-to-Cost Ratio (with program costs) | Linear Ambient Luminaire (4000 lumen) ¦ Small Business Energy Solutions | TRC | 1.1324 | 1.1828 | 1.2383
None | Benefit-to-Cost Ratio (with program costs) | Linear Ambient Luminaire (8000 lumen) ¦ Business Energy Rebates | TRC | 0.38949 | 0.40684 | 0.42593
None | Benefit-to-Cost Ratio (with program costs) | Linear Ambient Luminaire (8000 lumen) ¦ Small Business Energy Solutions | TRC | 0.36012 | 0.37616 | 0.39381
None | Benefit-to-Cost Ratio (with program costs) | Linear Replacement Lamp (2 foot) ¦ Business Energy Rebates | TRC | 2.2814 | 2.3829 | 2.4948
None | Benefit-to-Cost Ratio (with program costs) | Linear Replacement Lamp (2 foot) ¦ Small Business Energy Solutions | TRC | 1.5439 | 1.6126 | 1.6883
None | Benefit-to-Cost Ratio (with program costs) | Linear Replacement Lamp (4 foot) ¦ Business Energy Rebates | TRC | 4.5778 | 4.7816 | 5.0061
None | Benefit-to-Cost Ratio (with program costs) | Linear Replacement Lamp (4 foot) ¦ Small Business Energy Solutions | TRC | 2.3374 | 2.4414 | 2.556
None | Benefit-to-Cost Ratio (with program costs) | Low-bay Luminaire (10,000 lumen) ¦ Business Energy Rebates | TRC | 2.4236 | 2.5316 | 2.6504
None | Benefit-to-Cost Ratio (with program costs) | Low-bay Luminaire (10,000 lumen) ¦ Small Business Energy Solutions | TRC | 1.6077 | 1.6793 | 1.7581
None | Benefit-to-Cost Ratio (with program costs) | Low-bay Luminaire (5000 lumen) ¦ Business Energy Rebates | TRC | 1.5352 | 1.6035 | 1.6788
None | Benefit-to-Cost Ratio (with program costs) | Low-flow showerhead - 0.5 gpm Reduction - MURB ¦ Efficient Products Installation | TRC | 4.1755 | 4.9691 | 5.206
None | Benefit-to-Cost Ratio (with program costs) | Low-flow showerhead - 0.5 gpm Reduction ¦ Efficient Products Installation | TRC | 4.6704 | 4.8752 | 5.1076
None | Benefit-to-Cost Ratio (with program costs) | Low-flow showerhead - 1.0 gpm Reduction - MURB ¦ Efficient Products Installation | TRC | 7.3277 | 8.7416 | 9.1584
None | Benefit-to-Cost Ratio (with program costs) | Low-flow showerhead - 1.0 gpm Reduction ¦ Efficient Products Installation | TRC | 8.0953 | 8.4502 | 8.8531
None | Benefit-to-Cost Ratio (with program costs) | Low-flow showerhead -0.75 gpm Reduction - MURB ¦ Efficient Products Installation | TRC | 5.8525 | 6.9762 | 7.3088
None | Benefit-to-Cost Ratio (with program costs) | Low-flow showerhead -0.75 gpm Reduction ¦ Efficient Products Installation | TRC | 6.5052 | 6.7904 | 7.1141
None | Benefit-to-Cost Ratio (with program costs) | Low/Zero Energy Livestock Waterer ¦ Business Energy Rebates | TRC | 1.7649 | 1.818 | 1.8839
None | Benefit-to-Cost Ratio (with program costs) | Luminaire Level Lighting Control (LLLC) - High Impact Application ¦ Business Energy Rebates | TRC | 2.873 | 2.9772 | 3.0982
None | Benefit-to-Cost Ratio (with program costs) | Luminaire Level Lighting Control (LLLC) - Low Impact Application ¦ Business Energy Rebates | TRC | 2.3428 | 2.4322 | 2.535
None | Benefit-to-Cost Ratio (with program costs) | Medium Commercial ETS System ¦ ETS Business Energy Rebates | TRC | 4.0498 | 4.0548 | 4.0792
None | Benefit-to-Cost Ratio (with program costs) | Medium Commercial ETS System ¦ ETS Small Business Energy Solutions | TRC | 5.1557 | 5.1622 | 5.1932
None | Benefit-to-Cost Ratio (with program costs) | Milk Pre-cooler ¦ Business Energy Rebates | TRC | 2.4494 | 2.5389 | 2.6426
None | Benefit-to-Cost Ratio (with program costs) | Mini freezer retirement ¦ Appliance Retirement | TRC | 1.6112 | 1.6881 | 1.7754
None | Benefit-to-Cost Ratio (with program costs) | Mini fridge retirement ¦ Appliance Retirement | TRC | 1.3342 | 1.3979 | 1.4702
None | Benefit-to-Cost Ratio (with program costs) | Motion sensor with dimmer switch ¦ Instant Savings | TRC | 1.0624 | 1.1281 | 1.1983
None | Benefit-to-Cost Ratio (with program costs) | MSHP - Fully Electrical ¦ Green Heat | TRC | 1.6536 | 1.6918 | 1.7368
None | Benefit-to-Cost Ratio (with program costs) | MSHP - Mainly Electrical ¦ Green Heat | TRC | 1.4207 | 1.4363 | 1.4582
None | Benefit-to-Cost Ratio (with program costs) | Multi-Tank Conveyor Dishwasher - High Temp ¦ Business Energy Rebates | TRC | 20.3966 | 21.2589 | 22.2172
None | Benefit-to-Cost Ratio (with program costs) | Multi-Tank Conveyor Dishwasher - High Temp ¦ Small Business Energy Solutions | TRC | 5.5911 | 5.8275 | 6.0902
None | Benefit-to-Cost Ratio (with program costs) | Multi-Tank Conveyor Dishwasher - Low Temp ¦ Business Energy Rebates | TRC | 16.0317 | 16.7094 | 17.4625
None | Benefit-to-Cost Ratio (with program costs) | Multi-Tank Conveyor Dishwasher - Low Temp ¦ Small Business Energy Solutions | TRC | 5.2038 | 5.4238 | 5.6682
None | Benefit-to-Cost Ratio (with program costs) | Natural Barn Ventiliation - Year-Round ¦ Business Energy Rebates | TRC | 1.718 | 1.803 | 1.8965
None | Benefit-to-Cost Ratio (with program costs) | Networked/ Connected - Indoor LED Lamp ¦ Instant Savings | TRC | 0.19609 | 0.20975 | 0.22549
None | Benefit-to-Cost Ratio (with program costs) | Networked/Connected - High Impact Application ¦ Business Energy Rebates | TRC | 2.2251 | 2.3058 | 2.3995
None | Benefit-to-Cost Ratio (with program costs) | Networked/Connected - Low Impact Application ¦ Business Energy Rebates | TRC | 1.5535 | 1.6128 | 1.681
None | Benefit-to-Cost Ratio (with program costs) | No-Loss Drain ¦ Business Energy Rebates | TRC | 7.8441 | 8.177 | 8.5524
None | Benefit-to-Cost Ratio (with program costs) | Occupancy Sensor (Ceiling Mounted) ¦ Business Energy Rebates | TRC | 6.2686 | 6.4138 | 6.6088
None | Benefit-to-Cost Ratio (with program costs) | Occupancy Sensor (Ceiling Mounted) ¦ Small Business Energy Solutions | TRC | 3.6304 | 3.7145 | 3.8275
None | Benefit-to-Cost Ratio (with program costs) | Occupancy Sensor (Wall Mounted) ¦ Business Energy Rebates | TRC | 4.4451 | 4.5481 | 4.6864
None | Benefit-to-Cost Ratio (with program costs) | Occupancy Sensor (Wall Mounted) ¦ Small Business Energy Solutions | TRC | 2.9335 | 3.0015 | 3.0927
None | Benefit-to-Cost Ratio (with program costs) | Occupancy Sensor (Exterior) ¦ Business Energy Rebates | TRC | 1.0846 | 1.1184 | 1.1599
None | Benefit-to-Cost Ratio (with program costs) | Open to Closed Cooler Conversion ¦ Business Energy Rebates | TRC | 0.35085 | 0.36733 | 0.38353
None | Benefit-to-Cost Ratio (with program costs) | Open to Closed Cooler Conversion ¦ Small Business Energy Solutions | TRC | 0.32683 | 0.34218 | 0.35727
None | Benefit-to-Cost Ratio (with program costs) | Outdoor motion sensor ¦ Instant Savings | TRC | 2.0993 | 2.2291 | 2.3677
None | Benefit-to-Cost Ratio (with program costs) | Outside Air Economizer ¦ Business Energy Rebates | TRC | 5.7855 | 5.9846 | 6.2183
None | Benefit-to-Cost Ratio (with program costs) | Packaged Terminal Heat Pump (12kBTU/hr) ¦ Business Energy Rebates | TRC | 10.5839 | 11.222 | 11.9047
None | Benefit-to-Cost Ratio (with program costs) | Parking Garage Luminaire (4000 lumen) ¦ Small Business Energy Solutions | TRC | 3.0848 | 3.2144 | 3.3551
None | Benefit-to-Cost Ratio (with program costs) | Pellet Boiler/Furnace ¦ Green Heat | TRC | 3.2933 | 3.3814 | 3.4826
None | Benefit-to-Cost Ratio (with program costs) | Pellet Stove ¦ Green Heat | TRC | 3.1648 | 3.2575 | 3.3625
None | Benefit-to-Cost Ratio (with program costs) | Pipe Insulation - MURB ¦ Efficient Products Installation | TRC | 8.5963 | 8.9747 | 9.3987
None | Benefit-to-Cost Ratio (with program costs) | Pipe Insulation ¦ Efficient Products Installation | TRC | 8.5963 | 8.9747 | 9.3987
None | Benefit-to-Cost Ratio (with program costs) | Pole/Arm-Mounted Area Luminaire (20000 lumen) ¦ Business Energy Rebates | TRC | 2.4414 | 2.5308 | 2.6415
None | Benefit-to-Cost Ratio (with program costs) | Pole/Arm-Mounted Area Luminaire (20000 lumen) ¦ Small Business Energy Solutions | TRC | 1.7708 | 1.8357 | 1.916
None | Benefit-to-Cost Ratio (with program costs) | Pole/Arm-Mounted Area Luminaire (4000 lumen) ¦ Small Business Energy Solutions | TRC | 5.5945 | 5.7994 | 6.053
None | Benefit-to-Cost Ratio (with program costs) | Pole/Arm-Mounted Area Luminaire (60000 lumen) ¦ Business Energy Rebates | TRC | 2.1303 | 2.2083 | 2.3049
None | Benefit-to-Cost Ratio (with program costs) | Pole/Arm-Mounted Decorative Luminaire (1500 lumen) ¦ Small Business Energy Solutions | TRC | 5.5945 | 5.7994 | 6.053
None | Benefit-to-Cost Ratio (with program costs) | Pole/Arm-Mounted Decorative Luminaire (5000 lumen) ¦ Business Energy Rebates | TRC | 5.6895 | 5.8978 | 6.1558
None | Benefit-to-Cost Ratio (with program costs) | Pole/Arm-Mounted Decorative Luminaire (5000 lumen) ¦ Small Business Energy Solutions | TRC | 3.0223 | 3.1329 | 3.27
None | Benefit-to-Cost Ratio (with program costs) | Pot, Pan and Utensil Dishwasher - High Temp ¦ Business Energy Rebates | TRC | 1.2873 | 1.3444 | 1.4092
None | Benefit-to-Cost Ratio (with program costs) | Power bar with timer ¦ Instant Savings | TRC | 0.53096 | 0.5808 | 0.63027
None | Benefit-to-Cost Ratio (with program costs) | Premium High Bay Luminaire (15 000 lumen) ¦ Business Energy Rebates | TRC | 3.4023 | 3.5362 | 3.6832
None | Benefit-to-Cost Ratio (with program costs) | Premium High Bay Luminaire (15 000 lumen) ¦ Small Business Energy Solutions | TRC | 2.4655 | 2.5625 | 2.6691
None | Benefit-to-Cost Ratio (with program costs) | Premium High Bay Luminaire (35 000 lumen) ¦ Business Energy Rebates | TRC | 2.4409 | 2.537 | 2.6425
None | Benefit-to-Cost Ratio (with program costs) | Premium High Bay Luminaire (35 000 lumen) ¦ Small Business Energy Solutions | TRC | 1.918 | 1.9936 | 2.0764
None | Benefit-to-Cost Ratio (with program costs) | Premium High Bay Luminaire (60 000 lumen) ¦ Business Energy Rebates | TRC | 2.2429 | 2.3312 | 2.4281
None | Benefit-to-Cost Ratio (with program costs) | Programmable thermostat ¦ Instant Savings | TRC | 0 | 0.11046 | 0.39477
None | Benefit-to-Cost Ratio (with program costs) | Programmable Thermostats ¦ First Nations Home Retrofits | TRC | 0 | 0.020733 | 0.074096
None | Benefit-to-Cost Ratio (with program costs) | Range / Stove replacement ¦ Appliance Retirement | TRC | 0.087278 | 0.092708 | 0.098838
None | Benefit-to-Cost Ratio (with program costs) | Reflector Lamp (MR16) ¦ Small Business Energy Solutions | TRC | 1.5558 | 1.3361 | 1.1029
None | Benefit-to-Cost Ratio (with program costs) | Reflector Lamp (PAR38) ¦ Small Business Energy Solutions | TRC | 1.4451 | 1.2428 | 1.0273
None | Benefit-to-Cost Ratio (with program costs) | Refrigerated Case Luminaire ¦ Business Energy Rebates | TRC | 3.5046 | 3.6567 | 3.8268
None | Benefit-to-Cost Ratio (with program costs) | Refrigerated Case Luminaire ¦ Small Business Energy Solutions | TRC | 2.284 | 2.3832 | 2.494
None | Benefit-to-Cost Ratio (with program costs) | Refrigerator replacement (Low income only) ¦ Appliance Retirement | TRC | 0.32268 | 0.33793 | 0.35541
None | Benefit-to-Cost Ratio (with program costs) | Refrigerator replacement (Low income only) ¦ First Nations Home Retrofits | TRC | 0.34483 | 0.36694 | 0.39214
None | Benefit-to-Cost Ratio (with program costs) | Refrigerator retirement ¦ Appliance Retirement | TRC | 1.8002 | 1.8861 | 1.9837
None | Benefit-to-Cost Ratio (with program costs) | Remote Condensing Unit ¦ Business Energy Rebates | TRC | 3.7695 | 3.937 | 4.1267
None | Benefit-to-Cost Ratio (with program costs) | Residential DHW Timer ¦ ETS Green Heat | TRC | 1.7106 | 1.7136 | 1.7367
None | Benefit-to-Cost Ratio (with program costs) | Residential ETS System (Central) ¦ ETS Green Heat | TRC | 2.4387 | 2.443 | 2.4588
None | Benefit-to-Cost Ratio (with program costs) | Residential ETS System (Central) ¦ ETS Home Energy Assessment | TRC | 2.108 | 2.1117 | 2.1253
None | Benefit-to-Cost Ratio (with program costs) | Residential ETS System (Room) ¦ ETS Green Heat | TRC | 2.8188 | 2.8238 | 2.842
None | Benefit-to-Cost Ratio (with program costs) | Residential ETS System (Room) ¦ ETS Home Energy Assessment | TRC | 2.0685 | 2.0722 | 2.0855
None | Benefit-to-Cost Ratio (with program costs) | Room air purifier ¦ Instant Savings | TRC | 1.8061 | 1.8844 | 1.9764
None | Benefit-to-Cost Ratio (with program costs) | Server Virtualization and Decommissioning ¦ Business Energy Rebates | TRC | 14.8144 | 15.5234 | 16.3073
None | Benefit-to-Cost Ratio (with program costs) | Single-Tank Door type Dishwasher - High Temp ¦ Business Energy Rebates | TRC | 5.1885 | 5.4197 | 5.6783
None | Benefit-to-Cost Ratio (with program costs) | Single-Tank Door type Dishwasher - Low Temp ¦ Business Energy Rebates | TRC | 38.9322 | 40.6668 | 42.6067
None | Benefit-to-Cost Ratio (with program costs) | Single -Tank Conveyor Dishwasher - High Temp ¦ Business Energy Rebates | TRC | 4.9087 | 5.1163 | 5.3469
None | Benefit-to-Cost Ratio (with program costs) | Single -Tank Conveyor Dishwasher - Low Temp ¦ Business Energy Rebates | TRC | 50.5689 | 52.7067 | 55.0823
None | Benefit-to-Cost Ratio (with program costs) | Single Heat Pad (Agriculture) ¦ Business Energy Rebates | TRC | 4.8022 | 5.0306 | 5.286
None | Benefit-to-Cost Ratio (with program costs) | Small Commercial ETS Sytem ¦ ETS Business Energy Rebates | TRC | 4.0473 | 4.0524 | 4.0767
None | Benefit-to-Cost Ratio (with program costs) | Small Commercial ETS Sytem ¦ ETS Small Business Energy Solutions | TRC | 5.5846 | 5.5916 | 5.6252
None | Benefit-to-Cost Ratio (with program costs) | Smart power bar ¦ Instant Savings | TRC | 0.53183 | 0.58175 | 0.6313
None | Benefit-to-Cost Ratio (with program costs) | Smart Power Controllers - MURB ¦ Efficient Products Installation | TRC | 1.4812 | 1.6202 | 1.7582
None | Benefit-to-Cost Ratio (with program costs) | Smart Power Controllers ¦ Efficient Products Installation | TRC | 1.4812 | 1.6202 | 1.7582
None | Benefit-to-Cost Ratio (with program costs) | Solar air heating ¦ Green Heat | TRC | 0.20055 | 0.21167 | 0.22325
None | Benefit-to-Cost Ratio (with program costs) | Solar Domestic Hot Water ¦ Green Heat | TRC | 0.85693 | 0.90443 | 0.95391
None | Benefit-to-Cost Ratio (with program costs) | Solar Domestic Hot Water ¦ Home Energy Assessment | TRC | 0.65493 | 0.69124 | 0.72906
None | Benefit-to-Cost Ratio (with program costs) | Solid Door Freezer ¦ Business Energy Rebates | TRC | 29.1431 | 30.6166 | 32.0399
None | Benefit-to-Cost Ratio (with program costs) | Solid Door Freezer ¦ Small Business Energy Solutions | TRC | 3.853 | 4.0478 | 4.236
None | Benefit-to-Cost Ratio (with program costs) | Solid Door Refrigerator ¦ Business Energy Rebates | TRC | 29.169 | 30.6425 | 32.0661
None | Benefit-to-Cost Ratio (with program costs) | Solid Door Refrigerator ¦ Small Business Energy Solutions | TRC | 3.8564 | 4.0512 | 4.2394
None | Benefit-to-Cost Ratio (with program costs) | Standard Capacity Electric Fryer ¦ Business Energy Rebates | TRC | 8.8812 | 9.2673 | 9.6543
None | Benefit-to-Cost Ratio (with program costs) | Standard Capacity Electric Fryer ¦ Small Business Energy Solutions | TRC | 3.2601 | 3.4018 | 3.5439
None | Benefit-to-Cost Ratio (with program costs) | Strategic Energy Management ¦ SEM | TRC | 1.0613 | 1.1638 | 1.2737
None | Benefit-to-Cost Ratio (with program costs) | Strip-Curtains for Display Cases ¦ Business Energy Rebates | TRC | 4.0902 | 4.3843 | 4.7178
None | Benefit-to-Cost Ratio (with program costs) | Strip-Curtains for Display Cases ¦ Small Business Energy Solutions | TRC | 1.2332 | 1.3218 | 1.4224
None | Benefit-to-Cost Ratio (with program costs) | Track/Mono-point Direction Luminaire ¦ Business Energy Rebates | TRC | 9.9999 | 10.3834 | 10.8203
None | Benefit-to-Cost Ratio (with program costs) | Unconverted D ¦ Home Energy Assessment | TRC | 6.0248 | 6.2156 | 6.4288
None | Benefit-to-Cost Ratio (with program costs) | Under-Counter Dishwasher - HighTemp ¦ Business Energy Rebates | TRC | 11.256 | 11.756 | 12.3224
None | Benefit-to-Cost Ratio (with program costs) | Under-Counter Dishwasher - Low Temp ¦ Business Energy Rebates | TRC | 15.9493 | 16.6576 | 17.4598
None | Benefit-to-Cost Ratio (with program costs) | Variable Speed Kitchen Exhaust Fan ¦ Business Energy Rebates | TRC | 5.3133 | 5.4957 | 5.7099
None | Benefit-to-Cost Ratio (with program costs) | Variable Speed Kitchen Exhaust Fan ¦ Small Business Energy Solutions | TRC | 3.1986 | 3.3085 | 3.4374
None | Benefit-to-Cost Ratio (with program costs) | Ventilation Fan (Agriculture) ¦ Business Energy Rebates | TRC | 0.40065 | 0.41409 | 0.42994
None | Benefit-to-Cost Ratio (with program costs) | VFD - 10 hp - Institutional - Make-up Air Fan ¦ Business Energy Rebates | TRC | 8.6811 | 9.1886 | 9.7338
None | Benefit-to-Cost Ratio (with program costs) | VFD - 10 hp - Retail - Supply Fan ¦ Business Energy Rebates | TRC | 3.3725 | 3.5581 | 3.7591
None | Benefit-to-Cost Ratio (with program costs) | VFD - 20 hp - Institutional - Chilled Water Pump ¦ Business Energy Rebates | TRC | 7.894 | 8.2972 | 8.7386
None | Benefit-to-Cost Ratio (with program costs) | VFD - 20 hp - Retail - Exhaust Fan ¦ Business Energy Rebates | TRC | 8.2739 | 8.7563 | 9.2747
None | Benefit-to-Cost Ratio (with program costs) | VFD - 30 hp - Institutional - Make-up Air Fan ¦ Business Energy Rebates | TRC | 9.4973 | 10.0506 | 10.6452
None | Benefit-to-Cost Ratio (with program costs) | VFD - 30 hp - Retail - Supply Fan ¦ Business Energy Rebates | TRC | 4.748 | 5.0096 | 5.2928
None | Benefit-to-Cost Ratio (with program costs) | VFD - 40 hp - Warehousing - Exhaust Fan ¦ Business Energy Rebates | TRC | 11.9746 | 12.6255 | 13.3316
None | Benefit-to-Cost Ratio (with program costs) | VFD - 5 hp - Institutional - Chilled Water Pump ¦ Business Energy Rebates | TRC | 2.0516 | 2.1249 | 2.2102
None | Benefit-to-Cost Ratio (with program costs) | VFD - 5 hp - Retail - Exhaust Fan ¦ Business Energy Rebates | TRC | 4.5893 | 4.8569 | 5.1445
None | Benefit-to-Cost Ratio (with program costs) | VFD Milk Transfer Pump ¦ Business Energy Rebates | TRC | 0.71889 | 0.74469 | 0.77532
None | Benefit-to-Cost Ratio (with program costs) | VFD Milk Transfer Pump ¦ Small Business Energy Solutions | TRC | 0.63581 | 0.65863 | 0.68572
None | Benefit-to-Cost Ratio (with program costs) | VFD Milk Vacuum Pump ¦ Business Energy Rebates | TRC | 1.9866 | 2.0599 | 2.1448
None | Benefit-to-Cost Ratio (with program costs) | VFD Milk Vacuum Pump ¦ Small Business Energy Solutions | TRC | 1.5685 | 1.6264 | 1.6934
None | Benefit-to-Cost Ratio (with program costs) | Wall Mounted Area Luminaire (1000 lumen) ¦ Business Energy Rebates | TRC | 52.8763 | 54.9217 | 57.1826
None | Benefit-to-Cost Ratio (with program costs) | Wall Mounted Area Luminaire (1000 lumen) ¦ Small Business Energy Solutions | TRC | 6.9907 | 7.2611 | 7.56
None | Benefit-to-Cost Ratio (with program costs) | Wall Mounted Area Luminaire (10000 lumen) ¦ Business Energy Rebates | TRC | 4.1132 | 4.2724 | 4.4482
None | Benefit-to-Cost Ratio (with program costs) | Wall Mounted Area Luminaire (10000 lumen) ¦ Small Business Energy Solutions | TRC | 2.7229 | 2.8283 | 2.9447
None | Benefit-to-Cost Ratio (with program costs) | Wall Wash Luminaire (1000 lumen) ¦ Business Energy Rebates | TRC | 33.1661 | 34.5607 | 36.1159
None | Benefit-to-Cost Ratio (with program costs) | Wall wash luminaire (1500 lumen) ¦ Business Energy Rebates | TRC | 33.1661 | 34.5607 | 36.1159
None | Benefit-to-Cost Ratio (with program costs) | Whole Home - tier 0 (22% better than code on average) ¦ New Home Construction | TRC | 1.4822 | 1.527 | 1.5768
None | Benefit-to-Cost Ratio (with program costs) | Whole home - tier 1 (45% better than code target) ¦ New Home Construction | TRC | 1.4516 | 1.4955 | 1.5443
None | Benefit-to-Cost Ratio (with program costs) | Whole home - tier 2 (60% better than code target) ¦ New Home Construction | TRC | 1.526 | 1.5722 | 1.6235
None | Benefit-to-Cost Ratio (with program costs) | Whole home - tier 3 (70% better than code target) ¦ New Home Construction | TRC | 1.3097 | 1.3479 | 1.3903
None | Benefit-to-Cost Ratio (with program costs) | Whole Home ¦ Home Energy Assessment | TRC | 2.5051 | 2.5904 | 2.6863
None | Benefit-to-Cost Ratio (with program costs) | Whole Home First Nations Retrofit ¦ First Nations Home Retrofits | TRC | 1.1701 | 1.2099 | 1.2547
None | Benefit-to-Cost Ratio (with program costs) | Wood Boiler/Furnace ¦ Green Heat | TRC | 1.745 | 1.792 | 1.846
None | Benefit-to-Cost Ratio (with program costs) | Wood Stove ¦ Green Heat | TRC | 3.5415 | 3.6544 | 3.7808
None | Benefit-to-Cost Ratio (with program costs) | Zero-Energy Doors for Reach-In Coolers ¦ Small Business Energy Solutions | TRC | 1.9329 | 2.0236 | 2.1128
None | First Year Net Savings ¦ Energy Savings (kWh) | 1/2 Size Hot Food Holding Cabinet ¦ Business Energy Rebates | TRC | 0 | 0 | 0
None | First Year Net Savings ¦ Energy Savings (kWh) | 11W Replacing 60W - MURB ¦ Efficient Products Installation | TRC | 0 | 0 | 0
None | First Year Net Savings ¦ Energy Savings (kWh) | 11W Replacing 60W ¦ Efficient Products Installation | TRC | 0 | 0 | 0
None | First Year Net Savings ¦ Energy Savings (kWh) | 18W Replacing 100W - MURB ¦ Efficient Products Installation | TRC | 0 | 0 | 0
None | First Year Net Savings ¦ Energy Savings (kWh) | 18W Replacing 100W ¦ Efficient Products Installation | TRC | 0 | 0 | 0
None | First Year Net Savings ¦ Energy Savings (kWh) | 18W Replacing 75W - MURB ¦ Efficient Products Installation | TRC | 0 | 0 | 0
None | First Year Net Savings ¦ Energy Savings (kWh) | 18W Replacing 75W ¦ Efficient Products Installation | TRC | 0 | 0 | 0
None | First Year Net Savings ¦ Energy Savings (kWh) | 5W Chandelier E12 - MURB ¦ Efficient Products Installation | TRC | 0 | 0 | 0
None | First Year Net Savings ¦ Energy Savings (kWh) | 5W Chandelier E12 ¦ Efficient Products Installation | TRC | 0 | 0 | 0
None | First Year Net Savings ¦ Energy Savings (kWh) | 7W G25 - MURB ¦ Efficient Products Installation | TRC | 0 | 0 | 0
None | First Year Net Savings ¦ Energy Savings (kWh) | 7W G25 ¦ Efficient Products Installation | TRC | 0 | 0 | 0
None | First Year Net Savings ¦ Energy Savings (kWh) | 7W GU10 Replacing 35W - MURB ¦ Efficient Products Installation | TRC | 0 | 0 | 0
None | First Year Net Savings ¦ Energy Savings (kWh) | 7W GU10 Replacing 35W ¦ Efficient Products Installation | TRC | 0 | 0 | 0
None | First Year Net Savings ¦ Energy Savings (kWh) | 7W GU10 Replacing 50W - MURB ¦ Efficient Products Installation | TRC | 0 | 0 | 0
None | First Year Net Savings ¦ Energy Savings (kWh) | 7W GU10 Replacing 50W ¦ Efficient Products Installation | TRC | 0 | 0 | 0
None | First Year Net Savings ¦ Energy Savings (kWh) | 9.5W Replacing 100W - MURB ¦ Efficient Products Installation | TRC | 7164.452 | 7164.452 | 7164.452
None | First Year Net Savings ¦ Energy Savings (kWh) | 9.5W Replacing 100W ¦ Efficient Products Installation | TRC | 121652.3942 | 121652.3942 | 121652.3942
None | First Year Net Savings ¦ Energy Savings (kWh) | 9.5W Replacing 40W - MURB ¦ Efficient Products Installation | TRC | 0 | 0 | 0
None | First Year Net Savings ¦ Energy Savings (kWh) | 9.5W Replacing 40W ¦ Efficient Products Installation | TRC | 0 | 0 | 0
None | First Year Net Savings ¦ Energy Savings (kWh) | 9.5W Replacing 60W - MURB ¦ Efficient Products Installation | TRC | 0 | 0 | 0
None | First Year Net Savings ¦ Energy Savings (kWh) | 9.5W Replacing 60W ¦ Efficient Products Installation | TRC | 0 | 0 | 0
None | First Year Net Savings ¦ Energy Savings (kWh) | 9W Replacing 100W - MURB ¦ Efficient Products Installation | TRC | 7204.0346 | 7204.0346 | 7204.0346
None | First Year Net Savings ¦ Energy Savings (kWh) | 9W Replacing 100W ¦ Efficient Products Installation | TRC | 402561.4515 | 402561.4515 | 402561.4515
None | First Year Net Savings ¦ Energy Savings (kWh) | 9W Replacing 40W - MURB ¦ Efficient Products Installation | TRC | 0 | 0 | 0
None | First Year Net Savings ¦ Energy Savings (kWh) | 9W Replacing 40W ¦ Efficient Products Installation | TRC | 0 | 0 | 0
None | First Year Net Savings ¦ Energy Savings (kWh) | 9W Replacing 60W - MURB ¦ Efficient Products Installation | TRC | 0 | 0 | 0
None | First Year Net Savings ¦ Energy Savings (kWh) | 9W Replacing 60W ¦ Efficient Products Installation | TRC | 0 | 0 | 0
None | First Year Net Savings ¦ Energy Savings (kWh) | Advanced Lighting Design (Performance Lighting) ¦ Business Energy Rebates | TRC | 0 | 0 | 0
None | First Year Net Savings ¦ Energy Savings (kWh) | Air-Entraining Air Nozzle ¦ Business Energy Rebates | TRC | 0 | 0 | 0
None | First Year Net Savings ¦ Energy Savings (kWh) | Air Conditioner retirement ¦ Appliance Retirement | TRC | 0 | 0 | 0
None | First Year Net Savings ¦ Energy Savings (kWh) | ASHP and AWHP - Electrical ¦ Green Heat | TRC | 378040.643 | 378040.643 | 378040.643
None | First Year Net Savings ¦ Energy Savings (kWh) | Case Lighting for Sign Retrofits ¦ Business Energy Rebates | TRC | 11599.9255 | 11599.9255 | 11599.9255
None | First Year Net Savings ¦ Energy Savings (kWh) | CEE Tier 2 Commercial Washing Machine ¦ Business Energy Rebates | TRC | 0 | 0 | 0
None | First Year Net Savings ¦ Energy Savings (kWh) | CEE Tier 3 Commercial Washing Machine ¦ Business Energy Rebates | TRC | 0 | 0 | 0
None | First Year Net Savings ¦ Energy Savings (kWh) | Circulation Fan (Agriculture) ¦ Business Energy Rebates | TRC | 0 | 0 | 0
None | First Year Net Savings ¦ Energy Savings (kWh) | Clothes-line ¦ Instant Savings | TRC | 0 | 0 | 0
None | First Year Net Savings ¦ Energy Savings (kWh) | Clothes Dryer replacement ¦ Appliance Retirement | TRC | 0 | 0 | 0
None | First Year Net Savings ¦ Energy Savings (kWh) | Clothes Dryers ¦ First Nations Home Retrofits | TRC | 0 | 0 | 0
None | First Year Net Savings ¦ Energy Savings (kWh) | Clothes Washer replacement ¦ Appliance Retirement | TRC | 0 | 0 | 0
None | First Year Net Savings ¦ Energy Savings (kWh) | Clothes Washers ¦ First Nations Home Retrofits | TRC | 0 | 0 | 0
None | First Year Net Savings ¦ Energy Savings (kWh) | Cold Climate Air-Source Heat Pump (24kBTU/hr) ¦ Business Energy Rebates | TRC | 316705.5145 | 362744.2009 | 458818.4146
None | First Year Net Savings ¦ Energy Savings (kWh) | Cold Climate Air-Source Heat Pump (24kBTU/hr) ¦ Small Business Energy Solutions | TRC | 0 | 0 | 0
None | First Year Net Savings ¦ Energy Savings (kWh) | Cold Climate Air-Source Heat Pump (48kBTU/hr) ¦ Business Energy Rebates | TRC | 1312455.0305 | 1312455.0305 | 1312455.0305
None | First Year Net Savings ¦ Energy Savings (kWh) | Custom Energy Efficiency ¦ Affordable MultiFamily Renter | TRC | 998957.8937 | 992137.5978 | 1625669.719
None | First Year Net Savings ¦ Energy Savings (kWh) | Custom Energy Efficiency ¦ Custom Retrofit | TRC | 25815073.6921 | 26523919.9414 | 26463005.2439
None | First Year Net Savings ¦ Energy Savings (kWh) | Cycling Refrigerated Air Dryer - 50 CFM ¦ Business Energy Rebates | TRC | 0 | 0 | 0
None | First Year Net Savings ¦ Energy Savings (kWh) | Dairy Scroll Compressor ¦ Business Energy Rebates | TRC | 621256.6375 | 649045.1125 | 680150.925
None | First Year Net Savings ¦ Energy Savings (kWh) | Daylighting Controls - Ceiling Mounted ¦ Business Energy Rebates | TRC | 0 | 0 | 0
None | First Year Net Savings ¦ Energy Savings (kWh) | Daylighting Controls - Switch-Mounted ¦ Business Energy Rebates | TRC | 0 | 0 | 0
None | First Year Net Savings ¦ Energy Savings (kWh) | Decorative Lamp ¦ Small Business Energy Solutions | TRC | 8472.4601 | 8472.4601 | 8472.4601
None | First Year Net Savings ¦ Energy Savings (kWh) | Dehumidifier ¦ Instant Savings | TRC | 9033.3333 | 9033.3333 | 9033.3333
None | First Year Net Savings ¦ Energy Savings (kWh) | Dehumidifier replacement (Low income only) ¦ Appliance Retirement | TRC | 181866.6667 | 181866.6667 | 181866.6667
None | First Year Net Savings ¦ Energy Savings (kWh) | Dehumidifier replacement (Low income only) ¦ First Nations Home Retrofits | TRC | 73333.3333 | 73333.3333 | 73333.3333
None | First Year Net Savings ¦ Energy Savings (kWh) | Dimmer Switch ¦ Instant Savings | TRC | 0 | 0 | 0
None | First Year Net Savings ¦ Energy Savings (kWh) | Dishwasher replacement ¦ Appliance Retirement | TRC | 0 | 0 | 0
None | First Year Net Savings ¦ Energy Savings (kWh) | Door Heater Controls ¦ Business Energy Rebates | TRC | 0 | 0 | 0
None | First Year Net Savings ¦ Energy Savings (kWh) | Double Heat Pad (Agriculture) ¦ Business Energy Rebates | TRC | 0 | 0 | 0
None | First Year Net Savings ¦ Energy Savings (kWh) | Downlight Luminaire (1200 lumen) ¦ Small Business Energy Solutions | TRC | 0 | 0 | 0
None | First Year Net Savings ¦ Energy Savings (kWh) | Downlight Luminaire (3000 lumen) ¦ Small Business Energy Solutions | TRC | 0 | 0 | 0
None | First Year Net Savings ¦ Energy Savings (kWh) | Downlight Luminaire (800 lumen) ¦ Small Business Energy Solutions | TRC | 0 | 0 | 0
None | First Year Net Savings ¦ Energy Savings (kWh) | Drain Water Heat Recovery ¦ First Nations Home Retrofits | TRC | 0 | 0 | 0
None | First Year Net Savings ¦ Energy Savings (kWh) | Drain Water Heat Recovery ¦ Green Heat | TRC | 0 | 0 | 0
None | First Year Net Savings ¦ Energy Savings (kWh) | Drain Water Heat Recovery ¦ Home Energy Assessment | TRC | 0 | 0 | 0
None | First Year Net Savings ¦ Energy Savings (kWh) | Dual Enthalpy Economizer Controls ¦ Business Energy Rebates | TRC | 0 | 0 | 0
None | First Year Net Savings ¦ Energy Savings (kWh) | EC Motor for Refrigeration Applications ¦ Business Energy Rebates1 | TRC | 0 | 0 | 0
None | First Year Net Savings ¦ Energy Savings (kWh) | EC Motor for Refrigeration Applications ¦ Business Energy Rebates2 | TRC | 0 | 0 | 0
None | First Year Net Savings ¦ Energy Savings (kWh) | ECM Circulator Pump ¦ Instant Savings | TRC | 0 | 0 | 0
None | First Year Net Savings ¦ Energy Savings (kWh) | Efficient clothes washer ¦ Instant Savings | TRC | 0 | 0 | 0
None | First Year Net Savings ¦ Energy Savings (kWh) | Efficient refrigerator ¦ Instant Savings | TRC | 0 | 0 | 0
None | First Year Net Savings ¦ Energy Savings (kWh) | Electric Combination Oven ¦ Business Energy Rebates | TRC | 0 | 0 | 0
None | First Year Net Savings ¦ Energy Savings (kWh) | Electric Combination Oven with Gas ¦ Business Energy Rebates | TRC | 0 | 0 | 0
None | First Year Net Savings ¦ Energy Savings (kWh) | Electric Convection Oven ¦ Business Energy Rebates | TRC | 0 | 0 | 0
None | First Year Net Savings ¦ Energy Savings (kWh) | Electric Convection Oven with Gas ¦ Business Energy Rebates | TRC | 0 | 0 | 0
None | First Year Net Savings ¦ Energy Savings (kWh) | Electric Fryer Replacement with Gas ¦ Business Energy Rebates | TRC | 0 | 0 | 0
None | First Year Net Savings ¦ Energy Savings (kWh) | Electric Griddle Replacement with Gas ¦ Business Energy Rebates | TRC | 0 | 0 | 0
None | First Year Net Savings ¦ Energy Savings (kWh) | Electric Steam Cooker ¦ Business Energy Rebates | TRC | 0 | 0 | 0
None | First Year Net Savings ¦ Energy Savings (kWh) | Electric Steam Cooker Replacement with Gas ¦ Business Energy Rebates | TRC | 0 | 0 | 0
None | First Year Net Savings ¦ Energy Savings (kWh) | Electric to Natural Gas - Water Heater ¦ Business Energy Rebates | TRC | 562908.1917 | 562908.1917 | 562908.1917
None | First Year Net Savings ¦ Energy Savings (kWh) | Energy Management Information Systems ¦ EMIS | TRC | 0 | 0 | 0
None | First Year Net Savings ¦ Energy Savings (kWh) | Energy Star Dryer ¦ Instant Savings | TRC | 0 | 0 | 0
None | First Year Net Savings ¦ Energy Savings (kWh) | ENERGY STAR Pool Pump ¦ Business Energy Rebates | TRC | 0 | 0 | 0
None | First Year Net Savings ¦ Energy Savings (kWh) | ENERGY STAR Uninteruptible Power Supplies (UPS) ¦ Business Energy Rebates | TRC | 0 | 0 | 0
None | First Year Net Savings ¦ Energy Savings (kWh) | ENERGY STAR Washing Machine ¦ Business Energy Rebates | TRC | 1432.6794 | 1432.6794 | 1432.6794
None | First Year Net Savings ¦ Energy Savings (kWh) | Evaporator Fan Motor Controls ¦ Business Energy Rebates | TRC | 0 | 0 | 0
None | First Year Net Savings ¦ Energy Savings (kWh) | Faucet Aerators - MURB ¦ Efficient Products Installation | TRC | 0 | 0 | 0
None | First Year Net Savings ¦ Energy Savings (kWh) | Faucet Aerators ¦ Efficient Products Installation | TRC | 0 | 0 | 0
None | First Year Net Savings ¦ Energy Savings (kWh) | Flood Luminaire (10000 lumen) ¦ Business Energy Rebates | TRC | 7802315.9047 | 7802315.9047 | 7802315.9047
None | First Year Net Savings ¦ Energy Savings (kWh) | Flood Luminaire (10000 lumen) ¦ Small Business Energy Solutions | TRC | 0 | 0 | 0
None | First Year Net Savings ¦ Energy Savings (kWh) | Flood Luminaire (48000 lumen) ¦ Business Energy Rebates | TRC | 939829.1815 | 939829.1815 | 939829.1815
None | First Year Net Savings ¦ Energy Savings (kWh) | Flood Luminaire (48000 lumen) ¦ Small Business Energy Solutions | TRC | 0 | 0 | 0
None | First Year Net Savings ¦ Energy Savings (kWh) | Four Pin Replacement Lamps for CFLs ¦ Business Energy Rebates | TRC | 6993.2878 | 6993.2878 | 6993.2878
None | First Year Net Savings ¦ Energy Savings (kWh) | Four Pin Replacement Lamps for CFLs ¦ Small Business Energy Solutions | TRC | 0 | 0 | 0
None | First Year Net Savings ¦ Energy Savings (kWh) | Freezer replacement (Low income only) ¦ Appliance Retirement | TRC | 631104.4444 | 631104.4444 | 0
None | First Year Net Savings ¦ Energy Savings (kWh) | Freezer replacement (Low income only) ¦ First Nations Home Retrofits | TRC | 155444.4444 | 155444.4444 | 155444.4444
None | First Year Net Savings ¦ Energy Savings (kWh) | Freezer replacement ¦ Appliance Retirement | TRC | 0 | 0 | 0
None | First Year Net Savings ¦ Energy Savings (kWh) | Freezer retirement ¦ Appliance Retirement | TRC | 0 | 0 | 0
None | First Year Net Savings ¦ Energy Savings (kWh) | Fridge replacement ¦ Appliance Retirement | TRC | 0 | 0 | 0
None | First Year Net Savings ¦ Energy Savings (kWh) | Fuel Pump Canopy Luminaire (4000 lumen) ¦ Small Business Energy Solutions | TRC | 0 | 0 | 0
None | First Year Net Savings ¦ Energy Savings (kWh) | General Use Lamp (A,G Types) ¦ Small Business Energy Solutions | TRC | 0 | 0 | 0
None | First Year Net Savings ¦ Energy Savings (kWh) | Glass Door Freezer ¦ Small Business Energy Solutions | TRC | 0 | 0 | 0
None | First Year Net Savings ¦ Energy Savings (kWh) | Glass Door Refrigerator ¦ Business Energy Rebates | TRC | 0 | 0 | 0
None | First Year Net Savings ¦ Energy Savings (kWh) | Glass Door Refrigerator ¦ Small Business Energy Solutions | TRC | 0 | 0 | 0
None | First Year Net Savings ¦ Energy Savings (kWh) | Ground Source Heat Pump (60kBTU/hr) ¦ Business Energy Rebates | TRC | 0 | 0 | 0
None | First Year Net Savings ¦ Energy Savings (kWh) | Ground Source Heat Pump (60kBTU/hr) ¦ Small Business Energy Solutions | TRC | 0 | 0 | 0
None | First Year Net Savings ¦ Energy Savings (kWh) | GSHP ¦ Green Heat | TRC | 122778.2833 | 122778.2833 | 122778.2833
None | First Year Net Savings ¦ Energy Savings (kWh) | Heat Pump Clothes Dryer ¦ Business Energy Rebates | TRC | 149303.8765 | 149303.8765 | 149303.8765
None | First Year Net Savings ¦ Energy Savings (kWh) | Heat Pump Dryer (ventless) ¦ Instant Savings | TRC | 0 | 0 | 0
None | First Year Net Savings ¦ Energy Savings (kWh) | Heat Pump Water Heater ¦ Business Energy Rebates | TRC | 0 | 0 | 0
None | First Year Net Savings ¦ Energy Savings (kWh) | Heat Pump Water Heater ¦ First Nations Home Retrofits | TRC | 0 | 0 | 0
None | First Year Net Savings ¦ Energy Savings (kWh) | Heat Pump Water Heater ¦ Green Heat | TRC | 0 | 0 | 0
None | First Year Net Savings ¦ Energy Savings (kWh) | Heat Pump Water Heater ¦ Home Energy Assessment | TRC | 0 | 0 | 0
None | First Year Net Savings ¦ Energy Savings (kWh) | Heat Pump Water Heater ¦ Small Business Energy Solutions | TRC | 0 | 0 | 0
None | First Year Net Savings ¦ Energy Savings (kWh) | Heat Reclaimer Unit (Agriculture) ¦ Business Energy Rebates | TRC | 0 | 0 | 0
None | First Year Net Savings ¦ Energy Savings (kWh) | Heat Reclaimer Unit (Agriculture) ¦ Small Business Energy Solutions | TRC | 0 | 0 | 0
None | First Year Net Savings ¦ Energy Savings (kWh) | Heavy duty timer ¦ Instant Savings | TRC | 0 | 0 | 0
None | First Year Net Savings ¦ Energy Savings (kWh) | High Bay Luminaire (15 000 lumen) ¦ Business Energy Rebates | TRC | 0 | 0 | 0
None | First Year Net Savings ¦ Energy Savings (kWh) | High Bay Luminaire (15 000 lumen) ¦ Small Business Energy Solutions | TRC | 0 | 0 | 0
None | First Year Net Savings ¦ Energy Savings (kWh) | High Bay Luminaire (35 000 lumen) ¦ Small Business Energy Solutions | TRC | 0 | 0 | 0
None | First Year Net Savings ¦ Energy Savings (kWh) | High Efficiency Circulator Pump 1.5kW ¦ Business Energy Rebates | TRC | 0 | 0 | 0
None | First Year Net Savings ¦ Energy Savings (kWh) | High Efficiency Circulator Pump 100W ¦ Business Energy Rebates | TRC | 0 | 0 | 0
None | First Year Net Savings ¦ Energy Savings (kWh) | High Efficiency Circulator Pump 300W ¦ Business Energy Rebates | TRC | 0 | 0 | 0
None | First Year Net Savings ¦ Energy Savings (kWh) | High Volume Low Speed Fan (Agriculture) ¦ Business Energy Rebates | TRC | 0 | 0 | 0
None | First Year Net Savings ¦ Energy Savings (kWh) | High Volume Low Speed Fan (Agriculture) ¦ Small Business Energy Solutions | TRC | 0 | 0 | 0
None | First Year Net Savings ¦ Energy Savings (kWh) | Holiday Lights Exchange - MURB ¦ Efficient Products Installation | TRC | 4615.0116 | 4615.0116 | 4615.0116
None | First Year Net Savings ¦ Energy Savings (kWh) | Holiday Lights Exchange ¦ Efficient Products Installation | TRC | 61010.4528 | 61010.4528 | 61010.4528
None | First Year Net Savings ¦ Energy Savings (kWh) | Hot Water Tank Wrap - MURB ¦ Efficient Products Installation | TRC | 0 | 0 | 0
None | First Year Net Savings ¦ Energy Savings (kWh) | Hot Water Tank Wrap ¦ Efficient Products Installation | TRC | 0 | 0 | 0
None | First Year Net Savings ¦ Energy Savings (kWh) | HVAC Hotel Occupancy Sensor ¦ Business Energy Rebates | TRC | 0 | 0 | 0
None | First Year Net Savings ¦ Energy Savings (kWh) | Hybrid Heat Pump Dryer ¦ Instant Savings | TRC | 0 | 0 | 0
None | First Year Net Savings ¦ Energy Savings (kWh) | Ice-Making Head ¦ Business Energy Rebates | TRC | 0 | 0 | 0
None | First Year Net Savings ¦ Energy Savings (kWh) | Indoor motion sensor ¦ Instant Savings | TRC | 0 | 0 | 0
None | First Year Net Savings ¦ Energy Savings (kWh) | Large Commercial/Industrial ETS System ¦ ETS Business Energy Rebates | TRC | 0 | 0 | 0
None | First Year Net Savings ¦ Energy Savings (kWh) | LED - ENERGY STAR Fixture with Motion Sensor ¦ Instant Savings | TRC | 935389 | 935389 | 935389
None | First Year Net Savings ¦ Energy Savings (kWh) | LED - ENERGY STAR Fixture without Motion Sensor ¦ Instant Savings | TRC | 3231607.0713 | 3231607.0713 | 3231607.0713
None | First Year Net Savings ¦ Energy Savings (kWh) | LED - Other ¦ Instant Savings | TRC | 6018465.5014 | 6018465.5014 | 6018465.5014
None | First Year Net Savings ¦ Energy Savings (kWh) | LED - R, BR and Decorative ¦ Instant Savings | TRC | 3807739.6572 | 3807739.6572 | 3807739.6572
None | First Year Net Savings ¦ Energy Savings (kWh) | LED - Recessed downlight ¦ Instant Savings | TRC | 0 | 0 | 0
None | First Year Net Savings ¦ Energy Savings (kWh) | LED Nightlights - MURB ¦ Efficient Products Installation | TRC | 2710.4133 | 2710.4133 | 2710.4133
None | First Year Net Savings ¦ Energy Savings (kWh) | LED Nightlights ¦ Efficient Products Installation | TRC | 462559.1395 | 462559.1395 | 462559.1395
None | First Year Net Savings ¦ Energy Savings (kWh) | LED Replacement Lamps for HID (10000 lumen) ¦ Business Energy Rebates | TRC | 0 | 0 | 0
None | First Year Net Savings ¦ Energy Savings (kWh) | LED Replacement Lamps for HID (10000 lumen) ¦ Small Business Energy Solutions | TRC | 0 | 0 | 0
None | First Year Net Savings ¦ Energy Savings (kWh) | LED Replacement Lamps for HID (4000 lumen) ¦ Business Energy Rebates | TRC | 0 | 0 | 0
None | First Year Net Savings ¦ Energy Savings (kWh) | LED Replacement Lamps for HID (4000 lumen) ¦ Small Business Energy Solutions | TRC | 0 | 0 | 0
None | First Year Net Savings ¦ Energy Savings (kWh) | LED Troffer (1x4) ¦ Business Energy Rebates | TRC | 0 | 0 | 0
None | First Year Net Savings ¦ Energy Savings (kWh) | LED Troffer (1x4) ¦ Small Business Energy Solutions | TRC | 0 | 0 | 0
None | First Year Net Savings ¦ Energy Savings (kWh) | LED Troffer (2x2) ¦ Business Energy Rebates | TRC | 0 | 0 | 0
None | First Year Net Savings ¦ Energy Savings (kWh) | LED Troffer (2x2) ¦ Small Business Energy Solutions | TRC | 0 | 0 | 0
None | First Year Net Savings ¦ Energy Savings (kWh) | LED Troffer (4x2) ¦ Business Energy Rebates | TRC | 0 | 0 | 0
None | First Year Net Savings ¦ Energy Savings (kWh) | LED Troffer (4x2) ¦ Small Business Energy Solutions | TRC | 0 | 0 | 0
None | First Year Net Savings ¦ Energy Savings (kWh) | LED Wall Sconce (1200 lumen) ¦ Small Business Energy Solutions | TRC | 0 | 0 | 0
None | First Year Net Savings ¦ Energy Savings (kWh) | Linear Ambient Luminaire (10000 lumen) ¦ Business Energy Rebates | TRC | 0 | 0 | 0
None | First Year Net Savings ¦ Energy Savings (kWh) | Linear Ambient Luminaire (10000 lumen) ¦ Small Business Energy Solutions | TRC | 0 | 0 | 0
None | First Year Net Savings ¦ Energy Savings (kWh) | Linear Ambient Luminaire (2000 lumen) ¦ Business Energy Rebates | TRC | 0 | 0 | 0
None | First Year Net Savings ¦ Energy Savings (kWh) | Linear Ambient Luminaire (2000 lumen) ¦ Small Business Energy Solutions | TRC | 0 | 0 | 0
None | First Year Net Savings ¦ Energy Savings (kWh) | Linear Ambient Luminaire (4000 lumen) ¦ Business Energy Rebates | TRC | 0 | 0 | 0
None | First Year Net Savings ¦ Energy Savings (kWh) | Linear Ambient Luminaire (4000 lumen) ¦ Small Business Energy Solutions | TRC | 0 | 0 | 0
None | First Year Net Savings ¦ Energy Savings (kWh) | Linear Ambient Luminaire (8000 lumen) ¦ Business Energy Rebates | TRC | 0 | 0 | 0
None | First Year Net Savings ¦ Energy Savings (kWh) | Linear Ambient Luminaire (8000 lumen) ¦ Small Business Energy Solutions | TRC | 0 | 0 | 0
None | First Year Net Savings ¦ Energy Savings (kWh) | Linear Replacement Lamp (2 foot) ¦ Business Energy Rebates | TRC | 47474.4339 | 47474.4339 | 47474.4339
None | First Year Net Savings ¦ Energy Savings (kWh) | Linear Replacement Lamp (2 foot) ¦ Small Business Energy Solutions | TRC | 0 | 0 | 0
None | First Year Net Savings ¦ Energy Savings (kWh) | Linear Replacement Lamp (4 foot) ¦ Business Energy Rebates | TRC | 12524528.9305 | 12524528.9305 | 12524528.9305
None | First Year Net Savings ¦ Energy Savings (kWh) | Linear Replacement Lamp (4 foot) ¦ Small Business Energy Solutions | TRC | 0 | 0 | 0
None | First Year Net Savings ¦ Energy Savings (kWh) | Low-bay Luminaire (10,000 lumen) ¦ Business Energy Rebates | TRC | 0 | 0 | 0
None | First Year Net Savings ¦ Energy Savings (kWh) | Low-bay Luminaire (10,000 lumen) ¦ Small Business Energy Solutions | TRC | 0 | 0 | 0
None | First Year Net Savings ¦ Energy Savings (kWh) | Low-bay Luminaire (5000 lumen) ¦ Business Energy Rebates | TRC | 0 | 0 | 0
None | First Year Net Savings ¦ Energy Savings (kWh) | Low-flow showerhead - 0.5 gpm Reduction - MURB ¦ Efficient Products Installation | TRC | 0 | 0 | 0
None | First Year Net Savings ¦ Energy Savings (kWh) | Low-flow showerhead - 0.5 gpm Reduction ¦ Efficient Products Installation | TRC | 0 | 0 | 0
None | First Year Net Savings ¦ Energy Savings (kWh) | Low-flow showerhead - 1.0 gpm Reduction - MURB ¦ Efficient Products Installation | TRC | 47724.4444 | 54542.2222 | 54542.2222
None | First Year Net Savings ¦ Energy Savings (kWh) | Low-flow showerhead - 1.0 gpm Reduction ¦ Efficient Products Installation | TRC | 2659478.7556 | 2659478.7556 | 2659478.7556
None | First Year Net Savings ¦ Energy Savings (kWh) | Low-flow showerhead -0.75 gpm Reduction - MURB ¦ Efficient Products Installation | TRC | 0 | 27998.7097 | 40906.6667
None | First Year Net Savings ¦ Energy Savings (kWh) | Low-flow showerhead -0.75 gpm Reduction ¦ Efficient Products Installation | TRC | 17954.825 | 0 | 8166.2056
None | First Year Net Savings ¦ Energy Savings (kWh) | Low/Zero Energy Livestock Waterer ¦ Business Energy Rebates | TRC | 0 | 0 | 0
None | First Year Net Savings ¦ Energy Savings (kWh) | Luminaire Level Lighting Control (LLLC) - High Impact Application ¦ Business Energy Rebates | TRC | 18597.2719 | 18597.2719 | 18597.2719
None | First Year Net Savings ¦ Energy Savings (kWh) | Luminaire Level Lighting Control (LLLC) - Low Impact Application ¦ Business Energy Rebates | TRC | 38119.7387 | 38119.7387 | 38119.7387
None | First Year Net Savings ¦ Energy Savings (kWh) | Medium Commercial ETS System ¦ ETS Business Energy Rebates | TRC | 0 | 0 | 0
None | First Year Net Savings ¦ Energy Savings (kWh) | Medium Commercial ETS System ¦ ETS Small Business Energy Solutions | TRC | 0 | 0 | 0
None | First Year Net Savings ¦ Energy Savings (kWh) | Milk Pre-cooler ¦ Business Energy Rebates | TRC | 0 | 0 | 0
None | First Year Net Savings ¦ Energy Savings (kWh) | Mini freezer retirement ¦ Appliance Retirement | TRC | 0 | 0 | 0
None | First Year Net Savings ¦ Energy Savings (kWh) | Mini fridge retirement ¦ Appliance Retirement | TRC | 0 | 0 | 0
None | First Year Net Savings ¦ Energy Savings (kWh) | Motion sensor with dimmer switch ¦ Instant Savings | TRC | 0 | 0 | 0
None | First Year Net Savings ¦ Energy Savings (kWh) | MSHP - Fully Electrical ¦ Green Heat | TRC | 12310747.4667 | 12310747.4667 | 12310747.4667
None | First Year Net Savings ¦ Energy Savings (kWh) | MSHP - Mainly Electrical ¦ Green Heat | TRC | 547418.6667 | 547418.6667 | 547418.6667
None | First Year Net Savings ¦ Energy Savings (kWh) | Multi-Tank Conveyor Dishwasher - High Temp ¦ Business Energy Rebates | TRC | 0 | 0 | 0
None | First Year Net Savings ¦ Energy Savings (kWh) | Multi-Tank Conveyor Dishwasher - High Temp ¦ Small Business Energy Solutions | TRC | 0 | 0 | 0
None | First Year Net Savings ¦ Energy Savings (kWh) | Multi-Tank Conveyor Dishwasher - Low Temp ¦ Business Energy Rebates | TRC | 0 | 0 | 0
None | First Year Net Savings ¦ Energy Savings (kWh) | Multi-Tank Conveyor Dishwasher - Low Temp ¦ Small Business Energy Solutions | TRC | 0 | 0 | 0
None | First Year Net Savings ¦ Energy Savings (kWh) | Natural Barn Ventiliation - Year-Round ¦ Business Energy Rebates | TRC | 0 | 0 | 0
None | First Year Net Savings ¦ Energy Savings (kWh) | Networked/ Connected - Indoor LED Lamp ¦ Instant Savings | TRC | 0 | 0 | 0
None | First Year Net Savings ¦ Energy Savings (kWh) | Networked/Connected - High Impact Application ¦ Business Energy Rebates | TRC | 21845.6371 | 21845.6371 | 21845.6371
None | First Year Net Savings ¦ Energy Savings (kWh) | Networked/Connected - Low Impact Application ¦ Business Energy Rebates | TRC | 43325.38 | 43325.38 | 43325.38
None | First Year Net Savings ¦ Energy Savings (kWh) | No-Loss Drain ¦ Business Energy Rebates | TRC | 0 | 0 | 0
None | First Year Net Savings ¦ Energy Savings (kWh) | Occupancy Sensor (Ceiling Mounted) ¦ Business Energy Rebates | TRC | 2278661.9789 | 2278661.9789 | 2278661.9789
None | First Year Net Savings ¦ Energy Savings (kWh) | Occupancy Sensor (Ceiling Mounted) ¦ Small Business Energy Solutions | TRC | 7633.6439 | 7633.6439 | 7633.6439
None | First Year Net Savings ¦ Energy Savings (kWh) | Occupancy Sensor (Wall Mounted) ¦ Business Energy Rebates | TRC | 1502716.3876 | 1502716.3876 | 1502716.3876
None | First Year Net Savings ¦ Energy Savings (kWh) | Occupancy Sensor (Wall Mounted) ¦ Small Business Energy Solutions | TRC | 182638.1703 | 182638.1703 | 182638.1703
None | First Year Net Savings ¦ Energy Savings (kWh) | Occupancy Sensor (Exterior) ¦ Business Energy Rebates | TRC | 32889.5489 | 32889.5489 | 32889.5489
None | First Year Net Savings ¦ Energy Savings (kWh) | Open to Closed Cooler Conversion ¦ Business Energy Rebates | TRC | 0 | 0 | 0
None | First Year Net Savings ¦ Energy Savings (kWh) | Open to Closed Cooler Conversion ¦ Small Business Energy Solutions | TRC | 0 | 0 | 0
None | First Year Net Savings ¦ Energy Savings (kWh) | Outdoor motion sensor ¦ Instant Savings | TRC | 0 | 0 | 0
None | First Year Net Savings ¦ Energy Savings (kWh) | Outside Air Economizer ¦ Business Energy Rebates | TRC | 748967.8375 | 754393.4875 | 762469.875
None | First Year Net Savings ¦ Energy Savings (kWh) | Packaged Terminal Heat Pump (12kBTU/hr) ¦ Business Energy Rebates | TRC | 0 | 0 | 0
None | First Year Net Savings ¦ Energy Savings (kWh) | Parking Garage Luminaire (4000 lumen) ¦ Small Business Energy Solutions | TRC | 0 | 0 | 0
None | First Year Net Savings ¦ Energy Savings (kWh) | Pellet Boiler/Furnace ¦ Green Heat | TRC | 978844.4444 | 978844.4444 | 978844.4444
None | First Year Net Savings ¦ Energy Savings (kWh) | Pellet Stove ¦ Green Heat | TRC | 232413.305 | 232413.305 | 232413.305
None | First Year Net Savings ¦ Energy Savings (kWh) | Pipe Insulation - MURB ¦ Efficient Products Installation | TRC | 0 | 0 | 0
None | First Year Net Savings ¦ Energy Savings (kWh) | Pipe Insulation ¦ Efficient Products Installation | TRC | 0 | 0 | 0
None | First Year Net Savings ¦ Energy Savings (kWh) | Pole/Arm-Mounted Area Luminaire (20000 lumen) ¦ Business Energy Rebates | TRC | 1103515.9514 | 1103515.9514 | 1103515.9514
None | First Year Net Savings ¦ Energy Savings (kWh) | Pole/Arm-Mounted Area Luminaire (20000 lumen) ¦ Small Business Energy Solutions | TRC | 0 | 0 | 0
None | First Year Net Savings ¦ Energy Savings (kWh) | Pole/Arm-Mounted Area Luminaire (4000 lumen) ¦ Small Business Energy Solutions | TRC | 0 | 0 | 0
None | First Year Net Savings ¦ Energy Savings (kWh) | Pole/Arm-Mounted Area Luminaire (60000 lumen) ¦ Business Energy Rebates | TRC | 1567373.9042 | 1567373.9042 | 1567373.9042
None | First Year Net Savings ¦ Energy Savings (kWh) | Pole/Arm-Mounted Decorative Luminaire (1500 lumen) ¦ Small Business Energy Solutions | TRC | 0 | 0 | 0
None | First Year Net Savings ¦ Energy Savings (kWh) | Pole/Arm-Mounted Decorative Luminaire (5000 lumen) ¦ Business Energy Rebates | TRC | 52309.9808 | 52309.9808 | 52309.9808
None | First Year Net Savings ¦ Energy Savings (kWh) | Pole/Arm-Mounted Decorative Luminaire (5000 lumen) ¦ Small Business Energy Solutions | TRC | 0 | 0 | 0
None | First Year Net Savings ¦ Energy Savings (kWh) | Pot, Pan and Utensil Dishwasher - High Temp ¦ Business Energy Rebates | TRC | 0 | 0 | 0
None | First Year Net Savings ¦ Energy Savings (kWh) | Power bar with timer ¦ Instant Savings | TRC | 0 | 0 | 0
None | First Year Net Savings ¦ Energy Savings (kWh) | Premium High Bay Luminaire (15 000 lumen) ¦ Business Energy Rebates | TRC | 0 | 0 | 0
None | First Year Net Savings ¦ Energy Savings (kWh) | Premium High Bay Luminaire (15 000 lumen) ¦ Small Business Energy Solutions | TRC | 0 | 0 | 0
None | First Year Net Savings ¦ Energy Savings (kWh) | Premium High Bay Luminaire (35 000 lumen) ¦ Business Energy Rebates | TRC | 0 | 0 | 0
None | First Year Net Savings ¦ Energy Savings (kWh) | Premium High Bay Luminaire (35 000 lumen) ¦ Small Business Energy Solutions | TRC | 0 | 0 | 0
None | First Year Net Savings ¦ Energy Savings (kWh) | Premium High Bay Luminaire (60 000 lumen) ¦ Business Energy Rebates | TRC | 0 | 0 | 0
None | First Year Net Savings ¦ Energy Savings (kWh) | Programmable thermostat ¦ Instant Savings | TRC | 0 | 0 | 0
None | First Year Net Savings ¦ Energy Savings (kWh) | Programmable Thermostats ¦ First Nations Home Retrofits | TRC | 0 | 0 | 0
None | First Year Net Savings ¦ Energy Savings (kWh) | Range / Stove replacement ¦ Appliance Retirement | TRC | 0 | 0 | 0
None | First Year Net Savings ¦ Energy Savings (kWh) | Reflector Lamp (MR16) ¦ Small Business Energy Solutions | TRC | 0 | 0 | 0
None | First Year Net Savings ¦ Energy Savings (kWh) | Reflector Lamp (PAR38) ¦ Small Business Energy Solutions | TRC | 0 | 0 | 0
None | First Year Net Savings ¦ Energy Savings (kWh) | Refrigerated Case Luminaire ¦ Business Energy Rebates | TRC | 0 | 0 | 0
None | First Year Net Savings ¦ Energy Savings (kWh) | Refrigerated Case Luminaire ¦ Small Business Energy Solutions | TRC | 0 | 0 | 0
None | First Year Net Savings ¦ Energy Savings (kWh) | Refrigerator replacement (Low income only) ¦ Appliance Retirement | TRC | 0 | 0 | 0
None | First Year Net Savings ¦ Energy Savings (kWh) | Refrigerator replacement (Low income only) ¦ First Nations Home Retrofits | TRC | 0 | 0 | 0
None | First Year Net Savings ¦ Energy Savings (kWh) | Refrigerator retirement ¦ Appliance Retirement | TRC | 0 | 0 | 0
None | First Year Net Savings ¦ Energy Savings (kWh) | Remote Condensing Unit ¦ Business Energy Rebates | TRC | 0 | 0 | 0
None | First Year Net Savings ¦ Energy Savings (kWh) | Residential DHW Timer ¦ ETS Green Heat | TRC | 0 | 0 | 0
None | First Year Net Savings ¦ Energy Savings (kWh) | Residential ETS System (Central) ¦ ETS Green Heat | TRC | 0 | 0 | 0
None | First Year Net Savings ¦ Energy Savings (kWh) | Residential ETS System (Central) ¦ ETS Home Energy Assessment | TRC | 0 | 0 | 0
None | First Year Net Savings ¦ Energy Savings (kWh) | Residential ETS System (Room) ¦ ETS Green Heat | TRC | 0 | 0 | 0
None | First Year Net Savings ¦ Energy Savings (kWh) | Residential ETS System (Room) ¦ ETS Home Energy Assessment | TRC | 0 | 0 | 0
None | First Year Net Savings ¦ Energy Savings (kWh) | Room air purifier ¦ Instant Savings | TRC | 141866.6667 | 141866.6667 | 141866.6667
None | First Year Net Savings ¦ Energy Savings (kWh) | Server Virtualization and Decommissioning ¦ Business Energy Rebates | TRC | 0 | 0 | 0
None | First Year Net Savings ¦ Energy Savings (kWh) | Single-Tank Door type Dishwasher - High Temp ¦ Business Energy Rebates | TRC | 0 | 0 | 0
None | First Year Net Savings ¦ Energy Savings (kWh) | Single-Tank Door type Dishwasher - Low Temp ¦ Business Energy Rebates | TRC | 0 | 0 | 0
None | First Year Net Savings ¦ Energy Savings (kWh) | Single -Tank Conveyor Dishwasher - High Temp ¦ Business Energy Rebates | TRC | 0 | 0 | 0
None | First Year Net Savings ¦ Energy Savings (kWh) | Single -Tank Conveyor Dishwasher - Low Temp ¦ Business Energy Rebates | TRC | 0 | 0 | 0
None | First Year Net Savings ¦ Energy Savings (kWh) | Single Heat Pad (Agriculture) ¦ Business Energy Rebates | TRC | 0 | 0 | 0
None | First Year Net Savings ¦ Energy Savings (kWh) | Small Commercial ETS Sytem ¦ ETS Business Energy Rebates | TRC | 0 | 0 | 0
None | First Year Net Savings ¦ Energy Savings (kWh) | Small Commercial ETS Sytem ¦ ETS Small Business Energy Solutions | TRC | 0 | 0 | 0
None | First Year Net Savings ¦ Energy Savings (kWh) | Smart power bar ¦ Instant Savings | TRC | 0 | 0 | 0
None | First Year Net Savings ¦ Energy Savings (kWh) | Smart Power Controllers - MURB ¦ Efficient Products Installation | TRC | 0 | 0 | 0
None | First Year Net Savings ¦ Energy Savings (kWh) | Smart Power Controllers ¦ Efficient Products Installation | TRC | 0 | 0 | 0
None | First Year Net Savings ¦ Energy Savings (kWh) | Solar air heating ¦ Green Heat | TRC | 0 | 0 | 0
None | First Year Net Savings ¦ Energy Savings (kWh) | Solar Domestic Hot Water ¦ Green Heat | TRC | 0 | 0 | 0
None | First Year Net Savings ¦ Energy Savings (kWh) | Solar Domestic Hot Water ¦ Home Energy Assessment | TRC | 0 | 0 | 0
None | First Year Net Savings ¦ Energy Savings (kWh) | Solid Door Freezer ¦ Business Energy Rebates | TRC | 0 | 0 | 0
None | First Year Net Savings ¦ Energy Savings (kWh) | Solid Door Freezer ¦ Small Business Energy Solutions | TRC | 0 | 0 | 0
None | First Year Net Savings ¦ Energy Savings (kWh) | Solid Door Refrigerator ¦ Business Energy Rebates | TRC | 0 | 0 | 0
None | First Year Net Savings ¦ Energy Savings (kWh) | Solid Door Refrigerator ¦ Small Business Energy Solutions | TRC | 0 | 0 | 0
None | First Year Net Savings ¦ Energy Savings (kWh) | Standard Capacity Electric Fryer ¦ Business Energy Rebates | TRC | 0 | 0 | 0
None | First Year Net Savings ¦ Energy Savings (kWh) | Standard Capacity Electric Fryer ¦ Small Business Energy Solutions | TRC | 0 | 0 | 0
None | First Year Net Savings ¦ Energy Savings (kWh) | Strategic Energy Management ¦ SEM | TRC | 0 | 0 | 0
None | First Year Net Savings ¦ Energy Savings (kWh) | Strip-Curtains for Display Cases ¦ Business Energy Rebates | TRC | 0 | 0 | 0
None | First Year Net Savings ¦ Energy Savings (kWh) | Strip-Curtains for Display Cases ¦ Small Business Energy Solutions | TRC | 0 | 0 | 0
None | First Year Net Savings ¦ Energy Savings (kWh) | Track/Mono-point Direction Luminaire ¦ Business Energy Rebates | TRC | 276054.4279 | 276054.4279 | 276054.4279
None | First Year Net Savings ¦ Energy Savings (kWh) | Unconverted D ¦ Home Energy Assessment | TRC | 1977991.2 | 1977991.2 | 1977991.2
None | First Year Net Savings ¦ Energy Savings (kWh) | Under-Counter Dishwasher - HighTemp ¦ Business Energy Rebates | TRC | 0 | 0 | 0
None | First Year Net Savings ¦ Energy Savings (kWh) | Under-Counter Dishwasher - Low Temp ¦ Business Energy Rebates | TRC | 0 | 0 | 0
None | First Year Net Savings ¦ Energy Savings (kWh) | Variable Speed Kitchen Exhaust Fan ¦ Business Energy Rebates | TRC | 973162.4441 | 999403.3816 | 1030147.1191
None | First Year Net Savings ¦ Energy Savings (kWh) | Variable Speed Kitchen Exhaust Fan ¦ Small Business Energy Solutions | TRC | 0 | 0 | 0
None | First Year Net Savings ¦ Energy Savings (kWh) | Ventilation Fan (Agriculture) ¦ Business Energy Rebates | TRC | 0 | 0 | 0
None | First Year Net Savings ¦ Energy Savings (kWh) | VFD - 10 hp - Institutional - Make-up Air Fan ¦ Business Energy Rebates | TRC | 0 | 0 | 0
None | First Year Net Savings ¦ Energy Savings (kWh) | VFD - 10 hp - Retail - Supply Fan ¦ Business Energy Rebates | TRC | 0 | 0 | 0
None | First Year Net Savings ¦ Energy Savings (kWh) | VFD - 20 hp - Institutional - Chilled Water Pump ¦ Business Energy Rebates | TRC | 0 | 0 | 0
None | First Year Net Savings ¦ Energy Savings (kWh) | VFD - 20 hp - Retail - Exhaust Fan ¦ Business Energy Rebates | TRC | 0 | 0 | 0
None | First Year Net Savings ¦ Energy Savings (kWh) | VFD - 30 hp - Institutional - Make-up Air Fan ¦ Business Energy Rebates | TRC | 0 | 0 | 0
None | First Year Net Savings ¦ Energy Savings (kWh) | VFD - 30 hp - Retail - Supply Fan ¦ Business Energy Rebates | TRC | 0 | 0 | 0
None | First Year Net Savings ¦ Energy Savings (kWh) | VFD - 40 hp - Warehousing - Exhaust Fan ¦ Business Energy Rebates | TRC | 0 | 0 | 0
None | First Year Net Savings ¦ Energy Savings (kWh) | VFD - 5 hp - Institutional - Chilled Water Pump ¦ Business Energy Rebates | TRC | 0 | 0 | 0
None | First Year Net Savings ¦ Energy Savings (kWh) | VFD - 5 hp - Retail - Exhaust Fan ¦ Business Energy Rebates | TRC | 0 | 0 | 0
None | First Year Net Savings ¦ Energy Savings (kWh) | VFD Milk Transfer Pump ¦ Business Energy Rebates | TRC | 0 | 0 | 0
None | First Year Net Savings ¦ Energy Savings (kWh) | VFD Milk Transfer Pump ¦ Small Business Energy Solutions | TRC | 0 | 0 | 0
None | First Year Net Savings ¦ Energy Savings (kWh) | VFD Milk Vacuum Pump ¦ Business Energy Rebates | TRC | 0 | 0 | 0
None | First Year Net Savings ¦ Energy Savings (kWh) | VFD Milk Vacuum Pump ¦ Small Business Energy Solutions | TRC | 0 | 0 | 0
None | First Year Net Savings ¦ Energy Savings (kWh) | Wall Mounted Area Luminaire (1000 lumen) ¦ Business Energy Rebates | TRC | 349040.754 | 349040.754 | 349040.754
None | First Year Net Savings ¦ Energy Savings (kWh) | Wall Mounted Area Luminaire (1000 lumen) ¦ Small Business Energy Solutions | TRC | 0 | 0 | 0
None | First Year Net Savings ¦ Energy Savings (kWh) | Wall Mounted Area Luminaire (10000 lumen) ¦ Business Energy Rebates | TRC | 899410.7502 | 899410.7502 | 899410.7502
None | First Year Net Savings ¦ Energy Savings (kWh) | Wall Mounted Area Luminaire (10000 lumen) ¦ Small Business Energy Solutions | TRC | 0 | 0 | 0
None | First Year Net Savings ¦ Energy Savings (kWh) | Wall Wash Luminaire (1000 lumen) ¦ Business Energy Rebates | TRC | 532.8219 | 532.8219 | 532.8219
None | First Year Net Savings ¦ Energy Savings (kWh) | Wall wash luminaire (1500 lumen) ¦ Business Energy Rebates | TRC | 24682.1923 | 24682.1923 | 24682.1923
None | First Year Net Savings ¦ Energy Savings (kWh) | Whole Home - tier 0 (22% better than code on average) ¦ New Home Construction | TRC | 1091194.782 | 1091194.782 | 1091194.782
None | First Year Net Savings ¦ Energy Savings (kWh) | Whole home - tier 1 (45% better than code target) ¦ New Home Construction | TRC | 0 | 0 | 0
None | First Year Net Savings ¦ Energy Savings (kWh) | Whole home - tier 2 (60% better than code target) ¦ New Home Construction | TRC | 0 | 0 | 0
None | First Year Net Savings ¦ Energy Savings (kWh) | Whole home - tier 3 (70% better than code target) ¦ New Home Construction | TRC | 0 | 0 | 0
None | First Year Net Savings ¦ Energy Savings (kWh) | Whole Home ¦ Home Energy Assessment | TRC | 3503991.6102 | 2338595.4463 | 2331391.9916
None | First Year Net Savings ¦ Energy Savings (kWh) | Whole Home First Nations Retrofit ¦ First Nations Home Retrofits | TRC | 0 | 0 | 0
None | First Year Net Savings ¦ Energy Savings (kWh) | Wood Boiler/Furnace ¦ Green Heat | TRC | 39264.7111 | 39264.7111 | 39264.7111
None | First Year Net Savings ¦ Energy Savings (kWh) | Wood Stove ¦ Green Heat | TRC | 631382.0645 | 631382.0645 | 631382.0645
None | First Year Net Savings ¦ Energy Savings (kWh) | Zero-Energy Doors for Reach-In Coolers ¦ Small Business Energy Solutions | TRC | 0 | 0 | 0
None | Lifetime Savings ¦ Energy Savings (kWh) | 1/2 Size Hot Food Holding Cabinet ¦ Business Energy Rebates | TRC | 0 | 0 | 0
None | Lifetime Savings ¦ Energy Savings (kWh) | 11W Replacing 60W - MURB ¦ Efficient Products Installation | TRC | 0 | 0 | 0
None | Lifetime Savings ¦ Energy Savings (kWh) | 11W Replacing 60W ¦ Efficient Products Installation | TRC | 0 | 0 | 0
None | Lifetime Savings ¦ Energy Savings (kWh) | 18W Replacing 100W - MURB ¦ Efficient Products Installation | TRC | 0 | 0 | 0
None | Lifetime Savings ¦ Energy Savings (kWh) | 18W Replacing 100W ¦ Efficient Products Installation | TRC | 0 | 0 | 0
None | Lifetime Savings ¦ Energy Savings (kWh) | 18W Replacing 75W - MURB ¦ Efficient Products Installation | TRC | 0 | 0 | 0
None | Lifetime Savings ¦ Energy Savings (kWh) | 18W Replacing 75W ¦ Efficient Products Installation | TRC | 0 | 0 | 0
None | Lifetime Savings ¦ Energy Savings (kWh) | 5W Chandelier E12 - MURB ¦ Efficient Products Installation | TRC | 0 | 0 | 0
None | Lifetime Savings ¦ Energy Savings (kWh) | 5W Chandelier E12 ¦ Efficient Products Installation | TRC | 0 | 0 | 0
None | Lifetime Savings ¦ Energy Savings (kWh) | 7W G25 - MURB ¦ Efficient Products Installation | TRC | 0 | 0 | 0
None | Lifetime Savings ¦ Energy Savings (kWh) | 7W G25 ¦ Efficient Products Installation | TRC | 0 | 0 | 0
None | Lifetime Savings ¦ Energy Savings (kWh) | 7W GU10 Replacing 35W - MURB ¦ Efficient Products Installation | TRC | 0 | 0 | 0
None | Lifetime Savings ¦ Energy Savings (kWh) | 7W GU10 Replacing 35W ¦ Efficient Products Installation | TRC | 0 | 0 | 0
None | Lifetime Savings ¦ Energy Savings (kWh) | 7W GU10 Replacing 50W - MURB ¦ Efficient Products Installation | TRC | 0 | 0 | 0
None | Lifetime Savings ¦ Energy Savings (kWh) | 7W GU10 Replacing 50W ¦ Efficient Products Installation | TRC | 0 | 0 | 0
None | Lifetime Savings ¦ Energy Savings (kWh) | 9.5W Replacing 100W - MURB ¦ Efficient Products Installation | TRC | 64400.9024 | 61471.7894 | 58542.6765
None | Lifetime Savings ¦ Energy Savings (kWh) | 9.5W Replacing 100W ¦ Efficient Products Installation | TRC | 1093527.3228 | 1043790.9848 | 994054.6468
None | Lifetime Savings ¦ Energy Savings (kWh) | 9.5W Replacing 40W - MURB ¦ Efficient Products Installation | TRC | 0 | 0 | 0
None | Lifetime Savings ¦ Energy Savings (kWh) | 9.5W Replacing 40W ¦ Efficient Products Installation | TRC | 0 | 0 | 0
None | Lifetime Savings ¦ Energy Savings (kWh) | 9.5W Replacing 60W - MURB ¦ Efficient Products Installation | TRC | 0 | 0 | 0
None | Lifetime Savings ¦ Energy Savings (kWh) | 9.5W Replacing 60W ¦ Efficient Products Installation | TRC | 0 | 0 | 0
None | Lifetime Savings ¦ Energy Savings (kWh) | 9W Replacing 100W - MURB ¦ Efficient Products Installation | TRC | 65390.4676 | 62461.3546 | 59532.2417
None | Lifetime Savings ¦ Energy Savings (kWh) | 9W Replacing 100W ¦ Efficient Products Installation | TRC | 3654019.3289 | 3490340.497 | 3326661.6651
None | Lifetime Savings ¦ Energy Savings (kWh) | 9W Replacing 40W - MURB ¦ Efficient Products Installation | TRC | 0 | 0 | 0
None | Lifetime Savings ¦ Energy Savings (kWh) | 9W Replacing 40W ¦ Efficient Products Installation | TRC | 0 | 0 | 0
None | Lifetime Savings ¦ Energy Savings (kWh) | 9W Replacing 60W - MURB ¦ Efficient Products Installation | TRC | 0 | 0 | 0
None | Lifetime Savings ¦ Energy Savings (kWh) | 9W Replacing 60W ¦ Efficient Products Installation | TRC | 0 | 0 | 0
None | Lifetime Savings ¦ Energy Savings (kWh) | Advanced Lighting Design (Performance Lighting) ¦ Business Energy Rebates | TRC | 0 | 0 | 0
None | Lifetime Savings ¦ Energy Savings (kWh) | Air-Entraining Air Nozzle ¦ Business Energy Rebates | TRC | 0 | 0 | 0
None | Lifetime Savings ¦ Energy Savings (kWh) | Air Conditioner retirement ¦ Appliance Retirement | TRC | 0 | 0 | 0
None | Lifetime Savings ¦ Energy Savings (kWh) | ASHP and AWHP - Electrical ¦ Green Heat | TRC | 6804731.5742 | 6804731.5742 | 6804731.5742
None | Lifetime Savings ¦ Energy Savings (kWh) | Case Lighting for Sign Retrofits ¦ Business Energy Rebates | TRC | 131079.1576 | 131079.1576 | 131079.1576
None | Lifetime Savings ¦ Energy Savings (kWh) | CEE Tier 2 Commercial Washing Machine ¦ Business Energy Rebates | TRC | 0 | 0 | 0
None | Lifetime Savings ¦ Energy Savings (kWh) | CEE Tier 3 Commercial Washing Machine ¦ Business Energy Rebates | TRC | 0 | 0 | 0
None | Lifetime Savings ¦ Energy Savings (kWh) | Circulation Fan (Agriculture) ¦ Business Energy Rebates | TRC | 0 | 0 | 0
None | Lifetime Savings ¦ Energy Savings (kWh) | Clothes-line ¦ Instant Savings | TRC | 0 | 0 | 0
None | Lifetime Savings ¦ Energy Savings (kWh) | Clothes Dryer replacement ¦ Appliance Retirement | TRC | 0 | 0 | 0
None | Lifetime Savings ¦ Energy Savings (kWh) | Clothes Dryers ¦ First Nations Home Retrofits | TRC | 0 | 0 | 0
None | Lifetime Savings ¦ Energy Savings (kWh) | Clothes Washer replacement ¦ Appliance Retirement | TRC | 0 | 0 | 0
None | Lifetime Savings ¦ Energy Savings (kWh) | Clothes Washers ¦ First Nations Home Retrofits | TRC | 0 | 0 | 0
None | Lifetime Savings ¦ Energy Savings (kWh) | Cold Climate Air-Source Heat Pump (24kBTU/hr) ¦ Business Energy Rebates | TRC | 5700699.2615 | 6529395.6157 | 8258731.4625
None | Lifetime Savings ¦ Energy Savings (kWh) | Cold Climate Air-Source Heat Pump (24kBTU/hr) ¦ Small Business Energy Solutions | TRC | 0 | 0 | 0
None | Lifetime Savings ¦ Energy Savings (kWh) | Cold Climate Air-Source Heat Pump (48kBTU/hr) ¦ Business Energy Rebates | TRC | 23624190.5482 | 23624190.5482 | 23624190.5482
None | Lifetime Savings ¦ Energy Savings (kWh) | Custom Energy Efficiency ¦ Affordable MultiFamily Renter | TRC | 14984368.4062 | 14882063.9664 | 24385045.7846
None | Lifetime Savings ¦ Energy Savings (kWh) | Custom Energy Efficiency ¦ Custom Retrofit | TRC | 383611995.0648 | 394145450.329 | 393240257.925
None | Lifetime Savings ¦ Energy Savings (kWh) | Cycling Refrigerated Air Dryer - 50 CFM ¦ Business Energy Rebates | TRC | 0 | 0 | 0
None | Lifetime Savings ¦ Energy Savings (kWh) | Dairy Scroll Compressor ¦ Business Energy Rebates | TRC | 9318849.5625 | 9735676.6875 | 10202263.875
None | Lifetime Savings ¦ Energy Savings (kWh) | Daylighting Controls - Ceiling Mounted ¦ Business Energy Rebates | TRC | 0 | 0 | 0
None | Lifetime Savings ¦ Energy Savings (kWh) | Daylighting Controls - Switch-Mounted ¦ Business Energy Rebates | TRC | 0 | 0 | 0
None | Lifetime Savings ¦ Energy Savings (kWh) | Decorative Lamp ¦ Small Business Energy Solutions | TRC | 35412.1278 | 27835.131 | 20258.1342
None | Lifetime Savings ¦ Energy Savings (kWh) | Dehumidifier ¦ Instant Savings | TRC | 108400 | 108400 | 108400
None | Lifetime Savings ¦ Energy Savings (kWh) | Dehumidifier replacement (Low income only) ¦ Appliance Retirement | TRC | 906026.6667 | 906026.6667 | 906026.6667
None | Lifetime Savings ¦ Energy Savings (kWh) | Dehumidifier replacement (Low income only) ¦ First Nations Home Retrofits | TRC | 365333.3333 | 365333.3333 | 365333.3333
None | Lifetime Savings ¦ Energy Savings (kWh) | Dimmer Switch ¦ Instant Savings | TRC | 0 | 0 | 0
None | Lifetime Savings ¦ Energy Savings (kWh) | Dishwasher replacement ¦ Appliance Retirement | TRC | 0 | 0 | 0
None | Lifetime Savings ¦ Energy Savings (kWh) | Door Heater Controls ¦ Business Energy Rebates | TRC | 0 | 0 | 0
None | Lifetime Savings ¦ Energy Savings (kWh) | Double Heat Pad (Agriculture) ¦ Business Energy Rebates | TRC | 0 | 0 | 0
None | Lifetime Savings ¦ Energy Savings (kWh) | Downlight Luminaire (1200 lumen) ¦ Small Business Energy Solutions | TRC | 0 | 0 | 0
None | Lifetime Savings ¦ Energy Savings (kWh) | Downlight Luminaire (3000 lumen) ¦ Small Business Energy Solutions | TRC | 0 | 0 | 0
None | Lifetime Savings ¦ Energy Savings (kWh) | Downlight Luminaire (800 lumen) ¦ Small Business Energy Solutions | TRC | 0 | 0 | 0
None | Lifetime Savings ¦ Energy Savings (kWh) | Drain Water Heat Recovery ¦ First Nations Home Retrofits | TRC | 0 | 0 | 0
None | Lifetime Savings ¦ Energy Savings (kWh) | Drain Water Heat Recovery ¦ Green Heat | TRC | 0 | 0 | 0
None | Lifetime Savings ¦ Energy Savings (kWh) | Drain Water Heat Recovery ¦ Home Energy Assessment | TRC | 0 | 0 | 0
None | Lifetime Savings ¦ Energy Savings (kWh) | Dual Enthalpy Economizer Controls ¦ Business Energy Rebates | TRC | 0 | 0 | 0
None | Lifetime Savings ¦ Energy Savings (kWh) | EC Motor for Refrigeration Applications ¦ Business Energy Rebates1 | TRC | 0 | 0 | 0
None | Lifetime Savings ¦ Energy Savings (kWh) | EC Motor for Refrigeration Applications ¦ Business Energy Rebates2 | TRC | 0 | 0 | 0
None | Lifetime Savings ¦ Energy Savings (kWh) | ECM Circulator Pump ¦ Instant Savings | TRC | 0 | 0 | 0
None | Lifetime Savings ¦ Energy Savings (kWh) | Efficient clothes washer ¦ Instant Savings | TRC | 0 | 0 | 0
None | Lifetime Savings ¦ Energy Savings (kWh) | Efficient refrigerator ¦ Instant Savings | TRC | 0 | 0 | 0
None | Lifetime Savings ¦ Energy Savings (kWh) | Electric Combination Oven ¦ Business Energy Rebates | TRC | 0 | 0 | 0
None | Lifetime Savings ¦ Energy Savings (kWh) | Electric Combination Oven with Gas ¦ Business Energy Rebates | TRC | 0 | 0 | 0
None | Lifetime Savings ¦ Energy Savings (kWh) | Electric Convection Oven ¦ Business Energy Rebates | TRC | 0 | 0 | 0
None | Lifetime Savings ¦ Energy Savings (kWh) | Electric Convection Oven with Gas ¦ Business Energy Rebates | TRC | 0 | 0 | 0
None | Lifetime Savings ¦ Energy Savings (kWh) | Electric Fryer Replacement with Gas ¦ Business Energy Rebates | TRC | 0 | 0 | 0
None | Lifetime Savings ¦ Energy Savings (kWh) | Electric Griddle Replacement with Gas ¦ Business Energy Rebates | TRC | 0 | 0 | 0
None | Lifetime Savings ¦ Energy Savings (kWh) | Electric Steam Cooker ¦ Business Energy Rebates | TRC | 0 | 0 | 0
None | Lifetime Savings ¦ Energy Savings (kWh) | Electric Steam Cooker Replacement with Gas ¦ Business Energy Rebates | TRC | 0 | 0 | 0
None | Lifetime Savings ¦ Energy Savings (kWh) | Electric to Natural Gas - Water Heater ¦ Business Energy Rebates | TRC | 8443622.8754 | 8443622.8754 | 8443622.8754
None | Lifetime Savings ¦ Energy Savings (kWh) | Energy Management Information Systems ¦ EMIS | TRC | 0 | 0 | 0
None | Lifetime Savings ¦ Energy Savings (kWh) | Energy Star Dryer ¦ Instant Savings | TRC | 0 | 0 | 0
None | Lifetime Savings ¦ Energy Savings (kWh) | ENERGY STAR Pool Pump ¦ Business Energy Rebates | TRC | 0 | 0 | 0
None | Lifetime Savings ¦ Energy Savings (kWh) | ENERGY STAR Uninteruptible Power Supplies (UPS) ¦ Business Energy Rebates | TRC | 0 | 0 | 0
None | Lifetime Savings ¦ Energy Savings (kWh) | ENERGY STAR Washing Machine ¦ Business Energy Rebates | TRC | 15759.4734 | 15759.4734 | 15759.4734
None | Lifetime Savings ¦ Energy Savings (kWh) | Evaporator Fan Motor Controls ¦ Business Energy Rebates | TRC | 0 | 0 | 0
None | Lifetime Savings ¦ Energy Savings (kWh) | Faucet Aerators - MURB ¦ Efficient Products Installation | TRC | 0 | 0 | 0
None | Lifetime Savings ¦ Energy Savings (kWh) | Faucet Aerators ¦ Efficient Products Installation | TRC | 0 | 0 | 0
None | Lifetime Savings ¦ Energy Savings (kWh) | Flood Luminaire (10000 lumen) ¦ Business Energy Rebates | TRC | 133419601.971 | 133419601.971 | 133419601.971
None | Lifetime Savings ¦ Energy Savings (kWh) | Flood Luminaire (10000 lumen) ¦ Small Business Energy Solutions | TRC | 0 | 0 | 0
None | Lifetime Savings ¦ Energy Savings (kWh) | Flood Luminaire (48000 lumen) ¦ Business Energy Rebates | TRC | 16071079.0041 | 16071079.0041 | 16071079.0041
None | Lifetime Savings ¦ Energy Savings (kWh) | Flood Luminaire (48000 lumen) ¦ Small Business Energy Solutions | TRC | 0 | 0 | 0
None | Lifetime Savings ¦ Energy Savings (kWh) | Four Pin Replacement Lamps for CFLs ¦ Business Energy Rebates | TRC | 79723.4812 | 79723.4812 | 79723.4812
None | Lifetime Savings ¦ Energy Savings (kWh) | Four Pin Replacement Lamps for CFLs ¦ Small Business Energy Solutions | TRC | 0 | 0 | 0
None | Lifetime Savings ¦ Energy Savings (kWh) | Freezer replacement (Low income only) ¦ Appliance Retirement | TRC | 2690426.6667 | 2690426.6667 | 0
None | Lifetime Savings ¦ Energy Savings (kWh) | Freezer replacement (Low income only) ¦ First Nations Home Retrofits | TRC | 662666.6667 | 662666.6667 | 662666.6667
None | Lifetime Savings ¦ Energy Savings (kWh) | Freezer replacement ¦ Appliance Retirement | TRC | 0 | 0 | 0
None | Lifetime Savings ¦ Energy Savings (kWh) | Freezer retirement ¦ Appliance Retirement | TRC | 0 | 0 | 0
None | Lifetime Savings ¦ Energy Savings (kWh) | Fridge replacement ¦ Appliance Retirement | TRC | 0 | 0 | 0
None | Lifetime Savings ¦ Energy Savings (kWh) | Fuel Pump Canopy Luminaire (4000 lumen) ¦ Small Business Energy Solutions | TRC | 0 | 0 | 0
None | Lifetime Savings ¦ Energy Savings (kWh) | General Use Lamp (A,G Types) ¦ Small Business Energy Solutions | TRC | 0 | 0 | 0
None | Lifetime Savings ¦ Energy Savings (kWh) | Glass Door Freezer ¦ Small Business Energy Solutions | TRC | 0 | 0 | 0
None | Lifetime Savings ¦ Energy Savings (kWh) | Glass Door Refrigerator ¦ Business Energy Rebates | TRC | 0 | 0 | 0
None | Lifetime Savings ¦ Energy Savings (kWh) | Glass Door Refrigerator ¦ Small Business Energy Solutions | TRC | 0 | 0 | 0
None | Lifetime Savings ¦ Energy Savings (kWh) | Ground Source Heat Pump (60kBTU/hr) ¦ Business Energy Rebates | TRC | 0 | 0 | 0
None | Lifetime Savings ¦ Energy Savings (kWh) | Ground Source Heat Pump (60kBTU/hr) ¦ Small Business Energy Solutions | TRC | 0 | 0 | 0
None | Lifetime Savings ¦ Energy Savings (kWh) | GSHP ¦ Green Heat | TRC | 3069457.0822 | 3069457.0822 | 3069457.0822
None | Lifetime Savings ¦ Energy Savings (kWh) | Heat Pump Clothes Dryer ¦ Business Energy Rebates | TRC | 1642342.6411 | 1642342.6411 | 1642342.6411
None | Lifetime Savings ¦ Energy Savings (kWh) | Heat Pump Dryer (ventless) ¦ Instant Savings | TRC | 0 | 0 | 0
None | Lifetime Savings ¦ Energy Savings (kWh) | Heat Pump Water Heater ¦ Business Energy Rebates | TRC | 0 | 0 | 0
None | Lifetime Savings ¦ Energy Savings (kWh) | Heat Pump Water Heater ¦ First Nations Home Retrofits | TRC | 0 | 0 | 0
None | Lifetime Savings ¦ Energy Savings (kWh) | Heat Pump Water Heater ¦ Green Heat | TRC | 0 | 0 | 0
None | Lifetime Savings ¦ Energy Savings (kWh) | Heat Pump Water Heater ¦ Home Energy Assessment | TRC | 0 | 0 | 0
None | Lifetime Savings ¦ Energy Savings (kWh) | Heat Pump Water Heater ¦ Small Business Energy Solutions | TRC | 0 | 0 | 0
None | Lifetime Savings ¦ Energy Savings (kWh) | Heat Reclaimer Unit (Agriculture) ¦ Business Energy Rebates | TRC | 0 | 0 | 0
None | Lifetime Savings ¦ Energy Savings (kWh) | Heat Reclaimer Unit (Agriculture) ¦ Small Business Energy Solutions | TRC | 0 | 0 | 0
None | Lifetime Savings ¦ Energy Savings (kWh) | Heavy duty timer ¦ Instant Savings | TRC | 0 | 0 | 0
None | Lifetime Savings ¦ Energy Savings (kWh) | High Bay Luminaire (15 000 lumen) ¦ Business Energy Rebates | TRC | 0 | 0 | 0
None | Lifetime Savings ¦ Energy Savings (kWh) | High Bay Luminaire (15 000 lumen) ¦ Small Business Energy Solutions | TRC | 0 | 0 | 0
None | Lifetime Savings ¦ Energy Savings (kWh) | High Bay Luminaire (35 000 lumen) ¦ Small Business Energy Solutions | TRC | 0 | 0 | 0
None | Lifetime Savings ¦ Energy Savings (kWh) | High Efficiency Circulator Pump 1.5kW ¦ Business Energy Rebates | TRC | 0 | 0 | 0
None | Lifetime Savings ¦ Energy Savings (kWh) | High Efficiency Circulator Pump 100W ¦ Business Energy Rebates | TRC | 0 | 0 | 0
None | Lifetime Savings ¦ Energy Savings (kWh) | High Efficiency Circulator Pump 300W ¦ Business Energy Rebates | TRC | 0 | 0 | 0
None | Lifetime Savings ¦ Energy Savings (kWh) | High Volume Low Speed Fan (Agriculture) ¦ Business Energy Rebates | TRC | 0 | 0 | 0
None | Lifetime Savings ¦ Energy Savings (kWh) | High Volume Low Speed Fan (Agriculture) ¦ Small Business Energy Solutions | TRC | 0 | 0 | 0
None | Lifetime Savings ¦ Energy Savings (kWh) | Holiday Lights Exchange - MURB ¦ Efficient Products Installation | TRC | 115375.2889 | 115375.2889 | 115375.2889
None | Lifetime Savings ¦ Energy Savings (kWh) | Holiday Lights Exchange ¦ Efficient Products Installation | TRC | 1525261.3191 | 1525261.3191 | 1525261.3191
None | Lifetime Savings ¦ Energy Savings (kWh) | Hot Water Tank Wrap - MURB ¦ Efficient Products Installation | TRC | 0 | 0 | 0
None | Lifetime Savings ¦ Energy Savings (kWh) | Hot Water Tank Wrap ¦ Efficient Products Installation | TRC | 0 | 0 | 0
None | Lifetime Savings ¦ Energy Savings (kWh) | HVAC Hotel Occupancy Sensor ¦ Business Energy Rebates | TRC | 0 | 0 | 0
None | Lifetime Savings ¦ Energy Savings (kWh) | Hybrid Heat Pump Dryer ¦ Instant Savings | TRC | 0 | 0 | 0
None | Lifetime Savings ¦ Energy Savings (kWh) | Ice-Making Head ¦ Business Energy Rebates | TRC | 0 | 0 | 0
None | Lifetime Savings ¦ Energy Savings (kWh) | Indoor motion sensor ¦ Instant Savings | TRC | 0 | 0 | 0
None | Lifetime Savings ¦ Energy Savings (kWh) | Large Commercial/Industrial ETS System ¦ ETS Business Energy Rebates | TRC | 0 | 0 | 0
None | Lifetime Savings ¦ Energy Savings (kWh) | LED - ENERGY STAR Fixture with Motion Sensor ¦ Instant Savings | TRC | 7883731.9134 | 7145589.3855 | 6407446.8575
None | Lifetime Savings ¦ Energy Savings (kWh) | LED - ENERGY STAR Fixture without Motion Sensor ¦ Instant Savings | TRC | 22731295.1557 | 20279750.0828 | 17529276.1419
None | Lifetime Savings ¦ Energy Savings (kWh) | LED - Other ¦ Instant Savings | TRC | 34968602.4755 | 29494873.9976 | 24021145.5196
None | Lifetime Savings ¦ Energy Savings (kWh) | LED - R, BR and Decorative ¦ Instant Savings | TRC | 19682699.0195 | 16245937.7282 | 12809176.4369
None | Lifetime Savings ¦ Energy Savings (kWh) | LED - Recessed downlight ¦ Instant Savings | TRC | 0 | 0 | 0
None | Lifetime Savings ¦ Energy Savings (kWh) | LED Nightlights - MURB ¦ Efficient Products Installation | TRC | 62339.5067 | 62339.5067 | 62339.5067
None | Lifetime Savings ¦ Energy Savings (kWh) | LED Nightlights ¦ Efficient Products Installation | TRC | 10638860.2077 | 10638860.2077 | 10638860.2077
None | Lifetime Savings ¦ Energy Savings (kWh) | LED Replacement Lamps for HID (10000 lumen) ¦ Business Energy Rebates | TRC | 0 | 0 | 0
None | Lifetime Savings ¦ Energy Savings (kWh) | LED Replacement Lamps for HID (10000 lumen) ¦ Small Business Energy Solutions | TRC | 0 | 0 | 0
None | Lifetime Savings ¦ Energy Savings (kWh) | LED Replacement Lamps for HID (4000 lumen) ¦ Business Energy Rebates | TRC | 0 | 0 | 0
None | Lifetime Savings ¦ Energy Savings (kWh) | LED Replacement Lamps for HID (4000 lumen) ¦ Small Business Energy Solutions | TRC | 0 | 0 | 0
None | Lifetime Savings ¦ Energy Savings (kWh) | LED Troffer (1x4) ¦ Business Energy Rebates | TRC | 0 | 0 | 0
None | Lifetime Savings ¦ Energy Savings (kWh) | LED Troffer (1x4) ¦ Small Business Energy Solutions | TRC | 0 | 0 | 0
None | Lifetime Savings ¦ Energy Savings (kWh) | LED Troffer (2x2) ¦ Business Energy Rebates | TRC | 0 | 0 | 0
None | Lifetime Savings ¦ Energy Savings (kWh) | LED Troffer (2x2) ¦ Small Business Energy Solutions | TRC | 0 | 0 | 0
None | Lifetime Savings ¦ Energy Savings (kWh) | LED Troffer (4x2) ¦ Business Energy Rebates | TRC | 0 | 0 | 0
None | Lifetime Savings ¦ Energy Savings (kWh) | LED Troffer (4x2) ¦ Small Business Energy Solutions | TRC | 0 | 0 | 0
None | Lifetime Savings ¦ Energy Savings (kWh) | LED Wall Sconce (1200 lumen) ¦ Small Business Energy Solutions | TRC | 0 | 0 | 0
None | Lifetime Savings ¦ Energy Savings (kWh) | Linear Ambient Luminaire (10000 lumen) ¦ Business Energy Rebates | TRC | 0 | 0 | 0
None | Lifetime Savings ¦ Energy Savings (kWh) | Linear Ambient Luminaire (10000 lumen) ¦ Small Business Energy Solutions | TRC | 0 | 0 | 0
None | Lifetime Savings ¦ Energy Savings (kWh) | Linear Ambient Luminaire (2000 lumen) ¦ Business Energy Rebates | TRC | 0 | 0 | 0
None | Lifetime Savings ¦ Energy Savings (kWh) | Linear Ambient Luminaire (2000 lumen) ¦ Small Business Energy Solutions | TRC | 0 | 0 | 0
None | Lifetime Savings ¦ Energy Savings (kWh) | Linear Ambient Luminaire (4000 lumen) ¦ Business Energy Rebates | TRC | 0 | 0 | 0
None | Lifetime Savings ¦ Energy Savings (kWh) | Linear Ambient Luminaire (4000 lumen) ¦ Small Business Energy Solutions | TRC | 0 | 0 | 0
None | Lifetime Savings ¦ Energy Savings (kWh) | Linear Ambient Luminaire (8000 lumen) ¦ Business Energy Rebates | TRC | 0 | 0 | 0
None | Lifetime Savings ¦ Energy Savings (kWh) | Linear Ambient Luminaire (8000 lumen) ¦ Small Business Energy Solutions | TRC | 0 | 0 | 0
None | Lifetime Savings ¦ Energy Savings (kWh) | Linear Replacement Lamp (2 foot) ¦ Business Energy Rebates | TRC | 536461.1035 | 536461.1035 | 536461.1035
None | Lifetime Savings ¦ Energy Savings (kWh) | Linear Replacement Lamp (2 foot) ¦ Small Business Energy Solutions | TRC | 0 | 0 | 0
None | Lifetime Savings ¦ Energy Savings (kWh) | Linear Replacement Lamp (4 foot) ¦ Business Energy Rebates | TRC | 141527176.9147 | 141527176.9147 | 141527176.9147
None | Lifetime Savings ¦ Energy Savings (kWh) | Linear Replacement Lamp (4 foot) ¦ Small Business Energy Solutions | TRC | 0 | 0 | 0
None | Lifetime Savings ¦ Energy Savings (kWh) | Low-bay Luminaire (10,000 lumen) ¦ Business Energy Rebates | TRC | 0 | 0 | 0
None | Lifetime Savings ¦ Energy Savings (kWh) | Low-bay Luminaire (10,000 lumen) ¦ Small Business Energy Solutions | TRC | 0 | 0 | 0
None | Lifetime Savings ¦ Energy Savings (kWh) | Low-bay Luminaire (5000 lumen) ¦ Business Energy Rebates | TRC | 0 | 0 | 0
None | Lifetime Savings ¦ Energy Savings (kWh) | Low-flow showerhead - 0.5 gpm Reduction - MURB ¦ Efficient Products Installation | TRC | 0 | 0 | 0
None | Lifetime Savings ¦ Energy Savings (kWh) | Low-flow showerhead - 0.5 gpm Reduction ¦ Efficient Products Installation | TRC | 0 | 0 | 0
None | Lifetime Savings ¦ Energy Savings (kWh) | Low-flow showerhead - 1.0 gpm Reduction - MURB ¦ Efficient Products Installation | TRC | 477244.4444 | 545422.2222 | 545422.2222
None | Lifetime Savings ¦ Energy Savings (kWh) | Low-flow showerhead - 1.0 gpm Reduction ¦ Efficient Products Installation | TRC | 26594787.5556 | 26594787.5556 | 26594787.5556
None | Lifetime Savings ¦ Energy Savings (kWh) | Low-flow showerhead -0.75 gpm Reduction - MURB ¦ Efficient Products Installation | TRC | 0 | 279987.0972 | 409066.6667
None | Lifetime Savings ¦ Energy Savings (kWh) | Low-flow showerhead -0.75 gpm Reduction ¦ Efficient Products Installation | TRC | 179548.25 | 0 | 81662.0556
None | Lifetime Savings ¦ Energy Savings (kWh) | Low/Zero Energy Livestock Waterer ¦ Business Energy Rebates | TRC | 0 | 0 | 0
None | Lifetime Savings ¦ Energy Savings (kWh) | Luminaire Level Lighting Control (LLLC) - High Impact Application ¦ Business Energy Rebates | TRC | 278959.0785 | 278959.0785 | 278959.0785
None | Lifetime Savings ¦ Energy Savings (kWh) | Luminaire Level Lighting Control (LLLC) - Low Impact Application ¦ Business Energy Rebates | TRC | 571796.0803 | 571796.0803 | 571796.0803
None | Lifetime Savings ¦ Energy Savings (kWh) | Medium Commercial ETS System ¦ ETS Business Energy Rebates | TRC | 0 | 0 | 0
None | Lifetime Savings ¦ Energy Savings (kWh) | Medium Commercial ETS System ¦ ETS Small Business Energy Solutions | TRC | 0 | 0 | 0
None | Lifetime Savings ¦ Energy Savings (kWh) | Milk Pre-cooler ¦ Business Energy Rebates | TRC | 0 | 0 | 0
None | Lifetime Savings ¦ Energy Savings (kWh) | Mini freezer retirement ¦ Appliance Retirement | TRC | 0 | 0 | 0
None | Lifetime Savings ¦ Energy Savings (kWh) | Mini fridge retirement ¦ Appliance Retirement | TRC | 0 | 0 | 0
None | Lifetime Savings ¦ Energy Savings (kWh) | Motion sensor with dimmer switch ¦ Instant Savings | TRC | 0 | 0 | 0
None | Lifetime Savings ¦ Energy Savings (kWh) | MSHP - Fully Electrical ¦ Green Heat | TRC | 221593454.4 | 221593454.4 | 221593454.4
None | Lifetime Savings ¦ Energy Savings (kWh) | MSHP - Mainly Electrical ¦ Green Heat | TRC | 9853536 | 9853536 | 9853536
None | Lifetime Savings ¦ Energy Savings (kWh) | Multi-Tank Conveyor Dishwasher - High Temp ¦ Business Energy Rebates | TRC | 0 | 0 | 0
None | Lifetime Savings ¦ Energy Savings (kWh) | Multi-Tank Conveyor Dishwasher - High Temp ¦ Small Business Energy Solutions | TRC | 0 | 0 | 0
None | Lifetime Savings ¦ Energy Savings (kWh) | Multi-Tank Conveyor Dishwasher - Low Temp ¦ Business Energy Rebates | TRC | 0 | 0 | 0
None | Lifetime Savings ¦ Energy Savings (kWh) | Multi-Tank Conveyor Dishwasher - Low Temp ¦ Small Business Energy Solutions | TRC | 0 | 0 | 0
None | Lifetime Savings ¦ Energy Savings (kWh) | Natural Barn Ventiliation - Year-Round ¦ Business Energy Rebates | TRC | 0 | 0 | 0
None | Lifetime Savings ¦ Energy Savings (kWh) | Networked/ Connected - Indoor LED Lamp ¦ Instant Savings | TRC | 0 | 0 | 0
None | Lifetime Savings ¦ Energy Savings (kWh) | Networked/Connected - High Impact Application ¦ Business Energy Rebates | TRC | 327684.557 | 327684.557 | 327684.557
None | Lifetime Savings ¦ Energy Savings (kWh) | Networked/Connected - Low Impact Application ¦ Business Energy Rebates | TRC | 649880.6997 | 649880.6997 | 649880.6997
None | Lifetime Savings ¦ Energy Savings (kWh) | No-Loss Drain ¦ Business Energy Rebates | TRC | 0 | 0 | 0
None | Lifetime Savings ¦ Energy Savings (kWh) | Occupancy Sensor (Ceiling Mounted) ¦ Business Energy Rebates | TRC | 22786619.7893 | 22786619.7893 | 22786619.7893
None | Lifetime Savings ¦ Energy Savings (kWh) | Occupancy Sensor (Ceiling Mounted) ¦ Small Business Energy Solutions | TRC | 76336.4389 | 76336.4389 | 76336.4389
None | Lifetime Savings ¦ Energy Savings (kWh) | Occupancy Sensor (Wall Mounted) ¦ Business Energy Rebates | TRC | 15027163.8759 | 15027163.8759 | 15027163.8759
None | Lifetime Savings ¦ Energy Savings (kWh) | Occupancy Sensor (Wall Mounted) ¦ Small Business Energy Solutions | TRC | 1826381.703 | 1826381.703 | 1826381.703
None | Lifetime Savings ¦ Energy Savings (kWh) | Occupancy Sensor (Exterior) ¦ Business Energy Rebates | TRC | 328895.4892 | 328895.4892 | 328895.4892
None | Lifetime Savings ¦ Energy Savings (kWh) | Open to Closed Cooler Conversion ¦ Business Energy Rebates | TRC | 0 | 0 | 0
None | Lifetime Savings ¦ Energy Savings (kWh) | Open to Closed Cooler Conversion ¦ Small Business Energy Solutions | TRC | 0 | 0 | 0
None | Lifetime Savings ¦ Energy Savings (kWh) | Outdoor motion sensor ¦ Instant Savings | TRC | 0 | 0 | 0
None | Lifetime Savings ¦ Energy Savings (kWh) | Outside Air Economizer ¦ Business Energy Rebates | TRC | 11234517.5625 | 11315902.3125 | 11437048.125
None | Lifetime Savings ¦ Energy Savings (kWh) | Packaged Terminal Heat Pump (12kBTU/hr) ¦ Business Energy Rebates | TRC | 0 | 0 | 0
None | Lifetime Savings ¦ Energy Savings (kWh) | Parking Garage Luminaire (4000 lumen) ¦ Small Business Energy Solutions | TRC | 0 | 0 | 0
None | Lifetime Savings ¦ Energy Savings (kWh) | Pellet Boiler/Furnace ¦ Green Heat | TRC | 17619200 | 17619200 | 17619200
None | Lifetime Savings ¦ Energy Savings (kWh) | Pellet Stove ¦ Green Heat | TRC | 4183439.4904 | 4183439.4904 | 4183439.4904
None | Lifetime Savings ¦ Energy Savings (kWh) | Pipe Insulation - MURB ¦ Efficient Products Installation | TRC | 0 | 0 | 0
None | Lifetime Savings ¦ Energy Savings (kWh) | Pipe Insulation ¦ Efficient Products Installation | TRC | 0 | 0 | 0
None | Lifetime Savings ¦ Energy Savings (kWh) | Pole/Arm-Mounted Area Luminaire (20000 lumen) ¦ Business Energy Rebates | TRC | 15118168.5347 | 15118168.5347 | 15118168.5347
None | Lifetime Savings ¦ Energy Savings (kWh) | Pole/Arm-Mounted Area Luminaire (20000 lumen) ¦ Small Business Energy Solutions | TRC | 0 | 0 | 0
None | Lifetime Savings ¦ Energy Savings (kWh) | Pole/Arm-Mounted Area Luminaire (4000 lumen) ¦ Small Business Energy Solutions | TRC | 0 | 0 | 0
None | Lifetime Savings ¦ Energy Savings (kWh) | Pole/Arm-Mounted Area Luminaire (60000 lumen) ¦ Business Energy Rebates | TRC | 21473022.4869 | 21473022.4869 | 21473022.4869
None | Lifetime Savings ¦ Energy Savings (kWh) | Pole/Arm-Mounted Decorative Luminaire (1500 lumen) ¦ Small Business Energy Solutions | TRC | 0 | 0 | 0
None | Lifetime Savings ¦ Energy Savings (kWh) | Pole/Arm-Mounted Decorative Luminaire (5000 lumen) ¦ Business Energy Rebates | TRC | 716646.7374 | 716646.7374 | 716646.7374
None | Lifetime Savings ¦ Energy Savings (kWh) | Pole/Arm-Mounted Decorative Luminaire (5000 lumen) ¦ Small Business Energy Solutions | TRC | 0 | 0 | 0
None | Lifetime Savings ¦ Energy Savings (kWh) | Pot, Pan and Utensil Dishwasher - High Temp ¦ Business Energy Rebates | TRC | 0 | 0 | 0
None | Lifetime Savings ¦ Energy Savings (kWh) | Power bar with timer ¦ Instant Savings | TRC | 0 | 0 | 0
None | Lifetime Savings ¦ Energy Savings (kWh) | Premium High Bay Luminaire (15 000 lumen) ¦ Business Energy Rebates | TRC | 0 | 0 | 0
None | Lifetime Savings ¦ Energy Savings (kWh) | Premium High Bay Luminaire (15 000 lumen) ¦ Small Business Energy Solutions | TRC | 0 | 0 | 0
None | Lifetime Savings ¦ Energy Savings (kWh) | Premium High Bay Luminaire (35 000 lumen) ¦ Business Energy Rebates | TRC | 0 | 0 | 0
None | Lifetime Savings ¦ Energy Savings (kWh) | Premium High Bay Luminaire (35 000 lumen) ¦ Small Business Energy Solutions | TRC | 0 | 0 | 0
None | Lifetime Savings ¦ Energy Savings (kWh) | Premium High Bay Luminaire (60 000 lumen) ¦ Business Energy Rebates | TRC | 0 | 0 | 0
None | Lifetime Savings ¦ Energy Savings (kWh) | Programmable thermostat ¦ Instant Savings | TRC | 0 | 0 | 0
None | Lifetime Savings ¦ Energy Savings (kWh) | Programmable Thermostats ¦ First Nations Home Retrofits | TRC | 0 | 0 | 0
None | Lifetime Savings ¦ Energy Savings (kWh) | Range / Stove replacement ¦ Appliance Retirement | TRC | 0 | 0 | 0
None | Lifetime Savings ¦ Energy Savings (kWh) | Reflector Lamp (MR16) ¦ Small Business Energy Solutions | TRC | 0 | 0 | 0
None | Lifetime Savings ¦ Energy Savings (kWh) | Reflector Lamp (PAR38) ¦ Small Business Energy Solutions | TRC | 0 | 0 | 0
None | Lifetime Savings ¦ Energy Savings (kWh) | Refrigerated Case Luminaire ¦ Business Energy Rebates | TRC | 0 | 0 | 0
None | Lifetime Savings ¦ Energy Savings (kWh) | Refrigerated Case Luminaire ¦ Small Business Energy Solutions | TRC | 0 | 0 | 0
None | Lifetime Savings ¦ Energy Savings (kWh) | Refrigerator replacement (Low income only) ¦ Appliance Retirement | TRC | 0 | 0 | 0
None | Lifetime Savings ¦ Energy Savings (kWh) | Refrigerator replacement (Low income only) ¦ First Nations Home Retrofits | TRC | 0 | 0 | 0
None | Lifetime Savings ¦ Energy Savings (kWh) | Refrigerator retirement ¦ Appliance Retirement | TRC | 0 | 0 | 0
None | Lifetime Savings ¦ Energy Savings (kWh) | Remote Condensing Unit ¦ Business Energy Rebates | TRC | 0 | 0 | 0
None | Lifetime Savings ¦ Energy Savings (kWh) | Residential DHW Timer ¦ ETS Green Heat | TRC | 0 | 0 | 0
None | Lifetime Savings ¦ Energy Savings (kWh) | Residential ETS System (Central) ¦ ETS Green Heat | TRC | 0 | 0 | 0
None | Lifetime Savings ¦ Energy Savings (kWh) | Residential ETS System (Central) ¦ ETS Home Energy Assessment | TRC | 0 | 0 | 0
None | Lifetime Savings ¦ Energy Savings (kWh) | Residential ETS System (Room) ¦ ETS Green Heat | TRC | 0 | 0 | 0
None | Lifetime Savings ¦ Energy Savings (kWh) | Residential ETS System (Room) ¦ ETS Home Energy Assessment | TRC | 0 | 0 | 0
None | Lifetime Savings ¦ Energy Savings (kWh) | Room air purifier ¦ Instant Savings | TRC | 1276800 | 1276800 | 1276800
None | Lifetime Savings ¦ Energy Savings (kWh) | Server Virtualization and Decommissioning ¦ Business Energy Rebates | TRC | 0 | 0 | 0
None | Lifetime Savings ¦ Energy Savings (kWh) | Single-Tank Door type Dishwasher - High Temp ¦ Business Energy Rebates | TRC | 0 | 0 | 0
None | Lifetime Savings ¦ Energy Savings (kWh) | Single-Tank Door type Dishwasher - Low Temp ¦ Business Energy Rebates | TRC | 0 | 0 | 0
None | Lifetime Savings ¦ Energy Savings (kWh) | Single -Tank Conveyor Dishwasher - High Temp ¦ Business Energy Rebates | TRC | 0 | 0 | 0
None | Lifetime Savings ¦ Energy Savings (kWh) | Single -Tank Conveyor Dishwasher - Low Temp ¦ Business Energy Rebates | TRC | 0 | 0 | 0
None | Lifetime Savings ¦ Energy Savings (kWh) | Single Heat Pad (Agriculture) ¦ Business Energy Rebates | TRC | 0 | 0 | 0
None | Lifetime Savings ¦ Energy Savings (kWh) | Small Commercial ETS Sytem ¦ ETS Business Energy Rebates | TRC | 0 | 0 | 0
None | Lifetime Savings ¦ Energy Savings (kWh) | Small Commercial ETS Sytem ¦ ETS Small Business Energy Solutions | TRC | 0 | 0 | 0
None | Lifetime Savings ¦ Energy Savings (kWh) | Smart power bar ¦ Instant Savings | TRC | 0 | 0 | 0
None | Lifetime Savings ¦ Energy Savings (kWh) | Smart Power Controllers - MURB ¦ Efficient Products Installation | TRC | 0 | 0 | 0
None | Lifetime Savings ¦ Energy Savings (kWh) | Smart Power Controllers ¦ Efficient Products Installation | TRC | 0 | 0 | 0
None | Lifetime Savings ¦ Energy Savings (kWh) | Solar air heating ¦ Green Heat | TRC | 0 | 0 | 0
None | Lifetime Savings ¦ Energy Savings (kWh) | Solar Domestic Hot Water ¦ Green Heat | TRC | 0 | 0 | 0
None | Lifetime Savings ¦ Energy Savings (kWh) | Solar Domestic Hot Water ¦ Home Energy Assessment | TRC | 0 | 0 | 0
None | Lifetime Savings ¦ Energy Savings (kWh) | Solid Door Freezer ¦ Business Energy Rebates | TRC | 0 | 0 | 0
None | Lifetime Savings ¦ Energy Savings (kWh) | Solid Door Freezer ¦ Small Business Energy Solutions | TRC | 0 | 0 | 0
None | Lifetime Savings ¦ Energy Savings (kWh) | Solid Door Refrigerator ¦ Business Energy Rebates | TRC | 0 | 0 | 0
None | Lifetime Savings ¦ Energy Savings (kWh) | Solid Door Refrigerator ¦ Small Business Energy Solutions | TRC | 0 | 0 | 0
None | Lifetime Savings ¦ Energy Savings (kWh) | Standard Capacity Electric Fryer ¦ Business Energy Rebates | TRC | 0 | 0 | 0
None | Lifetime Savings ¦ Energy Savings (kWh) | Standard Capacity Electric Fryer ¦ Small Business Energy Solutions | TRC | 0 | 0 | 0
None | Lifetime Savings ¦ Energy Savings (kWh) | Strategic Energy Management ¦ SEM | TRC | 0 | 0 | 0
None | Lifetime Savings ¦ Energy Savings (kWh) | Strip-Curtains for Display Cases ¦ Business Energy Rebates | TRC | 0 | 0 | 0
None | Lifetime Savings ¦ Energy Savings (kWh) | Strip-Curtains for Display Cases ¦ Small Business Energy Solutions | TRC | 0 | 0 | 0
None | Lifetime Savings ¦ Energy Savings (kWh) | Track/Mono-point Direction Luminaire ¦ Business Energy Rebates | TRC | 3119415.0348 | 3119415.0348 | 3119415.0348
None | Lifetime Savings ¦ Energy Savings (kWh) | Unconverted D ¦ Home Energy Assessment | TRC | 49449780 | 49449780 | 49449780
None | Lifetime Savings ¦ Energy Savings (kWh) | Under-Counter Dishwasher - HighTemp ¦ Business Energy Rebates | TRC | 0 | 0 | 0
None | Lifetime Savings ¦ Energy Savings (kWh) | Under-Counter Dishwasher - Low Temp ¦ Business Energy Rebates | TRC | 0 | 0 | 0
None | Lifetime Savings ¦ Energy Savings (kWh) | Variable Speed Kitchen Exhaust Fan ¦ Business Energy Rebates | TRC | 14597436.662 | 14991050.7245 | 15452206.787
None | Lifetime Savings ¦ Energy Savings (kWh) | Variable Speed Kitchen Exhaust Fan ¦ Small Business Energy Solutions | TRC | 0 | 0 | 0
None | Lifetime Savings ¦ Energy Savings (kWh) | Ventilation Fan (Agriculture) ¦ Business Energy Rebates | TRC | 0 | 0 | 0
None | Lifetime Savings ¦ Energy Savings (kWh) | VFD - 10 hp - Institutional - Make-up Air Fan ¦ Business Energy Rebates | TRC | 0 | 0 | 0
None | Lifetime Savings ¦ Energy Savings (kWh) | VFD - 10 hp - Retail - Supply Fan ¦ Business Energy Rebates | TRC | 0 | 0 | 0
None | Lifetime Savings ¦ Energy Savings (kWh) | VFD - 20 hp - Institutional - Chilled Water Pump ¦ Business Energy Rebates | TRC | 0 | 0 | 0
None | Lifetime Savings ¦ Energy Savings (kWh) | VFD - 20 hp - Retail - Exhaust Fan ¦ Business Energy Rebates | TRC | 0 | 0 | 0
None | Lifetime Savings ¦ Energy Savings (kWh) | VFD - 30 hp - Institutional - Make-up Air Fan ¦ Business Energy Rebates | TRC | 0 | 0 | 0
None | Lifetime Savings ¦ Energy Savings (kWh) | VFD - 30 hp - Retail - Supply Fan ¦ Business Energy Rebates | TRC | 0 | 0 | 0
None | Lifetime Savings ¦ Energy Savings (kWh) | VFD - 40 hp - Warehousing - Exhaust Fan ¦ Business Energy Rebates | TRC | 0 | 0 | 0
None | Lifetime Savings ¦ Energy Savings (kWh) | VFD - 5 hp - Institutional - Chilled Water Pump ¦ Business Energy Rebates | TRC | 0 | 0 | 0
None | Lifetime Savings ¦ Energy Savings (kWh) | VFD - 5 hp - Retail - Exhaust Fan ¦ Business Energy Rebates | TRC | 0 | 0 | 0
None | Lifetime Savings ¦ Energy Savings (kWh) | VFD Milk Transfer Pump ¦ Business Energy Rebates | TRC | 0 | 0 | 0
None | Lifetime Savings ¦ Energy Savings (kWh) | VFD Milk Transfer Pump ¦ Small Business Energy Solutions | TRC | 0 | 0 | 0
None | Lifetime Savings ¦ Energy Savings (kWh) | VFD Milk Vacuum Pump ¦ Business Energy Rebates | TRC | 0 | 0 | 0
None | Lifetime Savings ¦ Energy Savings (kWh) | VFD Milk Vacuum Pump ¦ Small Business Energy Solutions | TRC | 0 | 0 | 0
None | Lifetime Savings ¦ Energy Savings (kWh) | Wall Mounted Area Luminaire (1000 lumen) ¦ Business Energy Rebates | TRC | 6387445.7981 | 6387445.7981 | 6387445.7981
None | Lifetime Savings ¦ Energy Savings (kWh) | Wall Mounted Area Luminaire (1000 lumen) ¦ Small Business Energy Solutions | TRC | 0 | 0 | 0
None | Lifetime Savings ¦ Energy Savings (kWh) | Wall Mounted Area Luminaire (10000 lumen) ¦ Business Energy Rebates | TRC | 16459216.7279 | 16459216.7279 | 16459216.7279
None | Lifetime Savings ¦ Energy Savings (kWh) | Wall Mounted Area Luminaire (10000 lumen) ¦ Small Business Energy Solutions | TRC | 0 | 0 | 0
None | Lifetime Savings ¦ Energy Savings (kWh) | Wall Wash Luminaire (1000 lumen) ¦ Business Energy Rebates | TRC | 6020.8878 | 6020.8878 | 6020.8878
None | Lifetime Savings ¦ Energy Savings (kWh) | Wall wash luminaire (1500 lumen) ¦ Business Energy Rebates | TRC | 278908.7734 | 278908.7734 | 278908.7734
None | Lifetime Savings ¦ Energy Savings (kWh) | Whole Home - tier 0 (22% better than code on average) ¦ New Home Construction | TRC | 32735843.4604 | 32735843.4604 | 32735843.4604
None | Lifetime Savings ¦ Energy Savings (kWh) | Whole home - tier 1 (45% better than code target) ¦ New Home Construction | TRC | 0 | 0 | 0
None | Lifetime Savings ¦ Energy Savings (kWh) | Whole home - tier 2 (60% better than code target) ¦ New Home Construction | TRC | 0 | 0 | 0
None | Lifetime Savings ¦ Energy Savings (kWh) | Whole home - tier 3 (70% better than code target) ¦ New Home Construction | TRC | 0 | 0 | 0
None | Lifetime Savings ¦ Energy Savings (kWh) | Whole Home ¦ Home Energy Assessment | TRC | 70079832.204 | 46771908.9266 | 46627839.8315
None | Lifetime Savings ¦ Energy Savings (kWh) | Whole Home First Nations Retrofit ¦ First Nations Home Retrofits | TRC | 0 | 0 | 0
None | Lifetime Savings ¦ Energy Savings (kWh) | Wood Boiler/Furnace ¦ Green Heat | TRC | 706764.8 | 706764.8 | 706764.8
None | Lifetime Savings ¦ Energy Savings (kWh) | Wood Stove ¦ Green Heat | TRC | 11364877.1611 | 11364877.1611 | 11364877.1611
None | Lifetime Savings ¦ Energy Savings (kWh) | Zero-Energy Doors for Reach-In Coolers ¦ Small Business Energy Solutions | TRC | 0 | 0 | 0
None | First Year Net Savings ¦ Coinc. Demand Savings (kW) | 1/2 Size Hot Food Holding Cabinet ¦ Business Energy Rebates | TRC | 0 | 0 | 0
None | First Year Net Savings ¦ Coinc. Demand Savings (kW) | 11W Replacing 60W - MURB ¦ Efficient Products Installation | TRC | 0 | 0 | 0
None | First Year Net Savings ¦ Coinc. Demand Savings (kW) | 11W Replacing 60W ¦ Efficient Products Installation | TRC | 0 | 0 | 0
None | First Year Net Savings ¦ Coinc. Demand Savings (kW) | 18W Replacing 100W - MURB ¦ Efficient Products Installation | TRC | 0 | 0 | 0
None | First Year Net Savings ¦ Coinc. Demand Savings (kW) | 18W Replacing 100W ¦ Efficient Products Installation | TRC | 0 | 0 | 0
None | First Year Net Savings ¦ Coinc. Demand Savings (kW) | 18W Replacing 75W - MURB ¦ Efficient Products Installation | TRC | 0 | 0 | 0
None | First Year Net Savings ¦ Coinc. Demand Savings (kW) | 18W Replacing 75W ¦ Efficient Products Installation | TRC | 0 | 0 | 0
None | First Year Net Savings ¦ Coinc. Demand Savings (kW) | 5W Chandelier E12 - MURB ¦ Efficient Products Installation | TRC | 0 | 0 | 0
None | First Year Net Savings ¦ Coinc. Demand Savings (kW) | 5W Chandelier E12 ¦ Efficient Products Installation | TRC | 0 | 0 | 0
None | First Year Net Savings ¦ Coinc. Demand Savings (kW) | 7W G25 - MURB ¦ Efficient Products Installation | TRC | 0 | 0 | 0
None | First Year Net Savings ¦ Coinc. Demand Savings (kW) | 7W G25 ¦ Efficient Products Installation | TRC | 0 | 0 | 0
None | First Year Net Savings ¦ Coinc. Demand Savings (kW) | 7W GU10 Replacing 35W - MURB ¦ Efficient Products Installation | TRC | 0 | 0 | 0
None | First Year Net Savings ¦ Coinc. Demand Savings (kW) | 7W GU10 Replacing 35W ¦ Efficient Products Installation | TRC | 0 | 0 | 0
None | First Year Net Savings ¦ Coinc. Demand Savings (kW) | 7W GU10 Replacing 50W - MURB ¦ Efficient Products Installation | TRC | 0 | 0 | 0
None | First Year Net Savings ¦ Coinc. Demand Savings (kW) | 7W GU10 Replacing 50W ¦ Efficient Products Installation | TRC | 0 | 0 | 0
None | First Year Net Savings ¦ Coinc. Demand Savings (kW) | 9.5W Replacing 100W - MURB ¦ Efficient Products Installation | TRC | 0.85973 | 0.85973 | 0.85973
None | First Year Net Savings ¦ Coinc. Demand Savings (kW) | 9.5W Replacing 100W ¦ Efficient Products Installation | TRC | 14.5983 | 14.5983 | 14.5983
None | First Year Net Savings ¦ Coinc. Demand Savings (kW) | 9.5W Replacing 40W - MURB ¦ Efficient Products Installation | TRC | 0 | 0 | 0
None | First Year Net Savings ¦ Coinc. Demand Savings (kW) | 9.5W Replacing 40W ¦ Efficient Products Installation | TRC | 0 | 0 | 0
None | First Year Net Savings ¦ Coinc. Demand Savings (kW) | 9.5W Replacing 60W - MURB ¦ Efficient Products Installation | TRC | 0 | 0 | 0
None | First Year Net Savings ¦ Coinc. Demand Savings (kW) | 9.5W Replacing 60W ¦ Efficient Products Installation | TRC | 0 | 0 | 0
None | First Year Net Savings ¦ Coinc. Demand Savings (kW) | 9W Replacing 100W - MURB ¦ Efficient Products Installation | TRC | 0.86448 | 0.86448 | 0.86448
None | First Year Net Savings ¦ Coinc. Demand Savings (kW) | 9W Replacing 100W ¦ Efficient Products Installation | TRC | 48.3074 | 48.3074 | 48.3074
None | First Year Net Savings ¦ Coinc. Demand Savings (kW) | 9W Replacing 40W - MURB ¦ Efficient Products Installation | TRC | 0 | 0 | 0
None | First Year Net Savings ¦ Coinc. Demand Savings (kW) | 9W Replacing 40W ¦ Efficient Products Installation | TRC | 0 | 0 | 0
None | First Year Net Savings ¦ Coinc. Demand Savings (kW) | 9W Replacing 60W - MURB ¦ Efficient Products Installation | TRC | 0 | 0 | 0
None | First Year Net Savings ¦ Coinc. Demand Savings (kW) | 9W Replacing 60W ¦ Efficient Products Installation | TRC | 0 | 0 | 0
None | First Year Net Savings ¦ Coinc. Demand Savings (kW) | Advanced Lighting Design (Performance Lighting) ¦ Business Energy Rebates | TRC | 0 | 0 | 0
None | First Year Net Savings ¦ Coinc. Demand Savings (kW) | Air-Entraining Air Nozzle ¦ Business Energy Rebates | TRC | 0 | 0 | 0
None | First Year Net Savings ¦ Coinc. Demand Savings (kW) | Air Conditioner retirement ¦ Appliance Retirement | TRC | 0 | 0 | 0
None | First Year Net Savings ¦ Coinc. Demand Savings (kW) | ASHP and AWHP - Electrical ¦ Green Heat | TRC | 337.1349 | 337.1349 | 337.1349
None | First Year Net Savings ¦ Coinc. Demand Savings (kW) | Case Lighting for Sign Retrofits ¦ Business Energy Rebates | TRC | 3.1781 | 3.1781 | 3.1781
None | First Year Net Savings ¦ Coinc. Demand Savings (kW) | CEE Tier 2 Commercial Washing Machine ¦ Business Energy Rebates | TRC | 0 | 0 | 0
None | First Year Net Savings ¦ Coinc. Demand Savings (kW) | CEE Tier 3 Commercial Washing Machine ¦ Business Energy Rebates | TRC | 0 | 0 | 0
None | First Year Net Savings ¦ Coinc. Demand Savings (kW) | Circulation Fan (Agriculture) ¦ Business Energy Rebates | TRC | 0 | 0 | 0
None | First Year Net Savings ¦ Coinc. Demand Savings (kW) | Clothes-line ¦ Instant Savings | TRC | 0 | 0 | 0
None | First Year Net Savings ¦ Coinc. Demand Savings (kW) | Clothes Dryer replacement ¦ Appliance Retirement | TRC | 0 | 0 | 0
None | First Year Net Savings ¦ Coinc. Demand Savings (kW) | Clothes Dryers ¦ First Nations Home Retrofits | TRC | 0 | 0 | 0
None | First Year Net Savings ¦ Coinc. Demand Savings (kW) | Clothes Washer replacement ¦ Appliance Retirement | TRC | 0 | 0 | 0
None | First Year Net Savings ¦ Coinc. Demand Savings (kW) | Clothes Washers ¦ First Nations Home Retrofits | TRC | 0 | 0 | 0
None | First Year Net Savings ¦ Coinc. Demand Savings (kW) | Cold Climate Air-Source Heat Pump (24kBTU/hr) ¦ Business Energy Rebates | TRC | 103.643 | 118.7093 | 150.1499
None | First Year Net Savings ¦ Coinc. Demand Savings (kW) | Cold Climate Air-Source Heat Pump (24kBTU/hr) ¦ Small Business Energy Solutions | TRC | 0 | 0 | 0
None | First Year Net Savings ¦ Coinc. Demand Savings (kW) | Cold Climate Air-Source Heat Pump (48kBTU/hr) ¦ Business Energy Rebates | TRC | 429.5054 | 429.5054 | 429.5054
None | First Year Net Savings ¦ Coinc. Demand Savings (kW) | Custom Energy Efficiency ¦ Affordable MultiFamily Renter | TRC | 166.5895 | 165.4521 | 271.102
None | First Year Net Savings ¦ Coinc. Demand Savings (kW) | Custom Energy Efficiency ¦ Custom Retrofit | TRC | 7151.4242 | 7347.7925 | 7330.9176
None | First Year Net Savings ¦ Coinc. Demand Savings (kW) | Cycling Refrigerated Air Dryer - 50 CFM ¦ Business Energy Rebates | TRC | 0 | 0 | 0
None | First Year Net Savings ¦ Coinc. Demand Savings (kW) | Dairy Scroll Compressor ¦ Business Energy Rebates | TRC | 178.8243 | 186.823 | 195.7766
None | First Year Net Savings ¦ Coinc. Demand Savings (kW) | Daylighting Controls - Ceiling Mounted ¦ Business Energy Rebates | TRC | 0 | 0 | 0
None | First Year Net Savings ¦ Coinc. Demand Savings (kW) | Daylighting Controls - Switch-Mounted ¦ Business Energy Rebates | TRC | 0 | 0 | 0
None | First Year Net Savings ¦ Coinc. Demand Savings (kW) | Decorative Lamp ¦ Small Business Energy Solutions | TRC | 2.4366 | 2.4366 | 2.4366
None | First Year Net Savings ¦ Coinc. Demand Savings (kW) | Dehumidifier ¦ Instant Savings | TRC | 3.0262 | 3.0262 | 3.0262
None | First Year Net Savings ¦ Coinc. Demand Savings (kW) | Dehumidifier replacement (Low income only) ¦ Appliance Retirement | TRC | 60.9253 | 60.9253 | 60.9253
None | First Year Net Savings ¦ Coinc. Demand Savings (kW) | Dehumidifier replacement (Low income only) ¦ First Nations Home Retrofits | TRC | 24.5667 | 24.5667 | 24.5667
None | First Year Net Savings ¦ Coinc. Demand Savings (kW) | Dimmer Switch ¦ Instant Savings | TRC | 0 | 0 | 0
None | First Year Net Savings ¦ Coinc. Demand Savings (kW) | Dishwasher replacement ¦ Appliance Retirement | TRC | 0 | 0 | 0
None | First Year Net Savings ¦ Coinc. Demand Savings (kW) | Door Heater Controls ¦ Business Energy Rebates | TRC | 0 | 0 | 0
None | First Year Net Savings ¦ Coinc. Demand Savings (kW) | Double Heat Pad (Agriculture) ¦ Business Energy Rebates | TRC | 0 | 0 | 0
None | First Year Net Savings ¦ Coinc. Demand Savings (kW) | Downlight Luminaire (1200 lumen) ¦ Small Business Energy Solutions | TRC | 0 | 0 | 0
None | First Year Net Savings ¦ Coinc. Demand Savings (kW) | Downlight Luminaire (3000 lumen) ¦ Small Business Energy Solutions | TRC | 0 | 0 | 0
None | First Year Net Savings ¦ Coinc. Demand Savings (kW) | Downlight Luminaire (800 lumen) ¦ Small Business Energy Solutions | TRC | 0 | 0 | 0
None | First Year Net Savings ¦ Coinc. Demand Savings (kW) | Drain Water Heat Recovery ¦ First Nations Home Retrofits | TRC | 0 | 0 | 0
None | First Year Net Savings ¦ Coinc. Demand Savings (kW) | Drain Water Heat Recovery ¦ Green Heat | TRC | 0 | 0 | 0
None | First Year Net Savings ¦ Coinc. Demand Savings (kW) | Drain Water Heat Recovery ¦ Home Energy Assessment | TRC | 0 | 0 | 0
None | First Year Net Savings ¦ Coinc. Demand Savings (kW) | Dual Enthalpy Economizer Controls ¦ Business Energy Rebates | TRC | 0 | 0 | 0
None | First Year Net Savings ¦ Coinc. Demand Savings (kW) | EC Motor for Refrigeration Applications ¦ Business Energy Rebates1 | TRC | 0 | 0 | 0
None | First Year Net Savings ¦ Coinc. Demand Savings (kW) | EC Motor for Refrigeration Applications ¦ Business Energy Rebates2 | TRC | 0 | 0 | 0
None | First Year Net Savings ¦ Coinc. Demand Savings (kW) | ECM Circulator Pump ¦ Instant Savings | TRC | 0 | 0 | 0
None | First Year Net Savings ¦ Coinc. Demand Savings (kW) | Efficient clothes washer ¦ Instant Savings | TRC | 0 | 0 | 0
None | First Year Net Savings ¦ Coinc. Demand Savings (kW) | Efficient refrigerator ¦ Instant Savings | TRC | 0 | 0 | 0
None | First Year Net Savings ¦ Coinc. Demand Savings (kW) | Electric Combination Oven ¦ Business Energy Rebates | TRC | 0 | 0 | 0
None | First Year Net Savings ¦ Coinc. Demand Savings (kW) | Electric Combination Oven with Gas ¦ Business Energy Rebates | TRC | 0 | 0 | 0
None | First Year Net Savings ¦ Coinc. Demand Savings (kW) | Electric Convection Oven ¦ Business Energy Rebates | TRC | 0 | 0 | 0
None | First Year Net Savings ¦ Coinc. Demand Savings (kW) | Electric Convection Oven with Gas ¦ Business Energy Rebates | TRC | 0 | 0 | 0
None | First Year Net Savings ¦ Coinc. Demand Savings (kW) | Electric Fryer Replacement with Gas ¦ Business Energy Rebates | TRC | 0 | 0 | 0
None | First Year Net Savings ¦ Coinc. Demand Savings (kW) | Electric Griddle Replacement with Gas ¦ Business Energy Rebates | TRC | 0 | 0 | 0
None | First Year Net Savings ¦ Coinc. Demand Savings (kW) | Electric Steam Cooker ¦ Business Energy Rebates | TRC | 0 | 0 | 0
None | First Year Net Savings ¦ Coinc. Demand Savings (kW) | Electric Steam Cooker Replacement with Gas ¦ Business Energy Rebates | TRC | 0 | 0 | 0
None | First Year Net Savings ¦ Coinc. Demand Savings (kW) | Electric to Natural Gas - Water Heater ¦ Business Energy Rebates | TRC | 153.8658 | 153.8658 | 153.8658
None | First Year Net Savings ¦ Coinc. Demand Savings (kW) | Energy Management Information Systems ¦ EMIS | TRC | 0 | 0 | 0
None | First Year Net Savings ¦ Coinc. Demand Savings (kW) | Energy Star Dryer ¦ Instant Savings | TRC | 0 | 0 | 0
None | First Year Net Savings ¦ Coinc. Demand Savings (kW) | ENERGY STAR Pool Pump ¦ Business Energy Rebates | TRC | 0 | 0 | 0
None | First Year Net Savings ¦ Coinc. Demand Savings (kW) | ENERGY STAR Uninteruptible Power Supplies (UPS) ¦ Business Energy Rebates | TRC | 0 | 0 | 0
None | First Year Net Savings ¦ Coinc. Demand Savings (kW) | ENERGY STAR Washing Machine ¦ Business Energy Rebates | TRC | 0.71438 | 0.71438 | 0.71438
None | First Year Net Savings ¦ Coinc. Demand Savings (kW) | Evaporator Fan Motor Controls ¦ Business Energy Rebates | TRC | 0 | 0 | 0
None | First Year Net Savings ¦ Coinc. Demand Savings (kW) | Faucet Aerators - MURB ¦ Efficient Products Installation | TRC | 0 | 0 | 0
None | First Year Net Savings ¦ Coinc. Demand Savings (kW) | Faucet Aerators ¦ Efficient Products Installation | TRC | 0 | 0 | 0
None | First Year Net Savings ¦ Coinc. Demand Savings (kW) | Flood Luminaire (10000 lumen) ¦ Business Energy Rebates | TRC | 1781.3507 | 1781.3507 | 1781.3507
None | First Year Net Savings ¦ Coinc. Demand Savings (kW) | Flood Luminaire (10000 lumen) ¦ Small Business Energy Solutions | TRC | 0 | 0 | 0
None | First Year Net Savings ¦ Coinc. Demand Savings (kW) | Flood Luminaire (48000 lumen) ¦ Business Energy Rebates | TRC | 214.5729 | 214.5729 | 214.5729
None | First Year Net Savings ¦ Coinc. Demand Savings (kW) | Flood Luminaire (48000 lumen) ¦ Small Business Energy Solutions | TRC | 0 | 0 | 0
None | First Year Net Savings ¦ Coinc. Demand Savings (kW) | Four Pin Replacement Lamps for CFLs ¦ Business Energy Rebates | TRC | 0.98534 | 0.98534 | 0.98534
None | First Year Net Savings ¦ Coinc. Demand Savings (kW) | Four Pin Replacement Lamps for CFLs ¦ Small Business Energy Solutions | TRC | 0 | 0 | 0
None | First Year Net Savings ¦ Coinc. Demand Savings (kW) | Freezer replacement (Low income only) ¦ Appliance Retirement | TRC | 87.0924 | 87.0924 | 0
None | First Year Net Savings ¦ Coinc. Demand Savings (kW) | Freezer replacement (Low income only) ¦ First Nations Home Retrofits | TRC | 21.4513 | 21.4513 | 21.4513
None | First Year Net Savings ¦ Coinc. Demand Savings (kW) | Freezer replacement ¦ Appliance Retirement | TRC | 0 | 0 | 0
None | First Year Net Savings ¦ Coinc. Demand Savings (kW) | Freezer retirement ¦ Appliance Retirement | TRC | 0 | 0 | 0
None | First Year Net Savings ¦ Coinc. Demand Savings (kW) | Fridge replacement ¦ Appliance Retirement | TRC | 0 | 0 | 0
None | First Year Net Savings ¦ Coinc. Demand Savings (kW) | Fuel Pump Canopy Luminaire (4000 lumen) ¦ Small Business Energy Solutions | TRC | 0 | 0 | 0
None | First Year Net Savings ¦ Coinc. Demand Savings (kW) | General Use Lamp (A,G Types) ¦ Small Business Energy Solutions | TRC | 0 | 0 | 0
None | First Year Net Savings ¦ Coinc. Demand Savings (kW) | Glass Door Freezer ¦ Small Business Energy Solutions | TRC | 0 | 0 | 0
None | First Year Net Savings ¦ Coinc. Demand Savings (kW) | Glass Door Refrigerator ¦ Business Energy Rebates | TRC | 0 | 0 | 0
None | First Year Net Savings ¦ Coinc. Demand Savings (kW) | Glass Door Refrigerator ¦ Small Business Energy Solutions | TRC | 0 | 0 | 0
None | First Year Net Savings ¦ Coinc. Demand Savings (kW) | Ground Source Heat Pump (60kBTU/hr) ¦ Business Energy Rebates | TRC | 0 | 0 | 0
None | First Year Net Savings ¦ Coinc. Demand Savings (kW) | Ground Source Heat Pump (60kBTU/hr) ¦ Small Business Energy Solutions | TRC | 0 | 0 | 0
None | First Year Net Savings ¦ Coinc. Demand Savings (kW) | GSHP ¦ Green Heat | TRC | 92.5304 | 92.5304 | 92.5304
None | First Year Net Savings ¦ Coinc. Demand Savings (kW) | Heat Pump Clothes Dryer ¦ Business Energy Rebates | TRC | 102.3024 | 102.3024 | 102.3024
None | First Year Net Savings ¦ Coinc. Demand Savings (kW) | Heat Pump Dryer (ventless) ¦ Instant Savings | TRC | 0 | 0 | 0
None | First Year Net Savings ¦ Coinc. Demand Savings (kW) | Heat Pump Water Heater ¦ Business Energy Rebates | TRC | 0 | 0 | 0
None | First Year Net Savings ¦ Coinc. Demand Savings (kW) | Heat Pump Water Heater ¦ First Nations Home Retrofits | TRC | 0 | 0 | 0
None | First Year Net Savings ¦ Coinc. Demand Savings (kW) | Heat Pump Water Heater ¦ Green Heat | TRC | 0 | 0 | 0
None | First Year Net Savings ¦ Coinc. Demand Savings (kW) | Heat Pump Water Heater ¦ Home Energy Assessment | TRC | 0 | 0 | 0
None | First Year Net Savings ¦ Coinc. Demand Savings (kW) | Heat Pump Water Heater ¦ Small Business Energy Solutions | TRC | 0 | 0 | 0
None | First Year Net Savings ¦ Coinc. Demand Savings (kW) | Heat Reclaimer Unit (Agriculture) ¦ Business Energy Rebates | TRC | 0 | 0 | 0
None | First Year Net Savings ¦ Coinc. Demand Savings (kW) | Heat Reclaimer Unit (Agriculture) ¦ Small Business Energy Solutions | TRC | 0 | 0 | 0
None | First Year Net Savings ¦ Coinc. Demand Savings (kW) | Heavy duty timer ¦ Instant Savings | TRC | 0 | 0 | 0
None | First Year Net Savings ¦ Coinc. Demand Savings (kW) | High Bay Luminaire (15 000 lumen) ¦ Business Energy Rebates | TRC | 0 | 0 | 0
None | First Year Net Savings ¦ Coinc. Demand Savings (kW) | High Bay Luminaire (15 000 lumen) ¦ Small Business Energy Solutions | TRC | 0 | 0 | 0
None | First Year Net Savings ¦ Coinc. Demand Savings (kW) | High Bay Luminaire (35 000 lumen) ¦ Small Business Energy Solutions | TRC | 0 | 0 | 0
None | First Year Net Savings ¦ Coinc. Demand Savings (kW) | High Efficiency Circulator Pump 1.5kW ¦ Business Energy Rebates | TRC | 0 | 0 | 0
None | First Year Net Savings ¦ Coinc. Demand Savings (kW) | High Efficiency Circulator Pump 100W ¦ Business Energy Rebates | TRC | 0 | 0 | 0
None | First Year Net Savings ¦ Coinc. Demand Savings (kW) | High Efficiency Circulator Pump 300W ¦ Business Energy Rebates | TRC | 0 | 0 | 0
None | First Year Net Savings ¦ Coinc. Demand Savings (kW) | High Volume Low Speed Fan (Agriculture) ¦ Business Energy Rebates | TRC | 0 | 0 | 0
None | First Year Net Savings ¦ Coinc. Demand Savings (kW) | High Volume Low Speed Fan (Agriculture) ¦ Small Business Energy Solutions | TRC | 0 | 0 | 0
None | First Year Net Savings ¦ Coinc. Demand Savings (kW) | Holiday Lights Exchange - MURB ¦ Efficient Products Installation | TRC | 6.1518 | 6.1518 | 6.1518
None | First Year Net Savings ¦ Coinc. Demand Savings (kW) | Holiday Lights Exchange ¦ Efficient Products Installation | TRC | 81.3269 | 81.3269 | 81.3269
None | First Year Net Savings ¦ Coinc. Demand Savings (kW) | Hot Water Tank Wrap - MURB ¦ Efficient Products Installation | TRC | 0 | 0 | 0
None | First Year Net Savings ¦ Coinc. Demand Savings (kW) | Hot Water Tank Wrap ¦ Efficient Products Installation | TRC | 0 | 0 | 0
None | First Year Net Savings ¦ Coinc. Demand Savings (kW) | HVAC Hotel Occupancy Sensor ¦ Business Energy Rebates | TRC | 0 | 0 | 0
None | First Year Net Savings ¦ Coinc. Demand Savings (kW) | Hybrid Heat Pump Dryer ¦ Instant Savings | TRC | 0 | 0 | 0
None | First Year Net Savings ¦ Coinc. Demand Savings (kW) | Ice-Making Head ¦ Business Energy Rebates | TRC | 0 | 0 | 0
None | First Year Net Savings ¦ Coinc. Demand Savings (kW) | Indoor motion sensor ¦ Instant Savings | TRC | 0 | 0 | 0
None | First Year Net Savings ¦ Coinc. Demand Savings (kW) | Large Commercial/Industrial ETS System ¦ ETS Business Energy Rebates | TRC | 487.7757 | 487.7757 | 487.7757
None | First Year Net Savings ¦ Coinc. Demand Savings (kW) | LED - ENERGY STAR Fixture with Motion Sensor ¦ Instant Savings | TRC | 150.5976 | 150.5976 | 150.5976
None | First Year Net Savings ¦ Coinc. Demand Savings (kW) | LED - ENERGY STAR Fixture without Motion Sensor ¦ Instant Savings | TRC | 462.1198 | 462.1198 | 462.1198
None | First Year Net Savings ¦ Coinc. Demand Savings (kW) | LED - Other ¦ Instant Savings | TRC | 848.6036 | 848.6036 | 848.6036
None | First Year Net Savings ¦ Coinc. Demand Savings (kW) | LED - R, BR and Decorative ¦ Instant Savings | TRC | 536.8913 | 536.8913 | 536.8913
None | First Year Net Savings ¦ Coinc. Demand Savings (kW) | LED - Recessed downlight ¦ Instant Savings | TRC | 0 | 0 | 0
None | First Year Net Savings ¦ Coinc. Demand Savings (kW) | LED Nightlights - MURB ¦ Efficient Products Installation | TRC | 0.31712 | 0.31712 | 0.31712
None | First Year Net Savings ¦ Coinc. Demand Savings (kW) | LED Nightlights ¦ Efficient Products Installation | TRC | 54.1194 | 54.1194 | 54.1194
None | First Year Net Savings ¦ Coinc. Demand Savings (kW) | LED Replacement Lamps for HID (10000 lumen) ¦ Business Energy Rebates | TRC | 0 | 0 | 0
None | First Year Net Savings ¦ Coinc. Demand Savings (kW) | LED Replacement Lamps for HID (10000 lumen) ¦ Small Business Energy Solutions | TRC | 0 | 0 | 0
None | First Year Net Savings ¦ Coinc. Demand Savings (kW) | LED Replacement Lamps for HID (4000 lumen) ¦ Business Energy Rebates | TRC | 0 | 0 | 0
None | First Year Net Savings ¦ Coinc. Demand Savings (kW) | LED Replacement Lamps for HID (4000 lumen) ¦ Small Business Energy Solutions | TRC | 0 | 0 | 0
None | First Year Net Savings ¦ Coinc. Demand Savings (kW) | LED Troffer (1x4) ¦ Business Energy Rebates | TRC | 0 | 0 | 0
None | First Year Net Savings ¦ Coinc. Demand Savings (kW) | LED Troffer (1x4) ¦ Small Business Energy Solutions | TRC | 0 | 0 | 0
None | First Year Net Savings ¦ Coinc. Demand Savings (kW) | LED Troffer (2x2) ¦ Business Energy Rebates | TRC | 0 | 0 | 0
None | First Year Net Savings ¦ Coinc. Demand Savings (kW) | LED Troffer (2x2) ¦ Small Business Energy Solutions | TRC | 0 | 0 | 0
None | First Year Net Savings ¦ Coinc. Demand Savings (kW) | LED Troffer (4x2) ¦ Business Energy Rebates | TRC | 0 | 0 | 0
None | First Year Net Savings ¦ Coinc. Demand Savings (kW) | LED Troffer (4x2) ¦ Small Business Energy Solutions | TRC | 0 | 0 | 0
None | First Year Net Savings ¦ Coinc. Demand Savings (kW) | LED Wall Sconce (1200 lumen) ¦ Small Business Energy Solutions | TRC | 0 | 0 | 0
None | First Year Net Savings ¦ Coinc. Demand Savings (kW) | Linear Ambient Luminaire (10000 lumen) ¦ Business Energy Rebates | TRC | 0 | 0 | 0
None | First Year Net Savings ¦ Coinc. Demand Savings (kW) | Linear Ambient Luminaire (10000 lumen) ¦ Small Business Energy Solutions | TRC | 0 | 0 | 0
None | First Year Net Savings ¦ Coinc. Demand Savings (kW) | Linear Ambient Luminaire (2000 lumen) ¦ Business Energy Rebates | TRC | 0 | 0 | 0
None | First Year Net Savings ¦ Coinc. Demand Savings (kW) | Linear Ambient Luminaire (2000 lumen) ¦ Small Business Energy Solutions | TRC | 0 | 0 | 0
None | First Year Net Savings ¦ Coinc. Demand Savings (kW) | Linear Ambient Luminaire (4000 lumen) ¦ Business Energy Rebates | TRC | 0 | 0 | 0
None | First Year Net Savings ¦ Coinc. Demand Savings (kW) | Linear Ambient Luminaire (4000 lumen) ¦ Small Business Energy Solutions | TRC | 0 | 0 | 0
None | First Year Net Savings ¦ Coinc. Demand Savings (kW) | Linear Ambient Luminaire (8000 lumen) ¦ Business Energy Rebates | TRC | 0 | 0 | 0
None | First Year Net Savings ¦ Coinc. Demand Savings (kW) | Linear Ambient Luminaire (8000 lumen) ¦ Small Business Energy Solutions | TRC | 0 | 0 | 0
None | First Year Net Savings ¦ Coinc. Demand Savings (kW) | Linear Replacement Lamp (2 foot) ¦ Business Energy Rebates | TRC | 6.689 | 6.689 | 6.689
None | First Year Net Savings ¦ Coinc. Demand Savings (kW) | Linear Replacement Lamp (2 foot) ¦ Small Business Energy Solutions | TRC | 0 | 0 | 0
None | First Year Net Savings ¦ Coinc. Demand Savings (kW) | Linear Replacement Lamp (4 foot) ¦ Business Energy Rebates | TRC | 1764.6771 | 1764.6771 | 1764.6771
None | First Year Net Savings ¦ Coinc. Demand Savings (kW) | Linear Replacement Lamp (4 foot) ¦ Small Business Energy Solutions | TRC | 0 | 0 | 0
None | First Year Net Savings ¦ Coinc. Demand Savings (kW) | Low-bay Luminaire (10,000 lumen) ¦ Business Energy Rebates | TRC | 0 | 0 | 0
None | First Year Net Savings ¦ Coinc. Demand Savings (kW) | Low-bay Luminaire (10,000 lumen) ¦ Small Business Energy Solutions | TRC | 0 | 0 | 0
None | First Year Net Savings ¦ Coinc. Demand Savings (kW) | Low-bay Luminaire (5000 lumen) ¦ Business Energy Rebates | TRC | 0 | 0 | 0
None | First Year Net Savings ¦ Coinc. Demand Savings (kW) | Low-flow showerhead - 0.5 gpm Reduction - MURB ¦ Efficient Products Installation | TRC | 0 | 0 | 0
None | First Year Net Savings ¦ Coinc. Demand Savings (kW) | Low-flow showerhead - 0.5 gpm Reduction ¦ Efficient Products Installation | TRC | 0 | 0 | 0
None | First Year Net Savings ¦ Coinc. Demand Savings (kW) | Low-flow showerhead - 1.0 gpm Reduction - MURB ¦ Efficient Products Installation | TRC | 7.7314 | 8.8358 | 8.8358
None | First Year Net Savings ¦ Coinc. Demand Savings (kW) | Low-flow showerhead - 1.0 gpm Reduction ¦ Efficient Products Installation | TRC | 430.8356 | 430.8356 | 430.8356
None | First Year Net Savings ¦ Coinc. Demand Savings (kW) | Low-flow showerhead -0.75 gpm Reduction - MURB ¦ Efficient Products Installation | TRC | 0 | 4.5358 | 6.6269
None | First Year Net Savings ¦ Coinc. Demand Savings (kW) | Low-flow showerhead -0.75 gpm Reduction ¦ Efficient Products Installation | TRC | 2.9087 | 0 | 1.3229
None | First Year Net Savings ¦ Coinc. Demand Savings (kW) | Low/Zero Energy Livestock Waterer ¦ Business Energy Rebates | TRC | 0 | 0 | 0
None | First Year Net Savings ¦ Coinc. Demand Savings (kW) | Luminaire Level Lighting Control (LLLC) - High Impact Application ¦ Business Energy Rebates | TRC | 5.4584 | 5.4584 | 5.4584
None | First Year Net Savings ¦ Coinc. Demand Savings (kW) | Luminaire Level Lighting Control (LLLC) - Low Impact Application ¦ Business Energy Rebates | TRC | 9.7761 | 9.7761 | 9.7761
None | First Year Net Savings ¦ Coinc. Demand Savings (kW) | Medium Commercial ETS System ¦ ETS Business Energy Rebates | TRC | 487.7757 | 487.7757 | 487.7757
None | First Year Net Savings ¦ Coinc. Demand Savings (kW) | Medium Commercial ETS System ¦ ETS Small Business Energy Solutions | TRC | 0 | 0 | 0
None | First Year Net Savings ¦ Coinc. Demand Savings (kW) | Milk Pre-cooler ¦ Business Energy Rebates | TRC | 0 | 0 | 0
None | First Year Net Savings ¦ Coinc. Demand Savings (kW) | Mini freezer retirement ¦ Appliance Retirement | TRC | 0 | 0 | 0
None | First Year Net Savings ¦ Coinc. Demand Savings (kW) | Mini fridge retirement ¦ Appliance Retirement | TRC | 0 | 0 | 0
None | First Year Net Savings ¦ Coinc. Demand Savings (kW) | Motion sensor with dimmer switch ¦ Instant Savings | TRC | 0 | 0 | 0
None | First Year Net Savings ¦ Coinc. Demand Savings (kW) | MSHP - Fully Electrical ¦ Green Heat | TRC | 9044.4813 | 9044.4813 | 9044.4813
None | First Year Net Savings ¦ Coinc. Demand Savings (kW) | MSHP - Mainly Electrical ¦ Green Heat | TRC | 1254.88 | 1254.88 | 1254.88
None | First Year Net Savings ¦ Coinc. Demand Savings (kW) | Multi-Tank Conveyor Dishwasher - High Temp ¦ Business Energy Rebates | TRC | 0 | 0 | 0
None | First Year Net Savings ¦ Coinc. Demand Savings (kW) | Multi-Tank Conveyor Dishwasher - High Temp ¦ Small Business Energy Solutions | TRC | 0 | 0 | 0
None | First Year Net Savings ¦ Coinc. Demand Savings (kW) | Multi-Tank Conveyor Dishwasher - Low Temp ¦ Business Energy Rebates | TRC | 0 | 0 | 0
None | First Year Net Savings ¦ Coinc. Demand Savings (kW) | Multi-Tank Conveyor Dishwasher - Low Temp ¦ Small Business Energy Solutions | TRC | 0 | 0 | 0
None | First Year Net Savings ¦ Coinc. Demand Savings (kW) | Natural Barn Ventiliation - Year-Round ¦ Business Energy Rebates | TRC | 0 | 0 | 0
None | First Year Net Savings ¦ Coinc. Demand Savings (kW) | Networked/ Connected - Indoor LED Lamp ¦ Instant Savings | TRC | 0 | 0 | 0
None | First Year Net Savings ¦ Coinc. Demand Savings (kW) | Networked/Connected - High Impact Application ¦ Business Energy Rebates | TRC | 6.4118 | 6.4118 | 6.4118
None | First Year Net Savings ¦ Coinc. Demand Savings (kW) | Networked/Connected - Low Impact Application ¦ Business Energy Rebates | TRC | 11.1111 | 11.1111 | 11.1111
None | First Year Net Savings ¦ Coinc. Demand Savings (kW) | No-Loss Drain ¦ Business Energy Rebates | TRC | 0 | 0 | 0
None | First Year Net Savings ¦ Coinc. Demand Savings (kW) | Occupancy Sensor (Ceiling Mounted) ¦ Business Energy Rebates | TRC | 1532.0715 | 1532.0715 | 1532.0715
None | First Year Net Savings ¦ Coinc. Demand Savings (kW) | Occupancy Sensor (Ceiling Mounted) ¦ Small Business Energy Solutions | TRC | 5.1325 | 5.1325 | 5.1325
None | First Year Net Savings ¦ Coinc. Demand Savings (kW) | Occupancy Sensor (Wall Mounted) ¦ Business Energy Rebates | TRC | 1010.36 | 1010.36 | 1010.36
None | First Year Net Savings ¦ Coinc. Demand Savings (kW) | Occupancy Sensor (Wall Mounted) ¦ Small Business Energy Solutions | TRC | 122.7978 | 122.7978 | 122.7978
None | First Year Net Savings ¦ Coinc. Demand Savings (kW) | Occupancy Sensor (Exterior) ¦ Business Energy Rebates | TRC | 12.9445 | 12.9445 | 12.9445
None | First Year Net Savings ¦ Coinc. Demand Savings (kW) | Open to Closed Cooler Conversion ¦ Business Energy Rebates | TRC | 0 | 0 | 0
None | First Year Net Savings ¦ Coinc. Demand Savings (kW) | Open to Closed Cooler Conversion ¦ Small Business Energy Solutions | TRC | 0 | 0 | 0
None | First Year Net Savings ¦ Coinc. Demand Savings (kW) | Outdoor motion sensor ¦ Instant Savings | TRC | 0 | 0 | 0
None | First Year Net Savings ¦ Coinc. Demand Savings (kW) | Outside Air Economizer ¦ Business Energy Rebates | TRC | 250.0003 | 251.8113 | 254.5072
None | First Year Net Savings ¦ Coinc. Demand Savings (kW) | Packaged Terminal Heat Pump (12kBTU/hr) ¦ Business Energy Rebates | TRC | 0 | 0 | 0
None | First Year Net Savings ¦ Coinc. Demand Savings (kW) | Parking Garage Luminaire (4000 lumen) ¦ Small Business Energy Solutions | TRC | 0 | 0 | 0
None | First Year Net Savings ¦ Coinc. Demand Savings (kW) | Pellet Boiler/Furnace ¦ Green Heat | TRC | 551.1111 | 551.1111 | 551.1111
None | First Year Net Savings ¦ Coinc. Demand Savings (kW) | Pellet Stove ¦ Green Heat | TRC | 109.371 | 109.371 | 109.371
None | First Year Net Savings ¦ Coinc. Demand Savings (kW) | Pipe Insulation - MURB ¦ Efficient Products Installation | TRC | 0 | 0 | 0
None | First Year Net Savings ¦ Coinc. Demand Savings (kW) | Pipe Insulation ¦ Efficient Products Installation | TRC | 0 | 0 | 0
None | First Year Net Savings ¦ Coinc. Demand Savings (kW) | Pole/Arm-Mounted Area Luminaire (20000 lumen) ¦ Business Energy Rebates | TRC | 251.9443 | 251.9443 | 251.9443
None | First Year Net Savings ¦ Coinc. Demand Savings (kW) | Pole/Arm-Mounted Area Luminaire (20000 lumen) ¦ Small Business Energy Solutions | TRC | 0 | 0 | 0
None | First Year Net Savings ¦ Coinc. Demand Savings (kW) | Pole/Arm-Mounted Area Luminaire (4000 lumen) ¦ Small Business Energy Solutions | TRC | 0 | 0 | 0
None | First Year Net Savings ¦ Coinc. Demand Savings (kW) | Pole/Arm-Mounted Area Luminaire (60000 lumen) ¦ Business Energy Rebates | TRC | 357.8479 | 357.8479 | 357.8479
None | First Year Net Savings ¦ Coinc. Demand Savings (kW) | Pole/Arm-Mounted Decorative Luminaire (1500 lumen) ¦ Small Business Energy Solutions | TRC | 0 | 0 | 0
None | First Year Net Savings ¦ Coinc. Demand Savings (kW) | Pole/Arm-Mounted Decorative Luminaire (5000 lumen) ¦ Business Energy Rebates | TRC | 11.9429 | 11.9429 | 11.9429
None | First Year Net Savings ¦ Coinc. Demand Savings (kW) | Pole/Arm-Mounted Decorative Luminaire (5000 lumen) ¦ Small Business Energy Solutions | TRC | 0 | 0 | 0
None | First Year Net Savings ¦ Coinc. Demand Savings (kW) | Pot, Pan and Utensil Dishwasher - High Temp ¦ Business Energy Rebates | TRC | 0 | 0 | 0
None | First Year Net Savings ¦ Coinc. Demand Savings (kW) | Power bar with timer ¦ Instant Savings | TRC | 0 | 0 | 0
None | First Year Net Savings ¦ Coinc. Demand Savings (kW) | Premium High Bay Luminaire (15 000 lumen) ¦ Business Energy Rebates | TRC | 0 | 0 | 0
None | First Year Net Savings ¦ Coinc. Demand Savings (kW) | Premium High Bay Luminaire (15 000 lumen) ¦ Small Business Energy Solutions | TRC | 0 | 0 | 0
None | First Year Net Savings ¦ Coinc. Demand Savings (kW) | Premium High Bay Luminaire (35 000 lumen) ¦ Business Energy Rebates | TRC | 0 | 0 | 0
None | First Year Net Savings ¦ Coinc. Demand Savings (kW) | Premium High Bay Luminaire (35 000 lumen) ¦ Small Business Energy Solutions | TRC | 0 | 0 | 0
None | First Year Net Savings ¦ Coinc. Demand Savings (kW) | Premium High Bay Luminaire (60 000 lumen) ¦ Business Energy Rebates | TRC | 0 | 0 | 0
None | First Year Net Savings ¦ Coinc. Demand Savings (kW) | Programmable thermostat ¦ Instant Savings | TRC | 0 | 0 | 0
None | First Year Net Savings ¦ Coinc. Demand Savings (kW) | Programmable Thermostats ¦ First Nations Home Retrofits | TRC | 0 | 0 | 0
None | First Year Net Savings ¦ Coinc. Demand Savings (kW) | Range / Stove replacement ¦ Appliance Retirement | TRC | 0 | 0 | 0
None | First Year Net Savings ¦ Coinc. Demand Savings (kW) | Reflector Lamp (MR16) ¦ Small Business Energy Solutions | TRC | 0 | 0 | 0
None | First Year Net Savings ¦ Coinc. Demand Savings (kW) | Reflector Lamp (PAR38) ¦ Small Business Energy Solutions | TRC | 0 | 0 | 0
None | First Year Net Savings ¦ Coinc. Demand Savings (kW) | Refrigerated Case Luminaire ¦ Business Energy Rebates | TRC | 0 | 0 | 0
None | First Year Net Savings ¦ Coinc. Demand Savings (kW) | Refrigerated Case Luminaire ¦ Small Business Energy Solutions | TRC | 0 | 0 | 0
None | First Year Net Savings ¦ Coinc. Demand Savings (kW) | Refrigerator replacement (Low income only) ¦ Appliance Retirement | TRC | 0 | 0 | 0
None | First Year Net Savings ¦ Coinc. Demand Savings (kW) | Refrigerator replacement (Low income only) ¦ First Nations Home Retrofits | TRC | 0 | 0 | 0
None | First Year Net Savings ¦ Coinc. Demand Savings (kW) | Refrigerator retirement ¦ Appliance Retirement | TRC | 0 | 0 | 0
None | First Year Net Savings ¦ Coinc. Demand Savings (kW) | Remote Condensing Unit ¦ Business Energy Rebates | TRC | 0 | 0 | 0
None | First Year Net Savings ¦ Coinc. Demand Savings (kW) | Residential DHW Timer ¦ ETS Green Heat | TRC | 65.4064 | 65.4064 | 65.4064
None | First Year Net Savings ¦ Coinc. Demand Savings (kW) | Residential ETS System (Central) ¦ ETS Green Heat | TRC | 557.6757 | 557.6757 | 557.6757
None | First Year Net Savings ¦ Coinc. Demand Savings (kW) | Residential ETS System (Central) ¦ ETS Home Energy Assessment | TRC | 387.0024 | 387.0024 | 387.0024
None | First Year Net Savings ¦ Coinc. Demand Savings (kW) | Residential ETS System (Room) ¦ ETS Green Heat | TRC | 557.6757 | 557.6757 | 557.6757
None | First Year Net Savings ¦ Coinc. Demand Savings (kW) | Residential ETS System (Room) ¦ ETS Home Energy Assessment | TRC | 387.0024 | 387.0024 | 387.0024
None | First Year Net Savings ¦ Coinc. Demand Savings (kW) | Room air purifier ¦ Instant Savings | TRC | 24.2592 | 24.2592 | 24.2592
None | First Year Net Savings ¦ Coinc. Demand Savings (kW) | Server Virtualization and Decommissioning ¦ Business Energy Rebates | TRC | 0 | 0 | 0
None | First Year Net Savings ¦ Coinc. Demand Savings (kW) | Single-Tank Door type Dishwasher - High Temp ¦ Business Energy Rebates | TRC | 0 | 0 | 0
None | First Year Net Savings ¦ Coinc. Demand Savings (kW) | Single-Tank Door type Dishwasher - Low Temp ¦ Business Energy Rebates | TRC | 0 | 0 | 0
None | First Year Net Savings ¦ Coinc. Demand Savings (kW) | Single -Tank Conveyor Dishwasher - High Temp ¦ Business Energy Rebates | TRC | 0 | 0 | 0
None | First Year Net Savings ¦ Coinc. Demand Savings (kW) | Single -Tank Conveyor Dishwasher - Low Temp ¦ Business Energy Rebates | TRC | 0 | 0 | 0
None | First Year Net Savings ¦ Coinc. Demand Savings (kW) | Single Heat Pad (Agriculture) ¦ Business Energy Rebates | TRC | 0 | 0 | 0
None | First Year Net Savings ¦ Coinc. Demand Savings (kW) | Small Commercial ETS Sytem ¦ ETS Business Energy Rebates | TRC | 853.6074 | 853.6074 | 853.6074
None | First Year Net Savings ¦ Coinc. Demand Savings (kW) | Small Commercial ETS Sytem ¦ ETS Small Business Energy Solutions | TRC | 0 | 0 | 0
None | First Year Net Savings ¦ Coinc. Demand Savings (kW) | Smart power bar ¦ Instant Savings | TRC | 0 | 0 | 0
None | First Year Net Savings ¦ Coinc. Demand Savings (kW) | Smart Power Controllers - MURB ¦ Efficient Products Installation | TRC | 0 | 0 | 0
None | First Year Net Savings ¦ Coinc. Demand Savings (kW) | Smart Power Controllers ¦ Efficient Products Installation | TRC | 0 | 0 | 0
None | First Year Net Savings ¦ Coinc. Demand Savings (kW) | Solar air heating ¦ Green Heat | TRC | 0 | 0 | 0
None | First Year Net Savings ¦ Coinc. Demand Savings (kW) | Solar Domestic Hot Water ¦ Green Heat | TRC | 0 | 0 | 0
None | First Year Net Savings ¦ Coinc. Demand Savings (kW) | Solar Domestic Hot Water ¦ Home Energy Assessment | TRC | 0 | 0 | 0
None | First Year Net Savings ¦ Coinc. Demand Savings (kW) | Solid Door Freezer ¦ Business Energy Rebates | TRC | 0 | 0 | 0
None | First Year Net Savings ¦ Coinc. Demand Savings (kW) | Solid Door Freezer ¦ Small Business Energy Solutions | TRC | 0 | 0 | 0
None | First Year Net Savings ¦ Coinc. Demand Savings (kW) | Solid Door Refrigerator ¦ Business Energy Rebates | TRC | 0 | 0 | 0
None | First Year Net Savings ¦ Coinc. Demand Savings (kW) | Solid Door Refrigerator ¦ Small Business Energy Solutions | TRC | 0 | 0 | 0
None | First Year Net Savings ¦ Coinc. Demand Savings (kW) | Standard Capacity Electric Fryer ¦ Business Energy Rebates | TRC | 0 | 0 | 0
None | First Year Net Savings ¦ Coinc. Demand Savings (kW) | Standard Capacity Electric Fryer ¦ Small Business Energy Solutions | TRC | 0 | 0 | 0
None | First Year Net Savings ¦ Coinc. Demand Savings (kW) | Strategic Energy Management ¦ SEM | TRC | 0 | 0 | 0
None | First Year Net Savings ¦ Coinc. Demand Savings (kW) | Strip-Curtains for Display Cases ¦ Business Energy Rebates | TRC | 0 | 0 | 0
None | First Year Net Savings ¦ Coinc. Demand Savings (kW) | Strip-Curtains for Display Cases ¦ Small Business Energy Solutions | TRC | 0 | 0 | 0
None | First Year Net Savings ¦ Coinc. Demand Savings (kW) | Track/Mono-point Direction Luminaire ¦ Business Energy Rebates | TRC | 62.5974 | 62.5974 | 62.5974
None | First Year Net Savings ¦ Coinc. Demand Savings (kW) | Unconverted D ¦ Home Energy Assessment | TRC | 559.7715 | 559.7715 | 559.7715
None | First Year Net Savings ¦ Coinc. Demand Savings (kW) | Under-Counter Dishwasher - HighTemp ¦ Business Energy Rebates | TRC | 0 | 0 | 0
None | First Year Net Savings ¦ Coinc. Demand Savings (kW) | Under-Counter Dishwasher - Low Temp ¦ Business Energy Rebates | TRC | 0 | 0 | 0
None | First Year Net Savings ¦ Coinc. Demand Savings (kW) | Variable Speed Kitchen Exhaust Fan ¦ Business Energy Rebates | TRC | 326.5581 | 335.3636 | 345.6801
None | First Year Net Savings ¦ Coinc. Demand Savings (kW) | Variable Speed Kitchen Exhaust Fan ¦ Small Business Energy Solutions | TRC | 0 | 0 | 0
None | First Year Net Savings ¦ Coinc. Demand Savings (kW) | Ventilation Fan (Agriculture) ¦ Business Energy Rebates | TRC | 0 | 0 | 0
None | First Year Net Savings ¦ Coinc. Demand Savings (kW) | VFD - 10 hp - Institutional - Make-up Air Fan ¦ Business Energy Rebates | TRC | 0 | 0 | 0
None | First Year Net Savings ¦ Coinc. Demand Savings (kW) | VFD - 10 hp - Retail - Supply Fan ¦ Business Energy Rebates | TRC | 0 | 0 | 0
None | First Year Net Savings ¦ Coinc. Demand Savings (kW) | VFD - 20 hp - Institutional - Chilled Water Pump ¦ Business Energy Rebates | TRC | 0 | 0 | 0
None | First Year Net Savings ¦ Coinc. Demand Savings (kW) | VFD - 20 hp - Retail - Exhaust Fan ¦ Business Energy Rebates | TRC | 0 | 0 | 0
None | First Year Net Savings ¦ Coinc. Demand Savings (kW) | VFD - 30 hp - Institutional - Make-up Air Fan ¦ Business Energy Rebates | TRC | 0 | 0 | 0
None | First Year Net Savings ¦ Coinc. Demand Savings (kW) | VFD - 30 hp - Retail - Supply Fan ¦ Business Energy Rebates | TRC | 0 | 0 | 0
None | First Year Net Savings ¦ Coinc. Demand Savings (kW) | VFD - 40 hp - Warehousing - Exhaust Fan ¦ Business Energy Rebates | TRC | 0 | 0 | 0
None | First Year Net Savings ¦ Coinc. Demand Savings (kW) | VFD - 5 hp - Institutional - Chilled Water Pump ¦ Business Energy Rebates | TRC | 0 | 0 | 0
None | First Year Net Savings ¦ Coinc. Demand Savings (kW) | VFD - 5 hp - Retail - Exhaust Fan ¦ Business Energy Rebates | TRC | 0 | 0 | 0
None | First Year Net Savings ¦ Coinc. Demand Savings (kW) | VFD Milk Transfer Pump ¦ Business Energy Rebates | TRC | 0 | 0 | 0
None | First Year Net Savings ¦ Coinc. Demand Savings (kW) | VFD Milk Transfer Pump ¦ Small Business Energy Solutions | TRC | 0 | 0 | 0
None | First Year Net Savings ¦ Coinc. Demand Savings (kW) | VFD Milk Vacuum Pump ¦ Business Energy Rebates | TRC | 0 | 0 | 0
None | First Year Net Savings ¦ Coinc. Demand Savings (kW) | VFD Milk Vacuum Pump ¦ Small Business Energy Solutions | TRC | 0 | 0 | 0
None | First Year Net Savings ¦ Coinc. Demand Savings (kW) | Wall Mounted Area Luminaire (1000 lumen) ¦ Business Energy Rebates | TRC | 79.6897 | 79.6897 | 79.6897
None | First Year Net Savings ¦ Coinc. Demand Savings (kW) | Wall Mounted Area Luminaire (1000 lumen) ¦ Small Business Energy Solutions | TRC | 0 | 0 | 0
None | First Year Net Savings ¦ Coinc. Demand Savings (kW) | Wall Mounted Area Luminaire (10000 lumen) ¦ Business Energy Rebates | TRC | 205.3449 | 205.3449 | 205.3449
None | First Year Net Savings ¦ Coinc. Demand Savings (kW) | Wall Mounted Area Luminaire (10000 lumen) ¦ Small Business Energy Solutions | TRC | 0 | 0 | 0
None | First Year Net Savings ¦ Coinc. Demand Savings (kW) | Wall Wash Luminaire (1000 lumen) ¦ Business Energy Rebates | TRC | 0.091808 | 0.091808 | 0.091808
None | First Year Net Savings ¦ Coinc. Demand Savings (kW) | Wall wash luminaire (1500 lumen) ¦ Business Energy Rebates | TRC | 4.2529 | 4.2529 | 4.2529
None | First Year Net Savings ¦ Coinc. Demand Savings (kW) | Whole Home - tier 0 (22% better than code on average) ¦ New Home Construction | TRC | 308.8081 | 308.8081 | 308.8081
None | First Year Net Savings ¦ Coinc. Demand Savings (kW) | Whole home - tier 1 (45% better than code target) ¦ New Home Construction | TRC | 0 | 0 | 0
None | First Year Net Savings ¦ Coinc. Demand Savings (kW) | Whole home - tier 2 (60% better than code target) ¦ New Home Construction | TRC | 0 | 0 | 0
None | First Year Net Savings ¦ Coinc. Demand Savings (kW) | Whole home - tier 3 (70% better than code target) ¦ New Home Construction | TRC | 0 | 0 | 0
None | First Year Net Savings ¦ Coinc. Demand Savings (kW) | Whole Home ¦ Home Energy Assessment | TRC | 991.6296 | 661.8225 | 659.7839
None | First Year Net Savings ¦ Coinc. Demand Savings (kW) | Whole Home First Nations Retrofit ¦ First Nations Home Retrofits | TRC | 0 | 0 | 0
None | First Year Net Savings ¦ Coinc. Demand Savings (kW) | Wood Boiler/Furnace ¦ Green Heat | TRC | 21.7884 | 21.7884 | 21.7884
None | First Year Net Savings ¦ Coinc. Demand Savings (kW) | Wood Stove ¦ Green Heat | TRC | 247.1163 | 247.1163 | 247.1163
None | First Year Net Savings ¦ Coinc. Demand Savings (kW) | Zero-Energy Doors for Reach-In Coolers ¦ Small Business Energy Solutions | TRC | 0 | 0 | 0
None | Spending ($) | 1/2 Size Hot Food Holding Cabinet ¦ Business Energy Rebates | TRC | 0 | 0 | 0
None | Spending ($) | 11W Replacing 60W - MURB ¦ Efficient Products Installation | TRC | 0 | 0 | 0
None | Spending ($) | 11W Replacing 60W ¦ Efficient Products Installation | TRC | 0 | 0 | 0
None | Spending ($) | 18W Replacing 100W - MURB ¦ Efficient Products Installation | TRC | 0 | 0 | 0
None | Spending ($) | 18W Replacing 100W ¦ Efficient Products Installation | TRC | 0 | 0 | 0
None | Spending ($) | 18W Replacing 75W - MURB ¦ Efficient Products Installation | TRC | 0 | 0 | 0
None | Spending ($) | 18W Replacing 75W ¦ Efficient Products Installation | TRC | 0 | 0 | 0
None | Spending ($) | 5W Chandelier E12 - MURB ¦ Efficient Products Installation | TRC | 0 | 0 | 0
None | Spending ($) | 5W Chandelier E12 ¦ Efficient Products Installation | TRC | 0 | 0 | 0
None | Spending ($) | 7W G25 - MURB ¦ Efficient Products Installation | TRC | 0 | 0 | 0
None | Spending ($) | 7W G25 ¦ Efficient Products Installation | TRC | 0 | 0 | 0
None | Spending ($) | 7W GU10 Replacing 35W - MURB ¦ Efficient Products Installation | TRC | 0 | 0 | 0
None | Spending ($) | 7W GU10 Replacing 35W ¦ Efficient Products Installation | TRC | 0 | 0 | 0
None | Spending ($) | 7W GU10 Replacing 50W - MURB ¦ Efficient Products Installation | TRC | 0 | 0 | 0
None | Spending ($) | 7W GU10 Replacing 50W ¦ Efficient Products Installation | TRC | 0 | 0 | 0
None | Spending ($) | 9.5W Replacing 100W - MURB ¦ Efficient Products Installation | TRC | 964.1477 | 964.1477 | 964.1477
None | Spending ($) | 9.5W Replacing 100W ¦ Efficient Products Installation | TRC | 16371.2272 | 16371.2272 | 16371.2272
None | Spending ($) | 9.5W Replacing 40W - MURB ¦ Efficient Products Installation | TRC | 0 | 0 | 0
None | Spending ($) | 9.5W Replacing 40W ¦ Efficient Products Installation | TRC | 0 | 0 | 0
None | Spending ($) | 9.5W Replacing 60W - MURB ¦ Efficient Products Installation | TRC | 0 | 0 | 0
None | Spending ($) | 9.5W Replacing 60W ¦ Efficient Products Installation | TRC | 0 | 0 | 0
None | Spending ($) | 9W Replacing 100W - MURB ¦ Efficient Products Installation | TRC | 965.5241 | 965.5241 | 965.5241
None | Spending ($) | 9W Replacing 100W ¦ Efficient Products Installation | TRC | 53953.4841 | 53953.4841 | 53953.4841
None | Spending ($) | 9W Replacing 40W - MURB ¦ Efficient Products Installation | TRC | 0 | 0 | 0
None | Spending ($) | 9W Replacing 40W ¦ Efficient Products Installation | TRC | 0 | 0 | 0
None | Spending ($) | 9W Replacing 60W - MURB ¦ Efficient Products Installation | TRC | 0 | 0 | 0
None | Spending ($) | 9W Replacing 60W ¦ Efficient Products Installation | TRC | 0 | 0 | 0
None | Spending ($) | Advanced Lighting Design (Performance Lighting) ¦ Business Energy Rebates | TRC | 0 | 0 | 0
None | Spending ($) | Air-Entraining Air Nozzle ¦ Business Energy Rebates | TRC | 0 | 0 | 0
None | Spending ($) | Air Conditioner retirement ¦ Appliance Retirement | TRC | 0 | 0 | 0
None | Spending ($) | ASHP and AWHP - Electrical ¦ Green Heat | TRC | 230027.6861 | 197227.6861 | 164427.6861
None | Spending ($) | Case Lighting for Sign Retrofits ¦ Business Energy Rebates | TRC | 1346.7249 | 1346.7249 | 1346.7249
None | Spending ($) | CEE Tier 2 Commercial Washing Machine ¦ Business Energy Rebates | TRC | 0 | 0 | 0
None | Spending ($) | CEE Tier 3 Commercial Washing Machine ¦ Business Energy Rebates | TRC | 0 | 0 | 0
None | Spending ($) | Circulation Fan (Agriculture) ¦ Business Energy Rebates | TRC | 0 | 0 | 0
None | Spending ($) | Clothes-line ¦ Instant Savings | TRC | 0 | 0 | 0
None | Spending ($) | Clothes Dryer replacement ¦ Appliance Retirement | TRC | 0 | 0 | 0
None | Spending ($) | Clothes Dryers ¦ First Nations Home Retrofits | TRC | 0 | 0 | 0
None | Spending ($) | Clothes Washer replacement ¦ Appliance Retirement | TRC | 0 | 0 | 0
None | Spending ($) | Clothes Washers ¦ First Nations Home Retrofits | TRC | 0 | 0 | 0
None | Spending ($) | Cold Climate Air-Source Heat Pump (24kBTU/hr) ¦ Business Energy Rebates | TRC | 40353.7989 | 46219.9294 | 58461.4576
None | Spending ($) | Cold Climate Air-Source Heat Pump (24kBTU/hr) ¦ Small Business Energy Solutions | TRC | 0 | 0 | 0
None | Spending ($) | Cold Climate Air-Source Heat Pump (48kBTU/hr) ¦ Business Energy Rebates | TRC | 167229.6309 | 167229.6309 | 167229.6309
None | Spending ($) | Custom Energy Efficiency ¦ Affordable MultiFamily Renter | TRC | 629343.4731 | 625046.6866 | 1024171.923
None | Spending ($) | Custom Energy Efficiency ¦ Custom Retrofit | TRC | 7179671.3416 | 7376815.1949 | 7359873.6393
None | Spending ($) | Cycling Refrigerated Air Dryer - 50 CFM ¦ Business Energy Rebates | TRC | 0 | 0 | 0
None | Spending ($) | Dairy Scroll Compressor ¦ Business Energy Rebates | TRC | 25747.8787 | 26899.5675 | 28188.7427
None | Spending ($) | Daylighting Controls - Ceiling Mounted ¦ Business Energy Rebates | TRC | 0 | 0 | 0
None | Spending ($) | Daylighting Controls - Switch-Mounted ¦ Business Energy Rebates | TRC | 0 | 0 | 0
None | Spending ($) | Decorative Lamp ¦ Small Business Energy Solutions | TRC | 2186.7014 | 2141.4989 | 2096.2964
None | Spending ($) | Dehumidifier ¦ Instant Savings | TRC | 3524.944 | 3524.944 | 3524.944
None | Spending ($) | Dehumidifier replacement (Low income only) ¦ Appliance Retirement | TRC | 100746.8412 | 102113.0359 | 103503.8221
None | Spending ($) | Dehumidifier replacement (Low income only) ¦ First Nations Home Retrofits | TRC | 40824 | 40824 | 40824
None | Spending ($) | Dimmer Switch ¦ Instant Savings | TRC | 0 | 0 | 0
None | Spending ($) | Dishwasher replacement ¦ Appliance Retirement | TRC | 0 | 0 | 0
None | Spending ($) | Door Heater Controls ¦ Business Energy Rebates | TRC | 0 | 0 | 0
None | Spending ($) | Double Heat Pad (Agriculture) ¦ Business Energy Rebates | TRC | 0 | 0 | 0
None | Spending ($) | Downlight Luminaire (1200 lumen) ¦ Small Business Energy Solutions | TRC | 0 | 0 | 0
None | Spending ($) | Downlight Luminaire (3000 lumen) ¦ Small Business Energy Solutions | TRC | 0 | 0 | 0
None | Spending ($) | Downlight Luminaire (800 lumen) ¦ Small Business Energy Solutions | TRC | 0 | 0 | 0
None | Spending ($) | Drain Water Heat Recovery ¦ First Nations Home Retrofits | TRC | 0 | 0 | 0
None | Spending ($) | Drain Water Heat Recovery ¦ Green Heat | TRC | 0 | 0 | 0
None | Spending ($) | Drain Water Heat Recovery ¦ Home Energy Assessment | TRC | 0 | 0 | 0
None | Spending ($) | Dual Enthalpy Economizer Controls ¦ Business Energy Rebates | TRC | 0 | 0 | 0
None | Spending ($) | EC Motor for Refrigeration Applications ¦ Business Energy Rebates1 | TRC | 0 | 0 | 0
None | Spending ($) | EC Motor for Refrigeration Applications ¦ Business Energy Rebates2 | TRC | 0 | 0 | 0
None | Spending ($) | ECM Circulator Pump ¦ Instant Savings | TRC | 0 | 0 | 0
None | Spending ($) | Efficient clothes washer ¦ Instant Savings | TRC | 0 | 0 | 0
None | Spending ($) | Efficient refrigerator ¦ Instant Savings | TRC | 0 | 0 | 0
None | Spending ($) | Electric Combination Oven ¦ Business Energy Rebates | TRC | 0 | 0 | 0
None | Spending ($) | Electric Combination Oven with Gas ¦ Business Energy Rebates | TRC | 0 | 0 | 0
None | Spending ($) | Electric Convection Oven ¦ Business Energy Rebates | TRC | 0 | 0 | 0
None | Spending ($) | Electric Convection Oven with Gas ¦ Business Energy Rebates | TRC | 0 | 0 | 0
None | Spending ($) | Electric Fryer Replacement with Gas ¦ Business Energy Rebates | TRC | 0 | 0 | 0
None | Spending ($) | Electric Griddle Replacement with Gas ¦ Business Energy Rebates | TRC | 0 | 0 | 0
None | Spending ($) | Electric Steam Cooker ¦ Business Energy Rebates | TRC | 0 | 0 | 0
None | Spending ($) | Electric Steam Cooker Replacement with Gas ¦ Business Energy Rebates | TRC | 0 | 0 | 0
None | Spending ($) | Electric to Natural Gas - Water Heater ¦ Business Energy Rebates | TRC | 116825.476 | 116825.476 | 116825.476
None | Spending ($) | Energy Management Information Systems ¦ EMIS | TRC | 0 | 0 | 0
None | Spending ($) | Energy Star Dryer ¦ Instant Savings | TRC | 0 | 0 | 0
None | Spending ($) | ENERGY STAR Pool Pump ¦ Business Energy Rebates | TRC | 0 | 0 | 0
None | Spending ($) | ENERGY STAR Uninteruptible Power Supplies (UPS) ¦ Business Energy Rebates | TRC | 0 | 0 | 0
None | Spending ($) | ENERGY STAR Washing Machine ¦ Business Energy Rebates | TRC | 342.8232 | 342.8232 | 342.8232
None | Spending ($) | Evaporator Fan Motor Controls ¦ Business Energy Rebates | TRC | 0 | 0 | 0
None | Spending ($) | Faucet Aerators - MURB ¦ Efficient Products Installation | TRC | 0 | 0 | 0
None | Spending ($) | Faucet Aerators ¦ Efficient Products Installation | TRC | 0 | 0 | 0
None | Spending ($) | Flood Luminaire (10000 lumen) ¦ Business Energy Rebates | TRC | 1186213.3034 | 1186213.3034 | 1186213.3034
None | Spending ($) | Flood Luminaire (10000 lumen) ¦ Small Business Energy Solutions | TRC | 0 | 0 | 0
None | Spending ($) | Flood Luminaire (48000 lumen) ¦ Business Energy Rebates | TRC | 202811.7449 | 202811.7449 | 202811.7449
None | Spending ($) | Flood Luminaire (48000 lumen) ¦ Small Business Energy Solutions | TRC | 0 | 0 | 0
None | Spending ($) | Four Pin Replacement Lamps for CFLs ¦ Business Energy Rebates | TRC | 709.0312 | 709.0312 | 709.0312
None | Spending ($) | Four Pin Replacement Lamps for CFLs ¦ Small Business Energy Solutions | TRC | 0 | 0 | 0
None | Spending ($) | Freezer replacement (Low income only) ¦ Appliance Retirement | TRC | 362645.9828 | 367621.5918 | 0
None | Spending ($) | Freezer replacement (Low income only) ¦ First Nations Home Retrofits | TRC | 87943.6 | 87943.6 | 87943.6
None | Spending ($) | Freezer replacement ¦ Appliance Retirement | TRC | 0 | 0 | 0
None | Spending ($) | Freezer retirement ¦ Appliance Retirement | TRC | 0 | 0 | 0
None | Spending ($) | Fridge replacement ¦ Appliance Retirement | TRC | 0 | 0 | 0
None | Spending ($) | Fuel Pump Canopy Luminaire (4000 lumen) ¦ Small Business Energy Solutions | TRC | 0 | 0 | 0
None | Spending ($) | General Use Lamp (A,G Types) ¦ Small Business Energy Solutions | TRC | 0 | 0 | 0
None | Spending ($) | Glass Door Freezer ¦ Small Business Energy Solutions | TRC | 0 | 0 | 0
None | Spending ($) | Glass Door Refrigerator ¦ Business Energy Rebates | TRC | 0 | 0 | 0
None | Spending ($) | Glass Door Refrigerator ¦ Small Business Energy Solutions | TRC | 0 | 0 | 0
None | Spending ($) | Ground Source Heat Pump (60kBTU/hr) ¦ Business Energy Rebates | TRC | 0 | 0 | 0
None | Spending ($) | Ground Source Heat Pump (60kBTU/hr) ¦ Small Business Energy Solutions | TRC | 0 | 0 | 0
None | Spending ($) | GSHP ¦ Green Heat | TRC | 74770.4809 | 74770.4809 | 74770.4809
None | Spending ($) | Heat Pump Clothes Dryer ¦ Business Energy Rebates | TRC | 39462.7327 | 39462.7327 | 39462.7327
None | Spending ($) | Heat Pump Dryer (ventless) ¦ Instant Savings | TRC | 0 | 0 | 0
None | Spending ($) | Heat Pump Water Heater ¦ Business Energy Rebates | TRC | 0 | 0 | 0
None | Spending ($) | Heat Pump Water Heater ¦ First Nations Home Retrofits | TRC | 0 | 0 | 0
None | Spending ($) | Heat Pump Water Heater ¦ Green Heat | TRC | 0 | 0 | 0
None | Spending ($) | Heat Pump Water Heater ¦ Home Energy Assessment | TRC | 0 | 0 | 0
None | Spending ($) | Heat Pump Water Heater ¦ Small Business Energy Solutions | TRC | 0 | 0 | 0
None | Spending ($) | Heat Reclaimer Unit (Agriculture) ¦ Business Energy Rebates | TRC | 0 | 0 | 0
None | Spending ($) | Heat Reclaimer Unit (Agriculture) ¦ Small Business Energy Solutions | TRC | 0 | 0 | 0
None | Spending ($) | Heavy duty timer ¦ Instant Savings | TRC | 0 | 0 | 0
None | Spending ($) | High Bay Luminaire (15 000 lumen) ¦ Business Energy Rebates | TRC | 0 | 0 | 0
None | Spending ($) | High Bay Luminaire (15 000 lumen) ¦ Small Business Energy Solutions | TRC | 0 | 0 | 0
None | Spending ($) | High Bay Luminaire (35 000 lumen) ¦ Small Business Energy Solutions | TRC | 0 | 0 | 0
None | Spending ($) | High Efficiency Circulator Pump 1.5kW ¦ Business Energy Rebates | TRC | 0 | 0 | 0
None | Spending ($) | High Efficiency Circulator Pump 100W ¦ Business Energy Rebates | TRC | 0 | 0 | 0
None | Spending ($) | High Efficiency Circulator Pump 300W ¦ Business Energy Rebates | TRC | 0 | 0 | 0
None | Spending ($) | High Volume Low Speed Fan (Agriculture) ¦ Business Energy Rebates | TRC | 0 | 0 | 0
None | Spending ($) | High Volume Low Speed Fan (Agriculture) ¦ Small Business Energy Solutions | TRC | 0 | 0 | 0
None | Spending ($) | Holiday Lights Exchange - MURB ¦ Efficient Products Installation | TRC | 2888.2449 | 2888.2449 | 2888.2449
None | Spending ($) | Holiday Lights Exchange ¦ Efficient Products Installation | TRC | 38182.5971 | 38182.5971 | 38182.5971
None | Spending ($) | Hot Water Tank Wrap - MURB ¦ Efficient Products Installation | TRC | 0 | 0 | 0
None | Spending ($) | Hot Water Tank Wrap ¦ Efficient Products Installation | TRC | 0 | 0 | 0
None | Spending ($) | HVAC Hotel Occupancy Sensor ¦ Business Energy Rebates | TRC | 0 | 0 | 0
None | Spending ($) | Hybrid Heat Pump Dryer ¦ Instant Savings | TRC | 0 | 0 | 0
None | Spending ($) | Ice-Making Head ¦ Business Energy Rebates | TRC | 0 | 0 | 0
None | Spending ($) | Indoor motion sensor ¦ Instant Savings | TRC | 0 | 0 | 0
None | Spending ($) | Large Commercial/Industrial ETS System ¦ ETS Business Energy Rebates | TRC | 159859.3093 | 159859.3093 | 159859.3093
None | Spending ($) | LED - ENERGY STAR Fixture with Motion Sensor ¦ Instant Savings | TRC | 86817.21 | 86817.21 | 86817.21
None | Spending ($) | LED - ENERGY STAR Fixture without Motion Sensor ¦ Instant Savings | TRC | 591234.7509 | 591234.7509 | 591234.7509
None | Spending ($) | LED - Other ¦ Instant Savings | TRC | 740470.7701 | 740470.7701 | 740470.7701
None | Spending ($) | LED - R, BR and Decorative ¦ Instant Savings | TRC | 483825.0559 | 483825.0559 | 483825.0559
None | Spending ($) | LED - Recessed downlight ¦ Instant Savings | TRC | 0 | 0 | 0
None | Spending ($) | LED Nightlights - MURB ¦ Efficient Products Installation | TRC | 245.1025 | 245.1025 | 245.1025
None | Spending ($) | LED Nightlights ¦ Efficient Products Installation | TRC | 41829.1933 | 41829.1933 | 41829.1933
None | Spending ($) | LED Replacement Lamps for HID (10000 lumen) ¦ Business Energy Rebates | TRC | 0 | 0 | 0
None | Spending ($) | LED Replacement Lamps for HID (10000 lumen) ¦ Small Business Energy Solutions | TRC | 0 | 0 | 0
None | Spending ($) | LED Replacement Lamps for HID (4000 lumen) ¦ Business Energy Rebates | TRC | 0 | 0 | 0
None | Spending ($) | LED Replacement Lamps for HID (4000 lumen) ¦ Small Business Energy Solutions | TRC | 0 | 0 | 0
None | Spending ($) | LED Troffer (1x4) ¦ Business Energy Rebates | TRC | 0 | 0 | 0
None | Spending ($) | LED Troffer (1x4) ¦ Small Business Energy Solutions | TRC | 0 | 0 | 0
None | Spending ($) | LED Troffer (2x2) ¦ Business Energy Rebates | TRC | 0 | 0 | 0
None | Spending ($) | LED Troffer (2x2) ¦ Small Business Energy Solutions | TRC | 0 | 0 | 0
None | Spending ($) | LED Troffer (4x2) ¦ Business Energy Rebates | TRC | 0 | 0 | 0
None | Spending ($) | LED Troffer (4x2) ¦ Small Business Energy Solutions | TRC | 0 | 0 | 0
None | Spending ($) | LED Wall Sconce (1200 lumen) ¦ Small Business Energy Solutions | TRC | 0 | 0 | 0
None | Spending ($) | Linear Ambient Luminaire (10000 lumen) ¦ Business Energy Rebates | TRC | 0 | 0 | 0
None | Spending ($) | Linear Ambient Luminaire (10000 lumen) ¦ Small Business Energy Solutions | TRC | 0 | 0 | 0
None | Spending ($) | Linear Ambient Luminaire (2000 lumen) ¦ Business Energy Rebates | TRC | 0 | 0 | 0
None | Spending ($) | Linear Ambient Luminaire (2000 lumen) ¦ Small Business Energy Solutions | TRC | 0 | 0 | 0
None | Spending ($) | Linear Ambient Luminaire (4000 lumen) ¦ Business Energy Rebates | TRC | 0 | 0 | 0
None | Spending ($) | Linear Ambient Luminaire (4000 lumen) ¦ Small Business Energy Solutions | TRC | 0 | 0 | 0
None | Spending ($) | Linear Ambient Luminaire (8000 lumen) ¦ Business Energy Rebates | TRC | 0 | 0 | 0
None | Spending ($) | Linear Ambient Luminaire (8000 lumen) ¦ Small Business Energy Solutions | TRC | 0 | 0 | 0
None | Spending ($) | Linear Replacement Lamp (2 foot) ¦ Business Energy Rebates | TRC | 5874.0235 | 5874.0235 | 5874.0235
None | Spending ($) | Linear Replacement Lamp (2 foot) ¦ Small Business Energy Solutions | TRC | 0 | 0 | 0
None | Spending ($) | Linear Replacement Lamp (4 foot) ¦ Business Energy Rebates | TRC | 1488721.5103 | 1349426.5103 | 1349426.5103
None | Spending ($) | Linear Replacement Lamp (4 foot) ¦ Small Business Energy Solutions | TRC | 0 | 0 | 0
None | Spending ($) | Low-bay Luminaire (10,000 lumen) ¦ Business Energy Rebates | TRC | 0 | 0 | 0
None | Spending ($) | Low-bay Luminaire (10,000 lumen) ¦ Small Business Energy Solutions | TRC | 0 | 0 | 0
None | Spending ($) | Low-bay Luminaire (5000 lumen) ¦ Business Energy Rebates | TRC | 0 | 0 | 0
None | Spending ($) | Low-flow showerhead - 0.5 gpm Reduction - MURB ¦ Efficient Products Installation | TRC | 0 | 0 | 0
None | Spending ($) | Low-flow showerhead - 0.5 gpm Reduction ¦ Efficient Products Installation | TRC | 0 | 0 | 0
None | Spending ($) | Low-flow showerhead - 1.0 gpm Reduction - MURB ¦ Efficient Products Installation | TRC | 5750.7839 | 5750.7839 | 5750.7839
None | Spending ($) | Low-flow showerhead - 1.0 gpm Reduction ¦ Efficient Products Installation | TRC | 290078.3316 | 290078.3316 | 290078.3316
None | Spending ($) | Low-flow showerhead -0.75 gpm Reduction - MURB ¦ Efficient Products Installation | TRC | 0 | 3699.172 | 5404.5632
None | Spending ($) | Low-flow showerhead -0.75 gpm Reduction ¦ Efficient Products Installation | TRC | 2437.0968 | 0 | 1108.4393
None | Spending ($) | Low/Zero Energy Livestock Waterer ¦ Business Energy Rebates | TRC | 0 | 0 | 0
None | Spending ($) | Luminaire Level Lighting Control (LLLC) - High Impact Application ¦ Business Energy Rebates | TRC | 4531.1718 | 4531.1718 | 4531.1718
None | Spending ($) | Luminaire Level Lighting Control (LLLC) - Low Impact Application ¦ Business Energy Rebates | TRC | 9588.7687 | 9588.7687 | 9588.7687
None | Spending ($) | Medium Commercial ETS System ¦ ETS Business Energy Rebates | TRC | 159943.7237 | 159943.7237 | 159943.7237
None | Spending ($) | Medium Commercial ETS System ¦ ETS Small Business Energy Solutions | TRC | 0 | 0 | 0
None | Spending ($) | Milk Pre-cooler ¦ Business Energy Rebates | TRC | 0 | 0 | 0
None | Spending ($) | Mini freezer retirement ¦ Appliance Retirement | TRC | 0 | 0 | 0
None | Spending ($) | Mini fridge retirement ¦ Appliance Retirement | TRC | 0 | 0 | 0
None | Spending ($) | Motion sensor with dimmer switch ¦ Instant Savings | TRC | 0 | 0 | 0
None | Spending ($) | MSHP - Fully Electrical ¦ Green Heat | TRC | 2273709.12 | 2273709.12 | 2273709.12
None | Spending ($) | MSHP - Mainly Electrical ¦ Green Heat | TRC | 190741.76 | 190741.76 | 190741.76
None | Spending ($) | Multi-Tank Conveyor Dishwasher - High Temp ¦ Business Energy Rebates | TRC | 0 | 0 | 0
None | Spending ($) | Multi-Tank Conveyor Dishwasher - High Temp ¦ Small Business Energy Solutions | TRC | 0 | 0 | 0
None | Spending ($) | Multi-Tank Conveyor Dishwasher - Low Temp ¦ Business Energy Rebates | TRC | 0 | 0 | 0
None | Spending ($) | Multi-Tank Conveyor Dishwasher - Low Temp ¦ Small Business Energy Solutions | TRC | 0 | 0 | 0
None | Spending ($) | Natural Barn Ventiliation - Year-Round ¦ Business Energy Rebates | TRC | 0 | 0 | 0
None | Spending ($) | Networked/ Connected - Indoor LED Lamp ¦ Instant Savings | TRC | 0 | 0 | 0
None | Spending ($) | Networked/Connected - High Impact Application ¦ Business Energy Rebates | TRC | 5623.9509 | 5623.9509 | 5623.9509
None | Spending ($) | Networked/Connected - Low Impact Application ¦ Business Energy Rebates | TRC | 10737.4513 | 10737.4513 | 10737.4513
None | Spending ($) | No-Loss Drain ¦ Business Energy Rebates | TRC | 0 | 0 | 0
None | Spending ($) | Occupancy Sensor (Ceiling Mounted) ¦ Business Energy Rebates | TRC | 343009.8143 | 343009.8143 | 343009.8143
None | Spending ($) | Occupancy Sensor (Ceiling Mounted) ¦ Small Business Energy Solutions | TRC | 3728.6928 | 3554.532 | 3467.4516
None | Spending ($) | Occupancy Sensor (Wall Mounted) ¦ Business Energy Rebates | TRC | 413676.5936 | 413676.5936 | 413676.5936
None | Spending ($) | Occupancy Sensor (Wall Mounted) ¦ Small Business Energy Solutions | TRC | 114109.0409 | 107777.0844 | 104611.1061
None | Spending ($) | Occupancy Sensor (Exterior) ¦ Business Energy Rebates | TRC | 4143.0774 | 4143.0774 | 4143.0774
None | Spending ($) | Open to Closed Cooler Conversion ¦ Business Energy Rebates | TRC | 0 | 0 | 0
None | Spending ($) | Open to Closed Cooler Conversion ¦ Small Business Energy Solutions | TRC | 0 | 0 | 0
None | Spending ($) | Outdoor motion sensor ¦ Instant Savings | TRC | 0 | 0 | 0
None | Spending ($) | Outside Air Economizer ¦ Business Energy Rebates | TRC | 184624.8536 | 185962.3073 | 187953.183
None | Spending ($) | Packaged Terminal Heat Pump (12kBTU/hr) ¦ Business Energy Rebates | TRC | 0 | 0 | 0
None | Spending ($) | Parking Garage Luminaire (4000 lumen) ¦ Small Business Energy Solutions | TRC | 0 | 0 | 0
None | Spending ($) | Pellet Boiler/Furnace ¦ Green Heat | TRC | 536748.1675 | 536748.1675 | 536748.1675
None | Spending ($) | Pellet Stove ¦ Green Heat | TRC | 84340.8134 | 84340.8134 | 84340.8134
None | Spending ($) | Pipe Insulation - MURB ¦ Efficient Products Installation | TRC | 0 | 0 | 0
None | Spending ($) | Pipe Insulation ¦ Efficient Products Installation | TRC | 0 | 0 | 0
None | Spending ($) | Pole/Arm-Mounted Area Luminaire (20000 lumen) ¦ Business Energy Rebates | TRC | 199704.3861 | 158024.3861 | 158024.3861
None | Spending ($) | Pole/Arm-Mounted Area Luminaire (20000 lumen) ¦ Small Business Energy Solutions | TRC | 0 | 0 | 0
None | Spending ($) | Pole/Arm-Mounted Area Luminaire (4000 lumen) ¦ Small Business Energy Solutions | TRC | 0 | 0 | 0
None | Spending ($) | Pole/Arm-Mounted Area Luminaire (60000 lumen) ¦ Business Energy Rebates | TRC | 156849.224 | 134849.224 | 134849.224
None | Spending ($) | Pole/Arm-Mounted Decorative Luminaire (1500 lumen) ¦ Small Business Energy Solutions | TRC | 0 | 0 | 0
None | Spending ($) | Pole/Arm-Mounted Decorative Luminaire (5000 lumen) ¦ Business Energy Rebates | TRC | 9063.5593 | 9063.5593 | 9063.5593
None | Spending ($) | Pole/Arm-Mounted Decorative Luminaire (5000 lumen) ¦ Small Business Energy Solutions | TRC | 0 | 0 | 0
None | Spending ($) | Pot, Pan and Utensil Dishwasher - High Temp ¦ Business Energy Rebates | TRC | 0 | 0 | 0
None | Spending ($) | Power bar with timer ¦ Instant Savings | TRC | 0 | 0 | 0
None | Spending ($) | Premium High Bay Luminaire (15 000 lumen) ¦ Business Energy Rebates | TRC | 0 | 0 | 0
None | Spending ($) | Premium High Bay Luminaire (15 000 lumen) ¦ Small Business Energy Solutions | TRC | 0 | 0 | 0
None | Spending ($) | Premium High Bay Luminaire (35 000 lumen) ¦ Business Energy Rebates | TRC | 0 | 0 | 0
None | Spending ($) | Premium High Bay Luminaire (35 000 lumen) ¦ Small Business Energy Solutions | TRC | 0 | 0 | 0
None | Spending ($) | Premium High Bay Luminaire (60 000 lumen) ¦ Business Energy Rebates | TRC | 0 | 0 | 0
None | Spending ($) | Programmable thermostat ¦ Instant Savings | TRC | 0 | 0 | 0
None | Spending ($) | Programmable Thermostats ¦ First Nations Home Retrofits | TRC | 0 | 0 | 0
None | Spending ($) | Range / Stove replacement ¦ Appliance Retirement | TRC | 0 | 0 | 0
None | Spending ($) | Reflector Lamp (MR16) ¦ Small Business Energy Solutions | TRC | 0 | 0 | 0
None | Spending ($) | Reflector Lamp (PAR38) ¦ Small Business Energy Solutions | TRC | 0 | 0 | 0
None | Spending ($) | Refrigerated Case Luminaire ¦ Business Energy Rebates | TRC | 0 | 0 | 0
None | Spending ($) | Refrigerated Case Luminaire ¦ Small Business Energy Solutions | TRC | 0 | 0 | 0
None | Spending ($) | Refrigerator replacement (Low income only) ¦ Appliance Retirement | TRC | 0 | 0 | 0
None | Spending ($) | Refrigerator replacement (Low income only) ¦ First Nations Home Retrofits | TRC | 0 | 0 | 0
None | Spending ($) | Refrigerator retirement ¦ Appliance Retirement | TRC | 0 | 0 | 0
None | Spending ($) | Remote Condensing Unit ¦ Business Energy Rebates | TRC | 0 | 0 | 0
None | Spending ($) | Residential DHW Timer ¦ ETS Green Heat | TRC | 42999.5913 | 42999.5913 | 42999.5913
None | Spending ($) | Residential ETS System (Central) ¦ ETS Green Heat | TRC | 264089.9509 | 264089.9509 | 264089.9509
None | Spending ($) | Residential ETS System (Central) ¦ ETS Home Energy Assessment | TRC | 261105.6456 | 261105.6456 | 261105.6456
None | Spending ($) | Residential ETS System (Room) ¦ ETS Green Heat | TRC | 292910.4578 | 292910.4578 | 292910.4578
None | Spending ($) | Residential ETS System (Room) ¦ ETS Home Energy Assessment | TRC | 338894.3544 | 338894.3544 | 338894.3544
None | Spending ($) | Room air purifier ¦ Instant Savings | TRC | 18884.1382 | 18884.1382 | 18884.1382
None | Spending ($) | Server Virtualization and Decommissioning ¦ Business Energy Rebates | TRC | 0 | 0 | 0
None | Spending ($) | Single-Tank Door type Dishwasher - High Temp ¦ Business Energy Rebates | TRC | 0 | 0 | 0
None | Spending ($) | Single-Tank Door type Dishwasher - Low Temp ¦ Business Energy Rebates | TRC | 0 | 0 | 0
None | Spending ($) | Single -Tank Conveyor Dishwasher - High Temp ¦ Business Energy Rebates | TRC | 0 | 0 | 0
None | Spending ($) | Single -Tank Conveyor Dishwasher - Low Temp ¦ Business Energy Rebates | TRC | 0 | 0 | 0
None | Spending ($) | Single Heat Pad (Agriculture) ¦ Business Energy Rebates | TRC | 0 | 0 | 0
None | Spending ($) | Small Commercial ETS Sytem ¦ ETS Business Energy Rebates | TRC | 280196.9669 | 280196.9669 | 280196.9669
None | Spending ($) | Small Commercial ETS Sytem ¦ ETS Small Business Energy Solutions | TRC | 0 | 0 | 0
None | Spending ($) | Smart power bar ¦ Instant Savings | TRC | 0 | 0 | 0
None | Spending ($) | Smart Power Controllers - MURB ¦ Efficient Products Installation | TRC | 0 | 0 | 0
None | Spending ($) | Smart Power Controllers ¦ Efficient Products Installation | TRC | 0 | 0 | 0
None | Spending ($) | Solar air heating ¦ Green Heat | TRC | 0 | 0 | 0
None | Spending ($) | Solar Domestic Hot Water ¦ Green Heat | TRC | 0 | 0 | 0
None | Spending ($) | Solar Domestic Hot Water ¦ Home Energy Assessment | TRC | 0 | 0 | 0
None | Spending ($) | Solid Door Freezer ¦ Business Energy Rebates | TRC | 0 | 0 | 0
None | Spending ($) | Solid Door Freezer ¦ Small Business Energy Solutions | TRC | 0 | 0 | 0
None | Spending ($) | Solid Door Refrigerator ¦ Business Energy Rebates | TRC | 0 | 0 | 0
None | Spending ($) | Solid Door Refrigerator ¦ Small Business Energy Solutions | TRC | 0 | 0 | 0
None | Spending ($) | Standard Capacity Electric Fryer ¦ Business Energy Rebates | TRC | 0 | 0 | 0
None | Spending ($) | Standard Capacity Electric Fryer ¦ Small Business Energy Solutions | TRC | 0 | 0 | 0
None | Spending ($) | Strategic Energy Management ¦ SEM | TRC | 0 | 0 | 0
None | Spending ($) | Strip-Curtains for Display Cases ¦ Business Energy Rebates | TRC | 0 | 0 | 0
None | Spending ($) | Strip-Curtains for Display Cases ¦ Small Business Energy Solutions | TRC | 0 | 0 | 0
None | Spending ($) | Track/Mono-point Direction Luminaire ¦ Business Energy Rebates | TRC | 29521.3405 | 29521.3405 | 29521.3405
None | Spending ($) | Unconverted D ¦ Home Energy Assessment | TRC | 597311.7552 | 597311.7552 | 597311.7552
None | Spending ($) | Under-Counter Dishwasher - HighTemp ¦ Business Energy Rebates | TRC | 0 | 0 | 0
None | Spending ($) | Under-Counter Dishwasher - Low Temp ¦ Business Energy Rebates | TRC | 0 | 0 | 0
None | Spending ($) | Variable Speed Kitchen Exhaust Fan ¦ Business Energy Rebates | TRC | 149351.1213 | 153378.3147 | 158096.5524
None | Spending ($) | Variable Speed Kitchen Exhaust Fan ¦ Small Business Energy Solutions | TRC | 0 | 0 | 0
None | Spending ($) | Ventilation Fan (Agriculture) ¦ Business Energy Rebates | TRC | 0 | 0 | 0
None | Spending ($) | VFD - 10 hp - Institutional - Make-up Air Fan ¦ Business Energy Rebates | TRC | 0 | 0 | 0
None | Spending ($) | VFD - 10 hp - Retail - Supply Fan ¦ Business Energy Rebates | TRC | 0 | 0 | 0
None | Spending ($) | VFD - 20 hp - Institutional - Chilled Water Pump ¦ Business Energy Rebates | TRC | 0 | 0 | 0
None | Spending ($) | VFD - 20 hp - Retail - Exhaust Fan ¦ Business Energy Rebates | TRC | 0 | 0 | 0
None | Spending ($) | VFD - 30 hp - Institutional - Make-up Air Fan ¦ Business Energy Rebates | TRC | 0 | 0 | 0
None | Spending ($) | VFD - 30 hp - Retail - Supply Fan ¦ Business Energy Rebates | TRC | 0 | 0 | 0
None | Spending ($) | VFD - 40 hp - Warehousing - Exhaust Fan ¦ Business Energy Rebates | TRC | 0 | 0 | 0
None | Spending ($) | VFD - 5 hp - Institutional - Chilled Water Pump ¦ Business Energy Rebates | TRC | 0 | 0 | 0
None | Spending ($) | VFD - 5 hp - Retail - Exhaust Fan ¦ Business Energy Rebates | TRC | 0 | 0 | 0
None | Spending ($) | VFD Milk Transfer Pump ¦ Business Energy Rebates | TRC | 0 | 0 | 0
None | Spending ($) | VFD Milk Transfer Pump ¦ Small Business Energy Solutions | TRC | 0 | 0 | 0
None | Spending ($) | VFD Milk Vacuum Pump ¦ Business Energy Rebates | TRC | 0 | 0 | 0
None | Spending ($) | VFD Milk Vacuum Pump ¦ Small Business Energy Solutions | TRC | 0 | 0 | 0
None | Spending ($) | Wall Mounted Area Luminaire (1000 lumen) ¦ Business Energy Rebates | TRC | 47722.9212 | 47722.9212 | 47722.9212
None | Spending ($) | Wall Mounted Area Luminaire (1000 lumen) ¦ Small Business Energy Solutions | TRC | 0 | 0 | 0
None | Spending ($) | Wall Mounted Area Luminaire (10000 lumen) ¦ Business Energy Rebates | TRC | 78723.6272 | 78723.6272 | 78723.6272
None | Spending ($) | Wall Mounted Area Luminaire (10000 lumen) ¦ Small Business Energy Solutions | TRC | 0 | 0 | 0
None | Spending ($) | Wall Wash Luminaire (1000 lumen) ¦ Business Energy Rebates | TRC | 55.9262 | 55.9262 | 55.9262
None | Spending ($) | Wall wash luminaire (1500 lumen) ¦ Business Energy Rebates | TRC | 2737.7573 | 2737.7573 | 2737.7573
None | Spending ($) | Whole Home - tier 0 (22% better than code on average) ¦ New Home Construction | TRC | 230803.1898 | 230803.1898 | 230803.1898
None | Spending ($) | Whole home - tier 1 (45% better than code target) ¦ New Home Construction | TRC | 0 | 0 | 0
None | Spending ($) | Whole home - tier 2 (60% better than code target) ¦ New Home Construction | TRC | 0 | 0 | 0
None | Spending ($) | Whole home - tier 3 (70% better than code target) ¦ New Home Construction | TRC | 0 | 0 | 0
None | Spending ($) | Whole Home ¦ Home Energy Assessment | TRC | 1414671.6418 | 944164.5494 | 941256.2881
None | Spending ($) | Whole Home First Nations Retrofit ¦ First Nations Home Retrofits | TRC | 0 | 0 | 0
None | Spending ($) | Wood Boiler/Furnace ¦ Green Heat | TRC | 21491.091 | 21491.091 | 21491.091
None | Spending ($) | Wood Stove ¦ Green Heat | TRC | 220457.7951 | 220457.7951 | 220457.7951
None | Spending ($) | Zero-Energy Doors for Reach-In Coolers ¦ Small Business Energy Solutions | TRC | 0 | 0 | 0
None | Participation (units) | 1/2 Size Hot Food Holding Cabinet ¦ Business Energy Rebates | TRC | 0 | 0 | 0
None | Participation (units) | 11W Replacing 60W - MURB ¦ Efficient Products Installation | TRC | 0 | 0 | 0
None | Participation (units) | 11W Replacing 60W ¦ Efficient Products Installation | TRC | 0 | 0 | 0
None | Participation (units) | 18W Replacing 100W - MURB ¦ Efficient Products Installation | TRC | 0 | 0 | 0
None | Participation (units) | 18W Replacing 100W ¦ Efficient Products Installation | TRC | 0 | 0 | 0
None | Participation (units) | 18W Replacing 75W - MURB ¦ Efficient Products Installation | TRC | 0 | 0 | 0
None | Participation (units) | 18W Replacing 75W ¦ Efficient Products Installation | TRC | 0 | 0 | 0
None | Participation (units) | 5W Chandelier E12 - MURB ¦ Efficient Products Installation | TRC | 0 | 0 | 0
None | Participation (units) | 5W Chandelier E12 ¦ Efficient Products Installation | TRC | 0 | 0 | 0
None | Participation (units) | 7W G25 - MURB ¦ Efficient Products Installation | TRC | 0 | 0 | 0
None | Participation (units) | 7W G25 ¦ Efficient Products Installation | TRC | 0 | 0 | 0
None | Participation (units) | 7W GU10 Replacing 35W - MURB ¦ Efficient Products Installation | TRC | 0 | 0 | 0
None | Participation (units) | 7W GU10 Replacing 35W ¦ Efficient Products Installation | TRC | 0 | 0 | 0
None | Participation (units) | 7W GU10 Replacing 50W - MURB ¦ Efficient Products Installation | TRC | 0 | 0 | 0
None | Participation (units) | 7W GU10 Replacing 50W ¦ Efficient Products Installation | TRC | 0 | 0 | 0
None | Participation (units) | 9.5W Replacing 100W - MURB ¦ Efficient Products Installation | TRC | 100 | 100 | 100
None | Participation (units) | 9.5W Replacing 100W ¦ Efficient Products Installation | TRC | 1698 | 1698 | 1698
None | Participation (units) | 9.5W Replacing 40W - MURB ¦ Efficient Products Installation | TRC | 0 | 0 | 0
None | Participation (units) | 9.5W Replacing 40W ¦ Efficient Products Installation | TRC | 0 | 0 | 0
None | Participation (units) | 9.5W Replacing 60W - MURB ¦ Efficient Products Installation | TRC | 0 | 0 | 0
None | Participation (units) | 9.5W Replacing 60W ¦ Efficient Products Installation | TRC | 0 | 0 | 0
None | Participation (units) | 9W Replacing 100W - MURB ¦ Efficient Products Installation | TRC | 100 | 100 | 100
None | Participation (units) | 9W Replacing 100W ¦ Efficient Products Installation | TRC | 5588 | 5588 | 5588
None | Participation (units) | 9W Replacing 40W - MURB ¦ Efficient Products Installation | TRC | 0 | 0 | 0
None | Participation (units) | 9W Replacing 40W ¦ Efficient Products Installation | TRC | 0 | 0 | 0
None | Participation (units) | 9W Replacing 60W - MURB ¦ Efficient Products Installation | TRC | 0 | 0 | 0
None | Participation (units) | 9W Replacing 60W ¦ Efficient Products Installation | TRC | 0 | 0 | 0
None | Participation (units) | Advanced Lighting Design (Performance Lighting) ¦ Business Energy Rebates | TRC | 0 | 0 | 0
None | Participation (units) | Air-Entraining Air Nozzle ¦ Business Energy Rebates | TRC | 0 | 0 | 0
None | Participation (units) | Air Conditioner retirement ¦ Appliance Retirement | TRC | 0 | 0 | 0
None | Participation (units) | ASHP and AWHP - Electrical ¦ Green Heat | TRC | 164 | 164 | 164
None | Participation (units) | Case Lighting for Sign Retrofits ¦ Business Energy Rebates | TRC | 8 | 8 | 8
None | Participation (units) | CEE Tier 2 Commercial Washing Machine ¦ Business Energy Rebates | TRC | 0 | 0 | 0
None | Participation (units) | CEE Tier 3 Commercial Washing Machine ¦ Business Energy Rebates | TRC | 0 | 0 | 0
None | Participation (units) | Circulation Fan (Agriculture) ¦ Business Energy Rebates | TRC | 0 | 0 | 0
None | Participation (units) | Clothes-line ¦ Instant Savings | TRC | 0 | 0 | 0
None | Participation (units) | Clothes Dryer replacement ¦ Appliance Retirement | TRC | 0 | 0 | 0
None | Participation (units) | Clothes Dryers ¦ First Nations Home Retrofits | TRC | 0 | 0 | 0
None | Participation (units) | Clothes Washer replacement ¦ Appliance Retirement | TRC | 0 | 0 | 0
None | Participation (units) | Clothes Washers ¦ First Nations Home Retrofits | TRC | 0 | 0 | 0
None | Participation (units) | Cold Climate Air-Source Heat Pump (24kBTU/hr) ¦ Business Energy Rebates | TRC | 38.6092 | 44.2218 | 55.9341
None | Participation (units) | Cold Climate Air-Source Heat Pump (24kBTU/hr) ¦ Small Business Energy Solutions | TRC | 0 | 0 | 0
None | Participation (units) | Cold Climate Air-Source Heat Pump (48kBTU/hr) ¦ Business Energy Rebates | TRC | 80 | 80 | 80
None | Participation (units) | Custom Energy Efficiency ¦ Affordable MultiFamily Renter | TRC | 0.89906 | 0.89292 | 1.4631
None | Participation (units) | Custom Energy Efficiency ¦ Custom Retrofit | TRC | 25.7876 | 26.4957 | 26.4349
None | Participation (units) | Cycling Refrigerated Air Dryer - 50 CFM ¦ Business Energy Rebates | TRC | 0 | 0 | 0
None | Participation (units) | Dairy Scroll Compressor ¦ Business Energy Rebates | TRC | 28.7134 | 29.9977 | 31.4354
None | Participation (units) | Daylighting Controls - Ceiling Mounted ¦ Business Energy Rebates | TRC | 0 | 0 | 0
None | Participation (units) | Daylighting Controls - Switch-Mounted ¦ Business Energy Rebates | TRC | 0 | 0 | 0
None | Participation (units) | Decorative Lamp ¦ Small Business Energy Solutions | TRC | 100 | 100 | 100
None | Participation (units) | Dehumidifier ¦ Instant Savings | TRC | 100 | 100 | 100
None | Participation (units) | Dehumidifier replacement (Low income only) ¦ Appliance Retirement | TRC | 248 | 248 | 248
None | Participation (units) | Dehumidifier replacement (Low income only) ¦ First Nations Home Retrofits | TRC | 100 | 100 | 100
None | Participation (units) | Dimmer Switch ¦ Instant Savings | TRC | 0 | 0 | 0
None | Participation (units) | Dishwasher replacement ¦ Appliance Retirement | TRC | 0 | 0 | 0
None | Participation (units) | Door Heater Controls ¦ Business Energy Rebates | TRC | 0 | 0 | 0
None | Participation (units) | Double Heat Pad (Agriculture) ¦ Business Energy Rebates | TRC | 0 | 0 | 0
None | Participation (units) | Downlight Luminaire (1200 lumen) ¦ Small Business Energy Solutions | TRC | 0 | 0 | 0
None | Participation (units) | Downlight Luminaire (3000 lumen) ¦ Small Business Energy Solutions | TRC | 0 | 0 | 0
None | Participation (units) | Downlight Luminaire (800 lumen) ¦ Small Business Energy Solutions | TRC | 0 | 0 | 0
None | Participation (units) | Drain Water Heat Recovery ¦ First Nations Home Retrofits | TRC | 0 | 0 | 0
None | Participation (units) | Drain Water Heat Recovery ¦ Green Heat | TRC | 0 | 0 | 0
None | Participation (units) | Drain Water Heat Recovery ¦ Home Energy Assessment | TRC | 0 | 0 | 0
None | Participation (units) | Dual Enthalpy Economizer Controls ¦ Business Energy Rebates | TRC | 0 | 0 | 0
None | Participation (units) | EC Motor for Refrigeration Applications ¦ Business Energy Rebates1 | TRC | 0 | 0 | 0
None | Participation (units) | EC Motor for Refrigeration Applications ¦ Business Energy Rebates2 | TRC | 0 | 0 | 0
None | Participation (units) | ECM Circulator Pump ¦ Instant Savings | TRC | 0 | 0 | 0
None | Participation (units) | Efficient clothes washer ¦ Instant Savings | TRC | 0 | 0 | 0
None | Participation (units) | Efficient refrigerator ¦ Instant Savings | TRC | 0 | 0 | 0
None | Participation (units) | Electric Combination Oven ¦ Business Energy Rebates | TRC | 0 | 0 | 0
None | Participation (units) | Electric Combination Oven with Gas ¦ Business Energy Rebates | TRC | 0 | 0 | 0
None | Participation (units) | Electric Convection Oven ¦ Business Energy Rebates | TRC | 0 | 0 | 0
None | Participation (units) | Electric Convection Oven with Gas ¦ Business Energy Rebates | TRC | 0 | 0 | 0
None | Participation (units) | Electric Fryer Replacement with Gas ¦ Business Energy Rebates | TRC | 0 | 0 | 0
None | Participation (units) | Electric Griddle Replacement with Gas ¦ Business Energy Rebates | TRC | 0 | 0 | 0
None | Participation (units) | Electric Steam Cooker ¦ Business Energy Rebates | TRC | 0 | 0 | 0
None | Participation (units) | Electric Steam Cooker Replacement with Gas ¦ Business Energy Rebates | TRC | 0 | 0 | 0
None | Participation (units) | Electric to Natural Gas - Water Heater ¦ Business Energy Rebates | TRC | 100 | 100 | 100
None | Participation (units) | Energy Management Information Systems ¦ EMIS | TRC | 0 | 0 | 0
None | Participation (units) | Energy Star Dryer ¦ Instant Savings | TRC | 0 | 0 | 0
None | Participation (units) | ENERGY STAR Pool Pump ¦ Business Energy Rebates | TRC | 0 | 0 | 0
None | Participation (units) | ENERGY STAR Uninteruptible Power Supplies (UPS) ¦ Business Energy Rebates | TRC | 0 | 0 | 0
None | Participation (units) | ENERGY STAR Washing Machine ¦ Business Energy Rebates | TRC | 2 | 2 | 2
None | Participation (units) | Evaporator Fan Motor Controls ¦ Business Energy Rebates | TRC | 0 | 0 | 0
None | Participation (units) | Faucet Aerators - MURB ¦ Efficient Products Installation | TRC | 0 | 0 | 0
None | Participation (units) | Faucet Aerators ¦ Efficient Products Installation | TRC | 0 | 0 | 0
None | Participation (units) | Flood Luminaire (10000 lumen) ¦ Business Energy Rebates | TRC | 9530 | 9530 | 9530
None | Participation (units) | Flood Luminaire (10000 lumen) ¦ Small Business Energy Solutions | TRC | 0 | 0 | 0
None | Participation (units) | Flood Luminaire (48000 lumen) ¦ Business Energy Rebates | TRC | 364 | 364 | 364
None | Participation (units) | Flood Luminaire (48000 lumen) ¦ Small Business Energy Solutions | TRC | 0 | 0 | 0
None | Participation (units) | Four Pin Replacement Lamps for CFLs ¦ Business Energy Rebates | TRC | 100 | 100 | 100
None | Participation (units) | Four Pin Replacement Lamps for CFLs ¦ Small Business Energy Solutions | TRC | 0 | 0 | 0
None | Participation (units) | Freezer replacement (Low income only) ¦ Appliance Retirement | TRC | 406 | 406 | 0
None | Participation (units) | Freezer replacement (Low income only) ¦ First Nations Home Retrofits | TRC | 100 | 100 | 100
None | Participation (units) | Freezer replacement ¦ Appliance Retirement | TRC | 0 | 0 | 0
None | Participation (units) | Freezer retirement ¦ Appliance Retirement | TRC | 0 | 0 | 0
None | Participation (units) | Fridge replacement ¦ Appliance Retirement | TRC | 0 | 0 | 0
None | Participation (units) | Fuel Pump Canopy Luminaire (4000 lumen) ¦ Small Business Energy Solutions | TRC | 0 | 0 | 0
None | Participation (units) | General Use Lamp (A,G Types) ¦ Small Business Energy Solutions | TRC | 0 | 0 | 0
None | Participation (units) | Glass Door Freezer ¦ Small Business Energy Solutions | TRC | 0 | 0 | 0
None | Participation (units) | Glass Door Refrigerator ¦ Business Energy Rebates | TRC | 0 | 0 | 0
None | Participation (units) | Glass Door Refrigerator ¦ Small Business Energy Solutions | TRC | 0 | 0 | 0
None | Participation (units) | Ground Source Heat Pump (60kBTU/hr) ¦ Business Energy Rebates | TRC | 0 | 0 | 0
None | Participation (units) | Ground Source Heat Pump (60kBTU/hr) ¦ Small Business Energy Solutions | TRC | 0 | 0 | 0
None | Participation (units) | GSHP ¦ Green Heat | TRC | 12 | 12 | 12
None | Participation (units) | Heat Pump Clothes Dryer ¦ Business Energy Rebates | TRC | 100 | 100 | 100
None | Participation (units) | Heat Pump Dryer (ventless) ¦ Instant Savings | TRC | 0 | 0 | 0
None | Participation (units) | Heat Pump Water Heater ¦ Business Energy Rebates | TRC | 0 | 0 | 0
None | Participation (units) | Heat Pump Water Heater ¦ First Nations Home Retrofits | TRC | 0 | 0 | 0
None | Participation (units) | Heat Pump Water Heater ¦ Green Heat | TRC | 0 | 0 | 0
None | Participation (units) | Heat Pump Water Heater ¦ Home Energy Assessment | TRC | 0 | 0 | 0
None | Participation (units) | Heat Pump Water Heater ¦ Small Business Energy Solutions | TRC | 0 | 0 | 0
None | Participation (units) | Heat Reclaimer Unit (Agriculture) ¦ Business Energy Rebates | TRC | 0 | 0 | 0
None | Participation (units) | Heat Reclaimer Unit (Agriculture) ¦ Small Business Energy Solutions | TRC | 0 | 0 | 0
None | Participation (units) | Heavy duty timer ¦ Instant Savings | TRC | 0 | 0 | 0
None | Participation (units) | High Bay Luminaire (15 000 lumen) ¦ Business Energy Rebates | TRC | 0 | 0 | 0
None | Participation (units) | High Bay Luminaire (15 000 lumen) ¦ Small Business Energy Solutions | TRC | 0 | 0 | 0
None | Participation (units) | High Bay Luminaire (35 000 lumen) ¦ Small Business Energy Solutions | TRC | 0 | 0 | 0
None | Participation (units) | High Efficiency Circulator Pump 1.5kW ¦ Business Energy Rebates | TRC | 0 | 0 | 0
None | Participation (units) | High Efficiency Circulator Pump 100W ¦ Business Energy Rebates | TRC | 0 | 0 | 0
None | Participation (units) | High Efficiency Circulator Pump 300W ¦ Business Energy Rebates | TRC | 0 | 0 | 0
None | Participation (units) | High Volume Low Speed Fan (Agriculture) ¦ Business Energy Rebates | TRC | 0 | 0 | 0
None | Participation (units) | High Volume Low Speed Fan (Agriculture) ¦ Small Business Energy Solutions | TRC | 0 | 0 | 0
None | Participation (units) | Holiday Lights Exchange - MURB ¦ Efficient Products Installation | TRC | 100 | 100 | 100
None | Participation (units) | Holiday Lights Exchange ¦ Efficient Products Installation | TRC | 1322 | 1322 | 1322
None | Participation (units) | Hot Water Tank Wrap - MURB ¦ Efficient Products Installation | TRC | 0 | 0 | 0
None | Participation (units) | Hot Water Tank Wrap ¦ Efficient Products Installation | TRC | 0 | 0 | 0
None | Participation (units) | HVAC Hotel Occupancy Sensor ¦ Business Energy Rebates | TRC | 0 | 0 | 0
None | Participation (units) | Hybrid Heat Pump Dryer ¦ Instant Savings | TRC | 0 | 0 | 0
None | Participation (units) | Ice-Making Head ¦ Business Energy Rebates | TRC | 0 | 0 | 0
None | Participation (units) | Indoor motion sensor ¦ Instant Savings | TRC | 0 | 0 | 0
None | Participation (units) | Large Commercial/Industrial ETS System ¦ ETS Business Energy Rebates | TRC | 26.6291 | 26.6291 | 26.6291
None | Participation (units) | LED - ENERGY STAR Fixture with Motion Sensor ¦ Instant Savings | TRC | 3246 | 3246 | 3246
None | Participation (units) | LED - ENERGY STAR Fixture without Motion Sensor ¦ Instant Savings | TRC | 40344 | 40344 | 40344
None | Participation (units) | LED - Other ¦ Instant Savings | TRC | 161248 | 161248 | 161248
None | Participation (units) | LED - R, BR and Decorative ¦ Instant Savings | TRC | 118496 | 118496 | 118496
None | Participation (units) | LED - Recessed downlight ¦ Instant Savings | TRC | 0 | 0 | 0
None | Participation (units) | LED Nightlights - MURB ¦ Efficient Products Installation | TRC | 100 | 100 | 100
None | Participation (units) | LED Nightlights ¦ Efficient Products Installation | TRC | 17066 | 17066 | 17066
None | Participation (units) | LED Replacement Lamps for HID (10000 lumen) ¦ Business Energy Rebates | TRC | 0 | 0 | 0
None | Participation (units) | LED Replacement Lamps for HID (10000 lumen) ¦ Small Business Energy Solutions | TRC | 0 | 0 | 0
None | Participation (units) | LED Replacement Lamps for HID (4000 lumen) ¦ Business Energy Rebates | TRC | 0 | 0 | 0
None | Participation (units) | LED Replacement Lamps for HID (4000 lumen) ¦ Small Business Energy Solutions | TRC | 0 | 0 | 0
None | Participation (units) | LED Troffer (1x4) ¦ Business Energy Rebates | TRC | 0 | 0 | 0
None | Participation (units) | LED Troffer (1x4) ¦ Small Business Energy Solutions | TRC | 0 | 0 | 0
None | Participation (units) | LED Troffer (2x2) ¦ Business Energy Rebates | TRC | 0 | 0 | 0
None | Participation (units) | LED Troffer (2x2) ¦ Small Business Energy Solutions | TRC | 0 | 0 | 0
None | Participation (units) | LED Troffer (4x2) ¦ Business Energy Rebates | TRC | 0 | 0 | 0
None | Participation (units) | LED Troffer (4x2) ¦ Small Business Energy Solutions | TRC | 0 | 0 | 0
None | Participation (units) | LED Wall Sconce (1200 lumen) ¦ Small Business Energy Solutions | TRC | 0 | 0 | 0
None | Participation (units) | Linear Ambient Luminaire (10000 lumen) ¦ Business Energy Rebates | TRC | 0 | 0 | 0
None | Participation (units) | Linear Ambient Luminaire (10000 lumen) ¦ Small Business Energy Solutions | TRC | 0 | 0 | 0
None | Participation (units) | Linear Ambient Luminaire (2000 lumen) ¦ Business Energy Rebates | TRC | 0 | 0 | 0
None | Participation (units) | Linear Ambient Luminaire (2000 lumen) ¦ Small Business Energy Solutions | TRC | 0 | 0 | 0
None | Participation (units) | Linear Ambient Luminaire (4000 lumen) ¦ Business Energy Rebates | TRC | 0 | 0 | 0
None | Participation (units) | Linear Ambient Luminaire (4000 lumen) ¦ Small Business Energy Solutions | TRC | 0 | 0 | 0
None | Participation (units) | Linear Ambient Luminaire (8000 lumen) ¦ Business Energy Rebates | TRC | 0 | 0 | 0
None | Participation (units) | Linear Ambient Luminaire (8000 lumen) ¦ Small Business Energy Solutions | TRC | 0 | 0 | 0
None | Participation (units) | Linear Replacement Lamp (2 foot) ¦ Business Energy Rebates | TRC | 1782 | 1782 | 1782
None | Participation (units) | Linear Replacement Lamp (2 foot) ¦ Small Business Energy Solutions | TRC | 0 | 0 | 0
None | Participation (units) | Linear Replacement Lamp (4 foot) ¦ Business Energy Rebates | TRC | 278590 | 278590 | 278590
None | Participation (units) | Linear Replacement Lamp (4 foot) ¦ Small Business Energy Solutions | TRC | 0 | 0 | 0
None | Participation (units) | Low-bay Luminaire (10,000 lumen) ¦ Business Energy Rebates | TRC | 0 | 0 | 0
None | Participation (units) | Low-bay Luminaire (10,000 lumen) ¦ Small Business Energy Solutions | TRC | 0 | 0 | 0
None | Participation (units) | Low-bay Luminaire (5000 lumen) ¦ Business Energy Rebates | TRC | 0 | 0 | 0
None | Participation (units) | Low-flow showerhead - 0.5 gpm Reduction - MURB ¦ Efficient Products Installation | TRC | 0 | 0 | 0
None | Participation (units) | Low-flow showerhead - 0.5 gpm Reduction ¦ Efficient Products Installation | TRC | 0 | 0 | 0
None | Participation (units) | Low-flow showerhead - 1.0 gpm Reduction - MURB ¦ Efficient Products Installation | TRC | 100 | 100 | 100
None | Participation (units) | Low-flow showerhead - 1.0 gpm Reduction ¦ Efficient Products Installation | TRC | 4876 | 4876 | 4876
None | Participation (units) | Low-flow showerhead -0.75 gpm Reduction - MURB ¦ Efficient Products Installation | TRC | 0 | 68.4453 | 100
None | Participation (units) | Low-flow showerhead -0.75 gpm Reduction ¦ Efficient Products Installation | TRC | 43.8922 | 0 | 19.963
None | Participation (units) | Low/Zero Energy Livestock Waterer ¦ Business Energy Rebates | TRC | 0 | 0 | 0
None | Participation (units) | Luminaire Level Lighting Control (LLLC) - High Impact Application ¦ Business Energy Rebates | TRC | 100 | 100 | 100
None | Participation (units) | Luminaire Level Lighting Control (LLLC) - Low Impact Application ¦ Business Energy Rebates | TRC | 100 | 100 | 100
None | Participation (units) | Medium Commercial ETS System ¦ ETS Business Energy Rebates | TRC | 53.2583 | 53.2583 | 53.2583
None | Participation (units) | Medium Commercial ETS System ¦ ETS Small Business Energy Solutions | TRC | 0 | 0 | 0
None | Participation (units) | Milk Pre-cooler ¦ Business Energy Rebates | TRC | 0 | 0 | 0
None | Participation (units) | Mini freezer retirement ¦ Appliance Retirement | TRC | 0 | 0 | 0
None | Participation (units) | Mini fridge retirement ¦ Appliance Retirement | TRC | 0 | 0 | 0
None | Participation (units) | Motion sensor with dimmer switch ¦ Instant Savings | TRC | 0 | 0 | 0
None | Participation (units) | MSHP - Fully Electrical ¦ Green Heat | TRC | 5682 | 5682 | 5682
None | Participation (units) | MSHP - Mainly Electrical ¦ Green Heat | TRC | 682 | 682 | 682
None | Participation (units) | Multi-Tank Conveyor Dishwasher - High Temp ¦ Business Energy Rebates | TRC | 0 | 0 | 0
None | Participation (units) | Multi-Tank Conveyor Dishwasher - High Temp ¦ Small Business Energy Solutions | TRC | 0 | 0 | 0
None | Participation (units) | Multi-Tank Conveyor Dishwasher - Low Temp ¦ Business Energy Rebates | TRC | 0 | 0 | 0
None | Participation (units) | Multi-Tank Conveyor Dishwasher - Low Temp ¦ Small Business Energy Solutions | TRC | 0 | 0 | 0
None | Participation (units) | Natural Barn Ventiliation - Year-Round ¦ Business Energy Rebates | TRC | 0 | 0 | 0
None | Participation (units) | Networked/ Connected - Indoor LED Lamp ¦ Instant Savings | TRC | 0 | 0 | 0
None | Participation (units) | Networked/Connected - High Impact Application ¦ Business Energy Rebates | TRC | 100 | 100 | 100
None | Participation (units) | Networked/Connected - Low Impact Application ¦ Business Energy Rebates | TRC | 100 | 100 | 100
None | Participation (units) | No-Loss Drain ¦ Business Energy Rebates | TRC | 0 | 0 | 0
None | Participation (units) | Occupancy Sensor (Ceiling Mounted) ¦ Business Energy Rebates | TRC | 5498 | 5498 | 5498
None | Participation (units) | Occupancy Sensor (Ceiling Mounted) ¦ Small Business Energy Solutions | TRC | 18 | 18 | 18
None | Participation (units) | Occupancy Sensor (Wall Mounted) ¦ Business Energy Rebates | TRC | 6146 | 6146 | 6146
None | Participation (units) | Occupancy Sensor (Wall Mounted) ¦ Small Business Energy Solutions | TRC | 730 | 730 | 730
None | Participation (units) | Occupancy Sensor (Exterior) ¦ Business Energy Rebates | TRC | 316 | 316 | 316
None | Participation (units) | Open to Closed Cooler Conversion ¦ Business Energy Rebates | TRC | 0 | 0 | 0
None | Participation (units) | Open to Closed Cooler Conversion ¦ Small Business Energy Solutions | TRC | 0 | 0 | 0
None | Participation (units) | Outdoor motion sensor ¦ Instant Savings | TRC | 0 | 0 | 0
None | Participation (units) | Outside Air Economizer ¦ Business Energy Rebates | TRC | 81.119 | 81.7066 | 82.5814
None | Participation (units) | Packaged Terminal Heat Pump (12kBTU/hr) ¦ Business Energy Rebates | TRC | 0 | 0 | 0
None | Participation (units) | Parking Garage Luminaire (4000 lumen) ¦ Small Business Energy Solutions | TRC | 0 | 0 | 0
None | Participation (units) | Pellet Boiler/Furnace ¦ Green Heat | TRC | 100 | 100 | 100
None | Participation (units) | Pellet Stove ¦ Green Heat | TRC | 40 | 40 | 40
None | Participation (units) | Pipe Insulation - MURB ¦ Efficient Products Installation | TRC | 0 | 0 | 0
None | Participation (units) | Pipe Insulation ¦ Efficient Products Installation | TRC | 0 | 0 | 0
None | Participation (units) | Pole/Arm-Mounted Area Luminaire (20000 lumen) ¦ Business Energy Rebates | TRC | 1042 | 1042 | 1042
None | Participation (units) | Pole/Arm-Mounted Area Luminaire (20000 lumen) ¦ Small Business Energy Solutions | TRC | 0 | 0 | 0
None | Participation (units) | Pole/Arm-Mounted Area Luminaire (4000 lumen) ¦ Small Business Energy Solutions | TRC | 0 | 0 | 0
None | Participation (units) | Pole/Arm-Mounted Area Luminaire (60000 lumen) ¦ Business Energy Rebates | TRC | 440 | 440 | 440
None | Participation (units) | Pole/Arm-Mounted Decorative Luminaire (1500 lumen) ¦ Small Business Energy Solutions | TRC | 0 | 0 | 0
None | Participation (units) | Pole/Arm-Mounted Decorative Luminaire (5000 lumen) ¦ Business Energy Rebates | TRC | 100 | 100 | 100
None | Participation (units) | Pole/Arm-Mounted Decorative Luminaire (5000 lumen) ¦ Small Business Energy Solutions | TRC | 0 | 0 | 0
None | Participation (units) | Pot, Pan and Utensil Dishwasher - High Temp ¦ Business Energy Rebates | TRC | 0 | 0 | 0
None | Participation (units) | Power bar with timer ¦ Instant Savings | TRC | 0 | 0 | 0
None | Participation (units) | Premium High Bay Luminaire (15 000 lumen) ¦ Business Energy Rebates | TRC | 0 | 0 | 0
None | Participation (units) | Premium High Bay Luminaire (15 000 lumen) ¦ Small Business Energy Solutions | TRC | 0 | 0 | 0
None | Participation (units) | Premium High Bay Luminaire (35 000 lumen) ¦ Business Energy Rebates | TRC | 0 | 0 | 0
None | Participation (units) | Premium High Bay Luminaire (35 000 lumen) ¦ Small Business Energy Solutions | TRC | 0 | 0 | 0
None | Participation (units) | Premium High Bay Luminaire (60 000 lumen) ¦ Business Energy Rebates | TRC | 0 | 0 | 0
None | Participation (units) | Programmable thermostat ¦ Instant Savings | TRC | 0 | 0 | 0
None | Participation (units) | Programmable Thermostats ¦ First Nations Home Retrofits | TRC | 0 | 0 | 0
None | Participation (units) | Range / Stove replacement ¦ Appliance Retirement | TRC | 0 | 0 | 0
None | Participation (units) | Reflector Lamp (MR16) ¦ Small Business Energy Solutions | TRC | 0 | 0 | 0
None | Participation (units) | Reflector Lamp (PAR38) ¦ Small Business Energy Solutions | TRC | 0 | 0 | 0
None | Participation (units) | Refrigerated Case Luminaire ¦ Business Energy Rebates | TRC | 0 | 0 | 0
None | Participation (units) | Refrigerated Case Luminaire ¦ Small Business Energy Solutions | TRC | 0 | 0 | 0
None | Participation (units) | Refrigerator replacement (Low income only) ¦ Appliance Retirement | TRC | 0 | 0 | 0
None | Participation (units) | Refrigerator replacement (Low income only) ¦ First Nations Home Retrofits | TRC | 0 | 0 | 0
None | Participation (units) | Refrigerator retirement ¦ Appliance Retirement | TRC | 0 | 0 | 0
None | Participation (units) | Remote Condensing Unit ¦ Business Energy Rebates | TRC | 0 | 0 | 0
None | Participation (units) | Residential DHW Timer ¦ ETS Green Heat | TRC | 183.9555 | 183.9555 | 183.9555
None | Participation (units) | Residential ETS System (Central) ¦ ETS Green Heat | TRC | 156.8463 | 156.8463 | 156.8463
None | Participation (units) | Residential ETS System (Central) ¦ ETS Home Energy Assessment | TRC | 91.6585 | 91.6585 | 91.6585
None | Participation (units) | Residential ETS System (Room) ¦ ETS Green Heat | TRC | 313.6926 | 313.6926 | 313.6926
None | Participation (units) | Residential ETS System (Room) ¦ ETS Home Energy Assessment | TRC | 183.3169 | 183.3169 | 183.3169
None | Participation (units) | Room air purifier ¦ Instant Savings | TRC | 266 | 266 | 266
None | Participation (units) | Server Virtualization and Decommissioning ¦ Business Energy Rebates | TRC | 0 | 0 | 0
None | Participation (units) | Single-Tank Door type Dishwasher - High Temp ¦ Business Energy Rebates | TRC | 0 | 0 | 0
None | Participation (units) | Single-Tank Door type Dishwasher - Low Temp ¦ Business Energy Rebates | TRC | 0 | 0 | 0
None | Participation (units) | Single -Tank Conveyor Dishwasher - High Temp ¦ Business Energy Rebates | TRC | 0 | 0 | 0
None | Participation (units) | Single -Tank Conveyor Dishwasher - Low Temp ¦ Business Energy Rebates | TRC | 0 | 0 | 0
None | Participation (units) | Single Heat Pad (Agriculture) ¦ Business Energy Rebates | TRC | 0 | 0 | 0
None | Participation (units) | Small Commercial ETS Sytem ¦ ETS Business Energy Rebates | TRC | 186.404 | 186.404 | 186.404
None | Participation (units) | Small Commercial ETS Sytem ¦ ETS Small Business Energy Solutions | TRC | 0 | 0 | 0
None | Participation (units) | Smart power bar ¦ Instant Savings | TRC | 0 | 0 | 0
None | Participation (units) | Smart Power Controllers - MURB ¦ Efficient Products Installation | TRC | 0 | 0 | 0
None | Participation (units) | Smart Power Controllers ¦ Efficient Products Installation | TRC | 0 | 0 | 0
None | Participation (units) | Solar air heating ¦ Green Heat | TRC | 0 | 0 | 0
None | Participation (units) | Solar Domestic Hot Water ¦ Green Heat | TRC | 0 | 0 | 0
None | Participation (units) | Solar Domestic Hot Water ¦ Home Energy Assessment | TRC | 0 | 0 | 0
None | Participation (units) | Solid Door Freezer ¦ Business Energy Rebates | TRC | 0 | 0 | 0
None | Participation (units) | Solid Door Freezer ¦ Small Business Energy Solutions | TRC | 0 | 0 | 0
None | Participation (units) | Solid Door Refrigerator ¦ Business Energy Rebates | TRC | 0 | 0 | 0
None | Participation (units) | Solid Door Refrigerator ¦ Small Business Energy Solutions | TRC | 0 | 0 | 0
None | Participation (units) | Standard Capacity Electric Fryer ¦ Business Energy Rebates | TRC | 0 | 0 | 0
None | Participation (units) | Standard Capacity Electric Fryer ¦ Small Business Energy Solutions | TRC | 0 | 0 | 0
None | Participation (units) | Strategic Energy Management ¦ SEM | TRC | 0 | 0 | 0
None | Participation (units) | Strip-Curtains for Display Cases ¦ Business Energy Rebates | TRC | 0 | 0 | 0
None | Participation (units) | Strip-Curtains for Display Cases ¦ Small Business Energy Solutions | TRC | 0 | 0 | 0
None | Participation (units) | Track/Mono-point Direction Luminaire ¦ Business Energy Rebates | TRC | 1418 | 1418 | 1418
None | Participation (units) | Unconverted D ¦ Home Energy Assessment | TRC | 1026 | 1026 | 1026
None | Participation (units) | Under-Counter Dishwasher - HighTemp ¦ Business Energy Rebates | TRC | 0 | 0 | 0
None | Participation (units) | Under-Counter Dishwasher - Low Temp ¦ Business Energy Rebates | TRC | 0 | 0 | 0
None | Participation (units) | Variable Speed Kitchen Exhaust Fan ¦ Business Energy Rebates | TRC | 48.1052 | 49.4024 | 50.9221
None | Participation (units) | Variable Speed Kitchen Exhaust Fan ¦ Small Business Energy Solutions | TRC | 0 | 0 | 0
None | Participation (units) | Ventilation Fan (Agriculture) ¦ Business Energy Rebates | TRC | 0 | 0 | 0
None | Participation (units) | VFD - 10 hp - Institutional - Make-up Air Fan ¦ Business Energy Rebates | TRC | 0 | 0 | 0
None | Participation (units) | VFD - 10 hp - Retail - Supply Fan ¦ Business Energy Rebates | TRC | 0 | 0 | 0
None | Participation (units) | VFD - 20 hp - Institutional - Chilled Water Pump ¦ Business Energy Rebates | TRC | 0 | 0 | 0
None | Participation (units) | VFD - 20 hp - Retail - Exhaust Fan ¦ Business Energy Rebates | TRC | 0 | 0 | 0
None | Participation (units) | VFD - 30 hp - Institutional - Make-up Air Fan ¦ Business Energy Rebates | TRC | 0 | 0 | 0
None | Participation (units) | VFD - 30 hp - Retail - Supply Fan ¦ Business Energy Rebates | TRC | 0 | 0 | 0
None | Participation (units) | VFD - 40 hp - Warehousing - Exhaust Fan ¦ Business Energy Rebates | TRC | 0 | 0 | 0
None | Participation (units) | VFD - 5 hp - Institutional - Chilled Water Pump ¦ Business Energy Rebates | TRC | 0 | 0 | 0
None | Participation (units) | VFD - 5 hp - Retail - Exhaust Fan ¦ Business Energy Rebates | TRC | 0 | 0 | 0
None | Participation (units) | VFD Milk Transfer Pump ¦ Business Energy Rebates | TRC | 0 | 0 | 0
None | Participation (units) | VFD Milk Transfer Pump ¦ Small Business Energy Solutions | TRC | 0 | 0 | 0
None | Participation (units) | VFD Milk Vacuum Pump ¦ Business Energy Rebates | TRC | 0 | 0 | 0
None | Participation (units) | VFD Milk Vacuum Pump ¦ Small Business Energy Solutions | TRC | 0 | 0 | 0
None | Participation (units) | Wall Mounted Area Luminaire (1000 lumen) ¦ Business Energy Rebates | TRC | 2486 | 2486 | 2486
None | Participation (units) | Wall Mounted Area Luminaire (1000 lumen) ¦ Small Business Energy Solutions | TRC | 0 | 0 | 0
None | Participation (units) | Wall Mounted Area Luminaire (10000 lumen) ¦ Business Energy Rebates | TRC | 1296 | 1296 | 1296
None | Participation (units) | Wall Mounted Area Luminaire (10000 lumen) ¦ Small Business Energy Solutions | TRC | 0 | 0 | 0
None | Participation (units) | Wall Wash Luminaire (1000 lumen) ¦ Business Energy Rebates | TRC | 4 | 4 | 4
None | Participation (units) | Wall wash luminaire (1500 lumen) ¦ Business Energy Rebates | TRC | 100 | 100 | 100
None | Participation (units) | Whole Home - tier 0 (22% better than code on average) ¦ New Home Construction | TRC | 210 | 210 | 210
None | Participation (units) | Whole home - tier 1 (45% better than code target) ¦ New Home Construction | TRC | 0 | 0 | 0
None | Participation (units) | Whole home - tier 2 (60% better than code target) ¦ New Home Construction | TRC | 0 | 0 | 0
None | Participation (units) | Whole home - tier 3 (70% better than code target) ¦ New Home Construction | TRC | 0 | 0 | 0
None | Participation (units) | Whole Home ¦ Home Energy Assessment | TRC | 497.7776 | 332.2212 | 331.1979
None | Participation (units) | Whole Home First Nations Retrofit ¦ First Nations Home Retrofits | TRC | 0 | 0 | 0
None | Participation (units) | Wood Boiler/Furnace ¦ Green Heat | TRC | 4 | 4 | 4
None | Participation (units) | Wood Stove ¦ Green Heat | TRC | 100 | 100 | 100
None | Participation (units) | Zero-Energy Doors for Reach-In Coolers ¦ Small Business Energy Solutions | TRC | 0 | 0 | 0
None | Avoided Costs | 1/2 Size Hot Food Holding Cabinet ¦ Business Energy Rebates | TRC | 0 | 0 | 0
None | Avoided Costs | 11W Replacing 60W - MURB ¦ Efficient Products Installation | TRC | 0 | 0 | 0
None | Avoided Costs | 11W Replacing 60W ¦ Efficient Products Installation | TRC | 0 | 0 | 0
None | Avoided Costs | 18W Replacing 100W - MURB ¦ Efficient Products Installation | TRC | 0 | 0 | 0
None | Avoided Costs | 18W Replacing 100W ¦ Efficient Products Installation | TRC | 0 | 0 | 0
None | Avoided Costs | 18W Replacing 75W - MURB ¦ Efficient Products Installation | TRC | 0 | 0 | 0
None | Avoided Costs | 18W Replacing 75W ¦ Efficient Products Installation | TRC | 0 | 0 | 0
None | Avoided Costs | 5W Chandelier E12 - MURB ¦ Efficient Products Installation | TRC | 0 | 0 | 0
None | Avoided Costs | 5W Chandelier E12 ¦ Efficient Products Installation | TRC | 0 | 0 | 0
None | Avoided Costs | 7W G25 - MURB ¦ Efficient Products Installation | TRC | 0 | 0 | 0
None | Avoided Costs | 7W G25 ¦ Efficient Products Installation | TRC | 0 | 0 | 0
None | Avoided Costs | 7W GU10 Replacing 35W - MURB ¦ Efficient Products Installation | TRC | 0 | 0 | 0
None | Avoided Costs | 7W GU10 Replacing 35W ¦ Efficient Products Installation | TRC | 0 | 0 | 0
None | Avoided Costs | 7W GU10 Replacing 50W - MURB ¦ Efficient Products Installation | TRC | 0 | 0 | 0
None | Avoided Costs | 7W GU10 Replacing 50W ¦ Efficient Products Installation | TRC | 0 | 0 | 0
None | Avoided Costs | 9.5W Replacing 100W - MURB ¦ Efficient Products Installation | TRC | 4383.2274 | 4343.8543 | 4412.5712
None | Avoided Costs | 9.5W Replacing 100W ¦ Efficient Products Installation | TRC | 74427.2013 | 73758.6458 | 74925.459
None | Avoided Costs | 9.5W Replacing 40W - MURB ¦ Efficient Products Installation | TRC | 0 | 0 | 0
None | Avoided Costs | 9.5W Replacing 40W ¦ Efficient Products Installation | TRC | 0 | 0 | 0
None | Avoided Costs | 9.5W Replacing 60W - MURB ¦ Efficient Products Installation | TRC | 0 | 0 | 0
None | Avoided Costs | 9.5W Replacing 60W ¦ Efficient Products Installation | TRC | 0 | 0 | 0
None | Avoided Costs | 9W Replacing 100W - MURB ¦ Efficient Products Installation | TRC | 4449.2372 | 4412.5151 | 4484.0762
None | Avoided Costs | 9W Replacing 100W ¦ Efficient Products Installation | TRC | 248623.3757 | 246571.3419 | 250570.1763
None | Avoided Costs | 9W Replacing 40W - MURB ¦ Efficient Products Installation | TRC | 0 | 0 | 0
None | Avoided Costs | 9W Replacing 40W ¦ Efficient Products Installation | TRC | 0 | 0 | 0
None | Avoided Costs | 9W Replacing 60W - MURB ¦ Efficient Products Installation | TRC | 0 | 0 | 0
None | Avoided Costs | 9W Replacing 60W ¦ Efficient Products Installation | TRC | 0 | 0 | 0
None | Avoided Costs | Advanced Lighting Design (Performance Lighting) ¦ Business Energy Rebates | TRC | 0 | 0 | 0
None | Avoided Costs | Air-Entraining Air Nozzle ¦ Business Energy Rebates | TRC | 0 | 0 | 0
None | Avoided Costs | Air Conditioner retirement ¦ Appliance Retirement | TRC | 0 | 0 | 0
None | Avoided Costs | ASHP and AWHP - Electrical ¦ Green Heat | TRC | 1175572.216 | 1199815.4065 | 1228941.3306
None | Avoided Costs | Case Lighting for Sign Retrofits ¦ Business Energy Rebates | TRC | 13540.8279 | 14023.2684 | 14583.1008
None | Avoided Costs | CEE Tier 2 Commercial Washing Machine ¦ Business Energy Rebates | TRC | 0 | 0 | 0
None | Avoided Costs | CEE Tier 3 Commercial Washing Machine ¦ Business Energy Rebates | TRC | 0 | 0 | 0
None | Avoided Costs | Circulation Fan (Agriculture) ¦ Business Energy Rebates | TRC | 0 | 0 | 0
None | Avoided Costs | Clothes-line ¦ Instant Savings | TRC | 0 | 0 | 0
None | Avoided Costs | Clothes Dryer replacement ¦ Appliance Retirement | TRC | 0 | 0 | 0
None | Avoided Costs | Clothes Dryers ¦ First Nations Home Retrofits | TRC | 0 | 0 | 0
None | Avoided Costs | Clothes Washer replacement ¦ Appliance Retirement | TRC | 0 | 0 | 0
None | Avoided Costs | Clothes Washers ¦ First Nations Home Retrofits | TRC | 0 | 0 | 0
None | Avoided Costs | Cold Climate Air-Source Heat Pump (24kBTU/hr) ¦ Business Energy Rebates | TRC | 565961.282 | 670513.7489 | 879381.9823
None | Avoided Costs | Cold Climate Air-Source Heat Pump (24kBTU/hr) ¦ Small Business Energy Solutions | TRC | 0 | 0 | 0
None | Avoided Costs | Cold Climate Air-Source Heat Pump (48kBTU/hr) ¦ Business Energy Rebates | TRC | 2345392.4783 | 2426004.7181 | 2515481.6584
None | Avoided Costs | Custom Energy Efficiency ¦ Affordable MultiFamily Renter | TRC | 1232811.3382 | 1277882.8483 | 2192186.7495
None | Avoided Costs | Custom Energy Efficiency ¦ Custom Retrofit | TRC | 37318508.2767 | 39755365.9396 | 41307271.5711
None | Avoided Costs | Cycling Refrigerated Air Dryer - 50 CFM ¦ Business Energy Rebates | TRC | 0 | 0 | 0
None | Avoided Costs | Dairy Scroll Compressor ¦ Business Energy Rebates | TRC | 918426.8292 | 994573.1719 | 1084838.6602
None | Avoided Costs | Daylighting Controls - Ceiling Mounted ¦ Business Energy Rebates | TRC | 0 | 0 | 0
None | Avoided Costs | Daylighting Controls - Switch-Mounted ¦ Business Energy Rebates | TRC | 0 | 0 | 0
None | Avoided Costs | Decorative Lamp ¦ Small Business Energy Solutions | TRC | 4172.7599 | 3461.7815 | 2725.293
None | Avoided Costs | Dehumidifier ¦ Instant Savings | TRC | 12137.2233 | 12534.7277 | 12966.4522
None | Avoided Costs | Dehumidifier replacement (Low income only) ¦ Appliance Retirement | TRC | 112011.9072 | 117124.6472 | 123929.0722
None | Avoided Costs | Dehumidifier replacement (Low income only) ¦ First Nations Home Retrofits | TRC | 45166.0916 | 47227.6803 | 49971.4001
None | Avoided Costs | Dimmer Switch ¦ Instant Savings | TRC | 0 | 0 | 0
None | Avoided Costs | Dishwasher replacement ¦ Appliance Retirement | TRC | 0 | 0 | 0
None | Avoided Costs | Door Heater Controls ¦ Business Energy Rebates | TRC | 0 | 0 | 0
None | Avoided Costs | Double Heat Pad (Agriculture) ¦ Business Energy Rebates | TRC | 0 | 0 | 0
None | Avoided Costs | Downlight Luminaire (1200 lumen) ¦ Small Business Energy Solutions | TRC | 0 | 0 | 0
None | Avoided Costs | Downlight Luminaire (3000 lumen) ¦ Small Business Energy Solutions | TRC | 0 | 0 | 0
None | Avoided Costs | Downlight Luminaire (800 lumen) ¦ Small Business Energy Solutions | TRC | 0 | 0 | 0
None | Avoided Costs | Drain Water Heat Recovery ¦ First Nations Home Retrofits | TRC | 0 | 0 | 0
None | Avoided Costs | Drain Water Heat Recovery ¦ Green Heat | TRC | 0 | 0 | 0
None | Avoided Costs | Drain Water Heat Recovery ¦ Home Energy Assessment | TRC | 0 | 0 | 0
None | Avoided Costs | Dual Enthalpy Economizer Controls ¦ Business Energy Rebates | TRC | 0 | 0 | 0
None | Avoided Costs | EC Motor for Refrigeration Applications ¦ Business Energy Rebates1 | TRC | 0 | 0 | 0
None | Avoided Costs | EC Motor for Refrigeration Applications ¦ Business Energy Rebates2 | TRC | 0 | 0 | 0
None | Avoided Costs | ECM Circulator Pump ¦ Instant Savings | TRC | 0 | 0 | 0
None | Avoided Costs | Efficient clothes washer ¦ Instant Savings | TRC | 0 | 0 | 0
None | Avoided Costs | Efficient refrigerator ¦ Instant Savings | TRC | 0 | 0 | 0
None | Avoided Costs | Electric Combination Oven ¦ Business Energy Rebates | TRC | 0 | 0 | 0
None | Avoided Costs | Electric Combination Oven with Gas ¦ Business Energy Rebates | TRC | 0 | 0 | 0
None | Avoided Costs | Electric Convection Oven ¦ Business Energy Rebates | TRC | 0 | 0 | 0
None | Avoided Costs | Electric Convection Oven with Gas ¦ Business Energy Rebates | TRC | 0 | 0 | 0
None | Avoided Costs | Electric Fryer Replacement with Gas ¦ Business Energy Rebates | TRC | 0 | 0 | 0
None | Avoided Costs | Electric Griddle Replacement with Gas ¦ Business Energy Rebates | TRC | 0 | 0 | 0
None | Avoided Costs | Electric Steam Cooker ¦ Business Energy Rebates | TRC | 0 | 0 | 0
None | Avoided Costs | Electric Steam Cooker Replacement with Gas ¦ Business Energy Rebates | TRC | 0 | 0 | 0
None | Avoided Costs | Electric to Natural Gas - Water Heater ¦ Business Energy Rebates | TRC | 814937.5293 | 845321.8299 | 880412.5143
None | Avoided Costs | Energy Management Information Systems ¦ EMIS | TRC | 0 | 0 | 0
None | Avoided Costs | Energy Star Dryer ¦ Instant Savings | TRC | 0 | 0 | 0
None | Avoided Costs | ENERGY STAR Pool Pump ¦ Business Energy Rebates | TRC | 0 | 0 | 0
None | Avoided Costs | ENERGY STAR Uninteruptible Power Supplies (UPS) ¦ Business Energy Rebates | TRC | 0 | 0 | 0
None | Avoided Costs | ENERGY STAR Washing Machine ¦ Business Energy Rebates | TRC | 2188.602 | 2246.6638 | 2322.474
None | Avoided Costs | Evaporator Fan Motor Controls ¦ Business Energy Rebates | TRC | 0 | 0 | 0
None | Avoided Costs | Faucet Aerators - MURB ¦ Efficient Products Installation | TRC | 0 | 0 | 0
None | Avoided Costs | Faucet Aerators ¦ Efficient Products Installation | TRC | 0 | 0 | 0
None | Avoided Costs | Flood Luminaire (10000 lumen) ¦ Business Energy Rebates | TRC | 11715110.5571 | 12173592.1221 | 12694885.1102
None | Avoided Costs | Flood Luminaire (10000 lumen) ¦ Small Business Energy Solutions | TRC | 0 | 0 | 0
None | Avoided Costs | Flood Luminaire (48000 lumen) ¦ Business Energy Rebates | TRC | 1411145.4728 | 1466371.9414 | 1529164.3697
None | Avoided Costs | Flood Luminaire (48000 lumen) ¦ Small Business Energy Solutions | TRC | 0 | 0 | 0
None | Avoided Costs | Four Pin Replacement Lamps for CFLs ¦ Business Energy Rebates | TRC | 6600.4471 | 6894.4211 | 7213.4849
None | Avoided Costs | Four Pin Replacement Lamps for CFLs ¦ Small Business Energy Solutions | TRC | 0 | 0 | 0
None | Avoided Costs | Freezer replacement (Low income only) ¦ Appliance Retirement | TRC | 243147.3169 | 259346.556 | 0
None | Avoided Costs | Freezer replacement (Low income only) ¦ First Nations Home Retrofits | TRC | 59888.5017 | 63878.4621 | 68474.6748
None | Avoided Costs | Freezer replacement ¦ Appliance Retirement | TRC | 0 | 0 | 0
None | Avoided Costs | Freezer retirement ¦ Appliance Retirement | TRC | 0 | 0 | 0
None | Avoided Costs | Fridge replacement ¦ Appliance Retirement | TRC | 0 | 0 | 0
None | Avoided Costs | Fuel Pump Canopy Luminaire (4000 lumen) ¦ Small Business Energy Solutions | TRC | 0 | 0 | 0
None | Avoided Costs | General Use Lamp (A,G Types) ¦ Small Business Energy Solutions | TRC | 0 | 0 | 0
None | Avoided Costs | Glass Door Freezer ¦ Small Business Energy Solutions | TRC | 0 | 0 | 0
None | Avoided Costs | Glass Door Refrigerator ¦ Business Energy Rebates | TRC | 0 | 0 | 0
None | Avoided Costs | Glass Door Refrigerator ¦ Small Business Energy Solutions | TRC | 0 | 0 | 0
None | Avoided Costs | Ground Source Heat Pump (60kBTU/hr) ¦ Business Energy Rebates | TRC | 0 | 0 | 0
None | Avoided Costs | Ground Source Heat Pump (60kBTU/hr) ¦ Small Business Energy Solutions | TRC | 0 | 0 | 0
None | Avoided Costs | GSHP ¦ Green Heat | TRC | 412771.9353 | 420822.8092 | 430875.8073
None | Avoided Costs | Heat Pump Clothes Dryer ¦ Business Energy Rebates | TRC | 275082.6298 | 281103.8545 | 289463.0097
None | Avoided Costs | Heat Pump Dryer (ventless) ¦ Instant Savings | TRC | 0 | 0 | 0
None | Avoided Costs | Heat Pump Water Heater ¦ Business Energy Rebates | TRC | 0 | 0 | 0
None | Avoided Costs | Heat Pump Water Heater ¦ First Nations Home Retrofits | TRC | 0 | 0 | 0
None | Avoided Costs | Heat Pump Water Heater ¦ Green Heat | TRC | 0 | 0 | 0
None | Avoided Costs | Heat Pump Water Heater ¦ Home Energy Assessment | TRC | 0 | 0 | 0
None | Avoided Costs | Heat Pump Water Heater ¦ Small Business Energy Solutions | TRC | 0 | 0 | 0
None | Avoided Costs | Heat Reclaimer Unit (Agriculture) ¦ Business Energy Rebates | TRC | 0 | 0 | 0
None | Avoided Costs | Heat Reclaimer Unit (Agriculture) ¦ Small Business Energy Solutions | TRC | 0 | 0 | 0
None | Avoided Costs | Heavy duty timer ¦ Instant Savings | TRC | 0 | 0 | 0
None | Avoided Costs | High Bay Luminaire (15 000 lumen) ¦ Business Energy Rebates | TRC | 0 | 0 | 0
None | Avoided Costs | High Bay Luminaire (15 000 lumen) ¦ Small Business Energy Solutions | TRC | 0 | 0 | 0
None | Avoided Costs | High Bay Luminaire (35 000 lumen) ¦ Small Business Energy Solutions | TRC | 0 | 0 | 0
None | Avoided Costs | High Efficiency Circulator Pump 1.5kW ¦ Business Energy Rebates | TRC | 0 | 0 | 0
None | Avoided Costs | High Efficiency Circulator Pump 100W ¦ Business Energy Rebates | TRC | 0 | 0 | 0
None | Avoided Costs | High Efficiency Circulator Pump 300W ¦ Business Energy Rebates | TRC | 0 | 0 | 0
None | Avoided Costs | High Volume Low Speed Fan (Agriculture) ¦ Business Energy Rebates | TRC | 0 | 0 | 0
None | Avoided Costs | High Volume Low Speed Fan (Agriculture) ¦ Small Business Energy Solutions | TRC | 0 | 0 | 0
None | Avoided Costs | Holiday Lights Exchange - MURB ¦ Efficient Products Installation | TRC | 22664.7016 | 22961.4099 | 23381.5854
None | Avoided Costs | Holiday Lights Exchange ¦ Efficient Products Installation | TRC | 299627.3554 | 303549.8389 | 309104.5592
None | Avoided Costs | Hot Water Tank Wrap - MURB ¦ Efficient Products Installation | TRC | 0 | 0 | 0
None | Avoided Costs | Hot Water Tank Wrap ¦ Efficient Products Installation | TRC | 0 | 0 | 0
None | Avoided Costs | HVAC Hotel Occupancy Sensor ¦ Business Energy Rebates | TRC | 0 | 0 | 0
None | Avoided Costs | Hybrid Heat Pump Dryer ¦ Instant Savings | TRC | 0 | 0 | 0
None | Avoided Costs | Ice-Making Head ¦ Business Energy Rebates | TRC | 0 | 0 | 0
None | Avoided Costs | Indoor motion sensor ¦ Instant Savings | TRC | 0 | 0 | 0
None | Avoided Costs | Large Commercial/Industrial ETS System ¦ ETS Business Energy Rebates | TRC | 1113610.7362 | 1115007.4483 | 1121702.9472
None | Avoided Costs | LED - ENERGY STAR Fixture with Motion Sensor ¦ Instant Savings | TRC | 632789.1476 | 591443.4582 | 547662.811
None | Avoided Costs | LED - ENERGY STAR Fixture without Motion Sensor ¦ Instant Savings | TRC | 1826736.5839 | 1683689.6167 | 1510315.0232
None | Avoided Costs | LED - Other ¦ Instant Savings | TRC | 2925154.0571 | 2575797.1988 | 2202342.2128
None | Avoided Costs | LED - R, BR and Decorative ¦ Instant Savings | TRC | 1723617.026 | 1502495.4792 | 1266717.6258
None | Avoided Costs | LED - Recessed downlight ¦ Instant Savings | TRC | 0 | 0 | 0
None | Avoided Costs | LED Nightlights - MURB ¦ Efficient Products Installation | TRC | 4260.5423 | 4437.7942 | 4628.0448
None | Avoided Costs | LED Nightlights ¦ Efficient Products Installation | TRC | 727104.151 | 757353.9584 | 789822.1251
None | Avoided Costs | LED Replacement Lamps for HID (10000 lumen) ¦ Business Energy Rebates | TRC | 0 | 0 | 0
None | Avoided Costs | LED Replacement Lamps for HID (10000 lumen) ¦ Small Business Energy Solutions | TRC | 0 | 0 | 0
None | Avoided Costs | LED Replacement Lamps for HID (4000 lumen) ¦ Business Energy Rebates | TRC | 0 | 0 | 0
None | Avoided Costs | LED Replacement Lamps for HID (4000 lumen) ¦ Small Business Energy Solutions | TRC | 0 | 0 | 0
None | Avoided Costs | LED Troffer (1x4) ¦ Business Energy Rebates | TRC | 0 | 0 | 0
None | Avoided Costs | LED Troffer (1x4) ¦ Small Business Energy Solutions | TRC | 0 | 0 | 0
None | Avoided Costs | LED Troffer (2x2) ¦ Business Energy Rebates | TRC | 0 | 0 | 0
None | Avoided Costs | LED Troffer (2x2) ¦ Small Business Energy Solutions | TRC | 0 | 0 | 0
None | Avoided Costs | LED Troffer (4x2) ¦ Business Energy Rebates | TRC | 0 | 0 | 0
None | Avoided Costs | LED Troffer (4x2) ¦ Small Business Energy Solutions | TRC | 0 | 0 | 0
None | Avoided Costs | LED Wall Sconce (1200 lumen) ¦ Small Business Energy Solutions | TRC | 0 | 0 | 0
None | Avoided Costs | Linear Ambient Luminaire (10000 lumen) ¦ Business Energy Rebates | TRC | 0 | 0 | 0
None | Avoided Costs | Linear Ambient Luminaire (10000 lumen) ¦ Small Business Energy Solutions | TRC | 0 | 0 | 0
None | Avoided Costs | Linear Ambient Luminaire (2000 lumen) ¦ Business Energy Rebates | TRC | 0 | 0 | 0
None | Avoided Costs | Linear Ambient Luminaire (2000 lumen) ¦ Small Business Energy Solutions | TRC | 0 | 0 | 0
None | Avoided Costs | Linear Ambient Luminaire (4000 lumen) ¦ Business Energy Rebates | TRC | 0 | 0 | 0
None | Avoided Costs | Linear Ambient Luminaire (4000 lumen) ¦ Small Business Energy Solutions | TRC | 0 | 0 | 0
None | Avoided Costs | Linear Ambient Luminaire (8000 lumen) ¦ Business Energy Rebates | TRC | 0 | 0 | 0
None | Avoided Costs | Linear Ambient Luminaire (8000 lumen) ¦ Small Business Energy Solutions | TRC | 0 | 0 | 0
None | Avoided Costs | Linear Replacement Lamp (2 foot) ¦ Business Energy Rebates | TRC | 44482.5354 | 46462.9902 | 48643.7517
None | Avoided Costs | Linear Replacement Lamp (2 foot) ¦ Small Business Energy Solutions | TRC | 0 | 0 | 0
None | Avoided Costs | Linear Replacement Lamp (4 foot) ¦ Business Energy Rebates | TRC | 11735217.3776 | 12257693.5858 | 12833014.0113
None | Avoided Costs | Linear Replacement Lamp (4 foot) ¦ Small Business Energy Solutions | TRC | 0 | 0 | 0
None | Avoided Costs | Low-bay Luminaire (10,000 lumen) ¦ Business Energy Rebates | TRC | 0 | 0 | 0
None | Avoided Costs | Low-bay Luminaire (10,000 lumen) ¦ Small Business Energy Solutions | TRC | 0 | 0 | 0
None | Avoided Costs | Low-bay Luminaire (5000 lumen) ¦ Business Energy Rebates | TRC | 0 | 0 | 0
None | Avoided Costs | Low-flow showerhead - 0.5 gpm Reduction - MURB ¦ Efficient Products Installation | TRC | 0 | 0 | 0
None | Avoided Costs | Low-flow showerhead - 0.5 gpm Reduction ¦ Efficient Products Installation | TRC | 0 | 0 | 0
None | Avoided Costs | Low-flow showerhead - 1.0 gpm Reduction - MURB ¦ Efficient Products Installation | TRC | 42139.7381 | 50270.9527 | 52667.7128
None | Avoided Costs | Low-flow showerhead - 1.0 gpm Reduction ¦ Efficient Products Installation | TRC | 2348269.2461 | 2451215.2687 | 2568081.3613
None | Avoided Costs | Low-flow showerhead -0.75 gpm Reduction - MURB ¦ Efficient Products Installation | TRC | 0 | 25806.0958 | 39500.7846
None | Avoided Costs | Low-flow showerhead -0.75 gpm Reduction ¦ Efficient Products Installation | TRC | 15853.7696 | 0 | 7885.5604
None | Avoided Costs | Low/Zero Energy Livestock Waterer ¦ Business Energy Rebates | TRC | 0 | 0 | 0
None | Avoided Costs | Luminaire Level Lighting Control (LLLC) - High Impact Application ¦ Business Energy Rebates | TRC | 27710.2647 | 28715.2646 | 29882.1119
None | Avoided Costs | Luminaire Level Lighting Control (LLLC) - Low Impact Application ¦ Business Energy Rebates | TRC | 53886.0444 | 55942.6182 | 58307.0123
None | Avoided Costs | Medium Commercial ETS System ¦ ETS Business Energy Rebates | TRC | 1113610.7362 | 1115007.4483 | 1121702.9472
None | Avoided Costs | Medium Commercial ETS System ¦ ETS Small Business Energy Solutions | TRC | 0 | 0 | 0
None | Avoided Costs | Milk Pre-cooler ¦ Business Energy Rebates | TRC | 0 | 0 | 0
None | Avoided Costs | Mini freezer retirement ¦ Appliance Retirement | TRC | 0 | 0 | 0
None | Avoided Costs | Mini fridge retirement ¦ Appliance Retirement | TRC | 0 | 0 | 0
None | Avoided Costs | Motion sensor with dimmer switch ¦ Instant Savings | TRC | 0 | 0 | 0
None | Avoided Costs | MSHP - Fully Electrical ¦ Green Heat | TRC | 33793037.3753 | 34574602.751 | 35494098.3967
None | Avoided Costs | MSHP - Mainly Electrical ¦ Green Heat | TRC | 3481683.7803 | 3519922.3074 | 3573584.8061
None | Avoided Costs | Multi-Tank Conveyor Dishwasher - High Temp ¦ Business Energy Rebates | TRC | 0 | 0 | 0
None | Avoided Costs | Multi-Tank Conveyor Dishwasher - High Temp ¦ Small Business Energy Solutions | TRC | 0 | 0 | 0
None | Avoided Costs | Multi-Tank Conveyor Dishwasher - Low Temp ¦ Business Energy Rebates | TRC | 0 | 0 | 0
None | Avoided Costs | Multi-Tank Conveyor Dishwasher - Low Temp ¦ Small Business Energy Solutions | TRC | 0 | 0 | 0
None | Avoided Costs | Natural Barn Ventiliation - Year-Round ¦ Business Energy Rebates | TRC | 0 | 0 | 0
None | Avoided Costs | Networked/ Connected - Indoor LED Lamp ¦ Instant Savings | TRC | 0 | 0 | 0
None | Avoided Costs | Networked/Connected - High Impact Application ¦ Business Energy Rebates | TRC | 32550.4021 | 33730.9443 | 35101.6037
None | Avoided Costs | Networked/Connected - Low Impact Application ¦ Business Energy Rebates | TRC | 61244.7364 | 63582.1565 | 66269.4328
None | Avoided Costs | No-Loss Drain ¦ Business Energy Rebates | TRC | 0 | 0 | 0
None | Avoided Costs | Occupancy Sensor (Ceiling Mounted) ¦ Business Energy Rebates | TRC | 3856534.0488 | 3945861.9185 | 4065862.0103
None | Avoided Costs | Occupancy Sensor (Ceiling Mounted) ¦ Small Business Energy Solutions | TRC | 12919.6028 | 13218.8561 | 13620.863
None | Avoided Costs | Occupancy Sensor (Wall Mounted) ¦ Business Energy Rebates | TRC | 2543280.648 | 2602189.9794 | 2681326.8177
None | Avoided Costs | Occupancy Sensor (Wall Mounted) ¦ Small Business Energy Solutions | TRC | 309106.9798 | 316266.7424 | 325884.9294
None | Avoided Costs | Occupancy Sensor (Exterior) ¦ Business Energy Rebates | TRC | 41051.6104 | 42329.8001 | 43902.8463
None | Avoided Costs | Open to Closed Cooler Conversion ¦ Business Energy Rebates | TRC | 0 | 0 | 0
None | Avoided Costs | Open to Closed Cooler Conversion ¦ Small Business Energy Solutions | TRC | 0 | 0 | 0
None | Avoided Costs | Outdoor motion sensor ¦ Instant Savings | TRC | 0 | 0 | 0
None | Avoided Costs | Outside Air Economizer ¦ Business Energy Rebates | TRC | 1178215.8949 | 1227592.3338 | 1289169.1812
None | Avoided Costs | Packaged Terminal Heat Pump (12kBTU/hr) ¦ Business Energy Rebates | TRC | 0 | 0 | 0
None | Avoided Costs | Parking Garage Luminaire (4000 lumen) ¦ Small Business Energy Solutions | TRC | 0 | 0 | 0
None | Avoided Costs | Pellet Boiler/Furnace ¦ Green Heat | TRC | 2296957.9263 | 2358414.5561 | 2429007.4511
None | Avoided Costs | Pellet Stove ¦ Green Heat | TRC | 495522.2568 | 510026.5004 | 526465.9581
None | Avoided Costs | Pipe Insulation - MURB ¦ Efficient Products Installation | TRC | 0 | 0 | 0
None | Avoided Costs | Pipe Insulation ¦ Efficient Products Installation | TRC | 0 | 0 | 0
None | Avoided Costs | Pole/Arm-Mounted Area Luminaire (20000 lumen) ¦ Business Energy Rebates | TRC | 1395764.287 | 1446871.2994 | 1510154.0451
None | Avoided Costs | Pole/Arm-Mounted Area Luminaire (20000 lumen) ¦ Small Business Energy Solutions | TRC | 0 | 0 | 0
None | Avoided Costs | Pole/Arm-Mounted Area Luminaire (4000 lumen) ¦ Small Business Energy Solutions | TRC | 0 | 0 | 0
None | Avoided Costs | Pole/Arm-Mounted Area Luminaire (60000 lumen) ¦ Business Energy Rebates | TRC | 1982467.5093 | 2055057.1239 | 2144940.4863
None | Avoided Costs | Pole/Arm-Mounted Decorative Luminaire (1500 lumen) ¦ Small Business Energy Solutions | TRC | 0 | 0 | 0
None | Avoided Costs | Pole/Arm-Mounted Decorative Luminaire (5000 lumen) ¦ Business Energy Rebates | TRC | 66163.4324 | 68586.0588 | 71585.8516
None | Avoided Costs | Pole/Arm-Mounted Decorative Luminaire (5000 lumen) ¦ Small Business Energy Solutions | TRC | 0 | 0 | 0
None | Avoided Costs | Pot, Pan and Utensil Dishwasher - High Temp ¦ Business Energy Rebates | TRC | 0 | 0 | 0
None | Avoided Costs | Power bar with timer ¦ Instant Savings | TRC | 0 | 0 | 0
None | Avoided Costs | Premium High Bay Luminaire (15 000 lumen) ¦ Business Energy Rebates | TRC | 0 | 0 | 0
None | Avoided Costs | Premium High Bay Luminaire (15 000 lumen) ¦ Small Business Energy Solutions | TRC | 0 | 0 | 0
None | Avoided Costs | Premium High Bay Luminaire (35 000 lumen) ¦ Business Energy Rebates | TRC | 0 | 0 | 0
None | Avoided Costs | Premium High Bay Luminaire (35 000 lumen) ¦ Small Business Energy Solutions | TRC | 0 | 0 | 0
None | Avoided Costs | Premium High Bay Luminaire (60 000 lumen) ¦ Business Energy Rebates | TRC | 0 | 0 | 0
None | Avoided Costs | Programmable thermostat ¦ Instant Savings | TRC | 0 | 0 | 0
None | Avoided Costs | Programmable Thermostats ¦ First Nations Home Retrofits | TRC | 0 | 0 | 0
None | Avoided Costs | Range / Stove replacement ¦ Appliance Retirement | TRC | 0 | 0 | 0
None | Avoided Costs | Reflector Lamp (MR16) ¦ Small Business Energy Solutions | TRC | 0 | 0 | 0
None | Avoided Costs | Reflector Lamp (PAR38) ¦ Small Business Energy Solutions | TRC | 0 | 0 | 0
None | Avoided Costs | Refrigerated Case Luminaire ¦ Business Energy Rebates | TRC | 0 | 0 | 0
None | Avoided Costs | Refrigerated Case Luminaire ¦ Small Business Energy Solutions | TRC | 0 | 0 | 0
None | Avoided Costs | Refrigerator replacement (Low income only) ¦ Appliance Retirement | TRC | 0 | 0 | 0
None | Avoided Costs | Refrigerator replacement (Low income only) ¦ First Nations Home Retrofits | TRC | 0 | 0 | 0
None | Avoided Costs | Refrigerator retirement ¦ Appliance Retirement | TRC | 0 | 0 | 0
None | Avoided Costs | Remote Condensing Unit ¦ Business Energy Rebates | TRC | 0 | 0 | 0
None | Avoided Costs | Residential DHW Timer ¦ ETS Green Heat | TRC | 98099.2388 | 98273.3133 | 99595.6177
None | Avoided Costs | Residential ETS System (Central) ¦ ETS Green Heat | TRC | 1294298.4844 | 1296577.627 | 1304932.961
None | Avoided Costs | Residential ETS System (Central) ¦ ETS Home Energy Assessment | TRC | 898186.2233 | 899767.848 | 905566.0823
None | Avoided Costs | Residential ETS System (Room) ¦ ETS Green Heat | TRC | 1294298.4844 | 1296577.627 | 1304932.961
None | Avoided Costs | Residential ETS System (Room) ¦ ETS Home Energy Assessment | TRC | 898186.2233 | 899767.848 | 905566.0823
None | Avoided Costs | Room air purifier ¦ Instant Savings | TRC | 116480.4312 | 121527.3296 | 127458.735
None | Avoided Costs | Server Virtualization and Decommissioning ¦ Business Energy Rebates | TRC | 0 | 0 | 0
None | Avoided Costs | Single-Tank Door type Dishwasher - High Temp ¦ Business Energy Rebates | TRC | 0 | 0 | 0
None | Avoided Costs | Single-Tank Door type Dishwasher - Low Temp ¦ Business Energy Rebates | TRC | 0 | 0 | 0
None | Avoided Costs | Single -Tank Conveyor Dishwasher - High Temp ¦ Business Energy Rebates | TRC | 0 | 0 | 0
None | Avoided Costs | Single -Tank Conveyor Dishwasher - Low Temp ¦ Business Energy Rebates | TRC | 0 | 0 | 0
None | Avoided Costs | Single Heat Pad (Agriculture) ¦ Business Energy Rebates | TRC | 0 | 0 | 0
None | Avoided Costs | Small Commercial ETS Sytem ¦ ETS Business Energy Rebates | TRC | 1948818.7884 | 1951263.0345 | 1962980.1576
None | Avoided Costs | Small Commercial ETS Sytem ¦ ETS Small Business Energy Solutions | TRC | 0 | 0 | 0
None | Avoided Costs | Smart power bar ¦ Instant Savings | TRC | 0 | 0 | 0
None | Avoided Costs | Smart Power Controllers - MURB ¦ Efficient Products Installation | TRC | 0 | 0 | 0
None | Avoided Costs | Smart Power Controllers ¦ Efficient Products Installation | TRC | 0 | 0 | 0
None | Avoided Costs | Solar air heating ¦ Green Heat | TRC | 0 | 0 | 0
None | Avoided Costs | Solar Domestic Hot Water ¦ Green Heat | TRC | 0 | 0 | 0
None | Avoided Costs | Solar Domestic Hot Water ¦ Home Energy Assessment | TRC | 0 | 0 | 0
None | Avoided Costs | Solid Door Freezer ¦ Business Energy Rebates | TRC | 0 | 0 | 0
None | Avoided Costs | Solid Door Freezer ¦ Small Business Energy Solutions | TRC | 0 | 0 | 0
None | Avoided Costs | Solid Door Refrigerator ¦ Business Energy Rebates | TRC | 0 | 0 | 0
None | Avoided Costs | Solid Door Refrigerator ¦ Small Business Energy Solutions | TRC | 0 | 0 | 0
None | Avoided Costs | Standard Capacity Electric Fryer ¦ Business Energy Rebates | TRC | 0 | 0 | 0
None | Avoided Costs | Standard Capacity Electric Fryer ¦ Small Business Energy Solutions | TRC | 0 | 0 | 0
None | Avoided Costs | Strategic Energy Management ¦ SEM | TRC | 0 | 0 | 0
None | Avoided Costs | Strip-Curtains for Display Cases ¦ Business Energy Rebates | TRC | 0 | 0 | 0
None | Avoided Costs | Strip-Curtains for Display Cases ¦ Small Business Energy Solutions | TRC | 0 | 0 | 0
None | Avoided Costs | Track/Mono-point Direction Luminaire ¦ Business Energy Rebates | TRC | 299683.2108 | 311176.6727 | 324271.6926
None | Avoided Costs | Unconverted D ¦ Home Energy Assessment | TRC | 4160688.657 | 4292447.8553 | 4439676.2716
None | Avoided Costs | Under-Counter Dishwasher - HighTemp ¦ Business Energy Rebates | TRC | 0 | 0 | 0
None | Avoided Costs | Under-Counter Dishwasher - Low Temp ¦ Business Energy Rebates | TRC | 0 | 0 | 0
None | Avoided Costs | Variable Speed Kitchen Exhaust Fan ¦ Business Energy Rebates | TRC | 1534455.1849 | 1629941.0003 | 1745554.9064
None | Avoided Costs | Variable Speed Kitchen Exhaust Fan ¦ Small Business Energy Solutions | TRC | 0 | 0 | 0
None | Avoided Costs | Ventilation Fan (Agriculture) ¦ Business Energy Rebates | TRC | 0 | 0 | 0
None | Avoided Costs | VFD - 10 hp - Institutional - Make-up Air Fan ¦ Business Energy Rebates | TRC | 0 | 0 | 0
None | Avoided Costs | VFD - 10 hp - Retail - Supply Fan ¦ Business Energy Rebates | TRC | 0 | 0 | 0
None | Avoided Costs | VFD - 20 hp - Institutional - Chilled Water Pump ¦ Business Energy Rebates | TRC | 0 | 0 | 0
None | Avoided Costs | VFD - 20 hp - Retail - Exhaust Fan ¦ Business Energy Rebates | TRC | 0 | 0 | 0
None | Avoided Costs | VFD - 30 hp - Institutional - Make-up Air Fan ¦ Business Energy Rebates | TRC | 0 | 0 | 0
None | Avoided Costs | VFD - 30 hp - Retail - Supply Fan ¦ Business Energy Rebates | TRC | 0 | 0 | 0
None | Avoided Costs | VFD - 40 hp - Warehousing - Exhaust Fan ¦ Business Energy Rebates | TRC | 0 | 0 | 0
None | Avoided Costs | VFD - 5 hp - Institutional - Chilled Water Pump ¦ Business Energy Rebates | TRC | 0 | 0 | 0
None | Avoided Costs | VFD - 5 hp - Retail - Exhaust Fan ¦ Business Energy Rebates | TRC | 0 | 0 | 0
None | Avoided Costs | VFD Milk Transfer Pump ¦ Business Energy Rebates | TRC | 0 | 0 | 0
None | Avoided Costs | VFD Milk Transfer Pump ¦ Small Business Energy Solutions | TRC | 0 | 0 | 0
None | Avoided Costs | VFD Milk Vacuum Pump ¦ Business Energy Rebates | TRC | 0 | 0 | 0
None | Avoided Costs | VFD Milk Vacuum Pump ¦ Small Business Energy Solutions | TRC | 0 | 0 | 0
None | Avoided Costs | Wall Mounted Area Luminaire (1000 lumen) ¦ Business Energy Rebates | TRC | 551654.118 | 572994.1347 | 596581.1521
None | Avoided Costs | Wall Mounted Area Luminaire (1000 lumen) ¦ Small Business Energy Solutions | TRC | 0 | 0 | 0
None | Avoided Costs | Wall Mounted Area Luminaire (10000 lumen) ¦ Business Energy Rebates | TRC | 1421506.3383 | 1476495.4484 | 1537274.646
None | Avoided Costs | Wall Mounted Area Luminaire (10000 lumen) ¦ Small Business Energy Solutions | TRC | 0 | 0 | 0
None | Avoided Costs | Wall Wash Luminaire (1000 lumen) ¦ Business Energy Rebates | TRC | 528.209 | 550.4205 | 575.1885
None | Avoided Costs | Wall wash luminaire (1500 lumen) ¦ Business Energy Rebates | TRC | 24468.5073 | 25497.4199 | 26644.7596
None | Avoided Costs | Whole Home - tier 0 (22% better than code on average) ¦ New Home Construction | TRC | 2528255.1108 | 2604701.0819 | 2689756.1005
None | Avoided Costs | Whole home - tier 1 (45% better than code target) ¦ New Home Construction | TRC | 0 | 0 | 0
None | Avoided Costs | Whole home - tier 2 (60% better than code target) ¦ New Home Construction | TRC | 0 | 0 | 0
None | Avoided Costs | Whole home - tier 3 (70% better than code target) ¦ New Home Construction | TRC | 0 | 0 | 0
None | Avoided Costs | Whole Home ¦ Home Energy Assessment | TRC | 6408536.7909 | 4422738.3406 | 4572320.5692
None | Avoided Costs | Whole Home First Nations Retrofit ¦ First Nations Home Retrofits | TRC | 0 | 0 | 0
None | Avoided Costs | Wood Boiler/Furnace ¦ Green Heat | TRC | 91399.5307 | 93863.4594 | 96690.4042
None | Avoided Costs | Wood Stove ¦ Green Heat | TRC | 1230098.068 | 1269296.4384 | 1313207.2488
None | Avoided Costs | Zero-Energy Doors for Reach-In Coolers ¦ Small Business Energy Solutions | TRC | 0 | 0 | 0
None | Incentives | 1/2 Size Hot Food Holding Cabinet ¦ Business Energy Rebates | TRC | 0 | 0 | 0
None | Incentives | 11W Replacing 60W - MURB ¦ Efficient Products Installation | TRC | 0 | 0 | 0
None | Incentives | 11W Replacing 60W ¦ Efficient Products Installation | TRC | 0 | 0 | 0
None | Incentives | 18W Replacing 100W - MURB ¦ Efficient Products Installation | TRC | 0 | 0 | 0
None | Incentives | 18W Replacing 100W ¦ Efficient Products Installation | TRC | 0 | 0 | 0
None | Incentives | 18W Replacing 75W - MURB ¦ Efficient Products Installation | TRC | 0 | 0 | 0
None | Incentives | 18W Replacing 75W ¦ Efficient Products Installation | TRC | 0 | 0 | 0
None | Incentives | 5W Chandelier E12 - MURB ¦ Efficient Products Installation | TRC | 0 | 0 | 0
None | Incentives | 5W Chandelier E12 ¦ Efficient Products Installation | TRC | 0 | 0 | 0
None | Incentives | 7W G25 - MURB ¦ Efficient Products Installation | TRC | 0 | 0 | 0
None | Incentives | 7W G25 ¦ Efficient Products Installation | TRC | 0 | 0 | 0
None | Incentives | 7W GU10 Replacing 35W - MURB ¦ Efficient Products Installation | TRC | 0 | 0 | 0
None | Incentives | 7W GU10 Replacing 35W ¦ Efficient Products Installation | TRC | 0 | 0 | 0
None | Incentives | 7W GU10 Replacing 50W - MURB ¦ Efficient Products Installation | TRC | 0 | 0 | 0
None | Incentives | 7W GU10 Replacing 50W ¦ Efficient Products Installation | TRC | 0 | 0 | 0
None | Incentives | 9.5W Replacing 100W - MURB ¦ Efficient Products Installation | TRC | 0 | 0 | 0
None | Incentives | 9.5W Replacing 100W ¦ Efficient Products Installation | TRC | 0 | 0 | 0
None | Incentives | 9.5W Replacing 40W - MURB ¦ Efficient Products Installation | TRC | 0 | 0 | 0
None | Incentives | 9.5W Replacing 40W ¦ Efficient Products Installation | TRC | 0 | 0 | 0
None | Incentives | 9.5W Replacing 60W - MURB ¦ Efficient Products Installation | TRC | 0 | 0 | 0
None | Incentives | 9.5W Replacing 60W ¦ Efficient Products Installation | TRC | 0 | 0 | 0
None | Incentives | 9W Replacing 100W - MURB ¦ Efficient Products Installation | TRC | 0 | 0 | 0
None | Incentives | 9W Replacing 100W ¦ Efficient Products Installation | TRC | 0 | 0 | 0
None | Incentives | 9W Replacing 40W - MURB ¦ Efficient Products Installation | TRC | 0 | 0 | 0
None | Incentives | 9W Replacing 40W ¦ Efficient Products Installation | TRC | 0 | 0 | 0
None | Incentives | 9W Replacing 60W - MURB ¦ Efficient Products Installation | TRC | 0 | 0 | 0
None | Incentives | 9W Replacing 60W ¦ Efficient Products Installation | TRC | 0 | 0 | 0
None | Incentives | Advanced Lighting Design (Performance Lighting) ¦ Business Energy Rebates | TRC | 0 | 0 | 0
None | Incentives | Air-Entraining Air Nozzle ¦ Business Energy Rebates | TRC | 0 | 0 | 0
None | Incentives | Air Conditioner retirement ¦ Appliance Retirement | TRC | 0 | 0 | 0
None | Incentives | ASHP and AWHP - Electrical ¦ Green Heat | TRC | 82656 | 64288 | 45920
None | Incentives | Case Lighting for Sign Retrofits ¦ Business Energy Rebates | TRC | 860 | 860 | 860
None | Incentives | CEE Tier 2 Commercial Washing Machine ¦ Business Energy Rebates | TRC | 0 | 0 | 0
None | Incentives | CEE Tier 3 Commercial Washing Machine ¦ Business Energy Rebates | TRC | 0 | 0 | 0
None | Incentives | Circulation Fan (Agriculture) ¦ Business Energy Rebates | TRC | 0 | 0 | 0
None | Incentives | Clothes-line ¦ Instant Savings | TRC | 0 | 0 | 0
None | Incentives | Clothes Dryer replacement ¦ Appliance Retirement | TRC | 0 | 0 | 0
None | Incentives | Clothes Dryers ¦ First Nations Home Retrofits | TRC | 0 | 0 | 0
None | Incentives | Clothes Washer replacement ¦ Appliance Retirement | TRC | 0 | 0 | 0
None | Incentives | Clothes Washers ¦ First Nations Home Retrofits | TRC | 0 | 0 | 0
None | Incentives | Cold Climate Air-Source Heat Pump (24kBTU/hr) ¦ Business Energy Rebates | TRC | 26563.1524 | 30424.5713 | 38482.6374
None | Incentives | Cold Climate Air-Source Heat Pump (24kBTU/hr) ¦ Small Business Energy Solutions | TRC | 0 | 0 | 0
None | Incentives | Cold Climate Air-Source Heat Pump (48kBTU/hr) ¦ Business Energy Rebates | TRC | 110080 | 110080 | 110080
None | Incentives | Custom Energy Efficiency ¦ Affordable MultiFamily Renter | TRC | 449531.0522 | 446461.919 | 731551.3735
None | Incentives | Custom Energy Efficiency ¦ Custom Retrofit | TRC | 3450457.5848 | 3545202.3819 | 3537060.4884
None | Incentives | Cycling Refrigerated Air Dryer - 50 CFM ¦ Business Energy Rebates | TRC | 0 | 0 | 0
None | Incentives | Dairy Scroll Compressor ¦ Business Energy Rebates | TRC | 6173.3828 | 6449.5149 | 6758.6111
None | Incentives | Daylighting Controls - Ceiling Mounted ¦ Business Energy Rebates | TRC | 0 | 0 | 0
None | Incentives | Daylighting Controls - Switch-Mounted ¦ Business Energy Rebates | TRC | 0 | 0 | 0
None | Incentives | Decorative Lamp ¦ Small Business Energy Solutions | TRC | 238.6692 | 198.891 | 159.1128
None | Incentives | Dehumidifier ¦ Instant Savings | TRC | 3000 | 3000 | 3000
None | Incentives | Dehumidifier replacement (Low income only) ¦ Appliance Retirement | TRC | 0 | 0 | 0
None | Incentives | Dehumidifier replacement (Low income only) ¦ First Nations Home Retrofits | TRC | 0 | 0 | 0
None | Incentives | Dimmer Switch ¦ Instant Savings | TRC | 0 | 0 | 0
None | Incentives | Dishwasher replacement ¦ Appliance Retirement | TRC | 0 | 0 | 0
None | Incentives | Door Heater Controls ¦ Business Energy Rebates | TRC | 0 | 0 | 0
None | Incentives | Double Heat Pad (Agriculture) ¦ Business Energy Rebates | TRC | 0 | 0 | 0
None | Incentives | Downlight Luminaire (1200 lumen) ¦ Small Business Energy Solutions | TRC | 0 | 0 | 0
None | Incentives | Downlight Luminaire (3000 lumen) ¦ Small Business Energy Solutions | TRC | 0 | 0 | 0
None | Incentives | Downlight Luminaire (800 lumen) ¦ Small Business Energy Solutions | TRC | 0 | 0 | 0
None | Incentives | Drain Water Heat Recovery ¦ First Nations Home Retrofits | TRC | 0 | 0 | 0
None | Incentives | Drain Water Heat Recovery ¦ Green Heat | TRC | 0 | 0 | 0
None | Incentives | Drain Water Heat Recovery ¦ Home Energy Assessment | TRC | 0 | 0 | 0
None | Incentives | Dual Enthalpy Economizer Controls ¦ Business Energy Rebates | TRC | 0 | 0 | 0
None | Incentives | EC Motor for Refrigeration Applications ¦ Business Energy Rebates1 | TRC | 0 | 0 | 0
None | Incentives | EC Motor for Refrigeration Applications ¦ Business Energy Rebates2 | TRC | 0 | 0 | 0
None | Incentives | ECM Circulator Pump ¦ Instant Savings | TRC | 0 | 0 | 0
None | Incentives | Efficient clothes washer ¦ Instant Savings | TRC | 0 | 0 | 0
None | Incentives | Efficient refrigerator ¦ Instant Savings | TRC | 0 | 0 | 0
None | Incentives | Electric Combination Oven ¦ Business Energy Rebates | TRC | 0 | 0 | 0
None | Incentives | Electric Combination Oven with Gas ¦ Business Energy Rebates | TRC | 0 | 0 | 0
None | Incentives | Electric Convection Oven ¦ Business Energy Rebates | TRC | 0 | 0 | 0
None | Incentives | Electric Convection Oven with Gas ¦ Business Energy Rebates | TRC | 0 | 0 | 0
None | Incentives | Electric Fryer Replacement with Gas ¦ Business Energy Rebates | TRC | 0 | 0 | 0
None | Incentives | Electric Griddle Replacement with Gas ¦ Business Energy Rebates | TRC | 0 | 0 | 0
None | Incentives | Electric Steam Cooker ¦ Business Energy Rebates | TRC | 0 | 0 | 0
None | Incentives | Electric Steam Cooker Replacement with Gas ¦ Business Energy Rebates | TRC | 0 | 0 | 0
None | Incentives | Electric to Natural Gas - Water Heater ¦ Business Energy Rebates | TRC | 86000 | 86000 | 86000
None | Incentives | Energy Management Information Systems ¦ EMIS | TRC | 0 | 0 | 0
None | Incentives | Energy Star Dryer ¦ Instant Savings | TRC | 0 | 0 | 0
None | Incentives | ENERGY STAR Pool Pump ¦ Business Energy Rebates | TRC | 0 | 0 | 0
None | Incentives | ENERGY STAR Uninteruptible Power Supplies (UPS) ¦ Business Energy Rebates | TRC | 0 | 0 | 0
None | Incentives | ENERGY STAR Washing Machine ¦ Business Energy Rebates | TRC | 258 | 258 | 258
None | Incentives | Evaporator Fan Motor Controls ¦ Business Energy Rebates | TRC | 0 | 0 | 0
None | Incentives | Faucet Aerators - MURB ¦ Efficient Products Installation | TRC | 0 | 0 | 0
None | Incentives | Faucet Aerators ¦ Efficient Products Installation | TRC | 0 | 0 | 0
None | Incentives | Flood Luminaire (10000 lumen) ¦ Business Energy Rebates | TRC | 819580 | 819580 | 819580
None | Incentives | Flood Luminaire (10000 lumen) ¦ Small Business Energy Solutions | TRC | 0 | 0 | 0
None | Incentives | Flood Luminaire (48000 lumen) ¦ Business Energy Rebates | TRC | 150259.2 | 150259.2 | 150259.2
None | Incentives | Flood Luminaire (48000 lumen) ¦ Small Business Energy Solutions | TRC | 0 | 0 | 0
None | Incentives | Four Pin Replacement Lamps for CFLs ¦ Business Energy Rebates | TRC | 430 | 430 | 430
None | Incentives | Four Pin Replacement Lamps for CFLs ¦ Small Business Energy Solutions | TRC | 0 | 0 | 0
None | Incentives | Freezer replacement (Low income only) ¦ Appliance Retirement | TRC | 0 | 0 | 0
None | Incentives | Freezer replacement (Low income only) ¦ First Nations Home Retrofits | TRC | 0 | 0 | 0
None | Incentives | Freezer replacement ¦ Appliance Retirement | TRC | 0 | 0 | 0
None | Incentives | Freezer retirement ¦ Appliance Retirement | TRC | 0 | 0 | 0
None | Incentives | Fridge replacement ¦ Appliance Retirement | TRC | 0 | 0 | 0
None | Incentives | Fuel Pump Canopy Luminaire (4000 lumen) ¦ Small Business Energy Solutions | TRC | 0 | 0 | 0
None | Incentives | General Use Lamp (A,G Types) ¦ Small Business Energy Solutions | TRC | 0 | 0 | 0
None | Incentives | Glass Door Freezer ¦ Small Business Energy Solutions | TRC | 0 | 0 | 0
None | Incentives | Glass Door Refrigerator ¦ Business Energy Rebates | TRC | 0 | 0 | 0
None | Incentives | Glass Door Refrigerator ¦ Small Business Energy Solutions | TRC | 0 | 0 | 0
None | Incentives | Ground Source Heat Pump (60kBTU/hr) ¦ Business Energy Rebates | TRC | 0 | 0 | 0
None | Incentives | Ground Source Heat Pump (60kBTU/hr) ¦ Small Business Energy Solutions | TRC | 0 | 0 | 0
None | Incentives | GSHP ¦ Green Heat | TRC | 26880 | 26880 | 26880
None | Incentives | Heat Pump Clothes Dryer ¦ Business Energy Rebates | TRC | 30100 | 30100 | 30100
None | Incentives | Heat Pump Dryer (ventless) ¦ Instant Savings | TRC | 0 | 0 | 0
None | Incentives | Heat Pump Water Heater ¦ Business Energy Rebates | TRC | 0 | 0 | 0
None | Incentives | Heat Pump Water Heater ¦ First Nations Home Retrofits | TRC | 0 | 0 | 0
None | Incentives | Heat Pump Water Heater ¦ Green Heat | TRC | 0 | 0 | 0
None | Incentives | Heat Pump Water Heater ¦ Home Energy Assessment | TRC | 0 | 0 | 0
None | Incentives | Heat Pump Water Heater ¦ Small Business Energy Solutions | TRC | 0 | 0 | 0
None | Incentives | Heat Reclaimer Unit (Agriculture) ¦ Business Energy Rebates | TRC | 0 | 0 | 0
None | Incentives | Heat Reclaimer Unit (Agriculture) ¦ Small Business Energy Solutions | TRC | 0 | 0 | 0
None | Incentives | Heavy duty timer ¦ Instant Savings | TRC | 0 | 0 | 0
None | Incentives | High Bay Luminaire (15 000 lumen) ¦ Business Energy Rebates | TRC | 0 | 0 | 0
None | Incentives | High Bay Luminaire (15 000 lumen) ¦ Small Business Energy Solutions | TRC | 0 | 0 | 0
None | Incentives | High Bay Luminaire (35 000 lumen) ¦ Small Business Energy Solutions | TRC | 0 | 0 | 0
None | Incentives | High Efficiency Circulator Pump 1.5kW ¦ Business Energy Rebates | TRC | 0 | 0 | 0
None | Incentives | High Efficiency Circulator Pump 100W ¦ Business Energy Rebates | TRC | 0 | 0 | 0
None | Incentives | High Efficiency Circulator Pump 300W ¦ Business Energy Rebates | TRC | 0 | 0 | 0
None | Incentives | High Volume Low Speed Fan (Agriculture) ¦ Business Energy Rebates | TRC | 0 | 0 | 0
None | Incentives | High Volume Low Speed Fan (Agriculture) ¦ Small Business Energy Solutions | TRC | 0 | 0 | 0
None | Incentives | Holiday Lights Exchange - MURB ¦ Efficient Products Installation | TRC | 0 | 0 | 0
None | Incentives | Holiday Lights Exchange ¦ Efficient Products Installation | TRC | 0 | 0 | 0
None | Incentives | Hot Water Tank Wrap - MURB ¦ Efficient Products Installation | TRC | 0 | 0 | 0
None | Incentives | Hot Water Tank Wrap ¦ Efficient Products Installation | TRC | 0 | 0 | 0
None | Incentives | HVAC Hotel Occupancy Sensor ¦ Business Energy Rebates | TRC | 0 | 0 | 0
None | Incentives | Hybrid Heat Pump Dryer ¦ Instant Savings | TRC | 0 | 0 | 0
None | Incentives | Ice-Making Head ¦ Business Energy Rebates | TRC | 0 | 0 | 0
None | Incentives | Indoor motion sensor ¦ Instant Savings | TRC | 0 | 0 | 0
None | Incentives | Large Commercial/Industrial ETS System ¦ ETS Business Energy Rebates | TRC | 137406.4096 | 137406.4096 | 137406.4096
None | Incentives | LED - ENERGY STAR Fixture with Motion Sensor ¦ Instant Savings | TRC | 32460 | 32460 | 32460
None | Incentives | LED - ENERGY STAR Fixture without Motion Sensor ¦ Instant Savings | TRC | 403440 | 403440 | 403440
None | Incentives | LED - Other ¦ Instant Savings | TRC | 272251.1232 | 272251.1232 | 272251.1232
None | Incentives | LED - R, BR and Decorative ¦ Instant Savings | TRC | 185138.1504 | 185138.1504 | 185138.1504
None | Incentives | LED - Recessed downlight ¦ Instant Savings | TRC | 0 | 0 | 0
None | Incentives | LED Nightlights - MURB ¦ Efficient Products Installation | TRC | 0 | 0 | 0
None | Incentives | LED Nightlights ¦ Efficient Products Installation | TRC | 0 | 0 | 0
None | Incentives | LED Replacement Lamps for HID (10000 lumen) ¦ Business Energy Rebates | TRC | 0 | 0 | 0
None | Incentives | LED Replacement Lamps for HID (10000 lumen) ¦ Small Business Energy Solutions | TRC | 0 | 0 | 0
None | Incentives | LED Replacement Lamps for HID (4000 lumen) ¦ Business Energy Rebates | TRC | 0 | 0 | 0
None | Incentives | LED Replacement Lamps for HID (4000 lumen) ¦ Small Business Energy Solutions | TRC | 0 | 0 | 0
None | Incentives | LED Troffer (1x4) ¦ Business Energy Rebates | TRC | 0 | 0 | 0
None | Incentives | LED Troffer (1x4) ¦ Small Business Energy Solutions | TRC | 0 | 0 | 0
None | Incentives | LED Troffer (2x2) ¦ Business Energy Rebates | TRC | 0 | 0 | 0
None | Incentives | LED Troffer (2x2) ¦ Small Business Energy Solutions | TRC | 0 | 0 | 0
None | Incentives | LED Troffer (4x2) ¦ Business Energy Rebates | TRC | 0 | 0 | 0
None | Incentives | LED Troffer (4x2) ¦ Small Business Energy Solutions | TRC | 0 | 0 | 0
None | Incentives | LED Wall Sconce (1200 lumen) ¦ Small Business Energy Solutions | TRC | 0 | 0 | 0
None | Incentives | Linear Ambient Luminaire (10000 lumen) ¦ Business Energy Rebates | TRC | 0 | 0 | 0
None | Incentives | Linear Ambient Luminaire (10000 lumen) ¦ Small Business Energy Solutions | TRC | 0 | 0 | 0
None | Incentives | Linear Ambient Luminaire (2000 lumen) ¦ Business Energy Rebates | TRC | 0 | 0 | 0
None | Incentives | Linear Ambient Luminaire (2000 lumen) ¦ Small Business Energy Solutions | TRC | 0 | 0 | 0
None | Incentives | Linear Ambient Luminaire (4000 lumen) ¦ Business Energy Rebates | TRC | 0 | 0 | 0
None | Incentives | Linear Ambient Luminaire (4000 lumen) ¦ Small Business Energy Solutions | TRC | 0 | 0 | 0
None | Incentives | Linear Ambient Luminaire (8000 lumen) ¦ Business Energy Rebates | TRC | 0 | 0 | 0
None | Incentives | Linear Ambient Luminaire (8000 lumen) ¦ Small Business Energy Solutions | TRC | 0 | 0 | 0
None | Incentives | Linear Replacement Lamp (2 foot) ¦ Business Energy Rebates | TRC | 3831.3 | 3831.3 | 3831.3
None | Incentives | Linear Replacement Lamp (2 foot) ¦ Small Business Energy Solutions | TRC | 0 | 0 | 0
None | Incentives | Linear Replacement Lamp (4 foot) ¦ Business Energy Rebates | TRC | 958349.6 | 838555.9 | 838555.9
None | Incentives | Linear Replacement Lamp (4 foot) ¦ Small Business Energy Solutions | TRC | 0 | 0 | 0
None | Incentives | Low-bay Luminaire (10,000 lumen) ¦ Business Energy Rebates | TRC | 0 | 0 | 0
None | Incentives | Low-bay Luminaire (10,000 lumen) ¦ Small Business Energy Solutions | TRC | 0 | 0 | 0
None | Incentives | Low-bay Luminaire (5000 lumen) ¦ Business Energy Rebates | TRC | 0 | 0 | 0
None | Incentives | Low-flow showerhead - 0.5 gpm Reduction - MURB ¦ Efficient Products Installation | TRC | 0 | 0 | 0
None | Incentives | Low-flow showerhead - 0.5 gpm Reduction ¦ Efficient Products Installation | TRC | 0 | 0 | 0
None | Incentives | Low-flow showerhead - 1.0 gpm Reduction - MURB ¦ Efficient Products Installation | TRC | 0 | 0 | 0
None | Incentives | Low-flow showerhead - 1.0 gpm Reduction ¦ Efficient Products Installation | TRC | 0 | 0 | 0
None | Incentives | Low-flow showerhead -0.75 gpm Reduction - MURB ¦ Efficient Products Installation | TRC | 0 | 0 | 0
None | Incentives | Low-flow showerhead -0.75 gpm Reduction ¦ Efficient Products Installation | TRC | 0 | 0 | 0
None | Incentives | Low/Zero Energy Livestock Waterer ¦ Business Energy Rebates | TRC | 0 | 0 | 0
None | Incentives | Luminaire Level Lighting Control (LLLC) - High Impact Application ¦ Business Energy Rebates | TRC | 3600 | 3600 | 3600
None | Incentives | Luminaire Level Lighting Control (LLLC) - Low Impact Application ¦ Business Energy Rebates | TRC | 7650 | 7650 | 7650
None | Incentives | Medium Commercial ETS System ¦ ETS Business Energy Rebates | TRC | 137406.4096 | 137406.4096 | 137406.4096
None | Incentives | Medium Commercial ETS System ¦ ETS Small Business Energy Solutions | TRC | 0 | 0 | 0
None | Incentives | Milk Pre-cooler ¦ Business Energy Rebates | TRC | 0 | 0 | 0
None | Incentives | Mini freezer retirement ¦ Appliance Retirement | TRC | 0 | 0 | 0
None | Incentives | Mini fridge retirement ¦ Appliance Retirement | TRC | 0 | 0 | 0
None | Incentives | Motion sensor with dimmer switch ¦ Instant Savings | TRC | 0 | 0 | 0
None | Incentives | MSHP - Fully Electrical ¦ Green Heat | TRC | 659112 | 659112 | 659112
None | Incentives | MSHP - Mainly Electrical ¦ Green Heat | TRC | 81840 | 81840 | 81840
None | Incentives | Multi-Tank Conveyor Dishwasher - High Temp ¦ Business Energy Rebates | TRC | 0 | 0 | 0
None | Incentives | Multi-Tank Conveyor Dishwasher - High Temp ¦ Small Business Energy Solutions | TRC | 0 | 0 | 0
None | Incentives | Multi-Tank Conveyor Dishwasher - Low Temp ¦ Business Energy Rebates | TRC | 0 | 0 | 0
None | Incentives | Multi-Tank Conveyor Dishwasher - Low Temp ¦ Small Business Energy Solutions | TRC | 0 | 0 | 0
None | Incentives | Natural Barn Ventiliation - Year-Round ¦ Business Energy Rebates | TRC | 0 | 0 | 0
None | Incentives | Networked/ Connected - Indoor LED Lamp ¦ Instant Savings | TRC | 0 | 0 | 0
None | Incentives | Networked/Connected - High Impact Application ¦ Business Energy Rebates | TRC | 4500 | 4500 | 4500
None | Incentives | Networked/Connected - Low Impact Application ¦ Business Energy Rebates | TRC | 8550 | 8550 | 8550
None | Incentives | No-Loss Drain ¦ Business Energy Rebates | TRC | 0 | 0 | 0
None | Incentives | Occupancy Sensor (Ceiling Mounted) ¦ Business Energy Rebates | TRC | 236414 | 236414 | 236414
None | Incentives | Occupancy Sensor (Ceiling Mounted) ¦ Small Business Energy Solutions | TRC | 1762.5073 | 1609.2458 | 1532.615
None | Incentives | Occupancy Sensor (Wall Mounted) ¦ Business Energy Rebates | TRC | 317133.6 | 317133.6 | 317133.6
None | Incentives | Occupancy Sensor (Wall Mounted) ¦ Small Business Energy Solutions | TRC | 64079.4 | 58507.2783 | 55721.2174
None | Incentives | Occupancy Sensor (Exterior) ¦ Business Energy Rebates | TRC | 2717.6 | 2717.6 | 2717.6
None | Incentives | Open to Closed Cooler Conversion ¦ Business Energy Rebates | TRC | 0 | 0 | 0
None | Incentives | Open to Closed Cooler Conversion ¦ Small Business Energy Solutions | TRC | 0 | 0 | 0
None | Incentives | Outdoor motion sensor ¦ Instant Savings | TRC | 0 | 0 | 0
None | Incentives | Outside Air Economizer ¦ Business Energy Rebates | TRC | 139524.6845 | 140535.4249 | 142039.9694
None | Incentives | Packaged Terminal Heat Pump (12kBTU/hr) ¦ Business Energy Rebates | TRC | 0 | 0 | 0
None | Incentives | Parking Garage Luminaire (4000 lumen) ¦ Small Business Energy Solutions | TRC | 0 | 0 | 0
None | Incentives | Pellet Boiler/Furnace ¦ Green Heat | TRC | 224000 | 224000 | 224000
None | Incentives | Pellet Stove ¦ Green Heat | TRC | 25600 | 25600 | 25600
None | Incentives | Pipe Insulation - MURB ¦ Efficient Products Installation | TRC | 0 | 0 | 0
None | Incentives | Pipe Insulation ¦ Efficient Products Installation | TRC | 0 | 0 | 0
None | Incentives | Pole/Arm-Mounted Area Luminaire (20000 lumen) ¦ Business Energy Rebates | TRC | 143379.2 | 107534.4 | 107534.4
None | Incentives | Pole/Arm-Mounted Area Luminaire (20000 lumen) ¦ Small Business Energy Solutions | TRC | 0 | 0 | 0
None | Incentives | Pole/Arm-Mounted Area Luminaire (4000 lumen) ¦ Small Business Energy Solutions | TRC | 0 | 0 | 0
None | Incentives | Pole/Arm-Mounted Area Luminaire (60000 lumen) ¦ Business Energy Rebates | TRC | 94600 | 75680 | 75680
None | Incentives | Pole/Arm-Mounted Decorative Luminaire (1500 lumen) ¦ Small Business Energy Solutions | TRC | 0 | 0 | 0
None | Incentives | Pole/Arm-Mounted Decorative Luminaire (5000 lumen) ¦ Business Energy Rebates | TRC | 6450 | 6450 | 6450
None | Incentives | Pole/Arm-Mounted Decorative Luminaire (5000 lumen) ¦ Small Business Energy Solutions | TRC | 0 | 0 | 0
None | Incentives | Pot, Pan and Utensil Dishwasher - High Temp ¦ Business Energy Rebates | TRC | 0 | 0 | 0
None | Incentives | Power bar with timer ¦ Instant Savings | TRC | 0 | 0 | 0
None | Incentives | Premium High Bay Luminaire (15 000 lumen) ¦ Business Energy Rebates | TRC | 0 | 0 | 0
None | Incentives | Premium High Bay Luminaire (15 000 lumen) ¦ Small Business Energy Solutions | TRC | 0 | 0 | 0
None | Incentives | Premium High Bay Luminaire (35 000 lumen) ¦ Business Energy Rebates | TRC | 0 | 0 | 0
None | Incentives | Premium High Bay Luminaire (35 000 lumen) ¦ Small Business Energy Solutions | TRC | 0 | 0 | 0
None | Incentives | Premium High Bay Luminaire (60 000 lumen) ¦ Business Energy Rebates | TRC | 0 | 0 | 0
None | Incentives | Programmable thermostat ¦ Instant Savings | TRC | 0 | 0 | 0
None | Incentives | Programmable Thermostats ¦ First Nations Home Retrofits | TRC | 0 | 0 | 0
None | Incentives | Range / Stove replacement ¦ Appliance Retirement | TRC | 0 | 0 | 0
None | Incentives | Reflector Lamp (MR16) ¦ Small Business Energy Solutions | TRC | 0 | 0 | 0
None | Incentives | Reflector Lamp (PAR38) ¦ Small Business Energy Solutions | TRC | 0 | 0 | 0
None | Incentives | Refrigerated Case Luminaire ¦ Business Energy Rebates | TRC | 0 | 0 | 0
None | Incentives | Refrigerated Case Luminaire ¦ Small Business Energy Solutions | TRC | 0 | 0 | 0
None | Incentives | Refrigerator replacement (Low income only) ¦ Appliance Retirement | TRC | 0 | 0 | 0
None | Incentives | Refrigerator replacement (Low income only) ¦ First Nations Home Retrofits | TRC | 0 | 0 | 0
None | Incentives | Refrigerator retirement ¦ Appliance Retirement | TRC | 0 | 0 | 0
None | Incentives | Remote Condensing Unit ¦ Business Energy Rebates | TRC | 0 | 0 | 0
None | Incentives | Residential DHW Timer ¦ ETS Green Heat | TRC | 5886.5751 | 5886.5751 | 5886.5751
None | Incentives | Residential ETS System (Central) ¦ ETS Green Heat | TRC | 150572.4442 | 150572.4442 | 150572.4442
None | Incentives | Residential ETS System (Central) ¦ ETS Home Energy Assessment | TRC | 139320.8719 | 139320.8719 | 139320.8719
None | Incentives | Residential ETS System (Room) ¦ ETS Green Heat | TRC | 150572.4442 | 150572.4442 | 150572.4442
None | Incentives | Residential ETS System (Room) ¦ ETS Home Energy Assessment | TRC | 139320.8719 | 139320.8719 | 139320.8719
None | Incentives | Room air purifier ¦ Instant Savings | TRC | 10640 | 10640 | 10640
None | Incentives | Server Virtualization and Decommissioning ¦ Business Energy Rebates | TRC | 0 | 0 | 0
None | Incentives | Single-Tank Door type Dishwasher - High Temp ¦ Business Energy Rebates | TRC | 0 | 0 | 0
None | Incentives | Single-Tank Door type Dishwasher - Low Temp ¦ Business Energy Rebates | TRC | 0 | 0 | 0
None | Incentives | Single -Tank Conveyor Dishwasher - High Temp ¦ Business Energy Rebates | TRC | 0 | 0 | 0
None | Incentives | Single -Tank Conveyor Dishwasher - Low Temp ¦ Business Energy Rebates | TRC | 0 | 0 | 0
None | Incentives | Single Heat Pad (Agriculture) ¦ Business Energy Rebates | TRC | 0 | 0 | 0
None | Incentives | Small Commercial ETS Sytem ¦ ETS Business Energy Rebates | TRC | 240461.2169 | 240461.2169 | 240461.2169
None | Incentives | Small Commercial ETS Sytem ¦ ETS Small Business Energy Solutions | TRC | 0 | 0 | 0
None | Incentives | Smart power bar ¦ Instant Savings | TRC | 0 | 0 | 0
None | Incentives | Smart Power Controllers - MURB ¦ Efficient Products Installation | TRC | 0 | 0 | 0
None | Incentives | Smart Power Controllers ¦ Efficient Products Installation | TRC | 0 | 0 | 0
None | Incentives | Solar air heating ¦ Green Heat | TRC | 0 | 0 | 0
None | Incentives | Solar Domestic Hot Water ¦ Green Heat | TRC | 0 | 0 | 0
None | Incentives | Solar Domestic Hot Water ¦ Home Energy Assessment | TRC | 0 | 0 | 0
None | Incentives | Solid Door Freezer ¦ Business Energy Rebates | TRC | 0 | 0 | 0
None | Incentives | Solid Door Freezer ¦ Small Business Energy Solutions | TRC | 0 | 0 | 0
None | Incentives | Solid Door Refrigerator ¦ Business Energy Rebates | TRC | 0 | 0 | 0
None | Incentives | Solid Door Refrigerator ¦ Small Business Energy Solutions | TRC | 0 | 0 | 0
None | Incentives | Standard Capacity Electric Fryer ¦ Business Energy Rebates | TRC | 0 | 0 | 0
None | Incentives | Standard Capacity Electric Fryer ¦ Small Business Energy Solutions | TRC | 0 | 0 | 0
None | Incentives | Strategic Energy Management ¦ SEM | TRC | 0 | 0 | 0
None | Incentives | Strip-Curtains for Display Cases ¦ Business Energy Rebates | TRC | 0 | 0 | 0
None | Incentives | Strip-Curtains for Display Cases ¦ Small Business Energy Solutions | TRC | 0 | 0 | 0
None | Incentives | Track/Mono-point Direction Luminaire ¦ Business Energy Rebates | TRC | 18292.2 | 18292.2 | 18292.2
None | Incentives | Unconverted D ¦ Home Energy Assessment | TRC | 250302.96 | 250302.96 | 250302.96
None | Incentives | Under-Counter Dishwasher - HighTemp ¦ Business Energy Rebates | TRC | 0 | 0 | 0
None | Incentives | Under-Counter Dishwasher - Low Temp ¦ Business Energy Rebates | TRC | 0 | 0 | 0
None | Incentives | Variable Speed Kitchen Exhaust Fan ¦ Business Energy Rebates | TRC | 103426.2112 | 106215.0577 | 109482.455
None | Incentives | Variable Speed Kitchen Exhaust Fan ¦ Small Business Energy Solutions | TRC | 0 | 0 | 0
None | Incentives | Ventilation Fan (Agriculture) ¦ Business Energy Rebates | TRC | 0 | 0 | 0
None | Incentives | VFD - 10 hp - Institutional - Make-up Air Fan ¦ Business Energy Rebates | TRC | 0 | 0 | 0
None | Incentives | VFD - 10 hp - Retail - Supply Fan ¦ Business Energy Rebates | TRC | 0 | 0 | 0
None | Incentives | VFD - 20 hp - Institutional - Chilled Water Pump ¦ Business Energy Rebates | TRC | 0 | 0 | 0
None | Incentives | VFD - 20 hp - Retail - Exhaust Fan ¦ Business Energy Rebates | TRC | 0 | 0 | 0
None | Incentives | VFD - 30 hp - Institutional - Make-up Air Fan ¦ Business Energy Rebates | TRC | 0 | 0 | 0
None | Incentives | VFD - 30 hp - Retail - Supply Fan ¦ Business Energy Rebates | TRC | 0 | 0 | 0
None | Incentives | VFD - 40 hp - Warehousing - Exhaust Fan ¦ Business Energy Rebates | TRC | 0 | 0 | 0
None | Incentives | VFD - 5 hp - Institutional - Chilled Water Pump ¦ Business Energy Rebates | TRC | 0 | 0 | 0
None | Incentives | VFD - 5 hp - Retail - Exhaust Fan ¦ Business Energy Rebates | TRC | 0 | 0 | 0
None | Incentives | VFD Milk Transfer Pump ¦ Business Energy Rebates | TRC | 0 | 0 | 0
None | Incentives | VFD Milk Transfer Pump ¦ Small Business Energy Solutions | TRC | 0 | 0 | 0
None | Incentives | VFD Milk Vacuum Pump ¦ Business Energy Rebates | TRC | 0 | 0 | 0
None | Incentives | VFD Milk Vacuum Pump ¦ Small Business Energy Solutions | TRC | 0 | 0 | 0
None | Incentives | Wall Mounted Area Luminaire (1000 lumen) ¦ Business Energy Rebates | TRC | 32069.4 | 32069.4 | 32069.4
None | Incentives | Wall Mounted Area Luminaire (1000 lumen) ¦ Small Business Energy Solutions | TRC | 0 | 0 | 0
None | Incentives | Wall Mounted Area Luminaire (10000 lumen) ¦ Business Energy Rebates | TRC | 44582.4 | 44582.4 | 44582.4
None | Incentives | Wall Mounted Area Luminaire (10000 lumen) ¦ Small Business Energy Solutions | TRC | 0 | 0 | 0
None | Incentives | Wall Wash Luminaire (1000 lumen) ¦ Business Energy Rebates | TRC | 34.4 | 34.4 | 34.4
None | Incentives | Wall wash luminaire (1500 lumen) ¦ Business Energy Rebates | TRC | 1720 | 1720 | 1720
None | Incentives | Whole Home - tier 0 (22% better than code on average) ¦ New Home Construction | TRC | 111300 | 111300 | 111300
None | Incentives | Whole home - tier 1 (45% better than code target) ¦ New Home Construction | TRC | 0 | 0 | 0
None | Incentives | Whole home - tier 2 (60% better than code target) ¦ New Home Construction | TRC | 0 | 0 | 0
None | Incentives | Whole home - tier 3 (70% better than code target) ¦ New Home Construction | TRC | 0 | 0 | 0
None | Incentives | Whole Home ¦ Home Energy Assessment | TRC | 714379.4716 | 476783.2704 | 475314.6595
None | Incentives | Whole Home First Nations Retrofit ¦ First Nations Home Retrofits | TRC | 0 | 0 | 0
None | Incentives | Wood Boiler/Furnace ¦ Green Heat | TRC | 8960 | 8960 | 8960
None | Incentives | Wood Stove ¦ Green Heat | TRC | 64000 | 64000 | 64000
None | Incentives | Zero-Energy Doors for Reach-In Coolers ¦ Small Business Energy Solutions | TRC | 0 | 0 | 0
None | Administrative Costs | 1/2 Size Hot Food Holding Cabinet ¦ Business Energy Rebates | TRC | 0 | 0 | 0
None | Administrative Costs | 11W Replacing 60W - MURB ¦ Efficient Products Installation | TRC | 0 | 0 | 0
None | Administrative Costs | 11W Replacing 60W ¦ Efficient Products Installation | TRC | 0 | 0 | 0
None | Administrative Costs | 18W Replacing 100W - MURB ¦ Efficient Products Installation | TRC | 0 | 0 | 0
None | Administrative Costs | 18W Replacing 100W ¦ Efficient Products Installation | TRC | 0 | 0 | 0
None | Administrative Costs | 18W Replacing 75W - MURB ¦ Efficient Products Installation | TRC | 0 | 0 | 0
None | Administrative Costs | 18W Replacing 75W ¦ Efficient Products Installation | TRC | 0 | 0 | 0
None | Administrative Costs | 5W Chandelier E12 - MURB ¦ Efficient Products Installation | TRC | 0 | 0 | 0
None | Administrative Costs | 5W Chandelier E12 ¦ Efficient Products Installation | TRC | 0 | 0 | 0
None | Administrative Costs | 7W G25 - MURB ¦ Efficient Products Installation | TRC | 0 | 0 | 0
None | Administrative Costs | 7W G25 ¦ Efficient Products Installation | TRC | 0 | 0 | 0
None | Administrative Costs | 7W GU10 Replacing 35W - MURB ¦ Efficient Products Installation | TRC | 0 | 0 | 0
None | Administrative Costs | 7W GU10 Replacing 35W ¦ Efficient Products Installation | TRC | 0 | 0 | 0
None | Administrative Costs | 7W GU10 Replacing 50W - MURB ¦ Efficient Products Installation | TRC | 0 | 0 | 0
None | Administrative Costs | 7W GU10 Replacing 50W ¦ Efficient Products Installation | TRC | 0 | 0 | 0
None | Administrative Costs | 9.5W Replacing 100W - MURB ¦ Efficient Products Installation | TRC | 964.1477 | 964.1477 | 964.1477
None | Administrative Costs | 9.5W Replacing 100W ¦ Efficient Products Installation | TRC | 16371.2272 | 16371.2272 | 16371.2272
None | Administrative Costs | 9.5W Replacing 40W - MURB ¦ Efficient Products Installation | TRC | 0 | 0 | 0
None | Administrative Costs | 9.5W Replacing 40W ¦ Efficient Products Installation | TRC | 0 | 0 | 0
None | Administrative Costs | 9.5W Replacing 60W - MURB ¦ Efficient Products Installation | TRC | 0 | 0 | 0
None | Administrative Costs | 9.5W Replacing 60W ¦ Efficient Products Installation | TRC | 0 | 0 | 0
None | Administrative Costs | 9W Replacing 100W - MURB ¦ Efficient Products Installation | TRC | 965.5241 | 965.5241 | 965.5241
None | Administrative Costs | 9W Replacing 100W ¦ Efficient Products Installation | TRC | 53953.4841 | 53953.4841 | 53953.4841
None | Administrative Costs | 9W Replacing 40W - MURB ¦ Efficient Products Installation | TRC | 0 | 0 | 0
None | Administrative Costs | 9W Replacing 40W ¦ Efficient Products Installation | TRC | 0 | 0 | 0
None | Administrative Costs | 9W Replacing 60W - MURB ¦ Efficient Products Installation | TRC | 0 | 0 | 0
None | Administrative Costs | 9W Replacing 60W ¦ Efficient Products Installation | TRC | 0 | 0 | 0
None | Administrative Costs | Advanced Lighting Design (Performance Lighting) ¦ Business Energy Rebates | TRC | 0 | 0 | 0
None | Administrative Costs | Air-Entraining Air Nozzle ¦ Business Energy Rebates | TRC | 0 | 0 | 0
None | Administrative Costs | Air Conditioner retirement ¦ Appliance Retirement | TRC | 0 | 0 | 0
None | Administrative Costs | ASHP and AWHP - Electrical ¦ Green Heat | TRC | 82427.6861 | 82427.6861 | 82427.6861
None | Administrative Costs | Case Lighting for Sign Retrofits ¦ Business Energy Rebates | TRC | 346.7249 | 346.7249 | 346.7249
None | Administrative Costs | CEE Tier 2 Commercial Washing Machine ¦ Business Energy Rebates | TRC | 0 | 0 | 0
None | Administrative Costs | CEE Tier 3 Commercial Washing Machine ¦ Business Energy Rebates | TRC | 0 | 0 | 0
None | Administrative Costs | Circulation Fan (Agriculture) ¦ Business Energy Rebates | TRC | 0 | 0 | 0
None | Administrative Costs | Clothes-line ¦ Instant Savings | TRC | 0 | 0 | 0
None | Administrative Costs | Clothes Dryer replacement ¦ Appliance Retirement | TRC | 0 | 0 | 0
None | Administrative Costs | Clothes Dryers ¦ First Nations Home Retrofits | TRC | 0 | 0 | 0
None | Administrative Costs | Clothes Washer replacement ¦ Appliance Retirement | TRC | 0 | 0 | 0
None | Administrative Costs | Clothes Washers ¦ First Nations Home Retrofits | TRC | 0 | 0 | 0
None | Administrative Costs | Cold Climate Air-Source Heat Pump (24kBTU/hr) ¦ Business Energy Rebates | TRC | 9466.4123 | 10842.5209 | 13714.2048
None | Administrative Costs | Cold Climate Air-Source Heat Pump (24kBTU/hr) ¦ Small Business Energy Solutions | TRC | 0 | 0 | 0
None | Administrative Costs | Cold Climate Air-Source Heat Pump (48kBTU/hr) ¦ Business Energy Rebates | TRC | 39229.6309 | 39229.6309 | 39229.6309
None | Administrative Costs | Custom Energy Efficiency ¦ Affordable MultiFamily Renter | TRC | 179812.4209 | 178584.7676 | 292620.5494
None | Administrative Costs | Custom Energy Efficiency ¦ Custom Retrofit | TRC | 3508971.7833 | 3605323.2993 | 3597043.3325
None | Administrative Costs | Cycling Refrigerated Air Dryer - 50 CFM ¦ Business Energy Rebates | TRC | 0 | 0 | 0
None | Administrative Costs | Dairy Scroll Compressor ¦ Business Energy Rebates | TRC | 18569.5266 | 19400.1315 | 20329.8926
None | Administrative Costs | Daylighting Controls - Ceiling Mounted ¦ Business Energy Rebates | TRC | 0 | 0 | 0
None | Administrative Costs | Daylighting Controls - Switch-Mounted ¦ Business Energy Rebates | TRC | 0 | 0 | 0
None | Administrative Costs | Decorative Lamp ¦ Small Business Energy Solutions | TRC | 1915.4864 | 1915.4864 | 1915.4864
None | Administrative Costs | Dehumidifier ¦ Instant Savings | TRC | 524.944 | 524.944 | 524.944
None | Administrative Costs | Dehumidifier replacement (Low income only) ¦ Appliance Retirement | TRC | 100746.8412 | 102113.0359 | 103503.8221
None | Administrative Costs | Dehumidifier replacement (Low income only) ¦ First Nations Home Retrofits | TRC | 40824 | 40824 | 40824
None | Administrative Costs | Dimmer Switch ¦ Instant Savings | TRC | 0 | 0 | 0
None | Administrative Costs | Dishwasher replacement ¦ Appliance Retirement | TRC | 0 | 0 | 0
None | Administrative Costs | Door Heater Controls ¦ Business Energy Rebates | TRC | 0 | 0 | 0
None | Administrative Costs | Double Heat Pad (Agriculture) ¦ Business Energy Rebates | TRC | 0 | 0 | 0
None | Administrative Costs | Downlight Luminaire (1200 lumen) ¦ Small Business Energy Solutions | TRC | 0 | 0 | 0
None | Administrative Costs | Downlight Luminaire (3000 lumen) ¦ Small Business Energy Solutions | TRC | 0 | 0 | 0
None | Administrative Costs | Downlight Luminaire (800 lumen) ¦ Small Business Energy Solutions | TRC | 0 | 0 | 0
None | Administrative Costs | Drain Water Heat Recovery ¦ First Nations Home Retrofits | TRC | 0 | 0 | 0
None | Administrative Costs | Drain Water Heat Recovery ¦ Green Heat | TRC | 0 | 0 | 0
None | Administrative Costs | Drain Water Heat Recovery ¦ Home Energy Assessment | TRC | 0 | 0 | 0
None | Administrative Costs | Dual Enthalpy Economizer Controls ¦ Business Energy Rebates | TRC | 0 | 0 | 0
None | Administrative Costs | EC Motor for Refrigeration Applications ¦ Business Energy Rebates1 | TRC | 0 | 0 | 0
None | Administrative Costs | EC Motor for Refrigeration Applications ¦ Business Energy Rebates2 | TRC | 0 | 0 | 0
None | Administrative Costs | ECM Circulator Pump ¦ Instant Savings | TRC | 0 | 0 | 0
None | Administrative Costs | Efficient clothes washer ¦ Instant Savings | TRC | 0 | 0 | 0
None | Administrative Costs | Efficient refrigerator ¦ Instant Savings | TRC | 0 | 0 | 0
None | Administrative Costs | Electric Combination Oven ¦ Business Energy Rebates | TRC | 0 | 0 | 0
None | Administrative Costs | Electric Combination Oven with Gas ¦ Business Energy Rebates | TRC | 0 | 0 | 0
None | Administrative Costs | Electric Convection Oven ¦ Business Energy Rebates | TRC | 0 | 0 | 0
None | Administrative Costs | Electric Convection Oven with Gas ¦ Business Energy Rebates | TRC | 0 | 0 | 0
None | Administrative Costs | Electric Fryer Replacement with Gas ¦ Business Energy Rebates | TRC | 0 | 0 | 0
None | Administrative Costs | Electric Griddle Replacement with Gas ¦ Business Energy Rebates | TRC | 0 | 0 | 0
None | Administrative Costs | Electric Steam Cooker ¦ Business Energy Rebates | TRC | 0 | 0 | 0
None | Administrative Costs | Electric Steam Cooker Replacement with Gas ¦ Business Energy Rebates | TRC | 0 | 0 | 0
None | Administrative Costs | Electric to Natural Gas - Water Heater ¦ Business Energy Rebates | TRC | 16825.476 | 16825.476 | 16825.476
None | Administrative Costs | Energy Management Information Systems ¦ EMIS | TRC | 0 | 0 | 0
None | Administrative Costs | Energy Star Dryer ¦ Instant Savings | TRC | 0 | 0 | 0
None | Administrative Costs | ENERGY STAR Pool Pump ¦ Business Energy Rebates | TRC | 0 | 0 | 0
None | Administrative Costs | ENERGY STAR Uninteruptible Power Supplies (UPS) ¦ Business Energy Rebates | TRC | 0 | 0 | 0
None | Administrative Costs | ENERGY STAR Washing Machine ¦ Business Energy Rebates | TRC | 42.8232 | 42.8232 | 42.8232
None | Administrative Costs | Evaporator Fan Motor Controls ¦ Business Energy Rebates | TRC | 0 | 0 | 0
None | Administrative Costs | Faucet Aerators - MURB ¦ Efficient Products Installation | TRC | 0 | 0 | 0
None | Administrative Costs | Faucet Aerators ¦ Efficient Products Installation | TRC | 0 | 0 | 0
None | Administrative Costs | Flood Luminaire (10000 lumen) ¦ Business Energy Rebates | TRC | 233213.3034 | 233213.3034 | 233213.3034
None | Administrative Costs | Flood Luminaire (10000 lumen) ¦ Small Business Energy Solutions | TRC | 0 | 0 | 0
None | Administrative Costs | Flood Luminaire (48000 lumen) ¦ Business Energy Rebates | TRC | 28091.7449 | 28091.7449 | 28091.7449
None | Administrative Costs | Flood Luminaire (48000 lumen) ¦ Small Business Energy Solutions | TRC | 0 | 0 | 0
None | Administrative Costs | Four Pin Replacement Lamps for CFLs ¦ Business Energy Rebates | TRC | 209.0312 | 209.0312 | 209.0312
None | Administrative Costs | Four Pin Replacement Lamps for CFLs ¦ Small Business Energy Solutions | TRC | 0 | 0 | 0
None | Administrative Costs | Freezer replacement (Low income only) ¦ Appliance Retirement | TRC | 362645.9828 | 367621.5918 | 0
None | Administrative Costs | Freezer replacement (Low income only) ¦ First Nations Home Retrofits | TRC | 87943.6 | 87943.6 | 87943.6
None | Administrative Costs | Freezer replacement ¦ Appliance Retirement | TRC | 0 | 0 | 0
None | Administrative Costs | Freezer retirement ¦ Appliance Retirement | TRC | 0 | 0 | 0
None | Administrative Costs | Fridge replacement ¦ Appliance Retirement | TRC | 0 | 0 | 0
None | Administrative Costs | Fuel Pump Canopy Luminaire (4000 lumen) ¦ Small Business Energy Solutions | TRC | 0 | 0 | 0
None | Administrative Costs | General Use Lamp (A,G Types) ¦ Small Business Energy Solutions | TRC | 0 | 0 | 0
None | Administrative Costs | Glass Door Freezer ¦ Small Business Energy Solutions | TRC | 0 | 0 | 0
None | Administrative Costs | Glass Door Refrigerator ¦ Business Energy Rebates | TRC | 0 | 0 | 0
None | Administrative Costs | Glass Door Refrigerator ¦ Small Business Energy Solutions | TRC | 0 | 0 | 0
None | Administrative Costs | Ground Source Heat Pump (60kBTU/hr) ¦ Business Energy Rebates | TRC | 0 | 0 | 0
None | Administrative Costs | Ground Source Heat Pump (60kBTU/hr) ¦ Small Business Energy Solutions | TRC | 0 | 0 | 0
None | Administrative Costs | GSHP ¦ Green Heat | TRC | 26770.4809 | 26770.4809 | 26770.4809
None | Administrative Costs | Heat Pump Clothes Dryer ¦ Business Energy Rebates | TRC | 4462.7327 | 4462.7327 | 4462.7327
None | Administrative Costs | Heat Pump Dryer (ventless) ¦ Instant Savings | TRC | 0 | 0 | 0
None | Administrative Costs | Heat Pump Water Heater ¦ Business Energy Rebates | TRC | 0 | 0 | 0
None | Administrative Costs | Heat Pump Water Heater ¦ First Nations Home Retrofits | TRC | 0 | 0 | 0
None | Administrative Costs | Heat Pump Water Heater ¦ Green Heat | TRC | 0 | 0 | 0
None | Administrative Costs | Heat Pump Water Heater ¦ Home Energy Assessment | TRC | 0 | 0 | 0
None | Administrative Costs | Heat Pump Water Heater ¦ Small Business Energy Solutions | TRC | 0 | 0 | 0
None | Administrative Costs | Heat Reclaimer Unit (Agriculture) ¦ Business Energy Rebates | TRC | 0 | 0 | 0
None | Administrative Costs | Heat Reclaimer Unit (Agriculture) ¦ Small Business Energy Solutions | TRC | 0 | 0 | 0
None | Administrative Costs | Heavy duty timer ¦ Instant Savings | TRC | 0 | 0 | 0
None | Administrative Costs | High Bay Luminaire (15 000 lumen) ¦ Business Energy Rebates | TRC | 0 | 0 | 0
None | Administrative Costs | High Bay Luminaire (15 000 lumen) ¦ Small Business Energy Solutions | TRC | 0 | 0 | 0
None | Administrative Costs | High Bay Luminaire (35 000 lumen) ¦ Small Business Energy Solutions | TRC | 0 | 0 | 0
None | Administrative Costs | High Efficiency Circulator Pump 1.5kW ¦ Business Energy Rebates | TRC | 0 | 0 | 0
None | Administrative Costs | High Efficiency Circulator Pump 100W ¦ Business Energy Rebates | TRC | 0 | 0 | 0
None | Administrative Costs | High Efficiency Circulator Pump 300W ¦ Business Energy Rebates | TRC | 0 | 0 | 0
None | Administrative Costs | High Volume Low Speed Fan (Agriculture) ¦ Business Energy Rebates | TRC | 0 | 0 | 0
None | Administrative Costs | High Volume Low Speed Fan (Agriculture) ¦ Small Business Energy Solutions | TRC | 0 | 0 | 0
None | Administrative Costs | Holiday Lights Exchange - MURB ¦ Efficient Products Installation | TRC | 2888.2449 | 2888.2449 | 2888.2449
None | Administrative Costs | Holiday Lights Exchange ¦ Efficient Products Installation | TRC | 38182.5971 | 38182.5971 | 38182.5971
None | Administrative Costs | Hot Water Tank Wrap - MURB ¦ Efficient Products Installation | TRC | 0 | 0 | 0
None | Administrative Costs | Hot Water Tank Wrap ¦ Efficient Products Installation | TRC | 0 | 0 | 0
None | Administrative Costs | HVAC Hotel Occupancy Sensor ¦ Business Energy Rebates | TRC | 0 | 0 | 0
None | Administrative Costs | Hybrid Heat Pump Dryer ¦ Instant Savings | TRC | 0 | 0 | 0
None | Administrative Costs | Ice-Making Head ¦ Business Energy Rebates | TRC | 0 | 0 | 0
None | Administrative Costs | Indoor motion sensor ¦ Instant Savings | TRC | 0 | 0 | 0
None | Administrative Costs | Large Commercial/Industrial ETS System ¦ ETS Business Energy Rebates | TRC | 84.4144 | 84.4144 | 84.4144
None | Administrative Costs | LED - ENERGY STAR Fixture with Motion Sensor ¦ Instant Savings | TRC | 54357.21 | 54357.21 | 54357.21
None | Administrative Costs | LED - ENERGY STAR Fixture without Motion Sensor ¦ Instant Savings | TRC | 187794.7509 | 187794.7509 | 187794.7509
None | Administrative Costs | LED - Other ¦ Instant Savings | TRC | 416362.2901 | 416362.2901 | 416362.2901
None | Administrative Costs | LED - R, BR and Decorative ¦ Instant Savings | TRC | 263422.4959 | 263422.4959 | 263422.4959
None | Administrative Costs | LED - Recessed downlight ¦ Instant Savings | TRC | 0 | 0 | 0
None | Administrative Costs | LED Nightlights - MURB ¦ Efficient Products Installation | TRC | 245.1025 | 245.1025 | 245.1025
None | Administrative Costs | LED Nightlights ¦ Efficient Products Installation | TRC | 41829.1933 | 41829.1933 | 41829.1933
None | Administrative Costs | LED Replacement Lamps for HID (10000 lumen) ¦ Business Energy Rebates | TRC | 0 | 0 | 0
None | Administrative Costs | LED Replacement Lamps for HID (10000 lumen) ¦ Small Business Energy Solutions | TRC | 0 | 0 | 0
None | Administrative Costs | LED Replacement Lamps for HID (4000 lumen) ¦ Business Energy Rebates | TRC | 0 | 0 | 0
None | Administrative Costs | LED Replacement Lamps for HID (4000 lumen) ¦ Small Business Energy Solutions | TRC | 0 | 0 | 0
None | Administrative Costs | LED Troffer (1x4) ¦ Business Energy Rebates | TRC | 0 | 0 | 0
None | Administrative Costs | LED Troffer (1x4) ¦ Small Business Energy Solutions | TRC | 0 | 0 | 0
None | Administrative Costs | LED Troffer (2x2) ¦ Business Energy Rebates | TRC | 0 | 0 | 0
None | Administrative Costs | LED Troffer (2x2) ¦ Small Business Energy Solutions | TRC | 0 | 0 | 0
None | Administrative Costs | LED Troffer (4x2) ¦ Business Energy Rebates | TRC | 0 | 0 | 0
None | Administrative Costs | LED Troffer (4x2) ¦ Small Business Energy Solutions | TRC | 0 | 0 | 0
None | Administrative Costs | LED Wall Sconce (1200 lumen) ¦ Small Business Energy Solutions | TRC | 0 | 0 | 0
None | Administrative Costs | Linear Ambient Luminaire (10000 lumen) ¦ Business Energy Rebates | TRC | 0 | 0 | 0
None | Administrative Costs | Linear Ambient Luminaire (10000 lumen) ¦ Small Business Energy Solutions | TRC | 0 | 0 | 0
None | Administrative Costs | Linear Ambient Luminaire (2000 lumen) ¦ Business Energy Rebates | TRC | 0 | 0 | 0
None | Administrative Costs | Linear Ambient Luminaire (2000 lumen) ¦ Small Business Energy Solutions | TRC | 0 | 0 | 0
None | Administrative Costs | Linear Ambient Luminaire (4000 lumen) ¦ Business Energy Rebates | TRC | 0 | 0 | 0
None | Administrative Costs | Linear Ambient Luminaire (4000 lumen) ¦ Small Business Energy Solutions | TRC | 0 | 0 | 0
None | Administrative Costs | Linear Ambient Luminaire (8000 lumen) ¦ Business Energy Rebates | TRC | 0 | 0 | 0
None | Administrative Costs | Linear Ambient Luminaire (8000 lumen) ¦ Small Business Energy Solutions | TRC | 0 | 0 | 0
None | Administrative Costs | Linear Replacement Lamp (2 foot) ¦ Business Energy Rebates | TRC | 1419.0235 | 1419.0235 | 1419.0235
None | Administrative Costs | Linear Replacement Lamp (2 foot) ¦ Small Business Energy Solutions | TRC | 0 | 0 | 0
None | Administrative Costs | Linear Replacement Lamp (4 foot) ¦ Business Energy Rebates | TRC | 374361.5103 | 374361.5103 | 374361.5103
None | Administrative Costs | Linear Replacement Lamp (4 foot) ¦ Small Business Energy Solutions | TRC | 0 | 0 | 0
None | Administrative Costs | Low-bay Luminaire (10,000 lumen) ¦ Business Energy Rebates | TRC | 0 | 0 | 0
None | Administrative Costs | Low-bay Luminaire (10,000 lumen) ¦ Small Business Energy Solutions | TRC | 0 | 0 | 0
None | Administrative Costs | Low-bay Luminaire (5000 lumen) ¦ Business Energy Rebates | TRC | 0 | 0 | 0
None | Administrative Costs | Low-flow showerhead - 0.5 gpm Reduction - MURB ¦ Efficient Products Installation | TRC | 0 | 0 | 0
None | Administrative Costs | Low-flow showerhead - 0.5 gpm Reduction ¦ Efficient Products Installation | TRC | 0 | 0 | 0
None | Administrative Costs | Low-flow showerhead - 1.0 gpm Reduction - MURB ¦ Efficient Products Installation | TRC | 5750.7839 | 5750.7839 | 5750.7839
None | Administrative Costs | Low-flow showerhead - 1.0 gpm Reduction ¦ Efficient Products Installation | TRC | 290078.3316 | 290078.3316 | 290078.3316
None | Administrative Costs | Low-flow showerhead -0.75 gpm Reduction - MURB ¦ Efficient Products Installation | TRC | 0 | 3699.172 | 5404.5632
None | Administrative Costs | Low-flow showerhead -0.75 gpm Reduction ¦ Efficient Products Installation | TRC | 2437.0968 | 0 | 1108.4393
None | Administrative Costs | Low/Zero Energy Livestock Waterer ¦ Business Energy Rebates | TRC | 0 | 0 | 0
None | Administrative Costs | Luminaire Level Lighting Control (LLLC) - High Impact Application ¦ Business Energy Rebates | TRC | 531.1718 | 531.1718 | 531.1718
None | Administrative Costs | Luminaire Level Lighting Control (LLLC) - Low Impact Application ¦ Business Energy Rebates | TRC | 1088.7687 | 1088.7687 | 1088.7687
None | Administrative Costs | Medium Commercial ETS System ¦ ETS Business Energy Rebates | TRC | 168.8288 | 168.8288 | 168.8288
None | Administrative Costs | Medium Commercial ETS System ¦ ETS Small Business Energy Solutions | TRC | 0 | 0 | 0
None | Administrative Costs | Milk Pre-cooler ¦ Business Energy Rebates | TRC | 0 | 0 | 0
None | Administrative Costs | Mini freezer retirement ¦ Appliance Retirement | TRC | 0 | 0 | 0
None | Administrative Costs | Mini fridge retirement ¦ Appliance Retirement | TRC | 0 | 0 | 0
None | Administrative Costs | Motion sensor with dimmer switch ¦ Instant Savings | TRC | 0 | 0 | 0
None | Administrative Costs | MSHP - Fully Electrical ¦ Green Heat | TRC | 1137309.12 | 1137309.12 | 1137309.12
None | Administrative Costs | MSHP - Mainly Electrical ¦ Green Heat | TRC | 54341.76 | 54341.76 | 54341.76
None | Administrative Costs | Multi-Tank Conveyor Dishwasher - High Temp ¦ Business Energy Rebates | TRC | 0 | 0 | 0
None | Administrative Costs | Multi-Tank Conveyor Dishwasher - High Temp ¦ Small Business Energy Solutions | TRC | 0 | 0 | 0
None | Administrative Costs | Multi-Tank Conveyor Dishwasher - Low Temp ¦ Business Energy Rebates | TRC | 0 | 0 | 0
None | Administrative Costs | Multi-Tank Conveyor Dishwasher - Low Temp ¦ Small Business Energy Solutions | TRC | 0 | 0 | 0
None | Administrative Costs | Natural Barn Ventiliation - Year-Round ¦ Business Energy Rebates | TRC | 0 | 0 | 0
None | Administrative Costs | Networked/ Connected - Indoor LED Lamp ¦ Instant Savings | TRC | 0 | 0 | 0
None | Administrative Costs | Networked/Connected - High Impact Application ¦ Business Energy Rebates | TRC | 623.9509 | 623.9509 | 623.9509
None | Administrative Costs | Networked/Connected - Low Impact Application ¦ Business Energy Rebates | TRC | 1237.4513 | 1237.4513 | 1237.4513
None | Administrative Costs | No-Loss Drain ¦ Business Energy Rebates | TRC | 0 | 0 | 0
None | Administrative Costs | Occupancy Sensor (Ceiling Mounted) ¦ Business Energy Rebates | TRC | 68109.8143 | 68109.8143 | 68109.8143
None | Administrative Costs | Occupancy Sensor (Ceiling Mounted) ¦ Small Business Energy Solutions | TRC | 1725.8436 | 1725.8436 | 1725.8436
None | Administrative Costs | Occupancy Sensor (Wall Mounted) ¦ Business Energy Rebates | TRC | 44916.5936 | 44916.5936 | 44916.5936
None | Administrative Costs | Occupancy Sensor (Wall Mounted) ¦ Small Business Energy Solutions | TRC | 41291.5409 | 41291.5409 | 41291.5409
None | Administrative Costs | Occupancy Sensor (Exterior) ¦ Business Energy Rebates | TRC | 983.0774 | 983.0774 | 983.0774
None | Administrative Costs | Open to Closed Cooler Conversion ¦ Business Energy Rebates | TRC | 0 | 0 | 0
None | Administrative Costs | Open to Closed Cooler Conversion ¦ Small Business Energy Solutions | TRC | 0 | 0 | 0
None | Administrative Costs | Outdoor motion sensor ¦ Instant Savings | TRC | 0 | 0 | 0
None | Administrative Costs | Outside Air Economizer ¦ Business Energy Rebates | TRC | 22386.8484 | 22549.0226 | 22790.4279
None | Administrative Costs | Packaged Terminal Heat Pump (12kBTU/hr) ¦ Business Energy Rebates | TRC | 0 | 0 | 0
None | Administrative Costs | Parking Garage Luminaire (4000 lumen) ¦ Small Business Energy Solutions | TRC | 0 | 0 | 0
None | Administrative Costs | Pellet Boiler/Furnace ¦ Green Heat | TRC | 186748.1675 | 186748.1675 | 186748.1675
None | Administrative Costs | Pellet Stove ¦ Green Heat | TRC | 44340.8134 | 44340.8134 | 44340.8134
None | Administrative Costs | Pipe Insulation - MURB ¦ Efficient Products Installation | TRC | 0 | 0 | 0
None | Administrative Costs | Pipe Insulation ¦ Efficient Products Installation | TRC | 0 | 0 | 0
None | Administrative Costs | Pole/Arm-Mounted Area Luminaire (20000 lumen) ¦ Business Energy Rebates | TRC | 32984.3861 | 32984.3861 | 32984.3861
None | Administrative Costs | Pole/Arm-Mounted Area Luminaire (20000 lumen) ¦ Small Business Energy Solutions | TRC | 0 | 0 | 0
None | Administrative Costs | Pole/Arm-Mounted Area Luminaire (4000 lumen) ¦ Small Business Energy Solutions | TRC | 0 | 0 | 0
None | Administrative Costs | Pole/Arm-Mounted Area Luminaire (60000 lumen) ¦ Business Energy Rebates | TRC | 46849.224 | 46849.224 | 46849.224
None | Administrative Costs | Pole/Arm-Mounted Decorative Luminaire (1500 lumen) ¦ Small Business Energy Solutions | TRC | 0 | 0 | 0
None | Administrative Costs | Pole/Arm-Mounted Decorative Luminaire (5000 lumen) ¦ Business Energy Rebates | TRC | 1563.5593 | 1563.5593 | 1563.5593
None | Administrative Costs | Pole/Arm-Mounted Decorative Luminaire (5000 lumen) ¦ Small Business Energy Solutions | TRC | 0 | 0 | 0
None | Administrative Costs | Pot, Pan and Utensil Dishwasher - High Temp ¦ Business Energy Rebates | TRC | 0 | 0 | 0
None | Administrative Costs | Power bar with timer ¦ Instant Savings | TRC | 0 | 0 | 0
None | Administrative Costs | Premium High Bay Luminaire (15 000 lumen) ¦ Business Energy Rebates | TRC | 0 | 0 | 0
None | Administrative Costs | Premium High Bay Luminaire (15 000 lumen) ¦ Small Business Energy Solutions | TRC | 0 | 0 | 0
None | Administrative Costs | Premium High Bay Luminaire (35 000 lumen) ¦ Business Energy Rebates | TRC | 0 | 0 | 0
None | Administrative Costs | Premium High Bay Luminaire (35 000 lumen) ¦ Small Business Energy Solutions | TRC | 0 | 0 | 0
None | Administrative Costs | Premium High Bay Luminaire (60 000 lumen) ¦ Business Energy Rebates | TRC | 0 | 0 | 0
None | Administrative Costs | Programmable thermostat ¦ Instant Savings | TRC | 0 | 0 | 0
None | Administrative Costs | Programmable Thermostats ¦ First Nations Home Retrofits | TRC | 0 | 0 | 0
None | Administrative Costs | Range / Stove replacement ¦ Appliance Retirement | TRC | 0 | 0 | 0
None | Administrative Costs | Reflector Lamp (MR16) ¦ Small Business Energy Solutions | TRC | 0 | 0 | 0
None | Administrative Costs | Reflector Lamp (PAR38) ¦ Small Business Energy Solutions | TRC | 0 | 0 | 0
None | Administrative Costs | Refrigerated Case Luminaire ¦ Business Energy Rebates | TRC | 0 | 0 | 0
None | Administrative Costs | Refrigerated Case Luminaire ¦ Small Business Energy Solutions | TRC | 0 | 0 | 0
None | Administrative Costs | Refrigerator replacement (Low income only) ¦ Appliance Retirement | TRC | 0 | 0 | 0
None | Administrative Costs | Refrigerator replacement (Low income only) ¦ First Nations Home Retrofits | TRC | 0 | 0 | 0
None | Administrative Costs | Refrigerator retirement ¦ Appliance Retirement | TRC | 0 | 0 | 0
None | Administrative Costs | Remote Condensing Unit ¦ Business Energy Rebates | TRC | 0 | 0 | 0
None | Administrative Costs | Residential DHW Timer ¦ ETS Green Heat | TRC | 33801.8177 | 33801.8177 | 33801.8177
None | Administrative Costs | Residential ETS System (Central) ¦ ETS Green Heat | TRC | 28820.5069 | 28820.5069 | 28820.5069
None | Administrative Costs | Residential ETS System (Central) ¦ ETS Home Energy Assessment | TRC | 77788.7089 | 77788.7089 | 77788.7089
None | Administrative Costs | Residential ETS System (Room) ¦ ETS Green Heat | TRC | 57641.0138 | 57641.0138 | 57641.0138
None | Administrative Costs | Residential ETS System (Room) ¦ ETS Home Energy Assessment | TRC | 155577.4178 | 155577.4178 | 155577.4178
None | Administrative Costs | Room air purifier ¦ Instant Savings | TRC | 8244.1382 | 8244.1382 | 8244.1382
None | Administrative Costs | Server Virtualization and Decommissioning ¦ Business Energy Rebates | TRC | 0 | 0 | 0
None | Administrative Costs | Single-Tank Door type Dishwasher - High Temp ¦ Business Energy Rebates | TRC | 0 | 0 | 0
None | Administrative Costs | Single-Tank Door type Dishwasher - Low Temp ¦ Business Energy Rebates | TRC | 0 | 0 | 0
None | Administrative Costs | Single -Tank Conveyor Dishwasher - High Temp ¦ Business Energy Rebates | TRC | 0 | 0 | 0
None | Administrative Costs | Single -Tank Conveyor Dishwasher - Low Temp ¦ Business Energy Rebates | TRC | 0 | 0 | 0
None | Administrative Costs | Single Heat Pad (Agriculture) ¦ Business Energy Rebates | TRC | 0 | 0 | 0
None | Administrative Costs | Small Commercial ETS Sytem ¦ ETS Business Energy Rebates | TRC | 590.9008 | 590.9008 | 590.9008
None | Administrative Costs | Small Commercial ETS Sytem ¦ ETS Small Business Energy Solutions | TRC | 0 | 0 | 0
None | Administrative Costs | Smart power bar ¦ Instant Savings | TRC | 0 | 0 | 0
None | Administrative Costs | Smart Power Controllers - MURB ¦ Efficient Products Installation | TRC | 0 | 0 | 0
None | Administrative Costs | Smart Power Controllers ¦ Efficient Products Installation | TRC | 0 | 0 | 0
None | Administrative Costs | Solar air heating ¦ Green Heat | TRC | 0 | 0 | 0
None | Administrative Costs | Solar Domestic Hot Water ¦ Green Heat | TRC | 0 | 0 | 0
None | Administrative Costs | Solar Domestic Hot Water ¦ Home Energy Assessment | TRC | 0 | 0 | 0
None | Administrative Costs | Solid Door Freezer ¦ Business Energy Rebates | TRC | 0 | 0 | 0
None | Administrative Costs | Solid Door Freezer ¦ Small Business Energy Solutions | TRC | 0 | 0 | 0
None | Administrative Costs | Solid Door Refrigerator ¦ Business Energy Rebates | TRC | 0 | 0 | 0
None | Administrative Costs | Solid Door Refrigerator ¦ Small Business Energy Solutions | TRC | 0 | 0 | 0
None | Administrative Costs | Standard Capacity Electric Fryer ¦ Business Energy Rebates | TRC | 0 | 0 | 0
None | Administrative Costs | Standard Capacity Electric Fryer ¦ Small Business Energy Solutions | TRC | 0 | 0 | 0
None | Administrative Costs | Strategic Energy Management ¦ SEM | TRC | 0 | 0 | 0
None | Administrative Costs | Strip-Curtains for Display Cases ¦ Business Energy Rebates | TRC | 0 | 0 | 0
None | Administrative Costs | Strip-Curtains for Display Cases ¦ Small Business Energy Solutions | TRC | 0 | 0 | 0
None | Administrative Costs | Track/Mono-point Direction Luminaire ¦ Business Energy Rebates | TRC | 8251.3405 | 8251.3405 | 8251.3405
None | Administrative Costs | Unconverted D ¦ Home Energy Assessment | TRC | 267965.7552 | 267965.7552 | 267965.7552
None | Administrative Costs | Under-Counter Dishwasher - HighTemp ¦ Business Energy Rebates | TRC | 0 | 0 | 0
None | Administrative Costs | Under-Counter Dishwasher - Low Temp ¦ Business Energy Rebates | TRC | 0 | 0 | 0
None | Administrative Costs | Variable Speed Kitchen Exhaust Fan ¦ Business Energy Rebates | TRC | 29088.085 | 29872.4336 | 30791.3721
None | Administrative Costs | Variable Speed Kitchen Exhaust Fan ¦ Small Business Energy Solutions | TRC | 0 | 0 | 0
None | Administrative Costs | Ventilation Fan (Agriculture) ¦ Business Energy Rebates | TRC | 0 | 0 | 0
None | Administrative Costs | VFD - 10 hp - Institutional - Make-up Air Fan ¦ Business Energy Rebates | TRC | 0 | 0 | 0
None | Administrative Costs | VFD - 10 hp - Retail - Supply Fan ¦ Business Energy Rebates | TRC | 0 | 0 | 0
None | Administrative Costs | VFD - 20 hp - Institutional - Chilled Water Pump ¦ Business Energy Rebates | TRC | 0 | 0 | 0
None | Administrative Costs | VFD - 20 hp - Retail - Exhaust Fan ¦ Business Energy Rebates | TRC | 0 | 0 | 0
None | Administrative Costs | VFD - 30 hp - Institutional - Make-up Air Fan ¦ Business Energy Rebates | TRC | 0 | 0 | 0
None | Administrative Costs | VFD - 30 hp - Retail - Supply Fan ¦ Business Energy Rebates | TRC | 0 | 0 | 0
None | Administrative Costs | VFD - 40 hp - Warehousing - Exhaust Fan ¦ Business Energy Rebates | TRC | 0 | 0 | 0
None | Administrative Costs | VFD - 5 hp - Institutional - Chilled Water Pump ¦ Business Energy Rebates | TRC | 0 | 0 | 0
None | Administrative Costs | VFD - 5 hp - Retail - Exhaust Fan ¦ Business Energy Rebates | TRC | 0 | 0 | 0
None | Administrative Costs | VFD Milk Transfer Pump ¦ Business Energy Rebates | TRC | 0 | 0 | 0
None | Administrative Costs | VFD Milk Transfer Pump ¦ Small Business Energy Solutions | TRC | 0 | 0 | 0
None | Administrative Costs | VFD Milk Vacuum Pump ¦ Business Energy Rebates | TRC | 0 | 0 | 0
None | Administrative Costs | VFD Milk Vacuum Pump ¦ Small Business Energy Solutions | TRC | 0 | 0 | 0
None | Administrative Costs | Wall Mounted Area Luminaire (1000 lumen) ¦ Business Energy Rebates | TRC | 10432.9212 | 10432.9212 | 10432.9212
None | Administrative Costs | Wall Mounted Area Luminaire (1000 lumen) ¦ Small Business Energy Solutions | TRC | 0 | 0 | 0
None | Administrative Costs | Wall Mounted Area Luminaire (10000 lumen) ¦ Business Energy Rebates | TRC | 26883.6272 | 26883.6272 | 26883.6272
None | Administrative Costs | Wall Mounted Area Luminaire (10000 lumen) ¦ Small Business Energy Solutions | TRC | 0 | 0 | 0
None | Administrative Costs | Wall Wash Luminaire (1000 lumen) ¦ Business Energy Rebates | TRC | 15.9262 | 15.9262 | 15.9262
None | Administrative Costs | Wall wash luminaire (1500 lumen) ¦ Business Energy Rebates | TRC | 737.7573 | 737.7573 | 737.7573
None | Administrative Costs | Whole Home - tier 0 (22% better than code on average) ¦ New Home Construction | TRC | 125803.1898 | 125803.1898 | 125803.1898
None | Administrative Costs | Whole home - tier 1 (45% better than code target) ¦ New Home Construction | TRC | 0 | 0 | 0
None | Administrative Costs | Whole home - tier 2 (60% better than code target) ¦ New Home Construction | TRC | 0 | 0 | 0
None | Administrative Costs | Whole home - tier 3 (70% better than code target) ¦ New Home Construction | TRC | 0 | 0 | 0
None | Administrative Costs | Whole Home ¦ Home Energy Assessment | TRC | 474698.6529 | 316818.141 | 315842.2624
None | Administrative Costs | Whole Home First Nations Retrofit ¦ First Nations Home Retrofits | TRC | 0 | 0 | 0
None | Administrative Costs | Wood Boiler/Furnace ¦ Green Heat | TRC | 7491.091 | 7491.091 | 7491.091
None | Administrative Costs | Wood Stove ¦ Green Heat | TRC | 120457.7951 | 120457.7951 | 120457.7951
None | Administrative Costs | Zero-Energy Doors for Reach-In Coolers ¦ Small Business Energy Solutions | TRC | 0 | 0 | 0
None | Participant Incremental Costs | 1/2 Size Hot Food Holding Cabinet ¦ Business Energy Rebates | TRC | 0 | 0 | 0
None | Participant Incremental Costs | 11W Replacing 60W - MURB ¦ Efficient Products Installation | TRC | 0 | 0 | 0
None | Participant Incremental Costs | 11W Replacing 60W ¦ Efficient Products Installation | TRC | 0 | 0 | 0
None | Participant Incremental Costs | 18W Replacing 100W - MURB ¦ Efficient Products Installation | TRC | 0 | 0 | 0
None | Participant Incremental Costs | 18W Replacing 100W ¦ Efficient Products Installation | TRC | 0 | 0 | 0
None | Participant Incremental Costs | 18W Replacing 75W - MURB ¦ Efficient Products Installation | TRC | 0 | 0 | 0
None | Participant Incremental Costs | 18W Replacing 75W ¦ Efficient Products Installation | TRC | 0 | 0 | 0
None | Participant Incremental Costs | 5W Chandelier E12 - MURB ¦ Efficient Products Installation | TRC | 0 | 0 | 0
None | Participant Incremental Costs | 5W Chandelier E12 ¦ Efficient Products Installation | TRC | 0 | 0 | 0
None | Participant Incremental Costs | 7W G25 - MURB ¦ Efficient Products Installation | TRC | 0 | 0 | 0
None | Participant Incremental Costs | 7W G25 ¦ Efficient Products Installation | TRC | 0 | 0 | 0
None | Participant Incremental Costs | 7W GU10 Replacing 35W - MURB ¦ Efficient Products Installation | TRC | 0 | 0 | 0
None | Participant Incremental Costs | 7W GU10 Replacing 35W ¦ Efficient Products Installation | TRC | 0 | 0 | 0
None | Participant Incremental Costs | 7W GU10 Replacing 50W - MURB ¦ Efficient Products Installation | TRC | 0 | 0 | 0
None | Participant Incremental Costs | 7W GU10 Replacing 50W ¦ Efficient Products Installation | TRC | 0 | 0 | 0
None | Participant Incremental Costs | 9.5W Replacing 100W - MURB ¦ Efficient Products Installation | TRC | 0 | 0 | 0
None | Participant Incremental Costs | 9.5W Replacing 100W ¦ Efficient Products Installation | TRC | 0 | 0 | 0
None | Participant Incremental Costs | 9.5W Replacing 40W - MURB ¦ Efficient Products Installation | TRC | 0 | 0 | 0
None | Participant Incremental Costs | 9.5W Replacing 40W ¦ Efficient Products Installation | TRC | 0 | 0 | 0
None | Participant Incremental Costs | 9.5W Replacing 60W - MURB ¦ Efficient Products Installation | TRC | 0 | 0 | 0
None | Participant Incremental Costs | 9.5W Replacing 60W ¦ Efficient Products Installation | TRC | 0 | 0 | 0
None | Participant Incremental Costs | 9W Replacing 100W - MURB ¦ Efficient Products Installation | TRC | 0 | 0 | 0
None | Participant Incremental Costs | 9W Replacing 100W ¦ Efficient Products Installation | TRC | 0 | 0 | 0
None | Participant Incremental Costs | 9W Replacing 40W - MURB ¦ Efficient Products Installation | TRC | 0 | 0 | 0
None | Participant Incremental Costs | 9W Replacing 40W ¦ Efficient Products Installation | TRC | 0 | 0 | 0
None | Participant Incremental Costs | 9W Replacing 60W - MURB ¦ Efficient Products Installation | TRC | 0 | 0 | 0
None | Participant Incremental Costs | 9W Replacing 60W ¦ Efficient Products Installation | TRC | 0 | 0 | 0
None | Participant Incremental Costs | Advanced Lighting Design (Performance Lighting) ¦ Business Energy Rebates | TRC | 0 | 0 | 0
None | Participant Incremental Costs | Air-Entraining Air Nozzle ¦ Business Energy Rebates | TRC | 0 | 0 | 0
None | Participant Incremental Costs | Air Conditioner retirement ¦ Appliance Retirement | TRC | 0 | 0 | 0
None | Participant Incremental Costs | ASHP and AWHP - Electrical ¦ Green Heat | TRC | 1079303.68 | 1079303.68 | 1079303.68
None | Participant Incremental Costs | Case Lighting for Sign Retrofits ¦ Business Energy Rebates | TRC | 4964.092 | 4964.092 | 4964.092
None | Participant Incremental Costs | CEE Tier 2 Commercial Washing Machine ¦ Business Energy Rebates | TRC | 0 | 0 | 0
None | Participant Incremental Costs | CEE Tier 3 Commercial Washing Machine ¦ Business Energy Rebates | TRC | 0 | 0 | 0
None | Participant Incremental Costs | Circulation Fan (Agriculture) ¦ Business Energy Rebates | TRC | 0 | 0 | 0
None | Participant Incremental Costs | Clothes-line ¦ Instant Savings | TRC | 0 | 0 | 0
None | Participant Incremental Costs | Clothes Dryer replacement ¦ Appliance Retirement | TRC | 0 | 0 | 0
None | Participant Incremental Costs | Clothes Dryers ¦ First Nations Home Retrofits | TRC | 0 | 0 | 0
None | Participant Incremental Costs | Clothes Washer replacement ¦ Appliance Retirement | TRC | 0 | 0 | 0
None | Participant Incremental Costs | Clothes Washers ¦ First Nations Home Retrofits | TRC | 0 | 0 | 0
None | Participant Incremental Costs | Cold Climate Air-Source Heat Pump (24kBTU/hr) ¦ Business Energy Rebates | TRC | 228578.583 | 261806.4784 | 331146.9433
None | Participant Incremental Costs | Cold Climate Air-Source Heat Pump (24kBTU/hr) ¦ Small Business Energy Solutions | TRC | 0 | 0 | 0
None | Participant Incremental Costs | Cold Climate Air-Source Heat Pump (48kBTU/hr) ¦ Business Energy Rebates | TRC | 947249.408 | 947249.408 | 947249.408
None | Participant Incremental Costs | Custom Energy Efficiency ¦ Affordable MultiFamily Renter | TRC | 413267.3822 | 410445.836 | 672537.1242
None | Participant Incremental Costs | Custom Energy Efficiency ¦ Custom Retrofit | TRC | 14856589.8834 | 15264531.311 | 15229474.8673
None | Participant Incremental Costs | Cycling Refrigerated Air Dryer - 50 CFM ¦ Business Energy Rebates | TRC | 0 | 0 | 0
None | Participant Incremental Costs | Dairy Scroll Compressor ¦ Business Energy Rebates | TRC | 25316.5614 | 26448.9576 | 27716.5371
None | Participant Incremental Costs | Daylighting Controls - Ceiling Mounted ¦ Business Energy Rebates | TRC | 0 | 0 | 0
None | Participant Incremental Costs | Daylighting Controls - Switch-Mounted ¦ Business Energy Rebates | TRC | 0 | 0 | 0
None | Participant Incremental Costs | Decorative Lamp ¦ Small Business Energy Solutions | TRC | 460.24 | 460.24 | 460.24
None | Participant Incremental Costs | Dehumidifier ¦ Instant Savings | TRC | 22975.5673 | 22975.5673 | 22975.5673
None | Participant Incremental Costs | Dehumidifier replacement (Low income only) ¦ Appliance Retirement | TRC | 0 | 0 | 0
None | Participant Incremental Costs | Dehumidifier replacement (Low income only) ¦ First Nations Home Retrofits | TRC | 0 | 0 | 0
None | Participant Incremental Costs | Dimmer Switch ¦ Instant Savings | TRC | 0 | 0 | 0
None | Participant Incremental Costs | Dishwasher replacement ¦ Appliance Retirement | TRC | 0 | 0 | 0
None | Participant Incremental Costs | Door Heater Controls ¦ Business Energy Rebates | TRC | 0 | 0 | 0
None | Participant Incremental Costs | Double Heat Pad (Agriculture) ¦ Business Energy Rebates | TRC | 0 | 0 | 0
None | Participant Incremental Costs | Downlight Luminaire (1200 lumen) ¦ Small Business Energy Solutions | TRC | 0 | 0 | 0
None | Participant Incremental Costs | Downlight Luminaire (3000 lumen) ¦ Small Business Energy Solutions | TRC | 0 | 0 | 0
None | Participant Incremental Costs | Downlight Luminaire (800 lumen) ¦ Small Business Energy Solutions | TRC | 0 | 0 | 0
None | Participant Incremental Costs | Drain Water Heat Recovery ¦ First Nations Home Retrofits | TRC | 0 | 0 | 0
None | Participant Incremental Costs | Drain Water Heat Recovery ¦ Green Heat | TRC | 0 | 0 | 0
None | Participant Incremental Costs | Drain Water Heat Recovery ¦ Home Energy Assessment | TRC | 0 | 0 | 0
None | Participant Incremental Costs | Dual Enthalpy Economizer Controls ¦ Business Energy Rebates | TRC | 0 | 0 | 0
None | Participant Incremental Costs | EC Motor for Refrigeration Applications ¦ Business Energy Rebates1 | TRC | 0 | 0 | 0
None | Participant Incremental Costs | EC Motor for Refrigeration Applications ¦ Business Energy Rebates2 | TRC | 0 | 0 | 0
None | Participant Incremental Costs | ECM Circulator Pump ¦ Instant Savings | TRC | 0 | 0 | 0
None | Participant Incremental Costs | Efficient clothes washer ¦ Instant Savings | TRC | 0 | 0 | 0
None | Participant Incremental Costs | Efficient refrigerator ¦ Instant Savings | TRC | 0 | 0 | 0
None | Participant Incremental Costs | Electric Combination Oven ¦ Business Energy Rebates | TRC | 0 | 0 | 0
None | Participant Incremental Costs | Electric Combination Oven with Gas ¦ Business Energy Rebates | TRC | 0 | 0 | 0
None | Participant Incremental Costs | Electric Convection Oven ¦ Business Energy Rebates | TRC | 0 | 0 | 0
None | Participant Incremental Costs | Electric Convection Oven with Gas ¦ Business Energy Rebates | TRC | 0 | 0 | 0
None | Participant Incremental Costs | Electric Fryer Replacement with Gas ¦ Business Energy Rebates | TRC | 0 | 0 | 0
None | Participant Incremental Costs | Electric Griddle Replacement with Gas ¦ Business Energy Rebates | TRC | 0 | 0 | 0
None | Participant Incremental Costs | Electric Steam Cooker ¦ Business Energy Rebates | TRC | 0 | 0 | 0
None | Participant Incremental Costs | Electric Steam Cooker Replacement with Gas ¦ Business Energy Rebates | TRC | 0 | 0 | 0
None | Participant Incremental Costs | Electric to Natural Gas - Water Heater ¦ Business Energy Rebates | TRC | 159903.24 | 159903.24 | 159903.24
None | Participant Incremental Costs | Energy Management Information Systems ¦ EMIS | TRC | 0 | 0 | 0
None | Participant Incremental Costs | Energy Star Dryer ¦ Instant Savings | TRC | 0 | 0 | 0
None | Participant Incremental Costs | ENERGY STAR Pool Pump ¦ Business Energy Rebates | TRC | 0 | 0 | 0
None | Participant Incremental Costs | ENERGY STAR Uninteruptible Power Supplies (UPS) ¦ Business Energy Rebates | TRC | 0 | 0 | 0
None | Participant Incremental Costs | ENERGY STAR Washing Machine ¦ Business Energy Rebates | TRC | 434.644 | 434.644 | 434.644
None | Participant Incremental Costs | Evaporator Fan Motor Controls ¦ Business Energy Rebates | TRC | 0 | 0 | 0
None | Participant Incremental Costs | Faucet Aerators - MURB ¦ Efficient Products Installation | TRC | 0 | 0 | 0
None | Participant Incremental Costs | Faucet Aerators ¦ Efficient Products Installation | TRC | 0 | 0 | 0
None | Participant Incremental Costs | Flood Luminaire (10000 lumen) ¦ Business Energy Rebates | TRC | 2901690.2068 | 2901690.2068 | 2901690.2068
None | Participant Incremental Costs | Flood Luminaire (10000 lumen) ¦ Small Business Energy Solutions | TRC | 0 | 0 | 0
None | Participant Incremental Costs | Flood Luminaire (48000 lumen) ¦ Business Energy Rebates | TRC | 562562.9318 | 562562.9318 | 562562.9318
None | Participant Incremental Costs | Flood Luminaire (48000 lumen) ¦ Small Business Energy Solutions | TRC | 0 | 0 | 0
None | Participant Incremental Costs | Four Pin Replacement Lamps for CFLs ¦ Business Energy Rebates | TRC | 1967.336 | 1967.336 | 1967.336
None | Participant Incremental Costs | Four Pin Replacement Lamps for CFLs ¦ Small Business Energy Solutions | TRC | 0 | 0 | 0
None | Participant Incremental Costs | Freezer replacement (Low income only) ¦ Appliance Retirement | TRC | 0 | 0 | 0
None | Participant Incremental Costs | Freezer replacement (Low income only) ¦ First Nations Home Retrofits | TRC | 0 | 0 | 0
None | Participant Incremental Costs | Freezer replacement ¦ Appliance Retirement | TRC | 0 | 0 | 0
None | Participant Incremental Costs | Freezer retirement ¦ Appliance Retirement | TRC | 0 | 0 | 0
None | Participant Incremental Costs | Fridge replacement ¦ Appliance Retirement | TRC | 0 | 0 | 0
None | Participant Incremental Costs | Fuel Pump Canopy Luminaire (4000 lumen) ¦ Small Business Energy Solutions | TRC | 0 | 0 | 0
None | Participant Incremental Costs | General Use Lamp (A,G Types) ¦ Small Business Energy Solutions | TRC | 0 | 0 | 0
None | Participant Incremental Costs | Glass Door Freezer ¦ Small Business Energy Solutions | TRC | 0 | 0 | 0
None | Participant Incremental Costs | Glass Door Refrigerator ¦ Business Energy Rebates | TRC | 0 | 0 | 0
None | Participant Incremental Costs | Glass Door Refrigerator ¦ Small Business Energy Solutions | TRC | 0 | 0 | 0
None | Participant Incremental Costs | Ground Source Heat Pump (60kBTU/hr) ¦ Business Energy Rebates | TRC | 0 | 0 | 0
None | Participant Incremental Costs | Ground Source Heat Pump (60kBTU/hr) ¦ Small Business Energy Solutions | TRC | 0 | 0 | 0
None | Participant Incremental Costs | GSHP ¦ Green Heat | TRC | 138378.24 | 138378.24 | 138378.24
None | Participant Incremental Costs | Heat Pump Clothes Dryer ¦ Business Energy Rebates | TRC | 73203.2 | 73203.2 | 73203.2
None | Participant Incremental Costs | Heat Pump Dryer (ventless) ¦ Instant Savings | TRC | 0 | 0 | 0
None | Participant Incremental Costs | Heat Pump Water Heater ¦ Business Energy Rebates | TRC | 0 | 0 | 0
None | Participant Incremental Costs | Heat Pump Water Heater ¦ First Nations Home Retrofits | TRC | 0 | 0 | 0
None | Participant Incremental Costs | Heat Pump Water Heater ¦ Green Heat | TRC | 0 | 0 | 0
None | Participant Incremental Costs | Heat Pump Water Heater ¦ Home Energy Assessment | TRC | 0 | 0 | 0
None | Participant Incremental Costs | Heat Pump Water Heater ¦ Small Business Energy Solutions | TRC | 0 | 0 | 0
None | Participant Incremental Costs | Heat Reclaimer Unit (Agriculture) ¦ Business Energy Rebates | TRC | 0 | 0 | 0
None | Participant Incremental Costs | Heat Reclaimer Unit (Agriculture) ¦ Small Business Energy Solutions | TRC | 0 | 0 | 0
None | Participant Incremental Costs | Heavy duty timer ¦ Instant Savings | TRC | 0 | 0 | 0
None | Participant Incremental Costs | High Bay Luminaire (15 000 lumen) ¦ Business Energy Rebates | TRC | 0 | 0 | 0
None | Participant Incremental Costs | High Bay Luminaire (15 000 lumen) ¦ Small Business Energy Solutions | TRC | 0 | 0 | 0
None | Participant Incremental Costs | High Bay Luminaire (35 000 lumen) ¦ Small Business Energy Solutions | TRC | 0 | 0 | 0
None | Participant Incremental Costs | High Efficiency Circulator Pump 1.5kW ¦ Business Energy Rebates | TRC | 0 | 0 | 0
None | Participant Incremental Costs | High Efficiency Circulator Pump 100W ¦ Business Energy Rebates | TRC | 0 | 0 | 0
None | Participant Incremental Costs | High Efficiency Circulator Pump 300W ¦ Business Energy Rebates | TRC | 0 | 0 | 0
None | Participant Incremental Costs | High Volume Low Speed Fan (Agriculture) ¦ Business Energy Rebates | TRC | 0 | 0 | 0
None | Participant Incremental Costs | High Volume Low Speed Fan (Agriculture) ¦ Small Business Energy Solutions | TRC | 0 | 0 | 0
None | Participant Incremental Costs | Holiday Lights Exchange - MURB ¦ Efficient Products Installation | TRC | 0 | 0 | 0
None | Participant Incremental Costs | Holiday Lights Exchange ¦ Efficient Products Installation | TRC | 0 | 0 | 0
None | Participant Incremental Costs | Hot Water Tank Wrap - MURB ¦ Efficient Products Installation | TRC | 0 | 0 | 0
None | Participant Incremental Costs | Hot Water Tank Wrap ¦ Efficient Products Installation | TRC | 0 | 0 | 0
None | Participant Incremental Costs | HVAC Hotel Occupancy Sensor ¦ Business Energy Rebates | TRC | 0 | 0 | 0
None | Participant Incremental Costs | Hybrid Heat Pump Dryer ¦ Instant Savings | TRC | 0 | 0 | 0
None | Participant Incremental Costs | Ice-Making Head ¦ Business Energy Rebates | TRC | 0 | 0 | 0
None | Participant Incremental Costs | Indoor motion sensor ¦ Instant Savings | TRC | 0 | 0 | 0
None | Participant Incremental Costs | Large Commercial/Industrial ETS System ¦ ETS Business Energy Rebates | TRC | 274812.8193 | 274812.8193 | 274812.8193
None | Participant Incremental Costs | LED - ENERGY STAR Fixture with Motion Sensor ¦ Instant Savings | TRC | 151488.0088 | 151488.0088 | 151488.0088
None | Participant Incremental Costs | LED - ENERGY STAR Fixture without Motion Sensor ¦ Instant Savings | TRC | 1488095.5874 | 1488095.5874 | 1488095.5874
None | Participant Incremental Costs | LED - Other ¦ Instant Savings | TRC | 711370.3667 | 711370.3667 | 711370.3667
None | Participant Incremental Costs | LED - R, BR and Decorative ¦ Instant Savings | TRC | 472531.4359 | 472531.4359 | 472531.4359
None | Participant Incremental Costs | LED - Recessed downlight ¦ Instant Savings | TRC | 0 | 0 | 0
None | Participant Incremental Costs | LED Nightlights - MURB ¦ Efficient Products Installation | TRC | 0 | 0 | 0
None | Participant Incremental Costs | LED Nightlights ¦ Efficient Products Installation | TRC | 0 | 0 | 0
None | Participant Incremental Costs | LED Replacement Lamps for HID (10000 lumen) ¦ Business Energy Rebates | TRC | 0 | 0 | 0
None | Participant Incremental Costs | LED Replacement Lamps for HID (10000 lumen) ¦ Small Business Energy Solutions | TRC | 0 | 0 | 0
None | Participant Incremental Costs | LED Replacement Lamps for HID (4000 lumen) ¦ Business Energy Rebates | TRC | 0 | 0 | 0
None | Participant Incremental Costs | LED Replacement Lamps for HID (4000 lumen) ¦ Small Business Energy Solutions | TRC | 0 | 0 | 0
None | Participant Incremental Costs | LED Troffer (1x4) ¦ Business Energy Rebates | TRC | 0 | 0 | 0
None | Participant Incremental Costs | LED Troffer (1x4) ¦ Small Business Energy Solutions | TRC | 0 | 0 | 0
None | Participant Incremental Costs | LED Troffer (2x2) ¦ Business Energy Rebates | TRC | 0 | 0 | 0
None | Participant Incremental Costs | LED Troffer (2x2) ¦ Small Business Energy Solutions | TRC | 0 | 0 | 0
None | Participant Incremental Costs | LED Troffer (4x2) ¦ Business Energy Rebates | TRC | 0 | 0 | 0
None | Participant Incremental Costs | LED Troffer (4x2) ¦ Small Business Energy Solutions | TRC | 0 | 0 | 0
None | Participant Incremental Costs | LED Wall Sconce (1200 lumen) ¦ Small Business Energy Solutions | TRC | 0 | 0 | 0
None | Participant Incremental Costs | Linear Ambient Luminaire (10000 lumen) ¦ Business Energy Rebates | TRC | 0 | 0 | 0
None | Participant Incremental Costs | Linear Ambient Luminaire (10000 lumen) ¦ Small Business Energy Solutions | TRC | 0 | 0 | 0
None | Participant Incremental Costs | Linear Ambient Luminaire (2000 lumen) ¦ Business Energy Rebates | TRC | 0 | 0 | 0
None | Participant Incremental Costs | Linear Ambient Luminaire (2000 lumen) ¦ Small Business Energy Solutions | TRC | 0 | 0 | 0
None | Participant Incremental Costs | Linear Ambient Luminaire (4000 lumen) ¦ Business Energy Rebates | TRC | 0 | 0 | 0
None | Participant Incremental Costs | Linear Ambient Luminaire (4000 lumen) ¦ Small Business Energy Solutions | TRC | 0 | 0 | 0
None | Participant Incremental Costs | Linear Ambient Luminaire (8000 lumen) ¦ Business Energy Rebates | TRC | 0 | 0 | 0
None | Participant Incremental Costs | Linear Ambient Luminaire (8000 lumen) ¦ Small Business Energy Solutions | TRC | 0 | 0 | 0
None | Participant Incremental Costs | Linear Replacement Lamp (2 foot) ¦ Business Energy Rebates | TRC | 18079.2917 | 18079.2917 | 18079.2917
None | Participant Incremental Costs | Linear Replacement Lamp (2 foot) ¦ Small Business Energy Solutions | TRC | 0 | 0 | 0
None | Participant Incremental Costs | Linear Replacement Lamp (4 foot) ¦ Business Energy Rebates | TRC | 2189134.0325 | 2189134.0325 | 2189134.0325
None | Participant Incremental Costs | Linear Replacement Lamp (4 foot) ¦ Small Business Energy Solutions | TRC | 0 | 0 | 0
None | Participant Incremental Costs | Low-bay Luminaire (10,000 lumen) ¦ Business Energy Rebates | TRC | 0 | 0 | 0
None | Participant Incremental Costs | Low-bay Luminaire (10,000 lumen) ¦ Small Business Energy Solutions | TRC | 0 | 0 | 0
None | Participant Incremental Costs | Low-bay Luminaire (5000 lumen) ¦ Business Energy Rebates | TRC | 0 | 0 | 0
None | Participant Incremental Costs | Low-flow showerhead - 0.5 gpm Reduction - MURB ¦ Efficient Products Installation | TRC | 0 | 0 | 0
None | Participant Incremental Costs | Low-flow showerhead - 0.5 gpm Reduction ¦ Efficient Products Installation | TRC | 0 | 0 | 0
None | Participant Incremental Costs | Low-flow showerhead - 1.0 gpm Reduction - MURB ¦ Efficient Products Installation | TRC | 0 | 0 | 0
None | Participant Incremental Costs | Low-flow showerhead - 1.0 gpm Reduction ¦ Efficient Products Installation | TRC | 0 | 0 | 0
None | Participant Incremental Costs | Low-flow showerhead -0.75 gpm Reduction - MURB ¦ Efficient Products Installation | TRC | 0 | 0 | 0
None | Participant Incremental Costs | Low-flow showerhead -0.75 gpm Reduction ¦ Efficient Products Installation | TRC | 0 | 0 | 0
None | Participant Incremental Costs | Low/Zero Energy Livestock Waterer ¦ Business Energy Rebates | TRC | 0 | 0 | 0
None | Participant Incremental Costs | Luminaire Level Lighting Control (LLLC) - High Impact Application ¦ Business Energy Rebates | TRC | 9113.958 | 9113.958 | 9113.958
None | Participant Incremental Costs | Luminaire Level Lighting Control (LLLC) - Low Impact Application ¦ Business Energy Rebates | TRC | 21912.282 | 21912.282 | 21912.282
None | Participant Incremental Costs | Medium Commercial ETS System ¦ ETS Business Energy Rebates | TRC | 274812.8193 | 274812.8193 | 274812.8193
None | Participant Incremental Costs | Medium Commercial ETS System ¦ ETS Small Business Energy Solutions | TRC | 0 | 0 | 0
None | Participant Incremental Costs | Milk Pre-cooler ¦ Business Energy Rebates | TRC | 0 | 0 | 0
None | Participant Incremental Costs | Mini freezer retirement ¦ Appliance Retirement | TRC | 0 | 0 | 0
None | Participant Incremental Costs | Mini fridge retirement ¦ Appliance Retirement | TRC | 0 | 0 | 0
None | Participant Incremental Costs | Motion sensor with dimmer switch ¦ Instant Savings | TRC | 0 | 0 | 0
None | Participant Incremental Costs | MSHP - Fully Electrical ¦ Green Heat | TRC | 19298799.36 | 19298799.36 | 19298799.36
None | Participant Incremental Costs | MSHP - Mainly Electrical ¦ Green Heat | TRC | 2396275.2 | 2396275.2 | 2396275.2
None | Participant Incremental Costs | Multi-Tank Conveyor Dishwasher - High Temp ¦ Business Energy Rebates | TRC | 0 | 0 | 0
None | Participant Incremental Costs | Multi-Tank Conveyor Dishwasher - High Temp ¦ Small Business Energy Solutions | TRC | 0 | 0 | 0
None | Participant Incremental Costs | Multi-Tank Conveyor Dishwasher - Low Temp ¦ Business Energy Rebates | TRC | 0 | 0 | 0
None | Participant Incremental Costs | Multi-Tank Conveyor Dishwasher - Low Temp ¦ Small Business Energy Solutions | TRC | 0 | 0 | 0
None | Participant Incremental Costs | Natural Barn Ventiliation - Year-Round ¦ Business Energy Rebates | TRC | 0 | 0 | 0
None | Participant Incremental Costs | Networked/ Connected - Indoor LED Lamp ¦ Instant Savings | TRC | 0 | 0 | 0
None | Participant Incremental Costs | Networked/Connected - High Impact Application ¦ Business Energy Rebates | TRC | 14004.9 | 14004.9 | 14004.9
None | Participant Incremental Costs | Networked/Connected - Low Impact Application ¦ Business Energy Rebates | TRC | 38185.896 | 38185.896 | 38185.896
None | Participant Incremental Costs | No-Loss Drain ¦ Business Energy Rebates | TRC | 0 | 0 | 0
None | Participant Incremental Costs | Occupancy Sensor (Ceiling Mounted) ¦ Business Energy Rebates | TRC | 547109.2788 | 547109.2788 | 547109.2788
None | Participant Incremental Costs | Occupancy Sensor (Ceiling Mounted) ¦ Small Business Energy Solutions | TRC | 1832.8464 | 1832.8464 | 1832.8464
None | Participant Incremental Costs | Occupancy Sensor (Wall Mounted) ¦ Business Energy Rebates | TRC | 527234.61 | 527234.61 | 527234.61
None | Participant Incremental Costs | Occupancy Sensor (Wall Mounted) ¦ Small Business Energy Solutions | TRC | 64079.4 | 64079.4 | 64079.4
None | Participant Incremental Costs | Occupancy Sensor (Exterior) ¦ Business Energy Rebates | TRC | 36866.9616 | 36866.9616 | 36866.9616
None | Participant Incremental Costs | Open to Closed Cooler Conversion ¦ Business Energy Rebates | TRC | 0 | 0 | 0
None | Participant Incremental Costs | Open to Closed Cooler Conversion ¦ Small Business Energy Solutions | TRC | 0 | 0 | 0
None | Participant Incremental Costs | Outdoor motion sensor ¦ Instant Savings | TRC | 0 | 0 | 0
None | Participant Incremental Costs | Outside Air Economizer ¦ Business Energy Rebates | TRC | 181261.9105 | 182575.0025 | 184529.6144
None | Participant Incremental Costs | Packaged Terminal Heat Pump (12kBTU/hr) ¦ Business Energy Rebates | TRC | 0 | 0 | 0
None | Participant Incremental Costs | Parking Garage Luminaire (4000 lumen) ¦ Small Business Energy Solutions | TRC | 0 | 0 | 0
None | Participant Incremental Costs | Pellet Boiler/Furnace ¦ Green Heat | TRC | 510720 | 510720 | 510720
None | Participant Incremental Costs | Pellet Stove ¦ Green Heat | TRC | 112230.4 | 112230.4 | 112230.4
None | Participant Incremental Costs | Pipe Insulation - MURB ¦ Efficient Products Installation | TRC | 0 | 0 | 0
None | Participant Incremental Costs | Pipe Insulation ¦ Efficient Products Installation | TRC | 0 | 0 | 0
None | Participant Incremental Costs | Pole/Arm-Mounted Area Luminaire (20000 lumen) ¦ Business Energy Rebates | TRC | 538711.4992 | 538711.4992 | 538711.4992
None | Participant Incremental Costs | Pole/Arm-Mounted Area Luminaire (20000 lumen) ¦ Small Business Energy Solutions | TRC | 0 | 0 | 0
None | Participant Incremental Costs | Pole/Arm-Mounted Area Luminaire (4000 lumen) ¦ Small Business Energy Solutions | TRC | 0 | 0 | 0
None | Participant Incremental Costs | Pole/Arm-Mounted Area Luminaire (60000 lumen) ¦ Business Energy Rebates | TRC | 883745.632 | 883745.632 | 883745.632
None | Participant Incremental Costs | Pole/Arm-Mounted Decorative Luminaire (1500 lumen) ¦ Small Business Energy Solutions | TRC | 0 | 0 | 0
None | Participant Incremental Costs | Pole/Arm-Mounted Decorative Luminaire (5000 lumen) ¦ Business Energy Rebates | TRC | 10065.44 | 10065.44 | 10065.44
None | Participant Incremental Costs | Pole/Arm-Mounted Decorative Luminaire (5000 lumen) ¦ Small Business Energy Solutions | TRC | 0 | 0 | 0
None | Participant Incremental Costs | Pot, Pan and Utensil Dishwasher - High Temp ¦ Business Energy Rebates | TRC | 0 | 0 | 0
None | Participant Incremental Costs | Power bar with timer ¦ Instant Savings | TRC | 0 | 0 | 0
None | Participant Incremental Costs | Premium High Bay Luminaire (15 000 lumen) ¦ Business Energy Rebates | TRC | 0 | 0 | 0
None | Participant Incremental Costs | Premium High Bay Luminaire (15 000 lumen) ¦ Small Business Energy Solutions | TRC | 0 | 0 | 0
None | Participant Incremental Costs | Premium High Bay Luminaire (35 000 lumen) ¦ Business Energy Rebates | TRC | 0 | 0 | 0
None | Participant Incremental Costs | Premium High Bay Luminaire (35 000 lumen) ¦ Small Business Energy Solutions | TRC | 0 | 0 | 0
None | Participant Incremental Costs | Premium High Bay Luminaire (60 000 lumen) ¦ Business Energy Rebates | TRC | 0 | 0 | 0
None | Participant Incremental Costs | Programmable thermostat ¦ Instant Savings | TRC | 0 | 0 | 0
None | Participant Incremental Costs | Programmable Thermostats ¦ First Nations Home Retrofits | TRC | 0 | 0 | 0
None | Participant Incremental Costs | Range / Stove replacement ¦ Appliance Retirement | TRC | 0 | 0 | 0
None | Participant Incremental Costs | Reflector Lamp (MR16) ¦ Small Business Energy Solutions | TRC | 0 | 0 | 0
None | Participant Incremental Costs | Reflector Lamp (PAR38) ¦ Small Business Energy Solutions | TRC | 0 | 0 | 0
None | Participant Incremental Costs | Refrigerated Case Luminaire ¦ Business Energy Rebates | TRC | 0 | 0 | 0
None | Participant Incremental Costs | Refrigerated Case Luminaire ¦ Small Business Energy Solutions | TRC | 0 | 0 | 0
None | Participant Incremental Costs | Refrigerator replacement (Low income only) ¦ Appliance Retirement | TRC | 0 | 0 | 0
None | Participant Incremental Costs | Refrigerator replacement (Low income only) ¦ First Nations Home Retrofits | TRC | 0 | 0 | 0
None | Participant Incremental Costs | Refrigerator retirement ¦ Appliance Retirement | TRC | 0 | 0 | 0
None | Participant Incremental Costs | Remote Condensing Unit ¦ Business Energy Rebates | TRC | 0 | 0 | 0
None | Participant Incremental Costs | Residential DHW Timer ¦ ETS Green Heat | TRC | 23546.3002 | 23546.3002 | 23546.3002
None | Participant Incremental Costs | Residential ETS System (Central) ¦ ETS Green Heat | TRC | 501908.1473 | 501908.1473 | 501908.1473
None | Participant Incremental Costs | Residential ETS System (Central) ¦ ETS Home Energy Assessment | TRC | 348302.1796 | 348302.1796 | 348302.1796
None | Participant Incremental Costs | Residential ETS System (Room) ¦ ETS Green Heat | TRC | 401526.5178 | 401526.5178 | 401526.5178
None | Participant Incremental Costs | Residential ETS System (Room) ¦ ETS Home Energy Assessment | TRC | 278641.7437 | 278641.7437 | 278641.7437
None | Participant Incremental Costs | Room air purifier ¦ Instant Savings | TRC | 56247.4074 | 56247.4074 | 56247.4074
None | Participant Incremental Costs | Server Virtualization and Decommissioning ¦ Business Energy Rebates | TRC | 0 | 0 | 0
None | Participant Incremental Costs | Single-Tank Door type Dishwasher - High Temp ¦ Business Energy Rebates | TRC | 0 | 0 | 0
None | Participant Incremental Costs | Single-Tank Door type Dishwasher - Low Temp ¦ Business Energy Rebates | TRC | 0 | 0 | 0
None | Participant Incremental Costs | Single -Tank Conveyor Dishwasher - High Temp ¦ Business Energy Rebates | TRC | 0 | 0 | 0
None | Participant Incremental Costs | Single -Tank Conveyor Dishwasher - Low Temp ¦ Business Energy Rebates | TRC | 0 | 0 | 0
None | Participant Incremental Costs | Single Heat Pad (Agriculture) ¦ Business Energy Rebates | TRC | 0 | 0 | 0
None | Participant Incremental Costs | Small Commercial ETS Sytem ¦ ETS Business Energy Rebates | TRC | 480922.4337 | 480922.4337 | 480922.4337
None | Participant Incremental Costs | Small Commercial ETS Sytem ¦ ETS Small Business Energy Solutions | TRC | 0 | 0 | 0
None | Participant Incremental Costs | Smart power bar ¦ Instant Savings | TRC | 0 | 0 | 0
None | Participant Incremental Costs | Smart Power Controllers - MURB ¦ Efficient Products Installation | TRC | 0 | 0 | 0
None | Participant Incremental Costs | Smart Power Controllers ¦ Efficient Products Installation | TRC | 0 | 0 | 0
None | Participant Incremental Costs | Solar air heating ¦ Green Heat | TRC | 0 | 0 | 0
None | Participant Incremental Costs | Solar Domestic Hot Water ¦ Green Heat | TRC | 0 | 0 | 0
None | Participant Incremental Costs | Solar Domestic Hot Water ¦ Home Energy Assessment | TRC | 0 | 0 | 0
None | Participant Incremental Costs | Solid Door Freezer ¦ Business Energy Rebates | TRC | 0 | 0 | 0
None | Participant Incremental Costs | Solid Door Freezer ¦ Small Business Energy Solutions | TRC | 0 | 0 | 0
None | Participant Incremental Costs | Solid Door Refrigerator ¦ Business Energy Rebates | TRC | 0 | 0 | 0
None | Participant Incremental Costs | Solid Door Refrigerator ¦ Small Business Energy Solutions | TRC | 0 | 0 | 0
None | Participant Incremental Costs | Standard Capacity Electric Fryer ¦ Business Energy Rebates | TRC | 0 | 0 | 0
None | Participant Incremental Costs | Standard Capacity Electric Fryer ¦ Small Business Energy Solutions | TRC | 0 | 0 | 0
None | Participant Incremental Costs | Strategic Energy Management ¦ SEM | TRC | 0 | 0 | 0
None | Participant Incremental Costs | Strip-Curtains for Display Cases ¦ Business Energy Rebates | TRC | 0 | 0 | 0
None | Participant Incremental Costs | Strip-Curtains for Display Cases ¦ Small Business Energy Solutions | TRC | 0 | 0 | 0
None | Participant Incremental Costs | Track/Mono-point Direction Luminaire ¦ Business Energy Rebates | TRC | 21717.3535 | 21717.3535 | 21717.3535
None | Participant Incremental Costs | Unconverted D ¦ Home Energy Assessment | TRC | 422629.92 | 422629.92 | 422629.92
None | Participant Incremental Costs | Under-Counter Dishwasher - HighTemp ¦ Business Energy Rebates | TRC | 0 | 0 | 0
None | Participant Incremental Costs | Under-Counter Dishwasher - Low Temp ¦ Business Energy Rebates | TRC | 0 | 0 | 0
None | Participant Incremental Costs | Variable Speed Kitchen Exhaust Fan ¦ Business Energy Rebates | TRC | 259707.3533 | 266710.2586 | 274914.8238
None | Participant Incremental Costs | Variable Speed Kitchen Exhaust Fan ¦ Small Business Energy Solutions | TRC | 0 | 0 | 0
None | Participant Incremental Costs | Ventilation Fan (Agriculture) ¦ Business Energy Rebates | TRC | 0 | 0 | 0
None | Participant Incremental Costs | VFD - 10 hp - Institutional - Make-up Air Fan ¦ Business Energy Rebates | TRC | 0 | 0 | 0
None | Participant Incremental Costs | VFD - 10 hp - Retail - Supply Fan ¦ Business Energy Rebates | TRC | 0 | 0 | 0
None | Participant Incremental Costs | VFD - 20 hp - Institutional - Chilled Water Pump ¦ Business Energy Rebates | TRC | 0 | 0 | 0
None | Participant Incremental Costs | VFD - 20 hp - Retail - Exhaust Fan ¦ Business Energy Rebates | TRC | 0 | 0 | 0
None | Participant Incremental Costs | VFD - 30 hp - Institutional - Make-up Air Fan ¦ Business Energy Rebates | TRC | 0 | 0 | 0
None | Participant Incremental Costs | VFD - 30 hp - Retail - Supply Fan ¦ Business Energy Rebates | TRC | 0 | 0 | 0
None | Participant Incremental Costs | VFD - 40 hp - Warehousing - Exhaust Fan ¦ Business Energy Rebates | TRC | 0 | 0 | 0
None | Participant Incremental Costs | VFD - 5 hp - Institutional - Chilled Water Pump ¦ Business Energy Rebates | TRC | 0 | 0 | 0
None | Participant Incremental Costs | VFD - 5 hp - Retail - Exhaust Fan ¦ Business Energy Rebates | TRC | 0 | 0 | 0
None | Participant Incremental Costs | VFD Milk Transfer Pump ¦ Business Energy Rebates | TRC | 0 | 0 | 0
None | Participant Incremental Costs | VFD Milk Transfer Pump ¦ Small Business Energy Solutions | TRC | 0 | 0 | 0
None | Participant Incremental Costs | VFD Milk Vacuum Pump ¦ Business Energy Rebates | TRC | 0 | 0 | 0
None | Participant Incremental Costs | VFD Milk Vacuum Pump ¦ Small Business Energy Solutions | TRC | 0 | 0 | 0
None | Participant Incremental Costs | Wall Mounted Area Luminaire (1000 lumen) ¦ Business Energy Rebates | TRC | 0 | 0 | 0
None | Participant Incremental Costs | Wall Mounted Area Luminaire (1000 lumen) ¦ Small Business Energy Solutions | TRC | 0 | 0 | 0
None | Participant Incremental Costs | Wall Mounted Area Luminaire (10000 lumen) ¦ Business Energy Rebates | TRC | 318708.432 | 318708.432 | 318708.432
None | Participant Incremental Costs | Wall Mounted Area Luminaire (10000 lumen) ¦ Small Business Energy Solutions | TRC | 0 | 0 | 0
None | Participant Incremental Costs | Wall Wash Luminaire (1000 lumen) ¦ Business Energy Rebates | TRC | 0 | 0 | 0
None | Participant Incremental Costs | Wall wash luminaire (1500 lumen) ¦ Business Energy Rebates | TRC | 0 | 0 | 0
None | Participant Incremental Costs | Whole Home - tier 0 (22% better than code on average) ¦ New Home Construction | TRC | 1579976.958 | 1579976.958 | 1579976.958
None | Participant Incremental Costs | Whole home - tier 1 (45% better than code target) ¦ New Home Construction | TRC | 0 | 0 | 0
None | Participant Incremental Costs | Whole home - tier 2 (60% better than code target) ¦ New Home Construction | TRC | 0 | 0 | 0
None | Participant Incremental Costs | Whole home - tier 3 (70% better than code target) ¦ New Home Construction | TRC | 0 | 0 | 0
None | Participant Incremental Costs | Whole Home ¦ Home Energy Assessment | TRC | 2083459.8037 | 1390519.7705 | 1386236.6243
None | Participant Incremental Costs | Whole Home First Nations Retrofit ¦ First Nations Home Retrofits | TRC | 0 | 0 | 0
None | Participant Incremental Costs | Wood Boiler/Furnace ¦ Green Heat | TRC | 44886.6133 | 44886.6133 | 44886.6133
None | Participant Incremental Costs | Wood Stove ¦ Green Heat | TRC | 226880 | 226880 | 226880
None | Participant Incremental Costs | Zero-Energy Doors for Reach-In Coolers ¦ Small Business Energy Solutions | TRC | 0 | 0 | 0
None | O&M Savings | 1/2 Size Hot Food Holding Cabinet ¦ Business Energy Rebates | TRC | 0 | 0 | 0
None | O&M Savings | 11W Replacing 60W - MURB ¦ Efficient Products Installation | TRC | 0 | 0 | 0
None | O&M Savings | 11W Replacing 60W ¦ Efficient Products Installation | TRC | 0 | 0 | 0
None | O&M Savings | 18W Replacing 100W - MURB ¦ Efficient Products Installation | TRC | 0 | 0 | 0
None | O&M Savings | 18W Replacing 100W ¦ Efficient Products Installation | TRC | 0 | 0 | 0
None | O&M Savings | 18W Replacing 75W - MURB ¦ Efficient Products Installation | TRC | 0 | 0 | 0
None | O&M Savings | 18W Replacing 75W ¦ Efficient Products Installation | TRC | 0 | 0 | 0
None | O&M Savings | 5W Chandelier E12 - MURB ¦ Efficient Products Installation | TRC | 0 | 0 | 0
None | O&M Savings | 5W Chandelier E12 ¦ Efficient Products Installation | TRC | 0 | 0 | 0
None | O&M Savings | 7W G25 - MURB ¦ Efficient Products Installation | TRC | 0 | 0 | 0
None | O&M Savings | 7W G25 ¦ Efficient Products Installation | TRC | 0 | 0 | 0
None | O&M Savings | 7W GU10 Replacing 35W - MURB ¦ Efficient Products Installation | TRC | 0 | 0 | 0
None | O&M Savings | 7W GU10 Replacing 35W ¦ Efficient Products Installation | TRC | 0 | 0 | 0
None | O&M Savings | 7W GU10 Replacing 50W - MURB ¦ Efficient Products Installation | TRC | 0 | 0 | 0
None | O&M Savings | 7W GU10 Replacing 50W ¦ Efficient Products Installation | TRC | 0 | 0 | 0
None | O&M Savings | 9.5W Replacing 100W - MURB ¦ Efficient Products Installation | TRC | 0 | 0 | 0
None | O&M Savings | 9.5W Replacing 100W ¦ Efficient Products Installation | TRC | 0 | 0 | 0
None | O&M Savings | 9.5W Replacing 40W - MURB ¦ Efficient Products Installation | TRC | 0 | 0 | 0
None | O&M Savings | 9.5W Replacing 40W ¦ Efficient Products Installation | TRC | 0 | 0 | 0
None | O&M Savings | 9.5W Replacing 60W - MURB ¦ Efficient Products Installation | TRC | 0 | 0 | 0
None | O&M Savings | 9.5W Replacing 60W ¦ Efficient Products Installation | TRC | 0 | 0 | 0
None | O&M Savings | 9W Replacing 100W - MURB ¦ Efficient Products Installation | TRC | 0 | 0 | 0
None | O&M Savings | 9W Replacing 100W ¦ Efficient Products Installation | TRC | 0 | 0 | 0
None | O&M Savings | 9W Replacing 40W - MURB ¦ Efficient Products Installation | TRC | 0 | 0 | 0
None | O&M Savings | 9W Replacing 40W ¦ Efficient Products Installation | TRC | 0 | 0 | 0
None | O&M Savings | 9W Replacing 60W - MURB ¦ Efficient Products Installation | TRC | 0 | 0 | 0
None | O&M Savings | 9W Replacing 60W ¦ Efficient Products Installation | TRC | 0 | 0 | 0
None | O&M Savings | Advanced Lighting Design (Performance Lighting) ¦ Business Energy Rebates | TRC | 0 | 0 | 0
None | O&M Savings | Air-Entraining Air Nozzle ¦ Business Energy Rebates | TRC | 0 | 0 | 0
None | O&M Savings | Air Conditioner retirement ¦ Appliance Retirement | TRC | 0 | 0 | 0
None | O&M Savings | ASHP and AWHP - Electrical ¦ Green Heat | TRC | 0 | 0 | 0
None | O&M Savings | Case Lighting for Sign Retrofits ¦ Business Energy Rebates | TRC | 0 | 0 | 0
None | O&M Savings | CEE Tier 2 Commercial Washing Machine ¦ Business Energy Rebates | TRC | 0 | 0 | 0
None | O&M Savings | CEE Tier 3 Commercial Washing Machine ¦ Business Energy Rebates | TRC | 0 | 0 | 0
None | O&M Savings | Circulation Fan (Agriculture) ¦ Business Energy Rebates | TRC | 0 | 0 | 0
None | O&M Savings | Clothes-line ¦ Instant Savings | TRC | 0 | 0 | 0
None | O&M Savings | Clothes Dryer replacement ¦ Appliance Retirement | TRC | 0 | 0 | 0
None | O&M Savings | Clothes Dryers ¦ First Nations Home Retrofits | TRC | 0 | 0 | 0
None | O&M Savings | Clothes Washer replacement ¦ Appliance Retirement | TRC | 0 | 0 | 0
None | O&M Savings | Clothes Washers ¦ First Nations Home Retrofits | TRC | 0 | 0 | 0
None | O&M Savings | Cold Climate Air-Source Heat Pump (24kBTU/hr) ¦ Business Energy Rebates | TRC | 0 | 0 | 0
None | O&M Savings | Cold Climate Air-Source Heat Pump (24kBTU/hr) ¦ Small Business Energy Solutions | TRC | 0 | 0 | 0
None | O&M Savings | Cold Climate Air-Source Heat Pump (48kBTU/hr) ¦ Business Energy Rebates | TRC | 0 | 0 | 0
None | O&M Savings | Custom Energy Efficiency ¦ Affordable MultiFamily Renter | TRC | 0 | 0 | 0
None | O&M Savings | Custom Energy Efficiency ¦ Custom Retrofit | TRC | 0 | 0 | 0
None | O&M Savings | Cycling Refrigerated Air Dryer - 50 CFM ¦ Business Energy Rebates | TRC | 0 | 0 | 0
None | O&M Savings | Dairy Scroll Compressor ¦ Business Energy Rebates | TRC | 0 | 0 | 0
None | O&M Savings | Daylighting Controls - Ceiling Mounted ¦ Business Energy Rebates | TRC | 0 | 0 | 0
None | O&M Savings | Daylighting Controls - Switch-Mounted ¦ Business Energy Rebates | TRC | 0 | 0 | 0
None | O&M Savings | Decorative Lamp ¦ Small Business Energy Solutions | TRC | 0 | 0 | 0
None | O&M Savings | Dehumidifier ¦ Instant Savings | TRC | 0 | 0 | 0
None | O&M Savings | Dehumidifier replacement (Low income only) ¦ Appliance Retirement | TRC | 0 | 0 | 0
None | O&M Savings | Dehumidifier replacement (Low income only) ¦ First Nations Home Retrofits | TRC | 0 | 0 | 0
None | O&M Savings | Dimmer Switch ¦ Instant Savings | TRC | 0 | 0 | 0
None | O&M Savings | Dishwasher replacement ¦ Appliance Retirement | TRC | 0 | 0 | 0
None | O&M Savings | Door Heater Controls ¦ Business Energy Rebates | TRC | 0 | 0 | 0
None | O&M Savings | Double Heat Pad (Agriculture) ¦ Business Energy Rebates | TRC | 0 | 0 | 0
None | O&M Savings | Downlight Luminaire (1200 lumen) ¦ Small Business Energy Solutions | TRC | 0 | 0 | 0
None | O&M Savings | Downlight Luminaire (3000 lumen) ¦ Small Business Energy Solutions | TRC | 0 | 0 | 0
None | O&M Savings | Downlight Luminaire (800 lumen) ¦ Small Business Energy Solutions | TRC | 0 | 0 | 0
None | O&M Savings | Drain Water Heat Recovery ¦ First Nations Home Retrofits | TRC | 0 | 0 | 0
None | O&M Savings | Drain Water Heat Recovery ¦ Green Heat | TRC | 0 | 0 | 0
None | O&M Savings | Drain Water Heat Recovery ¦ Home Energy Assessment | TRC | 0 | 0 | 0
None | O&M Savings | Dual Enthalpy Economizer Controls ¦ Business Energy Rebates | TRC | 0 | 0 | 0
None | O&M Savings | EC Motor for Refrigeration Applications ¦ Business Energy Rebates1 | TRC | 0 | 0 | 0
None | O&M Savings | EC Motor for Refrigeration Applications ¦ Business Energy Rebates2 | TRC | 0 | 0 | 0
None | O&M Savings | ECM Circulator Pump ¦ Instant Savings | TRC | 0 | 0 | 0
None | O&M Savings | Efficient clothes washer ¦ Instant Savings | TRC | 0 | 0 | 0
None | O&M Savings | Efficient refrigerator ¦ Instant Savings | TRC | 0 | 0 | 0
None | O&M Savings | Electric Combination Oven ¦ Business Energy Rebates | TRC | 0 | 0 | 0
None | O&M Savings | Electric Combination Oven with Gas ¦ Business Energy Rebates | TRC | 0 | 0 | 0
None | O&M Savings | Electric Convection Oven ¦ Business Energy Rebates | TRC | 0 | 0 | 0
None | O&M Savings | Electric Convection Oven with Gas ¦ Business Energy Rebates | TRC | 0 | 0 | 0
None | O&M Savings | Electric Fryer Replacement with Gas ¦ Business Energy Rebates | TRC | 0 | 0 | 0
None | O&M Savings | Electric Griddle Replacement with Gas ¦ Business Energy Rebates | TRC | 0 | 0 | 0
None | O&M Savings | Electric Steam Cooker ¦ Business Energy Rebates | TRC | 0 | 0 | 0
None | O&M Savings | Electric Steam Cooker Replacement with Gas ¦ Business Energy Rebates | TRC | 0 | 0 | 0
None | O&M Savings | Electric to Natural Gas - Water Heater ¦ Business Energy Rebates | TRC | 0 | 0 | 0
None | O&M Savings | Energy Management Information Systems ¦ EMIS | TRC | 0 | 0 | 0
None | O&M Savings | Energy Star Dryer ¦ Instant Savings | TRC | 0 | 0 | 0
None | O&M Savings | ENERGY STAR Pool Pump ¦ Business Energy Rebates | TRC | 0 | 0 | 0
None | O&M Savings | ENERGY STAR Uninteruptible Power Supplies (UPS) ¦ Business Energy Rebates | TRC | 0 | 0 | 0
None | O&M Savings | ENERGY STAR Washing Machine ¦ Business Energy Rebates | TRC | 0 | 0 | 0
None | O&M Savings | Evaporator Fan Motor Controls ¦ Business Energy Rebates | TRC | 0 | 0 | 0
None | O&M Savings | Faucet Aerators - MURB ¦ Efficient Products Installation | TRC | 0 | 0 | 0
None | O&M Savings | Faucet Aerators ¦ Efficient Products Installation | TRC | 0 | 0 | 0
None | O&M Savings | Flood Luminaire (10000 lumen) ¦ Business Energy Rebates | TRC | 0 | 0 | 0
None | O&M Savings | Flood Luminaire (10000 lumen) ¦ Small Business Energy Solutions | TRC | 0 | 0 | 0
None | O&M Savings | Flood Luminaire (48000 lumen) ¦ Business Energy Rebates | TRC | 0 | 0 | 0
None | O&M Savings | Flood Luminaire (48000 lumen) ¦ Small Business Energy Solutions | TRC | 0 | 0 | 0
None | O&M Savings | Four Pin Replacement Lamps for CFLs ¦ Business Energy Rebates | TRC | 0 | 0 | 0
None | O&M Savings | Four Pin Replacement Lamps for CFLs ¦ Small Business Energy Solutions | TRC | 0 | 0 | 0
None | O&M Savings | Freezer replacement (Low income only) ¦ Appliance Retirement | TRC | 0 | 0 | 0
None | O&M Savings | Freezer replacement (Low income only) ¦ First Nations Home Retrofits | TRC | 0 | 0 | 0
None | O&M Savings | Freezer replacement ¦ Appliance Retirement | TRC | 0 | 0 | 0
None | O&M Savings | Freezer retirement ¦ Appliance Retirement | TRC | 0 | 0 | 0
None | O&M Savings | Fridge replacement ¦ Appliance Retirement | TRC | 0 | 0 | 0
None | O&M Savings | Fuel Pump Canopy Luminaire (4000 lumen) ¦ Small Business Energy Solutions | TRC | 0 | 0 | 0
None | O&M Savings | General Use Lamp (A,G Types) ¦ Small Business Energy Solutions | TRC | 0 | 0 | 0
None | O&M Savings | Glass Door Freezer ¦ Small Business Energy Solutions | TRC | 0 | 0 | 0
None | O&M Savings | Glass Door Refrigerator ¦ Business Energy Rebates | TRC | 0 | 0 | 0
None | O&M Savings | Glass Door Refrigerator ¦ Small Business Energy Solutions | TRC | 0 | 0 | 0
None | O&M Savings | Ground Source Heat Pump (60kBTU/hr) ¦ Business Energy Rebates | TRC | 0 | 0 | 0
None | O&M Savings | Ground Source Heat Pump (60kBTU/hr) ¦ Small Business Energy Solutions | TRC | 0 | 0 | 0
None | O&M Savings | GSHP ¦ Green Heat | TRC | 0 | 0 | 0
None | O&M Savings | Heat Pump Clothes Dryer ¦ Business Energy Rebates | TRC | 0 | 0 | 0
None | O&M Savings | Heat Pump Dryer (ventless) ¦ Instant Savings | TRC | 0 | 0 | 0
None | O&M Savings | Heat Pump Water Heater ¦ Business Energy Rebates | TRC | 0 | 0 | 0
None | O&M Savings | Heat Pump Water Heater ¦ First Nations Home Retrofits | TRC | 0 | 0 | 0
None | O&M Savings | Heat Pump Water Heater ¦ Green Heat | TRC | 0 | 0 | 0
None | O&M Savings | Heat Pump Water Heater ¦ Home Energy Assessment | TRC | 0 | 0 | 0
None | O&M Savings | Heat Pump Water Heater ¦ Small Business Energy Solutions | TRC | 0 | 0 | 0
None | O&M Savings | Heat Reclaimer Unit (Agriculture) ¦ Business Energy Rebates | TRC | 0 | 0 | 0
None | O&M Savings | Heat Reclaimer Unit (Agriculture) ¦ Small Business Energy Solutions | TRC | 0 | 0 | 0
None | O&M Savings | Heavy duty timer ¦ Instant Savings | TRC | 0 | 0 | 0
None | O&M Savings | High Bay Luminaire (15 000 lumen) ¦ Business Energy Rebates | TRC | 0 | 0 | 0
None | O&M Savings | High Bay Luminaire (15 000 lumen) ¦ Small Business Energy Solutions | TRC | 0 | 0 | 0
None | O&M Savings | High Bay Luminaire (35 000 lumen) ¦ Small Business Energy Solutions | TRC | 0 | 0 | 0
None | O&M Savings | High Efficiency Circulator Pump 1.5kW ¦ Business Energy Rebates | TRC | 0 | 0 | 0
None | O&M Savings | High Efficiency Circulator Pump 100W ¦ Business Energy Rebates | TRC | 0 | 0 | 0
None | O&M Savings | High Efficiency Circulator Pump 300W ¦ Business Energy Rebates | TRC | 0 | 0 | 0
None | O&M Savings | High Volume Low Speed Fan (Agriculture) ¦ Business Energy Rebates | TRC | 0 | 0 | 0
None | O&M Savings | High Volume Low Speed Fan (Agriculture) ¦ Small Business Energy Solutions | TRC | 0 | 0 | 0
None | O&M Savings | Holiday Lights Exchange - MURB ¦ Efficient Products Installation | TRC | 0 | 0 | 0
None | O&M Savings | Holiday Lights Exchange ¦ Efficient Products Installation | TRC | 0 | 0 | 0
None | O&M Savings | Hot Water Tank Wrap - MURB ¦ Efficient Products Installation | TRC | 0 | 0 | 0
None | O&M Savings | Hot Water Tank Wrap ¦ Efficient Products Installation | TRC | 0 | 0 | 0
None | O&M Savings | HVAC Hotel Occupancy Sensor ¦ Business Energy Rebates | TRC | 0 | 0 | 0
None | O&M Savings | Hybrid Heat Pump Dryer ¦ Instant Savings | TRC | 0 | 0 | 0
None | O&M Savings | Ice-Making Head ¦ Business Energy Rebates | TRC | 0 | 0 | 0
None | O&M Savings | Indoor motion sensor ¦ Instant Savings | TRC | 0 | 0 | 0
None | O&M Savings | Large Commercial/Industrial ETS System ¦ ETS Business Energy Rebates | TRC | 0 | 0 | 0
None | O&M Savings | LED - ENERGY STAR Fixture with Motion Sensor ¦ Instant Savings | TRC | 0 | 0 | 0
None | O&M Savings | LED - ENERGY STAR Fixture without Motion Sensor ¦ Instant Savings | TRC | 0 | 0 | 0
None | O&M Savings | LED - Other ¦ Instant Savings | TRC | 0 | 0 | 0
None | O&M Savings | LED - R, BR and Decorative ¦ Instant Savings | TRC | 0 | 0 | 0
None | O&M Savings | LED - Recessed downlight ¦ Instant Savings | TRC | 0 | 0 | 0
None | O&M Savings | LED Nightlights - MURB ¦ Efficient Products Installation | TRC | 0 | 0 | 0
None | O&M Savings | LED Nightlights ¦ Efficient Products Installation | TRC | 0 | 0 | 0
None | O&M Savings | LED Replacement Lamps for HID (10000 lumen) ¦ Business Energy Rebates | TRC | 0 | 0 | 0
None | O&M Savings | LED Replacement Lamps for HID (10000 lumen) ¦ Small Business Energy Solutions | TRC | 0 | 0 | 0
None | O&M Savings | LED Replacement Lamps for HID (4000 lumen) ¦ Business Energy Rebates | TRC | 0 | 0 | 0
None | O&M Savings | LED Replacement Lamps for HID (4000 lumen) ¦ Small Business Energy Solutions | TRC | 0 | 0 | 0
None | O&M Savings | LED Troffer (1x4) ¦ Business Energy Rebates | TRC | 0 | 0 | 0
None | O&M Savings | LED Troffer (1x4) ¦ Small Business Energy Solutions | TRC | 0 | 0 | 0
None | O&M Savings | LED Troffer (2x2) ¦ Business Energy Rebates | TRC | 0 | 0 | 0
None | O&M Savings | LED Troffer (2x2) ¦ Small Business Energy Solutions | TRC | 0 | 0 | 0
None | O&M Savings | LED Troffer (4x2) ¦ Business Energy Rebates | TRC | 0 | 0 | 0
None | O&M Savings | LED Troffer (4x2) ¦ Small Business Energy Solutions | TRC | 0 | 0 | 0
None | O&M Savings | LED Wall Sconce (1200 lumen) ¦ Small Business Energy Solutions | TRC | 0 | 0 | 0
None | O&M Savings | Linear Ambient Luminaire (10000 lumen) ¦ Business Energy Rebates | TRC | 0 | 0 | 0
None | O&M Savings | Linear Ambient Luminaire (10000 lumen) ¦ Small Business Energy Solutions | TRC | 0 | 0 | 0
None | O&M Savings | Linear Ambient Luminaire (2000 lumen) ¦ Business Energy Rebates | TRC | 0 | 0 | 0
None | O&M Savings | Linear Ambient Luminaire (2000 lumen) ¦ Small Business Energy Solutions | TRC | 0 | 0 | 0
None | O&M Savings | Linear Ambient Luminaire (4000 lumen) ¦ Business Energy Rebates | TRC | 0 | 0 | 0
None | O&M Savings | Linear Ambient Luminaire (4000 lumen) ¦ Small Business Energy Solutions | TRC | 0 | 0 | 0
None | O&M Savings | Linear Ambient Luminaire (8000 lumen) ¦ Business Energy Rebates | TRC | 0 | 0 | 0
None | O&M Savings | Linear Ambient Luminaire (8000 lumen) ¦ Small Business Energy Solutions | TRC | 0 | 0 | 0
None | O&M Savings | Linear Replacement Lamp (2 foot) ¦ Business Energy Rebates | TRC | 0 | 0 | 0
None | O&M Savings | Linear Replacement Lamp (2 foot) ¦ Small Business Energy Solutions | TRC | 0 | 0 | 0
None | O&M Savings | Linear Replacement Lamp (4 foot) ¦ Business Energy Rebates | TRC | 0 | 0 | 0
None | O&M Savings | Linear Replacement Lamp (4 foot) ¦ Small Business Energy Solutions | TRC | 0 | 0 | 0
None | O&M Savings | Low-bay Luminaire (10,000 lumen) ¦ Business Energy Rebates | TRC | 0 | 0 | 0
None | O&M Savings | Low-bay Luminaire (10,000 lumen) ¦ Small Business Energy Solutions | TRC | 0 | 0 | 0
None | O&M Savings | Low-bay Luminaire (5000 lumen) ¦ Business Energy Rebates | TRC | 0 | 0 | 0
None | O&M Savings | Low-flow showerhead - 0.5 gpm Reduction - MURB ¦ Efficient Products Installation | TRC | 0 | 0 | 0
None | O&M Savings | Low-flow showerhead - 0.5 gpm Reduction ¦ Efficient Products Installation | TRC | 0 | 0 | 0
None | O&M Savings | Low-flow showerhead - 1.0 gpm Reduction - MURB ¦ Efficient Products Installation | TRC | 0 | 0 | 0
None | O&M Savings | Low-flow showerhead - 1.0 gpm Reduction ¦ Efficient Products Installation | TRC | 0 | 0 | 0
None | O&M Savings | Low-flow showerhead -0.75 gpm Reduction - MURB ¦ Efficient Products Installation | TRC | 0 | 0 | 0
None | O&M Savings | Low-flow showerhead -0.75 gpm Reduction ¦ Efficient Products Installation | TRC | 0 | 0 | 0
None | O&M Savings | Low/Zero Energy Livestock Waterer ¦ Business Energy Rebates | TRC | 0 | 0 | 0
None | O&M Savings | Luminaire Level Lighting Control (LLLC) - High Impact Application ¦ Business Energy Rebates | TRC | 0 | 0 | 0
None | O&M Savings | Luminaire Level Lighting Control (LLLC) - Low Impact Application ¦ Business Energy Rebates | TRC | 0 | 0 | 0
None | O&M Savings | Medium Commercial ETS System ¦ ETS Business Energy Rebates | TRC | 0 | 0 | 0
None | O&M Savings | Medium Commercial ETS System ¦ ETS Small Business Energy Solutions | TRC | 0 | 0 | 0
None | O&M Savings | Milk Pre-cooler ¦ Business Energy Rebates | TRC | 0 | 0 | 0
None | O&M Savings | Mini freezer retirement ¦ Appliance Retirement | TRC | 0 | 0 | 0
None | O&M Savings | Mini fridge retirement ¦ Appliance Retirement | TRC | 0 | 0 | 0
None | O&M Savings | Motion sensor with dimmer switch ¦ Instant Savings | TRC | 0 | 0 | 0
None | O&M Savings | MSHP - Fully Electrical ¦ Green Heat | TRC | 0 | 0 | 0
None | O&M Savings | MSHP - Mainly Electrical ¦ Green Heat | TRC | 0 | 0 | 0
None | O&M Savings | Multi-Tank Conveyor Dishwasher - High Temp ¦ Business Energy Rebates | TRC | 0 | 0 | 0
None | O&M Savings | Multi-Tank Conveyor Dishwasher - High Temp ¦ Small Business Energy Solutions | TRC | 0 | 0 | 0
None | O&M Savings | Multi-Tank Conveyor Dishwasher - Low Temp ¦ Business Energy Rebates | TRC | 0 | 0 | 0
None | O&M Savings | Multi-Tank Conveyor Dishwasher - Low Temp ¦ Small Business Energy Solutions | TRC | 0 | 0 | 0
None | O&M Savings | Natural Barn Ventiliation - Year-Round ¦ Business Energy Rebates | TRC | 0 | 0 | 0
None | O&M Savings | Networked/ Connected - Indoor LED Lamp ¦ Instant Savings | TRC | 0 | 0 | 0
None | O&M Savings | Networked/Connected - High Impact Application ¦ Business Energy Rebates | TRC | 0 | 0 | 0
None | O&M Savings | Networked/Connected - Low Impact Application ¦ Business Energy Rebates | TRC | 0 | 0 | 0
None | O&M Savings | No-Loss Drain ¦ Business Energy Rebates | TRC | 0 | 0 | 0
None | O&M Savings | Occupancy Sensor (Ceiling Mounted) ¦ Business Energy Rebates | TRC | 0 | 0 | 0
None | O&M Savings | Occupancy Sensor (Ceiling Mounted) ¦ Small Business Energy Solutions | TRC | 0 | 0 | 0
None | O&M Savings | Occupancy Sensor (Wall Mounted) ¦ Business Energy Rebates | TRC | 0 | 0 | 0
None | O&M Savings | Occupancy Sensor (Wall Mounted) ¦ Small Business Energy Solutions | TRC | 0 | 0 | 0
None | O&M Savings | Occupancy Sensor (Exterior) ¦ Business Energy Rebates | TRC | 0 | 0 | 0
None | O&M Savings | Open to Closed Cooler Conversion ¦ Business Energy Rebates | TRC | 0 | 0 | 0
None | O&M Savings | Open to Closed Cooler Conversion ¦ Small Business Energy Solutions | TRC | 0 | 0 | 0
None | O&M Savings | Outdoor motion sensor ¦ Instant Savings | TRC | 0 | 0 | 0
None | O&M Savings | Outside Air Economizer ¦ Business Energy Rebates | TRC | 0 | 0 | 0
None | O&M Savings | Packaged Terminal Heat Pump (12kBTU/hr) ¦ Business Energy Rebates | TRC | 0 | 0 | 0
None | O&M Savings | Parking Garage Luminaire (4000 lumen) ¦ Small Business Energy Solutions | TRC | 0 | 0 | 0
None | O&M Savings | Pellet Boiler/Furnace ¦ Green Heat | TRC | 0 | 0 | 0
None | O&M Savings | Pellet Stove ¦ Green Heat | TRC | 0 | 0 | 0
None | O&M Savings | Pipe Insulation - MURB ¦ Efficient Products Installation | TRC | 0 | 0 | 0
None | O&M Savings | Pipe Insulation ¦ Efficient Products Installation | TRC | 0 | 0 | 0
None | O&M Savings | Pole/Arm-Mounted Area Luminaire (20000 lumen) ¦ Business Energy Rebates | TRC | 0 | 0 | 0
None | O&M Savings | Pole/Arm-Mounted Area Luminaire (20000 lumen) ¦ Small Business Energy Solutions | TRC | 0 | 0 | 0
None | O&M Savings | Pole/Arm-Mounted Area Luminaire (4000 lumen) ¦ Small Business Energy Solutions | TRC | 0 | 0 | 0
None | O&M Savings | Pole/Arm-Mounted Area Luminaire (60000 lumen) ¦ Business Energy Rebates | TRC | 0 | 0 | 0
None | O&M Savings | Pole/Arm-Mounted Decorative Luminaire (1500 lumen) ¦ Small Business Energy Solutions | TRC | 0 | 0 | 0
None | O&M Savings | Pole/Arm-Mounted Decorative Luminaire (5000 lumen) ¦ Business Energy Rebates | TRC | 0 | 0 | 0
None | O&M Savings | Pole/Arm-Mounted Decorative Luminaire (5000 lumen) ¦ Small Business Energy Solutions | TRC | 0 | 0 | 0
None | O&M Savings | Pot, Pan and Utensil Dishwasher - High Temp ¦ Business Energy Rebates | TRC | 0 | 0 | 0
None | O&M Savings | Power bar with timer ¦ Instant Savings | TRC | 0 | 0 | 0
None | O&M Savings | Premium High Bay Luminaire (15 000 lumen) ¦ Business Energy Rebates | TRC | 0 | 0 | 0
None | O&M Savings | Premium High Bay Luminaire (15 000 lumen) ¦ Small Business Energy Solutions | TRC | 0 | 0 | 0
None | O&M Savings | Premium High Bay Luminaire (35 000 lumen) ¦ Business Energy Rebates | TRC | 0 | 0 | 0
None | O&M Savings | Premium High Bay Luminaire (35 000 lumen) ¦ Small Business Energy Solutions | TRC | 0 | 0 | 0
None | O&M Savings | Premium High Bay Luminaire (60 000 lumen) ¦ Business Energy Rebates | TRC | 0 | 0 | 0
None | O&M Savings | Programmable thermostat ¦ Instant Savings | TRC | 0 | 0 | 0
None | O&M Savings | Programmable Thermostats ¦ First Nations Home Retrofits | TRC | 0 | 0 | 0
None | O&M Savings | Range / Stove replacement ¦ Appliance Retirement | TRC | 0 | 0 | 0
None | O&M Savings | Reflector Lamp (MR16) ¦ Small Business Energy Solutions | TRC | 0 | 0 | 0
None | O&M Savings | Reflector Lamp (PAR38) ¦ Small Business Energy Solutions | TRC | 0 | 0 | 0
None | O&M Savings | Refrigerated Case Luminaire ¦ Business Energy Rebates | TRC | 0 | 0 | 0
None | O&M Savings | Refrigerated Case Luminaire ¦ Small Business Energy Solutions | TRC | 0 | 0 | 0
None | O&M Savings | Refrigerator replacement (Low income only) ¦ Appliance Retirement | TRC | 0 | 0 | 0
None | O&M Savings | Refrigerator replacement (Low income only) ¦ First Nations Home Retrofits | TRC | 0 | 0 | 0
None | O&M Savings | Refrigerator retirement ¦ Appliance Retirement | TRC | 0 | 0 | 0
None | O&M Savings | Remote Condensing Unit ¦ Business Energy Rebates | TRC | 0 | 0 | 0
None | O&M Savings | Residential DHW Timer ¦ ETS Green Heat | TRC | 0 | 0 | 0
None | O&M Savings | Residential ETS System (Central) ¦ ETS Green Heat | TRC | 0 | 0 | 0
None | O&M Savings | Residential ETS System (Central) ¦ ETS Home Energy Assessment | TRC | 0 | 0 | 0
None | O&M Savings | Residential ETS System (Room) ¦ ETS Green Heat | TRC | 0 | 0 | 0
None | O&M Savings | Residential ETS System (Room) ¦ ETS Home Energy Assessment | TRC | 0 | 0 | 0
None | O&M Savings | Room air purifier ¦ Instant Savings | TRC | 0 | 0 | 0
None | O&M Savings | Server Virtualization and Decommissioning ¦ Business Energy Rebates | TRC | 0 | 0 | 0
None | O&M Savings | Single-Tank Door type Dishwasher - High Temp ¦ Business Energy Rebates | TRC | 0 | 0 | 0
None | O&M Savings | Single-Tank Door type Dishwasher - Low Temp ¦ Business Energy Rebates | TRC | 0 | 0 | 0
None | O&M Savings | Single -Tank Conveyor Dishwasher - High Temp ¦ Business Energy Rebates | TRC | 0 | 0 | 0
None | O&M Savings | Single -Tank Conveyor Dishwasher - Low Temp ¦ Business Energy Rebates | TRC | 0 | 0 | 0
None | O&M Savings | Single Heat Pad (Agriculture) ¦ Business Energy Rebates | TRC | 0 | 0 | 0
None | O&M Savings | Small Commercial ETS Sytem ¦ ETS Business Energy Rebates | TRC | 0 | 0 | 0
None | O&M Savings | Small Commercial ETS Sytem ¦ ETS Small Business Energy Solutions | TRC | 0 | 0 | 0
None | O&M Savings | Smart power bar ¦ Instant Savings | TRC | 0 | 0 | 0
None | O&M Savings | Smart Power Controllers - MURB ¦ Efficient Products Installation | TRC | 0 | 0 | 0
None | O&M Savings | Smart Power Controllers ¦ Efficient Products Installation | TRC | 0 | 0 | 0
None | O&M Savings | Solar air heating ¦ Green Heat | TRC | 0 | 0 | 0
None | O&M Savings | Solar Domestic Hot Water ¦ Green Heat | TRC | 0 | 0 | 0
None | O&M Savings | Solar Domestic Hot Water ¦ Home Energy Assessment | TRC | 0 | 0 | 0
None | O&M Savings | Solid Door Freezer ¦ Business Energy Rebates | TRC | 0 | 0 | 0
None | O&M Savings | Solid Door Freezer ¦ Small Business Energy Solutions | TRC | 0 | 0 | 0
None | O&M Savings | Solid Door Refrigerator ¦ Business Energy Rebates | TRC | 0 | 0 | 0
None | O&M Savings | Solid Door Refrigerator ¦ Small Business Energy Solutions | TRC | 0 | 0 | 0
None | O&M Savings | Standard Capacity Electric Fryer ¦ Business Energy Rebates | TRC | 0 | 0 | 0
None | O&M Savings | Standard Capacity Electric Fryer ¦ Small Business Energy Solutions | TRC | 0 | 0 | 0
None | O&M Savings | Strategic Energy Management ¦ SEM | TRC | 0 | 0 | 0
None | O&M Savings | Strip-Curtains for Display Cases ¦ Business Energy Rebates | TRC | 0 | 0 | 0
None | O&M Savings | Strip-Curtains for Display Cases ¦ Small Business Energy Solutions | TRC | 0 | 0 | 0
None | O&M Savings | Track/Mono-point Direction Luminaire ¦ Business Energy Rebates | TRC | 0 | 0 | 0
None | O&M Savings | Unconverted D ¦ Home Energy Assessment | TRC | 0 | 0 | 0
None | O&M Savings | Under-Counter Dishwasher - HighTemp ¦ Business Energy Rebates | TRC | 0 | 0 | 0
None | O&M Savings | Under-Counter Dishwasher - Low Temp ¦ Business Energy Rebates | TRC | 0 | 0 | 0
None | O&M Savings | Variable Speed Kitchen Exhaust Fan ¦ Business Energy Rebates | TRC | 0 | 0 | 0
None | O&M Savings | Variable Speed Kitchen Exhaust Fan ¦ Small Business Energy Solutions | TRC | 0 | 0 | 0
None | O&M Savings | Ventilation Fan (Agriculture) ¦ Business Energy Rebates | TRC | 0 | 0 | 0
None | O&M Savings | VFD - 10 hp - Institutional - Make-up Air Fan ¦ Business Energy Rebates | TRC | 0 | 0 | 0
None | O&M Savings | VFD - 10 hp - Retail - Supply Fan ¦ Business Energy Rebates | TRC | 0 | 0 | 0
None | O&M Savings | VFD - 20 hp - Institutional - Chilled Water Pump ¦ Business Energy Rebates | TRC | 0 | 0 | 0
None | O&M Savings | VFD - 20 hp - Retail - Exhaust Fan ¦ Business Energy Rebates | TRC | 0 | 0 | 0
None | O&M Savings | VFD - 30 hp - Institutional - Make-up Air Fan ¦ Business Energy Rebates | TRC | 0 | 0 | 0
None | O&M Savings | VFD - 30 hp - Retail - Supply Fan ¦ Business Energy Rebates | TRC | 0 | 0 | 0
None | O&M Savings | VFD - 40 hp - Warehousing - Exhaust Fan ¦ Business Energy Rebates | TRC | 0 | 0 | 0
None | O&M Savings | VFD - 5 hp - Institutional - Chilled Water Pump ¦ Business Energy Rebates | TRC | 0 | 0 | 0
None | O&M Savings | VFD - 5 hp - Retail - Exhaust Fan ¦ Business Energy Rebates | TRC | 0 | 0 | 0
None | O&M Savings | VFD Milk Transfer Pump ¦ Business Energy Rebates | TRC | 0 | 0 | 0
None | O&M Savings | VFD Milk Transfer Pump ¦ Small Business Energy Solutions | TRC | 0 | 0 | 0
None | O&M Savings | VFD Milk Vacuum Pump ¦ Business Energy Rebates | TRC | 0 | 0 | 0
None | O&M Savings | VFD Milk Vacuum Pump ¦ Small Business Energy Solutions | TRC | 0 | 0 | 0
None | O&M Savings | Wall Mounted Area Luminaire (1000 lumen) ¦ Business Energy Rebates | TRC | 0 | 0 | 0
None | O&M Savings | Wall Mounted Area Luminaire (1000 lumen) ¦ Small Business Energy Solutions | TRC | 0 | 0 | 0
None | O&M Savings | Wall Mounted Area Luminaire (10000 lumen) ¦ Business Energy Rebates | TRC | 0 | 0 | 0
None | O&M Savings | Wall Mounted Area Luminaire (10000 lumen) ¦ Small Business Energy Solutions | TRC | 0 | 0 | 0
None | O&M Savings | Wall Wash Luminaire (1000 lumen) ¦ Business Energy Rebates | TRC | 0 | 0 | 0
None | O&M Savings | Wall wash luminaire (1500 lumen) ¦ Business Energy Rebates | TRC | 0 | 0 | 0
None | O&M Savings | Whole Home - tier 0 (22% better than code on average) ¦ New Home Construction | TRC | 0 | 0 | 0
None | O&M Savings | Whole home - tier 1 (45% better than code target) ¦ New Home Construction | TRC | 0 | 0 | 0
None | O&M Savings | Whole home - tier 2 (60% better than code target) ¦ New Home Construction | TRC | 0 | 0 | 0
None | O&M Savings | Whole home - tier 3 (70% better than code target) ¦ New Home Construction | TRC | 0 | 0 | 0
None | O&M Savings | Whole Home ¦ Home Energy Assessment | TRC | 0 | 0 | 0
None | O&M Savings | Whole Home First Nations Retrofit ¦ First Nations Home Retrofits | TRC | 0 | 0 | 0
None | O&M Savings | Wood Boiler/Furnace ¦ Green Heat | TRC | 0 | 0 | 0
None | O&M Savings | Wood Stove ¦ Green Heat | TRC | 0 | 0 | 0
None | O&M Savings | Zero-Energy Doors for Reach-In Coolers ¦ Small Business Energy Solutions | TRC | 0 | 0 | 0
None | Participation Unit Basis | 1/2 Size Hot Food Holding Cabinet ¦ Business Energy Rebates | TRC | Per 1/2 Size Cabinet - 15 cubic Feet | Per 1/2 Size Cabinet - 15 cubic Feet | Per 1/2 Size Cabinet - 15 cubic Feet
None | Participation Unit Basis | 11W Replacing 60W - MURB ¦ Efficient Products Installation | TRC | Per lamp | Per lamp | Per lamp
None | Participation Unit Basis | 11W Replacing 60W ¦ Efficient Products Installation | TRC | Per lamp | Per lamp | Per lamp
None | Participation Unit Basis | 18W Replacing 100W - MURB ¦ Efficient Products Installation | TRC | Per lamp | Per lamp | Per lamp
None | Participation Unit Basis | 18W Replacing 100W ¦ Efficient Products Installation | TRC | Per lamp | Per lamp | Per lamp
None | Participation Unit Basis | 18W Replacing 75W - MURB ¦ Efficient Products Installation | TRC | Per lamp | Per lamp | Per lamp
None | Participation Unit Basis | 18W Replacing 75W ¦ Efficient Products Installation | TRC | Per lamp | Per lamp | Per lamp
None | Participation Unit Basis | 5W Chandelier E12 - MURB ¦ Efficient Products Installation | TRC | Per lamp | Per lamp | Per lamp
None | Participation Unit Basis | 5W Chandelier E12 ¦ Efficient Products Installation | TRC | Per lamp | Per lamp | Per lamp
None | Participation Unit Basis | 7W G25 - MURB ¦ Efficient Products Installation | TRC | Per lamp | Per lamp | Per lamp
None | Participation Unit Basis | 7W G25 ¦ Efficient Products Installation | TRC | Per lamp | Per lamp | Per lamp
None | Participation Unit Basis | 7W GU10 Replacing 35W - MURB ¦ Efficient Products Installation | TRC | Per lamp | Per lamp | Per lamp
None | Participation Unit Basis | 7W GU10 Replacing 35W ¦ Efficient Products Installation | TRC | Per lamp | Per lamp | Per lamp
None | Participation Unit Basis | 7W GU10 Replacing 50W - MURB ¦ Efficient Products Installation | TRC | Per lamp | Per lamp | Per lamp
None | Participation Unit Basis | 7W GU10 Replacing 50W ¦ Efficient Products Installation | TRC | Per lamp | Per lamp | Per lamp
None | Participation Unit Basis | 9.5W Replacing 100W - MURB ¦ Efficient Products Installation | TRC | Per lamp | Per lamp | Per lamp
None | Participation Unit Basis | 9.5W Replacing 100W ¦ Efficient Products Installation | TRC | Per lamp | Per lamp | Per lamp
None | Participation Unit Basis | 9.5W Replacing 40W - MURB ¦ Efficient Products Installation | TRC | Per lamp | Per lamp | Per lamp
None | Participation Unit Basis | 9.5W Replacing 40W ¦ Efficient Products Installation | TRC | Per lamp | Per lamp | Per lamp
None | Participation Unit Basis | 9.5W Replacing 60W - MURB ¦ Efficient Products Installation | TRC | Per lamp | Per lamp | Per lamp
None | Participation Unit Basis | 9.5W Replacing 60W ¦ Efficient Products Installation | TRC | Per lamp | Per lamp | Per lamp
None | Participation Unit Basis | 9W Replacing 100W - MURB ¦ Efficient Products Installation | TRC | Per lamp | Per lamp | Per lamp
None | Participation Unit Basis | 9W Replacing 100W ¦ Efficient Products Installation | TRC | Per lamp | Per lamp | Per lamp
None | Participation Unit Basis | 9W Replacing 40W - MURB ¦ Efficient Products Installation | TRC | Per lamp | Per lamp | Per lamp
None | Participation Unit Basis | 9W Replacing 40W ¦ Efficient Products Installation | TRC | Per lamp | Per lamp | Per lamp
None | Participation Unit Basis | 9W Replacing 60W - MURB ¦ Efficient Products Installation | TRC | Per lamp | Per lamp | Per lamp
None | Participation Unit Basis | 9W Replacing 60W ¦ Efficient Products Installation | TRC | Per lamp | Per lamp | Per lamp
None | Participation Unit Basis | Advanced Lighting Design (Performance Lighting) ¦ Business Energy Rebates | TRC | Per 1000 sqft floor area | Per 1000 sqft floor area | Per 1000 sqft floor area
None | Participation Unit Basis | Air-Entraining Air Nozzle ¦ Business Energy Rebates | TRC | per Nozzle | per Nozzle | per Nozzle
None | Participation Unit Basis | Air Conditioner retirement ¦ Appliance Retirement | TRC | Per appliance | Per appliance | Per appliance
None | Participation Unit Basis | ASHP and AWHP - Electrical ¦ Green Heat | TRC | Per ASHP or AWHP | Per ASHP or AWHP | Per ASHP or AWHP
None | Participation Unit Basis | Case Lighting for Sign Retrofits ¦ Business Energy Rebates | TRC | Per 50' | Per 50' | Per 50'
None | Participation Unit Basis | CEE Tier 2 Commercial Washing Machine ¦ Business Energy Rebates | TRC | Per Washer - 3.6 cubic feet | Per Washer - 3.6 cubic feet | Per Washer - 3.6 cubic feet
None | Participation Unit Basis | CEE Tier 3 Commercial Washing Machine ¦ Business Energy Rebates | TRC | Per Washer - 3.6 cubic feet | Per Washer - 3.6 cubic feet | Per Washer - 3.6 cubic feet
None | Participation Unit Basis | Circulation Fan (Agriculture) ¦ Business Energy Rebates | TRC | per 36" Fan | per 36" Fan | per 36" Fan
None | Participation Unit Basis | Clothes-line ¦ Instant Savings | TRC | Per clothes line | Per clothes line | Per clothes line
None | Participation Unit Basis | Clothes Dryer replacement ¦ Appliance Retirement | TRC | Per unit replaced | Per unit replaced | Per unit replaced
None | Participation Unit Basis | Clothes Dryers ¦ First Nations Home Retrofits | TRC | Per Clothes Dryers | Per Clothes Dryers | Per Clothes Dryers
None | Participation Unit Basis | Clothes Washer replacement ¦ Appliance Retirement | TRC | Per unit replaced | Per unit replaced | Per unit replaced
None | Participation Unit Basis | Clothes Washers ¦ First Nations Home Retrofits | TRC | Per clothes Washers | Per clothes Washers | Per clothes Washers
None | Participation Unit Basis | Cold Climate Air-Source Heat Pump (24kBTU/hr) ¦ Business Energy Rebates | TRC | Per Heat Pump - 11.3 HSPF, 20 SEER | Per Heat Pump - 11.3 HSPF, 20 SEER | Per Heat Pump - 11.3 HSPF, 20 SEER
None | Participation Unit Basis | Cold Climate Air-Source Heat Pump (24kBTU/hr) ¦ Small Business Energy Solutions | TRC | Per Heat Pump - 11.3 HSPF, 20 SEER | Per Heat Pump - 11.3 HSPF, 20 SEER | Per Heat Pump - 11.3 HSPF, 20 SEER
None | Participation Unit Basis | Cold Climate Air-Source Heat Pump (48kBTU/hr) ¦ Business Energy Rebates | TRC | Per Heat Pump - 11.3 HSPF, 20 SEER | Per Heat Pump - 11.3 HSPF, 20 SEER | Per Heat Pump - 11.3 HSPF, 20 SEER
None | Participation Unit Basis | Custom Energy Efficiency ¦ Affordable MultiFamily Renter | TRC | Per Gross GWh | Per Gross GWh | Per Gross GWh
None | Participation Unit Basis | Custom Energy Efficiency ¦ Custom Retrofit | TRC | Per Gross GWh | Per Gross GWh | Per Gross GWh
None | Participation Unit Basis | Cycling Refrigerated Air Dryer - 50 CFM ¦ Business Energy Rebates | TRC | Per 50 CFM Dryer | Per 50 CFM Dryer | Per 50 CFM Dryer
None | Participation Unit Basis | Dairy Scroll Compressor ¦ Business Energy Rebates | TRC | per 5hp compressor - 75 head of cattle | per 5hp compressor - 75 head of cattle | per 5hp compressor - 75 head of cattle
None | Participation Unit Basis | Daylighting Controls - Ceiling Mounted ¦ Business Energy Rebates | TRC | Per Sensor | Per Sensor | Per Sensor
None | Participation Unit Basis | Daylighting Controls - Switch-Mounted ¦ Business Energy Rebates | TRC | Per Sensor | Per Sensor | Per Sensor
None | Participation Unit Basis | Decorative Lamp ¦ Small Business Energy Solutions | TRC | Per Decorative Lamp | Per Decorative Lamp | Per Decorative Lamp
None | Participation Unit Basis | Dehumidifier ¦ Instant Savings | TRC | Per appliance | Per appliance | Per appliance
None | Participation Unit Basis | Dehumidifier replacement (Low income only) ¦ Appliance Retirement | TRC | Per appliance | Per appliance | Per appliance
None | Participation Unit Basis | Dehumidifier replacement (Low income only) ¦ First Nations Home Retrofits | TRC | Per appliance | Per appliance | Per appliance
None | Participation Unit Basis | Dimmer Switch ¦ Instant Savings | TRC | Per dimmer | Per dimmer | Per dimmer
None | Participation Unit Basis | Dishwasher replacement ¦ Appliance Retirement | TRC | Per unit replaced | Per unit replaced | Per unit replaced
None | Participation Unit Basis | Door Heater Controls ¦ Business Energy Rebates | TRC | Per controller - controlling 4 low temp doors | Per controller - controlling 4 low temp doors | Per controller - controlling 4 low temp doors
None | Participation Unit Basis | Double Heat Pad (Agriculture) ¦ Business Energy Rebates | TRC | per Pad | per Pad | per Pad
None | Participation Unit Basis | Downlight Luminaire (1200 lumen) ¦ Small Business Energy Solutions | TRC | Per Luminaire | Per Luminaire | Per Luminaire
None | Participation Unit Basis | Downlight Luminaire (3000 lumen) ¦ Small Business Energy Solutions | TRC | Per Luminaire | Per Luminaire | Per Luminaire
None | Participation Unit Basis | Downlight Luminaire (800 lumen) ¦ Small Business Energy Solutions | TRC | Per Luminaire | Per Luminaire | Per Luminaire
None | Participation Unit Basis | Drain Water Heat Recovery ¦ First Nations Home Retrofits | TRC | Per DWHR unit | Per DWHR unit | Per DWHR unit
None | Participation Unit Basis | Drain Water Heat Recovery ¦ Green Heat | TRC | Per DWHR unit | Per DWHR unit | Per DWHR unit
None | Participation Unit Basis | Drain Water Heat Recovery ¦ Home Energy Assessment | TRC | Per DWHR unit | Per DWHR unit | Per DWHR unit
None | Participation Unit Basis | Dual Enthalpy Economizer Controls ¦ Business Energy Rebates | TRC | Per Economizer Control - Controlling 8 ton unit | Per Economizer Control - Controlling 8 ton unit | Per Economizer Control - Controlling 8 ton unit
None | Participation Unit Basis | EC Motor for Refrigeration Applications ¦ Business Energy Rebates1 | TRC | Per 1/50 hp motor | Per 1/50 hp motor | Per 1/50 hp motor
None | Participation Unit Basis | EC Motor for Refrigeration Applications ¦ Business Energy Rebates2 | TRC | Per 1/15 hp motor | Per 1/15 hp motor | Per 1/15 hp motor
None | Participation Unit Basis | ECM Circulator Pump ¦ Instant Savings | TRC | Per pump | Per pump | Per pump
None | Participation Unit Basis | Efficient clothes washer ¦ Instant Savings | TRC | Per appliance | Per appliance | Per appliance
None | Participation Unit Basis | Efficient refrigerator ¦ Instant Savings | TRC | Per appliance | Per appliance | Per appliance
None | Participation Unit Basis | Electric Combination Oven ¦ Business Energy Rebates | TRC | Per Oven | Per Oven | Per Oven
None | Participation Unit Basis | Electric Combination Oven with Gas ¦ Business Energy Rebates | TRC | Per Oven | Per Oven | Per Oven
None | Participation Unit Basis | Electric Convection Oven ¦ Business Energy Rebates | TRC | Per Oven | Per Oven | Per Oven
None | Participation Unit Basis | Electric Convection Oven with Gas ¦ Business Energy Rebates | TRC | Per Oven | Per Oven | Per Oven
None | Participation Unit Basis | Electric Fryer Replacement with Gas ¦ Business Energy Rebates | TRC | Per Fryer | Per Fryer | Per Fryer
None | Participation Unit Basis | Electric Griddle Replacement with Gas ¦ Business Energy Rebates | TRC | Per Griddle - 3' | Per Griddle - 3' | Per Griddle - 3'
None | Participation Unit Basis | Electric Steam Cooker ¦ Business Energy Rebates | TRC | Per Steam Cooker - 3 pan | Per Steam Cooker - 3 pan | Per Steam Cooker - 3 pan
None | Participation Unit Basis | Electric Steam Cooker Replacement with Gas ¦ Business Energy Rebates | TRC | Per Steam Cooker - 3 pan | Per Steam Cooker - 3 pan | Per Steam Cooker - 3 pan
None | Participation Unit Basis | Electric to Natural Gas - Water Heater ¦ Business Energy Rebates | TRC | Per 60 gal HWH | Per 60 gal HWH | Per 60 gal HWH
None | Participation Unit Basis | Energy Management Information Systems ¦ EMIS | TRC | Per Gross GWh | Per Gross GWh | Per Gross GWh
None | Participation Unit Basis | Energy Star Dryer ¦ Instant Savings | TRC | Per unit replaced | Per unit replaced | Per unit replaced
None | Participation Unit Basis | ENERGY STAR Pool Pump ¦ Business Energy Rebates | TRC | Per Pool Pump | Per Pool Pump | Per Pool Pump
None | Participation Unit Basis | ENERGY STAR Uninteruptible Power Supplies (UPS) ¦ Business Energy Rebates | TRC | Per 30 kVA Power Supply | Per 30 kVA Power Supply | Per 30 kVA Power Supply
None | Participation Unit Basis | ENERGY STAR Washing Machine ¦ Business Energy Rebates | TRC | Per Washer - 3 cubic feet | Per Washer - 3 cubic feet | Per Washer - 3 cubic feet
None | Participation Unit Basis | Evaporator Fan Motor Controls ¦ Business Energy Rebates | TRC | Per controller - controlling 500 W of fan power - medium temp | Per controller - controlling 500 W of fan power - medium temp | Per controller - controlling 500 W of fan power - medium temp
None | Participation Unit Basis | Faucet Aerators - MURB ¦ Efficient Products Installation | TRC | Per faucet aerator | Per faucet aerator | Per faucet aerator
None | Participation Unit Basis | Faucet Aerators ¦ Efficient Products Installation | TRC | Per faucet aerator | Per faucet aerator | Per faucet aerator
None | Participation Unit Basis | Flood Luminaire (10000 lumen) ¦ Business Energy Rebates | TRC | Per Luminaire | Per Luminaire | Per Luminaire
None | Participation Unit Basis | Flood Luminaire (10000 lumen) ¦ Small Business Energy Solutions | TRC | Per Luminaire | Per Luminaire | Per Luminaire
None | Participation Unit Basis | Flood Luminaire (48000 lumen) ¦ Business Energy Rebates | TRC | Per Luminaire | Per Luminaire | Per Luminaire
None | Participation Unit Basis | Flood Luminaire (48000 lumen) ¦ Small Business Energy Solutions | TRC | Per Luminaire | Per Luminaire | Per Luminaire
None | Participation Unit Basis | Four Pin Replacement Lamps for CFLs ¦ Business Energy Rebates | TRC | Per Lamp | Per Lamp | Per Lamp
None | Participation Unit Basis | Four Pin Replacement Lamps for CFLs ¦ Small Business Energy Solutions | TRC | Per Lamp | Per Lamp | Per Lamp
None | Participation Unit Basis | Freezer replacement (Low income only) ¦ Appliance Retirement | TRC | Per appliance | Per appliance | Per appliance
None | Participation Unit Basis | Freezer replacement (Low income only) ¦ First Nations Home Retrofits | TRC | Per appliance | Per appliance | Per appliance
None | Participation Unit Basis | Freezer replacement ¦ Appliance Retirement | TRC | Per unit replaced | Per unit replaced | Per unit replaced
None | Participation Unit Basis | Freezer retirement ¦ Appliance Retirement | TRC | Per appliance | Per appliance | Per appliance
None | Participation Unit Basis | Fridge replacement ¦ Appliance Retirement | TRC | Per unit replaced | Per unit replaced | Per unit replaced
None | Participation Unit Basis | Fuel Pump Canopy Luminaire (4000 lumen) ¦ Small Business Energy Solutions | TRC | Per Luminaire | Per Luminaire | Per Luminaire
None | Participation Unit Basis | General Use Lamp (A,G Types) ¦ Small Business Energy Solutions | TRC | Per 800 lumen A-lamp | Per 800 lumen A-lamp | Per 800 lumen A-lamp
None | Participation Unit Basis | Glass Door Freezer ¦ Small Business Energy Solutions | TRC | Per 30 cubic foot freezer | Per 30 cubic foot freezer | Per 30 cubic foot freezer
None | Participation Unit Basis | Glass Door Refrigerator ¦ Business Energy Rebates | TRC | Per 30 cubic foot refrigerator | Per 30 cubic foot refrigerator | Per 30 cubic foot refrigerator
None | Participation Unit Basis | Glass Door Refrigerator ¦ Small Business Energy Solutions | TRC | Per 30 cubic foot refrigerator | Per 30 cubic foot refrigerator | Per 30 cubic foot refrigerator
None | Participation Unit Basis | Ground Source Heat Pump (60kBTU/hr) ¦ Business Energy Rebates | TRC | Per Heat Pump - 3.5 COP, 15 EER | Per Heat Pump - 3.5 COP, 15 EER | Per Heat Pump - 3.5 COP, 15 EER
None | Participation Unit Basis | Ground Source Heat Pump (60kBTU/hr) ¦ Small Business Energy Solutions | TRC | Per Heat Pump - 3.5 COP, 15 EER | Per Heat Pump - 3.5 COP, 15 EER | Per Heat Pump - 3.5 COP, 15 EER
None | Participation Unit Basis | GSHP ¦ Green Heat | TRC | Per GSHP | Per GSHP | Per GSHP
None | Participation Unit Basis | Heat Pump Clothes Dryer ¦ Business Energy Rebates | TRC | Per Dryer | Per Dryer | Per Dryer
None | Participation Unit Basis | Heat Pump Dryer (ventless) ¦ Instant Savings | TRC | Per unit replaced | Per unit replaced | Per unit replaced
None | Participation Unit Basis | Heat Pump Water Heater ¦ Business Energy Rebates | TRC | Per 60 gal HWH | Per 60 gal HWH | Per 60 gal HWH
None | Participation Unit Basis | Heat Pump Water Heater ¦ First Nations Home Retrofits | TRC | Per heat Pump Hot Water Heater | Per heat Pump Hot Water Heater | Per heat Pump Hot Water Heater
None | Participation Unit Basis | Heat Pump Water Heater ¦ Green Heat | TRC | Per HPWH | Per HPWH | Per HPWH
None | Participation Unit Basis | Heat Pump Water Heater ¦ Home Energy Assessment | TRC | Per HPWH | Per HPWH | Per HPWH
None | Participation Unit Basis | Heat Pump Water Heater ¦ Small Business Energy Solutions | TRC | Per 60 gal HWH | Per 60 gal HWH | Per 60 gal HWH
None | Participation Unit Basis | Heat Reclaimer Unit (Agriculture) ¦ Business Energy Rebates | TRC | per heat reclaimer | per heat reclaimer | per heat reclaimer
None | Participation Unit Basis | Heat Reclaimer Unit (Agriculture) ¦ Small Business Energy Solutions | TRC | per heat reclaimer | per heat reclaimer | per heat reclaimer
None | Participation Unit Basis | Heavy duty timer ¦ Instant Savings | TRC | Per timer | Per timer | Per timer
None | Participation Unit Basis | High Bay Luminaire (15 000 lumen) ¦ Business Energy Rebates | TRC | Per Luminaire | Per Luminaire | Per Luminaire
None | Participation Unit Basis | High Bay Luminaire (15 000 lumen) ¦ Small Business Energy Solutions | TRC | Per Luminaire | Per Luminaire | Per Luminaire
None | Participation Unit Basis | High Bay Luminaire (35 000 lumen) ¦ Small Business Energy Solutions | TRC | Per Luminaire | Per Luminaire | Per Luminaire
None | Participation Unit Basis | High Efficiency Circulator Pump 1.5kW ¦ Business Energy Rebates | TRC | Per 1.5 kW pump | Per 1.5 kW pump | Per 1.5 kW pump
None | Participation Unit Basis | High Efficiency Circulator Pump 100W ¦ Business Energy Rebates | TRC | Per 100 W pump | Per 100 W pump | Per 100 W pump
None | Participation Unit Basis | High Efficiency Circulator Pump 300W ¦ Business Energy Rebates | TRC | Per 300 W pump | Per 300 W pump | Per 300 W pump
None | Participation Unit Basis | High Volume Low Speed Fan (Agriculture) ¦ Business Energy Rebates | TRC | per 22' Fan | per 22' Fan | per 22' Fan
None | Participation Unit Basis | High Volume Low Speed Fan (Agriculture) ¦ Small Business Energy Solutions | TRC | per 22' Fan | per 22' Fan | per 22' Fan
None | Participation Unit Basis | Holiday Lights Exchange - MURB ¦ Efficient Products Installation | TRC | Per string of lights | Per string of lights | Per string of lights
None | Participation Unit Basis | Holiday Lights Exchange ¦ Efficient Products Installation | TRC | Per string of lights | Per string of lights | Per string of lights
None | Participation Unit Basis | Hot Water Tank Wrap - MURB ¦ Efficient Products Installation | TRC | Per tank wrap | Per tank wrap | Per tank wrap
None | Participation Unit Basis | Hot Water Tank Wrap ¦ Efficient Products Installation | TRC | Per tank wrap | Per tank wrap | Per tank wrap
None | Participation Unit Basis | HVAC Hotel Occupancy Sensor ¦ Business Energy Rebates | TRC | Per Hotel Room | Per Hotel Room | Per Hotel Room
None | Participation Unit Basis | Hybrid Heat Pump Dryer ¦ Instant Savings | TRC | Per unit replaced | Per unit replaced | Per unit replaced
None | Participation Unit Basis | Ice-Making Head ¦ Business Energy Rebates | TRC | Per 500 lb/day head | Per 500 lb/day head | Per 500 lb/day head
None | Participation Unit Basis | Indoor motion sensor ¦ Instant Savings | TRC | Per sensor | Per sensor | Per sensor
None | Participation Unit Basis | Large Commercial/Industrial ETS System ¦ ETS Business Energy Rebates | TRC | Per ETS | Per ETS | Per ETS
None | Participation Unit Basis | LED - ENERGY STAR Fixture with Motion Sensor ¦ Instant Savings | TRC | Per fixture | Per fixture | Per fixture
None | Participation Unit Basis | LED - ENERGY STAR Fixture without Motion Sensor ¦ Instant Savings | TRC | Per fixture | Per fixture | Per fixture
None | Participation Unit Basis | LED - Other ¦ Instant Savings | TRC | Per lamp | Per lamp | Per lamp
None | Participation Unit Basis | LED - R, BR and Decorative ¦ Instant Savings | TRC | Per lamp | Per lamp | Per lamp
None | Participation Unit Basis | LED - Recessed downlight ¦ Instant Savings | TRC | Per fixture | Per fixture | Per fixture
None | Participation Unit Basis | LED Nightlights - MURB ¦ Efficient Products Installation | TRC | Per nightlight | Per nightlight | Per nightlight
None | Participation Unit Basis | LED Nightlights ¦ Efficient Products Installation | TRC | Per nightlight | Per nightlight | Per nightlight
None | Participation Unit Basis | LED Replacement Lamps for HID (10000 lumen) ¦ Business Energy Rebates | TRC | Per Lamp | Per Lamp | Per Lamp
None | Participation Unit Basis | LED Replacement Lamps for HID (10000 lumen) ¦ Small Business Energy Solutions | TRC | Per Lamp | Per Lamp | Per Lamp
None | Participation Unit Basis | LED Replacement Lamps for HID (4000 lumen) ¦ Business Energy Rebates | TRC | Per Lamp | Per Lamp | Per Lamp
None | Participation Unit Basis | LED Replacement Lamps for HID (4000 lumen) ¦ Small Business Energy Solutions | TRC | Per Lamp | Per Lamp | Per Lamp
None | Participation Unit Basis | LED Troffer (1x4) ¦ Business Energy Rebates | TRC | Per Troffer | Per Troffer | Per Troffer
None | Participation Unit Basis | LED Troffer (1x4) ¦ Small Business Energy Solutions | TRC | Per Troffer | Per Troffer | Per Troffer
None | Participation Unit Basis | LED Troffer (2x2) ¦ Business Energy Rebates | TRC | Per Troffer | Per Troffer | Per Troffer
None | Participation Unit Basis | LED Troffer (2x2) ¦ Small Business Energy Solutions | TRC | Per Troffer | Per Troffer | Per Troffer
None | Participation Unit Basis | LED Troffer (4x2) ¦ Business Energy Rebates | TRC | Per Troffer | Per Troffer | Per Troffer
None | Participation Unit Basis | LED Troffer (4x2) ¦ Small Business Energy Solutions | TRC | Per Troffer | Per Troffer | Per Troffer
None | Participation Unit Basis | LED Wall Sconce (1200 lumen) ¦ Small Business Energy Solutions | TRC | Per Wall Sconce | Per Wall Sconce | Per Wall Sconce
None | Participation Unit Basis | Linear Ambient Luminaire (10000 lumen) ¦ Business Energy Rebates | TRC | Per Luminaire | Per Luminaire | Per Luminaire
None | Participation Unit Basis | Linear Ambient Luminaire (10000 lumen) ¦ Small Business Energy Solutions | TRC | Per Luminaire | Per Luminaire | Per Luminaire
None | Participation Unit Basis | Linear Ambient Luminaire (2000 lumen) ¦ Business Energy Rebates | TRC | Per Luminaire | Per Luminaire | Per Luminaire
None | Participation Unit Basis | Linear Ambient Luminaire (2000 lumen) ¦ Small Business Energy Solutions | TRC | Per Luminaire | Per Luminaire | Per Luminaire
None | Participation Unit Basis | Linear Ambient Luminaire (4000 lumen) ¦ Business Energy Rebates | TRC | Per Luminaire | Per Luminaire | Per Luminaire
None | Participation Unit Basis | Linear Ambient Luminaire (4000 lumen) ¦ Small Business Energy Solutions | TRC | Per Luminaire | Per Luminaire | Per Luminaire
None | Participation Unit Basis | Linear Ambient Luminaire (8000 lumen) ¦ Business Energy Rebates | TRC | Per Luminaire | Per Luminaire | Per Luminaire
None | Participation Unit Basis | Linear Ambient Luminaire (8000 lumen) ¦ Small Business Energy Solutions | TRC | Per Luminaire | Per Luminaire | Per Luminaire
None | Participation Unit Basis | Linear Replacement Lamp (2 foot) ¦ Business Energy Rebates | TRC | Per Lamp | Per Lamp | Per Lamp
None | Participation Unit Basis | Linear Replacement Lamp (2 foot) ¦ Small Business Energy Solutions | TRC | Per Lamp | Per Lamp | Per Lamp
None | Participation Unit Basis | Linear Replacement Lamp (4 foot) ¦ Business Energy Rebates | TRC | Per Lamp | Per Lamp | Per Lamp
None | Participation Unit Basis | Linear Replacement Lamp (4 foot) ¦ Small Business Energy Solutions | TRC | Per Lamp | Per Lamp | Per Lamp
None | Participation Unit Basis | Low-bay Luminaire (10,000 lumen) ¦ Business Energy Rebates | TRC | Per Luminaire | Per Luminaire | Per Luminaire
None | Participation Unit Basis | Low-bay Luminaire (10,000 lumen) ¦ Small Business Energy Solutions | TRC | Per Luminaire | Per Luminaire | Per Luminaire
None | Participation Unit Basis | Low-bay Luminaire (5000 lumen) ¦ Business Energy Rebates | TRC | Per Luminaire | Per Luminaire | Per Luminaire
None | Participation Unit Basis | Low-flow showerhead - 0.5 gpm Reduction - MURB ¦ Efficient Products Installation | TRC | Per showerhead | Per showerhead | Per showerhead
None | Participation Unit Basis | Low-flow showerhead - 0.5 gpm Reduction ¦ Efficient Products Installation | TRC | Per showerhead | Per showerhead | Per showerhead
None | Participation Unit Basis | Low-flow showerhead - 1.0 gpm Reduction - MURB ¦ Efficient Products Installation | TRC | Per showerhead | Per showerhead | Per showerhead
None | Participation Unit Basis | Low-flow showerhead - 1.0 gpm Reduction ¦ Efficient Products Installation | TRC | Per showerhead | Per showerhead | Per showerhead
None | Participation Unit Basis | Low-flow showerhead -0.75 gpm Reduction - MURB ¦ Efficient Products Installation | TRC | Per showerhead | Per showerhead | Per showerhead
None | Participation Unit Basis | Low-flow showerhead -0.75 gpm Reduction ¦ Efficient Products Installation | TRC | Per showerhead | Per showerhead | Per showerhead
None | Participation Unit Basis | Low/Zero Energy Livestock Waterer ¦ Business Energy Rebates | TRC | per 100W Waterer | per 100W Waterer | per 100W Waterer
None | Participation Unit Basis | Luminaire Level Lighting Control (LLLC) - High Impact Application ¦ Business Energy Rebates | TRC | Per fixture | Per fixture | Per fixture
None | Participation Unit Basis | Luminaire Level Lighting Control (LLLC) - Low Impact Application ¦ Business Energy Rebates | TRC | Per fixture | Per fixture | Per fixture
None | Participation Unit Basis | Medium Commercial ETS System ¦ ETS Business Energy Rebates | TRC | Per ETS | Per ETS | Per ETS
None | Participation Unit Basis | Medium Commercial ETS System ¦ ETS Small Business Energy Solutions | TRC | Per ETS | Per ETS | Per ETS
None | Participation Unit Basis | Milk Pre-cooler ¦ Business Energy Rebates | TRC | per 20 plate pre-cooler | per 20 plate pre-cooler | per 20 plate pre-cooler
None | Participation Unit Basis | Mini freezer retirement ¦ Appliance Retirement | TRC | Per appliance | Per appliance | Per appliance
None | Participation Unit Basis | Mini fridge retirement ¦ Appliance Retirement | TRC | Per appliance | Per appliance | Per appliance
None | Participation Unit Basis | Motion sensor with dimmer switch ¦ Instant Savings | TRC | Per sensor | Per sensor | Per sensor
None | Participation Unit Basis | MSHP - Fully Electrical ¦ Green Heat | TRC | Per MSHP | Per MSHP | Per MSHP
None | Participation Unit Basis | MSHP - Mainly Electrical ¦ Green Heat | TRC | Per MSHP | Per MSHP | Per MSHP
None | Participation Unit Basis | Multi-Tank Conveyor Dishwasher - High Temp ¦ Business Energy Rebates | TRC | Per Dishwasher | Per Dishwasher | Per Dishwasher
None | Participation Unit Basis | Multi-Tank Conveyor Dishwasher - High Temp ¦ Small Business Energy Solutions | TRC | Per Dishwasher | Per Dishwasher | Per Dishwasher
None | Participation Unit Basis | Multi-Tank Conveyor Dishwasher - Low Temp ¦ Business Energy Rebates | TRC | Per Dishwasher | Per Dishwasher | Per Dishwasher
None | Participation Unit Basis | Multi-Tank Conveyor Dishwasher - Low Temp ¦ Small Business Energy Solutions | TRC | Per Dishwasher | Per Dishwasher | Per Dishwasher
None | Participation Unit Basis | Natural Barn Ventiliation - Year-Round ¦ Business Energy Rebates | TRC | per 75 head diary barn/10000 square feet | per 75 head diary barn/10000 square feet | per 75 head diary barn/10000 square feet
None | Participation Unit Basis | Networked/ Connected - Indoor LED Lamp ¦ Instant Savings | TRC | Per bulb | Per bulb | Per bulb
None | Participation Unit Basis | Networked/Connected - High Impact Application ¦ Business Energy Rebates | TRC | Per fixture | Per fixture | Per fixture
None | Participation Unit Basis | Networked/Connected - Low Impact Application ¦ Business Energy Rebates | TRC | Per fixture | Per fixture | Per fixture
None | Participation Unit Basis | No-Loss Drain ¦ Business Energy Rebates | TRC | Per Drain | Per Drain | Per Drain
None | Participation Unit Basis | Occupancy Sensor (Ceiling Mounted) ¦ Business Energy Rebates | TRC | Per Occupancy Sensor | Per Occupancy Sensor | Per Occupancy Sensor
None | Participation Unit Basis | Occupancy Sensor (Ceiling Mounted) ¦ Small Business Energy Solutions | TRC | Per Occupancy Sensor | Per Occupancy Sensor | Per Occupancy Sensor
None | Participation Unit Basis | Occupancy Sensor (Wall Mounted) ¦ Business Energy Rebates | TRC | Per Occupancy Sensor | Per Occupancy Sensor | Per Occupancy Sensor
None | Participation Unit Basis | Occupancy Sensor (Wall Mounted) ¦ Small Business Energy Solutions | TRC | Per Occupancy Sensor | Per Occupancy Sensor | Per Occupancy Sensor
None | Participation Unit Basis | Occupancy Sensor (Exterior) ¦ Business Energy Rebates | TRC | Per Occupancy Sensor | Per Occupancy Sensor | Per Occupancy Sensor
None | Participation Unit Basis | Open to Closed Cooler Conversion ¦ Business Energy Rebates | TRC | Per 100' conversion | Per 100' conversion | Per 100' conversion
None | Participation Unit Basis | Open to Closed Cooler Conversion ¦ Small Business Energy Solutions | TRC | Per 100' conversion | Per 100' conversion | Per 100' conversion
None | Participation Unit Basis | Outdoor motion sensor ¦ Instant Savings | TRC | Per sensor | Per sensor | Per sensor
None | Participation Unit Basis | Outside Air Economizer ¦ Business Energy Rebates | TRC | Per Economizer - 8 hp scroll compressor | Per Economizer - 8 hp scroll compressor | Per Economizer - 8 hp scroll compressor
None | Participation Unit Basis | Packaged Terminal Heat Pump (12kBTU/hr) ¦ Business Energy Rebates | TRC | Per Heat Pump - 3.1 COP 10.9 EER | Per Heat Pump - 3.1 COP 10.9 EER | Per Heat Pump - 3.1 COP 10.9 EER
None | Participation Unit Basis | Parking Garage Luminaire (4000 lumen) ¦ Small Business Energy Solutions | TRC | Per Luminaire | Per Luminaire | Per Luminaire
None | Participation Unit Basis | Pellet Boiler/Furnace ¦ Green Heat | TRC | Per pellet boiler/furnace | Per pellet boiler/furnace | Per pellet boiler/furnace
None | Participation Unit Basis | Pellet Stove ¦ Green Heat | TRC | Per pellet stove | Per pellet stove | Per pellet stove
None | Participation Unit Basis | Pipe Insulation - MURB ¦ Efficient Products Installation | TRC | Per foot of insulation | Per foot of insulation | Per foot of insulation
None | Participation Unit Basis | Pipe Insulation ¦ Efficient Products Installation | TRC | Per foot of insulation | Per foot of insulation | Per foot of insulation
None | Participation Unit Basis | Pole/Arm-Mounted Area Luminaire (20000 lumen) ¦ Business Energy Rebates | TRC | Per Luminaire | Per Luminaire | Per Luminaire
None | Participation Unit Basis | Pole/Arm-Mounted Area Luminaire (20000 lumen) ¦ Small Business Energy Solutions | TRC | Per Luminaire | Per Luminaire | Per Luminaire
None | Participation Unit Basis | Pole/Arm-Mounted Area Luminaire (4000 lumen) ¦ Small Business Energy Solutions | TRC | Per Luminaire | Per Luminaire | Per Luminaire
None | Participation Unit Basis | Pole/Arm-Mounted Area Luminaire (60000 lumen) ¦ Business Energy Rebates | TRC | Per Luminaire | Per Luminaire | Per Luminaire
None | Participation Unit Basis | Pole/Arm-Mounted Decorative Luminaire (1500 lumen) ¦ Small Business Energy Solutions | TRC | Per Luminaire | Per Luminaire | Per Luminaire
None | Participation Unit Basis | Pole/Arm-Mounted Decorative Luminaire (5000 lumen) ¦ Business Energy Rebates | TRC | Per Luminaire | Per Luminaire | Per Luminaire
None | Participation Unit Basis | Pole/Arm-Mounted Decorative Luminaire (5000 lumen) ¦ Small Business Energy Solutions | TRC | Per Luminaire | Per Luminaire | Per Luminaire
None | Participation Unit Basis | Pot, Pan and Utensil Dishwasher - High Temp ¦ Business Energy Rebates | TRC | Per Dishwasher | Per Dishwasher | Per Dishwasher
None | Participation Unit Basis | Power bar with timer ¦ Instant Savings | TRC | Per powerbar | Per powerbar | Per powerbar
None | Participation Unit Basis | Premium High Bay Luminaire (15 000 lumen) ¦ Business Energy Rebates | TRC | Per Luminaire | Per Luminaire | Per Luminaire
None | Participation Unit Basis | Premium High Bay Luminaire (15 000 lumen) ¦ Small Business Energy Solutions | TRC | Per Luminaire | Per Luminaire | Per Luminaire
None | Participation Unit Basis | Premium High Bay Luminaire (35 000 lumen) ¦ Business Energy Rebates | TRC | Per Luminaire | Per Luminaire | Per Luminaire
None | Participation Unit Basis | Premium High Bay Luminaire (35 000 lumen) ¦ Small Business Energy Solutions | TRC | Per Luminaire | Per Luminaire | Per Luminaire
None | Participation Unit Basis | Premium High Bay Luminaire (60 000 lumen) ¦ Business Energy Rebates | TRC | Per Luminaire | Per Luminaire | Per Luminaire
None | Participation Unit Basis | Programmable thermostat ¦ Instant Savings | TRC | Per thermostat | Per thermostat | Per thermostat
None | Participation Unit Basis | Programmable Thermostats ¦ First Nations Home Retrofits | TRC | Per thermostat | Per thermostat | Per thermostat
None | Participation Unit Basis | Range / Stove replacement ¦ Appliance Retirement | TRC | Per unit replaced | Per unit replaced | Per unit replaced
None | Participation Unit Basis | Reflector Lamp (MR16) ¦ Small Business Energy Solutions | TRC | Per 660 lumen lamp | Per 660 lumen lamp | Per 660 lumen lamp
None | Participation Unit Basis | Reflector Lamp (PAR38) ¦ Small Business Energy Solutions | TRC | Per 100 lumen lamp | Per 100 lumen lamp | Per 100 lumen lamp
None | Participation Unit Basis | Refrigerated Case Luminaire ¦ Business Energy Rebates | TRC | Per 6' Luminaire | Per 6' Luminaire | Per 6' Luminaire
None | Participation Unit Basis | Refrigerated Case Luminaire ¦ Small Business Energy Solutions | TRC | Per 6' Luminaire | Per 6' Luminaire | Per 6' Luminaire
None | Participation Unit Basis | Refrigerator replacement (Low income only) ¦ Appliance Retirement | TRC | Per appliance | Per appliance | Per appliance
None | Participation Unit Basis | Refrigerator replacement (Low income only) ¦ First Nations Home Retrofits | TRC | Per appliance | Per appliance | Per appliance
None | Participation Unit Basis | Refrigerator retirement ¦ Appliance Retirement | TRC | Per appliance | Per appliance | Per appliance
None | Participation Unit Basis | Remote Condensing Unit ¦ Business Energy Rebates | TRC | Per 1500 lb/day unit | Per 1500 lb/day unit | Per 1500 lb/day unit
None | Participation Unit Basis | Residential DHW Timer ¦ ETS Green Heat | TRC | Per ETS | Per ETS | Per ETS
None | Participation Unit Basis | Residential ETS System (Central) ¦ ETS Green Heat | TRC | Per ETS | Per ETS | Per ETS
None | Participation Unit Basis | Residential ETS System (Central) ¦ ETS Home Energy Assessment | TRC | Per ETS | Per ETS | Per ETS
None | Participation Unit Basis | Residential ETS System (Room) ¦ ETS Green Heat | TRC | Per ETS | Per ETS | Per ETS
None | Participation Unit Basis | Residential ETS System (Room) ¦ ETS Home Energy Assessment | TRC | Per ETS | Per ETS | Per ETS
None | Participation Unit Basis | Room air purifier ¦ Instant Savings | TRC | Per appliance | Per appliance | Per appliance
None | Participation Unit Basis | Server Virtualization and Decommissioning ¦ Business Energy Rebates | TRC | Per Server | Per Server | Per Server
None | Participation Unit Basis | Single-Tank Door type Dishwasher - High Temp ¦ Business Energy Rebates | TRC | Per Dishwasher | Per Dishwasher | Per Dishwasher
None | Participation Unit Basis | Single-Tank Door type Dishwasher - Low Temp ¦ Business Energy Rebates | TRC | Per Dishwasher | Per Dishwasher | Per Dishwasher
None | Participation Unit Basis | Single -Tank Conveyor Dishwasher - High Temp ¦ Business Energy Rebates | TRC | Per Dishwasher | Per Dishwasher | Per Dishwasher
None | Participation Unit Basis | Single -Tank Conveyor Dishwasher - Low Temp ¦ Business Energy Rebates | TRC | Per Dishwasher | Per Dishwasher | Per Dishwasher
None | Participation Unit Basis | Single Heat Pad (Agriculture) ¦ Business Energy Rebates | TRC | per Pad | per Pad | per Pad
None | Participation Unit Basis | Small Commercial ETS Sytem ¦ ETS Business Energy Rebates | TRC | Per ETS | Per ETS | Per ETS
None | Participation Unit Basis | Small Commercial ETS Sytem ¦ ETS Small Business Energy Solutions | TRC | Per ETS | Per ETS | Per ETS
None | Participation Unit Basis | Smart power bar ¦ Instant Savings | TRC | Per powerbar | Per powerbar | Per powerbar
None | Participation Unit Basis | Smart Power Controllers - MURB ¦ Efficient Products Installation | TRC | Per powerbar | Per powerbar | Per powerbar
None | Participation Unit Basis | Smart Power Controllers ¦ Efficient Products Installation | TRC | Per Powerbar | Per Powerbar | Per Powerbar
None | Participation Unit Basis | Solar air heating ¦ Green Heat | TRC | Per solar air heating system | Per solar air heating system | Per solar air heating system
None | Participation Unit Basis | Solar Domestic Hot Water ¦ Green Heat | TRC | Per solar domestic hot water system | Per solar domestic hot water system | Per solar domestic hot water system
None | Participation Unit Basis | Solar Domestic Hot Water ¦ Home Energy Assessment | TRC | Per solar domestic hot water system | Per solar domestic hot water system | Per solar domestic hot water system
None | Participation Unit Basis | Solid Door Freezer ¦ Business Energy Rebates | TRC | Per 30 cubic foot freezer | Per 30 cubic foot freezer | Per 30 cubic foot freezer
None | Participation Unit Basis | Solid Door Freezer ¦ Small Business Energy Solutions | TRC | Per 30 cubic foot freezer | Per 30 cubic foot freezer | Per 30 cubic foot freezer
None | Participation Unit Basis | Solid Door Refrigerator ¦ Business Energy Rebates | TRC | Per 30 cubic foot refrigerator | Per 30 cubic foot refrigerator | Per 30 cubic foot refrigerator
None | Participation Unit Basis | Solid Door Refrigerator ¦ Small Business Energy Solutions | TRC | Per 30 cubic foot refrigerator | Per 30 cubic foot refrigerator | Per 30 cubic foot refrigerator
None | Participation Unit Basis | Standard Capacity Electric Fryer ¦ Business Energy Rebates | TRC | Per Fryer | Per Fryer | Per Fryer
None | Participation Unit Basis | Standard Capacity Electric Fryer ¦ Small Business Energy Solutions | TRC | Per Fryer | Per Fryer | Per Fryer
None | Participation Unit Basis | Strategic Energy Management ¦ SEM | TRC | Per Gross GWh | Per Gross GWh | Per Gross GWh
None | Participation Unit Basis | Strip-Curtains for Display Cases ¦ Business Energy Rebates | TRC | Per 6' of curtain - medium temp | Per 6' of curtain - medium temp | Per 6' of curtain - medium temp
None | Participation Unit Basis | Strip-Curtains for Display Cases ¦ Small Business Energy Solutions | TRC | Per 6' of curtain - medium temp | Per 6' of curtain - medium temp | Per 6' of curtain - medium temp
None | Participation Unit Basis | Track/Mono-point Direction Luminaire ¦ Business Energy Rebates | TRC | Per Luminaire | Per Luminaire | Per Luminaire
None | Participation Unit Basis | Unconverted D ¦ Home Energy Assessment | TRC | Per unconverted D | Per unconverted D | Per unconverted D
None | Participation Unit Basis | Under-Counter Dishwasher - HighTemp ¦ Business Energy Rebates | TRC | Per Dishwasher | Per Dishwasher | Per Dishwasher
None | Participation Unit Basis | Under-Counter Dishwasher - Low Temp ¦ Business Energy Rebates | TRC | Per Dishwasher | Per Dishwasher | Per Dishwasher
None | Participation Unit Basis | Variable Speed Kitchen Exhaust Fan ¦ Business Energy Rebates | TRC | Per 5hp controlled fan | Per 5hp controlled fan | Per 5hp controlled fan
None | Participation Unit Basis | Variable Speed Kitchen Exhaust Fan ¦ Small Business Energy Solutions | TRC | Per 5hp controlled fan | Per 5hp controlled fan | Per 5hp controlled fan
None | Participation Unit Basis | Ventilation Fan (Agriculture) ¦ Business Energy Rebates | TRC | per 36" Fan | per 36" Fan | per 36" Fan
None | Participation Unit Basis | VFD - 10 hp - Institutional - Make-up Air Fan ¦ Business Energy Rebates | TRC | per VFD | per VFD | per VFD
None | Participation Unit Basis | VFD - 10 hp - Retail - Supply Fan ¦ Business Energy Rebates | TRC | per VFD | per VFD | per VFD
None | Participation Unit Basis | VFD - 20 hp - Institutional - Chilled Water Pump ¦ Business Energy Rebates | TRC | per VFD | per VFD | per VFD
None | Participation Unit Basis | VFD - 20 hp - Retail - Exhaust Fan ¦ Business Energy Rebates | TRC | per VFD | per VFD | per VFD
None | Participation Unit Basis | VFD - 30 hp - Institutional - Make-up Air Fan ¦ Business Energy Rebates | TRC | per VFD | per VFD | per VFD
None | Participation Unit Basis | VFD - 30 hp - Retail - Supply Fan ¦ Business Energy Rebates | TRC | per VFD | per VFD | per VFD
None | Participation Unit Basis | VFD - 40 hp - Warehousing - Exhaust Fan ¦ Business Energy Rebates | TRC | per VFD | per VFD | per VFD
None | Participation Unit Basis | VFD - 5 hp - Institutional - Chilled Water Pump ¦ Business Energy Rebates | TRC | per VFD | per VFD | per VFD
None | Participation Unit Basis | VFD - 5 hp - Retail - Exhaust Fan ¦ Business Energy Rebates | TRC | per VFD | per VFD | per VFD
None | Participation Unit Basis | VFD Milk Transfer Pump ¦ Business Energy Rebates | TRC | per pump -75 head | per pump -75 head | per pump -75 head
None | Participation Unit Basis | VFD Milk Transfer Pump ¦ Small Business Energy Solutions | TRC | per pump -75 head | per pump -75 head | per pump -75 head
None | Participation Unit Basis | VFD Milk Vacuum Pump ¦ Business Energy Rebates | TRC | per 7.5 hp pump | per 7.5 hp pump | per 7.5 hp pump
None | Participation Unit Basis | VFD Milk Vacuum Pump ¦ Small Business Energy Solutions | TRC | per 7.5 hp pump | per 7.5 hp pump | per 7.5 hp pump
None | Participation Unit Basis | Wall Mounted Area Luminaire (1000 lumen) ¦ Business Energy Rebates | TRC | Per Luminaire | Per Luminaire | Per Luminaire
None | Participation Unit Basis | Wall Mounted Area Luminaire (1000 lumen) ¦ Small Business Energy Solutions | TRC | Per Luminaire | Per Luminaire | Per Luminaire
None | Participation Unit Basis | Wall Mounted Area Luminaire (10000 lumen) ¦ Business Energy Rebates | TRC | Per Luminaire | Per Luminaire | Per Luminaire
None | Participation Unit Basis | Wall Mounted Area Luminaire (10000 lumen) ¦ Small Business Energy Solutions | TRC | Per Luminaire | Per Luminaire | Per Luminaire
None | Participation Unit Basis | Wall Wash Luminaire (1000 lumen) ¦ Business Energy Rebates | TRC | Per Luminaire | Per Luminaire | Per Luminaire
None | Participation Unit Basis | Wall wash luminaire (1500 lumen) ¦ Business Energy Rebates | TRC | Per Luminaire | Per Luminaire | Per Luminaire
None | Participation Unit Basis | Whole Home - tier 0 (22% better than code on average) ¦ New Home Construction | TRC | Per home | Per home | Per home
None | Participation Unit Basis | Whole home - tier 1 (45% better than code target) ¦ New Home Construction | TRC | Per home | Per home | Per home
None | Participation Unit Basis | Whole home - tier 2 (60% better than code target) ¦ New Home Construction | TRC | Per home | Per home | Per home
None | Participation Unit Basis | Whole home - tier 3 (70% better than code target) ¦ New Home Construction | TRC | Per home | Per home | Per home
None | Participation Unit Basis | Whole Home ¦ Home Energy Assessment | TRC | Per home | Per home | Per home
None | Participation Unit Basis | Whole Home First Nations Retrofit ¦ First Nations Home Retrofits | TRC | Per Home | Per Home | Per Home
None | Participation Unit Basis | Wood Boiler/Furnace ¦ Green Heat | TRC | Per wood boiler/furnace | Per wood boiler/furnace | Per wood boiler/furnace
None | Participation Unit Basis | Wood Stove ¦ Green Heat | TRC | Per wood stove | Per wood stove | Per wood stove
None | Participation Unit Basis | Zero-Energy Doors for Reach-In Coolers ¦ Small Business Energy Solutions | TRC | Per Door - medium temp | Per Door - medium temp | Per Door - medium temp
None | Sector of Measure | 1/2 Size Hot Food Holding Cabinet ¦ Business Energy Rebates | TRC | BNI | BNI | BNI
None | Sector of Measure | 11W Replacing 60W - MURB ¦ Efficient Products Installation | TRC | Residential | Residential | Residential
None | Sector of Measure | 11W Replacing 60W ¦ Efficient Products Installation | TRC | Residential | Residential | Residential
None | Sector of Measure | 18W Replacing 100W - MURB ¦ Efficient Products Installation | TRC | Residential | Residential | Residential
None | Sector of Measure | 18W Replacing 100W ¦ Efficient Products Installation | TRC | Residential | Residential | Residential
None | Sector of Measure | 18W Replacing 75W - MURB ¦ Efficient Products Installation | TRC | Residential | Residential | Residential
None | Sector of Measure | 18W Replacing 75W ¦ Efficient Products Installation | TRC | Residential | Residential | Residential
None | Sector of Measure | 5W Chandelier E12 - MURB ¦ Efficient Products Installation | TRC | Residential | Residential | Residential
None | Sector of Measure | 5W Chandelier E12 ¦ Efficient Products Installation | TRC | Residential | Residential | Residential
None | Sector of Measure | 7W G25 - MURB ¦ Efficient Products Installation | TRC | Residential | Residential | Residential
None | Sector of Measure | 7W G25 ¦ Efficient Products Installation | TRC | Residential | Residential | Residential
None | Sector of Measure | 7W GU10 Replacing 35W - MURB ¦ Efficient Products Installation | TRC | Residential | Residential | Residential
None | Sector of Measure | 7W GU10 Replacing 35W ¦ Efficient Products Installation | TRC | Residential | Residential | Residential
None | Sector of Measure | 7W GU10 Replacing 50W - MURB ¦ Efficient Products Installation | TRC | Residential | Residential | Residential
None | Sector of Measure | 7W GU10 Replacing 50W ¦ Efficient Products Installation | TRC | Residential | Residential | Residential
None | Sector of Measure | 9.5W Replacing 100W - MURB ¦ Efficient Products Installation | TRC | Residential | Residential | Residential
None | Sector of Measure | 9.5W Replacing 100W ¦ Efficient Products Installation | TRC | Residential | Residential | Residential
None | Sector of Measure | 9.5W Replacing 40W - MURB ¦ Efficient Products Installation | TRC | Residential | Residential | Residential
None | Sector of Measure | 9.5W Replacing 40W ¦ Efficient Products Installation | TRC | Residential | Residential | Residential
None | Sector of Measure | 9.5W Replacing 60W - MURB ¦ Efficient Products Installation | TRC | Residential | Residential | Residential
None | Sector of Measure | 9.5W Replacing 60W ¦ Efficient Products Installation | TRC | Residential | Residential | Residential
None | Sector of Measure | 9W Replacing 100W - MURB ¦ Efficient Products Installation | TRC | Residential | Residential | Residential
None | Sector of Measure | 9W Replacing 100W ¦ Efficient Products Installation | TRC | Residential | Residential | Residential
None | Sector of Measure | 9W Replacing 40W - MURB ¦ Efficient Products Installation | TRC | Residential | Residential | Residential
None | Sector of Measure | 9W Replacing 40W ¦ Efficient Products Installation | TRC | Residential | Residential | Residential
None | Sector of Measure | 9W Replacing 60W - MURB ¦ Efficient Products Installation | TRC | Residential | Residential | Residential
None | Sector of Measure | 9W Replacing 60W ¦ Efficient Products Installation | TRC | Residential | Residential | Residential
None | Sector of Measure | Advanced Lighting Design (Performance Lighting) ¦ Business Energy Rebates | TRC | BNI | BNI | BNI
None | Sector of Measure | Air-Entraining Air Nozzle ¦ Business Energy Rebates | TRC | BNI | BNI | BNI
None | Sector of Measure | Air Conditioner retirement ¦ Appliance Retirement | TRC | Residential | Residential | Residential
None | Sector of Measure | ASHP and AWHP - Electrical ¦ Green Heat | TRC | Residential | Residential | Residential
None | Sector of Measure | Case Lighting for Sign Retrofits ¦ Business Energy Rebates | TRC | BNI | BNI | BNI
None | Sector of Measure | CEE Tier 2 Commercial Washing Machine ¦ Business Energy Rebates | TRC | BNI | BNI | BNI
None | Sector of Measure | CEE Tier 3 Commercial Washing Machine ¦ Business Energy Rebates | TRC | BNI | BNI | BNI
None | Sector of Measure | Circulation Fan (Agriculture) ¦ Business Energy Rebates | TRC | BNI | BNI | BNI
None | Sector of Measure | Clothes-line ¦ Instant Savings | TRC | Residential | Residential | Residential
None | Sector of Measure | Clothes Dryer replacement ¦ Appliance Retirement | TRC | Residential | Residential | Residential
None | Sector of Measure | Clothes Dryers ¦ First Nations Home Retrofits | TRC | Residential | Residential | Residential
None | Sector of Measure | Clothes Washer replacement ¦ Appliance Retirement | TRC | Residential | Residential | Residential
None | Sector of Measure | Clothes Washers ¦ First Nations Home Retrofits | TRC | Residential | Residential | Residential
None | Sector of Measure | Cold Climate Air-Source Heat Pump (24kBTU/hr) ¦ Business Energy Rebates | TRC | BNI | BNI | BNI
None | Sector of Measure | Cold Climate Air-Source Heat Pump (24kBTU/hr) ¦ Small Business Energy Solutions | TRC | BNI | BNI | BNI
None | Sector of Measure | Cold Climate Air-Source Heat Pump (48kBTU/hr) ¦ Business Energy Rebates | TRC | BNI | BNI | BNI
None | Sector of Measure | Custom Energy Efficiency ¦ Affordable MultiFamily Renter | TRC | Residential | Residential | Residential
None | Sector of Measure | Custom Energy Efficiency ¦ Custom Retrofit | TRC | BNI | BNI | BNI
None | Sector of Measure | Cycling Refrigerated Air Dryer - 50 CFM ¦ Business Energy Rebates | TRC | BNI | BNI | BNI
None | Sector of Measure | Dairy Scroll Compressor ¦ Business Energy Rebates | TRC | BNI | BNI | BNI
None | Sector of Measure | Daylighting Controls - Ceiling Mounted ¦ Business Energy Rebates | TRC | BNI | BNI | BNI
None | Sector of Measure | Daylighting Controls - Switch-Mounted ¦ Business Energy Rebates | TRC | BNI | BNI | BNI
None | Sector of Measure | Decorative Lamp ¦ Small Business Energy Solutions | TRC | BNI | BNI | BNI
None | Sector of Measure | Dehumidifier ¦ Instant Savings | TRC | Residential | Residential | Residential
None | Sector of Measure | Dehumidifier replacement (Low income only) ¦ Appliance Retirement | TRC | Residential | Residential | Residential
None | Sector of Measure | Dehumidifier replacement (Low income only) ¦ First Nations Home Retrofits | TRC | Residential | Residential | Residential
None | Sector of Measure | Dimmer Switch ¦ Instant Savings | TRC | Residential | Residential | Residential
None | Sector of Measure | Dishwasher replacement ¦ Appliance Retirement | TRC | Residential | Residential | Residential
None | Sector of Measure | Door Heater Controls ¦ Business Energy Rebates | TRC | BNI | BNI | BNI
None | Sector of Measure | Double Heat Pad (Agriculture) ¦ Business Energy Rebates | TRC | BNI | BNI | BNI
None | Sector of Measure | Downlight Luminaire (1200 lumen) ¦ Small Business Energy Solutions | TRC | BNI | BNI | BNI
None | Sector of Measure | Downlight Luminaire (3000 lumen) ¦ Small Business Energy Solutions | TRC | BNI | BNI | BNI
None | Sector of Measure | Downlight Luminaire (800 lumen) ¦ Small Business Energy Solutions | TRC | BNI | BNI | BNI
None | Sector of Measure | Drain Water Heat Recovery ¦ First Nations Home Retrofits | TRC | Residential | Residential | Residential
None | Sector of Measure | Drain Water Heat Recovery ¦ Green Heat | TRC | Residential | Residential | Residential
None | Sector of Measure | Drain Water Heat Recovery ¦ Home Energy Assessment | TRC | Residential | Residential | Residential
None | Sector of Measure | Dual Enthalpy Economizer Controls ¦ Business Energy Rebates | TRC | BNI | BNI | BNI
None | Sector of Measure | EC Motor for Refrigeration Applications ¦ Business Energy Rebates1 | TRC | BNI | BNI | BNI
None | Sector of Measure | EC Motor for Refrigeration Applications ¦ Business Energy Rebates2 | TRC | BNI | BNI | BNI
None | Sector of Measure | ECM Circulator Pump ¦ Instant Savings | TRC | Residential | Residential | Residential
None | Sector of Measure | Efficient clothes washer ¦ Instant Savings | TRC | Residential | Residential | Residential
None | Sector of Measure | Efficient refrigerator ¦ Instant Savings | TRC | Residential | Residential | Residential
None | Sector of Measure | Electric Combination Oven ¦ Business Energy Rebates | TRC | BNI | BNI | BNI
None | Sector of Measure | Electric Combination Oven with Gas ¦ Business Energy Rebates | TRC | BNI | BNI | BNI
None | Sector of Measure | Electric Convection Oven ¦ Business Energy Rebates | TRC | BNI | BNI | BNI
None | Sector of Measure | Electric Convection Oven with Gas ¦ Business Energy Rebates | TRC | BNI | BNI | BNI
None | Sector of Measure | Electric Fryer Replacement with Gas ¦ Business Energy Rebates | TRC | BNI | BNI | BNI
None | Sector of Measure | Electric Griddle Replacement with Gas ¦ Business Energy Rebates | TRC | BNI | BNI | BNI
None | Sector of Measure | Electric Steam Cooker ¦ Business Energy Rebates | TRC | BNI | BNI | BNI
None | Sector of Measure | Electric Steam Cooker Replacement with Gas ¦ Business Energy Rebates | TRC | BNI | BNI | BNI
None | Sector of Measure | Electric to Natural Gas - Water Heater ¦ Business Energy Rebates | TRC | BNI | BNI | BNI
None | Sector of Measure | Energy Management Information Systems ¦ EMIS | TRC | BNI | BNI | BNI
None | Sector of Measure | Energy Star Dryer ¦ Instant Savings | TRC | Residential | Residential | Residential
None | Sector of Measure | ENERGY STAR Pool Pump ¦ Business Energy Rebates | TRC | BNI | BNI | BNI
None | Sector of Measure | ENERGY STAR Uninteruptible Power Supplies (UPS) ¦ Business Energy Rebates | TRC | BNI | BNI | BNI
None | Sector of Measure | ENERGY STAR Washing Machine ¦ Business Energy Rebates | TRC | BNI | BNI | BNI
None | Sector of Measure | Evaporator Fan Motor Controls ¦ Business Energy Rebates | TRC | BNI | BNI | BNI
None | Sector of Measure | Faucet Aerators - MURB ¦ Efficient Products Installation | TRC | Residential | Residential | Residential
None | Sector of Measure | Faucet Aerators ¦ Efficient Products Installation | TRC | Residential | Residential | Residential
None | Sector of Measure | Flood Luminaire (10000 lumen) ¦ Business Energy Rebates | TRC | BNI | BNI | BNI
None | Sector of Measure | Flood Luminaire (10000 lumen) ¦ Small Business Energy Solutions | TRC | BNI | BNI | BNI
None | Sector of Measure | Flood Luminaire (48000 lumen) ¦ Business Energy Rebates | TRC | BNI | BNI | BNI
None | Sector of Measure | Flood Luminaire (48000 lumen) ¦ Small Business Energy Solutions | TRC | BNI | BNI | BNI
None | Sector of Measure | Four Pin Replacement Lamps for CFLs ¦ Business Energy Rebates | TRC | BNI | BNI | BNI
None | Sector of Measure | Four Pin Replacement Lamps for CFLs ¦ Small Business Energy Solutions | TRC | BNI | BNI | BNI
None | Sector of Measure | Freezer replacement (Low income only) ¦ Appliance Retirement | TRC | Residential | Residential | Residential
None | Sector of Measure | Freezer replacement (Low income only) ¦ First Nations Home Retrofits | TRC | Residential | Residential | Residential
None | Sector of Measure | Freezer replacement ¦ Appliance Retirement | TRC | Residential | Residential | Residential
None | Sector of Measure | Freezer retirement ¦ Appliance Retirement | TRC | Residential | Residential | Residential
None | Sector of Measure | Fridge replacement ¦ Appliance Retirement | TRC | Residential | Residential | Residential
None | Sector of Measure | Fuel Pump Canopy Luminaire (4000 lumen) ¦ Small Business Energy Solutions | TRC | BNI | BNI | BNI
None | Sector of Measure | General Use Lamp (A,G Types) ¦ Small Business Energy Solutions | TRC | BNI | BNI | BNI
None | Sector of Measure | Glass Door Freezer ¦ Small Business Energy Solutions | TRC | BNI | BNI | BNI
None | Sector of Measure | Glass Door Refrigerator ¦ Business Energy Rebates | TRC | BNI | BNI | BNI
None | Sector of Measure | Glass Door Refrigerator ¦ Small Business Energy Solutions | TRC | BNI | BNI | BNI
None | Sector of Measure | Ground Source Heat Pump (60kBTU/hr) ¦ Business Energy Rebates | TRC | BNI | BNI | BNI
None | Sector of Measure | Ground Source Heat Pump (60kBTU/hr) ¦ Small Business Energy Solutions | TRC | BNI | BNI | BNI
None | Sector of Measure | GSHP ¦ Green Heat | TRC | Residential | Residential | Residential
None | Sector of Measure | Heat Pump Clothes Dryer ¦ Business Energy Rebates | TRC | BNI | BNI | BNI
None | Sector of Measure | Heat Pump Dryer (ventless) ¦ Instant Savings | TRC | Residential | Residential | Residential
None | Sector of Measure | Heat Pump Water Heater ¦ Business Energy Rebates | TRC | BNI | BNI | BNI
None | Sector of Measure | Heat Pump Water Heater ¦ First Nations Home Retrofits | TRC | Residential | Residential | Residential
None | Sector of Measure | Heat Pump Water Heater ¦ Green Heat | TRC | Residential | Residential | Residential
None | Sector of Measure | Heat Pump Water Heater ¦ Home Energy Assessment | TRC | Residential | Residential | Residential
None | Sector of Measure | Heat Pump Water Heater ¦ Small Business Energy Solutions | TRC | BNI | BNI | BNI
None | Sector of Measure | Heat Reclaimer Unit (Agriculture) ¦ Business Energy Rebates | TRC | BNI | BNI | BNI
None | Sector of Measure | Heat Reclaimer Unit (Agriculture) ¦ Small Business Energy Solutions | TRC | BNI | BNI | BNI
None | Sector of Measure | Heavy duty timer ¦ Instant Savings | TRC | Residential | Residential | Residential
None | Sector of Measure | High Bay Luminaire (15 000 lumen) ¦ Business Energy Rebates | TRC | BNI | BNI | BNI
None | Sector of Measure | High Bay Luminaire (15 000 lumen) ¦ Small Business Energy Solutions | TRC | BNI | BNI | BNI
None | Sector of Measure | High Bay Luminaire (35 000 lumen) ¦ Small Business Energy Solutions | TRC | BNI | BNI | BNI
None | Sector of Measure | High Efficiency Circulator Pump 1.5kW ¦ Business Energy Rebates | TRC | BNI | BNI | BNI
None | Sector of Measure | High Efficiency Circulator Pump 100W ¦ Business Energy Rebates | TRC | BNI | BNI | BNI
None | Sector of Measure | High Efficiency Circulator Pump 300W ¦ Business Energy Rebates | TRC | BNI | BNI | BNI
None | Sector of Measure | High Volume Low Speed Fan (Agriculture) ¦ Business Energy Rebates | TRC | BNI | BNI | BNI
None | Sector of Measure | High Volume Low Speed Fan (Agriculture) ¦ Small Business Energy Solutions | TRC | BNI | BNI | BNI
None | Sector of Measure | Holiday Lights Exchange - MURB ¦ Efficient Products Installation | TRC | Residential | Residential | Residential
None | Sector of Measure | Holiday Lights Exchange ¦ Efficient Products Installation | TRC | Residential | Residential | Residential
None | Sector of Measure | Hot Water Tank Wrap - MURB ¦ Efficient Products Installation | TRC | Residential | Residential | Residential
None | Sector of Measure | Hot Water Tank Wrap ¦ Efficient Products Installation | TRC | Residential | Residential | Residential
None | Sector of Measure | HVAC Hotel Occupancy Sensor ¦ Business Energy Rebates | TRC | BNI | BNI | BNI
None | Sector of Measure | Hybrid Heat Pump Dryer ¦ Instant Savings | TRC | Residential | Residential | Residential
None | Sector of Measure | Ice-Making Head ¦ Business Energy Rebates | TRC | BNI | BNI | BNI
None | Sector of Measure | Indoor motion sensor ¦ Instant Savings | TRC | Residential | Residential | Residential
None | Sector of Measure | Large Commercial/Industrial ETS System ¦ ETS Business Energy Rebates | TRC | BNI | BNI | BNI
None | Sector of Measure | LED - ENERGY STAR Fixture with Motion Sensor ¦ Instant Savings | TRC | Residential | Residential | Residential
None | Sector of Measure | LED - ENERGY STAR Fixture without Motion Sensor ¦ Instant Savings | TRC | Residential | Residential | Residential
None | Sector of Measure | LED - Other ¦ Instant Savings | TRC | Residential | Residential | Residential
None | Sector of Measure | LED - R, BR and Decorative ¦ Instant Savings | TRC | Residential | Residential | Residential
None | Sector of Measure | LED - Recessed downlight ¦ Instant Savings | TRC | Residential | Residential | Residential
None | Sector of Measure | LED Nightlights - MURB ¦ Efficient Products Installation | TRC | Residential | Residential | Residential
None | Sector of Measure | LED Nightlights ¦ Efficient Products Installation | TRC | Residential | Residential | Residential
None | Sector of Measure | LED Replacement Lamps for HID (10000 lumen) ¦ Business Energy Rebates | TRC | BNI | BNI | BNI
None | Sector of Measure | LED Replacement Lamps for HID (10000 lumen) ¦ Small Business Energy Solutions | TRC | BNI | BNI | BNI
None | Sector of Measure | LED Replacement Lamps for HID (4000 lumen) ¦ Business Energy Rebates | TRC | BNI | BNI | BNI
None | Sector of Measure | LED Replacement Lamps for HID (4000 lumen) ¦ Small Business Energy Solutions | TRC | BNI | BNI | BNI
None | Sector of Measure | LED Troffer (1x4) ¦ Business Energy Rebates | TRC | BNI | BNI | BNI
None | Sector of Measure | LED Troffer (1x4) ¦ Small Business Energy Solutions | TRC | BNI | BNI | BNI
None | Sector of Measure | LED Troffer (2x2) ¦ Business Energy Rebates | TRC | BNI | BNI | BNI
None | Sector of Measure | LED Troffer (2x2) ¦ Small Business Energy Solutions | TRC | BNI | BNI | BNI
None | Sector of Measure | LED Troffer (4x2) ¦ Business Energy Rebates | TRC | BNI | BNI | BNI
None | Sector of Measure | LED Troffer (4x2) ¦ Small Business Energy Solutions | TRC | BNI | BNI | BNI
None | Sector of Measure | LED Wall Sconce (1200 lumen) ¦ Small Business Energy Solutions | TRC | BNI | BNI | BNI
None | Sector of Measure | Linear Ambient Luminaire (10000 lumen) ¦ Business Energy Rebates | TRC | BNI | BNI | BNI
None | Sector of Measure | Linear Ambient Luminaire (10000 lumen) ¦ Small Business Energy Solutions | TRC | BNI | BNI | BNI
None | Sector of Measure | Linear Ambient Luminaire (2000 lumen) ¦ Business Energy Rebates | TRC | BNI | BNI | BNI
None | Sector of Measure | Linear Ambient Luminaire (2000 lumen) ¦ Small Business Energy Solutions | TRC | BNI | BNI | BNI
None | Sector of Measure | Linear Ambient Luminaire (4000 lumen) ¦ Business Energy Rebates | TRC | BNI | BNI | BNI
None | Sector of Measure | Linear Ambient Luminaire (4000 lumen) ¦ Small Business Energy Solutions | TRC | BNI | BNI | BNI
None | Sector of Measure | Linear Ambient Luminaire (8000 lumen) ¦ Business Energy Rebates | TRC | BNI | BNI | BNI
None | Sector of Measure | Linear Ambient Luminaire (8000 lumen) ¦ Small Business Energy Solutions | TRC | BNI | BNI | BNI
None | Sector of Measure | Linear Replacement Lamp (2 foot) ¦ Business Energy Rebates | TRC | BNI | BNI | BNI
None | Sector of Measure | Linear Replacement Lamp (2 foot) ¦ Small Business Energy Solutions | TRC | BNI | BNI | BNI
None | Sector of Measure | Linear Replacement Lamp (4 foot) ¦ Business Energy Rebates | TRC | BNI | BNI | BNI
None | Sector of Measure | Linear Replacement Lamp (4 foot) ¦ Small Business Energy Solutions | TRC | BNI | BNI | BNI
None | Sector of Measure | Low-bay Luminaire (10,000 lumen) ¦ Business Energy Rebates | TRC | BNI | BNI | BNI
None | Sector of Measure | Low-bay Luminaire (10,000 lumen) ¦ Small Business Energy Solutions | TRC | BNI | BNI | BNI
None | Sector of Measure | Low-bay Luminaire (5000 lumen) ¦ Business Energy Rebates | TRC | BNI | BNI | BNI
None | Sector of Measure | Low-flow showerhead - 0.5 gpm Reduction - MURB ¦ Efficient Products Installation | TRC | Residential | Residential | Residential
None | Sector of Measure | Low-flow showerhead - 0.5 gpm Reduction ¦ Efficient Products Installation | TRC | Residential | Residential | Residential
None | Sector of Measure | Low-flow showerhead - 1.0 gpm Reduction - MURB ¦ Efficient Products Installation | TRC | Residential | Residential | Residential
None | Sector of Measure | Low-flow showerhead - 1.0 gpm Reduction ¦ Efficient Products Installation | TRC | Residential | Residential | Residential
None | Sector of Measure | Low-flow showerhead -0.75 gpm Reduction - MURB ¦ Efficient Products Installation | TRC | Residential | Residential | Residential
None | Sector of Measure | Low-flow showerhead -0.75 gpm Reduction ¦ Efficient Products Installation | TRC | Residential | Residential | Residential
None | Sector of Measure | Low/Zero Energy Livestock Waterer ¦ Business Energy Rebates | TRC | BNI | BNI | BNI
None | Sector of Measure | Luminaire Level Lighting Control (LLLC) - High Impact Application ¦ Business Energy Rebates | TRC | BNI | BNI | BNI
None | Sector of Measure | Luminaire Level Lighting Control (LLLC) - Low Impact Application ¦ Business Energy Rebates | TRC | BNI | BNI | BNI
None | Sector of Measure | Medium Commercial ETS System ¦ ETS Business Energy Rebates | TRC | BNI | BNI | BNI
None | Sector of Measure | Medium Commercial ETS System ¦ ETS Small Business Energy Solutions | TRC | BNI | BNI | BNI
None | Sector of Measure | Milk Pre-cooler ¦ Business Energy Rebates | TRC | BNI | BNI | BNI
None | Sector of Measure | Mini freezer retirement ¦ Appliance Retirement | TRC | Residential | Residential | Residential
None | Sector of Measure | Mini fridge retirement ¦ Appliance Retirement | TRC | Residential | Residential | Residential
None | Sector of Measure | Motion sensor with dimmer switch ¦ Instant Savings | TRC | Residential | Residential | Residential
None | Sector of Measure | MSHP - Fully Electrical ¦ Green Heat | TRC | Residential | Residential | Residential
None | Sector of Measure | MSHP - Mainly Electrical ¦ Green Heat | TRC | Residential | Residential | Residential
None | Sector of Measure | Multi-Tank Conveyor Dishwasher - High Temp ¦ Business Energy Rebates | TRC | BNI | BNI | BNI
None | Sector of Measure | Multi-Tank Conveyor Dishwasher - High Temp ¦ Small Business Energy Solutions | TRC | BNI | BNI | BNI
None | Sector of Measure | Multi-Tank Conveyor Dishwasher - Low Temp ¦ Business Energy Rebates | TRC | BNI | BNI | BNI
None | Sector of Measure | Multi-Tank Conveyor Dishwasher - Low Temp ¦ Small Business Energy Solutions | TRC | BNI | BNI | BNI
None | Sector of Measure | Natural Barn Ventiliation - Year-Round ¦ Business Energy Rebates | TRC | BNI | BNI | BNI
None | Sector of Measure | Networked/ Connected - Indoor LED Lamp ¦ Instant Savings | TRC | Residential | Residential | Residential
None | Sector of Measure | Networked/Connected - High Impact Application ¦ Business Energy Rebates | TRC | BNI | BNI | BNI
None | Sector of Measure | Networked/Connected - Low Impact Application ¦ Business Energy Rebates | TRC | BNI | BNI | BNI
None | Sector of Measure | No-Loss Drain ¦ Business Energy Rebates | TRC | BNI | BNI | BNI
None | Sector of Measure | Occupancy Sensor (Ceiling Mounted) ¦ Business Energy Rebates | TRC | BNI | BNI | BNI
None | Sector of Measure | Occupancy Sensor (Ceiling Mounted) ¦ Small Business Energy Solutions | TRC | BNI | BNI | BNI
None | Sector of Measure | Occupancy Sensor (Wall Mounted) ¦ Business Energy Rebates | TRC | BNI | BNI | BNI
None | Sector of Measure | Occupancy Sensor (Wall Mounted) ¦ Small Business Energy Solutions | TRC | BNI | BNI | BNI
None | Sector of Measure | Occupancy Sensor (Exterior) ¦ Business Energy Rebates | TRC | BNI | BNI | BNI
None | Sector of Measure | Open to Closed Cooler Conversion ¦ Business Energy Rebates | TRC | BNI | BNI | BNI
None | Sector of Measure | Open to Closed Cooler Conversion ¦ Small Business Energy Solutions | TRC | BNI | BNI | BNI
None | Sector of Measure | Outdoor motion sensor ¦ Instant Savings | TRC | Residential | Residential | Residential
None | Sector of Measure | Outside Air Economizer ¦ Business Energy Rebates | TRC | BNI | BNI | BNI
None | Sector of Measure | Packaged Terminal Heat Pump (12kBTU/hr) ¦ Business Energy Rebates | TRC | BNI | BNI | BNI
None | Sector of Measure | Parking Garage Luminaire (4000 lumen) ¦ Small Business Energy Solutions | TRC | BNI | BNI | BNI
None | Sector of Measure | Pellet Boiler/Furnace ¦ Green Heat | TRC | Residential | Residential | Residential
None | Sector of Measure | Pellet Stove ¦ Green Heat | TRC | Residential | Residential | Residential
None | Sector of Measure | Pipe Insulation - MURB ¦ Efficient Products Installation | TRC | Residential | Residential | Residential
None | Sector of Measure | Pipe Insulation ¦ Efficient Products Installation | TRC | Residential | Residential | Residential
None | Sector of Measure | Pole/Arm-Mounted Area Luminaire (20000 lumen) ¦ Business Energy Rebates | TRC | BNI | BNI | BNI
None | Sector of Measure | Pole/Arm-Mounted Area Luminaire (20000 lumen) ¦ Small Business Energy Solutions | TRC | BNI | BNI | BNI
None | Sector of Measure | Pole/Arm-Mounted Area Luminaire (4000 lumen) ¦ Small Business Energy Solutions | TRC | BNI | BNI | BNI
None | Sector of Measure | Pole/Arm-Mounted Area Luminaire (60000 lumen) ¦ Business Energy Rebates | TRC | BNI | BNI | BNI
None | Sector of Measure | Pole/Arm-Mounted Decorative Luminaire (1500 lumen) ¦ Small Business Energy Solutions | TRC | BNI | BNI | BNI
None | Sector of Measure | Pole/Arm-Mounted Decorative Luminaire (5000 lumen) ¦ Business Energy Rebates | TRC | BNI | BNI | BNI
None | Sector of Measure | Pole/Arm-Mounted Decorative Luminaire (5000 lumen) ¦ Small Business Energy Solutions | TRC | BNI | BNI | BNI
None | Sector of Measure | Pot, Pan and Utensil Dishwasher - High Temp ¦ Business Energy Rebates | TRC | BNI | BNI | BNI
None | Sector of Measure | Power bar with timer ¦ Instant Savings | TRC | Residential | Residential | Residential
None | Sector of Measure | Premium High Bay Luminaire (15 000 lumen) ¦ Business Energy Rebates | TRC | BNI | BNI | BNI
None | Sector of Measure | Premium High Bay Luminaire (15 000 lumen) ¦ Small Business Energy Solutions | TRC | BNI | BNI | BNI
None | Sector of Measure | Premium High Bay Luminaire (35 000 lumen) ¦ Business Energy Rebates | TRC | BNI | BNI | BNI
None | Sector of Measure | Premium High Bay Luminaire (35 000 lumen) ¦ Small Business Energy Solutions | TRC | BNI | BNI | BNI
None | Sector of Measure | Premium High Bay Luminaire (60 000 lumen) ¦ Business Energy Rebates | TRC | BNI | BNI | BNI
None | Sector of Measure | Programmable thermostat ¦ Instant Savings | TRC | Residential | Residential | Residential
None | Sector of Measure | Programmable Thermostats ¦ First Nations Home Retrofits | TRC | Residential | Residential | Residential
None | Sector of Measure | Range / Stove replacement ¦ Appliance Retirement | TRC | Residential | Residential | Residential
None | Sector of Measure | Reflector Lamp (MR16) ¦ Small Business Energy Solutions | TRC | BNI | BNI | BNI
None | Sector of Measure | Reflector Lamp (PAR38) ¦ Small Business Energy Solutions | TRC | BNI | BNI | BNI
None | Sector of Measure | Refrigerated Case Luminaire ¦ Business Energy Rebates | TRC | BNI | BNI | BNI
None | Sector of Measure | Refrigerated Case Luminaire ¦ Small Business Energy Solutions | TRC | BNI | BNI | BNI
None | Sector of Measure | Refrigerator replacement (Low income only) ¦ Appliance Retirement | TRC | Residential | Residential | Residential
None | Sector of Measure | Refrigerator replacement (Low income only) ¦ First Nations Home Retrofits | TRC | Residential | Residential | Residential
None | Sector of Measure | Refrigerator retirement ¦ Appliance Retirement | TRC | Residential | Residential | Residential
None | Sector of Measure | Remote Condensing Unit ¦ Business Energy Rebates | TRC | BNI | BNI | BNI
None | Sector of Measure | Residential DHW Timer ¦ ETS Green Heat | TRC | Residential | Residential | Residential
None | Sector of Measure | Residential ETS System (Central) ¦ ETS Green Heat | TRC | Residential | Residential | Residential
None | Sector of Measure | Residential ETS System (Central) ¦ ETS Home Energy Assessment | TRC | Residential | Residential | Residential
None | Sector of Measure | Residential ETS System (Room) ¦ ETS Green Heat | TRC | Residential | Residential | Residential
None | Sector of Measure | Residential ETS System (Room) ¦ ETS Home Energy Assessment | TRC | Residential | Residential | Residential
None | Sector of Measure | Room air purifier ¦ Instant Savings | TRC | Residential | Residential | Residential
None | Sector of Measure | Server Virtualization and Decommissioning ¦ Business Energy Rebates | TRC | BNI | BNI | BNI
None | Sector of Measure | Single-Tank Door type Dishwasher - High Temp ¦ Business Energy Rebates | TRC | BNI | BNI | BNI
None | Sector of Measure | Single-Tank Door type Dishwasher - Low Temp ¦ Business Energy Rebates | TRC | BNI | BNI | BNI
None | Sector of Measure | Single -Tank Conveyor Dishwasher - High Temp ¦ Business Energy Rebates | TRC | BNI | BNI | BNI
None | Sector of Measure | Single -Tank Conveyor Dishwasher - Low Temp ¦ Business Energy Rebates | TRC | BNI | BNI | BNI
None | Sector of Measure | Single Heat Pad (Agriculture) ¦ Business Energy Rebates | TRC | BNI | BNI | BNI
None | Sector of Measure | Small Commercial ETS Sytem ¦ ETS Business Energy Rebates | TRC | BNI | BNI | BNI
None | Sector of Measure | Small Commercial ETS Sytem ¦ ETS Small Business Energy Solutions | TRC | BNI | BNI | BNI
None | Sector of Measure | Smart power bar ¦ Instant Savings | TRC | Residential | Residential | Residential
None | Sector of Measure | Smart Power Controllers - MURB ¦ Efficient Products Installation | TRC | Residential | Residential | Residential
None | Sector of Measure | Smart Power Controllers ¦ Efficient Products Installation | TRC | Residential | Residential | Residential
None | Sector of Measure | Solar air heating ¦ Green Heat | TRC | Residential | Residential | Residential
None | Sector of Measure | Solar Domestic Hot Water ¦ Green Heat | TRC | Residential | Residential | Residential
None | Sector of Measure | Solar Domestic Hot Water ¦ Home Energy Assessment | TRC | Residential | Residential | Residential
None | Sector of Measure | Solid Door Freezer ¦ Business Energy Rebates | TRC | BNI | BNI | BNI
None | Sector of Measure | Solid Door Freezer ¦ Small Business Energy Solutions | TRC | BNI | BNI | BNI
None | Sector of Measure | Solid Door Refrigerator ¦ Business Energy Rebates | TRC | BNI | BNI | BNI
None | Sector of Measure | Solid Door Refrigerator ¦ Small Business Energy Solutions | TRC | BNI | BNI | BNI
None | Sector of Measure | Standard Capacity Electric Fryer ¦ Business Energy Rebates | TRC | BNI | BNI | BNI
None | Sector of Measure | Standard Capacity Electric Fryer ¦ Small Business Energy Solutions | TRC | BNI | BNI | BNI
None | Sector of Measure | Strategic Energy Management ¦ SEM | TRC | BNI | BNI | BNI
None | Sector of Measure | Strip-Curtains for Display Cases ¦ Business Energy Rebates | TRC | BNI | BNI | BNI
None | Sector of Measure | Strip-Curtains for Display Cases ¦ Small Business Energy Solutions | TRC | BNI | BNI | BNI
None | Sector of Measure | Track/Mono-point Direction Luminaire ¦ Business Energy Rebates | TRC | BNI | BNI | BNI
None | Sector of Measure | Unconverted D ¦ Home Energy Assessment | TRC | Residential | Residential | Residential
None | Sector of Measure | Under-Counter Dishwasher - HighTemp ¦ Business Energy Rebates | TRC | BNI | BNI | BNI
None | Sector of Measure | Under-Counter Dishwasher - Low Temp ¦ Business Energy Rebates | TRC | BNI | BNI | BNI
None | Sector of Measure | Variable Speed Kitchen Exhaust Fan ¦ Business Energy Rebates | TRC | BNI | BNI | BNI
None | Sector of Measure | Variable Speed Kitchen Exhaust Fan ¦ Small Business Energy Solutions | TRC | BNI | BNI | BNI
None | Sector of Measure | Ventilation Fan (Agriculture) ¦ Business Energy Rebates | TRC | BNI | BNI | BNI
None | Sector of Measure | VFD - 10 hp - Institutional - Make-up Air Fan ¦ Business Energy Rebates | TRC | BNI | BNI | BNI
None | Sector of Measure | VFD - 10 hp - Retail - Supply Fan ¦ Business Energy Rebates | TRC | BNI | BNI | BNI
None | Sector of Measure | VFD - 20 hp - Institutional - Chilled Water Pump ¦ Business Energy Rebates | TRC | BNI | BNI | BNI
None | Sector of Measure | VFD - 20 hp - Retail - Exhaust Fan ¦ Business Energy Rebates | TRC | BNI | BNI | BNI
None | Sector of Measure | VFD - 30 hp - Institutional - Make-up Air Fan ¦ Business Energy Rebates | TRC | BNI | BNI | BNI
None | Sector of Measure | VFD - 30 hp - Retail - Supply Fan ¦ Business Energy Rebates | TRC | BNI | BNI | BNI
None | Sector of Measure | VFD - 40 hp - Warehousing - Exhaust Fan ¦ Business Energy Rebates | TRC | BNI | BNI | BNI
None | Sector of Measure | VFD - 5 hp - Institutional - Chilled Water Pump ¦ Business Energy Rebates | TRC | BNI | BNI | BNI
None | Sector of Measure | VFD - 5 hp - Retail - Exhaust Fan ¦ Business Energy Rebates | TRC | BNI | BNI | BNI
None | Sector of Measure | VFD Milk Transfer Pump ¦ Business Energy Rebates | TRC | BNI | BNI | BNI
None | Sector of Measure | VFD Milk Transfer Pump ¦ Small Business Energy Solutions | TRC | BNI | BNI | BNI
None | Sector of Measure | VFD Milk Vacuum Pump ¦ Business Energy Rebates | TRC | BNI | BNI | BNI
None | Sector of Measure | VFD Milk Vacuum Pump ¦ Small Business Energy Solutions | TRC | BNI | BNI | BNI
None | Sector of Measure | Wall Mounted Area Luminaire (1000 lumen) ¦ Business Energy Rebates | TRC | BNI | BNI | BNI
None | Sector of Measure | Wall Mounted Area Luminaire (1000 lumen) ¦ Small Business Energy Solutions | TRC | BNI | BNI | BNI
None | Sector of Measure | Wall Mounted Area Luminaire (10000 lumen) ¦ Business Energy Rebates | TRC | BNI | BNI | BNI
None | Sector of Measure | Wall Mounted Area Luminaire (10000 lumen) ¦ Small Business Energy Solutions | TRC | BNI | BNI | BNI
None | Sector of Measure | Wall Wash Luminaire (1000 lumen) ¦ Business Energy Rebates | TRC | BNI | BNI | BNI
None | Sector of Measure | Wall wash luminaire (1500 lumen) ¦ Business Energy Rebates | TRC | BNI | BNI | BNI
None | Sector of Measure | Whole Home - tier 0 (22% better than code on average) ¦ New Home Construction | TRC | Residential | Residential | Residential
None | Sector of Measure | Whole home - tier 1 (45% better than code target) ¦ New Home Construction | TRC | Residential | Residential | Residential
None | Sector of Measure | Whole home - tier 2 (60% better than code target) ¦ New Home Construction | TRC | Residential | Residential | Residential
None | Sector of Measure | Whole home - tier 3 (70% better than code target) ¦ New Home Construction | TRC | Residential | Residential | Residential
None | Sector of Measure | Whole Home ¦ Home Energy Assessment | TRC | Residential | Residential | Residential
None | Sector of Measure | Whole Home First Nations Retrofit ¦ First Nations Home Retrofits | TRC | Residential | Residential | Residential
None | Sector of Measure | Wood Boiler/Furnace ¦ Green Heat | TRC | Residential | Residential | Residential
None | Sector of Measure | Wood Stove ¦ Green Heat | TRC | Residential | Residential | Residential
None | Sector of Measure | Zero-Energy Doors for Reach-In Coolers ¦ Small Business Energy Solutions | TRC | BNI | BNI | BNI
None | Program of Measure | 1/2 Size Hot Food Holding Cabinet ¦ Business Energy Rebates | TRC | Efficient Product Rebates | Efficient Product Rebates | Efficient Product Rebates
None | Program of Measure | 11W Replacing 60W - MURB ¦ Efficient Products Installation | TRC | Existing Residential | Existing Residential | Existing Residential
None | Program of Measure | 11W Replacing 60W ¦ Efficient Products Installation | TRC | Existing Residential | Existing Residential | Existing Residential
None | Program of Measure | 18W Replacing 100W - MURB ¦ Efficient Products Installation | TRC | Existing Residential | Existing Residential | Existing Residential
None | Program of Measure | 18W Replacing 100W ¦ Efficient Products Installation | TRC | Existing Residential | Existing Residential | Existing Residential
None | Program of Measure | 18W Replacing 75W - MURB ¦ Efficient Products Installation | TRC | Existing Residential | Existing Residential | Existing Residential
None | Program of Measure | 18W Replacing 75W ¦ Efficient Products Installation | TRC | Existing Residential | Existing Residential | Existing Residential
None | Program of Measure | 5W Chandelier E12 - MURB ¦ Efficient Products Installation | TRC | Existing Residential | Existing Residential | Existing Residential
None | Program of Measure | 5W Chandelier E12 ¦ Efficient Products Installation | TRC | Existing Residential | Existing Residential | Existing Residential
None | Program of Measure | 7W G25 - MURB ¦ Efficient Products Installation | TRC | Existing Residential | Existing Residential | Existing Residential
None | Program of Measure | 7W G25 ¦ Efficient Products Installation | TRC | Existing Residential | Existing Residential | Existing Residential
None | Program of Measure | 7W GU10 Replacing 35W - MURB ¦ Efficient Products Installation | TRC | Existing Residential | Existing Residential | Existing Residential
None | Program of Measure | 7W GU10 Replacing 35W ¦ Efficient Products Installation | TRC | Existing Residential | Existing Residential | Existing Residential
None | Program of Measure | 7W GU10 Replacing 50W - MURB ¦ Efficient Products Installation | TRC | Existing Residential | Existing Residential | Existing Residential
None | Program of Measure | 7W GU10 Replacing 50W ¦ Efficient Products Installation | TRC | Existing Residential | Existing Residential | Existing Residential
None | Program of Measure | 9.5W Replacing 100W - MURB ¦ Efficient Products Installation | TRC | Existing Residential | Existing Residential | Existing Residential
None | Program of Measure | 9.5W Replacing 100W ¦ Efficient Products Installation | TRC | Existing Residential | Existing Residential | Existing Residential
None | Program of Measure | 9.5W Replacing 40W - MURB ¦ Efficient Products Installation | TRC | Existing Residential | Existing Residential | Existing Residential
None | Program of Measure | 9.5W Replacing 40W ¦ Efficient Products Installation | TRC | Existing Residential | Existing Residential | Existing Residential
None | Program of Measure | 9.5W Replacing 60W - MURB ¦ Efficient Products Installation | TRC | Existing Residential | Existing Residential | Existing Residential
None | Program of Measure | 9.5W Replacing 60W ¦ Efficient Products Installation | TRC | Existing Residential | Existing Residential | Existing Residential
None | Program of Measure | 9W Replacing 100W - MURB ¦ Efficient Products Installation | TRC | Existing Residential | Existing Residential | Existing Residential
None | Program of Measure | 9W Replacing 100W ¦ Efficient Products Installation | TRC | Existing Residential | Existing Residential | Existing Residential
None | Program of Measure | 9W Replacing 40W - MURB ¦ Efficient Products Installation | TRC | Existing Residential | Existing Residential | Existing Residential
None | Program of Measure | 9W Replacing 40W ¦ Efficient Products Installation | TRC | Existing Residential | Existing Residential | Existing Residential
None | Program of Measure | 9W Replacing 60W - MURB ¦ Efficient Products Installation | TRC | Existing Residential | Existing Residential | Existing Residential
None | Program of Measure | 9W Replacing 60W ¦ Efficient Products Installation | TRC | Existing Residential | Existing Residential | Existing Residential
None | Program of Measure | Advanced Lighting Design (Performance Lighting) ¦ Business Energy Rebates | TRC | Efficient Product Rebates | Efficient Product Rebates | Efficient Product Rebates
None | Program of Measure | Air-Entraining Air Nozzle ¦ Business Energy Rebates | TRC | Efficient Product Rebates | Efficient Product Rebates | Efficient Product Rebates
None | Program of Measure | Air Conditioner retirement ¦ Appliance Retirement | TRC | Residential Efficient Products | Residential Efficient Products | Residential Efficient Products
None | Program of Measure | ASHP and AWHP - Electrical ¦ Green Heat | TRC | Existing Residential | Existing Residential | Existing Residential
None | Program of Measure | Case Lighting for Sign Retrofits ¦ Business Energy Rebates | TRC | Efficient Product Rebates | Efficient Product Rebates | Efficient Product Rebates
None | Program of Measure | CEE Tier 2 Commercial Washing Machine ¦ Business Energy Rebates | TRC | Efficient Product Rebates | Efficient Product Rebates | Efficient Product Rebates
None | Program of Measure | CEE Tier 3 Commercial Washing Machine ¦ Business Energy Rebates | TRC | Efficient Product Rebates | Efficient Product Rebates | Efficient Product Rebates
None | Program of Measure | Circulation Fan (Agriculture) ¦ Business Energy Rebates | TRC | Efficient Product Rebates | Efficient Product Rebates | Efficient Product Rebates
None | Program of Measure | Clothes-line ¦ Instant Savings | TRC | Residential Efficient Products | Residential Efficient Products | Residential Efficient Products
None | Program of Measure | Clothes Dryer replacement ¦ Appliance Retirement | TRC | Residential Efficient Products | Residential Efficient Products | Residential Efficient Products
None | Program of Measure | Clothes Dryers ¦ First Nations Home Retrofits | TRC | Existing Residential | Existing Residential | Existing Residential
None | Program of Measure | Clothes Washer replacement ¦ Appliance Retirement | TRC | Residential Efficient Products | Residential Efficient Products | Residential Efficient Products
None | Program of Measure | Clothes Washers ¦ First Nations Home Retrofits | TRC | Existing Residential | Existing Residential | Existing Residential
None | Program of Measure | Cold Climate Air-Source Heat Pump (24kBTU/hr) ¦ Business Energy Rebates | TRC | Efficient Product Rebates | Efficient Product Rebates | Efficient Product Rebates
None | Program of Measure | Cold Climate Air-Source Heat Pump (24kBTU/hr) ¦ Small Business Energy Solutions | TRC | Direct Installation | Direct Installation | Direct Installation
None | Program of Measure | Cold Climate Air-Source Heat Pump (48kBTU/hr) ¦ Business Energy Rebates | TRC | Efficient Product Rebates | Efficient Product Rebates | Efficient Product Rebates
None | Program of Measure | Custom Energy Efficiency ¦ Affordable MultiFamily Renter | TRC | Existing Residential | Existing Residential | Existing Residential
None | Program of Measure | Custom Energy Efficiency ¦ Custom Retrofit | TRC | Custom Incentives | Custom Incentives | Custom Incentives
None | Program of Measure | Cycling Refrigerated Air Dryer - 50 CFM ¦ Business Energy Rebates | TRC | Efficient Product Rebates | Efficient Product Rebates | Efficient Product Rebates
None | Program of Measure | Dairy Scroll Compressor ¦ Business Energy Rebates | TRC | Efficient Product Rebates | Efficient Product Rebates | Efficient Product Rebates
None | Program of Measure | Daylighting Controls - Ceiling Mounted ¦ Business Energy Rebates | TRC | Efficient Product Rebates | Efficient Product Rebates | Efficient Product Rebates
None | Program of Measure | Daylighting Controls - Switch-Mounted ¦ Business Energy Rebates | TRC | Efficient Product Rebates | Efficient Product Rebates | Efficient Product Rebates
None | Program of Measure | Decorative Lamp ¦ Small Business Energy Solutions | TRC | Direct Installation | Direct Installation | Direct Installation
None | Program of Measure | Dehumidifier ¦ Instant Savings | TRC | Residential Efficient Products | Residential Efficient Products | Residential Efficient Products
None | Program of Measure | Dehumidifier replacement (Low income only) ¦ Appliance Retirement | TRC | Residential Efficient Products | Residential Efficient Products | Residential Efficient Products
None | Program of Measure | Dehumidifier replacement (Low income only) ¦ First Nations Home Retrofits | TRC | Existing Residential | Existing Residential | Existing Residential
None | Program of Measure | Dimmer Switch ¦ Instant Savings | TRC | Residential Efficient Products | Residential Efficient Products | Residential Efficient Products
None | Program of Measure | Dishwasher replacement ¦ Appliance Retirement | TRC | Residential Efficient Products | Residential Efficient Products | Residential Efficient Products
None | Program of Measure | Door Heater Controls ¦ Business Energy Rebates | TRC | Efficient Product Rebates | Efficient Product Rebates | Efficient Product Rebates
None | Program of Measure | Double Heat Pad (Agriculture) ¦ Business Energy Rebates | TRC | Efficient Product Rebates | Efficient Product Rebates | Efficient Product Rebates
None | Program of Measure | Downlight Luminaire (1200 lumen) ¦ Small Business Energy Solutions | TRC | Direct Installation | Direct Installation | Direct Installation
None | Program of Measure | Downlight Luminaire (3000 lumen) ¦ Small Business Energy Solutions | TRC | Direct Installation | Direct Installation | Direct Installation
None | Program of Measure | Downlight Luminaire (800 lumen) ¦ Small Business Energy Solutions | TRC | Direct Installation | Direct Installation | Direct Installation
None | Program of Measure | Drain Water Heat Recovery ¦ First Nations Home Retrofits | TRC | Existing Residential | Existing Residential | Existing Residential
None | Program of Measure | Drain Water Heat Recovery ¦ Green Heat | TRC | Existing Residential | Existing Residential | Existing Residential
None | Program of Measure | Drain Water Heat Recovery ¦ Home Energy Assessment | TRC | Existing Residential | Existing Residential | Existing Residential
None | Program of Measure | Dual Enthalpy Economizer Controls ¦ Business Energy Rebates | TRC | Efficient Product Rebates | Efficient Product Rebates | Efficient Product Rebates
None | Program of Measure | EC Motor for Refrigeration Applications ¦ Business Energy Rebates1 | TRC | Efficient Product Rebates | Efficient Product Rebates | Efficient Product Rebates
None | Program of Measure | EC Motor for Refrigeration Applications ¦ Business Energy Rebates2 | TRC | Efficient Product Rebates | Efficient Product Rebates | Efficient Product Rebates
None | Program of Measure | ECM Circulator Pump ¦ Instant Savings | TRC | Residential Efficient Products | Residential Efficient Products | Residential Efficient Products
None | Program of Measure | Efficient clothes washer ¦ Instant Savings | TRC | Residential Efficient Products | Residential Efficient Products | Residential Efficient Products
None | Program of Measure | Efficient refrigerator ¦ Instant Savings | TRC | Residential Efficient Products | Residential Efficient Products | Residential Efficient Products
None | Program of Measure | Electric Combination Oven ¦ Business Energy Rebates | TRC | Efficient Product Rebates | Efficient Product Rebates | Efficient Product Rebates
None | Program of Measure | Electric Combination Oven with Gas ¦ Business Energy Rebates | TRC | Efficient Product Rebates | Efficient Product Rebates | Efficient Product Rebates
None | Program of Measure | Electric Convection Oven ¦ Business Energy Rebates | TRC | Efficient Product Rebates | Efficient Product Rebates | Efficient Product Rebates
None | Program of Measure | Electric Convection Oven with Gas ¦ Business Energy Rebates | TRC | Efficient Product Rebates | Efficient Product Rebates | Efficient Product Rebates
None | Program of Measure | Electric Fryer Replacement with Gas ¦ Business Energy Rebates | TRC | Efficient Product Rebates | Efficient Product Rebates | Efficient Product Rebates
None | Program of Measure | Electric Griddle Replacement with Gas ¦ Business Energy Rebates | TRC | Efficient Product Rebates | Efficient Product Rebates | Efficient Product Rebates
None | Program of Measure | Electric Steam Cooker ¦ Business Energy Rebates | TRC | Efficient Product Rebates | Efficient Product Rebates | Efficient Product Rebates
None | Program of Measure | Electric Steam Cooker Replacement with Gas ¦ Business Energy Rebates | TRC | Efficient Product Rebates | Efficient Product Rebates | Efficient Product Rebates
None | Program of Measure | Electric to Natural Gas - Water Heater ¦ Business Energy Rebates | TRC | Efficient Product Rebates | Efficient Product Rebates | Efficient Product Rebates
None | Program of Measure | Energy Management Information Systems ¦ EMIS | TRC | Custom Incentives | Custom Incentives | Custom Incentives
None | Program of Measure | Energy Star Dryer ¦ Instant Savings | TRC | Residential Efficient Products | Residential Efficient Products | Residential Efficient Products
None | Program of Measure | ENERGY STAR Pool Pump ¦ Business Energy Rebates | TRC | Efficient Product Rebates | Efficient Product Rebates | Efficient Product Rebates
None | Program of Measure | ENERGY STAR Uninteruptible Power Supplies (UPS) ¦ Business Energy Rebates | TRC | Efficient Product Rebates | Efficient Product Rebates | Efficient Product Rebates
None | Program of Measure | ENERGY STAR Washing Machine ¦ Business Energy Rebates | TRC | Efficient Product Rebates | Efficient Product Rebates | Efficient Product Rebates
None | Program of Measure | Evaporator Fan Motor Controls ¦ Business Energy Rebates | TRC | Efficient Product Rebates | Efficient Product Rebates | Efficient Product Rebates
None | Program of Measure | Faucet Aerators - MURB ¦ Efficient Products Installation | TRC | Existing Residential | Existing Residential | Existing Residential
None | Program of Measure | Faucet Aerators ¦ Efficient Products Installation | TRC | Existing Residential | Existing Residential | Existing Residential
None | Program of Measure | Flood Luminaire (10000 lumen) ¦ Business Energy Rebates | TRC | Efficient Product Rebates | Efficient Product Rebates | Efficient Product Rebates
None | Program of Measure | Flood Luminaire (10000 lumen) ¦ Small Business Energy Solutions | TRC | Direct Installation | Direct Installation | Direct Installation
None | Program of Measure | Flood Luminaire (48000 lumen) ¦ Business Energy Rebates | TRC | Efficient Product Rebates | Efficient Product Rebates | Efficient Product Rebates
None | Program of Measure | Flood Luminaire (48000 lumen) ¦ Small Business Energy Solutions | TRC | Direct Installation | Direct Installation | Direct Installation
None | Program of Measure | Four Pin Replacement Lamps for CFLs ¦ Business Energy Rebates | TRC | Efficient Product Rebates | Efficient Product Rebates | Efficient Product Rebates
None | Program of Measure | Four Pin Replacement Lamps for CFLs ¦ Small Business Energy Solutions | TRC | Direct Installation | Direct Installation | Direct Installation
None | Program of Measure | Freezer replacement (Low income only) ¦ Appliance Retirement | TRC | Residential Efficient Products | Residential Efficient Products | Residential Efficient Products
None | Program of Measure | Freezer replacement (Low income only) ¦ First Nations Home Retrofits | TRC | Existing Residential | Existing Residential | Existing Residential
None | Program of Measure | Freezer replacement ¦ Appliance Retirement | TRC | Residential Efficient Products | Residential Efficient Products | Residential Efficient Products
None | Program of Measure | Freezer retirement ¦ Appliance Retirement | TRC | Residential Efficient Products | Residential Efficient Products | Residential Efficient Products
None | Program of Measure | Fridge replacement ¦ Appliance Retirement | TRC | Residential Efficient Products | Residential Efficient Products | Residential Efficient Products
None | Program of Measure | Fuel Pump Canopy Luminaire (4000 lumen) ¦ Small Business Energy Solutions | TRC | Direct Installation | Direct Installation | Direct Installation
None | Program of Measure | General Use Lamp (A,G Types) ¦ Small Business Energy Solutions | TRC | Direct Installation | Direct Installation | Direct Installation
None | Program of Measure | Glass Door Freezer ¦ Small Business Energy Solutions | TRC | Direct Installation | Direct Installation | Direct Installation
None | Program of Measure | Glass Door Refrigerator ¦ Business Energy Rebates | TRC | Efficient Product Rebates | Efficient Product Rebates | Efficient Product Rebates
None | Program of Measure | Glass Door Refrigerator ¦ Small Business Energy Solutions | TRC | Direct Installation | Direct Installation | Direct Installation
None | Program of Measure | Ground Source Heat Pump (60kBTU/hr) ¦ Business Energy Rebates | TRC | Efficient Product Rebates | Efficient Product Rebates | Efficient Product Rebates
None | Program of Measure | Ground Source Heat Pump (60kBTU/hr) ¦ Small Business Energy Solutions | TRC | Direct Installation | Direct Installation | Direct Installation
None | Program of Measure | GSHP ¦ Green Heat | TRC | Existing Residential | Existing Residential | Existing Residential
None | Program of Measure | Heat Pump Clothes Dryer ¦ Business Energy Rebates | TRC | Efficient Product Rebates | Efficient Product Rebates | Efficient Product Rebates
None | Program of Measure | Heat Pump Dryer (ventless) ¦ Instant Savings | TRC | Residential Efficient Products | Residential Efficient Products | Residential Efficient Products
None | Program of Measure | Heat Pump Water Heater ¦ Business Energy Rebates | TRC | Efficient Product Rebates | Efficient Product Rebates | Efficient Product Rebates
None | Program of Measure | Heat Pump Water Heater ¦ First Nations Home Retrofits | TRC | Existing Residential | Existing Residential | Existing Residential
None | Program of Measure | Heat Pump Water Heater ¦ Green Heat | TRC | Existing Residential | Existing Residential | Existing Residential
None | Program of Measure | Heat Pump Water Heater ¦ Home Energy Assessment | TRC | Existing Residential | Existing Residential | Existing Residential
None | Program of Measure | Heat Pump Water Heater ¦ Small Business Energy Solutions | TRC | Direct Installation | Direct Installation | Direct Installation
None | Program of Measure | Heat Reclaimer Unit (Agriculture) ¦ Business Energy Rebates | TRC | Efficient Product Rebates | Efficient Product Rebates | Efficient Product Rebates
None | Program of Measure | Heat Reclaimer Unit (Agriculture) ¦ Small Business Energy Solutions | TRC | Direct Installation | Direct Installation | Direct Installation
None | Program of Measure | Heavy duty timer ¦ Instant Savings | TRC | Residential Efficient Products | Residential Efficient Products | Residential Efficient Products
None | Program of Measure | High Bay Luminaire (15 000 lumen) ¦ Business Energy Rebates | TRC | Efficient Product Rebates | Efficient Product Rebates | Efficient Product Rebates
None | Program of Measure | High Bay Luminaire (15 000 lumen) ¦ Small Business Energy Solutions | TRC | Direct Installation | Direct Installation | Direct Installation
None | Program of Measure | High Bay Luminaire (35 000 lumen) ¦ Small Business Energy Solutions | TRC | Direct Installation | Direct Installation | Direct Installation
None | Program of Measure | High Efficiency Circulator Pump 1.5kW ¦ Business Energy Rebates | TRC | Efficient Product Rebates | Efficient Product Rebates | Efficient Product Rebates
None | Program of Measure | High Efficiency Circulator Pump 100W ¦ Business Energy Rebates | TRC | Efficient Product Rebates | Efficient Product Rebates | Efficient Product Rebates
None | Program of Measure | High Efficiency Circulator Pump 300W ¦ Business Energy Rebates | TRC | Efficient Product Rebates | Efficient Product Rebates | Efficient Product Rebates
None | Program of Measure | High Volume Low Speed Fan (Agriculture) ¦ Business Energy Rebates | TRC | Efficient Product Rebates | Efficient Product Rebates | Efficient Product Rebates
None | Program of Measure | High Volume Low Speed Fan (Agriculture) ¦ Small Business Energy Solutions | TRC | Direct Installation | Direct Installation | Direct Installation
None | Program of Measure | Holiday Lights Exchange - MURB ¦ Efficient Products Installation | TRC | Existing Residential | Existing Residential | Existing Residential
None | Program of Measure | Holiday Lights Exchange ¦ Efficient Products Installation | TRC | Existing Residential | Existing Residential | Existing Residential
None | Program of Measure | Hot Water Tank Wrap - MURB ¦ Efficient Products Installation | TRC | Existing Residential | Existing Residential | Existing Residential
None | Program of Measure | Hot Water Tank Wrap ¦ Efficient Products Installation | TRC | Existing Residential | Existing Residential | Existing Residential
None | Program of Measure | HVAC Hotel Occupancy Sensor ¦ Business Energy Rebates | TRC | Efficient Product Rebates | Efficient Product Rebates | Efficient Product Rebates
None | Program of Measure | Hybrid Heat Pump Dryer ¦ Instant Savings | TRC | Residential Efficient Products | Residential Efficient Products | Residential Efficient Products
None | Program of Measure | Ice-Making Head ¦ Business Energy Rebates | TRC | Efficient Product Rebates | Efficient Product Rebates | Efficient Product Rebates
None | Program of Measure | Indoor motion sensor ¦ Instant Savings | TRC | Residential Efficient Products | Residential Efficient Products | Residential Efficient Products
None | Program of Measure | Large Commercial/Industrial ETS System ¦ ETS Business Energy Rebates | TRC | Efficient Product Rebates | Efficient Product Rebates | Efficient Product Rebates
None | Program of Measure | LED - ENERGY STAR Fixture with Motion Sensor ¦ Instant Savings | TRC | Residential Efficient Products | Residential Efficient Products | Residential Efficient Products
None | Program of Measure | LED - ENERGY STAR Fixture without Motion Sensor ¦ Instant Savings | TRC | Residential Efficient Products | Residential Efficient Products | Residential Efficient Products
None | Program of Measure | LED - Other ¦ Instant Savings | TRC | Residential Efficient Products | Residential Efficient Products | Residential Efficient Products
None | Program of Measure | LED - R, BR and Decorative ¦ Instant Savings | TRC | Residential Efficient Products | Residential Efficient Products | Residential Efficient Products
None | Program of Measure | LED - Recessed downlight ¦ Instant Savings | TRC | Residential Efficient Products | Residential Efficient Products | Residential Efficient Products
None | Program of Measure | LED Nightlights - MURB ¦ Efficient Products Installation | TRC | Existing Residential | Existing Residential | Existing Residential
None | Program of Measure | LED Nightlights ¦ Efficient Products Installation | TRC | Existing Residential | Existing Residential | Existing Residential
None | Program of Measure | LED Replacement Lamps for HID (10000 lumen) ¦ Business Energy Rebates | TRC | Efficient Product Rebates | Efficient Product Rebates | Efficient Product Rebates
None | Program of Measure | LED Replacement Lamps for HID (10000 lumen) ¦ Small Business Energy Solutions | TRC | Direct Installation | Direct Installation | Direct Installation
None | Program of Measure | LED Replacement Lamps for HID (4000 lumen) ¦ Business Energy Rebates | TRC | Efficient Product Rebates | Efficient Product Rebates | Efficient Product Rebates
None | Program of Measure | LED Replacement Lamps for HID (4000 lumen) ¦ Small Business Energy Solutions | TRC | Direct Installation | Direct Installation | Direct Installation
None | Program of Measure | LED Troffer (1x4) ¦ Business Energy Rebates | TRC | Efficient Product Rebates | Efficient Product Rebates | Efficient Product Rebates
None | Program of Measure | LED Troffer (1x4) ¦ Small Business Energy Solutions | TRC | Direct Installation | Direct Installation | Direct Installation
None | Program of Measure | LED Troffer (2x2) ¦ Business Energy Rebates | TRC | Efficient Product Rebates | Efficient Product Rebates | Efficient Product Rebates
None | Program of Measure | LED Troffer (2x2) ¦ Small Business Energy Solutions | TRC | Direct Installation | Direct Installation | Direct Installation
None | Program of Measure | LED Troffer (4x2) ¦ Business Energy Rebates | TRC | Efficient Product Rebates | Efficient Product Rebates | Efficient Product Rebates
None | Program of Measure | LED Troffer (4x2) ¦ Small Business Energy Solutions | TRC | Direct Installation | Direct Installation | Direct Installation
None | Program of Measure | LED Wall Sconce (1200 lumen) ¦ Small Business Energy Solutions | TRC | Direct Installation | Direct Installation | Direct Installation
None | Program of Measure | Linear Ambient Luminaire (10000 lumen) ¦ Business Energy Rebates | TRC | Efficient Product Rebates | Efficient Product Rebates | Efficient Product Rebates
None | Program of Measure | Linear Ambient Luminaire (10000 lumen) ¦ Small Business Energy Solutions | TRC | Direct Installation | Direct Installation | Direct Installation
None | Program of Measure | Linear Ambient Luminaire (2000 lumen) ¦ Business Energy Rebates | TRC | Efficient Product Rebates | Efficient Product Rebates | Efficient Product Rebates
None | Program of Measure | Linear Ambient Luminaire (2000 lumen) ¦ Small Business Energy Solutions | TRC | Direct Installation | Direct Installation | Direct Installation
None | Program of Measure | Linear Ambient Luminaire (4000 lumen) ¦ Business Energy Rebates | TRC | Efficient Product Rebates | Efficient Product Rebates | Efficient Product Rebates
None | Program of Measure | Linear Ambient Luminaire (4000 lumen) ¦ Small Business Energy Solutions | TRC | Direct Installation | Direct Installation | Direct Installation
None | Program of Measure | Linear Ambient Luminaire (8000 lumen) ¦ Business Energy Rebates | TRC | Efficient Product Rebates | Efficient Product Rebates | Efficient Product Rebates
None | Program of Measure | Linear Ambient Luminaire (8000 lumen) ¦ Small Business Energy Solutions | TRC | Direct Installation | Direct Installation | Direct Installation
None | Program of Measure | Linear Replacement Lamp (2 foot) ¦ Business Energy Rebates | TRC | Efficient Product Rebates | Efficient Product Rebates | Efficient Product Rebates
None | Program of Measure | Linear Replacement Lamp (2 foot) ¦ Small Business Energy Solutions | TRC | Direct Installation | Direct Installation | Direct Installation
None | Program of Measure | Linear Replacement Lamp (4 foot) ¦ Business Energy Rebates | TRC | Efficient Product Rebates | Efficient Product Rebates | Efficient Product Rebates
None | Program of Measure | Linear Replacement Lamp (4 foot) ¦ Small Business Energy Solutions | TRC | Direct Installation | Direct Installation | Direct Installation
None | Program of Measure | Low-bay Luminaire (10,000 lumen) ¦ Business Energy Rebates | TRC | Efficient Product Rebates | Efficient Product Rebates | Efficient Product Rebates
None | Program of Measure | Low-bay Luminaire (10,000 lumen) ¦ Small Business Energy Solutions | TRC | Direct Installation | Direct Installation | Direct Installation
None | Program of Measure | Low-bay Luminaire (5000 lumen) ¦ Business Energy Rebates | TRC | Efficient Product Rebates | Efficient Product Rebates | Efficient Product Rebates
None | Program of Measure | Low-flow showerhead - 0.5 gpm Reduction - MURB ¦ Efficient Products Installation | TRC | Existing Residential | Existing Residential | Existing Residential
None | Program of Measure | Low-flow showerhead - 0.5 gpm Reduction ¦ Efficient Products Installation | TRC | Existing Residential | Existing Residential | Existing Residential
None | Program of Measure | Low-flow showerhead - 1.0 gpm Reduction - MURB ¦ Efficient Products Installation | TRC | Existing Residential | Existing Residential | Existing Residential
None | Program of Measure | Low-flow showerhead - 1.0 gpm Reduction ¦ Efficient Products Installation | TRC | Existing Residential | Existing Residential | Existing Residential
None | Program of Measure | Low-flow showerhead -0.75 gpm Reduction - MURB ¦ Efficient Products Installation | TRC | Existing Residential | Existing Residential | Existing Residential
None | Program of Measure | Low-flow showerhead -0.75 gpm Reduction ¦ Efficient Products Installation | TRC | Existing Residential | Existing Residential | Existing Residential
None | Program of Measure | Low/Zero Energy Livestock Waterer ¦ Business Energy Rebates | TRC | Efficient Product Rebates | Efficient Product Rebates | Efficient Product Rebates
None | Program of Measure | Luminaire Level Lighting Control (LLLC) - High Impact Application ¦ Business Energy Rebates | TRC | Efficient Product Rebates | Efficient Product Rebates | Efficient Product Rebates
None | Program of Measure | Luminaire Level Lighting Control (LLLC) - Low Impact Application ¦ Business Energy Rebates | TRC | Efficient Product Rebates | Efficient Product Rebates | Efficient Product Rebates
None | Program of Measure | Medium Commercial ETS System ¦ ETS Business Energy Rebates | TRC | Efficient Product Rebates | Efficient Product Rebates | Efficient Product Rebates
None | Program of Measure | Medium Commercial ETS System ¦ ETS Small Business Energy Solutions | TRC | Direct Installation | Direct Installation | Direct Installation
None | Program of Measure | Milk Pre-cooler ¦ Business Energy Rebates | TRC | Efficient Product Rebates | Efficient Product Rebates | Efficient Product Rebates
None | Program of Measure | Mini freezer retirement ¦ Appliance Retirement | TRC | Residential Efficient Products | Residential Efficient Products | Residential Efficient Products
None | Program of Measure | Mini fridge retirement ¦ Appliance Retirement | TRC | Residential Efficient Products | Residential Efficient Products | Residential Efficient Products
None | Program of Measure | Motion sensor with dimmer switch ¦ Instant Savings | TRC | Residential Efficient Products | Residential Efficient Products | Residential Efficient Products
None | Program of Measure | MSHP - Fully Electrical ¦ Green Heat | TRC | Existing Residential | Existing Residential | Existing Residential
None | Program of Measure | MSHP - Mainly Electrical ¦ Green Heat | TRC | Existing Residential | Existing Residential | Existing Residential
None | Program of Measure | Multi-Tank Conveyor Dishwasher - High Temp ¦ Business Energy Rebates | TRC | Efficient Product Rebates | Efficient Product Rebates | Efficient Product Rebates
None | Program of Measure | Multi-Tank Conveyor Dishwasher - High Temp ¦ Small Business Energy Solutions | TRC | Direct Installation | Direct Installation | Direct Installation
None | Program of Measure | Multi-Tank Conveyor Dishwasher - Low Temp ¦ Business Energy Rebates | TRC | Efficient Product Rebates | Efficient Product Rebates | Efficient Product Rebates
None | Program of Measure | Multi-Tank Conveyor Dishwasher - Low Temp ¦ Small Business Energy Solutions | TRC | Direct Installation | Direct Installation | Direct Installation
None | Program of Measure | Natural Barn Ventiliation - Year-Round ¦ Business Energy Rebates | TRC | Efficient Product Rebates | Efficient Product Rebates | Efficient Product Rebates
None | Program of Measure | Networked/ Connected - Indoor LED Lamp ¦ Instant Savings | TRC | Residential Efficient Products | Residential Efficient Products | Residential Efficient Products
None | Program of Measure | Networked/Connected - High Impact Application ¦ Business Energy Rebates | TRC | Efficient Product Rebates | Efficient Product Rebates | Efficient Product Rebates
None | Program of Measure | Networked/Connected - Low Impact Application ¦ Business Energy Rebates | TRC | Efficient Product Rebates | Efficient Product Rebates | Efficient Product Rebates
None | Program of Measure | No-Loss Drain ¦ Business Energy Rebates | TRC | Efficient Product Rebates | Efficient Product Rebates | Efficient Product Rebates
None | Program of Measure | Occupancy Sensor (Ceiling Mounted) ¦ Business Energy Rebates | TRC | Efficient Product Rebates | Efficient Product Rebates | Efficient Product Rebates
None | Program of Measure | Occupancy Sensor (Ceiling Mounted) ¦ Small Business Energy Solutions | TRC | Direct Installation | Direct Installation | Direct Installation
None | Program of Measure | Occupancy Sensor (Wall Mounted) ¦ Business Energy Rebates | TRC | Efficient Product Rebates | Efficient Product Rebates | Efficient Product Rebates
None | Program of Measure | Occupancy Sensor (Wall Mounted) ¦ Small Business Energy Solutions | TRC | Direct Installation | Direct Installation | Direct Installation
None | Program of Measure | Occupancy Sensor (Exterior) ¦ Business Energy Rebates | TRC | Efficient Product Rebates | Efficient Product Rebates | Efficient Product Rebates
None | Program of Measure | Open to Closed Cooler Conversion ¦ Business Energy Rebates | TRC | Efficient Product Rebates | Efficient Product Rebates | Efficient Product Rebates
None | Program of Measure | Open to Closed Cooler Conversion ¦ Small Business Energy Solutions | TRC | Direct Installation | Direct Installation | Direct Installation
None | Program of Measure | Outdoor motion sensor ¦ Instant Savings | TRC | Residential Efficient Products | Residential Efficient Products | Residential Efficient Products
None | Program of Measure | Outside Air Economizer ¦ Business Energy Rebates | TRC | Efficient Product Rebates | Efficient Product Rebates | Efficient Product Rebates
None | Program of Measure | Packaged Terminal Heat Pump (12kBTU/hr) ¦ Business Energy Rebates | TRC | Efficient Product Rebates | Efficient Product Rebates | Efficient Product Rebates
None | Program of Measure | Parking Garage Luminaire (4000 lumen) ¦ Small Business Energy Solutions | TRC | Direct Installation | Direct Installation | Direct Installation
None | Program of Measure | Pellet Boiler/Furnace ¦ Green Heat | TRC | Existing Residential | Existing Residential | Existing Residential
None | Program of Measure | Pellet Stove ¦ Green Heat | TRC | Existing Residential | Existing Residential | Existing Residential
None | Program of Measure | Pipe Insulation - MURB ¦ Efficient Products Installation | TRC | Existing Residential | Existing Residential | Existing Residential
None | Program of Measure | Pipe Insulation ¦ Efficient Products Installation | TRC | Existing Residential | Existing Residential | Existing Residential
None | Program of Measure | Pole/Arm-Mounted Area Luminaire (20000 lumen) ¦ Business Energy Rebates | TRC | Efficient Product Rebates | Efficient Product Rebates | Efficient Product Rebates
None | Program of Measure | Pole/Arm-Mounted Area Luminaire (20000 lumen) ¦ Small Business Energy Solutions | TRC | Direct Installation | Direct Installation | Direct Installation
None | Program of Measure | Pole/Arm-Mounted Area Luminaire (4000 lumen) ¦ Small Business Energy Solutions | TRC | Direct Installation | Direct Installation | Direct Installation
None | Program of Measure | Pole/Arm-Mounted Area Luminaire (60000 lumen) ¦ Business Energy Rebates | TRC | Efficient Product Rebates | Efficient Product Rebates | Efficient Product Rebates
None | Program of Measure | Pole/Arm-Mounted Decorative Luminaire (1500 lumen) ¦ Small Business Energy Solutions | TRC | Direct Installation | Direct Installation | Direct Installation
None | Program of Measure | Pole/Arm-Mounted Decorative Luminaire (5000 lumen) ¦ Business Energy Rebates | TRC | Efficient Product Rebates | Efficient Product Rebates | Efficient Product Rebates
None | Program of Measure | Pole/Arm-Mounted Decorative Luminaire (5000 lumen) ¦ Small Business Energy Solutions | TRC | Direct Installation | Direct Installation | Direct Installation
None | Program of Measure | Pot, Pan and Utensil Dishwasher - High Temp ¦ Business Energy Rebates | TRC | Efficient Product Rebates | Efficient Product Rebates | Efficient Product Rebates
None | Program of Measure | Power bar with timer ¦ Instant Savings | TRC | Residential Efficient Products | Residential Efficient Products | Residential Efficient Products
None | Program of Measure | Premium High Bay Luminaire (15 000 lumen) ¦ Business Energy Rebates | TRC | Efficient Product Rebates | Efficient Product Rebates | Efficient Product Rebates
None | Program of Measure | Premium High Bay Luminaire (15 000 lumen) ¦ Small Business Energy Solutions | TRC | Direct Installation | Direct Installation | Direct Installation
None | Program of Measure | Premium High Bay Luminaire (35 000 lumen) ¦ Business Energy Rebates | TRC | Efficient Product Rebates | Efficient Product Rebates | Efficient Product Rebates
None | Program of Measure | Premium High Bay Luminaire (35 000 lumen) ¦ Small Business Energy Solutions | TRC | Direct Installation | Direct Installation | Direct Installation
None | Program of Measure | Premium High Bay Luminaire (60 000 lumen) ¦ Business Energy Rebates | TRC | Efficient Product Rebates | Efficient Product Rebates | Efficient Product Rebates
None | Program of Measure | Programmable thermostat ¦ Instant Savings | TRC | Residential Efficient Products | Residential Efficient Products | Residential Efficient Products
None | Program of Measure | Programmable Thermostats ¦ First Nations Home Retrofits | TRC | Existing Residential | Existing Residential | Existing Residential
None | Program of Measure | Range / Stove replacement ¦ Appliance Retirement | TRC | Residential Efficient Products | Residential Efficient Products | Residential Efficient Products
None | Program of Measure | Reflector Lamp (MR16) ¦ Small Business Energy Solutions | TRC | Direct Installation | Direct Installation | Direct Installation
None | Program of Measure | Reflector Lamp (PAR38) ¦ Small Business Energy Solutions | TRC | Direct Installation | Direct Installation | Direct Installation
None | Program of Measure | Refrigerated Case Luminaire ¦ Business Energy Rebates | TRC | Efficient Product Rebates | Efficient Product Rebates | Efficient Product Rebates
None | Program of Measure | Refrigerated Case Luminaire ¦ Small Business Energy Solutions | TRC | Direct Installation | Direct Installation | Direct Installation
None | Program of Measure | Refrigerator replacement (Low income only) ¦ Appliance Retirement | TRC | Residential Efficient Products | Residential Efficient Products | Residential Efficient Products
None | Program of Measure | Refrigerator replacement (Low income only) ¦ First Nations Home Retrofits | TRC | Existing Residential | Existing Residential | Existing Residential
None | Program of Measure | Refrigerator retirement ¦ Appliance Retirement | TRC | Residential Efficient Products | Residential Efficient Products | Residential Efficient Products
None | Program of Measure | Remote Condensing Unit ¦ Business Energy Rebates | TRC | Efficient Product Rebates | Efficient Product Rebates | Efficient Product Rebates
None | Program of Measure | Residential DHW Timer ¦ ETS Green Heat | TRC | Existing Residential | Existing Residential | Existing Residential
None | Program of Measure | Residential ETS System (Central) ¦ ETS Green Heat | TRC | Existing Residential | Existing Residential | Existing Residential
None | Program of Measure | Residential ETS System (Central) ¦ ETS Home Energy Assessment | TRC | Existing Residential | Existing Residential | Existing Residential
None | Program of Measure | Residential ETS System (Room) ¦ ETS Green Heat | TRC | Existing Residential | Existing Residential | Existing Residential
None | Program of Measure | Residential ETS System (Room) ¦ ETS Home Energy Assessment | TRC | Existing Residential | Existing Residential | Existing Residential
None | Program of Measure | Room air purifier ¦ Instant Savings | TRC | Residential Efficient Products | Residential Efficient Products | Residential Efficient Products
None | Program of Measure | Server Virtualization and Decommissioning ¦ Business Energy Rebates | TRC | Efficient Product Rebates | Efficient Product Rebates | Efficient Product Rebates
None | Program of Measure | Single-Tank Door type Dishwasher - High Temp ¦ Business Energy Rebates | TRC | Efficient Product Rebates | Efficient Product Rebates | Efficient Product Rebates
None | Program of Measure | Single-Tank Door type Dishwasher - Low Temp ¦ Business Energy Rebates | TRC | Efficient Product Rebates | Efficient Product Rebates | Efficient Product Rebates
None | Program of Measure | Single -Tank Conveyor Dishwasher - High Temp ¦ Business Energy Rebates | TRC | Efficient Product Rebates | Efficient Product Rebates | Efficient Product Rebates
None | Program of Measure | Single -Tank Conveyor Dishwasher - Low Temp ¦ Business Energy Rebates | TRC | Efficient Product Rebates | Efficient Product Rebates | Efficient Product Rebates
None | Program of Measure | Single Heat Pad (Agriculture) ¦ Business Energy Rebates | TRC | Efficient Product Rebates | Efficient Product Rebates | Efficient Product Rebates
None | Program of Measure | Small Commercial ETS Sytem ¦ ETS Business Energy Rebates | TRC | Efficient Product Rebates | Efficient Product Rebates | Efficient Product Rebates
None | Program of Measure | Small Commercial ETS Sytem ¦ ETS Small Business Energy Solutions | TRC | Direct Installation | Direct Installation | Direct Installation
None | Program of Measure | Smart power bar ¦ Instant Savings | TRC | Residential Efficient Products | Residential Efficient Products | Residential Efficient Products
None | Program of Measure | Smart Power Controllers - MURB ¦ Efficient Products Installation | TRC | Existing Residential | Existing Residential | Existing Residential
None | Program of Measure | Smart Power Controllers ¦ Efficient Products Installation | TRC | Existing Residential | Existing Residential | Existing Residential
None | Program of Measure | Solar air heating ¦ Green Heat | TRC | Existing Residential | Existing Residential | Existing Residential
None | Program of Measure | Solar Domestic Hot Water ¦ Green Heat | TRC | Existing Residential | Existing Residential | Existing Residential
None | Program of Measure | Solar Domestic Hot Water ¦ Home Energy Assessment | TRC | Existing Residential | Existing Residential | Existing Residential
None | Program of Measure | Solid Door Freezer ¦ Business Energy Rebates | TRC | Efficient Product Rebates | Efficient Product Rebates | Efficient Product Rebates
None | Program of Measure | Solid Door Freezer ¦ Small Business Energy Solutions | TRC | Direct Installation | Direct Installation | Direct Installation
None | Program of Measure | Solid Door Refrigerator ¦ Business Energy Rebates | TRC | Efficient Product Rebates | Efficient Product Rebates | Efficient Product Rebates
None | Program of Measure | Solid Door Refrigerator ¦ Small Business Energy Solutions | TRC | Direct Installation | Direct Installation | Direct Installation
None | Program of Measure | Standard Capacity Electric Fryer ¦ Business Energy Rebates | TRC | Efficient Product Rebates | Efficient Product Rebates | Efficient Product Rebates
None | Program of Measure | Standard Capacity Electric Fryer ¦ Small Business Energy Solutions | TRC | Direct Installation | Direct Installation | Direct Installation
None | Program of Measure | Strategic Energy Management ¦ SEM | TRC | Custom Incentives | Custom Incentives | Custom Incentives
None | Program of Measure | Strip-Curtains for Display Cases ¦ Business Energy Rebates | TRC | Efficient Product Rebates | Efficient Product Rebates | Efficient Product Rebates
None | Program of Measure | Strip-Curtains for Display Cases ¦ Small Business Energy Solutions | TRC | Direct Installation | Direct Installation | Direct Installation
None | Program of Measure | Track/Mono-point Direction Luminaire ¦ Business Energy Rebates | TRC | Efficient Product Rebates | Efficient Product Rebates | Efficient Product Rebates
None | Program of Measure | Unconverted D ¦ Home Energy Assessment | TRC | Existing Residential | Existing Residential | Existing Residential
None | Program of Measure | Under-Counter Dishwasher - HighTemp ¦ Business Energy Rebates | TRC | Efficient Product Rebates | Efficient Product Rebates | Efficient Product Rebates
None | Program of Measure | Under-Counter Dishwasher - Low Temp ¦ Business Energy Rebates | TRC | Efficient Product Rebates | Efficient Product Rebates | Efficient Product Rebates
None | Program of Measure | Variable Speed Kitchen Exhaust Fan ¦ Business Energy Rebates | TRC | Efficient Product Rebates | Efficient Product Rebates | Efficient Product Rebates
None | Program of Measure | Variable Speed Kitchen Exhaust Fan ¦ Small Business Energy Solutions | TRC | Direct Installation | Direct Installation | Direct Installation
None | Program of Measure | Ventilation Fan (Agriculture) ¦ Business Energy Rebates | TRC | Efficient Product Rebates | Efficient Product Rebates | Efficient Product Rebates
None | Program of Measure | VFD - 10 hp - Institutional - Make-up Air Fan ¦ Business Energy Rebates | TRC | Efficient Product Rebates | Efficient Product Rebates | Efficient Product Rebates
None | Program of Measure | VFD - 10 hp - Retail - Supply Fan ¦ Business Energy Rebates | TRC | Efficient Product Rebates | Efficient Product Rebates | Efficient Product Rebates
None | Program of Measure | VFD - 20 hp - Institutional - Chilled Water Pump ¦ Business Energy Rebates | TRC | Efficient Product Rebates | Efficient Product Rebates | Efficient Product Rebates
None | Program of Measure | VFD - 20 hp - Retail - Exhaust Fan ¦ Business Energy Rebates | TRC | Efficient Product Rebates | Efficient Product Rebates | Efficient Product Rebates
None | Program of Measure | VFD - 30 hp - Institutional - Make-up Air Fan ¦ Business Energy Rebates | TRC | Efficient Product Rebates | Efficient Product Rebates | Efficient Product Rebates
None | Program of Measure | VFD - 30 hp - Retail - Supply Fan ¦ Business Energy Rebates | TRC | Efficient Product Rebates | Efficient Product Rebates | Efficient Product Rebates
None | Program of Measure | VFD - 40 hp - Warehousing - Exhaust Fan ¦ Business Energy Rebates | TRC | Efficient Product Rebates | Efficient Product Rebates | Efficient Product Rebates
None | Program of Measure | VFD - 5 hp - Institutional - Chilled Water Pump ¦ Business Energy Rebates | TRC | Efficient Product Rebates | Efficient Product Rebates | Efficient Product Rebates
None | Program of Measure | VFD - 5 hp - Retail - Exhaust Fan ¦ Business Energy Rebates | TRC | Efficient Product Rebates | Efficient Product Rebates | Efficient Product Rebates
None | Program of Measure | VFD Milk Transfer Pump ¦ Business Energy Rebates | TRC | Efficient Product Rebates | Efficient Product Rebates | Efficient Product Rebates
None | Program of Measure | VFD Milk Transfer Pump ¦ Small Business Energy Solutions | TRC | Direct Installation | Direct Installation | Direct Installation
None | Program of Measure | VFD Milk Vacuum Pump ¦ Business Energy Rebates | TRC | Efficient Product Rebates | Efficient Product Rebates | Efficient Product Rebates
None | Program of Measure | VFD Milk Vacuum Pump ¦ Small Business Energy Solutions | TRC | Direct Installation | Direct Installation | Direct Installation
None | Program of Measure | Wall Mounted Area Luminaire (1000 lumen) ¦ Business Energy Rebates | TRC | Efficient Product Rebates | Efficient Product Rebates | Efficient Product Rebates
None | Program of Measure | Wall Mounted Area Luminaire (1000 lumen) ¦ Small Business Energy Solutions | TRC | Direct Installation | Direct Installation | Direct Installation
None | Program of Measure | Wall Mounted Area Luminaire (10000 lumen) ¦ Business Energy Rebates | TRC | Efficient Product Rebates | Efficient Product Rebates | Efficient Product Rebates
None | Program of Measure | Wall Mounted Area Luminaire (10000 lumen) ¦ Small Business Energy Solutions | TRC | Direct Installation | Direct Installation | Direct Installation
None | Program of Measure | Wall Wash Luminaire (1000 lumen) ¦ Business Energy Rebates | TRC | Efficient Product Rebates | Efficient Product Rebates | Efficient Product Rebates
None | Program of Measure | Wall wash luminaire (1500 lumen) ¦ Business Energy Rebates | TRC | Efficient Product Rebates | Efficient Product Rebates | Efficient Product Rebates
None | Program of Measure | Whole Home - tier 0 (22% better than code on average) ¦ New Home Construction | TRC | New Residential | New Residential | New Residential
None | Program of Measure | Whole home - tier 1 (45% better than code target) ¦ New Home Construction | TRC | New Residential | New Residential | New Residential
None | Program of Measure | Whole home - tier 2 (60% better than code target) ¦ New Home Construction | TRC | New Residential | New Residential | New Residential
None | Program of Measure | Whole home - tier 3 (70% better than code target) ¦ New Home Construction | TRC | New Residential | New Residential | New Residential
None | Program of Measure | Whole Home ¦ Home Energy Assessment | TRC | Existing Residential | Existing Residential | Existing Residential
None | Program of Measure | Whole Home First Nations Retrofit ¦ First Nations Home Retrofits | TRC | Existing Residential | Existing Residential | Existing Residential
None | Program of Measure | Wood Boiler/Furnace ¦ Green Heat | TRC | Existing Residential | Existing Residential | Existing Residential
None | Program of Measure | Wood Stove ¦ Green Heat | TRC | Existing Residential | Existing Residential | Existing Residential
None | Program of Measure | Zero-Energy Doors for Reach-In Coolers ¦ Small Business Energy Solutions | TRC | Direct Installation | Direct Installation | Direct Installation
None | Program Component of Measure | 1/2 Size Hot Food Holding Cabinet ¦ Business Energy Rebates | TRC | Business Energy Rebates | Business Energy Rebates | Business Energy Rebates
None | Program Component of Measure | 11W Replacing 60W - MURB ¦ Efficient Products Installation | TRC | Efficient Products Installation | Efficient Products Installation | Efficient Products Installation
None | Program Component of Measure | 11W Replacing 60W ¦ Efficient Products Installation | TRC | Efficient Products Installation | Efficient Products Installation | Efficient Products Installation
None | Program Component of Measure | 18W Replacing 100W - MURB ¦ Efficient Products Installation | TRC | Efficient Products Installation | Efficient Products Installation | Efficient Products Installation
None | Program Component of Measure | 18W Replacing 100W ¦ Efficient Products Installation | TRC | Efficient Products Installation | Efficient Products Installation | Efficient Products Installation
None | Program Component of Measure | 18W Replacing 75W - MURB ¦ Efficient Products Installation | TRC | Efficient Products Installation | Efficient Products Installation | Efficient Products Installation
None | Program Component of Measure | 18W Replacing 75W ¦ Efficient Products Installation | TRC | Efficient Products Installation | Efficient Products Installation | Efficient Products Installation
None | Program Component of Measure | 5W Chandelier E12 - MURB ¦ Efficient Products Installation | TRC | Efficient Products Installation | Efficient Products Installation | Efficient Products Installation
None | Program Component of Measure | 5W Chandelier E12 ¦ Efficient Products Installation | TRC | Efficient Products Installation | Efficient Products Installation | Efficient Products Installation
None | Program Component of Measure | 7W G25 - MURB ¦ Efficient Products Installation | TRC | Efficient Products Installation | Efficient Products Installation | Efficient Products Installation
None | Program Component of Measure | 7W G25 ¦ Efficient Products Installation | TRC | Efficient Products Installation | Efficient Products Installation | Efficient Products Installation
None | Program Component of Measure | 7W GU10 Replacing 35W - MURB ¦ Efficient Products Installation | TRC | Efficient Products Installation | Efficient Products Installation | Efficient Products Installation
None | Program Component of Measure | 7W GU10 Replacing 35W ¦ Efficient Products Installation | TRC | Efficient Products Installation | Efficient Products Installation | Efficient Products Installation
None | Program Component of Measure | 7W GU10 Replacing 50W - MURB ¦ Efficient Products Installation | TRC | Efficient Products Installation | Efficient Products Installation | Efficient Products Installation
None | Program Component of Measure | 7W GU10 Replacing 50W ¦ Efficient Products Installation | TRC | Efficient Products Installation | Efficient Products Installation | Efficient Products Installation
None | Program Component of Measure | 9.5W Replacing 100W - MURB ¦ Efficient Products Installation | TRC | Efficient Products Installation | Efficient Products Installation | Efficient Products Installation
None | Program Component of Measure | 9.5W Replacing 100W ¦ Efficient Products Installation | TRC | Efficient Products Installation | Efficient Products Installation | Efficient Products Installation
None | Program Component of Measure | 9.5W Replacing 40W - MURB ¦ Efficient Products Installation | TRC | Efficient Products Installation | Efficient Products Installation | Efficient Products Installation
None | Program Component of Measure | 9.5W Replacing 40W ¦ Efficient Products Installation | TRC | Efficient Products Installation | Efficient Products Installation | Efficient Products Installation
None | Program Component of Measure | 9.5W Replacing 60W - MURB ¦ Efficient Products Installation | TRC | Efficient Products Installation | Efficient Products Installation | Efficient Products Installation
None | Program Component of Measure | 9.5W Replacing 60W ¦ Efficient Products Installation | TRC | Efficient Products Installation | Efficient Products Installation | Efficient Products Installation
None | Program Component of Measure | 9W Replacing 100W - MURB ¦ Efficient Products Installation | TRC | Efficient Products Installation | Efficient Products Installation | Efficient Products Installation
None | Program Component of Measure | 9W Replacing 100W ¦ Efficient Products Installation | TRC | Efficient Products Installation | Efficient Products Installation | Efficient Products Installation
None | Program Component of Measure | 9W Replacing 40W - MURB ¦ Efficient Products Installation | TRC | Efficient Products Installation | Efficient Products Installation | Efficient Products Installation
None | Program Component of Measure | 9W Replacing 40W ¦ Efficient Products Installation | TRC | Efficient Products Installation | Efficient Products Installation | Efficient Products Installation
None | Program Component of Measure | 9W Replacing 60W - MURB ¦ Efficient Products Installation | TRC | Efficient Products Installation | Efficient Products Installation | Efficient Products Installation
None | Program Component of Measure | 9W Replacing 60W ¦ Efficient Products Installation | TRC | Efficient Products Installation | Efficient Products Installation | Efficient Products Installation
None | Program Component of Measure | Advanced Lighting Design (Performance Lighting) ¦ Business Energy Rebates | TRC | Business Energy Rebates | Business Energy Rebates | Business Energy Rebates
None | Program Component of Measure | Air-Entraining Air Nozzle ¦ Business Energy Rebates | TRC | Business Energy Rebates | Business Energy Rebates | Business Energy Rebates
None | Program Component of Measure | Air Conditioner retirement ¦ Appliance Retirement | TRC | Appliance Retirement | Appliance Retirement | Appliance Retirement
None | Program Component of Measure | ASHP and AWHP - Electrical ¦ Green Heat | TRC | Green Heat | Green Heat | Green Heat
None | Program Component of Measure | Case Lighting for Sign Retrofits ¦ Business Energy Rebates | TRC | Business Energy Rebates | Business Energy Rebates | Business Energy Rebates
None | Program Component of Measure | CEE Tier 2 Commercial Washing Machine ¦ Business Energy Rebates | TRC | Business Energy Rebates | Business Energy Rebates | Business Energy Rebates
None | Program Component of Measure | CEE Tier 3 Commercial Washing Machine ¦ Business Energy Rebates | TRC | Business Energy Rebates | Business Energy Rebates | Business Energy Rebates
None | Program Component of Measure | Circulation Fan (Agriculture) ¦ Business Energy Rebates | TRC | Business Energy Rebates | Business Energy Rebates | Business Energy Rebates
None | Program Component of Measure | Clothes-line ¦ Instant Savings | TRC | Instant Savings | Instant Savings | Instant Savings
None | Program Component of Measure | Clothes Dryer replacement ¦ Appliance Retirement | TRC | Appliance Retirement | Appliance Retirement | Appliance Retirement
None | Program Component of Measure | Clothes Dryers ¦ First Nations Home Retrofits | TRC | First Nations Home Retrofits | First Nations Home Retrofits | First Nations Home Retrofits
None | Program Component of Measure | Clothes Washer replacement ¦ Appliance Retirement | TRC | Appliance Retirement | Appliance Retirement | Appliance Retirement
None | Program Component of Measure | Clothes Washers ¦ First Nations Home Retrofits | TRC | First Nations Home Retrofits | First Nations Home Retrofits | First Nations Home Retrofits
None | Program Component of Measure | Cold Climate Air-Source Heat Pump (24kBTU/hr) ¦ Business Energy Rebates | TRC | Business Energy Rebates | Business Energy Rebates | Business Energy Rebates
None | Program Component of Measure | Cold Climate Air-Source Heat Pump (24kBTU/hr) ¦ Small Business Energy Solutions | TRC | Small Business Energy Solutions | Small Business Energy Solutions | Small Business Energy Solutions
None | Program Component of Measure | Cold Climate Air-Source Heat Pump (48kBTU/hr) ¦ Business Energy Rebates | TRC | Business Energy Rebates | Business Energy Rebates | Business Energy Rebates
None | Program Component of Measure | Custom Energy Efficiency ¦ Affordable MultiFamily Renter | TRC | Affordable MultiFamily Renter | Affordable MultiFamily Renter | Affordable MultiFamily Renter
None | Program Component of Measure | Custom Energy Efficiency ¦ Custom Retrofit | TRC | Custom Retrofit | Custom Retrofit | Custom Retrofit
None | Program Component of Measure | Cycling Refrigerated Air Dryer - 50 CFM ¦ Business Energy Rebates | TRC | Business Energy Rebates | Business Energy Rebates | Business Energy Rebates
None | Program Component of Measure | Dairy Scroll Compressor ¦ Business Energy Rebates | TRC | Business Energy Rebates | Business Energy Rebates | Business Energy Rebates
None | Program Component of Measure | Daylighting Controls - Ceiling Mounted ¦ Business Energy Rebates | TRC | Business Energy Rebates | Business Energy Rebates | Business Energy Rebates
None | Program Component of Measure | Daylighting Controls - Switch-Mounted ¦ Business Energy Rebates | TRC | Business Energy Rebates | Business Energy Rebates | Business Energy Rebates
None | Program Component of Measure | Decorative Lamp ¦ Small Business Energy Solutions | TRC | Small Business Energy Solutions | Small Business Energy Solutions | Small Business Energy Solutions
None | Program Component of Measure | Dehumidifier ¦ Instant Savings | TRC | Instant Savings | Instant Savings | Instant Savings
None | Program Component of Measure | Dehumidifier replacement (Low income only) ¦ Appliance Retirement | TRC | Appliance Retirement | Appliance Retirement | Appliance Retirement
None | Program Component of Measure | Dehumidifier replacement (Low income only) ¦ First Nations Home Retrofits | TRC | First Nations Home Retrofits | First Nations Home Retrofits | First Nations Home Retrofits
None | Program Component of Measure | Dimmer Switch ¦ Instant Savings | TRC | Instant Savings | Instant Savings | Instant Savings
None | Program Component of Measure | Dishwasher replacement ¦ Appliance Retirement | TRC | Appliance Retirement | Appliance Retirement | Appliance Retirement
None | Program Component of Measure | Door Heater Controls ¦ Business Energy Rebates | TRC | Business Energy Rebates | Business Energy Rebates | Business Energy Rebates
None | Program Component of Measure | Double Heat Pad (Agriculture) ¦ Business Energy Rebates | TRC | Business Energy Rebates | Business Energy Rebates | Business Energy Rebates
None | Program Component of Measure | Downlight Luminaire (1200 lumen) ¦ Small Business Energy Solutions | TRC | Small Business Energy Solutions | Small Business Energy Solutions | Small Business Energy Solutions
None | Program Component of Measure | Downlight Luminaire (3000 lumen) ¦ Small Business Energy Solutions | TRC | Small Business Energy Solutions | Small Business Energy Solutions | Small Business Energy Solutions
None | Program Component of Measure | Downlight Luminaire (800 lumen) ¦ Small Business Energy Solutions | TRC | Small Business Energy Solutions | Small Business Energy Solutions | Small Business Energy Solutions
None | Program Component of Measure | Drain Water Heat Recovery ¦ First Nations Home Retrofits | TRC | First Nations Home Retrofits | First Nations Home Retrofits | First Nations Home Retrofits
None | Program Component of Measure | Drain Water Heat Recovery ¦ Green Heat | TRC | Green Heat | Green Heat | Green Heat
None | Program Component of Measure | Drain Water Heat Recovery ¦ Home Energy Assessment | TRC | Home Energy Assessment | Home Energy Assessment | Home Energy Assessment
None | Program Component of Measure | Dual Enthalpy Economizer Controls ¦ Business Energy Rebates | TRC | Business Energy Rebates | Business Energy Rebates | Business Energy Rebates
None | Program Component of Measure | EC Motor for Refrigeration Applications ¦ Business Energy Rebates1 | TRC | Business Energy Rebates | Business Energy Rebates | Business Energy Rebates
None | Program Component of Measure | EC Motor for Refrigeration Applications ¦ Business Energy Rebates2 | TRC | Business Energy Rebates | Business Energy Rebates | Business Energy Rebates
None | Program Component of Measure | ECM Circulator Pump ¦ Instant Savings | TRC | Instant Savings | Instant Savings | Instant Savings
None | Program Component of Measure | Efficient clothes washer ¦ Instant Savings | TRC | Instant Savings | Instant Savings | Instant Savings
None | Program Component of Measure | Efficient refrigerator ¦ Instant Savings | TRC | Instant Savings | Instant Savings | Instant Savings
None | Program Component of Measure | Electric Combination Oven ¦ Business Energy Rebates | TRC | Business Energy Rebates | Business Energy Rebates | Business Energy Rebates
None | Program Component of Measure | Electric Combination Oven with Gas ¦ Business Energy Rebates | TRC | Business Energy Rebates | Business Energy Rebates | Business Energy Rebates
None | Program Component of Measure | Electric Convection Oven ¦ Business Energy Rebates | TRC | Business Energy Rebates | Business Energy Rebates | Business Energy Rebates
None | Program Component of Measure | Electric Convection Oven with Gas ¦ Business Energy Rebates | TRC | Business Energy Rebates | Business Energy Rebates | Business Energy Rebates
None | Program Component of Measure | Electric Fryer Replacement with Gas ¦ Business Energy Rebates | TRC | Business Energy Rebates | Business Energy Rebates | Business Energy Rebates
None | Program Component of Measure | Electric Griddle Replacement with Gas ¦ Business Energy Rebates | TRC | Business Energy Rebates | Business Energy Rebates | Business Energy Rebates
None | Program Component of Measure | Electric Steam Cooker ¦ Business Energy Rebates | TRC | Business Energy Rebates | Business Energy Rebates | Business Energy Rebates
None | Program Component of Measure | Electric Steam Cooker Replacement with Gas ¦ Business Energy Rebates | TRC | Business Energy Rebates | Business Energy Rebates | Business Energy Rebates
None | Program Component of Measure | Electric to Natural Gas - Water Heater ¦ Business Energy Rebates | TRC | Business Energy Rebates | Business Energy Rebates | Business Energy Rebates
None | Program Component of Measure | Energy Management Information Systems ¦ EMIS | TRC | EMIS | EMIS | EMIS
None | Program Component of Measure | Energy Star Dryer ¦ Instant Savings | TRC | Instant Savings | Instant Savings | Instant Savings
None | Program Component of Measure | ENERGY STAR Pool Pump ¦ Business Energy Rebates | TRC | Business Energy Rebates | Business Energy Rebates | Business Energy Rebates
None | Program Component of Measure | ENERGY STAR Uninteruptible Power Supplies (UPS) ¦ Business Energy Rebates | TRC | Business Energy Rebates | Business Energy Rebates | Business Energy Rebates
None | Program Component of Measure | ENERGY STAR Washing Machine ¦ Business Energy Rebates | TRC | Business Energy Rebates | Business Energy Rebates | Business Energy Rebates
None | Program Component of Measure | Evaporator Fan Motor Controls ¦ Business Energy Rebates | TRC | Business Energy Rebates | Business Energy Rebates | Business Energy Rebates
None | Program Component of Measure | Faucet Aerators - MURB ¦ Efficient Products Installation | TRC | Efficient Products Installation | Efficient Products Installation | Efficient Products Installation
None | Program Component of Measure | Faucet Aerators ¦ Efficient Products Installation | TRC | Efficient Products Installation | Efficient Products Installation | Efficient Products Installation
None | Program Component of Measure | Flood Luminaire (10000 lumen) ¦ Business Energy Rebates | TRC | Business Energy Rebates | Business Energy Rebates | Business Energy Rebates
None | Program Component of Measure | Flood Luminaire (10000 lumen) ¦ Small Business Energy Solutions | TRC | Small Business Energy Solutions | Small Business Energy Solutions | Small Business Energy Solutions
None | Program Component of Measure | Flood Luminaire (48000 lumen) ¦ Business Energy Rebates | TRC | Business Energy Rebates | Business Energy Rebates | Business Energy Rebates
None | Program Component of Measure | Flood Luminaire (48000 lumen) ¦ Small Business Energy Solutions | TRC | Small Business Energy Solutions | Small Business Energy Solutions | Small Business Energy Solutions
None | Program Component of Measure | Four Pin Replacement Lamps for CFLs ¦ Business Energy Rebates | TRC | Business Energy Rebates | Business Energy Rebates | Business Energy Rebates
None | Program Component of Measure | Four Pin Replacement Lamps for CFLs ¦ Small Business Energy Solutions | TRC | Small Business Energy Solutions | Small Business Energy Solutions | Small Business Energy Solutions
None | Program Component of Measure | Freezer replacement (Low income only) ¦ Appliance Retirement | TRC | Appliance Retirement | Appliance Retirement | Appliance Retirement
None | Program Component of Measure | Freezer replacement (Low income only) ¦ First Nations Home Retrofits | TRC | First Nations Home Retrofits | First Nations Home Retrofits | First Nations Home Retrofits
None | Program Component of Measure | Freezer replacement ¦ Appliance Retirement | TRC | Appliance Retirement | Appliance Retirement | Appliance Retirement
None | Program Component of Measure | Freezer retirement ¦ Appliance Retirement | TRC | Appliance Retirement | Appliance Retirement | Appliance Retirement
None | Program Component of Measure | Fridge replacement ¦ Appliance Retirement | TRC | Appliance Retirement | Appliance Retirement | Appliance Retirement
None | Program Component of Measure | Fuel Pump Canopy Luminaire (4000 lumen) ¦ Small Business Energy Solutions | TRC | Small Business Energy Solutions | Small Business Energy Solutions | Small Business Energy Solutions
None | Program Component of Measure | General Use Lamp (A,G Types) ¦ Small Business Energy Solutions | TRC | Small Business Energy Solutions | Small Business Energy Solutions | Small Business Energy Solutions
None | Program Component of Measure | Glass Door Freezer ¦ Small Business Energy Solutions | TRC | Small Business Energy Solutions | Small Business Energy Solutions | Small Business Energy Solutions
None | Program Component of Measure | Glass Door Refrigerator ¦ Business Energy Rebates | TRC | Business Energy Rebates | Business Energy Rebates | Business Energy Rebates
None | Program Component of Measure | Glass Door Refrigerator ¦ Small Business Energy Solutions | TRC | Small Business Energy Solutions | Small Business Energy Solutions | Small Business Energy Solutions
None | Program Component of Measure | Ground Source Heat Pump (60kBTU/hr) ¦ Business Energy Rebates | TRC | Business Energy Rebates | Business Energy Rebates | Business Energy Rebates
None | Program Component of Measure | Ground Source Heat Pump (60kBTU/hr) ¦ Small Business Energy Solutions | TRC | Small Business Energy Solutions | Small Business Energy Solutions | Small Business Energy Solutions
None | Program Component of Measure | GSHP ¦ Green Heat | TRC | Green Heat | Green Heat | Green Heat
None | Program Component of Measure | Heat Pump Clothes Dryer ¦ Business Energy Rebates | TRC | Business Energy Rebates | Business Energy Rebates | Business Energy Rebates
None | Program Component of Measure | Heat Pump Dryer (ventless) ¦ Instant Savings | TRC | Instant Savings | Instant Savings | Instant Savings
None | Program Component of Measure | Heat Pump Water Heater ¦ Business Energy Rebates | TRC | Business Energy Rebates | Business Energy Rebates | Business Energy Rebates
None | Program Component of Measure | Heat Pump Water Heater ¦ First Nations Home Retrofits | TRC | First Nations Home Retrofits | First Nations Home Retrofits | First Nations Home Retrofits
None | Program Component of Measure | Heat Pump Water Heater ¦ Green Heat | TRC | Green Heat | Green Heat | Green Heat
None | Program Component of Measure | Heat Pump Water Heater ¦ Home Energy Assessment | TRC | Home Energy Assessment | Home Energy Assessment | Home Energy Assessment
None | Program Component of Measure | Heat Pump Water Heater ¦ Small Business Energy Solutions | TRC | Small Business Energy Solutions | Small Business Energy Solutions | Small Business Energy Solutions
None | Program Component of Measure | Heat Reclaimer Unit (Agriculture) ¦ Business Energy Rebates | TRC | Business Energy Rebates | Business Energy Rebates | Business Energy Rebates
None | Program Component of Measure | Heat Reclaimer Unit (Agriculture) ¦ Small Business Energy Solutions | TRC | Small Business Energy Solutions | Small Business Energy Solutions | Small Business Energy Solutions
None | Program Component of Measure | Heavy duty timer ¦ Instant Savings | TRC | Instant Savings | Instant Savings | Instant Savings
None | Program Component of Measure | High Bay Luminaire (15 000 lumen) ¦ Business Energy Rebates | TRC | Business Energy Rebates | Business Energy Rebates | Business Energy Rebates
None | Program Component of Measure | High Bay Luminaire (15 000 lumen) ¦ Small Business Energy Solutions | TRC | Small Business Energy Solutions | Small Business Energy Solutions | Small Business Energy Solutions
None | Program Component of Measure | High Bay Luminaire (35 000 lumen) ¦ Small Business Energy Solutions | TRC | Small Business Energy Solutions | Small Business Energy Solutions | Small Business Energy Solutions
None | Program Component of Measure | High Efficiency Circulator Pump 1.5kW ¦ Business Energy Rebates | TRC | Business Energy Rebates | Business Energy Rebates | Business Energy Rebates
None | Program Component of Measure | High Efficiency Circulator Pump 100W ¦ Business Energy Rebates | TRC | Business Energy Rebates | Business Energy Rebates | Business Energy Rebates
None | Program Component of Measure | High Efficiency Circulator Pump 300W ¦ Business Energy Rebates | TRC | Business Energy Rebates | Business Energy Rebates | Business Energy Rebates
None | Program Component of Measure | High Volume Low Speed Fan (Agriculture) ¦ Business Energy Rebates | TRC | Business Energy Rebates | Business Energy Rebates | Business Energy Rebates
None | Program Component of Measure | High Volume Low Speed Fan (Agriculture) ¦ Small Business Energy Solutions | TRC | Small Business Energy Solutions | Small Business Energy Solutions | Small Business Energy Solutions
None | Program Component of Measure | Holiday Lights Exchange - MURB ¦ Efficient Products Installation | TRC | Efficient Products Installation | Efficient Products Installation | Efficient Products Installation
None | Program Component of Measure | Holiday Lights Exchange ¦ Efficient Products Installation | TRC | Efficient Products Installation | Efficient Products Installation | Efficient Products Installation
None | Program Component of Measure | Hot Water Tank Wrap - MURB ¦ Efficient Products Installation | TRC | Efficient Products Installation | Efficient Products Installation | Efficient Products Installation
None | Program Component of Measure | Hot Water Tank Wrap ¦ Efficient Products Installation | TRC | Efficient Products Installation | Efficient Products Installation | Efficient Products Installation
None | Program Component of Measure | HVAC Hotel Occupancy Sensor ¦ Business Energy Rebates | TRC | Business Energy Rebates | Business Energy Rebates | Business Energy Rebates
None | Program Component of Measure | Hybrid Heat Pump Dryer ¦ Instant Savings | TRC | Instant Savings | Instant Savings | Instant Savings
None | Program Component of Measure | Ice-Making Head ¦ Business Energy Rebates | TRC | Business Energy Rebates | Business Energy Rebates | Business Energy Rebates
None | Program Component of Measure | Indoor motion sensor ¦ Instant Savings | TRC | Instant Savings | Instant Savings | Instant Savings
None | Program Component of Measure | Large Commercial/Industrial ETS System ¦ ETS Business Energy Rebates | TRC | ETS Business Energy Rebates | ETS Business Energy Rebates | ETS Business Energy Rebates
None | Program Component of Measure | LED - ENERGY STAR Fixture with Motion Sensor ¦ Instant Savings | TRC | Instant Savings | Instant Savings | Instant Savings
None | Program Component of Measure | LED - ENERGY STAR Fixture without Motion Sensor ¦ Instant Savings | TRC | Instant Savings | Instant Savings | Instant Savings
None | Program Component of Measure | LED - Other ¦ Instant Savings | TRC | Instant Savings | Instant Savings | Instant Savings
None | Program Component of Measure | LED - R, BR and Decorative ¦ Instant Savings | TRC | Instant Savings | Instant Savings | Instant Savings
None | Program Component of Measure | LED - Recessed downlight ¦ Instant Savings | TRC | Instant Savings | Instant Savings | Instant Savings
None | Program Component of Measure | LED Nightlights - MURB ¦ Efficient Products Installation | TRC | Efficient Products Installation | Efficient Products Installation | Efficient Products Installation
None | Program Component of Measure | LED Nightlights ¦ Efficient Products Installation | TRC | Efficient Products Installation | Efficient Products Installation | Efficient Products Installation
None | Program Component of Measure | LED Replacement Lamps for HID (10000 lumen) ¦ Business Energy Rebates | TRC | Business Energy Rebates | Business Energy Rebates | Business Energy Rebates
None | Program Component of Measure | LED Replacement Lamps for HID (10000 lumen) ¦ Small Business Energy Solutions | TRC | Small Business Energy Solutions | Small Business Energy Solutions | Small Business Energy Solutions
None | Program Component of Measure | LED Replacement Lamps for HID (4000 lumen) ¦ Business Energy Rebates | TRC | Business Energy Rebates | Business Energy Rebates | Business Energy Rebates
None | Program Component of Measure | LED Replacement Lamps for HID (4000 lumen) ¦ Small Business Energy Solutions | TRC | Small Business Energy Solutions | Small Business Energy Solutions | Small Business Energy Solutions
None | Program Component of Measure | LED Troffer (1x4) ¦ Business Energy Rebates | TRC | Business Energy Rebates | Business Energy Rebates | Business Energy Rebates
None | Program Component of Measure | LED Troffer (1x4) ¦ Small Business Energy Solutions | TRC | Small Business Energy Solutions | Small Business Energy Solutions | Small Business Energy Solutions
None | Program Component of Measure | LED Troffer (2x2) ¦ Business Energy Rebates | TRC | Business Energy Rebates | Business Energy Rebates | Business Energy Rebates
None | Program Component of Measure | LED Troffer (2x2) ¦ Small Business Energy Solutions | TRC | Small Business Energy Solutions | Small Business Energy Solutions | Small Business Energy Solutions
None | Program Component of Measure | LED Troffer (4x2) ¦ Business Energy Rebates | TRC | Business Energy Rebates | Business Energy Rebates | Business Energy Rebates
None | Program Component of Measure | LED Troffer (4x2) ¦ Small Business Energy Solutions | TRC | Small Business Energy Solutions | Small Business Energy Solutions | Small Business Energy Solutions
None | Program Component of Measure | LED Wall Sconce (1200 lumen) ¦ Small Business Energy Solutions | TRC | Small Business Energy Solutions | Small Business Energy Solutions | Small Business Energy Solutions
None | Program Component of Measure | Linear Ambient Luminaire (10000 lumen) ¦ Business Energy Rebates | TRC | Business Energy Rebates | Business Energy Rebates | Business Energy Rebates
None | Program Component of Measure | Linear Ambient Luminaire (10000 lumen) ¦ Small Business Energy Solutions | TRC | Small Business Energy Solutions | Small Business Energy Solutions | Small Business Energy Solutions
None | Program Component of Measure | Linear Ambient Luminaire (2000 lumen) ¦ Business Energy Rebates | TRC | Business Energy Rebates | Business Energy Rebates | Business Energy Rebates
None | Program Component of Measure | Linear Ambient Luminaire (2000 lumen) ¦ Small Business Energy Solutions | TRC | Small Business Energy Solutions | Small Business Energy Solutions | Small Business Energy Solutions
None | Program Component of Measure | Linear Ambient Luminaire (4000 lumen) ¦ Business Energy Rebates | TRC | Business Energy Rebates | Business Energy Rebates | Business Energy Rebates
None | Program Component of Measure | Linear Ambient Luminaire (4000 lumen) ¦ Small Business Energy Solutions | TRC | Small Business Energy Solutions | Small Business Energy Solutions | Small Business Energy Solutions
None | Program Component of Measure | Linear Ambient Luminaire (8000 lumen) ¦ Business Energy Rebates | TRC | Business Energy Rebates | Business Energy Rebates | Business Energy Rebates
None | Program Component of Measure | Linear Ambient Luminaire (8000 lumen) ¦ Small Business Energy Solutions | TRC | Small Business Energy Solutions | Small Business Energy Solutions | Small Business Energy Solutions
None | Program Component of Measure | Linear Replacement Lamp (2 foot) ¦ Business Energy Rebates | TRC | Business Energy Rebates | Business Energy Rebates | Business Energy Rebates
None | Program Component of Measure | Linear Replacement Lamp (2 foot) ¦ Small Business Energy Solutions | TRC | Small Business Energy Solutions | Small Business Energy Solutions | Small Business Energy Solutions
None | Program Component of Measure | Linear Replacement Lamp (4 foot) ¦ Business Energy Rebates | TRC | Business Energy Rebates | Business Energy Rebates | Business Energy Rebates
None | Program Component of Measure | Linear Replacement Lamp (4 foot) ¦ Small Business Energy Solutions | TRC | Small Business Energy Solutions | Small Business Energy Solutions | Small Business Energy Solutions
None | Program Component of Measure | Low-bay Luminaire (10,000 lumen) ¦ Business Energy Rebates | TRC | Business Energy Rebates | Business Energy Rebates | Business Energy Rebates
None | Program Component of Measure | Low-bay Luminaire (10,000 lumen) ¦ Small Business Energy Solutions | TRC | Small Business Energy Solutions | Small Business Energy Solutions | Small Business Energy Solutions
None | Program Component of Measure | Low-bay Luminaire (5000 lumen) ¦ Business Energy Rebates | TRC | Business Energy Rebates | Business Energy Rebates | Business Energy Rebates
None | Program Component of Measure | Low-flow showerhead - 0.5 gpm Reduction - MURB ¦ Efficient Products Installation | TRC | Efficient Products Installation | Efficient Products Installation | Efficient Products Installation
None | Program Component of Measure | Low-flow showerhead - 0.5 gpm Reduction ¦ Efficient Products Installation | TRC | Efficient Products Installation | Efficient Products Installation | Efficient Products Installation
None | Program Component of Measure | Low-flow showerhead - 1.0 gpm Reduction - MURB ¦ Efficient Products Installation | TRC | Efficient Products Installation | Efficient Products Installation | Efficient Products Installation
None | Program Component of Measure | Low-flow showerhead - 1.0 gpm Reduction ¦ Efficient Products Installation | TRC | Efficient Products Installation | Efficient Products Installation | Efficient Products Installation
None | Program Component of Measure | Low-flow showerhead -0.75 gpm Reduction - MURB ¦ Efficient Products Installation | TRC | Efficient Products Installation | Efficient Products Installation | Efficient Products Installation
None | Program Component of Measure | Low-flow showerhead -0.75 gpm Reduction ¦ Efficient Products Installation | TRC | Efficient Products Installation | Efficient Products Installation | Efficient Products Installation
None | Program Component of Measure | Low/Zero Energy Livestock Waterer ¦ Business Energy Rebates | TRC | Business Energy Rebates | Business Energy Rebates | Business Energy Rebates
None | Program Component of Measure | Luminaire Level Lighting Control (LLLC) - High Impact Application ¦ Business Energy Rebates | TRC | Business Energy Rebates | Business Energy Rebates | Business Energy Rebates
None | Program Component of Measure | Luminaire Level Lighting Control (LLLC) - Low Impact Application ¦ Business Energy Rebates | TRC | Business Energy Rebates | Business Energy Rebates | Business Energy Rebates
None | Program Component of Measure | Medium Commercial ETS System ¦ ETS Business Energy Rebates | TRC | ETS Business Energy Rebates | ETS Business Energy Rebates | ETS Business Energy Rebates
None | Program Component of Measure | Medium Commercial ETS System ¦ ETS Small Business Energy Solutions | TRC | ETS Small Business Energy Solutions | ETS Small Business Energy Solutions | ETS Small Business Energy Solutions
None | Program Component of Measure | Milk Pre-cooler ¦ Business Energy Rebates | TRC | Business Energy Rebates | Business Energy Rebates | Business Energy Rebates
None | Program Component of Measure | Mini freezer retirement ¦ Appliance Retirement | TRC | Appliance Retirement | Appliance Retirement | Appliance Retirement
None | Program Component of Measure | Mini fridge retirement ¦ Appliance Retirement | TRC | Appliance Retirement | Appliance Retirement | Appliance Retirement
None | Program Component of Measure | Motion sensor with dimmer switch ¦ Instant Savings | TRC | Instant Savings | Instant Savings | Instant Savings
None | Program Component of Measure | MSHP - Fully Electrical ¦ Green Heat | TRC | Green Heat | Green Heat | Green Heat
None | Program Component of Measure | MSHP - Mainly Electrical ¦ Green Heat | TRC | Green Heat | Green Heat | Green Heat
None | Program Component of Measure | Multi-Tank Conveyor Dishwasher - High Temp ¦ Business Energy Rebates | TRC | Business Energy Rebates | Business Energy Rebates | Business Energy Rebates
None | Program Component of Measure | Multi-Tank Conveyor Dishwasher - High Temp ¦ Small Business Energy Solutions | TRC | Small Business Energy Solutions | Small Business Energy Solutions | Small Business Energy Solutions
None | Program Component of Measure | Multi-Tank Conveyor Dishwasher - Low Temp ¦ Business Energy Rebates | TRC | Business Energy Rebates | Business Energy Rebates | Business Energy Rebates
None | Program Component of Measure | Multi-Tank Conveyor Dishwasher - Low Temp ¦ Small Business Energy Solutions | TRC | Small Business Energy Solutions | Small Business Energy Solutions | Small Business Energy Solutions
None | Program Component of Measure | Natural Barn Ventiliation - Year-Round ¦ Business Energy Rebates | TRC | Business Energy Rebates | Business Energy Rebates | Business Energy Rebates
None | Program Component of Measure | Networked/ Connected - Indoor LED Lamp ¦ Instant Savings | TRC | Instant Savings | Instant Savings | Instant Savings
None | Program Component of Measure | Networked/Connected - High Impact Application ¦ Business Energy Rebates | TRC | Business Energy Rebates | Business Energy Rebates | Business Energy Rebates
None | Program Component of Measure | Networked/Connected - Low Impact Application ¦ Business Energy Rebates | TRC | Business Energy Rebates | Business Energy Rebates | Business Energy Rebates
None | Program Component of Measure | No-Loss Drain ¦ Business Energy Rebates | TRC | Business Energy Rebates | Business Energy Rebates | Business Energy Rebates
None | Program Component of Measure | Occupancy Sensor (Ceiling Mounted) ¦ Business Energy Rebates | TRC | Business Energy Rebates | Business Energy Rebates | Business Energy Rebates
None | Program Component of Measure | Occupancy Sensor (Ceiling Mounted) ¦ Small Business Energy Solutions | TRC | Small Business Energy Solutions | Small Business Energy Solutions | Small Business Energy Solutions
None | Program Component of Measure | Occupancy Sensor (Wall Mounted) ¦ Business Energy Rebates | TRC | Business Energy Rebates | Business Energy Rebates | Business Energy Rebates
None | Program Component of Measure | Occupancy Sensor (Wall Mounted) ¦ Small Business Energy Solutions | TRC | Small Business Energy Solutions | Small Business Energy Solutions | Small Business Energy Solutions
None | Program Component of Measure | Occupancy Sensor (Exterior) ¦ Business Energy Rebates | TRC | Business Energy Rebates | Business Energy Rebates | Business Energy Rebates
None | Program Component of Measure | Open to Closed Cooler Conversion ¦ Business Energy Rebates | TRC | Business Energy Rebates | Business Energy Rebates | Business Energy Rebates
None | Program Component of Measure | Open to Closed Cooler Conversion ¦ Small Business Energy Solutions | TRC | Small Business Energy Solutions | Small Business Energy Solutions | Small Business Energy Solutions
None | Program Component of Measure | Outdoor motion sensor ¦ Instant Savings | TRC | Instant Savings | Instant Savings | Instant Savings
None | Program Component of Measure | Outside Air Economizer ¦ Business Energy Rebates | TRC | Business Energy Rebates | Business Energy Rebates | Business Energy Rebates
None | Program Component of Measure | Packaged Terminal Heat Pump (12kBTU/hr) ¦ Business Energy Rebates | TRC | Business Energy Rebates | Business Energy Rebates | Business Energy Rebates
None | Program Component of Measure | Parking Garage Luminaire (4000 lumen) ¦ Small Business Energy Solutions | TRC | Small Business Energy Solutions | Small Business Energy Solutions | Small Business Energy Solutions
None | Program Component of Measure | Pellet Boiler/Furnace ¦ Green Heat | TRC | Green Heat | Green Heat | Green Heat
None | Program Component of Measure | Pellet Stove ¦ Green Heat | TRC | Green Heat | Green Heat | Green Heat
None | Program Component of Measure | Pipe Insulation - MURB ¦ Efficient Products Installation | TRC | Efficient Products Installation | Efficient Products Installation | Efficient Products Installation
None | Program Component of Measure | Pipe Insulation ¦ Efficient Products Installation | TRC | Efficient Products Installation | Efficient Products Installation | Efficient Products Installation
None | Program Component of Measure | Pole/Arm-Mounted Area Luminaire (20000 lumen) ¦ Business Energy Rebates | TRC | Business Energy Rebates | Business Energy Rebates | Business Energy Rebates
None | Program Component of Measure | Pole/Arm-Mounted Area Luminaire (20000 lumen) ¦ Small Business Energy Solutions | TRC | Small Business Energy Solutions | Small Business Energy Solutions | Small Business Energy Solutions
None | Program Component of Measure | Pole/Arm-Mounted Area Luminaire (4000 lumen) ¦ Small Business Energy Solutions | TRC | Small Business Energy Solutions | Small Business Energy Solutions | Small Business Energy Solutions
None | Program Component of Measure | Pole/Arm-Mounted Area Luminaire (60000 lumen) ¦ Business Energy Rebates | TRC | Business Energy Rebates | Business Energy Rebates | Business Energy Rebates
None | Program Component of Measure | Pole/Arm-Mounted Decorative Luminaire (1500 lumen) ¦ Small Business Energy Solutions | TRC | Small Business Energy Solutions | Small Business Energy Solutions | Small Business Energy Solutions
None | Program Component of Measure | Pole/Arm-Mounted Decorative Luminaire (5000 lumen) ¦ Business Energy Rebates | TRC | Business Energy Rebates | Business Energy Rebates | Business Energy Rebates
None | Program Component of Measure | Pole/Arm-Mounted Decorative Luminaire (5000 lumen) ¦ Small Business Energy Solutions | TRC | Small Business Energy Solutions | Small Business Energy Solutions | Small Business Energy Solutions
None | Program Component of Measure | Pot, Pan and Utensil Dishwasher - High Temp ¦ Business Energy Rebates | TRC | Business Energy Rebates | Business Energy Rebates | Business Energy Rebates
None | Program Component of Measure | Power bar with timer ¦ Instant Savings | TRC | Instant Savings | Instant Savings | Instant Savings
None | Program Component of Measure | Premium High Bay Luminaire (15 000 lumen) ¦ Business Energy Rebates | TRC | Business Energy Rebates | Business Energy Rebates | Business Energy Rebates
None | Program Component of Measure | Premium High Bay Luminaire (15 000 lumen) ¦ Small Business Energy Solutions | TRC | Small Business Energy Solutions | Small Business Energy Solutions | Small Business Energy Solutions
None | Program Component of Measure | Premium High Bay Luminaire (35 000 lumen) ¦ Business Energy Rebates | TRC | Business Energy Rebates | Business Energy Rebates | Business Energy Rebates
None | Program Component of Measure | Premium High Bay Luminaire (35 000 lumen) ¦ Small Business Energy Solutions | TRC | Small Business Energy Solutions | Small Business Energy Solutions | Small Business Energy Solutions
None | Program Component of Measure | Premium High Bay Luminaire (60 000 lumen) ¦ Business Energy Rebates | TRC | Business Energy Rebates | Business Energy Rebates | Business Energy Rebates
None | Program Component of Measure | Programmable thermostat ¦ Instant Savings | TRC | Instant Savings | Instant Savings | Instant Savings
None | Program Component of Measure | Programmable Thermostats ¦ First Nations Home Retrofits | TRC | First Nations Home Retrofits | First Nations Home Retrofits | First Nations Home Retrofits
None | Program Component of Measure | Range / Stove replacement ¦ Appliance Retirement | TRC | Appliance Retirement | Appliance Retirement | Appliance Retirement
None | Program Component of Measure | Reflector Lamp (MR16) ¦ Small Business Energy Solutions | TRC | Small Business Energy Solutions | Small Business Energy Solutions | Small Business Energy Solutions
None | Program Component of Measure | Reflector Lamp (PAR38) ¦ Small Business Energy Solutions | TRC | Small Business Energy Solutions | Small Business Energy Solutions | Small Business Energy Solutions
None | Program Component of Measure | Refrigerated Case Luminaire ¦ Business Energy Rebates | TRC | Business Energy Rebates | Business Energy Rebates | Business Energy Rebates
None | Program Component of Measure | Refrigerated Case Luminaire ¦ Small Business Energy Solutions | TRC | Small Business Energy Solutions | Small Business Energy Solutions | Small Business Energy Solutions
None | Program Component of Measure | Refrigerator replacement (Low income only) ¦ Appliance Retirement | TRC | Appliance Retirement | Appliance Retirement | Appliance Retirement
None | Program Component of Measure | Refrigerator replacement (Low income only) ¦ First Nations Home Retrofits | TRC | First Nations Home Retrofits | First Nations Home Retrofits | First Nations Home Retrofits
None | Program Component of Measure | Refrigerator retirement ¦ Appliance Retirement | TRC | Appliance Retirement | Appliance Retirement | Appliance Retirement
None | Program Component of Measure | Remote Condensing Unit ¦ Business Energy Rebates | TRC | Business Energy Rebates | Business Energy Rebates | Business Energy Rebates
None | Program Component of Measure | Residential DHW Timer ¦ ETS Green Heat | TRC | ETS Green Heat | ETS Green Heat | ETS Green Heat
None | Program Component of Measure | Residential ETS System (Central) ¦ ETS Green Heat | TRC | ETS Green Heat | ETS Green Heat | ETS Green Heat
None | Program Component of Measure | Residential ETS System (Central) ¦ ETS Home Energy Assessment | TRC | ETS Home Energy Assessment | ETS Home Energy Assessment | ETS Home Energy Assessment
None | Program Component of Measure | Residential ETS System (Room) ¦ ETS Green Heat | TRC | ETS Green Heat | ETS Green Heat | ETS Green Heat
None | Program Component of Measure | Residential ETS System (Room) ¦ ETS Home Energy Assessment | TRC | ETS Home Energy Assessment | ETS Home Energy Assessment | ETS Home Energy Assessment
None | Program Component of Measure | Room air purifier ¦ Instant Savings | TRC | Instant Savings | Instant Savings | Instant Savings
None | Program Component of Measure | Server Virtualization and Decommissioning ¦ Business Energy Rebates | TRC | Business Energy Rebates | Business Energy Rebates | Business Energy Rebates
None | Program Component of Measure | Single-Tank Door type Dishwasher - High Temp ¦ Business Energy Rebates | TRC | Business Energy Rebates | Business Energy Rebates | Business Energy Rebates
None | Program Component of Measure | Single-Tank Door type Dishwasher - Low Temp ¦ Business Energy Rebates | TRC | Business Energy Rebates | Business Energy Rebates | Business Energy Rebates
None | Program Component of Measure | Single -Tank Conveyor Dishwasher - High Temp ¦ Business Energy Rebates | TRC | Business Energy Rebates | Business Energy Rebates | Business Energy Rebates
None | Program Component of Measure | Single -Tank Conveyor Dishwasher - Low Temp ¦ Business Energy Rebates | TRC | Business Energy Rebates | Business Energy Rebates | Business Energy Rebates
None | Program Component of Measure | Single Heat Pad (Agriculture) ¦ Business Energy Rebates | TRC | Business Energy Rebates | Business Energy Rebates | Business Energy Rebates
None | Program Component of Measure | Small Commercial ETS Sytem ¦ ETS Business Energy Rebates | TRC | ETS Business Energy Rebates | ETS Business Energy Rebates | ETS Business Energy Rebates
None | Program Component of Measure | Small Commercial ETS Sytem ¦ ETS Small Business Energy Solutions | TRC | ETS Small Business Energy Solutions | ETS Small Business Energy Solutions | ETS Small Business Energy Solutions
None | Program Component of Measure | Smart power bar ¦ Instant Savings | TRC | Instant Savings | Instant Savings | Instant Savings
None | Program Component of Measure | Smart Power Controllers - MURB ¦ Efficient Products Installation | TRC | Efficient Products Installation | Efficient Products Installation | Efficient Products Installation
None | Program Component of Measure | Smart Power Controllers ¦ Efficient Products Installation | TRC | Efficient Products Installation | Efficient Products Installation | Efficient Products Installation
None | Program Component of Measure | Solar air heating ¦ Green Heat | TRC | Green Heat | Green Heat | Green Heat
None | Program Component of Measure | Solar Domestic Hot Water ¦ Green Heat | TRC | Green Heat | Green Heat | Green Heat
None | Program Component of Measure | Solar Domestic Hot Water ¦ Home Energy Assessment | TRC | Home Energy Assessment | Home Energy Assessment | Home Energy Assessment
None | Program Component of Measure | Solid Door Freezer ¦ Business Energy Rebates | TRC | Business Energy Rebates | Business Energy Rebates | Business Energy Rebates
None | Program Component of Measure | Solid Door Freezer ¦ Small Business Energy Solutions | TRC | Small Business Energy Solutions | Small Business Energy Solutions | Small Business Energy Solutions
None | Program Component of Measure | Solid Door Refrigerator ¦ Business Energy Rebates | TRC | Business Energy Rebates | Business Energy Rebates | Business Energy Rebates
None | Program Component of Measure | Solid Door Refrigerator ¦ Small Business Energy Solutions | TRC | Small Business Energy Solutions | Small Business Energy Solutions | Small Business Energy Solutions
None | Program Component of Measure | Standard Capacity Electric Fryer ¦ Business Energy Rebates | TRC | Business Energy Rebates | Business Energy Rebates | Business Energy Rebates
None | Program Component of Measure | Standard Capacity Electric Fryer ¦ Small Business Energy Solutions | TRC | Small Business Energy Solutions | Small Business Energy Solutions | Small Business Energy Solutions
None | Program Component of Measure | Strategic Energy Management ¦ SEM | TRC | SEM | SEM | SEM
None | Program Component of Measure | Strip-Curtains for Display Cases ¦ Business Energy Rebates | TRC | Business Energy Rebates | Business Energy Rebates | Business Energy Rebates
None | Program Component of Measure | Strip-Curtains for Display Cases ¦ Small Business Energy Solutions | TRC | Small Business Energy Solutions | Small Business Energy Solutions | Small Business Energy Solutions
None | Program Component of Measure | Track/Mono-point Direction Luminaire ¦ Business Energy Rebates | TRC | Business Energy Rebates | Business Energy Rebates | Business Energy Rebates
None | Program Component of Measure | Unconverted D ¦ Home Energy Assessment | TRC | Home Energy Assessment | Home Energy Assessment | Home Energy Assessment
None | Program Component of Measure | Under-Counter Dishwasher - HighTemp ¦ Business Energy Rebates | TRC | Business Energy Rebates | Business Energy Rebates | Business Energy Rebates
None | Program Component of Measure | Under-Counter Dishwasher - Low Temp ¦ Business Energy Rebates | TRC | Business Energy Rebates | Business Energy Rebates | Business Energy Rebates
None | Program Component of Measure | Variable Speed Kitchen Exhaust Fan ¦ Business Energy Rebates | TRC | Business Energy Rebates | Business Energy Rebates | Business Energy Rebates
None | Program Component of Measure | Variable Speed Kitchen Exhaust Fan ¦ Small Business Energy Solutions | TRC | Small Business Energy Solutions | Small Business Energy Solutions | Small Business Energy Solutions
None | Program Component of Measure | Ventilation Fan (Agriculture) ¦ Business Energy Rebates | TRC | Business Energy Rebates | Business Energy Rebates | Business Energy Rebates
None | Program Component of Measure | VFD - 10 hp - Institutional - Make-up Air Fan ¦ Business Energy Rebates | TRC | Business Energy Rebates | Business Energy Rebates | Business Energy Rebates
None | Program Component of Measure | VFD - 10 hp - Retail - Supply Fan ¦ Business Energy Rebates | TRC | Business Energy Rebates | Business Energy Rebates | Business Energy Rebates
None | Program Component of Measure | VFD - 20 hp - Institutional - Chilled Water Pump ¦ Business Energy Rebates | TRC | Business Energy Rebates | Business Energy Rebates | Business Energy Rebates
None | Program Component of Measure | VFD - 20 hp - Retail - Exhaust Fan ¦ Business Energy Rebates | TRC | Business Energy Rebates | Business Energy Rebates | Business Energy Rebates
None | Program Component of Measure | VFD - 30 hp - Institutional - Make-up Air Fan ¦ Business Energy Rebates | TRC | Business Energy Rebates | Business Energy Rebates | Business Energy Rebates
None | Program Component of Measure | VFD - 30 hp - Retail - Supply Fan ¦ Business Energy Rebates | TRC | Business Energy Rebates | Business Energy Rebates | Business Energy Rebates
None | Program Component of Measure | VFD - 40 hp - Warehousing - Exhaust Fan ¦ Business Energy Rebates | TRC | Business Energy Rebates | Business Energy Rebates | Business Energy Rebates
None | Program Component of Measure | VFD - 5 hp - Institutional - Chilled Water Pump ¦ Business Energy Rebates | TRC | Business Energy Rebates | Business Energy Rebates | Business Energy Rebates
None | Program Component of Measure | VFD - 5 hp - Retail - Exhaust Fan ¦ Business Energy Rebates | TRC | Business Energy Rebates | Business Energy Rebates | Business Energy Rebates
None | Program Component of Measure | VFD Milk Transfer Pump ¦ Business Energy Rebates | TRC | Business Energy Rebates | Business Energy Rebates | Business Energy Rebates
None | Program Component of Measure | VFD Milk Transfer Pump ¦ Small Business Energy Solutions | TRC | Small Business Energy Solutions | Small Business Energy Solutions | Small Business Energy Solutions
None | Program Component of Measure | VFD Milk Vacuum Pump ¦ Business Energy Rebates | TRC | Business Energy Rebates | Business Energy Rebates | Business Energy Rebates
None | Program Component of Measure | VFD Milk Vacuum Pump ¦ Small Business Energy Solutions | TRC | Small Business Energy Solutions | Small Business Energy Solutions | Small Business Energy Solutions
None | Program Component of Measure | Wall Mounted Area Luminaire (1000 lumen) ¦ Business Energy Rebates | TRC | Business Energy Rebates | Business Energy Rebates | Business Energy Rebates
None | Program Component of Measure | Wall Mounted Area Luminaire (1000 lumen) ¦ Small Business Energy Solutions | TRC | Small Business Energy Solutions | Small Business Energy Solutions | Small Business Energy Solutions
None | Program Component of Measure | Wall Mounted Area Luminaire (10000 lumen) ¦ Business Energy Rebates | TRC | Business Energy Rebates | Business Energy Rebates | Business Energy Rebates
None | Program Component of Measure | Wall Mounted Area Luminaire (10000 lumen) ¦ Small Business Energy Solutions | TRC | Small Business Energy Solutions | Small Business Energy Solutions | Small Business Energy Solutions
None | Program Component of Measure | Wall Wash Luminaire (1000 lumen) ¦ Business Energy Rebates | TRC | Business Energy Rebates | Business Energy Rebates | Business Energy Rebates
None | Program Component of Measure | Wall wash luminaire (1500 lumen) ¦ Business Energy Rebates | TRC | Business Energy Rebates | Business Energy Rebates | Business Energy Rebates
None | Program Component of Measure | Whole Home - tier 0 (22% better than code on average) ¦ New Home Construction | TRC | New Home Construction | New Home Construction | New Home Construction
None | Program Component of Measure | Whole home - tier 1 (45% better than code target) ¦ New Home Construction | TRC | New Home Construction | New Home Construction | New Home Construction
None | Program Component of Measure | Whole home - tier 2 (60% better than code target) ¦ New Home Construction | TRC | New Home Construction | New Home Construction | New Home Construction
None | Program Component of Measure | Whole home - tier 3 (70% better than code target) ¦ New Home Construction | TRC | New Home Construction | New Home Construction | New Home Construction
None | Program Component of Measure | Whole Home ¦ Home Energy Assessment | TRC | Home Energy Assessment | Home Energy Assessment | Home Energy Assessment
None | Program Component of Measure | Whole Home First Nations Retrofit ¦ First Nations Home Retrofits | TRC | First Nations Home Retrofits | First Nations Home Retrofits | First Nations Home Retrofits
None | Program Component of Measure | Wood Boiler/Furnace ¦ Green Heat | TRC | Green Heat | Green Heat | Green Heat
None | Program Component of Measure | Wood Stove ¦ Green Heat | TRC | Green Heat | Green Heat | Green Heat
None | Program Component of Measure | Zero-Energy Doors for Reach-In Coolers ¦ Small Business Energy Solutions | TRC | Small Business Energy Solutions | Small Business Energy Solutions | Small Business Energy Solutions
None | Replacement Type of Measure | 1/2 Size Hot Food Holding Cabinet ¦ Business Energy Rebates | TRC | ROB/NEW | ROB/NEW | ROB/NEW
None | Replacement Type of Measure | 11W Replacing 60W - MURB ¦ Efficient Products Installation | TRC | RET | RET | RET
None | Replacement Type of Measure | 11W Replacing 60W ¦ Efficient Products Installation | TRC | RET | RET | RET
None | Replacement Type of Measure | 18W Replacing 100W - MURB ¦ Efficient Products Installation | TRC | RET | RET | RET
None | Replacement Type of Measure | 18W Replacing 100W ¦ Efficient Products Installation | TRC | RET | RET | RET
None | Replacement Type of Measure | 18W Replacing 75W - MURB ¦ Efficient Products Installation | TRC | RET | RET | RET
None | Replacement Type of Measure | 18W Replacing 75W ¦ Efficient Products Installation | TRC | RET | RET | RET
None | Replacement Type of Measure | 5W Chandelier E12 - MURB ¦ Efficient Products Installation | TRC | RET | RET | RET
None | Replacement Type of Measure | 5W Chandelier E12 ¦ Efficient Products Installation | TRC | RET | RET | RET
None | Replacement Type of Measure | 7W G25 - MURB ¦ Efficient Products Installation | TRC | RET | RET | RET
None | Replacement Type of Measure | 7W G25 ¦ Efficient Products Installation | TRC | RET | RET | RET
None | Replacement Type of Measure | 7W GU10 Replacing 35W - MURB ¦ Efficient Products Installation | TRC | RET | RET | RET
None | Replacement Type of Measure | 7W GU10 Replacing 35W ¦ Efficient Products Installation | TRC | RET | RET | RET
None | Replacement Type of Measure | 7W GU10 Replacing 50W - MURB ¦ Efficient Products Installation | TRC | RET | RET | RET
None | Replacement Type of Measure | 7W GU10 Replacing 50W ¦ Efficient Products Installation | TRC | RET | RET | RET
None | Replacement Type of Measure | 9.5W Replacing 100W - MURB ¦ Efficient Products Installation | TRC | RET | RET | RET
None | Replacement Type of Measure | 9.5W Replacing 100W ¦ Efficient Products Installation | TRC | RET | RET | RET
None | Replacement Type of Measure | 9.5W Replacing 40W - MURB ¦ Efficient Products Installation | TRC | RET | RET | RET
None | Replacement Type of Measure | 9.5W Replacing 40W ¦ Efficient Products Installation | TRC | RET | RET | RET
None | Replacement Type of Measure | 9.5W Replacing 60W - MURB ¦ Efficient Products Installation | TRC | RET | RET | RET
None | Replacement Type of Measure | 9.5W Replacing 60W ¦ Efficient Products Installation | TRC | RET | RET | RET
None | Replacement Type of Measure | 9W Replacing 100W - MURB ¦ Efficient Products Installation | TRC | RET | RET | RET
None | Replacement Type of Measure | 9W Replacing 100W ¦ Efficient Products Installation | TRC | RET | RET | RET
None | Replacement Type of Measure | 9W Replacing 40W - MURB ¦ Efficient Products Installation | TRC | RET | RET | RET
None | Replacement Type of Measure | 9W Replacing 40W ¦ Efficient Products Installation | TRC | RET | RET | RET
None | Replacement Type of Measure | 9W Replacing 60W - MURB ¦ Efficient Products Installation | TRC | RET | RET | RET
None | Replacement Type of Measure | 9W Replacing 60W ¦ Efficient Products Installation | TRC | RET | RET | RET
None | Replacement Type of Measure | Advanced Lighting Design (Performance Lighting) ¦ Business Energy Rebates | TRC | ROB/NEW | ROB/NEW | ROB/NEW
None | Replacement Type of Measure | Air-Entraining Air Nozzle ¦ Business Energy Rebates | TRC | ROB/NEW | ROB/NEW | ROB/NEW
None | Replacement Type of Measure | Air Conditioner retirement ¦ Appliance Retirement | TRC | RET | RET | RET
None | Replacement Type of Measure | ASHP and AWHP - Electrical ¦ Green Heat | TRC | RET | RET | RET
None | Replacement Type of Measure | Case Lighting for Sign Retrofits ¦ Business Energy Rebates | TRC | ROB/NEW | ROB/NEW | ROB/NEW
None | Replacement Type of Measure | CEE Tier 2 Commercial Washing Machine ¦ Business Energy Rebates | TRC | ROB/NEW | ROB/NEW | ROB/NEW
None | Replacement Type of Measure | CEE Tier 3 Commercial Washing Machine ¦ Business Energy Rebates | TRC | ROB/NEW | ROB/NEW | ROB/NEW
None | Replacement Type of Measure | Circulation Fan (Agriculture) ¦ Business Energy Rebates | TRC | ROB/NEW | ROB/NEW | ROB/NEW
None | Replacement Type of Measure | Clothes-line ¦ Instant Savings | TRC | ROB/NEW | ROB/NEW | ROB/NEW
None | Replacement Type of Measure | Clothes Dryer replacement ¦ Appliance Retirement | TRC | RET | RET | RET
None | Replacement Type of Measure | Clothes Dryers ¦ First Nations Home Retrofits | TRC | RET | RET | RET
None | Replacement Type of Measure | Clothes Washer replacement ¦ Appliance Retirement | TRC | RET | RET | RET
None | Replacement Type of Measure | Clothes Washers ¦ First Nations Home Retrofits | TRC | RET | RET | RET
None | Replacement Type of Measure | Cold Climate Air-Source Heat Pump (24kBTU/hr) ¦ Business Energy Rebates | TRC | ROB/NEW | ROB/NEW | ROB/NEW
None | Replacement Type of Measure | Cold Climate Air-Source Heat Pump (24kBTU/hr) ¦ Small Business Energy Solutions | TRC | ROB/NEW | ROB/NEW | ROB/NEW
None | Replacement Type of Measure | Cold Climate Air-Source Heat Pump (48kBTU/hr) ¦ Business Energy Rebates | TRC | ROB/NEW | ROB/NEW | ROB/NEW
None | Replacement Type of Measure | Custom Energy Efficiency ¦ Affordable MultiFamily Renter | TRC | ROB/NEW | ROB/NEW | ROB/NEW
None | Replacement Type of Measure | Custom Energy Efficiency ¦ Custom Retrofit | TRC | ROB/NEW | ROB/NEW | ROB/NEW
None | Replacement Type of Measure | Cycling Refrigerated Air Dryer - 50 CFM ¦ Business Energy Rebates | TRC | ROB/NEW | ROB/NEW | ROB/NEW
None | Replacement Type of Measure | Dairy Scroll Compressor ¦ Business Energy Rebates | TRC | ROB/NEW | ROB/NEW | ROB/NEW
None | Replacement Type of Measure | Daylighting Controls - Ceiling Mounted ¦ Business Energy Rebates | TRC | ROB/NEW | ROB/NEW | ROB/NEW
None | Replacement Type of Measure | Daylighting Controls - Switch-Mounted ¦ Business Energy Rebates | TRC | ROB/NEW | ROB/NEW | ROB/NEW
None | Replacement Type of Measure | Decorative Lamp ¦ Small Business Energy Solutions | TRC | RET | RET | RET
None | Replacement Type of Measure | Dehumidifier ¦ Instant Savings | TRC | ROB/NEW | ROB/NEW | ROB/NEW
None | Replacement Type of Measure | Dehumidifier replacement (Low income only) ¦ Appliance Retirement | TRC | RET | RET | RET
None | Replacement Type of Measure | Dehumidifier replacement (Low income only) ¦ First Nations Home Retrofits | TRC | RET | RET | RET
None | Replacement Type of Measure | Dimmer Switch ¦ Instant Savings | TRC | ROB/NEW | ROB/NEW | ROB/NEW
None | Replacement Type of Measure | Dishwasher replacement ¦ Appliance Retirement | TRC | RET | RET | RET
None | Replacement Type of Measure | Door Heater Controls ¦ Business Energy Rebates | TRC | ROB/NEW | ROB/NEW | ROB/NEW
None | Replacement Type of Measure | Double Heat Pad (Agriculture) ¦ Business Energy Rebates | TRC | ROB/NEW | ROB/NEW | ROB/NEW
None | Replacement Type of Measure | Downlight Luminaire (1200 lumen) ¦ Small Business Energy Solutions | TRC | RET | RET | RET
None | Replacement Type of Measure | Downlight Luminaire (3000 lumen) ¦ Small Business Energy Solutions | TRC | RET | RET | RET
None | Replacement Type of Measure | Downlight Luminaire (800 lumen) ¦ Small Business Energy Solutions | TRC | RET | RET | RET
None | Replacement Type of Measure | Drain Water Heat Recovery ¦ First Nations Home Retrofits | TRC | RET | RET | RET
None | Replacement Type of Measure | Drain Water Heat Recovery ¦ Green Heat | TRC | ROB/NEW | ROB/NEW | ROB/NEW
None | Replacement Type of Measure | Drain Water Heat Recovery ¦ Home Energy Assessment | TRC | RET | RET | RET
None | Replacement Type of Measure | Dual Enthalpy Economizer Controls ¦ Business Energy Rebates | TRC | RET | RET | RET
None | Replacement Type of Measure | EC Motor for Refrigeration Applications ¦ Business Energy Rebates1 | TRC | RET | RET | RET
None | Replacement Type of Measure | EC Motor for Refrigeration Applications ¦ Business Energy Rebates2 | TRC | RET | RET | RET
None | Replacement Type of Measure | ECM Circulator Pump ¦ Instant Savings | TRC | ROB/NEW | ROB/NEW | ROB/NEW
None | Replacement Type of Measure | Efficient clothes washer ¦ Instant Savings | TRC | ROB/NEW | ROB/NEW | ROB/NEW
None | Replacement Type of Measure | Efficient refrigerator ¦ Instant Savings | TRC | ROB/NEW | ROB/NEW | ROB/NEW
None | Replacement Type of Measure | Electric Combination Oven ¦ Business Energy Rebates | TRC | ROB/NEW | ROB/NEW | ROB/NEW
None | Replacement Type of Measure | Electric Combination Oven with Gas ¦ Business Energy Rebates | TRC | RET | RET | RET
None | Replacement Type of Measure | Electric Convection Oven ¦ Business Energy Rebates | TRC | ROB/NEW | ROB/NEW | ROB/NEW
None | Replacement Type of Measure | Electric Convection Oven with Gas ¦ Business Energy Rebates | TRC | RET | RET | RET
None | Replacement Type of Measure | Electric Fryer Replacement with Gas ¦ Business Energy Rebates | TRC | RET | RET | RET
None | Replacement Type of Measure | Electric Griddle Replacement with Gas ¦ Business Energy Rebates | TRC | RET | RET | RET
None | Replacement Type of Measure | Electric Steam Cooker ¦ Business Energy Rebates | TRC | ROB/NEW | ROB/NEW | ROB/NEW
None | Replacement Type of Measure | Electric Steam Cooker Replacement with Gas ¦ Business Energy Rebates | TRC | RET | RET | RET
None | Replacement Type of Measure | Electric to Natural Gas - Water Heater ¦ Business Energy Rebates | TRC | ROB/NEW | ROB/NEW | ROB/NEW
None | Replacement Type of Measure | Energy Management Information Systems ¦ EMIS | TRC | ROB/NEW | ROB/NEW | ROB/NEW
None | Replacement Type of Measure | Energy Star Dryer ¦ Instant Savings | TRC | ROB/NEW | ROB/NEW | ROB/NEW
None | Replacement Type of Measure | ENERGY STAR Pool Pump ¦ Business Energy Rebates | TRC | RET | RET | RET
None | Replacement Type of Measure | ENERGY STAR Uninteruptible Power Supplies (UPS) ¦ Business Energy Rebates | TRC | ROB/NEW | ROB/NEW | ROB/NEW
None | Replacement Type of Measure | ENERGY STAR Washing Machine ¦ Business Energy Rebates | TRC | ROB/NEW | ROB/NEW | ROB/NEW
None | Replacement Type of Measure | Evaporator Fan Motor Controls ¦ Business Energy Rebates | TRC | ROB/NEW | ROB/NEW | ROB/NEW
None | Replacement Type of Measure | Faucet Aerators - MURB ¦ Efficient Products Installation | TRC | ROB/NEW | ROB/NEW | ROB/NEW
None | Replacement Type of Measure | Faucet Aerators ¦ Efficient Products Installation | TRC | ROB/NEW | ROB/NEW | ROB/NEW
None | Replacement Type of Measure | Flood Luminaire (10000 lumen) ¦ Business Energy Rebates | TRC | ROB/NEW | ROB/NEW | ROB/NEW
None | Replacement Type of Measure | Flood Luminaire (10000 lumen) ¦ Small Business Energy Solutions | TRC | ROB/NEW | ROB/NEW | ROB/NEW
None | Replacement Type of Measure | Flood Luminaire (48000 lumen) ¦ Business Energy Rebates | TRC | ROB/NEW | ROB/NEW | ROB/NEW
None | Replacement Type of Measure | Flood Luminaire (48000 lumen) ¦ Small Business Energy Solutions | TRC | ROB/NEW | ROB/NEW | ROB/NEW
None | Replacement Type of Measure | Four Pin Replacement Lamps for CFLs ¦ Business Energy Rebates | TRC | ROB/NEW | ROB/NEW | ROB/NEW
None | Replacement Type of Measure | Four Pin Replacement Lamps for CFLs ¦ Small Business Energy Solutions | TRC | ROB/NEW | ROB/NEW | ROB/NEW
None | Replacement Type of Measure | Freezer replacement (Low income only) ¦ Appliance Retirement | TRC | RET | RET | RET
None | Replacement Type of Measure | Freezer replacement (Low income only) ¦ First Nations Home Retrofits | TRC | RET | RET | RET
None | Replacement Type of Measure | Freezer replacement ¦ Appliance Retirement | TRC | RET | RET | RET
None | Replacement Type of Measure | Freezer retirement ¦ Appliance Retirement | TRC | RET | RET | RET
None | Replacement Type of Measure | Fridge replacement ¦ Appliance Retirement | TRC | RET | RET | RET
None | Replacement Type of Measure | Fuel Pump Canopy Luminaire (4000 lumen) ¦ Small Business Energy Solutions | TRC | ROB/NEW | ROB/NEW | ROB/NEW
None | Replacement Type of Measure | General Use Lamp (A,G Types) ¦ Small Business Energy Solutions | TRC | RET | RET | RET
None | Replacement Type of Measure | Glass Door Freezer ¦ Small Business Energy Solutions | TRC | ROB/NEW | ROB/NEW | ROB/NEW
None | Replacement Type of Measure | Glass Door Refrigerator ¦ Business Energy Rebates | TRC | ROB/NEW | ROB/NEW | ROB/NEW
None | Replacement Type of Measure | Glass Door Refrigerator ¦ Small Business Energy Solutions | TRC | ROB/NEW | ROB/NEW | ROB/NEW
None | Replacement Type of Measure | Ground Source Heat Pump (60kBTU/hr) ¦ Business Energy Rebates | TRC | ROB/NEW | ROB/NEW | ROB/NEW
None | Replacement Type of Measure | Ground Source Heat Pump (60kBTU/hr) ¦ Small Business Energy Solutions | TRC | ROB/NEW | ROB/NEW | ROB/NEW
None | Replacement Type of Measure | GSHP ¦ Green Heat | TRC | RET | RET | RET
None | Replacement Type of Measure | Heat Pump Clothes Dryer ¦ Business Energy Rebates | TRC | ROB/NEW | ROB/NEW | ROB/NEW
None | Replacement Type of Measure | Heat Pump Dryer (ventless) ¦ Instant Savings | TRC | ROB/NEW | ROB/NEW | ROB/NEW
None | Replacement Type of Measure | Heat Pump Water Heater ¦ Business Energy Rebates | TRC | ROB/NEW | ROB/NEW | ROB/NEW
None | Replacement Type of Measure | Heat Pump Water Heater ¦ First Nations Home Retrofits | TRC | RET | RET | RET
None | Replacement Type of Measure | Heat Pump Water Heater ¦ Green Heat | TRC | RET | RET | RET
None | Replacement Type of Measure | Heat Pump Water Heater ¦ Home Energy Assessment | TRC | RET | RET | RET
None | Replacement Type of Measure | Heat Pump Water Heater ¦ Small Business Energy Solutions | TRC | ROB/NEW | ROB/NEW | ROB/NEW
None | Replacement Type of Measure | Heat Reclaimer Unit (Agriculture) ¦ Business Energy Rebates | TRC | ROB/NEW | ROB/NEW | ROB/NEW
None | Replacement Type of Measure | Heat Reclaimer Unit (Agriculture) ¦ Small Business Energy Solutions | TRC | ROB/NEW | ROB/NEW | ROB/NEW
None | Replacement Type of Measure | Heavy duty timer ¦ Instant Savings | TRC | ROB/NEW | ROB/NEW | ROB/NEW
None | Replacement Type of Measure | High Bay Luminaire (15 000 lumen) ¦ Business Energy Rebates | TRC | ROB/NEW | ROB/NEW | ROB/NEW
None | Replacement Type of Measure | High Bay Luminaire (15 000 lumen) ¦ Small Business Energy Solutions | TRC | ROB/NEW | ROB/NEW | ROB/NEW
None | Replacement Type of Measure | High Bay Luminaire (35 000 lumen) ¦ Small Business Energy Solutions | TRC | ROB/NEW | ROB/NEW | ROB/NEW
None | Replacement Type of Measure | High Efficiency Circulator Pump 1.5kW ¦ Business Energy Rebates | TRC | ROB/NEW | ROB/NEW | ROB/NEW
None | Replacement Type of Measure | High Efficiency Circulator Pump 100W ¦ Business Energy Rebates | TRC | ROB/NEW | ROB/NEW | ROB/NEW
None | Replacement Type of Measure | High Efficiency Circulator Pump 300W ¦ Business Energy Rebates | TRC | ROB/NEW | ROB/NEW | ROB/NEW
None | Replacement Type of Measure | High Volume Low Speed Fan (Agriculture) ¦ Business Energy Rebates | TRC | ROB/NEW | ROB/NEW | ROB/NEW
None | Replacement Type of Measure | High Volume Low Speed Fan (Agriculture) ¦ Small Business Energy Solutions | TRC | ROB/NEW | ROB/NEW | ROB/NEW
None | Replacement Type of Measure | Holiday Lights Exchange - MURB ¦ Efficient Products Installation | TRC | RET | RET | RET
None | Replacement Type of Measure | Holiday Lights Exchange ¦ Efficient Products Installation | TRC | RET | RET | RET
None | Replacement Type of Measure | Hot Water Tank Wrap - MURB ¦ Efficient Products Installation | TRC | ROB/NEW | ROB/NEW | ROB/NEW
None | Replacement Type of Measure | Hot Water Tank Wrap ¦ Efficient Products Installation | TRC | ROB/NEW | ROB/NEW | ROB/NEW
None | Replacement Type of Measure | HVAC Hotel Occupancy Sensor ¦ Business Energy Rebates | TRC | ROB/NEW | ROB/NEW | ROB/NEW
None | Replacement Type of Measure | Hybrid Heat Pump Dryer ¦ Instant Savings | TRC | ROB/NEW | ROB/NEW | ROB/NEW
None | Replacement Type of Measure | Ice-Making Head ¦ Business Energy Rebates | TRC | ROB/NEW | ROB/NEW | ROB/NEW
None | Replacement Type of Measure | Indoor motion sensor ¦ Instant Savings | TRC | ROB/NEW | ROB/NEW | ROB/NEW
None | Replacement Type of Measure | Large Commercial/Industrial ETS System ¦ ETS Business Energy Rebates | TRC | ROB/NEW | ROB/NEW | ROB/NEW
None | Replacement Type of Measure | LED - ENERGY STAR Fixture with Motion Sensor ¦ Instant Savings | TRC | RET | RET | RET
None | Replacement Type of Measure | LED - ENERGY STAR Fixture without Motion Sensor ¦ Instant Savings | TRC | RET | RET | RET
None | Replacement Type of Measure | LED - Other ¦ Instant Savings | TRC | RET | RET | RET
None | Replacement Type of Measure | LED - R, BR and Decorative ¦ Instant Savings | TRC | RET | RET | RET
None | Replacement Type of Measure | LED - Recessed downlight ¦ Instant Savings | TRC | RET | RET | RET
None | Replacement Type of Measure | LED Nightlights - MURB ¦ Efficient Products Installation | TRC | RET | RET | RET
None | Replacement Type of Measure | LED Nightlights ¦ Efficient Products Installation | TRC | RET | RET | RET
None | Replacement Type of Measure | LED Replacement Lamps for HID (10000 lumen) ¦ Business Energy Rebates | TRC | ROB/NEW | ROB/NEW | ROB/NEW
None | Replacement Type of Measure | LED Replacement Lamps for HID (10000 lumen) ¦ Small Business Energy Solutions | TRC | ROB/NEW | ROB/NEW | ROB/NEW
None | Replacement Type of Measure | LED Replacement Lamps for HID (4000 lumen) ¦ Business Energy Rebates | TRC | ROB/NEW | ROB/NEW | ROB/NEW
None | Replacement Type of Measure | LED Replacement Lamps for HID (4000 lumen) ¦ Small Business Energy Solutions | TRC | ROB/NEW | ROB/NEW | ROB/NEW
None | Replacement Type of Measure | LED Troffer (1x4) ¦ Business Energy Rebates | TRC | RET | RET | RET
None | Replacement Type of Measure | LED Troffer (1x4) ¦ Small Business Energy Solutions | TRC | RET | RET | RET
None | Replacement Type of Measure | LED Troffer (2x2) ¦ Business Energy Rebates | TRC | RET | RET | RET
None | Replacement Type of Measure | LED Troffer (2x2) ¦ Small Business Energy Solutions | TRC | RET | RET | RET
None | Replacement Type of Measure | LED Troffer (4x2) ¦ Business Energy Rebates | TRC | RET | RET | RET
None | Replacement Type of Measure | LED Troffer (4x2) ¦ Small Business Energy Solutions | TRC | RET | RET | RET
None | Replacement Type of Measure | LED Wall Sconce (1200 lumen) ¦ Small Business Energy Solutions | TRC | RET | RET | RET
None | Replacement Type of Measure | Linear Ambient Luminaire (10000 lumen) ¦ Business Energy Rebates | TRC | ROB/NEW | ROB/NEW | ROB/NEW
None | Replacement Type of Measure | Linear Ambient Luminaire (10000 lumen) ¦ Small Business Energy Solutions | TRC | ROB/NEW | ROB/NEW | ROB/NEW
None | Replacement Type of Measure | Linear Ambient Luminaire (2000 lumen) ¦ Business Energy Rebates | TRC | ROB/NEW | ROB/NEW | ROB/NEW
None | Replacement Type of Measure | Linear Ambient Luminaire (2000 lumen) ¦ Small Business Energy Solutions | TRC | ROB/NEW | ROB/NEW | ROB/NEW
None | Replacement Type of Measure | Linear Ambient Luminaire (4000 lumen) ¦ Business Energy Rebates | TRC | ROB/NEW | ROB/NEW | ROB/NEW
None | Replacement Type of Measure | Linear Ambient Luminaire (4000 lumen) ¦ Small Business Energy Solutions | TRC | ROB/NEW | ROB/NEW | ROB/NEW
None | Replacement Type of Measure | Linear Ambient Luminaire (8000 lumen) ¦ Business Energy Rebates | TRC | ROB/NEW | ROB/NEW | ROB/NEW
None | Replacement Type of Measure | Linear Ambient Luminaire (8000 lumen) ¦ Small Business Energy Solutions | TRC | ROB/NEW | ROB/NEW | ROB/NEW
None | Replacement Type of Measure | Linear Replacement Lamp (2 foot) ¦ Business Energy Rebates | TRC | ROB/NEW | ROB/NEW | ROB/NEW
None | Replacement Type of Measure | Linear Replacement Lamp (2 foot) ¦ Small Business Energy Solutions | TRC | ROB/NEW | ROB/NEW | ROB/NEW
None | Replacement Type of Measure | Linear Replacement Lamp (4 foot) ¦ Business Energy Rebates | TRC | ROB/NEW | ROB/NEW | ROB/NEW
None | Replacement Type of Measure | Linear Replacement Lamp (4 foot) ¦ Small Business Energy Solutions | TRC | ROB/NEW | ROB/NEW | ROB/NEW
None | Replacement Type of Measure | Low-bay Luminaire (10,000 lumen) ¦ Business Energy Rebates | TRC | ROB/NEW | ROB/NEW | ROB/NEW
None | Replacement Type of Measure | Low-bay Luminaire (10,000 lumen) ¦ Small Business Energy Solutions | TRC | ROB/NEW | ROB/NEW | ROB/NEW
None | Replacement Type of Measure | Low-bay Luminaire (5000 lumen) ¦ Business Energy Rebates | TRC | ROB/NEW | ROB/NEW | ROB/NEW
None | Replacement Type of Measure | Low-flow showerhead - 0.5 gpm Reduction - MURB ¦ Efficient Products Installation | TRC | ROB/NEW | ROB/NEW | ROB/NEW
None | Replacement Type of Measure | Low-flow showerhead - 0.5 gpm Reduction ¦ Efficient Products Installation | TRC | ROB/NEW | ROB/NEW | ROB/NEW
None | Replacement Type of Measure | Low-flow showerhead - 1.0 gpm Reduction - MURB ¦ Efficient Products Installation | TRC | ROB/NEW | ROB/NEW | ROB/NEW
None | Replacement Type of Measure | Low-flow showerhead - 1.0 gpm Reduction ¦ Efficient Products Installation | TRC | ROB/NEW | ROB/NEW | ROB/NEW
None | Replacement Type of Measure | Low-flow showerhead -0.75 gpm Reduction - MURB ¦ Efficient Products Installation | TRC | ROB/NEW | ROB/NEW | ROB/NEW
None | Replacement Type of Measure | Low-flow showerhead -0.75 gpm Reduction ¦ Efficient Products Installation | TRC | ROB/NEW | ROB/NEW | ROB/NEW
None | Replacement Type of Measure | Low/Zero Energy Livestock Waterer ¦ Business Energy Rebates | TRC | ROB/NEW | ROB/NEW | ROB/NEW
None | Replacement Type of Measure | Luminaire Level Lighting Control (LLLC) - High Impact Application ¦ Business Energy Rebates | TRC | ROB/NEW | ROB/NEW | ROB/NEW
None | Replacement Type of Measure | Luminaire Level Lighting Control (LLLC) - Low Impact Application ¦ Business Energy Rebates | TRC | ROB/NEW | ROB/NEW | ROB/NEW
None | Replacement Type of Measure | Medium Commercial ETS System ¦ ETS Business Energy Rebates | TRC | ROB/NEW | ROB/NEW | ROB/NEW
None | Replacement Type of Measure | Medium Commercial ETS System ¦ ETS Small Business Energy Solutions | TRC | ROB/NEW | ROB/NEW | ROB/NEW
None | Replacement Type of Measure | Milk Pre-cooler ¦ Business Energy Rebates | TRC | ROB/NEW | ROB/NEW | ROB/NEW
None | Replacement Type of Measure | Mini freezer retirement ¦ Appliance Retirement | TRC | RET | RET | RET
None | Replacement Type of Measure | Mini fridge retirement ¦ Appliance Retirement | TRC | RET | RET | RET
None | Replacement Type of Measure | Motion sensor with dimmer switch ¦ Instant Savings | TRC | ROB/NEW | ROB/NEW | ROB/NEW
None | Replacement Type of Measure | MSHP - Fully Electrical ¦ Green Heat | TRC | RET | RET | RET
None | Replacement Type of Measure | MSHP - Mainly Electrical ¦ Green Heat | TRC | RET | RET | RET
None | Replacement Type of Measure | Multi-Tank Conveyor Dishwasher - High Temp ¦ Business Energy Rebates | TRC | ROB/NEW | ROB/NEW | ROB/NEW
None | Replacement Type of Measure | Multi-Tank Conveyor Dishwasher - High Temp ¦ Small Business Energy Solutions | TRC | ROB/NEW | ROB/NEW | ROB/NEW
None | Replacement Type of Measure | Multi-Tank Conveyor Dishwasher - Low Temp ¦ Business Energy Rebates | TRC | ROB/NEW | ROB/NEW | ROB/NEW
None | Replacement Type of Measure | Multi-Tank Conveyor Dishwasher - Low Temp ¦ Small Business Energy Solutions | TRC | ROB/NEW | ROB/NEW | ROB/NEW
None | Replacement Type of Measure | Natural Barn Ventiliation - Year-Round ¦ Business Energy Rebates | TRC | ROB/NEW | ROB/NEW | ROB/NEW
None | Replacement Type of Measure | Networked/ Connected - Indoor LED Lamp ¦ Instant Savings | TRC | ROB/NEW | ROB/NEW | ROB/NEW
None | Replacement Type of Measure | Networked/Connected - High Impact Application ¦ Business Energy Rebates | TRC | ROB/NEW | ROB/NEW | ROB/NEW
None | Replacement Type of Measure | Networked/Connected - Low Impact Application ¦ Business Energy Rebates | TRC | ROB/NEW | ROB/NEW | ROB/NEW
None | Replacement Type of Measure | No-Loss Drain ¦ Business Energy Rebates | TRC | ROB/NEW | ROB/NEW | ROB/NEW
None | Replacement Type of Measure | Occupancy Sensor (Ceiling Mounted) ¦ Business Energy Rebates | TRC | ROB/NEW | ROB/NEW | ROB/NEW
None | Replacement Type of Measure | Occupancy Sensor (Ceiling Mounted) ¦ Small Business Energy Solutions | TRC | ROB/NEW | ROB/NEW | ROB/NEW
None | Replacement Type of Measure | Occupancy Sensor (Wall Mounted) ¦ Business Energy Rebates | TRC | ROB/NEW | ROB/NEW | ROB/NEW
None | Replacement Type of Measure | Occupancy Sensor (Wall Mounted) ¦ Small Business Energy Solutions | TRC | ROB/NEW | ROB/NEW | ROB/NEW
None | Replacement Type of Measure | Occupancy Sensor (Exterior) ¦ Business Energy Rebates | TRC | ROB/NEW | ROB/NEW | ROB/NEW
None | Replacement Type of Measure | Open to Closed Cooler Conversion ¦ Business Energy Rebates | TRC | RET | RET | RET
None | Replacement Type of Measure | Open to Closed Cooler Conversion ¦ Small Business Energy Solutions | TRC | RET | RET | RET
None | Replacement Type of Measure | Outdoor motion sensor ¦ Instant Savings | TRC | ROB/NEW | ROB/NEW | ROB/NEW
None | Replacement Type of Measure | Outside Air Economizer ¦ Business Energy Rebates | TRC | ROB/NEW | ROB/NEW | ROB/NEW
None | Replacement Type of Measure | Packaged Terminal Heat Pump (12kBTU/hr) ¦ Business Energy Rebates | TRC | ROB/NEW | ROB/NEW | ROB/NEW
None | Replacement Type of Measure | Parking Garage Luminaire (4000 lumen) ¦ Small Business Energy Solutions | TRC | ROB/NEW | ROB/NEW | ROB/NEW
None | Replacement Type of Measure | Pellet Boiler/Furnace ¦ Green Heat | TRC | RET | RET | RET
None | Replacement Type of Measure | Pellet Stove ¦ Green Heat | TRC | RET | RET | RET
None | Replacement Type of Measure | Pipe Insulation - MURB ¦ Efficient Products Installation | TRC | ROB/NEW | ROB/NEW | ROB/NEW
None | Replacement Type of Measure | Pipe Insulation ¦ Efficient Products Installation | TRC | ROB/NEW | ROB/NEW | ROB/NEW
None | Replacement Type of Measure | Pole/Arm-Mounted Area Luminaire (20000 lumen) ¦ Business Energy Rebates | TRC | ROB/NEW | ROB/NEW | ROB/NEW
None | Replacement Type of Measure | Pole/Arm-Mounted Area Luminaire (20000 lumen) ¦ Small Business Energy Solutions | TRC | ROB/NEW | ROB/NEW | ROB/NEW
None | Replacement Type of Measure | Pole/Arm-Mounted Area Luminaire (4000 lumen) ¦ Small Business Energy Solutions | TRC | ROB/NEW | ROB/NEW | ROB/NEW
None | Replacement Type of Measure | Pole/Arm-Mounted Area Luminaire (60000 lumen) ¦ Business Energy Rebates | TRC | ROB/NEW | ROB/NEW | ROB/NEW
None | Replacement Type of Measure | Pole/Arm-Mounted Decorative Luminaire (1500 lumen) ¦ Small Business Energy Solutions | TRC | ROB/NEW | ROB/NEW | ROB/NEW
None | Replacement Type of Measure | Pole/Arm-Mounted Decorative Luminaire (5000 lumen) ¦ Business Energy Rebates | TRC | ROB/NEW | ROB/NEW | ROB/NEW
None | Replacement Type of Measure | Pole/Arm-Mounted Decorative Luminaire (5000 lumen) ¦ Small Business Energy Solutions | TRC | ROB/NEW | ROB/NEW | ROB/NEW
None | Replacement Type of Measure | Pot, Pan and Utensil Dishwasher - High Temp ¦ Business Energy Rebates | TRC | ROB/NEW | ROB/NEW | ROB/NEW
None | Replacement Type of Measure | Power bar with timer ¦ Instant Savings | TRC | ROB/NEW | ROB/NEW | ROB/NEW
None | Replacement Type of Measure | Premium High Bay Luminaire (15 000 lumen) ¦ Business Energy Rebates | TRC | ROB/NEW | ROB/NEW | ROB/NEW
None | Replacement Type of Measure | Premium High Bay Luminaire (15 000 lumen) ¦ Small Business Energy Solutions | TRC | ROB/NEW | ROB/NEW | ROB/NEW
None | Replacement Type of Measure | Premium High Bay Luminaire (35 000 lumen) ¦ Business Energy Rebates | TRC | ROB/NEW | ROB/NEW | ROB/NEW
None | Replacement Type of Measure | Premium High Bay Luminaire (35 000 lumen) ¦ Small Business Energy Solutions | TRC | ROB/NEW | ROB/NEW | ROB/NEW
None | Replacement Type of Measure | Premium High Bay Luminaire (60 000 lumen) ¦ Business Energy Rebates | TRC | ROB/NEW | ROB/NEW | ROB/NEW
None | Replacement Type of Measure | Programmable thermostat ¦ Instant Savings | TRC | ROB/NEW | ROB/NEW | ROB/NEW
None | Replacement Type of Measure | Programmable Thermostats ¦ First Nations Home Retrofits | TRC | ROB/NEW | ROB/NEW | ROB/NEW
None | Replacement Type of Measure | Range / Stove replacement ¦ Appliance Retirement | TRC | RET | RET | RET
None | Replacement Type of Measure | Reflector Lamp (MR16) ¦ Small Business Energy Solutions | TRC | RET | RET | RET
None | Replacement Type of Measure | Reflector Lamp (PAR38) ¦ Small Business Energy Solutions | TRC | RET | RET | RET
None | Replacement Type of Measure | Refrigerated Case Luminaire ¦ Business Energy Rebates | TRC | ROB/NEW | ROB/NEW | ROB/NEW
None | Replacement Type of Measure | Refrigerated Case Luminaire ¦ Small Business Energy Solutions | TRC | ROB/NEW | ROB/NEW | ROB/NEW
None | Replacement Type of Measure | Refrigerator replacement (Low income only) ¦ Appliance Retirement | TRC | RET | RET | RET
None | Replacement Type of Measure | Refrigerator replacement (Low income only) ¦ First Nations Home Retrofits | TRC | RET | RET | RET
None | Replacement Type of Measure | Refrigerator retirement ¦ Appliance Retirement | TRC | RET | RET | RET
None | Replacement Type of Measure | Remote Condensing Unit ¦ Business Energy Rebates | TRC | ROB/NEW | ROB/NEW | ROB/NEW
None | Replacement Type of Measure | Residential DHW Timer ¦ ETS Green Heat | TRC | ROB/NEW | ROB/NEW | ROB/NEW
None | Replacement Type of Measure | Residential ETS System (Central) ¦ ETS Green Heat | TRC | RET | RET | RET
None | Replacement Type of Measure | Residential ETS System (Central) ¦ ETS Home Energy Assessment | TRC | RET | RET | RET
None | Replacement Type of Measure | Residential ETS System (Room) ¦ ETS Green Heat | TRC | RET | RET | RET
None | Replacement Type of Measure | Residential ETS System (Room) ¦ ETS Home Energy Assessment | TRC | RET | RET | RET
None | Replacement Type of Measure | Room air purifier ¦ Instant Savings | TRC | ROB/NEW | ROB/NEW | ROB/NEW
None | Replacement Type of Measure | Server Virtualization and Decommissioning ¦ Business Energy Rebates | TRC | RET | RET | RET
None | Replacement Type of Measure | Single-Tank Door type Dishwasher - High Temp ¦ Business Energy Rebates | TRC | ROB/NEW | ROB/NEW | ROB/NEW
None | Replacement Type of Measure | Single-Tank Door type Dishwasher - Low Temp ¦ Business Energy Rebates | TRC | ROB/NEW | ROB/NEW | ROB/NEW
None | Replacement Type of Measure | Single -Tank Conveyor Dishwasher - High Temp ¦ Business Energy Rebates | TRC | ROB/NEW | ROB/NEW | ROB/NEW
None | Replacement Type of Measure | Single -Tank Conveyor Dishwasher - Low Temp ¦ Business Energy Rebates | TRC | ROB/NEW | ROB/NEW | ROB/NEW
None | Replacement Type of Measure | Single Heat Pad (Agriculture) ¦ Business Energy Rebates | TRC | ROB/NEW | ROB/NEW | ROB/NEW
None | Replacement Type of Measure | Small Commercial ETS Sytem ¦ ETS Business Energy Rebates | TRC | ROB/NEW | ROB/NEW | ROB/NEW
None | Replacement Type of Measure | Small Commercial ETS Sytem ¦ ETS Small Business Energy Solutions | TRC | ROB/NEW | ROB/NEW | ROB/NEW
None | Replacement Type of Measure | Smart power bar ¦ Instant Savings | TRC | ROB/NEW | ROB/NEW | ROB/NEW
None | Replacement Type of Measure | Smart Power Controllers - MURB ¦ Efficient Products Installation | TRC | ROB/NEW | ROB/NEW | ROB/NEW
None | Replacement Type of Measure | Smart Power Controllers ¦ Efficient Products Installation | TRC | ROB/NEW | ROB/NEW | ROB/NEW
None | Replacement Type of Measure | Solar air heating ¦ Green Heat | TRC | RET | RET | RET
None | Replacement Type of Measure | Solar Domestic Hot Water ¦ Green Heat | TRC | RET | RET | RET
None | Replacement Type of Measure | Solar Domestic Hot Water ¦ Home Energy Assessment | TRC | RET | RET | RET
None | Replacement Type of Measure | Solid Door Freezer ¦ Business Energy Rebates | TRC | ROB/NEW | ROB/NEW | ROB/NEW
None | Replacement Type of Measure | Solid Door Freezer ¦ Small Business Energy Solutions | TRC | ROB/NEW | ROB/NEW | ROB/NEW
None | Replacement Type of Measure | Solid Door Refrigerator ¦ Business Energy Rebates | TRC | ROB/NEW | ROB/NEW | ROB/NEW
None | Replacement Type of Measure | Solid Door Refrigerator ¦ Small Business Energy Solutions | TRC | ROB/NEW | ROB/NEW | ROB/NEW
None | Replacement Type of Measure | Standard Capacity Electric Fryer ¦ Business Energy Rebates | TRC | ROB/NEW | ROB/NEW | ROB/NEW
None | Replacement Type of Measure | Standard Capacity Electric Fryer ¦ Small Business Energy Solutions | TRC | ROB/NEW | ROB/NEW | ROB/NEW
None | Replacement Type of Measure | Strategic Energy Management ¦ SEM | TRC | ROB/NEW | ROB/NEW | ROB/NEW
None | Replacement Type of Measure | Strip-Curtains for Display Cases ¦ Business Energy Rebates | TRC | ROB/NEW | ROB/NEW | ROB/NEW
None | Replacement Type of Measure | Strip-Curtains for Display Cases ¦ Small Business Energy Solutions | TRC | ROB/NEW | ROB/NEW | ROB/NEW
None | Replacement Type of Measure | Track/Mono-point Direction Luminaire ¦ Business Energy Rebates | TRC | ROB/NEW | ROB/NEW | ROB/NEW
None | Replacement Type of Measure | Unconverted D ¦ Home Energy Assessment | TRC | RET | RET | RET
None | Replacement Type of Measure | Under-Counter Dishwasher - HighTemp ¦ Business Energy Rebates | TRC | ROB/NEW | ROB/NEW | ROB/NEW
None | Replacement Type of Measure | Under-Counter Dishwasher - Low Temp ¦ Business Energy Rebates | TRC | ROB/NEW | ROB/NEW | ROB/NEW
None | Replacement Type of Measure | Variable Speed Kitchen Exhaust Fan ¦ Business Energy Rebates | TRC | ROB/NEW | ROB/NEW | ROB/NEW
None | Replacement Type of Measure | Variable Speed Kitchen Exhaust Fan ¦ Small Business Energy Solutions | TRC | ROB/NEW | ROB/NEW | ROB/NEW
None | Replacement Type of Measure | Ventilation Fan (Agriculture) ¦ Business Energy Rebates | TRC | ROB/NEW | ROB/NEW | ROB/NEW
None | Replacement Type of Measure | VFD - 10 hp - Institutional - Make-up Air Fan ¦ Business Energy Rebates | TRC | ROB/NEW | ROB/NEW | ROB/NEW
None | Replacement Type of Measure | VFD - 10 hp - Retail - Supply Fan ¦ Business Energy Rebates | TRC | ROB/NEW | ROB/NEW | ROB/NEW
None | Replacement Type of Measure | VFD - 20 hp - Institutional - Chilled Water Pump ¦ Business Energy Rebates | TRC | ROB/NEW | ROB/NEW | ROB/NEW
None | Replacement Type of Measure | VFD - 20 hp - Retail - Exhaust Fan ¦ Business Energy Rebates | TRC | ROB/NEW | ROB/NEW | ROB/NEW
None | Replacement Type of Measure | VFD - 30 hp - Institutional - Make-up Air Fan ¦ Business Energy Rebates | TRC | ROB/NEW | ROB/NEW | ROB/NEW
None | Replacement Type of Measure | VFD - 30 hp - Retail - Supply Fan ¦ Business Energy Rebates | TRC | ROB/NEW | ROB/NEW | ROB/NEW
None | Replacement Type of Measure | VFD - 40 hp - Warehousing - Exhaust Fan ¦ Business Energy Rebates | TRC | ROB/NEW | ROB/NEW | ROB/NEW
None | Replacement Type of Measure | VFD - 5 hp - Institutional - Chilled Water Pump ¦ Business Energy Rebates | TRC | ROB/NEW | ROB/NEW | ROB/NEW
None | Replacement Type of Measure | VFD - 5 hp - Retail - Exhaust Fan ¦ Business Energy Rebates | TRC | ROB/NEW | ROB/NEW | ROB/NEW
None | Replacement Type of Measure | VFD Milk Transfer Pump ¦ Business Energy Rebates | TRC | ROB/NEW | ROB/NEW | ROB/NEW
None | Replacement Type of Measure | VFD Milk Transfer Pump ¦ Small Business Energy Solutions | TRC | ROB/NEW | ROB/NEW | ROB/NEW
None | Replacement Type of Measure | VFD Milk Vacuum Pump ¦ Business Energy Rebates | TRC | ROB/NEW | ROB/NEW | ROB/NEW
None | Replacement Type of Measure | VFD Milk Vacuum Pump ¦ Small Business Energy Solutions | TRC | ROB/NEW | ROB/NEW | ROB/NEW
None | Replacement Type of Measure | Wall Mounted Area Luminaire (1000 lumen) ¦ Business Energy Rebates | TRC | ROB/NEW | ROB/NEW | ROB/NEW
None | Replacement Type of Measure | Wall Mounted Area Luminaire (1000 lumen) ¦ Small Business Energy Solutions | TRC | ROB/NEW | ROB/NEW | ROB/NEW
None | Replacement Type of Measure | Wall Mounted Area Luminaire (10000 lumen) ¦ Business Energy Rebates | TRC | ROB/NEW | ROB/NEW | ROB/NEW
None | Replacement Type of Measure | Wall Mounted Area Luminaire (10000 lumen) ¦ Small Business Energy Solutions | TRC | ROB/NEW | ROB/NEW | ROB/NEW
None | Replacement Type of Measure | Wall Wash Luminaire (1000 lumen) ¦ Business Energy Rebates | TRC | ROB/NEW | ROB/NEW | ROB/NEW
None | Replacement Type of Measure | Wall wash luminaire (1500 lumen) ¦ Business Energy Rebates | TRC | ROB/NEW | ROB/NEW | ROB/NEW
None | Replacement Type of Measure | Whole Home - tier 0 (22% better than code on average) ¦ New Home Construction | TRC | ROB/NEW | ROB/NEW | ROB/NEW
None | Replacement Type of Measure | Whole home - tier 1 (45% better than code target) ¦ New Home Construction | TRC | ROB/NEW | ROB/NEW | ROB/NEW
None | Replacement Type of Measure | Whole home - tier 2 (60% better than code target) ¦ New Home Construction | TRC | ROB/NEW | ROB/NEW | ROB/NEW
None | Replacement Type of Measure | Whole home - tier 3 (70% better than code target) ¦ New Home Construction | TRC | ROB/NEW | ROB/NEW | ROB/NEW
None | Replacement Type of Measure | Whole Home ¦ Home Energy Assessment | TRC | RET | RET | RET
None | Replacement Type of Measure | Whole Home First Nations Retrofit ¦ First Nations Home Retrofits | TRC | RET | RET | RET
None | Replacement Type of Measure | Wood Boiler/Furnace ¦ Green Heat | TRC | RET | RET | RET
None | Replacement Type of Measure | Wood Stove ¦ Green Heat | TRC | RET | RET | RET
None | Replacement Type of Measure | Zero-Energy Doors for Reach-In Coolers ¦ Small Business Energy Solutions | TRC | ROB/NEW | ROB/NEW | ROB/NEW
None | End Use of Measure | 1/2 Size Hot Food Holding Cabinet ¦ Business Energy Rebates | TRC | BNI Cooking and Laundry | BNI Cooking and Laundry | BNI Cooking and Laundry
None | End Use of Measure | 11W Replacing 60W - MURB ¦ Efficient Products Installation | TRC | Res Lighting | Res Lighting | Res Lighting
None | End Use of Measure | 11W Replacing 60W ¦ Efficient Products Installation | TRC | Res Lighting | Res Lighting | Res Lighting
None | End Use of Measure | 18W Replacing 100W - MURB ¦ Efficient Products Installation | TRC | Res Lighting | Res Lighting | Res Lighting
None | End Use of Measure | 18W Replacing 100W ¦ Efficient Products Installation | TRC | Res Lighting | Res Lighting | Res Lighting
None | End Use of Measure | 18W Replacing 75W - MURB ¦ Efficient Products Installation | TRC | Res Lighting | Res Lighting | Res Lighting
None | End Use of Measure | 18W Replacing 75W ¦ Efficient Products Installation | TRC | Res Lighting | Res Lighting | Res Lighting
None | End Use of Measure | 5W Chandelier E12 - MURB ¦ Efficient Products Installation | TRC | Res Lighting | Res Lighting | Res Lighting
None | End Use of Measure | 5W Chandelier E12 ¦ Efficient Products Installation | TRC | Res Lighting | Res Lighting | Res Lighting
None | End Use of Measure | 7W G25 - MURB ¦ Efficient Products Installation | TRC | Res Lighting | Res Lighting | Res Lighting
None | End Use of Measure | 7W G25 ¦ Efficient Products Installation | TRC | Res Lighting | Res Lighting | Res Lighting
None | End Use of Measure | 7W GU10 Replacing 35W - MURB ¦ Efficient Products Installation | TRC | Res Lighting | Res Lighting | Res Lighting
None | End Use of Measure | 7W GU10 Replacing 35W ¦ Efficient Products Installation | TRC | Res Lighting | Res Lighting | Res Lighting
None | End Use of Measure | 7W GU10 Replacing 50W - MURB ¦ Efficient Products Installation | TRC | Res Lighting | Res Lighting | Res Lighting
None | End Use of Measure | 7W GU10 Replacing 50W ¦ Efficient Products Installation | TRC | Res Lighting | Res Lighting | Res Lighting
None | End Use of Measure | 9.5W Replacing 100W - MURB ¦ Efficient Products Installation | TRC | Res Lighting | Res Lighting | Res Lighting
None | End Use of Measure | 9.5W Replacing 100W ¦ Efficient Products Installation | TRC | Res Lighting | Res Lighting | Res Lighting
None | End Use of Measure | 9.5W Replacing 40W - MURB ¦ Efficient Products Installation | TRC | Res Lighting | Res Lighting | Res Lighting
None | End Use of Measure | 9.5W Replacing 40W ¦ Efficient Products Installation | TRC | Res Lighting | Res Lighting | Res Lighting
None | End Use of Measure | 9.5W Replacing 60W - MURB ¦ Efficient Products Installation | TRC | Res Lighting | Res Lighting | Res Lighting
None | End Use of Measure | 9.5W Replacing 60W ¦ Efficient Products Installation | TRC | Res Lighting | Res Lighting | Res Lighting
None | End Use of Measure | 9W Replacing 100W - MURB ¦ Efficient Products Installation | TRC | Res Lighting | Res Lighting | Res Lighting
None | End Use of Measure | 9W Replacing 100W ¦ Efficient Products Installation | TRC | Res Lighting | Res Lighting | Res Lighting
None | End Use of Measure | 9W Replacing 40W - MURB ¦ Efficient Products Installation | TRC | Res Lighting | Res Lighting | Res Lighting
None | End Use of Measure | 9W Replacing 40W ¦ Efficient Products Installation | TRC | Res Lighting | Res Lighting | Res Lighting
None | End Use of Measure | 9W Replacing 60W - MURB ¦ Efficient Products Installation | TRC | Res Lighting | Res Lighting | Res Lighting
None | End Use of Measure | 9W Replacing 60W ¦ Efficient Products Installation | TRC | Res Lighting | Res Lighting | Res Lighting
None | End Use of Measure | Advanced Lighting Design (Performance Lighting) ¦ Business Energy Rebates | TRC | BNI Lighting | BNI Lighting | BNI Lighting
None | End Use of Measure | Air-Entraining Air Nozzle ¦ Business Energy Rebates | TRC | BNI Process | BNI Process | BNI Process
None | End Use of Measure | Air Conditioner retirement ¦ Appliance Retirement | TRC | Res Other | Res Other | Res Other
None | End Use of Measure | ASHP and AWHP - Electrical ¦ Green Heat | TRC | Res Heating, Ventilation and Air-Conditioning | Res Heating, Ventilation and Air-Conditioning | Res Heating, Ventilation and Air-Conditioning
None | End Use of Measure | Case Lighting for Sign Retrofits ¦ Business Energy Rebates | TRC | BNI Lighting | BNI Lighting | BNI Lighting
None | End Use of Measure | CEE Tier 2 Commercial Washing Machine ¦ Business Energy Rebates | TRC | BNI Cooking and Laundry | BNI Cooking and Laundry | BNI Cooking and Laundry
None | End Use of Measure | CEE Tier 3 Commercial Washing Machine ¦ Business Energy Rebates | TRC | BNI Cooking and Laundry | BNI Cooking and Laundry | BNI Cooking and Laundry
None | End Use of Measure | Circulation Fan (Agriculture) ¦ Business Energy Rebates | TRC | BNI Process | BNI Process | BNI Process
None | End Use of Measure | Clothes-line ¦ Instant Savings | TRC | Res Other | Res Other | Res Other
None | End Use of Measure | Clothes Dryer replacement ¦ Appliance Retirement | TRC | Res Other | Res Other | Res Other
None | End Use of Measure | Clothes Dryers ¦ First Nations Home Retrofits | TRC | Res Heating, Ventilation and Air-Conditioning | Res Heating, Ventilation and Air-Conditioning | Res Heating, Ventilation and Air-Conditioning
None | End Use of Measure | Clothes Washer replacement ¦ Appliance Retirement | TRC | Res Other | Res Other | Res Other
None | End Use of Measure | Clothes Washers ¦ First Nations Home Retrofits | TRC | Res Heating, Ventilation and Air-Conditioning | Res Heating, Ventilation and Air-Conditioning | Res Heating, Ventilation and Air-Conditioning
None | End Use of Measure | Cold Climate Air-Source Heat Pump (24kBTU/hr) ¦ Business Energy Rebates | TRC | BNI HVAC | BNI HVAC | BNI HVAC
None | End Use of Measure | Cold Climate Air-Source Heat Pump (24kBTU/hr) ¦ Small Business Energy Solutions | TRC | BNI HVAC | BNI HVAC | BNI HVAC
None | End Use of Measure | Cold Climate Air-Source Heat Pump (48kBTU/hr) ¦ Business Energy Rebates | TRC | BNI HVAC | BNI HVAC | BNI HVAC
None | End Use of Measure | Custom Energy Efficiency ¦ Affordable MultiFamily Renter | TRC | Res Other | Res Other | Res Other
None | End Use of Measure | Custom Energy Efficiency ¦ Custom Retrofit | TRC | BNI Other | BNI Other | BNI Other
None | End Use of Measure | Cycling Refrigerated Air Dryer - 50 CFM ¦ Business Energy Rebates | TRC | BNI Process | BNI Process | BNI Process
None | End Use of Measure | Dairy Scroll Compressor ¦ Business Energy Rebates | TRC | BNI Process | BNI Process | BNI Process
None | End Use of Measure | Daylighting Controls - Ceiling Mounted ¦ Business Energy Rebates | TRC | BNI Lighting | BNI Lighting | BNI Lighting
None | End Use of Measure | Daylighting Controls - Switch-Mounted ¦ Business Energy Rebates | TRC | BNI Lighting | BNI Lighting | BNI Lighting
None | End Use of Measure | Decorative Lamp ¦ Small Business Energy Solutions | TRC | BNI Lighting | BNI Lighting | BNI Lighting
None | End Use of Measure | Dehumidifier ¦ Instant Savings | TRC | Res Other | Res Other | Res Other
None | End Use of Measure | Dehumidifier replacement (Low income only) ¦ Appliance Retirement | TRC | Res Other | Res Other | Res Other
None | End Use of Measure | Dehumidifier replacement (Low income only) ¦ First Nations Home Retrofits | TRC | Res Other | Res Other | Res Other
None | End Use of Measure | Dimmer Switch ¦ Instant Savings | TRC | Res Other | Res Other | Res Other
None | End Use of Measure | Dishwasher replacement ¦ Appliance Retirement | TRC | Res Other | Res Other | Res Other
None | End Use of Measure | Door Heater Controls ¦ Business Energy Rebates | TRC | BNI Refrigeration | BNI Refrigeration | BNI Refrigeration
None | End Use of Measure | Double Heat Pad (Agriculture) ¦ Business Energy Rebates | TRC | BNI Process | BNI Process | BNI Process
None | End Use of Measure | Downlight Luminaire (1200 lumen) ¦ Small Business Energy Solutions | TRC | BNI Lighting | BNI Lighting | BNI Lighting
None | End Use of Measure | Downlight Luminaire (3000 lumen) ¦ Small Business Energy Solutions | TRC | BNI Lighting | BNI Lighting | BNI Lighting
None | End Use of Measure | Downlight Luminaire (800 lumen) ¦ Small Business Energy Solutions | TRC | BNI Lighting | BNI Lighting | BNI Lighting
None | End Use of Measure | Drain Water Heat Recovery ¦ First Nations Home Retrofits | TRC | Res Domestic Hot Water (DHW) | Res Domestic Hot Water (DHW) | Res Domestic Hot Water (DHW)
None | End Use of Measure | Drain Water Heat Recovery ¦ Green Heat | TRC | Res Domestic Hot Water (DHW) | Res Domestic Hot Water (DHW) | Res Domestic Hot Water (DHW)
None | End Use of Measure | Drain Water Heat Recovery ¦ Home Energy Assessment | TRC | Res Domestic Hot Water (DHW) | Res Domestic Hot Water (DHW) | Res Domestic Hot Water (DHW)
None | End Use of Measure | Dual Enthalpy Economizer Controls ¦ Business Energy Rebates | TRC | BNI HVAC | BNI HVAC | BNI HVAC
None | End Use of Measure | EC Motor for Refrigeration Applications ¦ Business Energy Rebates1 | TRC | BNI Refrigeration | BNI Refrigeration | BNI Refrigeration
None | End Use of Measure | EC Motor for Refrigeration Applications ¦ Business Energy Rebates2 | TRC | BNI Refrigeration | BNI Refrigeration | BNI Refrigeration
None | End Use of Measure | ECM Circulator Pump ¦ Instant Savings | TRC | Res Heating, Ventilation and Air-Conditioning | Res Heating, Ventilation and Air-Conditioning | Res Heating, Ventilation and Air-Conditioning
None | End Use of Measure | Efficient clothes washer ¦ Instant Savings | TRC | Res Other | Res Other | Res Other
None | End Use of Measure | Efficient refrigerator ¦ Instant Savings | TRC | Res Refrigeration | Res Refrigeration | Res Refrigeration
None | End Use of Measure | Electric Combination Oven ¦ Business Energy Rebates | TRC | BNI Cooking and Laundry | BNI Cooking and Laundry | BNI Cooking and Laundry
None | End Use of Measure | Electric Combination Oven with Gas ¦ Business Energy Rebates | TRC | BNI Cooking and Laundry | BNI Cooking and Laundry | BNI Cooking and Laundry
None | End Use of Measure | Electric Convection Oven ¦ Business Energy Rebates | TRC | BNI Cooking and Laundry | BNI Cooking and Laundry | BNI Cooking and Laundry
None | End Use of Measure | Electric Convection Oven with Gas ¦ Business Energy Rebates | TRC | BNI Cooking and Laundry | BNI Cooking and Laundry | BNI Cooking and Laundry
None | End Use of Measure | Electric Fryer Replacement with Gas ¦ Business Energy Rebates | TRC | BNI Cooking and Laundry | BNI Cooking and Laundry | BNI Cooking and Laundry
None | End Use of Measure | Electric Griddle Replacement with Gas ¦ Business Energy Rebates | TRC | BNI Cooking and Laundry | BNI Cooking and Laundry | BNI Cooking and Laundry
None | End Use of Measure | Electric Steam Cooker ¦ Business Energy Rebates | TRC | BNI Cooking and Laundry | BNI Cooking and Laundry | BNI Cooking and Laundry
None | End Use of Measure | Electric Steam Cooker Replacement with Gas ¦ Business Energy Rebates | TRC | BNI Cooking and Laundry | BNI Cooking and Laundry | BNI Cooking and Laundry
None | End Use of Measure | Electric to Natural Gas - Water Heater ¦ Business Energy Rebates | TRC | BNI Domestic Hot Water (DHW) | BNI Domestic Hot Water (DHW) | BNI Domestic Hot Water (DHW)
None | End Use of Measure | Energy Management Information Systems ¦ EMIS | TRC | BNI Energy Management | BNI Energy Management | BNI Energy Management
None | End Use of Measure | Energy Star Dryer ¦ Instant Savings | TRC | Res Other | Res Other | Res Other
None | End Use of Measure | ENERGY STAR Pool Pump ¦ Business Energy Rebates | TRC | BNI Process | BNI Process | BNI Process
None | End Use of Measure | ENERGY STAR Uninteruptible Power Supplies (UPS) ¦ Business Energy Rebates | TRC | BNI Process | BNI Process | BNI Process
None | End Use of Measure | ENERGY STAR Washing Machine ¦ Business Energy Rebates | TRC | BNI Cooking and Laundry | BNI Cooking and Laundry | BNI Cooking and Laundry
None | End Use of Measure | Evaporator Fan Motor Controls ¦ Business Energy Rebates | TRC | BNI Refrigeration | BNI Refrigeration | BNI Refrigeration
None | End Use of Measure | Faucet Aerators - MURB ¦ Efficient Products Installation | TRC | Res Domestic Hot Water (DHW) | Res Domestic Hot Water (DHW) | Res Domestic Hot Water (DHW)
None | End Use of Measure | Faucet Aerators ¦ Efficient Products Installation | TRC | Res Domestic Hot Water (DHW) | Res Domestic Hot Water (DHW) | Res Domestic Hot Water (DHW)
None | End Use of Measure | Flood Luminaire (10000 lumen) ¦ Business Energy Rebates | TRC | BNI Lighting | BNI Lighting | BNI Lighting
None | End Use of Measure | Flood Luminaire (10000 lumen) ¦ Small Business Energy Solutions | TRC | BNI Lighting | BNI Lighting | BNI Lighting
None | End Use of Measure | Flood Luminaire (48000 lumen) ¦ Business Energy Rebates | TRC | BNI Lighting | BNI Lighting | BNI Lighting
None | End Use of Measure | Flood Luminaire (48000 lumen) ¦ Small Business Energy Solutions | TRC | BNI Lighting | BNI Lighting | BNI Lighting
None | End Use of Measure | Four Pin Replacement Lamps for CFLs ¦ Business Energy Rebates | TRC | BNI Lighting | BNI Lighting | BNI Lighting
None | End Use of Measure | Four Pin Replacement Lamps for CFLs ¦ Small Business Energy Solutions | TRC | BNI Lighting | BNI Lighting | BNI Lighting
None | End Use of Measure | Freezer replacement (Low income only) ¦ Appliance Retirement | TRC | Res Refrigeration | Res Refrigeration | Res Refrigeration
None | End Use of Measure | Freezer replacement (Low income only) ¦ First Nations Home Retrofits | TRC | Res Refrigeration | Res Refrigeration | Res Refrigeration
None | End Use of Measure | Freezer replacement ¦ Appliance Retirement | TRC | Res Refrigeration | Res Refrigeration | Res Refrigeration
None | End Use of Measure | Freezer retirement ¦ Appliance Retirement | TRC | Res Refrigeration | Res Refrigeration | Res Refrigeration
None | End Use of Measure | Fridge replacement ¦ Appliance Retirement | TRC | Res Refrigeration | Res Refrigeration | Res Refrigeration
None | End Use of Measure | Fuel Pump Canopy Luminaire (4000 lumen) ¦ Small Business Energy Solutions | TRC | BNI Lighting | BNI Lighting | BNI Lighting
None | End Use of Measure | General Use Lamp (A,G Types) ¦ Small Business Energy Solutions | TRC | BNI Lighting | BNI Lighting | BNI Lighting
None | End Use of Measure | Glass Door Freezer ¦ Small Business Energy Solutions | TRC | BNI Cooking and Laundry | BNI Cooking and Laundry | BNI Cooking and Laundry
None | End Use of Measure | Glass Door Refrigerator ¦ Business Energy Rebates | TRC | BNI Cooking and Laundry | BNI Cooking and Laundry | BNI Cooking and Laundry
None | End Use of Measure | Glass Door Refrigerator ¦ Small Business Energy Solutions | TRC | BNI Cooking and Laundry | BNI Cooking and Laundry | BNI Cooking and Laundry
None | End Use of Measure | Ground Source Heat Pump (60kBTU/hr) ¦ Business Energy Rebates | TRC | BNI HVAC | BNI HVAC | BNI HVAC
None | End Use of Measure | Ground Source Heat Pump (60kBTU/hr) ¦ Small Business Energy Solutions | TRC | BNI HVAC | BNI HVAC | BNI HVAC
None | End Use of Measure | GSHP ¦ Green Heat | TRC | Res Heating, Ventilation and Air-Conditioning | Res Heating, Ventilation and Air-Conditioning | Res Heating, Ventilation and Air-Conditioning
None | End Use of Measure | Heat Pump Clothes Dryer ¦ Business Energy Rebates | TRC | BNI Cooking and Laundry | BNI Cooking and Laundry | BNI Cooking and Laundry
None | End Use of Measure | Heat Pump Dryer (ventless) ¦ Instant Savings | TRC | Res Other | Res Other | Res Other
None | End Use of Measure | Heat Pump Water Heater ¦ Business Energy Rebates | TRC | BNI Domestic Hot Water (DHW) | BNI Domestic Hot Water (DHW) | BNI Domestic Hot Water (DHW)
None | End Use of Measure | Heat Pump Water Heater ¦ First Nations Home Retrofits | TRC | Res Heating, Ventilation and Air-Conditioning | Res Heating, Ventilation and Air-Conditioning | Res Heating, Ventilation and Air-Conditioning
None | End Use of Measure | Heat Pump Water Heater ¦ Green Heat | TRC | Res Heating, Ventilation and Air-Conditioning | Res Heating, Ventilation and Air-Conditioning | Res Heating, Ventilation and Air-Conditioning
None | End Use of Measure | Heat Pump Water Heater ¦ Home Energy Assessment | TRC | Res Domestic Hot Water (DHW) | Res Domestic Hot Water (DHW) | Res Domestic Hot Water (DHW)
None | End Use of Measure | Heat Pump Water Heater ¦ Small Business Energy Solutions | TRC | BNI Domestic Hot Water (DHW) | BNI Domestic Hot Water (DHW) | BNI Domestic Hot Water (DHW)
None | End Use of Measure | Heat Reclaimer Unit (Agriculture) ¦ Business Energy Rebates | TRC | BNI Process | BNI Process | BNI Process
None | End Use of Measure | Heat Reclaimer Unit (Agriculture) ¦ Small Business Energy Solutions | TRC | BNI Process | BNI Process | BNI Process
None | End Use of Measure | Heavy duty timer ¦ Instant Savings | TRC | Res Other | Res Other | Res Other
None | End Use of Measure | High Bay Luminaire (15 000 lumen) ¦ Business Energy Rebates | TRC | BNI Lighting | BNI Lighting | BNI Lighting
None | End Use of Measure | High Bay Luminaire (15 000 lumen) ¦ Small Business Energy Solutions | TRC | BNI Lighting | BNI Lighting | BNI Lighting
None | End Use of Measure | High Bay Luminaire (35 000 lumen) ¦ Small Business Energy Solutions | TRC | BNI Lighting | BNI Lighting | BNI Lighting
None | End Use of Measure | High Efficiency Circulator Pump 1.5kW ¦ Business Energy Rebates | TRC | BNI HVAC | BNI HVAC | BNI HVAC
None | End Use of Measure | High Efficiency Circulator Pump 100W ¦ Business Energy Rebates | TRC | BNI HVAC | BNI HVAC | BNI HVAC
None | End Use of Measure | High Efficiency Circulator Pump 300W ¦ Business Energy Rebates | TRC | BNI HVAC | BNI HVAC | BNI HVAC
None | End Use of Measure | High Volume Low Speed Fan (Agriculture) ¦ Business Energy Rebates | TRC | BNI Process | BNI Process | BNI Process
None | End Use of Measure | High Volume Low Speed Fan (Agriculture) ¦ Small Business Energy Solutions | TRC | BNI Process | BNI Process | BNI Process
None | End Use of Measure | Holiday Lights Exchange - MURB ¦ Efficient Products Installation | TRC | Res Lighting | Res Lighting | Res Lighting
None | End Use of Measure | Holiday Lights Exchange ¦ Efficient Products Installation | TRC | Res Lighting | Res Lighting | Res Lighting
None | End Use of Measure | Hot Water Tank Wrap - MURB ¦ Efficient Products Installation | TRC | Res Domestic Hot Water (DHW) | Res Domestic Hot Water (DHW) | Res Domestic Hot Water (DHW)
None | End Use of Measure | Hot Water Tank Wrap ¦ Efficient Products Installation | TRC | Res Domestic Hot Water (DHW) | Res Domestic Hot Water (DHW) | Res Domestic Hot Water (DHW)
None | End Use of Measure | HVAC Hotel Occupancy Sensor ¦ Business Energy Rebates | TRC | BNI HVAC | BNI HVAC | BNI HVAC
None | End Use of Measure | Hybrid Heat Pump Dryer ¦ Instant Savings | TRC | Res Other | Res Other | Res Other
None | End Use of Measure | Ice-Making Head ¦ Business Energy Rebates | TRC | BNI Cooking and Laundry | BNI Cooking and Laundry | BNI Cooking and Laundry
None | End Use of Measure | Indoor motion sensor ¦ Instant Savings | TRC | Res Other | Res Other | Res Other
None | End Use of Measure | Large Commercial/Industrial ETS System ¦ ETS Business Energy Rebates | TRC | BNI HVAC | BNI HVAC | BNI HVAC
None | End Use of Measure | LED - ENERGY STAR Fixture with Motion Sensor ¦ Instant Savings | TRC | Res Lighting | Res Lighting | Res Lighting
None | End Use of Measure | LED - ENERGY STAR Fixture without Motion Sensor ¦ Instant Savings | TRC | Res Lighting | Res Lighting | Res Lighting
None | End Use of Measure | LED - Other ¦ Instant Savings | TRC | Res Lighting | Res Lighting | Res Lighting
None | End Use of Measure | LED - R, BR and Decorative ¦ Instant Savings | TRC | Res Lighting | Res Lighting | Res Lighting
None | End Use of Measure | LED - Recessed downlight ¦ Instant Savings | TRC | Res Lighting | Res Lighting | Res Lighting
None | End Use of Measure | LED Nightlights - MURB ¦ Efficient Products Installation | TRC | Res Lighting | Res Lighting | Res Lighting
None | End Use of Measure | LED Nightlights ¦ Efficient Products Installation | TRC | Res Lighting | Res Lighting | Res Lighting
None | End Use of Measure | LED Replacement Lamps for HID (10000 lumen) ¦ Business Energy Rebates | TRC | BNI Lighting | BNI Lighting | BNI Lighting
None | End Use of Measure | LED Replacement Lamps for HID (10000 lumen) ¦ Small Business Energy Solutions | TRC | BNI Lighting | BNI Lighting | BNI Lighting
None | End Use of Measure | LED Replacement Lamps for HID (4000 lumen) ¦ Business Energy Rebates | TRC | BNI Lighting | BNI Lighting | BNI Lighting
None | End Use of Measure | LED Replacement Lamps for HID (4000 lumen) ¦ Small Business Energy Solutions | TRC | BNI Lighting | BNI Lighting | BNI Lighting
None | End Use of Measure | LED Troffer (1x4) ¦ Business Energy Rebates | TRC | BNI Lighting | BNI Lighting | BNI Lighting
None | End Use of Measure | LED Troffer (1x4) ¦ Small Business Energy Solutions | TRC | BNI Lighting | BNI Lighting | BNI Lighting
None | End Use of Measure | LED Troffer (2x2) ¦ Business Energy Rebates | TRC | BNI Lighting | BNI Lighting | BNI Lighting
None | End Use of Measure | LED Troffer (2x2) ¦ Small Business Energy Solutions | TRC | BNI Lighting | BNI Lighting | BNI Lighting
None | End Use of Measure | LED Troffer (4x2) ¦ Business Energy Rebates | TRC | BNI Lighting | BNI Lighting | BNI Lighting
None | End Use of Measure | LED Troffer (4x2) ¦ Small Business Energy Solutions | TRC | BNI Lighting | BNI Lighting | BNI Lighting
None | End Use of Measure | LED Wall Sconce (1200 lumen) ¦ Small Business Energy Solutions | TRC | BNI Lighting | BNI Lighting | BNI Lighting
None | End Use of Measure | Linear Ambient Luminaire (10000 lumen) ¦ Business Energy Rebates | TRC | BNI Lighting | BNI Lighting | BNI Lighting
None | End Use of Measure | Linear Ambient Luminaire (10000 lumen) ¦ Small Business Energy Solutions | TRC | BNI Lighting | BNI Lighting | BNI Lighting
None | End Use of Measure | Linear Ambient Luminaire (2000 lumen) ¦ Business Energy Rebates | TRC | BNI Lighting | BNI Lighting | BNI Lighting
None | End Use of Measure | Linear Ambient Luminaire (2000 lumen) ¦ Small Business Energy Solutions | TRC | BNI Lighting | BNI Lighting | BNI Lighting
None | End Use of Measure | Linear Ambient Luminaire (4000 lumen) ¦ Business Energy Rebates | TRC | BNI Lighting | BNI Lighting | BNI Lighting
None | End Use of Measure | Linear Ambient Luminaire (4000 lumen) ¦ Small Business Energy Solutions | TRC | BNI Lighting | BNI Lighting | BNI Lighting
None | End Use of Measure | Linear Ambient Luminaire (8000 lumen) ¦ Business Energy Rebates | TRC | BNI Lighting | BNI Lighting | BNI Lighting
None | End Use of Measure | Linear Ambient Luminaire (8000 lumen) ¦ Small Business Energy Solutions | TRC | BNI Lighting | BNI Lighting | BNI Lighting
None | End Use of Measure | Linear Replacement Lamp (2 foot) ¦ Business Energy Rebates | TRC | BNI Lighting | BNI Lighting | BNI Lighting
None | End Use of Measure | Linear Replacement Lamp (2 foot) ¦ Small Business Energy Solutions | TRC | BNI Lighting | BNI Lighting | BNI Lighting
None | End Use of Measure | Linear Replacement Lamp (4 foot) ¦ Business Energy Rebates | TRC | BNI Lighting | BNI Lighting | BNI Lighting
None | End Use of Measure | Linear Replacement Lamp (4 foot) ¦ Small Business Energy Solutions | TRC | BNI Lighting | BNI Lighting | BNI Lighting
None | End Use of Measure | Low-bay Luminaire (10,000 lumen) ¦ Business Energy Rebates | TRC | BNI Lighting | BNI Lighting | BNI Lighting
None | End Use of Measure | Low-bay Luminaire (10,000 lumen) ¦ Small Business Energy Solutions | TRC | BNI Lighting | BNI Lighting | BNI Lighting
None | End Use of Measure | Low-bay Luminaire (5000 lumen) ¦ Business Energy Rebates | TRC | BNI Lighting | BNI Lighting | BNI Lighting
None | End Use of Measure | Low-flow showerhead - 0.5 gpm Reduction - MURB ¦ Efficient Products Installation | TRC | Res Domestic Hot Water (DHW) | Res Domestic Hot Water (DHW) | Res Domestic Hot Water (DHW)
None | End Use of Measure | Low-flow showerhead - 0.5 gpm Reduction ¦ Efficient Products Installation | TRC | Res Domestic Hot Water (DHW) | Res Domestic Hot Water (DHW) | Res Domestic Hot Water (DHW)
None | End Use of Measure | Low-flow showerhead - 1.0 gpm Reduction - MURB ¦ Efficient Products Installation | TRC | Res Domestic Hot Water (DHW) | Res Domestic Hot Water (DHW) | Res Domestic Hot Water (DHW)
None | End Use of Measure | Low-flow showerhead - 1.0 gpm Reduction ¦ Efficient Products Installation | TRC | Res Domestic Hot Water (DHW) | Res Domestic Hot Water (DHW) | Res Domestic Hot Water (DHW)
None | End Use of Measure | Low-flow showerhead -0.75 gpm Reduction - MURB ¦ Efficient Products Installation | TRC | Res Domestic Hot Water (DHW) | Res Domestic Hot Water (DHW) | Res Domestic Hot Water (DHW)
None | End Use of Measure | Low-flow showerhead -0.75 gpm Reduction ¦ Efficient Products Installation | TRC | Res Domestic Hot Water (DHW) | Res Domestic Hot Water (DHW) | Res Domestic Hot Water (DHW)
None | End Use of Measure | Low/Zero Energy Livestock Waterer ¦ Business Energy Rebates | TRC | BNI Process | BNI Process | BNI Process
None | End Use of Measure | Luminaire Level Lighting Control (LLLC) - High Impact Application ¦ Business Energy Rebates | TRC | BNI Lighting | BNI Lighting | BNI Lighting
None | End Use of Measure | Luminaire Level Lighting Control (LLLC) - Low Impact Application ¦ Business Energy Rebates | TRC | BNI Lighting | BNI Lighting | BNI Lighting
None | End Use of Measure | Medium Commercial ETS System ¦ ETS Business Energy Rebates | TRC | BNI HVAC | BNI HVAC | BNI HVAC
None | End Use of Measure | Medium Commercial ETS System ¦ ETS Small Business Energy Solutions | TRC | BNI HVAC | BNI HVAC | BNI HVAC
None | End Use of Measure | Milk Pre-cooler ¦ Business Energy Rebates | TRC | BNI Process | BNI Process | BNI Process
None | End Use of Measure | Mini freezer retirement ¦ Appliance Retirement | TRC | Res Refrigeration | Res Refrigeration | Res Refrigeration
None | End Use of Measure | Mini fridge retirement ¦ Appliance Retirement | TRC | Res Refrigeration | Res Refrigeration | Res Refrigeration
None | End Use of Measure | Motion sensor with dimmer switch ¦ Instant Savings | TRC | Res Other | Res Other | Res Other
None | End Use of Measure | MSHP - Fully Electrical ¦ Green Heat | TRC | Res Heating, Ventilation and Air-Conditioning | Res Heating, Ventilation and Air-Conditioning | Res Heating, Ventilation and Air-Conditioning
None | End Use of Measure | MSHP - Mainly Electrical ¦ Green Heat | TRC | Res Heating, Ventilation and Air-Conditioning | Res Heating, Ventilation and Air-Conditioning | Res Heating, Ventilation and Air-Conditioning
None | End Use of Measure | Multi-Tank Conveyor Dishwasher - High Temp ¦ Business Energy Rebates | TRC | BNI Cooking and Laundry | BNI Cooking and Laundry | BNI Cooking and Laundry
None | End Use of Measure | Multi-Tank Conveyor Dishwasher - High Temp ¦ Small Business Energy Solutions | TRC | BNI Cooking and Laundry | BNI Cooking and Laundry | BNI Cooking and Laundry
None | End Use of Measure | Multi-Tank Conveyor Dishwasher - Low Temp ¦ Business Energy Rebates | TRC | BNI Cooking and Laundry | BNI Cooking and Laundry | BNI Cooking and Laundry
None | End Use of Measure | Multi-Tank Conveyor Dishwasher - Low Temp ¦ Small Business Energy Solutions | TRC | BNI Cooking and Laundry | BNI Cooking and Laundry | BNI Cooking and Laundry
None | End Use of Measure | Natural Barn Ventiliation - Year-Round ¦ Business Energy Rebates | TRC | BNI Process | BNI Process | BNI Process
None | End Use of Measure | Networked/ Connected - Indoor LED Lamp ¦ Instant Savings | TRC | Res Lighting | Res Lighting | Res Lighting
None | End Use of Measure | Networked/Connected - High Impact Application ¦ Business Energy Rebates | TRC | BNI Lighting | BNI Lighting | BNI Lighting
None | End Use of Measure | Networked/Connected - Low Impact Application ¦ Business Energy Rebates | TRC | BNI Lighting | BNI Lighting | BNI Lighting
None | End Use of Measure | No-Loss Drain ¦ Business Energy Rebates | TRC | BNI Process | BNI Process | BNI Process
None | End Use of Measure | Occupancy Sensor (Ceiling Mounted) ¦ Business Energy Rebates | TRC | BNI Lighting | BNI Lighting | BNI Lighting
None | End Use of Measure | Occupancy Sensor (Ceiling Mounted) ¦ Small Business Energy Solutions | TRC | BNI Lighting | BNI Lighting | BNI Lighting
None | End Use of Measure | Occupancy Sensor (Wall Mounted) ¦ Business Energy Rebates | TRC | BNI Lighting | BNI Lighting | BNI Lighting
None | End Use of Measure | Occupancy Sensor (Wall Mounted) ¦ Small Business Energy Solutions | TRC | BNI Lighting | BNI Lighting | BNI Lighting
None | End Use of Measure | Occupancy Sensor (Exterior) ¦ Business Energy Rebates | TRC | BNI Lighting | BNI Lighting | BNI Lighting
None | End Use of Measure | Open to Closed Cooler Conversion ¦ Business Energy Rebates | TRC | BNI Refrigeration | BNI Refrigeration | BNI Refrigeration
None | End Use of Measure | Open to Closed Cooler Conversion ¦ Small Business Energy Solutions | TRC | BNI Refrigeration | BNI Refrigeration | BNI Refrigeration
None | End Use of Measure | Outdoor motion sensor ¦ Instant Savings | TRC | Res Other | Res Other | Res Other
None | End Use of Measure | Outside Air Economizer ¦ Business Energy Rebates | TRC | BNI Refrigeration | BNI Refrigeration | BNI Refrigeration
None | End Use of Measure | Packaged Terminal Heat Pump (12kBTU/hr) ¦ Business Energy Rebates | TRC | BNI HVAC | BNI HVAC | BNI HVAC
None | End Use of Measure | Parking Garage Luminaire (4000 lumen) ¦ Small Business Energy Solutions | TRC | BNI Lighting | BNI Lighting | BNI Lighting
None | End Use of Measure | Pellet Boiler/Furnace ¦ Green Heat | TRC | Res Heating, Ventilation and Air-Conditioning | Res Heating, Ventilation and Air-Conditioning | Res Heating, Ventilation and Air-Conditioning
None | End Use of Measure | Pellet Stove ¦ Green Heat | TRC | Res Heating, Ventilation and Air-Conditioning | Res Heating, Ventilation and Air-Conditioning | Res Heating, Ventilation and Air-Conditioning
None | End Use of Measure | Pipe Insulation - MURB ¦ Efficient Products Installation | TRC | Res Domestic Hot Water (DHW) | Res Domestic Hot Water (DHW) | Res Domestic Hot Water (DHW)
None | End Use of Measure | Pipe Insulation ¦ Efficient Products Installation | TRC | Res Domestic Hot Water (DHW) | Res Domestic Hot Water (DHW) | Res Domestic Hot Water (DHW)
None | End Use of Measure | Pole/Arm-Mounted Area Luminaire (20000 lumen) ¦ Business Energy Rebates | TRC | BNI Lighting | BNI Lighting | BNI Lighting
None | End Use of Measure | Pole/Arm-Mounted Area Luminaire (20000 lumen) ¦ Small Business Energy Solutions | TRC | BNI Lighting | BNI Lighting | BNI Lighting
None | End Use of Measure | Pole/Arm-Mounted Area Luminaire (4000 lumen) ¦ Small Business Energy Solutions | TRC | BNI Lighting | BNI Lighting | BNI Lighting
None | End Use of Measure | Pole/Arm-Mounted Area Luminaire (60000 lumen) ¦ Business Energy Rebates | TRC | BNI Lighting | BNI Lighting | BNI Lighting
None | End Use of Measure | Pole/Arm-Mounted Decorative Luminaire (1500 lumen) ¦ Small Business Energy Solutions | TRC | BNI Lighting | BNI Lighting | BNI Lighting
None | End Use of Measure | Pole/Arm-Mounted Decorative Luminaire (5000 lumen) ¦ Business Energy Rebates | TRC | BNI Lighting | BNI Lighting | BNI Lighting
None | End Use of Measure | Pole/Arm-Mounted Decorative Luminaire (5000 lumen) ¦ Small Business Energy Solutions | TRC | BNI Lighting | BNI Lighting | BNI Lighting
None | End Use of Measure | Pot, Pan and Utensil Dishwasher - High Temp ¦ Business Energy Rebates | TRC | BNI Cooking and Laundry | BNI Cooking and Laundry | BNI Cooking and Laundry
None | End Use of Measure | Power bar with timer ¦ Instant Savings | TRC | Res Other | Res Other | Res Other
None | End Use of Measure | Premium High Bay Luminaire (15 000 lumen) ¦ Business Energy Rebates | TRC | BNI Lighting | BNI Lighting | BNI Lighting
None | End Use of Measure | Premium High Bay Luminaire (15 000 lumen) ¦ Small Business Energy Solutions | TRC | BNI Lighting | BNI Lighting | BNI Lighting
None | End Use of Measure | Premium High Bay Luminaire (35 000 lumen) ¦ Business Energy Rebates | TRC | BNI Lighting | BNI Lighting | BNI Lighting
None | End Use of Measure | Premium High Bay Luminaire (35 000 lumen) ¦ Small Business Energy Solutions | TRC | BNI Lighting | BNI Lighting | BNI Lighting
None | End Use of Measure | Premium High Bay Luminaire (60 000 lumen) ¦ Business Energy Rebates | TRC | BNI Lighting | BNI Lighting | BNI Lighting
None | End Use of Measure | Programmable thermostat ¦ Instant Savings | TRC | Res Heating, Ventilation and Air-Conditioning | Res Heating, Ventilation and Air-Conditioning | Res Heating, Ventilation and Air-Conditioning
None | End Use of Measure | Programmable Thermostats ¦ First Nations Home Retrofits | TRC | Res Heating, Ventilation and Air-Conditioning | Res Heating, Ventilation and Air-Conditioning | Res Heating, Ventilation and Air-Conditioning
None | End Use of Measure | Range / Stove replacement ¦ Appliance Retirement | TRC | Res Other | Res Other | Res Other
None | End Use of Measure | Reflector Lamp (MR16) ¦ Small Business Energy Solutions | TRC | BNI Lighting | BNI Lighting | BNI Lighting
None | End Use of Measure | Reflector Lamp (PAR38) ¦ Small Business Energy Solutions | TRC | BNI Lighting | BNI Lighting | BNI Lighting
None | End Use of Measure | Refrigerated Case Luminaire ¦ Business Energy Rebates | TRC | BNI Lighting | BNI Lighting | BNI Lighting
None | End Use of Measure | Refrigerated Case Luminaire ¦ Small Business Energy Solutions | TRC | BNI Lighting | BNI Lighting | BNI Lighting
None | End Use of Measure | Refrigerator replacement (Low income only) ¦ Appliance Retirement | TRC | Res Refrigeration | Res Refrigeration | Res Refrigeration
None | End Use of Measure | Refrigerator replacement (Low income only) ¦ First Nations Home Retrofits | TRC | Res Refrigeration | Res Refrigeration | Res Refrigeration
None | End Use of Measure | Refrigerator retirement ¦ Appliance Retirement | TRC | Res Refrigeration | Res Refrigeration | Res Refrigeration
None | End Use of Measure | Remote Condensing Unit ¦ Business Energy Rebates | TRC | BNI Cooking and Laundry | BNI Cooking and Laundry | BNI Cooking and Laundry
None | End Use of Measure | Residential DHW Timer ¦ ETS Green Heat | TRC | Res Heating, Ventilation and Air-Conditioning | Res Heating, Ventilation and Air-Conditioning | Res Heating, Ventilation and Air-Conditioning
None | End Use of Measure | Residential ETS System (Central) ¦ ETS Green Heat | TRC | Res Heating, Ventilation and Air-Conditioning | Res Heating, Ventilation and Air-Conditioning | Res Heating, Ventilation and Air-Conditioning
None | End Use of Measure | Residential ETS System (Central) ¦ ETS Home Energy Assessment | TRC | Res Heating, Ventilation and Air-Conditioning | Res Heating, Ventilation and Air-Conditioning | Res Heating, Ventilation and Air-Conditioning
None | End Use of Measure | Residential ETS System (Room) ¦ ETS Green Heat | TRC | Res Heating, Ventilation and Air-Conditioning | Res Heating, Ventilation and Air-Conditioning | Res Heating, Ventilation and Air-Conditioning
None | End Use of Measure | Residential ETS System (Room) ¦ ETS Home Energy Assessment | TRC | Res Heating, Ventilation and Air-Conditioning | Res Heating, Ventilation and Air-Conditioning | Res Heating, Ventilation and Air-Conditioning
None | End Use of Measure | Room air purifier ¦ Instant Savings | TRC | Res Other | Res Other | Res Other
None | End Use of Measure | Server Virtualization and Decommissioning ¦ Business Energy Rebates | TRC | BNI Process | BNI Process | BNI Process
None | End Use of Measure | Single-Tank Door type Dishwasher - High Temp ¦ Business Energy Rebates | TRC | BNI Cooking and Laundry | BNI Cooking and Laundry | BNI Cooking and Laundry
None | End Use of Measure | Single-Tank Door type Dishwasher - Low Temp ¦ Business Energy Rebates | TRC | BNI Cooking and Laundry | BNI Cooking and Laundry | BNI Cooking and Laundry
None | End Use of Measure | Single -Tank Conveyor Dishwasher - High Temp ¦ Business Energy Rebates | TRC | BNI Cooking and Laundry | BNI Cooking and Laundry | BNI Cooking and Laundry
None | End Use of Measure | Single -Tank Conveyor Dishwasher - Low Temp ¦ Business Energy Rebates | TRC | BNI Cooking and Laundry | BNI Cooking and Laundry | BNI Cooking and Laundry
None | End Use of Measure | Single Heat Pad (Agriculture) ¦ Business Energy Rebates | TRC | BNI Process | BNI Process | BNI Process
None | End Use of Measure | Small Commercial ETS Sytem ¦ ETS Business Energy Rebates | TRC | BNI HVAC | BNI HVAC | BNI HVAC
None | End Use of Measure | Small Commercial ETS Sytem ¦ ETS Small Business Energy Solutions | TRC | BNI HVAC | BNI HVAC | BNI HVAC
None | End Use of Measure | Smart power bar ¦ Instant Savings | TRC | Res Other | Res Other | Res Other
None | End Use of Measure | Smart Power Controllers - MURB ¦ Efficient Products Installation | TRC | Res Other | Res Other | Res Other
None | End Use of Measure | Smart Power Controllers ¦ Efficient Products Installation | TRC | Res Other | Res Other | Res Other
None | End Use of Measure | Solar air heating ¦ Green Heat | TRC | Res Heating, Ventilation and Air-Conditioning | Res Heating, Ventilation and Air-Conditioning | Res Heating, Ventilation and Air-Conditioning
None | End Use of Measure | Solar Domestic Hot Water ¦ Green Heat | TRC | Res Domestic Hot Water (DHW) | Res Domestic Hot Water (DHW) | Res Domestic Hot Water (DHW)
None | End Use of Measure | Solar Domestic Hot Water ¦ Home Energy Assessment | TRC | Res Domestic Hot Water (DHW) | Res Domestic Hot Water (DHW) | Res Domestic Hot Water (DHW)
None | End Use of Measure | Solid Door Freezer ¦ Business Energy Rebates | TRC | BNI Cooking and Laundry | BNI Cooking and Laundry | BNI Cooking and Laundry
None | End Use of Measure | Solid Door Freezer ¦ Small Business Energy Solutions | TRC | BNI Cooking and Laundry | BNI Cooking and Laundry | BNI Cooking and Laundry
None | End Use of Measure | Solid Door Refrigerator ¦ Business Energy Rebates | TRC | BNI Cooking and Laundry | BNI Cooking and Laundry | BNI Cooking and Laundry
None | End Use of Measure | Solid Door Refrigerator ¦ Small Business Energy Solutions | TRC | BNI Cooking and Laundry | BNI Cooking and Laundry | BNI Cooking and Laundry
None | End Use of Measure | Standard Capacity Electric Fryer ¦ Business Energy Rebates | TRC | BNI Cooking and Laundry | BNI Cooking and Laundry | BNI Cooking and Laundry
None | End Use of Measure | Standard Capacity Electric Fryer ¦ Small Business Energy Solutions | TRC | BNI Cooking and Laundry | BNI Cooking and Laundry | BNI Cooking and Laundry
None | End Use of Measure | Strategic Energy Management ¦ SEM | TRC | BNI Energy Management | BNI Energy Management | BNI Energy Management
None | End Use of Measure | Strip-Curtains for Display Cases ¦ Business Energy Rebates | TRC | BNI Refrigeration | BNI Refrigeration | BNI Refrigeration
None | End Use of Measure | Strip-Curtains for Display Cases ¦ Small Business Energy Solutions | TRC | BNI Refrigeration | BNI Refrigeration | BNI Refrigeration
None | End Use of Measure | Track/Mono-point Direction Luminaire ¦ Business Energy Rebates | TRC | BNI Lighting | BNI Lighting | BNI Lighting
None | End Use of Measure | Unconverted D ¦ Home Energy Assessment | TRC | Res Heating, Ventilation and Air-Conditioning | Res Heating, Ventilation and Air-Conditioning | Res Heating, Ventilation and Air-Conditioning
None | End Use of Measure | Under-Counter Dishwasher - HighTemp ¦ Business Energy Rebates | TRC | BNI Cooking and Laundry | BNI Cooking and Laundry | BNI Cooking and Laundry
None | End Use of Measure | Under-Counter Dishwasher - Low Temp ¦ Business Energy Rebates | TRC | BNI Cooking and Laundry | BNI Cooking and Laundry | BNI Cooking and Laundry
None | End Use of Measure | Variable Speed Kitchen Exhaust Fan ¦ Business Energy Rebates | TRC | BNI Cooking and Laundry | BNI Cooking and Laundry | BNI Cooking and Laundry
None | End Use of Measure | Variable Speed Kitchen Exhaust Fan ¦ Small Business Energy Solutions | TRC | BNI Cooking and Laundry | BNI Cooking and Laundry | BNI Cooking and Laundry
None | End Use of Measure | Ventilation Fan (Agriculture) ¦ Business Energy Rebates | TRC | BNI Process | BNI Process | BNI Process
None | End Use of Measure | VFD - 10 hp - Institutional - Make-up Air Fan ¦ Business Energy Rebates | TRC | BNI HVAC | BNI HVAC | BNI HVAC
None | End Use of Measure | VFD - 10 hp - Retail - Supply Fan ¦ Business Energy Rebates | TRC | BNI HVAC | BNI HVAC | BNI HVAC
None | End Use of Measure | VFD - 20 hp - Institutional - Chilled Water Pump ¦ Business Energy Rebates | TRC | BNI HVAC | BNI HVAC | BNI HVAC
None | End Use of Measure | VFD - 20 hp - Retail - Exhaust Fan ¦ Business Energy Rebates | TRC | BNI HVAC | BNI HVAC | BNI HVAC
None | End Use of Measure | VFD - 30 hp - Institutional - Make-up Air Fan ¦ Business Energy Rebates | TRC | BNI HVAC | BNI HVAC | BNI HVAC
None | End Use of Measure | VFD - 30 hp - Retail - Supply Fan ¦ Business Energy Rebates | TRC | BNI HVAC | BNI HVAC | BNI HVAC
None | End Use of Measure | VFD - 40 hp - Warehousing - Exhaust Fan ¦ Business Energy Rebates | TRC | BNI HVAC | BNI HVAC | BNI HVAC
None | End Use of Measure | VFD - 5 hp - Institutional - Chilled Water Pump ¦ Business Energy Rebates | TRC | BNI HVAC | BNI HVAC | BNI HVAC
None | End Use of Measure | VFD - 5 hp - Retail - Exhaust Fan ¦ Business Energy Rebates | TRC | BNI HVAC | BNI HVAC | BNI HVAC
None | End Use of Measure | VFD Milk Transfer Pump ¦ Business Energy Rebates | TRC | BNI Process | BNI Process | BNI Process
None | End Use of Measure | VFD Milk Transfer Pump ¦ Small Business Energy Solutions | TRC | BNI Process | BNI Process | BNI Process
None | End Use of Measure | VFD Milk Vacuum Pump ¦ Business Energy Rebates | TRC | BNI Process | BNI Process | BNI Process
None | End Use of Measure | VFD Milk Vacuum Pump ¦ Small Business Energy Solutions | TRC | BNI Process | BNI Process | BNI Process
None | End Use of Measure | Wall Mounted Area Luminaire (1000 lumen) ¦ Business Energy Rebates | TRC | BNI Lighting | BNI Lighting | BNI Lighting
None | End Use of Measure | Wall Mounted Area Luminaire (1000 lumen) ¦ Small Business Energy Solutions | TRC | BNI Lighting | BNI Lighting | BNI Lighting
None | End Use of Measure | Wall Mounted Area Luminaire (10000 lumen) ¦ Business Energy Rebates | TRC | BNI Lighting | BNI Lighting | BNI Lighting
None | End Use of Measure | Wall Mounted Area Luminaire (10000 lumen) ¦ Small Business Energy Solutions | TRC | BNI Lighting | BNI Lighting | BNI Lighting
None | End Use of Measure | Wall Wash Luminaire (1000 lumen) ¦ Business Energy Rebates | TRC | BNI Lighting | BNI Lighting | BNI Lighting
None | End Use of Measure | Wall wash luminaire (1500 lumen) ¦ Business Energy Rebates | TRC | BNI Lighting | BNI Lighting | BNI Lighting
None | End Use of Measure | Whole Home - tier 0 (22% better than code on average) ¦ New Home Construction | TRC | Res Heating, Ventilation and Air-Conditioning | Res Heating, Ventilation and Air-Conditioning | Res Heating, Ventilation and Air-Conditioning
None | End Use of Measure | Whole home - tier 1 (45% better than code target) ¦ New Home Construction | TRC | Res Heating, Ventilation and Air-Conditioning | Res Heating, Ventilation and Air-Conditioning | Res Heating, Ventilation and Air-Conditioning
None | End Use of Measure | Whole home - tier 2 (60% better than code target) ¦ New Home Construction | TRC | Res Heating, Ventilation and Air-Conditioning | Res Heating, Ventilation and Air-Conditioning | Res Heating, Ventilation and Air-Conditioning
None | End Use of Measure | Whole home - tier 3 (70% better than code target) ¦ New Home Construction | TRC | Res Heating, Ventilation and Air-Conditioning | Res Heating, Ventilation and Air-Conditioning | Res Heating, Ventilation and Air-Conditioning
None | End Use of Measure | Whole Home ¦ Home Energy Assessment | TRC | Res Heating, Ventilation and Air-Conditioning | Res Heating, Ventilation and Air-Conditioning | Res Heating, Ventilation and Air-Conditioning
None | End Use of Measure | Whole Home First Nations Retrofit ¦ First Nations Home Retrofits | TRC | Res Heating, Ventilation and Air-Conditioning | Res Heating, Ventilation and Air-Conditioning | Res Heating, Ventilation and Air-Conditioning
None | End Use of Measure | Wood Boiler/Furnace ¦ Green Heat | TRC | Res Heating, Ventilation and Air-Conditioning | Res Heating, Ventilation and Air-Conditioning | Res Heating, Ventilation and Air-Conditioning
None | End Use of Measure | Wood Stove ¦ Green Heat | TRC | Res Heating, Ventilation and Air-Conditioning | Res Heating, Ventilation and Air-Conditioning | Res Heating, Ventilation and Air-Conditioning
None | End Use of Measure | Zero-Energy Doors for Reach-In Coolers ¦ Small Business Energy Solutions | TRC | BNI Refrigeration | BNI Refrigeration | BNI Refrigeration
None | Unit Pre-RUL Energy Savings of Measure | 1/2 Size Hot Food Holding Cabinet ¦ Business Energy Rebates | TRC | 1384 | 1384 | 1384
None | Unit Pre-RUL Energy Savings of Measure | 11W Replacing 60W - MURB ¦ Efficient Products Installation | TRC | 40.1286 | 40.1286 | 40.1286
None | Unit Pre-RUL Energy Savings of Measure | 11W Replacing 60W ¦ Efficient Products Installation | TRC | 40.1286 | 40.1286 | 40.1286
None | Unit Pre-RUL Energy Savings of Measure | 18W Replacing 100W - MURB ¦ Efficient Products Installation | TRC | 67.1539 | 67.1539 | 67.1539
None | Unit Pre-RUL Energy Savings of Measure | 18W Replacing 100W ¦ Efficient Products Installation | TRC | 67.1539 | 67.1539 | 67.1539
None | Unit Pre-RUL Energy Savings of Measure | 18W Replacing 75W - MURB ¦ Efficient Products Installation | TRC | 46.6802 | 46.6802 | 46.6802
None | Unit Pre-RUL Energy Savings of Measure | 18W Replacing 75W ¦ Efficient Products Installation | TRC | 46.6802 | 46.6802 | 46.6802
None | Unit Pre-RUL Energy Savings of Measure | 5W Chandelier E12 - MURB ¦ Efficient Products Installation | TRC | 28.3873 | 28.3873 | 28.3873
None | Unit Pre-RUL Energy Savings of Measure | 5W Chandelier E12 ¦ Efficient Products Installation | TRC | 28.3873 | 28.3873 | 28.3873
None | Unit Pre-RUL Energy Savings of Measure | 7W G25 - MURB ¦ Efficient Products Installation | TRC | 26.7652 | 26.7652 | 26.7652
None | Unit Pre-RUL Energy Savings of Measure | 7W G25 ¦ Efficient Products Installation | TRC | 26.7652 | 26.7652 | 26.7652
None | Unit Pre-RUL Energy Savings of Measure | 7W GU10 Replacing 35W - MURB ¦ Efficient Products Installation | TRC | 22.7099 | 22.7099 | 22.7099
None | Unit Pre-RUL Energy Savings of Measure | 7W GU10 Replacing 35W ¦ Efficient Products Installation | TRC | 22.7099 | 22.7099 | 22.7099
None | Unit Pre-RUL Energy Savings of Measure | 7W GU10 Replacing 50W - MURB ¦ Efficient Products Installation | TRC | 34.8759 | 34.8759 | 34.8759
None | Unit Pre-RUL Energy Savings of Measure | 7W GU10 Replacing 50W ¦ Efficient Products Installation | TRC | 34.8759 | 34.8759 | 34.8759
None | Unit Pre-RUL Energy Savings of Measure | 9.5W Replacing 100W - MURB ¦ Efficient Products Installation | TRC | 74.115 | 74.115 | 74.115
None | Unit Pre-RUL Energy Savings of Measure | 9.5W Replacing 100W ¦ Efficient Products Installation | TRC | 74.115 | 74.115 | 74.115
None | Unit Pre-RUL Energy Savings of Measure | 9.5W Replacing 40W - MURB ¦ Efficient Products Installation | TRC | 24.978 | 24.978 | 24.978
None | Unit Pre-RUL Energy Savings of Measure | 9.5W Replacing 40W ¦ Efficient Products Installation | TRC | 24.978 | 24.978 | 24.978
None | Unit Pre-RUL Energy Savings of Measure | 9.5W Replacing 60W - MURB ¦ Efficient Products Installation | TRC | 41.357 | 41.357 | 41.357
None | Unit Pre-RUL Energy Savings of Measure | 9.5W Replacing 60W ¦ Efficient Products Installation | TRC | 41.357 | 41.357 | 41.357
None | Unit Pre-RUL Energy Savings of Measure | 9W Replacing 100W - MURB ¦ Efficient Products Installation | TRC | 74.5245 | 74.5245 | 74.5245
None | Unit Pre-RUL Energy Savings of Measure | 9W Replacing 100W ¦ Efficient Products Installation | TRC | 74.5245 | 74.5245 | 74.5245
None | Unit Pre-RUL Energy Savings of Measure | 9W Replacing 40W - MURB ¦ Efficient Products Installation | TRC | 25.3875 | 25.3875 | 25.3875
None | Unit Pre-RUL Energy Savings of Measure | 9W Replacing 40W ¦ Efficient Products Installation | TRC | 25.3875 | 25.3875 | 25.3875
None | Unit Pre-RUL Energy Savings of Measure | 9W Replacing 60W - MURB ¦ Efficient Products Installation | TRC | 41.7665 | 41.7665 | 41.7665
None | Unit Pre-RUL Energy Savings of Measure | 9W Replacing 60W ¦ Efficient Products Installation | TRC | 41.7665 | 41.7665 | 41.7665
None | Unit Pre-RUL Energy Savings of Measure | Advanced Lighting Design (Performance Lighting) ¦ Business Energy Rebates | TRC | 797.5356 | 797.5356 | 797.5356
None | Unit Pre-RUL Energy Savings of Measure | Air-Entraining Air Nozzle ¦ Business Energy Rebates | TRC | 723.84 | 723.84 | 723.84
None | Unit Pre-RUL Energy Savings of Measure | Air Conditioner retirement ¦ Appliance Retirement | TRC | 215 | 215 | 215
None | Unit Pre-RUL Energy Savings of Measure | ASHP and AWHP - Electrical ¦ Green Heat | TRC | 3704.6666 | 3704.6666 | 3704.6666
None | Unit Pre-RUL Energy Savings of Measure | Case Lighting for Sign Retrofits ¦ Business Energy Rebates | TRC | 1583.1875 | 1583.1875 | 1583.1875
None | Unit Pre-RUL Energy Savings of Measure | CEE Tier 2 Commercial Washing Machine ¦ Business Energy Rebates | TRC | 2315.143 | 2315.143 | 2315.143
None | Unit Pre-RUL Energy Savings of Measure | CEE Tier 3 Commercial Washing Machine ¦ Business Energy Rebates | TRC | 2673.506 | 2673.506 | 2673.506
None | Unit Pre-RUL Energy Savings of Measure | Circulation Fan (Agriculture) ¦ Business Energy Rebates | TRC | 228 | 228 | 228
None | Unit Pre-RUL Energy Savings of Measure | Clothes-line ¦ Instant Savings | TRC | 150 | 150 | 150
None | Unit Pre-RUL Energy Savings of Measure | Clothes Dryer replacement ¦ Appliance Retirement | TRC | 271 | 271 | 271
None | Unit Pre-RUL Energy Savings of Measure | Clothes Dryers ¦ First Nations Home Retrofits | TRC | 185 | 185 | 185
None | Unit Pre-RUL Energy Savings of Measure | Clothes Washer replacement ¦ Appliance Retirement | TRC | 190 | 190 | 190
None | Unit Pre-RUL Energy Savings of Measure | Clothes Washers ¦ First Nations Home Retrofits | TRC | 126 | 126 | 126
None | Unit Pre-RUL Energy Savings of Measure | Cold Climate Air-Source Heat Pump (24kBTU/hr) ¦ Business Energy Rebates | TRC | 8956.361 | 8956.361 | 8956.361
None | Unit Pre-RUL Energy Savings of Measure | Cold Climate Air-Source Heat Pump (24kBTU/hr) ¦ Small Business Energy Solutions | TRC | 8956.361 | 8956.361 | 8956.361
None | Unit Pre-RUL Energy Savings of Measure | Cold Climate Air-Source Heat Pump (48kBTU/hr) ¦ Business Energy Rebates | TRC | 17912.722 | 17912.722 | 17912.722
None | Unit Pre-RUL Energy Savings of Measure | Custom Energy Efficiency ¦ Affordable MultiFamily Renter | TRC | 1000000 | 1000000 | 1000000
None | Unit Pre-RUL Energy Savings of Measure | Custom Energy Efficiency ¦ Custom Retrofit | TRC | 1000000 | 1000000 | 1000000
None | Unit Pre-RUL Energy Savings of Measure | Cycling Refrigerated Air Dryer - 50 CFM ¦ Business Energy Rebates | TRC | 585.86 | 585.86 | 585.86
None | Unit Pre-RUL Energy Savings of Measure | Dairy Scroll Compressor ¦ Business Energy Rebates | TRC | 23624 | 23624 | 23624
None | Unit Pre-RUL Energy Savings of Measure | Daylighting Controls - Ceiling Mounted ¦ Business Energy Rebates | TRC | 247.2255 | 247.2255 | 247.2255
None | Unit Pre-RUL Energy Savings of Measure | Daylighting Controls - Switch-Mounted ¦ Business Energy Rebates | TRC | 86.3911 | 86.3911 | 86.3911
None | Unit Pre-RUL Energy Savings of Measure | Decorative Lamp ¦ Small Business Energy Solutions | TRC | 90.405 | 90.405 | 90.405
None | Unit Pre-RUL Energy Savings of Measure | Dehumidifier ¦ Instant Savings | TRC | 81.3 | 81.3 | 81.3
None | Unit Pre-RUL Energy Savings of Measure | Dehumidifier replacement (Low income only) ¦ Appliance Retirement | TRC | 660 | 660 | 660
None | Unit Pre-RUL Energy Savings of Measure | Dehumidifier replacement (Low income only) ¦ First Nations Home Retrofits | TRC | 660 | 660 | 660
None | Unit Pre-RUL Energy Savings of Measure | Dimmer Switch ¦ Instant Savings | TRC | 13.94 | 13.94 | 13.94
None | Unit Pre-RUL Energy Savings of Measure | Dishwasher replacement ¦ Appliance Retirement | TRC | 256.5 | 256.5 | 256.5
None | Unit Pre-RUL Energy Savings of Measure | Door Heater Controls ¦ Business Energy Rebates | TRC | 8172.73 | 8172.73 | 8172.73
None | Unit Pre-RUL Energy Savings of Measure | Double Heat Pad (Agriculture) ¦ Business Energy Rebates | TRC | 1518 | 1518 | 1518
None | Unit Pre-RUL Energy Savings of Measure | Downlight Luminaire (1200 lumen) ¦ Small Business Energy Solutions | TRC | 253.575 | 253.575 | 253.575
None | Unit Pre-RUL Energy Savings of Measure | Downlight Luminaire (3000 lumen) ¦ Small Business Energy Solutions | TRC | 633.9375 | 633.9375 | 633.9375
None | Unit Pre-RUL Energy Savings of Measure | Downlight Luminaire (800 lumen) ¦ Small Business Energy Solutions | TRC | 145.53 | 145.53 | 145.53
None | Unit Pre-RUL Energy Savings of Measure | Drain Water Heat Recovery ¦ First Nations Home Retrofits | TRC | 805 | 805 | 805
None | Unit Pre-RUL Energy Savings of Measure | Drain Water Heat Recovery ¦ Green Heat | TRC | 805 | 805 | 805
None | Unit Pre-RUL Energy Savings of Measure | Drain Water Heat Recovery ¦ Home Energy Assessment | TRC | 805 | 805 | 805
None | Unit Pre-RUL Energy Savings of Measure | Dual Enthalpy Economizer Controls ¦ Business Energy Rebates | TRC | 2577 | 2577 | 2577
None | Unit Pre-RUL Energy Savings of Measure | EC Motor for Refrigeration Applications ¦ Business Energy Rebates1 | TRC | 341.64 | 341.64 | 341.64
None | Unit Pre-RUL Energy Savings of Measure | EC Motor for Refrigeration Applications ¦ Business Energy Rebates2 | TRC | 1047.696 | 1047.696 | 1047.696
None | Unit Pre-RUL Energy Savings of Measure | ECM Circulator Pump ¦ Instant Savings | TRC | 127 | 127 | 127
None | Unit Pre-RUL Energy Savings of Measure | Efficient clothes washer ¦ Instant Savings | TRC | 188 | 188 | 188
None | Unit Pre-RUL Energy Savings of Measure | Efficient refrigerator ¦ Instant Savings | TRC | 49 | 49 | 49
None | Unit Pre-RUL Energy Savings of Measure | Electric Combination Oven ¦ Business Energy Rebates | TRC | 6368 | 6368 | 6368
None | Unit Pre-RUL Energy Savings of Measure | Electric Combination Oven with Gas ¦ Business Energy Rebates | TRC | 18282 | 18282 | 18282
None | Unit Pre-RUL Energy Savings of Measure | Electric Convection Oven ¦ Business Energy Rebates | TRC | 1937 | 1937 | 1937
None | Unit Pre-RUL Energy Savings of Measure | Electric Convection Oven with Gas ¦ Business Energy Rebates | TRC | 12059 | 12059 | 12059
None | Unit Pre-RUL Energy Savings of Measure | Electric Fryer Replacement with Gas ¦ Business Energy Rebates | TRC | 18189 | 18189 | 18189
None | Unit Pre-RUL Energy Savings of Measure | Electric Griddle Replacement with Gas ¦ Business Energy Rebates | TRC | 15815 | 15815 | 15815
None | Unit Pre-RUL Energy Savings of Measure | Electric Steam Cooker ¦ Business Energy Rebates | TRC | 9967 | 9967 | 9967
None | Unit Pre-RUL Energy Savings of Measure | Electric Steam Cooker Replacement with Gas ¦ Business Energy Rebates | TRC | 17599 | 17599 | 17599
None | Unit Pre-RUL Energy Savings of Measure | Electric to Natural Gas - Water Heater ¦ Business Energy Rebates | TRC | 6146.172 | 6146.172 | 6146.172
None | Unit Pre-RUL Energy Savings of Measure | Energy Management Information Systems ¦ EMIS | TRC | 1000000 | 1000000 | 1000000
None | Unit Pre-RUL Energy Savings of Measure | Energy Star Dryer ¦ Instant Savings | TRC | 160 | 160 | 160
None | Unit Pre-RUL Energy Savings of Measure | ENERGY STAR Pool Pump ¦ Business Energy Rebates | TRC | 3847 | 3847 | 3847
None | Unit Pre-RUL Energy Savings of Measure | ENERGY STAR Uninteruptible Power Supplies (UPS) ¦ Business Energy Rebates | TRC | 6120 | 6120 | 6120
None | Unit Pre-RUL Energy Savings of Measure | ENERGY STAR Washing Machine ¦ Business Energy Rebates | TRC | 782.143 | 782.143 | 782.143
None | Unit Pre-RUL Energy Savings of Measure | Evaporator Fan Motor Controls ¦ Business Energy Rebates | TRC | 2647.71 | 2647.71 | 2647.71
None | Unit Pre-RUL Energy Savings of Measure | Faucet Aerators - MURB ¦ Efficient Products Installation | TRC | 95 | 98 | 98
None | Unit Pre-RUL Energy Savings of Measure | Faucet Aerators ¦ Efficient Products Installation | TRC | 98 | 98 | 98
None | Unit Pre-RUL Energy Savings of Measure | Flood Luminaire (10000 lumen) ¦ Business Energy Rebates | TRC | 893.9182 | 893.9182 | 893.9182
None | Unit Pre-RUL Energy Savings of Measure | Flood Luminaire (10000 lumen) ¦ Small Business Energy Solutions | TRC | 893.9182 | 893.9182 | 893.9182
None | Unit Pre-RUL Energy Savings of Measure | Flood Luminaire (48000 lumen) ¦ Business Energy Rebates | TRC | 2819.1273 | 2819.1273 | 2819.1273
None | Unit Pre-RUL Energy Savings of Measure | Flood Luminaire (48000 lumen) ¦ Small Business Energy Solutions | TRC | 2819.1273 | 2819.1273 | 2819.1273
None | Unit Pre-RUL Energy Savings of Measure | Four Pin Replacement Lamps for CFLs ¦ Business Energy Rebates | TRC | 76.3569 | 76.3569 | 76.3569
None | Unit Pre-RUL Energy Savings of Measure | Four Pin Replacement Lamps for CFLs ¦ Small Business Energy Solutions | TRC | 76.3569 | 76.3569 | 76.3569
None | Unit Pre-RUL Energy Savings of Measure | Freezer replacement (Low income only) ¦ Appliance Retirement | TRC | 1399 | 1399 | 1399
None | Unit Pre-RUL Energy Savings of Measure | Freezer replacement (Low income only) ¦ First Nations Home Retrofits | TRC | 1399 | 1399 | 1399
None | Unit Pre-RUL Energy Savings of Measure | Freezer replacement ¦ Appliance Retirement | TRC | 1399 | 1399 | 1399
None | Unit Pre-RUL Energy Savings of Measure | Freezer retirement ¦ Appliance Retirement | TRC | 863 | 863 | 863
None | Unit Pre-RUL Energy Savings of Measure | Fridge replacement ¦ Appliance Retirement | TRC | 705 | 705 | 705
None | Unit Pre-RUL Energy Savings of Measure | Fuel Pump Canopy Luminaire (4000 lumen) ¦ Small Business Energy Solutions | TRC | 571.152 | 571.152 | 571.152
None | Unit Pre-RUL Energy Savings of Measure | General Use Lamp (A,G Types) ¦ Small Business Energy Solutions | TRC | 145.53 | 145.53 | 145.53
None | Unit Pre-RUL Energy Savings of Measure | Glass Door Freezer ¦ Small Business Energy Solutions | TRC | 4417 | 4417 | 4417
None | Unit Pre-RUL Energy Savings of Measure | Glass Door Refrigerator ¦ Business Energy Rebates | TRC | 774 | 774 | 774
None | Unit Pre-RUL Energy Savings of Measure | Glass Door Refrigerator ¦ Small Business Energy Solutions | TRC | 774 | 774 | 774
None | Unit Pre-RUL Energy Savings of Measure | Ground Source Heat Pump (60kBTU/hr) ¦ Business Energy Rebates | TRC | 33285 | 33285 | 33285
None | Unit Pre-RUL Energy Savings of Measure | Ground Source Heat Pump (60kBTU/hr) ¦ Small Business Energy Solutions | TRC | 33285 | 33285 | 33285
None | Unit Pre-RUL Energy Savings of Measure | GSHP ¦ Green Heat | TRC | 16443.5201 | 16443.5201 | 16443.5201
None | Unit Pre-RUL Energy Savings of Measure | Heat Pump Clothes Dryer ¦ Business Energy Rebates | TRC | 1630.19 | 1630.19 | 1630.19
None | Unit Pre-RUL Energy Savings of Measure | Heat Pump Dryer (ventless) ¦ Instant Savings | TRC | 446 | 446 | 446
None | Unit Pre-RUL Energy Savings of Measure | Heat Pump Water Heater ¦ Business Energy Rebates | TRC | 2688.952 | 2688.952 | 2688.952
None | Unit Pre-RUL Energy Savings of Measure | Heat Pump Water Heater ¦ First Nations Home Retrofits | TRC | 771 | 771 | 771
None | Unit Pre-RUL Energy Savings of Measure | Heat Pump Water Heater ¦ Green Heat | TRC | 771 | 771 | 771
None | Unit Pre-RUL Energy Savings of Measure | Heat Pump Water Heater ¦ Home Energy Assessment | TRC | 771 | 771 | 771
None | Unit Pre-RUL Energy Savings of Measure | Heat Pump Water Heater ¦ Small Business Energy Solutions | TRC | 2688.952 | 2688.952 | 2688.952
None | Unit Pre-RUL Energy Savings of Measure | Heat Reclaimer Unit (Agriculture) ¦ Business Energy Rebates | TRC | 11434 | 11434 | 11434
None | Unit Pre-RUL Energy Savings of Measure | Heat Reclaimer Unit (Agriculture) ¦ Small Business Energy Solutions | TRC | 11434 | 11434 | 11434
None | Unit Pre-RUL Energy Savings of Measure | Heavy duty timer ¦ Instant Savings | TRC | 122 | 122 | 122
None | Unit Pre-RUL Energy Savings of Measure | High Bay Luminaire (15 000 lumen) ¦ Business Energy Rebates | TRC | 387.6923 | 387.6923 | 387.6923
None | Unit Pre-RUL Energy Savings of Measure | High Bay Luminaire (15 000 lumen) ¦ Small Business Energy Solutions | TRC | 387.6923 | 387.6923 | 387.6923
None | Unit Pre-RUL Energy Savings of Measure | High Bay Luminaire (35 000 lumen) ¦ Small Business Energy Solutions | TRC | 904.6154 | 904.6154 | 904.6154
None | Unit Pre-RUL Energy Savings of Measure | High Efficiency Circulator Pump 1.5kW ¦ Business Energy Rebates | TRC | 2558 | 2558 | 2558
None | Unit Pre-RUL Energy Savings of Measure | High Efficiency Circulator Pump 100W ¦ Business Energy Rebates | TRC | 422 | 422 | 422
None | Unit Pre-RUL Energy Savings of Measure | High Efficiency Circulator Pump 300W ¦ Business Energy Rebates | TRC | 795 | 795 | 795
None | Unit Pre-RUL Energy Savings of Measure | High Volume Low Speed Fan (Agriculture) ¦ Business Energy Rebates | TRC | 13512.72 | 13512.72 | 13512.72
None | Unit Pre-RUL Energy Savings of Measure | High Volume Low Speed Fan (Agriculture) ¦ Small Business Energy Solutions | TRC | 13512.72 | 13512.72 | 13512.72
None | Unit Pre-RUL Energy Savings of Measure | Holiday Lights Exchange - MURB ¦ Efficient Products Installation | TRC | 39.9376 | 39.9376 | 39.9376
None | Unit Pre-RUL Energy Savings of Measure | Holiday Lights Exchange ¦ Efficient Products Installation | TRC | 39.9376 | 39.9376 | 39.9376
None | Unit Pre-RUL Energy Savings of Measure | Hot Water Tank Wrap - MURB ¦ Efficient Products Installation | TRC | 102.778 | 102.778 | 102.778
None | Unit Pre-RUL Energy Savings of Measure | Hot Water Tank Wrap ¦ Efficient Products Installation | TRC | 138.489 | 138.489 | 138.489
None | Unit Pre-RUL Energy Savings of Measure | HVAC Hotel Occupancy Sensor ¦ Business Energy Rebates | TRC | 438 | 438 | 438
None | Unit Pre-RUL Energy Savings of Measure | Hybrid Heat Pump Dryer ¦ Instant Savings | TRC | 224 | 224 | 224
None | Unit Pre-RUL Energy Savings of Measure | Ice-Making Head ¦ Business Energy Rebates | TRC | 1216 | 1216 | 1216
None | Unit Pre-RUL Energy Savings of Measure | Indoor motion sensor ¦ Instant Savings | TRC | 37.556 | 37.556 | 37.556
None | Unit Pre-RUL Energy Savings of Measure | Large Commercial/Industrial ETS System ¦ ETS Business Energy Rebates | TRC | 0 | 0 | 0
None | Unit Pre-RUL Energy Savings of Measure | LED - ENERGY STAR Fixture with Motion Sensor ¦ Instant Savings | TRC | 259.35 | 259.35 | 259.35
None | Unit Pre-RUL Energy Savings of Measure | LED - ENERGY STAR Fixture without Motion Sensor ¦ Instant Savings | TRC | 72.0912 | 72.0912 | 72.0912
None | Unit Pre-RUL Energy Savings of Measure | LED - Other ¦ Instant Savings | TRC | 39.9903 | 39.9903 | 39.9903
None | Unit Pre-RUL Energy Savings of Measure | LED - R, BR and Decorative ¦ Instant Savings | TRC | 34.4292 | 34.4292 | 34.4292
None | Unit Pre-RUL Energy Savings of Measure | LED - Recessed downlight ¦ Instant Savings | TRC | 39.2321 | 39.2321 | 39.2321
None | Unit Pre-RUL Energy Savings of Measure | LED Nightlights - MURB ¦ Efficient Products Installation | TRC | 23.4555 | 23.4555 | 23.4555
None | Unit Pre-RUL Energy Savings of Measure | LED Nightlights ¦ Efficient Products Installation | TRC | 23.4555 | 23.4555 | 23.4555
None | Unit Pre-RUL Energy Savings of Measure | LED Replacement Lamps for HID (10000 lumen) ¦ Business Energy Rebates | TRC | 185.0032 | 185.0032 | 185.0032
None | Unit Pre-RUL Energy Savings of Measure | LED Replacement Lamps for HID (10000 lumen) ¦ Small Business Energy Solutions | TRC | 185.0032 | 185.0032 | 185.0032
None | Unit Pre-RUL Energy Savings of Measure | LED Replacement Lamps for HID (4000 lumen) ¦ Business Energy Rebates | TRC | 74.0013 | 74.0013 | 74.0013
None | Unit Pre-RUL Energy Savings of Measure | LED Replacement Lamps for HID (4000 lumen) ¦ Small Business Energy Solutions | TRC | 74.0013 | 74.0013 | 74.0013
None | Unit Pre-RUL Energy Savings of Measure | LED Troffer (1x4) ¦ Business Energy Rebates | TRC | 146.1904 | 146.1904 | 146.1904
None | Unit Pre-RUL Energy Savings of Measure | LED Troffer (1x4) ¦ Small Business Energy Solutions | TRC | 146.1904 | 146.1904 | 146.1904
None | Unit Pre-RUL Energy Savings of Measure | LED Troffer (2x2) ¦ Business Energy Rebates | TRC | 116.1396 | 116.1396 | 116.1396
None | Unit Pre-RUL Energy Savings of Measure | LED Troffer (2x2) ¦ Small Business Energy Solutions | TRC | 116.1396 | 116.1396 | 116.1396
None | Unit Pre-RUL Energy Savings of Measure | LED Troffer (4x2) ¦ Business Energy Rebates | TRC | 193.352 | 193.352 | 193.352
None | Unit Pre-RUL Energy Savings of Measure | LED Troffer (4x2) ¦ Small Business Energy Solutions | TRC | 193.352 | 193.352 | 193.352
None | Unit Pre-RUL Energy Savings of Measure | LED Wall Sconce (1200 lumen) ¦ Small Business Energy Solutions | TRC | 253.575 | 253.575 | 253.575
None | Unit Pre-RUL Energy Savings of Measure | Linear Ambient Luminaire (10000 lumen) ¦ Business Energy Rebates | TRC | 448.14 | 448.14 | 448.14
None | Unit Pre-RUL Energy Savings of Measure | Linear Ambient Luminaire (10000 lumen) ¦ Small Business Energy Solutions | TRC | 448.14 | 448.14 | 448.14
None | Unit Pre-RUL Energy Savings of Measure | Linear Ambient Luminaire (2000 lumen) ¦ Business Energy Rebates | TRC | 46.851 | 46.851 | 46.851
None | Unit Pre-RUL Energy Savings of Measure | Linear Ambient Luminaire (2000 lumen) ¦ Small Business Energy Solutions | TRC | 46.851 | 46.851 | 46.851
None | Unit Pre-RUL Energy Savings of Measure | Linear Ambient Luminaire (4000 lumen) ¦ Business Energy Rebates | TRC | 85.1466 | 85.1466 | 85.1466
None | Unit Pre-RUL Energy Savings of Measure | Linear Ambient Luminaire (4000 lumen) ¦ Small Business Energy Solutions | TRC | 85.1466 | 85.1466 | 85.1466
None | Unit Pre-RUL Energy Savings of Measure | Linear Ambient Luminaire (8000 lumen) ¦ Business Energy Rebates | TRC | 153.1824 | 153.1824 | 153.1824
None | Unit Pre-RUL Energy Savings of Measure | Linear Ambient Luminaire (8000 lumen) ¦ Small Business Energy Solutions | TRC | 153.1824 | 153.1824 | 153.1824
None | Unit Pre-RUL Energy Savings of Measure | Linear Replacement Lamp (2 foot) ¦ Business Energy Rebates | TRC | 29.0884 | 29.0884 | 29.0884
None | Unit Pre-RUL Energy Savings of Measure | Linear Replacement Lamp (2 foot) ¦ Small Business Energy Solutions | TRC | 29.0884 | 29.0884 | 29.0884
None | Unit Pre-RUL Energy Savings of Measure | Linear Replacement Lamp (4 foot) ¦ Business Energy Rebates | TRC | 49.0866 | 49.0866 | 49.0866
None | Unit Pre-RUL Energy Savings of Measure | Linear Replacement Lamp (4 foot) ¦ Small Business Energy Solutions | TRC | 49.0866 | 49.0866 | 49.0866
None | Unit Pre-RUL Energy Savings of Measure | Low-bay Luminaire (10,000 lumen) ¦ Business Energy Rebates | TRC | 448.14 | 448.14 | 448.14
None | Unit Pre-RUL Energy Savings of Measure | Low-bay Luminaire (10,000 lumen) ¦ Small Business Energy Solutions | TRC | 448.14 | 448.14 | 448.14
None | Unit Pre-RUL Energy Savings of Measure | Low-bay Luminaire (5000 lumen) ¦ Business Energy Rebates | TRC | 275.4024 | 275.4024 | 275.4024
None | Unit Pre-RUL Energy Savings of Measure | Low-flow showerhead - 0.5 gpm Reduction - MURB ¦ Efficient Products Installation | TRC | 207 | 236 | 236
None | Unit Pre-RUL Energy Savings of Measure | Low-flow showerhead - 0.5 gpm Reduction ¦ Efficient Products Installation | TRC | 236 | 236 | 236
None | Unit Pre-RUL Energy Savings of Measure | Low-flow showerhead - 1.0 gpm Reduction - MURB ¦ Efficient Products Installation | TRC | 413 | 472 | 472
None | Unit Pre-RUL Energy Savings of Measure | Low-flow showerhead - 1.0 gpm Reduction ¦ Efficient Products Installation | TRC | 472 | 472 | 472
None | Unit Pre-RUL Energy Savings of Measure | Low-flow showerhead -0.75 gpm Reduction - MURB ¦ Efficient Products Installation | TRC | 310 | 354 | 354
None | Unit Pre-RUL Energy Savings of Measure | Low-flow showerhead -0.75 gpm Reduction ¦ Efficient Products Installation | TRC | 354 | 354 | 354
None | Unit Pre-RUL Energy Savings of Measure | Low/Zero Energy Livestock Waterer ¦ Business Energy Rebates | TRC | 1400 | 1400 | 1400
None | Unit Pre-RUL Energy Savings of Measure | Luminaire Level Lighting Control (LLLC) - High Impact Application ¦ Business Energy Rebates | TRC | 194.0315 | 194.0315 | 194.0315
None | Unit Pre-RUL Energy Savings of Measure | Luminaire Level Lighting Control (LLLC) - Low Impact Application ¦ Business Energy Rebates | TRC | 397.7159 | 397.7159 | 397.7159
None | Unit Pre-RUL Energy Savings of Measure | Medium Commercial ETS System ¦ ETS Business Energy Rebates | TRC | 0 | 0 | 0
None | Unit Pre-RUL Energy Savings of Measure | Medium Commercial ETS System ¦ ETS Small Business Energy Solutions | TRC | 0 | 0 | 0
None | Unit Pre-RUL Energy Savings of Measure | Milk Pre-cooler ¦ Business Energy Rebates | TRC | 7493 | 7493 | 7493
None | Unit Pre-RUL Energy Savings of Measure | Mini freezer retirement ¦ Appliance Retirement | TRC | 327 | 327 | 327
None | Unit Pre-RUL Energy Savings of Measure | Mini fridge retirement ¦ Appliance Retirement | TRC | 209 | 209 | 209
None | Unit Pre-RUL Energy Savings of Measure | Motion sensor with dimmer switch ¦ Instant Savings | TRC | 43.952 | 43.952 | 43.952
None | Unit Pre-RUL Energy Savings of Measure | MSHP - Fully Electrical ¦ Green Heat | TRC | 3362 | 3362 | 3362
None | Unit Pre-RUL Energy Savings of Measure | MSHP - Mainly Electrical ¦ Green Heat | TRC | 1204 | 1204 | 1204
None | Unit Pre-RUL Energy Savings of Measure | Multi-Tank Conveyor Dishwasher - High Temp ¦ Business Energy Rebates | TRC | 27407.5971 | 27407.5971 | 27407.5971
None | Unit Pre-RUL Energy Savings of Measure | Multi-Tank Conveyor Dishwasher - High Temp ¦ Small Business Energy Solutions | TRC | 27407.5971 | 27407.5971 | 27407.5971
None | Unit Pre-RUL Energy Savings of Measure | Multi-Tank Conveyor Dishwasher - Low Temp ¦ Business Energy Rebates | TRC | 18811.2029 | 18811.2029 | 18811.2029
None | Unit Pre-RUL Energy Savings of Measure | Multi-Tank Conveyor Dishwasher - Low Temp ¦ Small Business Energy Solutions | TRC | 18811.2029 | 18811.2029 | 18811.2029
None | Unit Pre-RUL Energy Savings of Measure | Natural Barn Ventiliation - Year-Round ¦ Business Energy Rebates | TRC | 6710 | 6710 | 6710
None | Unit Pre-RUL Energy Savings of Measure | Networked/ Connected - Indoor LED Lamp ¦ Instant Savings | TRC | 33 | 33 | 33
None | Unit Pre-RUL Energy Savings of Measure | Networked/Connected - High Impact Application ¦ Business Energy Rebates | TRC | 227.9228 | 227.9228 | 227.9228
None | Unit Pre-RUL Energy Savings of Measure | Networked/Connected - Low Impact Application ¦ Business Energy Rebates | TRC | 452.0281 | 452.0281 | 452.0281
None | Unit Pre-RUL Energy Savings of Measure | No-Loss Drain ¦ Business Energy Rebates | TRC | 2371.019 | 2371.019 | 2371.019
None | Unit Pre-RUL Energy Savings of Measure | Occupancy Sensor (Ceiling Mounted) ¦ Business Energy Rebates | TRC | 452.5247 | 452.5247 | 452.5247
None | Unit Pre-RUL Energy Savings of Measure | Occupancy Sensor (Ceiling Mounted) ¦ Small Business Energy Solutions | TRC | 452.5247 | 452.5247 | 452.5247
None | Unit Pre-RUL Energy Savings of Measure | Occupancy Sensor (Wall Mounted) ¦ Business Energy Rebates | TRC | 266.9633 | 266.9633 | 266.9633
None | Unit Pre-RUL Energy Savings of Measure | Occupancy Sensor (Wall Mounted) ¦ Small Business Energy Solutions | TRC | 266.9633 | 266.9633 | 266.9633
None | Unit Pre-RUL Energy Savings of Measure | Occupancy Sensor (Exterior) ¦ Business Energy Rebates | TRC | 113.6418 | 113.6418 | 113.6418
None | Unit Pre-RUL Energy Savings of Measure | Open to Closed Cooler Conversion ¦ Business Energy Rebates | TRC | 18250 | 18250 | 18250
None | Unit Pre-RUL Energy Savings of Measure | Open to Closed Cooler Conversion ¦ Small Business Energy Solutions | TRC | 18250 | 18250 | 18250
None | Unit Pre-RUL Energy Savings of Measure | Outdoor motion sensor ¦ Instant Savings | TRC | 159 | 159 | 159
None | Unit Pre-RUL Energy Savings of Measure | Outside Air Economizer ¦ Business Energy Rebates | TRC | 10081.095 | 10081.095 | 10081.095
None | Unit Pre-RUL Energy Savings of Measure | Packaged Terminal Heat Pump (12kBTU/hr) ¦ Business Energy Rebates | TRC | 5625.043 | 5625.043 | 5625.043
None | Unit Pre-RUL Energy Savings of Measure | Parking Garage Luminaire (4000 lumen) ¦ Small Business Energy Solutions | TRC | 164.9455 | 164.9455 | 164.9455
None | Unit Pre-RUL Energy Savings of Measure | Pellet Boiler/Furnace ¦ Green Heat | TRC | 13765 | 13765 | 13765
None | Unit Pre-RUL Energy Savings of Measure | Pellet Stove ¦ Green Heat | TRC | 8170.7803 | 8170.7803 | 8170.7803
None | Unit Pre-RUL Energy Savings of Measure | Pipe Insulation - MURB ¦ Efficient Products Installation | TRC | 11.0617 | 11.0617 | 11.0617
None | Unit Pre-RUL Energy Savings of Measure | Pipe Insulation ¦ Efficient Products Installation | TRC | 11.0617 | 11.0617 | 11.0617
None | Unit Pre-RUL Energy Savings of Measure | Pole/Arm-Mounted Area Luminaire (20000 lumen) ¦ Business Energy Rebates | TRC | 1156.32 | 1156.32 | 1156.32
None | Unit Pre-RUL Energy Savings of Measure | Pole/Arm-Mounted Area Luminaire (20000 lumen) ¦ Small Business Energy Solutions | TRC | 1156.32 | 1156.32 | 1156.32
None | Unit Pre-RUL Energy Savings of Measure | Pole/Arm-Mounted Area Luminaire (4000 lumen) ¦ Small Business Energy Solutions | TRC | 170.82 | 170.82 | 170.82
None | Unit Pre-RUL Energy Savings of Measure | Pole/Arm-Mounted Area Luminaire (60000 lumen) ¦ Business Energy Rebates | TRC | 3889.44 | 3889.44 | 3889.44
None | Unit Pre-RUL Energy Savings of Measure | Pole/Arm-Mounted Decorative Luminaire (1500 lumen) ¦ Small Business Energy Solutions | TRC | 462.966 | 462.966 | 462.966
None | Unit Pre-RUL Energy Savings of Measure | Pole/Arm-Mounted Decorative Luminaire (5000 lumen) ¦ Business Energy Rebates | TRC | 571.152 | 571.152 | 571.152
None | Unit Pre-RUL Energy Savings of Measure | Pole/Arm-Mounted Decorative Luminaire (5000 lumen) ¦ Small Business Energy Solutions | TRC | 571.152 | 571.152 | 571.152
None | Unit Pre-RUL Energy Savings of Measure | Pot, Pan and Utensil Dishwasher - High Temp ¦ Business Energy Rebates | TRC | 3310.7717 | 3310.7717 | 3310.7717
None | Unit Pre-RUL Energy Savings of Measure | Power bar with timer ¦ Instant Savings | TRC | 53.7 | 53.7 | 53.7
None | Unit Pre-RUL Energy Savings of Measure | Premium High Bay Luminaire (15 000 lumen) ¦ Business Energy Rebates | TRC | 508.8462 | 508.8462 | 508.8462
None | Unit Pre-RUL Energy Savings of Measure | Premium High Bay Luminaire (15 000 lumen) ¦ Small Business Energy Solutions | TRC | 508.8462 | 508.8462 | 508.8462
None | Unit Pre-RUL Energy Savings of Measure | Premium High Bay Luminaire (35 000 lumen) ¦ Business Energy Rebates | TRC | 1187.3077 | 1187.3077 | 1187.3077
None | Unit Pre-RUL Energy Savings of Measure | Premium High Bay Luminaire (35 000 lumen) ¦ Small Business Energy Solutions | TRC | 1187.3077 | 1187.3077 | 1187.3077
None | Unit Pre-RUL Energy Savings of Measure | Premium High Bay Luminaire (60 000 lumen) ¦ Business Energy Rebates | TRC | 2035.3846 | 2035.3846 | 2035.3846
None | Unit Pre-RUL Energy Savings of Measure | Programmable thermostat ¦ Instant Savings | TRC | 221 | 221 | 221
None | Unit Pre-RUL Energy Savings of Measure | Programmable Thermostats ¦ First Nations Home Retrofits | TRC | 221 | 221 | 221
None | Unit Pre-RUL Energy Savings of Measure | Range / Stove replacement ¦ Appliance Retirement | TRC | 207.75 | 207.75 | 207.75
None | Unit Pre-RUL Energy Savings of Measure | Reflector Lamp (MR16) ¦ Small Business Energy Solutions | TRC | 183.015 | 183.015 | 183.015
None | Unit Pre-RUL Energy Savings of Measure | Reflector Lamp (PAR38) ¦ Small Business Energy Solutions | TRC | 246.96 | 246.96 | 246.96
None | Unit Pre-RUL Energy Savings of Measure | Refrigerated Case Luminaire ¦ Business Energy Rebates | TRC | 433.2597 | 433.2597 | 433.2597
None | Unit Pre-RUL Energy Savings of Measure | Refrigerated Case Luminaire ¦ Small Business Energy Solutions | TRC | 433.2597 | 433.2597 | 433.2597
None | Unit Pre-RUL Energy Savings of Measure | Refrigerator replacement (Low income only) ¦ Appliance Retirement | TRC | 705 | 705 | 705
None | Unit Pre-RUL Energy Savings of Measure | Refrigerator replacement (Low income only) ¦ First Nations Home Retrofits | TRC | 705 | 705 | 705
None | Unit Pre-RUL Energy Savings of Measure | Refrigerator retirement ¦ Appliance Retirement | TRC | 751 | 751 | 751
None | Unit Pre-RUL Energy Savings of Measure | Remote Condensing Unit ¦ Business Energy Rebates | TRC | 3184 | 3184 | 3184
None | Unit Pre-RUL Energy Savings of Measure | Residential DHW Timer ¦ ETS Green Heat | TRC | 0 | 0 | 0
None | Unit Pre-RUL Energy Savings of Measure | Residential ETS System (Central) ¦ ETS Green Heat | TRC | 0 | 0 | 0
None | Unit Pre-RUL Energy Savings of Measure | Residential ETS System (Central) ¦ ETS Home Energy Assessment | TRC | 0 | 0 | 0
None | Unit Pre-RUL Energy Savings of Measure | Residential ETS System (Room) ¦ ETS Green Heat | TRC | 0 | 0 | 0
None | Unit Pre-RUL Energy Savings of Measure | Residential ETS System (Room) ¦ ETS Home Energy Assessment | TRC | 0 | 0 | 0
None | Unit Pre-RUL Energy Savings of Measure | Room air purifier ¦ Instant Savings | TRC | 480 | 480 | 480
None | Unit Pre-RUL Energy Savings of Measure | Server Virtualization and Decommissioning ¦ Business Energy Rebates | TRC | 8453.926 | 8453.926 | 8453.926
None | Unit Pre-RUL Energy Savings of Measure | Single-Tank Door type Dishwasher - High Temp ¦ Business Energy Rebates | TRC | 11863.2391 | 11863.2391 | 11863.2391
None | Unit Pre-RUL Energy Savings of Measure | Single-Tank Door type Dishwasher - Low Temp ¦ Business Energy Rebates | TRC | 16152.5529 | 16152.5529 | 16152.5529
None | Unit Pre-RUL Energy Savings of Measure | Single -Tank Conveyor Dishwasher - High Temp ¦ Business Energy Rebates | TRC | 9211.5713 | 9211.5713 | 9211.5713
None | Unit Pre-RUL Energy Savings of Measure | Single -Tank Conveyor Dishwasher - Low Temp ¦ Business Energy Rebates | TRC | 13626.434 | 13626.434 | 13626.434
None | Unit Pre-RUL Energy Savings of Measure | Single Heat Pad (Agriculture) ¦ Business Energy Rebates | TRC | 759 | 759 | 759
None | Unit Pre-RUL Energy Savings of Measure | Small Commercial ETS Sytem ¦ ETS Business Energy Rebates | TRC | 0 | 0 | 0
None | Unit Pre-RUL Energy Savings of Measure | Small Commercial ETS Sytem ¦ ETS Small Business Energy Solutions | TRC | 0 | 0 | 0
None | Unit Pre-RUL Energy Savings of Measure | Smart power bar ¦ Instant Savings | TRC | 53.8 | 53.8 | 53.8
None | Unit Pre-RUL Energy Savings of Measure | Smart Power Controllers - MURB ¦ Efficient Products Installation | TRC | 411 | 411 | 411
None | Unit Pre-RUL Energy Savings of Measure | Smart Power Controllers ¦ Efficient Products Installation | TRC | 411 | 411 | 411
None | Unit Pre-RUL Energy Savings of Measure | Solar air heating ¦ Green Heat | TRC | 1091.9017 | 1091.9017 | 1091.9017
None | Unit Pre-RUL Energy Savings of Measure | Solar Domestic Hot Water ¦ Green Heat | TRC | 2998.4645 | 2998.4645 | 2998.4645
None | Unit Pre-RUL Energy Savings of Measure | Solar Domestic Hot Water ¦ Home Energy Assessment | TRC | 2803 | 2803 | 2803
None | Unit Pre-RUL Energy Savings of Measure | Solid Door Freezer ¦ Business Energy Rebates | TRC | 1854 | 1854 | 1854
None | Unit Pre-RUL Energy Savings of Measure | Solid Door Freezer ¦ Small Business Energy Solutions | TRC | 1854 | 1854 | 1854
None | Unit Pre-RUL Energy Savings of Measure | Solid Door Refrigerator ¦ Business Energy Rebates | TRC | 653 | 653 | 653
None | Unit Pre-RUL Energy Savings of Measure | Solid Door Refrigerator ¦ Small Business Energy Solutions | TRC | 653 | 653 | 653
None | Unit Pre-RUL Energy Savings of Measure | Standard Capacity Electric Fryer ¦ Business Energy Rebates | TRC | 3126 | 3126 | 3126
None | Unit Pre-RUL Energy Savings of Measure | Standard Capacity Electric Fryer ¦ Small Business Energy Solutions | TRC | 3126 | 3126 | 3126
None | Unit Pre-RUL Energy Savings of Measure | Strategic Energy Management ¦ SEM | TRC | 1000000 | 1000000 | 1000000
None | Unit Pre-RUL Energy Savings of Measure | Strip-Curtains for Display Cases ¦ Business Energy Rebates | TRC | 1738 | 1738 | 1738
None | Unit Pre-RUL Energy Savings of Measure | Strip-Curtains for Display Cases ¦ Small Business Energy Solutions | TRC | 1738 | 1738 | 1738
None | Unit Pre-RUL Energy Savings of Measure | Track/Mono-point Direction Luminaire ¦ Business Energy Rebates | TRC | 212.562 | 212.562 | 212.562
None | Unit Pre-RUL Energy Savings of Measure | Unconverted D ¦ Home Energy Assessment | TRC | 2283 | 2283 | 2283
None | Unit Pre-RUL Energy Savings of Measure | Under-Counter Dishwasher - HighTemp ¦ Business Energy Rebates | TRC | 3170.6766 | 3170.6766 | 3170.6766
None | Unit Pre-RUL Energy Savings of Measure | Under-Counter Dishwasher - Low Temp ¦ Business Energy Rebates | TRC | 2539.5124 | 2539.5124 | 2539.5124
None | Unit Pre-RUL Energy Savings of Measure | Variable Speed Kitchen Exhaust Fan ¦ Business Energy Rebates | TRC | 22088.2 | 22088.2 | 22088.2
None | Unit Pre-RUL Energy Savings of Measure | Variable Speed Kitchen Exhaust Fan ¦ Small Business Energy Solutions | TRC | 22088.2 | 22088.2 | 22088.2
None | Unit Pre-RUL Energy Savings of Measure | Ventilation Fan (Agriculture) ¦ Business Energy Rebates | TRC | 254 | 254 | 254
None | Unit Pre-RUL Energy Savings of Measure | VFD - 10 hp - Institutional - Make-up Air Fan ¦ Business Energy Rebates | TRC | 39329.48 | 39329.48 | 39329.48
None | Unit Pre-RUL Energy Savings of Measure | VFD - 10 hp - Retail - Supply Fan ¦ Business Energy Rebates | TRC | 13248.555 | 13248.555 | 13248.555
None | Unit Pre-RUL Energy Savings of Measure | VFD - 20 hp - Institutional - Chilled Water Pump ¦ Business Energy Rebates | TRC | 53813.747 | 53813.747 | 53813.747
None | Unit Pre-RUL Energy Savings of Measure | VFD - 20 hp - Retail - Exhaust Fan ¦ Business Energy Rebates | TRC | 68558.758 | 68558.758 | 68558.758
None | Unit Pre-RUL Energy Savings of Measure | VFD - 30 hp - Institutional - Make-up Air Fan ¦ Business Energy Rebates | TRC | 98211.559 | 98211.559 | 98211.559
None | Unit Pre-RUL Energy Savings of Measure | VFD - 30 hp - Retail - Supply Fan ¦ Business Energy Rebates | TRC | 37491.821 | 37491.821 | 37491.821
None | Unit Pre-RUL Energy Savings of Measure | VFD - 40 hp - Warehousing - Exhaust Fan ¦ Business Energy Rebates | TRC | 144383.86 | 144383.86 | 144383.86
None | Unit Pre-RUL Energy Savings of Measure | VFD - 5 hp - Institutional - Chilled Water Pump ¦ Business Energy Rebates | TRC | 3630 | 3630 | 3630
None | Unit Pre-RUL Energy Savings of Measure | VFD - 5 hp - Retail - Exhaust Fan ¦ Business Energy Rebates | TRC | 17872.832 | 17872.832 | 17872.832
None | Unit Pre-RUL Energy Savings of Measure | VFD Milk Transfer Pump ¦ Business Energy Rebates | TRC | 2546 | 2546 | 2546
None | Unit Pre-RUL Energy Savings of Measure | VFD Milk Transfer Pump ¦ Small Business Energy Solutions | TRC | 2546 | 2546 | 2546
None | Unit Pre-RUL Energy Savings of Measure | VFD Milk Vacuum Pump ¦ Business Energy Rebates | TRC | 8927.41 | 8927.41 | 8927.41
None | Unit Pre-RUL Energy Savings of Measure | VFD Milk Vacuum Pump ¦ Small Business Energy Solutions | TRC | 8927.41 | 8927.41 | 8927.41
None | Unit Pre-RUL Energy Savings of Measure | Wall Mounted Area Luminaire (1000 lumen) ¦ Business Energy Rebates | TRC | 153.3 | 153.3 | 153.3
None | Unit Pre-RUL Energy Savings of Measure | Wall Mounted Area Luminaire (1000 lumen) ¦ Small Business Energy Solutions | TRC | 153.3 | 153.3 | 153.3
None | Unit Pre-RUL Energy Savings of Measure | Wall Mounted Area Luminaire (10000 lumen) ¦ Business Energy Rebates | TRC | 757.74 | 757.74 | 757.74
None | Unit Pre-RUL Energy Savings of Measure | Wall Mounted Area Luminaire (10000 lumen) ¦ Small Business Energy Solutions | TRC | 757.74 | 757.74 | 757.74
None | Unit Pre-RUL Energy Savings of Measure | Wall Wash Luminaire (1000 lumen) ¦ Business Energy Rebates | TRC | 145.4418 | 145.4418 | 145.4418
None | Unit Pre-RUL Energy Savings of Measure | Wall wash luminaire (1500 lumen) ¦ Business Energy Rebates | TRC | 269.4951 | 269.4951 | 269.4951
None | Unit Pre-RUL Energy Savings of Measure | Whole Home - tier 0 (22% better than code on average) ¦ New Home Construction | TRC | 4411.8387 | 4411.8387 | 4411.8387
None | Unit Pre-RUL Energy Savings of Measure | Whole home - tier 1 (45% better than code target) ¦ New Home Construction | TRC | 5930.9773 | 5930.9773 | 5930.9773
None | Unit Pre-RUL Energy Savings of Measure | Whole home - tier 2 (60% better than code target) ¦ New Home Construction | TRC | 8791.5364 | 8791.5364 | 8791.5364
None | Unit Pre-RUL Energy Savings of Measure | Whole home - tier 3 (70% better than code target) ¦ New Home Construction | TRC | 11118.1928 | 11118.1928 | 11118.1928
None | Unit Pre-RUL Energy Savings of Measure | Whole Home ¦ Home Energy Assessment | TRC | 8335.9798 | 8335.9798 | 8335.9798
None | Unit Pre-RUL Energy Savings of Measure | Whole Home First Nations Retrofit ¦ First Nations Home Retrofits | TRC | 7312 | 7312 | 7312
None | Unit Pre-RUL Energy Savings of Measure | Wood Boiler/Furnace ¦ Green Heat | TRC | 13804 | 13804 | 13804
None | Unit Pre-RUL Energy Savings of Measure | Wood Stove ¦ Green Heat | TRC | 8878.8103 | 8878.8103 | 8878.8103
None | Unit Pre-RUL Energy Savings of Measure | Zero-Energy Doors for Reach-In Coolers ¦ Small Business Energy Solutions | TRC | 1400.0232 | 1400.0232 | 1400.0232
None | Unit Pre-RUL Demand Savings of Measure | 1/2 Size Hot Food Holding Cabinet ¦ Business Energy Rebates | TRC | 0.215 | 0.215 | 0.215
None | Unit Pre-RUL Demand Savings of Measure | 11W Replacing 60W - MURB ¦ Efficient Products Installation | TRC | 0.0048154 | 0.0048154 | 0.0048154
None | Unit Pre-RUL Demand Savings of Measure | 11W Replacing 60W ¦ Efficient Products Installation | TRC | 0.0048154 | 0.0048154 | 0.0048154
None | Unit Pre-RUL Demand Savings of Measure | 18W Replacing 100W - MURB ¦ Efficient Products Installation | TRC | 0.0080585 | 0.0080585 | 0.0080585
None | Unit Pre-RUL Demand Savings of Measure | 18W Replacing 100W ¦ Efficient Products Installation | TRC | 0.0080585 | 0.0080585 | 0.0080585
None | Unit Pre-RUL Demand Savings of Measure | 18W Replacing 75W - MURB ¦ Efficient Products Installation | TRC | 0.0056016 | 0.0056016 | 0.0056016
None | Unit Pre-RUL Demand Savings of Measure | 18W Replacing 75W ¦ Efficient Products Installation | TRC | 0.0056016 | 0.0056016 | 0.0056016
None | Unit Pre-RUL Demand Savings of Measure | 5W Chandelier E12 - MURB ¦ Efficient Products Installation | TRC | 0.0033213 | 0.0033213 | 0.0033213
None | Unit Pre-RUL Demand Savings of Measure | 5W Chandelier E12 ¦ Efficient Products Installation | TRC | 0.0033213 | 0.0033213 | 0.0033213
None | Unit Pre-RUL Demand Savings of Measure | 7W G25 - MURB ¦ Efficient Products Installation | TRC | 0.0031315 | 0.0031315 | 0.0031315
None | Unit Pre-RUL Demand Savings of Measure | 7W G25 ¦ Efficient Products Installation | TRC | 0.0031315 | 0.0031315 | 0.0031315
None | Unit Pre-RUL Demand Savings of Measure | 7W GU10 Replacing 35W - MURB ¦ Efficient Products Installation | TRC | 0.0026571 | 0.0026571 | 0.0026571
None | Unit Pre-RUL Demand Savings of Measure | 7W GU10 Replacing 35W ¦ Efficient Products Installation | TRC | 0.0026571 | 0.0026571 | 0.0026571
None | Unit Pre-RUL Demand Savings of Measure | 7W GU10 Replacing 50W - MURB ¦ Efficient Products Installation | TRC | 0.0040805 | 0.0040805 | 0.0040805
None | Unit Pre-RUL Demand Savings of Measure | 7W GU10 Replacing 50W ¦ Efficient Products Installation | TRC | 0.0040805 | 0.0040805 | 0.0040805
None | Unit Pre-RUL Demand Savings of Measure | 9.5W Replacing 100W - MURB ¦ Efficient Products Installation | TRC | 0.0088938 | 0.0088938 | 0.0088938
None | Unit Pre-RUL Demand Savings of Measure | 9.5W Replacing 100W ¦ Efficient Products Installation | TRC | 0.0088938 | 0.0088938 | 0.0088938
None | Unit Pre-RUL Demand Savings of Measure | 9.5W Replacing 40W - MURB ¦ Efficient Products Installation | TRC | 0.0029974 | 0.0029974 | 0.0029974
None | Unit Pre-RUL Demand Savings of Measure | 9.5W Replacing 40W ¦ Efficient Products Installation | TRC | 0.0029974 | 0.0029974 | 0.0029974
None | Unit Pre-RUL Demand Savings of Measure | 9.5W Replacing 60W - MURB ¦ Efficient Products Installation | TRC | 0.0049628 | 0.0049628 | 0.0049628
None | Unit Pre-RUL Demand Savings of Measure | 9.5W Replacing 60W ¦ Efficient Products Installation | TRC | 0.0049628 | 0.0049628 | 0.0049628
None | Unit Pre-RUL Demand Savings of Measure | 9W Replacing 100W - MURB ¦ Efficient Products Installation | TRC | 0.0089429 | 0.0089429 | 0.0089429
None | Unit Pre-RUL Demand Savings of Measure | 9W Replacing 100W ¦ Efficient Products Installation | TRC | 0.0089429 | 0.0089429 | 0.0089429
None | Unit Pre-RUL Demand Savings of Measure | 9W Replacing 40W - MURB ¦ Efficient Products Installation | TRC | 0.0030465 | 0.0030465 | 0.0030465
None | Unit Pre-RUL Demand Savings of Measure | 9W Replacing 40W ¦ Efficient Products Installation | TRC | 0.0030465 | 0.0030465 | 0.0030465
None | Unit Pre-RUL Demand Savings of Measure | 9W Replacing 60W - MURB ¦ Efficient Products Installation | TRC | 0.005012 | 0.005012 | 0.005012
None | Unit Pre-RUL Demand Savings of Measure | 9W Replacing 60W ¦ Efficient Products Installation | TRC | 0.005012 | 0.005012 | 0.005012
None | Unit Pre-RUL Demand Savings of Measure | Advanced Lighting Design (Performance Lighting) ¦ Business Energy Rebates | TRC | 0.11794 | 0.11794 | 0.11794
None | Unit Pre-RUL Demand Savings of Measure | Air-Entraining Air Nozzle ¦ Business Energy Rebates | TRC | 0.13 | 0.13 | 0.13
None | Unit Pre-RUL Demand Savings of Measure | Air Conditioner retirement ¦ Appliance Retirement | TRC | 0 | 0 | 0
None | Unit Pre-RUL Demand Savings of Measure | ASHP and AWHP - Electrical ¦ Green Heat | TRC | 3.3038 | 3.3038 | 3.3038
None | Unit Pre-RUL Demand Savings of Measure | Case Lighting for Sign Retrofits ¦ Business Energy Rebates | TRC | 0.43375 | 0.43375 | 0.43375
None | Unit Pre-RUL Demand Savings of Measure | CEE Tier 2 Commercial Washing Machine ¦ Business Energy Rebates | TRC | 0.7 | 0.7 | 0.7
None | Unit Pre-RUL Demand Savings of Measure | CEE Tier 3 Commercial Washing Machine ¦ Business Energy Rebates | TRC | 0.81 | 0.81 | 0.81
None | Unit Pre-RUL Demand Savings of Measure | Circulation Fan (Agriculture) ¦ Business Energy Rebates | TRC | 0 | 0 | 0
None | Unit Pre-RUL Demand Savings of Measure | Clothes-line ¦ Instant Savings | TRC | 0 | 0 | 0
None | Unit Pre-RUL Demand Savings of Measure | Clothes Dryer replacement ¦ Appliance Retirement | TRC | 0.037398 | 0.037398 | 0.037398
None | Unit Pre-RUL Demand Savings of Measure | Clothes Dryers ¦ First Nations Home Retrofits | TRC | 0.02553 | 0.02553 | 0.02553
None | Unit Pre-RUL Demand Savings of Measure | Clothes Washer replacement ¦ Appliance Retirement | TRC | 0.02622 | 0.02622 | 0.02622
None | Unit Pre-RUL Demand Savings of Measure | Clothes Washers ¦ First Nations Home Retrofits | TRC | 0.017388 | 0.017388 | 0.017388
None | Unit Pre-RUL Demand Savings of Measure | Cold Climate Air-Source Heat Pump (24kBTU/hr) ¦ Business Energy Rebates | TRC | 2.931 | 2.931 | 2.931
None | Unit Pre-RUL Demand Savings of Measure | Cold Climate Air-Source Heat Pump (24kBTU/hr) ¦ Small Business Energy Solutions | TRC | 2.931 | 2.931 | 2.931
None | Unit Pre-RUL Demand Savings of Measure | Cold Climate Air-Source Heat Pump (48kBTU/hr) ¦ Business Energy Rebates | TRC | 5.862 | 5.862 | 5.862
None | Unit Pre-RUL Demand Savings of Measure | Custom Energy Efficiency ¦ Affordable MultiFamily Renter | TRC | 166.7633 | 166.7633 | 166.7633
None | Unit Pre-RUL Demand Savings of Measure | Custom Energy Efficiency ¦ Custom Retrofit | TRC | 277.0251 | 277.0251 | 277.0251
None | Unit Pre-RUL Demand Savings of Measure | Cycling Refrigerated Air Dryer - 50 CFM ¦ Business Energy Rebates | TRC | 0.11 | 0.11 | 0.11
None | Unit Pre-RUL Demand Savings of Measure | Dairy Scroll Compressor ¦ Business Energy Rebates | TRC | 6.8 | 6.8 | 6.8
None | Unit Pre-RUL Demand Savings of Measure | Daylighting Controls - Ceiling Mounted ¦ Business Energy Rebates | TRC | 0 | 0 | 0
None | Unit Pre-RUL Demand Savings of Measure | Daylighting Controls - Switch-Mounted ¦ Business Energy Rebates | TRC | 0 | 0 | 0
None | Unit Pre-RUL Demand Savings of Measure | Decorative Lamp ¦ Small Business Energy Solutions | TRC | 0.026 | 0.026 | 0.026
None | Unit Pre-RUL Demand Savings of Measure | Dehumidifier ¦ Instant Savings | TRC | 0.027235 | 0.027235 | 0.027235
None | Unit Pre-RUL Demand Savings of Measure | Dehumidifier replacement (Low income only) ¦ Appliance Retirement | TRC | 0.2211 | 0.2211 | 0.2211
None | Unit Pre-RUL Demand Savings of Measure | Dehumidifier replacement (Low income only) ¦ First Nations Home Retrofits | TRC | 0.2211 | 0.2211 | 0.2211
None | Unit Pre-RUL Demand Savings of Measure | Dimmer Switch ¦ Instant Savings | TRC | 0.0021314 | 0.0021314 | 0.0021314
None | Unit Pre-RUL Demand Savings of Measure | Dishwasher replacement ¦ Appliance Retirement | TRC | 0.035397 | 0.035397 | 0.035397
None | Unit Pre-RUL Demand Savings of Measure | Door Heater Controls ¦ Business Energy Rebates | TRC | 0.933 | 0.933 | 0.933
None | Unit Pre-RUL Demand Savings of Measure | Double Heat Pad (Agriculture) ¦ Business Energy Rebates | TRC | 0.18 | 0.18 | 0.18
None | Unit Pre-RUL Demand Savings of Measure | Downlight Luminaire (1200 lumen) ¦ Small Business Energy Solutions | TRC | 0.02838 | 0.02838 | 0.02838
None | Unit Pre-RUL Demand Savings of Measure | Downlight Luminaire (3000 lumen) ¦ Small Business Energy Solutions | TRC | 0.04945 | 0.04945 | 0.04945
None | Unit Pre-RUL Demand Savings of Measure | Downlight Luminaire (800 lumen) ¦ Small Business Energy Solutions | TRC | 0.04816 | 0.04816 | 0.04816
None | Unit Pre-RUL Demand Savings of Measure | Drain Water Heat Recovery ¦ First Nations Home Retrofits | TRC | 0.13041 | 0.13041 | 0.13041
None | Unit Pre-RUL Demand Savings of Measure | Drain Water Heat Recovery ¦ Green Heat | TRC | 0.13041 | 0.13041 | 0.13041
None | Unit Pre-RUL Demand Savings of Measure | Drain Water Heat Recovery ¦ Home Energy Assessment | TRC | 0.13041 | 0.13041 | 0.13041
None | Unit Pre-RUL Demand Savings of Measure | Dual Enthalpy Economizer Controls ¦ Business Energy Rebates | TRC | 0.58 | 0.58 | 0.58
None | Unit Pre-RUL Demand Savings of Measure | EC Motor for Refrigeration Applications ¦ Business Energy Rebates1 | TRC | 0.039 | 0.039 | 0.039
None | Unit Pre-RUL Demand Savings of Measure | EC Motor for Refrigeration Applications ¦ Business Energy Rebates2 | TRC | 0.1196 | 0.1196 | 0.1196
None | Unit Pre-RUL Demand Savings of Measure | ECM Circulator Pump ¦ Instant Savings | TRC | 0.0298 | 0.0298 | 0.0298
None | Unit Pre-RUL Demand Savings of Measure | Efficient clothes washer ¦ Instant Savings | TRC | 0.025944 | 0.025944 | 0.025944
None | Unit Pre-RUL Demand Savings of Measure | Efficient refrigerator ¦ Instant Savings | TRC | 0.0074382 | 0.0074382 | 0.0074382
None | Unit Pre-RUL Demand Savings of Measure | Electric Combination Oven ¦ Business Energy Rebates | TRC | 0.989 | 0.989 | 0.989
None | Unit Pre-RUL Demand Savings of Measure | Electric Combination Oven with Gas ¦ Business Energy Rebates | TRC | 2.838 | 2.838 | 2.838
None | Unit Pre-RUL Demand Savings of Measure | Electric Convection Oven ¦ Business Energy Rebates | TRC | 0.301 | 0.301 | 0.301
None | Unit Pre-RUL Demand Savings of Measure | Electric Convection Oven with Gas ¦ Business Energy Rebates | TRC | 1.872 | 1.872 | 1.872
None | Unit Pre-RUL Demand Savings of Measure | Electric Fryer Replacement with Gas ¦ Business Energy Rebates | TRC | 2.1179 | 2.1179 | 2.1179
None | Unit Pre-RUL Demand Savings of Measure | Electric Griddle Replacement with Gas ¦ Business Energy Rebates | TRC | 2.455 | 2.455 | 2.455
None | Unit Pre-RUL Demand Savings of Measure | Electric Steam Cooker ¦ Business Energy Rebates | TRC | 1.547 | 1.547 | 1.547
None | Unit Pre-RUL Demand Savings of Measure | Electric Steam Cooker Replacement with Gas ¦ Business Energy Rebates | TRC | 2.732 | 2.732 | 2.732
None | Unit Pre-RUL Demand Savings of Measure | Electric to Natural Gas - Water Heater ¦ Business Energy Rebates | TRC | 1.68 | 1.68 | 1.68
None | Unit Pre-RUL Demand Savings of Measure | Energy Management Information Systems ¦ EMIS | TRC | 168.5 | 168.5 | 168.5
None | Unit Pre-RUL Demand Savings of Measure | Energy Star Dryer ¦ Instant Savings | TRC | 0.04 | 0.04 | 0.04
None | Unit Pre-RUL Demand Savings of Measure | ENERGY STAR Pool Pump ¦ Business Energy Rebates | TRC | 0 | 0 | 0
None | Unit Pre-RUL Demand Savings of Measure | ENERGY STAR Uninteruptible Power Supplies (UPS) ¦ Business Energy Rebates | TRC | 0 | 0 | 0
None | Unit Pre-RUL Demand Savings of Measure | ENERGY STAR Washing Machine ¦ Business Energy Rebates | TRC | 0.39 | 0.39 | 0.39
None | Unit Pre-RUL Demand Savings of Measure | Evaporator Fan Motor Controls ¦ Business Energy Rebates | TRC | 0.302 | 0.302 | 0.302
None | Unit Pre-RUL Demand Savings of Measure | Faucet Aerators - MURB ¦ Efficient Products Installation | TRC | 0.01539 | 0.015876 | 0.015876
None | Unit Pre-RUL Demand Savings of Measure | Faucet Aerators ¦ Efficient Products Installation | TRC | 0.015876 | 0.015876 | 0.015876
None | Unit Pre-RUL Demand Savings of Measure | Flood Luminaire (10000 lumen) ¦ Business Energy Rebates | TRC | 0.20409 | 0.20409 | 0.20409
None | Unit Pre-RUL Demand Savings of Measure | Flood Luminaire (10000 lumen) ¦ Small Business Energy Solutions | TRC | 0.20409 | 0.20409 | 0.20409
None | Unit Pre-RUL Demand Savings of Measure | Flood Luminaire (48000 lumen) ¦ Business Energy Rebates | TRC | 0.64364 | 0.64364 | 0.64364
None | Unit Pre-RUL Demand Savings of Measure | Flood Luminaire (48000 lumen) ¦ Small Business Energy Solutions | TRC | 0.64364 | 0.64364 | 0.64364
None | Unit Pre-RUL Demand Savings of Measure | Four Pin Replacement Lamps for CFLs ¦ Business Energy Rebates | TRC | 0.010759 | 0.010759 | 0.010759
None | Unit Pre-RUL Demand Savings of Measure | Four Pin Replacement Lamps for CFLs ¦ Small Business Energy Solutions | TRC | 0.010759 | 0.010759 | 0.010759
None | Unit Pre-RUL Demand Savings of Measure | Freezer replacement (Low income only) ¦ Appliance Retirement | TRC | 0.19306 | 0.19306 | 0.19306
None | Unit Pre-RUL Demand Savings of Measure | Freezer replacement (Low income only) ¦ First Nations Home Retrofits | TRC | 0.19306 | 0.19306 | 0.19306
None | Unit Pre-RUL Demand Savings of Measure | Freezer replacement ¦ Appliance Retirement | TRC | 0.19306 | 0.19306 | 0.19306
None | Unit Pre-RUL Demand Savings of Measure | Freezer retirement ¦ Appliance Retirement | TRC | 0.11909 | 0.11909 | 0.11909
None | Unit Pre-RUL Demand Savings of Measure | Fridge replacement ¦ Appliance Retirement | TRC | 0.09729 | 0.09729 | 0.09729
None | Unit Pre-RUL Demand Savings of Measure | Fuel Pump Canopy Luminaire (4000 lumen) ¦ Small Business Energy Solutions | TRC | 0.1304 | 0.1304 | 0.1304
None | Unit Pre-RUL Demand Savings of Measure | General Use Lamp (A,G Types) ¦ Small Business Energy Solutions | TRC | 0.01763 | 0.01763 | 0.01763
None | Unit Pre-RUL Demand Savings of Measure | Glass Door Freezer ¦ Small Business Energy Solutions | TRC | 0.343 | 0.343 | 0.343
None | Unit Pre-RUL Demand Savings of Measure | Glass Door Refrigerator ¦ Business Energy Rebates | TRC | 0.06 | 0.06 | 0.06
None | Unit Pre-RUL Demand Savings of Measure | Glass Door Refrigerator ¦ Small Business Energy Solutions | TRC | 0.06 | 0.06 | 0.06
None | Unit Pre-RUL Demand Savings of Measure | Ground Source Heat Pump (60kBTU/hr) ¦ Business Energy Rebates | TRC | 12.5059 | 12.5059 | 12.5059
None | Unit Pre-RUL Demand Savings of Measure | Ground Source Heat Pump (60kBTU/hr) ¦ Small Business Energy Solutions | TRC | 12.5059 | 12.5059 | 12.5059
None | Unit Pre-RUL Demand Savings of Measure | GSHP ¦ Green Heat | TRC | 12.3925 | 12.3925 | 12.3925
None | Unit Pre-RUL Demand Savings of Measure | Heat Pump Clothes Dryer ¦ Business Energy Rebates | TRC | 1.117 | 1.117 | 1.117
None | Unit Pre-RUL Demand Savings of Measure | Heat Pump Dryer (ventless) ¦ Instant Savings | TRC | 0.061548 | 0.061548 | 0.061548
None | Unit Pre-RUL Demand Savings of Measure | Heat Pump Water Heater ¦ Business Energy Rebates | TRC | 0.66 | 0.66 | 0.66
None | Unit Pre-RUL Demand Savings of Measure | Heat Pump Water Heater ¦ First Nations Home Retrofits | TRC | 0.3 | 0.3 | 0.3
None | Unit Pre-RUL Demand Savings of Measure | Heat Pump Water Heater ¦ Green Heat | TRC | 0.3 | 0.3 | 0.3
None | Unit Pre-RUL Demand Savings of Measure | Heat Pump Water Heater ¦ Home Energy Assessment | TRC | 0.3 | 0.3 | 0.3
None | Unit Pre-RUL Demand Savings of Measure | Heat Pump Water Heater ¦ Small Business Energy Solutions | TRC | 0.66 | 0.66 | 0.66
None | Unit Pre-RUL Demand Savings of Measure | Heat Reclaimer Unit (Agriculture) ¦ Business Energy Rebates | TRC | 3.29 | 3.29 | 3.29
None | Unit Pre-RUL Demand Savings of Measure | Heat Reclaimer Unit (Agriculture) ¦ Small Business Energy Solutions | TRC | 3.29 | 3.29 | 3.29
None | Unit Pre-RUL Demand Savings of Measure | Heavy duty timer ¦ Instant Savings | TRC | 0 | 0 | 0
None | Unit Pre-RUL Demand Savings of Measure | High Bay Luminaire (15 000 lumen) ¦ Business Energy Rebates | TRC | 0.075604 | 0.075604 | 0.075604
None | Unit Pre-RUL Demand Savings of Measure | High Bay Luminaire (15 000 lumen) ¦ Small Business Energy Solutions | TRC | 0.075604 | 0.075604 | 0.075604
None | Unit Pre-RUL Demand Savings of Measure | High Bay Luminaire (35 000 lumen) ¦ Small Business Energy Solutions | TRC | 0.17641 | 0.17641 | 0.17641
None | Unit Pre-RUL Demand Savings of Measure | High Efficiency Circulator Pump 1.5kW ¦ Business Energy Rebates | TRC | 0.532 | 0.532 | 0.532
None | Unit Pre-RUL Demand Savings of Measure | High Efficiency Circulator Pump 100W ¦ Business Energy Rebates | TRC | 0.0878 | 0.0878 | 0.0878
None | Unit Pre-RUL Demand Savings of Measure | High Efficiency Circulator Pump 300W ¦ Business Energy Rebates | TRC | 0.165 | 0.165 | 0.165
None | Unit Pre-RUL Demand Savings of Measure | High Volume Low Speed Fan (Agriculture) ¦ Business Energy Rebates | TRC | 3.877 | 3.877 | 3.877
None | Unit Pre-RUL Demand Savings of Measure | High Volume Low Speed Fan (Agriculture) ¦ Small Business Energy Solutions | TRC | 3.877 | 3.877 | 3.877
None | Unit Pre-RUL Demand Savings of Measure | Holiday Lights Exchange - MURB ¦ Efficient Products Installation | TRC | 0.053237 | 0.053237 | 0.053237
None | Unit Pre-RUL Demand Savings of Measure | Holiday Lights Exchange ¦ Efficient Products Installation | TRC | 0.053237 | 0.053237 | 0.053237
None | Unit Pre-RUL Demand Savings of Measure | Hot Water Tank Wrap - MURB ¦ Efficient Products Installation | TRC | 0.01665 | 0.01665 | 0.01665
None | Unit Pre-RUL Demand Savings of Measure | Hot Water Tank Wrap ¦ Efficient Products Installation | TRC | 0.022435 | 0.022435 | 0.022435
None | Unit Pre-RUL Demand Savings of Measure | HVAC Hotel Occupancy Sensor ¦ Business Energy Rebates | TRC | 0.09 | 0.09 | 0.09
None | Unit Pre-RUL Demand Savings of Measure | Hybrid Heat Pump Dryer ¦ Instant Savings | TRC | 0.030912 | 0.030912 | 0.030912
None | Unit Pre-RUL Demand Savings of Measure | Ice-Making Head ¦ Business Energy Rebates | TRC | 0.189 | 0.189 | 0.189
None | Unit Pre-RUL Demand Savings of Measure | Indoor motion sensor ¦ Instant Savings | TRC | 0 | 0 | 0
None | Unit Pre-RUL Demand Savings of Measure | Large Commercial/Industrial ETS System ¦ ETS Business Energy Rebates | TRC | 20 | 20 | 20
None | Unit Pre-RUL Demand Savings of Measure | LED - ENERGY STAR Fixture with Motion Sensor ¦ Instant Savings | TRC | 0.041755 | 0.041755 | 0.041755
None | Unit Pre-RUL Demand Savings of Measure | LED - ENERGY STAR Fixture without Motion Sensor ¦ Instant Savings | TRC | 0.010309 | 0.010309 | 0.010309
None | Unit Pre-RUL Demand Savings of Measure | LED - Other ¦ Instant Savings | TRC | 0.0056386 | 0.0056386 | 0.0056386
None | Unit Pre-RUL Demand Savings of Measure | LED - R, BR and Decorative ¦ Instant Savings | TRC | 0.0048545 | 0.0048545 | 0.0048545
None | Unit Pre-RUL Demand Savings of Measure | LED - Recessed downlight ¦ Instant Savings | TRC | 0.0054533 | 0.0054533 | 0.0054533
None | Unit Pre-RUL Demand Savings of Measure | LED Nightlights - MURB ¦ Efficient Products Installation | TRC | 0.0027443 | 0.0027443 | 0.0027443
None | Unit Pre-RUL Demand Savings of Measure | LED Nightlights ¦ Efficient Products Installation | TRC | 0.0027443 | 0.0027443 | 0.0027443
None | Unit Pre-RUL Demand Savings of Measure | LED Replacement Lamps for HID (10000 lumen) ¦ Business Energy Rebates | TRC | 0.033993 | 0.033993 | 0.033993
None | Unit Pre-RUL Demand Savings of Measure | LED Replacement Lamps for HID (10000 lumen) ¦ Small Business Energy Solutions | TRC | 0.033993 | 0.033993 | 0.033993
None | Unit Pre-RUL Demand Savings of Measure | LED Replacement Lamps for HID (4000 lumen) ¦ Business Energy Rebates | TRC | 0.013597 | 0.013597 | 0.013597
None | Unit Pre-RUL Demand Savings of Measure | LED Replacement Lamps for HID (4000 lumen) ¦ Small Business Energy Solutions | TRC | 0.013597 | 0.013597 | 0.013597
None | Unit Pre-RUL Demand Savings of Measure | LED Troffer (1x4) ¦ Business Energy Rebates | TRC | 0.020598 | 0.020598 | 0.020598
None | Unit Pre-RUL Demand Savings of Measure | LED Troffer (1x4) ¦ Small Business Energy Solutions | TRC | 0.020598 | 0.020598 | 0.020598
None | Unit Pre-RUL Demand Savings of Measure | LED Troffer (2x2) ¦ Business Energy Rebates | TRC | 0.016364 | 0.016364 | 0.016364
None | Unit Pre-RUL Demand Savings of Measure | LED Troffer (2x2) ¦ Small Business Energy Solutions | TRC | 0.016364 | 0.016364 | 0.016364
None | Unit Pre-RUL Demand Savings of Measure | LED Troffer (4x2) ¦ Business Energy Rebates | TRC | 0.027243 | 0.027243 | 0.027243
None | Unit Pre-RUL Demand Savings of Measure | LED Troffer (4x2) ¦ Small Business Energy Solutions | TRC | 0.027243 | 0.027243 | 0.027243
None | Unit Pre-RUL Demand Savings of Measure | LED Wall Sconce (1200 lumen) ¦ Small Business Energy Solutions | TRC | 0.02838 | 0.02838 | 0.02838
None | Unit Pre-RUL Demand Savings of Measure | Linear Ambient Luminaire (10000 lumen) ¦ Business Energy Rebates | TRC | 0.063142 | 0.063142 | 0.063142
None | Unit Pre-RUL Demand Savings of Measure | Linear Ambient Luminaire (10000 lumen) ¦ Small Business Energy Solutions | TRC | 0.063142 | 0.063142 | 0.063142
None | Unit Pre-RUL Demand Savings of Measure | Linear Ambient Luminaire (2000 lumen) ¦ Business Energy Rebates | TRC | 0.0066012 | 0.0066012 | 0.0066012
None | Unit Pre-RUL Demand Savings of Measure | Linear Ambient Luminaire (2000 lumen) ¦ Small Business Energy Solutions | TRC | 0.0066012 | 0.0066012 | 0.0066012
None | Unit Pre-RUL Demand Savings of Measure | Linear Ambient Luminaire (4000 lumen) ¦ Business Energy Rebates | TRC | 0.011997 | 0.011997 | 0.011997
None | Unit Pre-RUL Demand Savings of Measure | Linear Ambient Luminaire (4000 lumen) ¦ Small Business Energy Solutions | TRC | 0.011997 | 0.011997 | 0.011997
None | Unit Pre-RUL Demand Savings of Measure | Linear Ambient Luminaire (8000 lumen) ¦ Business Energy Rebates | TRC | 0.021583 | 0.021583 | 0.021583
None | Unit Pre-RUL Demand Savings of Measure | Linear Ambient Luminaire (8000 lumen) ¦ Small Business Energy Solutions | TRC | 0.021583 | 0.021583 | 0.021583
None | Unit Pre-RUL Demand Savings of Measure | Linear Replacement Lamp (2 foot) ¦ Business Energy Rebates | TRC | 0.0040985 | 0.0040985 | 0.0040985
None | Unit Pre-RUL Demand Savings of Measure | Linear Replacement Lamp (2 foot) ¦ Small Business Energy Solutions | TRC | 0.0040985 | 0.0040985 | 0.0040985
None | Unit Pre-RUL Demand Savings of Measure | Linear Replacement Lamp (4 foot) ¦ Business Energy Rebates | TRC | 0.0069162 | 0.0069162 | 0.0069162
None | Unit Pre-RUL Demand Savings of Measure | Linear Replacement Lamp (4 foot) ¦ Small Business Energy Solutions | TRC | 0.0069162 | 0.0069162 | 0.0069162
None | Unit Pre-RUL Demand Savings of Measure | Low-bay Luminaire (10,000 lumen) ¦ Business Energy Rebates | TRC | 0.063142 | 0.063142 | 0.063142
None | Unit Pre-RUL Demand Savings of Measure | Low-bay Luminaire (10,000 lumen) ¦ Small Business Energy Solutions | TRC | 0.063142 | 0.063142 | 0.063142
None | Unit Pre-RUL Demand Savings of Measure | Low-bay Luminaire (5000 lumen) ¦ Business Energy Rebates | TRC | 0.038804 | 0.038804 | 0.038804
None | Unit Pre-RUL Demand Savings of Measure | Low-flow showerhead - 0.5 gpm Reduction - MURB ¦ Efficient Products Installation | TRC | 0.033534 | 0.038232 | 0.038232
None | Unit Pre-RUL Demand Savings of Measure | Low-flow showerhead - 0.5 gpm Reduction ¦ Efficient Products Installation | TRC | 0.038232 | 0.038232 | 0.038232
None | Unit Pre-RUL Demand Savings of Measure | Low-flow showerhead - 1.0 gpm Reduction - MURB ¦ Efficient Products Installation | TRC | 0.066906 | 0.076464 | 0.076464
None | Unit Pre-RUL Demand Savings of Measure | Low-flow showerhead - 1.0 gpm Reduction ¦ Efficient Products Installation | TRC | 0.076464 | 0.076464 | 0.076464
None | Unit Pre-RUL Demand Savings of Measure | Low-flow showerhead -0.75 gpm Reduction - MURB ¦ Efficient Products Installation | TRC | 0.05022 | 0.057348 | 0.057348
None | Unit Pre-RUL Demand Savings of Measure | Low-flow showerhead -0.75 gpm Reduction ¦ Efficient Products Installation | TRC | 0.057348 | 0.057348 | 0.057348
None | Unit Pre-RUL Demand Savings of Measure | Low/Zero Energy Livestock Waterer ¦ Business Energy Rebates | TRC | 0.59 | 0.59 | 0.59
None | Unit Pre-RUL Demand Savings of Measure | Luminaire Level Lighting Control (LLLC) - High Impact Application ¦ Business Energy Rebates | TRC | 0.056949 | 0.056949 | 0.056949
None | Unit Pre-RUL Demand Savings of Measure | Luminaire Level Lighting Control (LLLC) - Low Impact Application ¦ Business Energy Rebates | TRC | 0.102 | 0.102 | 0.102
None | Unit Pre-RUL Demand Savings of Measure | Medium Commercial ETS System ¦ ETS Business Energy Rebates | TRC | 10 | 10 | 10
None | Unit Pre-RUL Demand Savings of Measure | Medium Commercial ETS System ¦ ETS Small Business Energy Solutions | TRC | 10 | 10 | 10
None | Unit Pre-RUL Demand Savings of Measure | Milk Pre-cooler ¦ Business Energy Rebates | TRC | 2.16 | 2.16 | 2.16
None | Unit Pre-RUL Demand Savings of Measure | Mini freezer retirement ¦ Appliance Retirement | TRC | 0.045126 | 0.045126 | 0.045126
None | Unit Pre-RUL Demand Savings of Measure | Mini fridge retirement ¦ Appliance Retirement | TRC | 0.028842 | 0.028842 | 0.028842
None | Unit Pre-RUL Demand Savings of Measure | Motion sensor with dimmer switch ¦ Instant Savings | TRC | 0 | 0 | 0
None | Unit Pre-RUL Demand Savings of Measure | MSHP - Fully Electrical ¦ Green Heat | TRC | 2.47 | 2.47 | 2.47
None | Unit Pre-RUL Demand Savings of Measure | MSHP - Mainly Electrical ¦ Green Heat | TRC | 2.76 | 2.76 | 2.76
None | Unit Pre-RUL Demand Savings of Measure | Multi-Tank Conveyor Dishwasher - High Temp ¦ Business Energy Rebates | TRC | 4.255 | 4.255 | 4.255
None | Unit Pre-RUL Demand Savings of Measure | Multi-Tank Conveyor Dishwasher - High Temp ¦ Small Business Energy Solutions | TRC | 4.255 | 4.255 | 4.255
None | Unit Pre-RUL Demand Savings of Measure | Multi-Tank Conveyor Dishwasher - Low Temp ¦ Business Energy Rebates | TRC | 2.92 | 2.92 | 2.92
None | Unit Pre-RUL Demand Savings of Measure | Multi-Tank Conveyor Dishwasher - Low Temp ¦ Small Business Energy Solutions | TRC | 2.92 | 2.92 | 2.92
None | Unit Pre-RUL Demand Savings of Measure | Natural Barn Ventiliation - Year-Round ¦ Business Energy Rebates | TRC | 0.644 | 0.644 | 0.644
None | Unit Pre-RUL Demand Savings of Measure | Networked/ Connected - Indoor LED Lamp ¦ Instant Savings | TRC | 0.0042959 | 0.0042959 | 0.0042959
None | Unit Pre-RUL Demand Savings of Measure | Networked/Connected - High Impact Application ¦ Business Energy Rebates | TRC | 0.066897 | 0.066897 | 0.066897
None | Unit Pre-RUL Demand Savings of Measure | Networked/Connected - Low Impact Application ¦ Business Energy Rebates | TRC | 0.11593 | 0.11593 | 0.11593
None | Unit Pre-RUL Demand Savings of Measure | No-Loss Drain ¦ Business Energy Rebates | TRC | 0.44 | 0.44 | 0.44
None | Unit Pre-RUL Demand Savings of Measure | Occupancy Sensor (Ceiling Mounted) ¦ Business Energy Rebates | TRC | 0.30426 | 0.30426 | 0.30426
None | Unit Pre-RUL Demand Savings of Measure | Occupancy Sensor (Ceiling Mounted) ¦ Small Business Energy Solutions | TRC | 0.30426 | 0.30426 | 0.30426
None | Unit Pre-RUL Demand Savings of Measure | Occupancy Sensor (Wall Mounted) ¦ Business Energy Rebates | TRC | 0.17949 | 0.17949 | 0.17949
None | Unit Pre-RUL Demand Savings of Measure | Occupancy Sensor (Wall Mounted) ¦ Small Business Energy Solutions | TRC | 0.17949 | 0.17949 | 0.17949
None | Unit Pre-RUL Demand Savings of Measure | Occupancy Sensor (Exterior) ¦ Business Energy Rebates | TRC | 0.044726 | 0.044726 | 0.044726
None | Unit Pre-RUL Demand Savings of Measure | Open to Closed Cooler Conversion ¦ Business Energy Rebates | TRC | 2.083 | 2.083 | 2.083
None | Unit Pre-RUL Demand Savings of Measure | Open to Closed Cooler Conversion ¦ Small Business Energy Solutions | TRC | 2.083 | 2.083 | 2.083
None | Unit Pre-RUL Demand Savings of Measure | Outdoor motion sensor ¦ Instant Savings | TRC | 0 | 0 | 0
None | Unit Pre-RUL Demand Savings of Measure | Outside Air Economizer ¦ Business Energy Rebates | TRC | 3.365 | 3.365 | 3.365
None | Unit Pre-RUL Demand Savings of Measure | Packaged Terminal Heat Pump (12kBTU/hr) ¦ Business Energy Rebates | TRC | 0 | 0 | 0
None | Unit Pre-RUL Demand Savings of Measure | Parking Garage Luminaire (4000 lumen) ¦ Small Business Energy Solutions | TRC | 0.025175 | 0.025175 | 0.025175
None | Unit Pre-RUL Demand Savings of Measure | Pellet Boiler/Furnace ¦ Green Heat | TRC | 7.75 | 7.75 | 7.75
None | Unit Pre-RUL Demand Savings of Measure | Pellet Stove ¦ Green Heat | TRC | 3.8451 | 3.8451 | 3.8451
None | Unit Pre-RUL Demand Savings of Measure | Pipe Insulation - MURB ¦ Efficient Products Installation | TRC | 0.001792 | 0.001792 | 0.001792
None | Unit Pre-RUL Demand Savings of Measure | Pipe Insulation ¦ Efficient Products Installation | TRC | 0.001792 | 0.001792 | 0.001792
None | Unit Pre-RUL Demand Savings of Measure | Pole/Arm-Mounted Area Luminaire (20000 lumen) ¦ Business Energy Rebates | TRC | 0.264 | 0.264 | 0.264
None | Unit Pre-RUL Demand Savings of Measure | Pole/Arm-Mounted Area Luminaire (20000 lumen) ¦ Small Business Energy Solutions | TRC | 0.264 | 0.264 | 0.264
None | Unit Pre-RUL Demand Savings of Measure | Pole/Arm-Mounted Area Luminaire (4000 lumen) ¦ Small Business Energy Solutions | TRC | 0.039 | 0.039 | 0.039
None | Unit Pre-RUL Demand Savings of Measure | Pole/Arm-Mounted Area Luminaire (60000 lumen) ¦ Business Energy Rebates | TRC | 0.888 | 0.888 | 0.888
None | Unit Pre-RUL Demand Savings of Measure | Pole/Arm-Mounted Decorative Luminaire (1500 lumen) ¦ Small Business Energy Solutions | TRC | 0.1057 | 0.1057 | 0.1057
None | Unit Pre-RUL Demand Savings of Measure | Pole/Arm-Mounted Decorative Luminaire (5000 lumen) ¦ Business Energy Rebates | TRC | 0.1304 | 0.1304 | 0.1304
None | Unit Pre-RUL Demand Savings of Measure | Pole/Arm-Mounted Decorative Luminaire (5000 lumen) ¦ Small Business Energy Solutions | TRC | 0.1304 | 0.1304 | 0.1304
None | Unit Pre-RUL Demand Savings of Measure | Pot, Pan and Utensil Dishwasher - High Temp ¦ Business Energy Rebates | TRC | 0.514 | 0.514 | 0.514
None | Unit Pre-RUL Demand Savings of Measure | Power bar with timer ¦ Instant Savings | TRC | 0 | 0 | 0
None | Unit Pre-RUL Demand Savings of Measure | Premium High Bay Luminaire (15 000 lumen) ¦ Business Energy Rebates | TRC | 0.099231 | 0.099231 | 0.099231
None | Unit Pre-RUL Demand Savings of Measure | Premium High Bay Luminaire (15 000 lumen) ¦ Small Business Energy Solutions | TRC | 0.099231 | 0.099231 | 0.099231
None | Unit Pre-RUL Demand Savings of Measure | Premium High Bay Luminaire (35 000 lumen) ¦ Business Energy Rebates | TRC | 0.23154 | 0.23154 | 0.23154
None | Unit Pre-RUL Demand Savings of Measure | Premium High Bay Luminaire (35 000 lumen) ¦ Small Business Energy Solutions | TRC | 0.23154 | 0.23154 | 0.23154
None | Unit Pre-RUL Demand Savings of Measure | Premium High Bay Luminaire (60 000 lumen) ¦ Business Energy Rebates | TRC | 0.39692 | 0.39692 | 0.39692
None | Unit Pre-RUL Demand Savings of Measure | Programmable thermostat ¦ Instant Savings | TRC | -0.088179 | -0.088179 | -0.088179
None | Unit Pre-RUL Demand Savings of Measure | Programmable Thermostats ¦ First Nations Home Retrofits | TRC | -0.088179 | -0.088179 | -0.088179
None | Unit Pre-RUL Demand Savings of Measure | Range / Stove replacement ¦ Appliance Retirement | TRC | 0.02867 | 0.02867 | 0.02867
None | Unit Pre-RUL Demand Savings of Measure | Reflector Lamp (MR16) ¦ Small Business Energy Solutions | TRC | 0.02838 | 0.02838 | 0.02838
None | Unit Pre-RUL Demand Savings of Measure | Reflector Lamp (PAR38) ¦ Small Business Energy Solutions | TRC | 0.03569 | 0.03569 | 0.03569
None | Unit Pre-RUL Demand Savings of Measure | Refrigerated Case Luminaire ¦ Business Energy Rebates | TRC | 0.071982 | 0.071982 | 0.071982
None | Unit Pre-RUL Demand Savings of Measure | Refrigerated Case Luminaire ¦ Small Business Energy Solutions | TRC | 0.071982 | 0.071982 | 0.071982
None | Unit Pre-RUL Demand Savings of Measure | Refrigerator replacement (Low income only) ¦ Appliance Retirement | TRC | 0.09729 | 0.09729 | 0.09729
None | Unit Pre-RUL Demand Savings of Measure | Refrigerator replacement (Low income only) ¦ First Nations Home Retrofits | TRC | 0.09729 | 0.09729 | 0.09729
None | Unit Pre-RUL Demand Savings of Measure | Refrigerator retirement ¦ Appliance Retirement | TRC | 0.10364 | 0.10364 | 0.10364
None | Unit Pre-RUL Demand Savings of Measure | Remote Condensing Unit ¦ Business Energy Rebates | TRC | 0.494 | 0.494 | 0.494
None | Unit Pre-RUL Demand Savings of Measure | Residential DHW Timer ¦ ETS Green Heat | TRC | 0.5 | 0.5 | 0.5
None | Unit Pre-RUL Demand Savings of Measure | Residential ETS System (Central) ¦ ETS Green Heat | TRC | 5 | 5 | 5
None | Unit Pre-RUL Demand Savings of Measure | Residential ETS System (Central) ¦ ETS Home Energy Assessment | TRC | 5 | 5 | 5
None | Unit Pre-RUL Demand Savings of Measure | Residential ETS System (Room) ¦ ETS Green Heat | TRC | 2.5 | 2.5 | 2.5
None | Unit Pre-RUL Demand Savings of Measure | Residential ETS System (Room) ¦ ETS Home Energy Assessment | TRC | 2.5 | 2.5 | 2.5
None | Unit Pre-RUL Demand Savings of Measure | Room air purifier ¦ Instant Savings | TRC | 0.08208 | 0.08208 | 0.08208
None | Unit Pre-RUL Demand Savings of Measure | Server Virtualization and Decommissioning ¦ Business Energy Rebates | TRC | 0.965 | 0.965 | 0.965
None | Unit Pre-RUL Demand Savings of Measure | Single-Tank Door type Dishwasher - High Temp ¦ Business Energy Rebates | TRC | 1.842 | 1.842 | 1.842
None | Unit Pre-RUL Demand Savings of Measure | Single-Tank Door type Dishwasher - Low Temp ¦ Business Energy Rebates | TRC | 2.508 | 2.508 | 2.508
None | Unit Pre-RUL Demand Savings of Measure | Single -Tank Conveyor Dishwasher - High Temp ¦ Business Energy Rebates | TRC | 1.43 | 1.43 | 1.43
None | Unit Pre-RUL Demand Savings of Measure | Single -Tank Conveyor Dishwasher - Low Temp ¦ Business Energy Rebates | TRC | 2.115 | 2.115 | 2.115
None | Unit Pre-RUL Demand Savings of Measure | Single Heat Pad (Agriculture) ¦ Business Energy Rebates | TRC | 0.09 | 0.09 | 0.09
None | Unit Pre-RUL Demand Savings of Measure | Small Commercial ETS Sytem ¦ ETS Business Energy Rebates | TRC | 5 | 5 | 5
None | Unit Pre-RUL Demand Savings of Measure | Small Commercial ETS Sytem ¦ ETS Small Business Energy Solutions | TRC | 5 | 5 | 5
None | Unit Pre-RUL Demand Savings of Measure | Smart power bar ¦ Instant Savings | TRC | 0 | 0 | 0
None | Unit Pre-RUL Demand Savings of Measure | Smart Power Controllers - MURB ¦ Efficient Products Installation | TRC | 0 | 0 | 0
None | Unit Pre-RUL Demand Savings of Measure | Smart Power Controllers ¦ Efficient Products Installation | TRC | 0 | 0 | 0
None | Unit Pre-RUL Demand Savings of Measure | Solar air heating ¦ Green Heat | TRC | 0 | 0 | 0
None | Unit Pre-RUL Demand Savings of Measure | Solar Domestic Hot Water ¦ Green Heat | TRC | 0 | 0 | 0
None | Unit Pre-RUL Demand Savings of Measure | Solar Domestic Hot Water ¦ Home Energy Assessment | TRC | 0 | 0 | 0
None | Unit Pre-RUL Demand Savings of Measure | Solid Door Freezer ¦ Business Energy Rebates | TRC | 0.144 | 0.144 | 0.144
None | Unit Pre-RUL Demand Savings of Measure | Solid Door Freezer ¦ Small Business Energy Solutions | TRC | 0.144 | 0.144 | 0.144
None | Unit Pre-RUL Demand Savings of Measure | Solid Door Refrigerator ¦ Business Energy Rebates | TRC | 0.051 | 0.051 | 0.051
None | Unit Pre-RUL Demand Savings of Measure | Solid Door Refrigerator ¦ Small Business Energy Solutions | TRC | 0.051 | 0.051 | 0.051
None | Unit Pre-RUL Demand Savings of Measure | Standard Capacity Electric Fryer ¦ Business Energy Rebates | TRC | 0.485 | 0.485 | 0.485
None | Unit Pre-RUL Demand Savings of Measure | Standard Capacity Electric Fryer ¦ Small Business Energy Solutions | TRC | 0.485 | 0.485 | 0.485
None | Unit Pre-RUL Demand Savings of Measure | Strategic Energy Management ¦ SEM | TRC | 118.5544 | 118.5544 | 118.5544
None | Unit Pre-RUL Demand Savings of Measure | Strip-Curtains for Display Cases ¦ Business Energy Rebates | TRC | 0.2 | 0.2 | 0.2
None | Unit Pre-RUL Demand Savings of Measure | Strip-Curtains for Display Cases ¦ Small Business Energy Solutions | TRC | 0.2 | 0.2 | 0.2
None | Unit Pre-RUL Demand Savings of Measure | Track/Mono-point Direction Luminaire ¦ Business Energy Rebates | TRC | 0.0482 | 0.0482 | 0.0482
None | Unit Pre-RUL Demand Savings of Measure | Unconverted D ¦ Home Energy Assessment | TRC | 0.64609 | 0.64609 | 0.64609
None | Unit Pre-RUL Demand Savings of Measure | Under-Counter Dishwasher - HighTemp ¦ Business Energy Rebates | TRC | 0.492 | 0.492 | 0.492
None | Unit Pre-RUL Demand Savings of Measure | Under-Counter Dishwasher - Low Temp ¦ Business Energy Rebates | TRC | 0.394 | 0.394 | 0.394
None | Unit Pre-RUL Demand Savings of Measure | Variable Speed Kitchen Exhaust Fan ¦ Business Energy Rebates | TRC | 7.412 | 7.412 | 7.412
None | Unit Pre-RUL Demand Savings of Measure | Variable Speed Kitchen Exhaust Fan ¦ Small Business Energy Solutions | TRC | 7.412 | 7.412 | 7.412
None | Unit Pre-RUL Demand Savings of Measure | Ventilation Fan (Agriculture) ¦ Business Energy Rebates | TRC | 0.09 | 0.09 | 0.09
None | Unit Pre-RUL Demand Savings of Measure | VFD - 10 hp - Institutional - Make-up Air Fan ¦ Business Energy Rebates | TRC | 0.5376 | 0.5376 | 0.5376
None | Unit Pre-RUL Demand Savings of Measure | VFD - 10 hp - Retail - Supply Fan ¦ Business Energy Rebates | TRC | 0.5544 | 0.5544 | 0.5544
None | Unit Pre-RUL Demand Savings of Measure | VFD - 20 hp - Institutional - Chilled Water Pump ¦ Business Energy Rebates | TRC | 4.26 | 4.26 | 4.26
None | Unit Pre-RUL Demand Savings of Measure | VFD - 20 hp - Retail - Exhaust Fan ¦ Business Energy Rebates | TRC | 1.02 | 1.02 | 1.02
None | Unit Pre-RUL Demand Savings of Measure | VFD - 30 hp - Institutional - Make-up Air Fan ¦ Business Energy Rebates | TRC | 1.5 | 1.5 | 1.5
None | Unit Pre-RUL Demand Savings of Measure | VFD - 30 hp - Retail - Supply Fan ¦ Business Energy Rebates | TRC | 1.55 | 1.55 | 1.55
None | Unit Pre-RUL Demand Savings of Measure | VFD - 40 hp - Warehousing - Exhaust Fan ¦ Business Energy Rebates | TRC | 6.91 | 6.91 | 6.91
None | Unit Pre-RUL Demand Savings of Measure | VFD - 5 hp - Institutional - Chilled Water Pump ¦ Business Energy Rebates | TRC | 1.1088 | 1.1088 | 1.1088
None | Unit Pre-RUL Demand Savings of Measure | VFD - 5 hp - Retail - Exhaust Fan ¦ Business Energy Rebates | TRC | 0.26462 | 0.26462 | 0.26462
None | Unit Pre-RUL Demand Savings of Measure | VFD Milk Transfer Pump ¦ Business Energy Rebates | TRC | 0.73241 | 0.73241 | 0.73241
None | Unit Pre-RUL Demand Savings of Measure | VFD Milk Transfer Pump ¦ Small Business Energy Solutions | TRC | 0.73241 | 0.73241 | 0.73241
None | Unit Pre-RUL Demand Savings of Measure | VFD Milk Vacuum Pump ¦ Business Energy Rebates | TRC | 2.5 | 2.5 | 2.5
None | Unit Pre-RUL Demand Savings of Measure | VFD Milk Vacuum Pump ¦ Small Business Energy Solutions | TRC | 2.5 | 2.5 | 2.5
None | Unit Pre-RUL Demand Savings of Measure | Wall Mounted Area Luminaire (1000 lumen) ¦ Business Energy Rebates | TRC | 0.035 | 0.035 | 0.035
None | Unit Pre-RUL Demand Savings of Measure | Wall Mounted Area Luminaire (1000 lumen) ¦ Small Business Energy Solutions | TRC | 0.035 | 0.035 | 0.035
None | Unit Pre-RUL Demand Savings of Measure | Wall Mounted Area Luminaire (10000 lumen) ¦ Business Energy Rebates | TRC | 0.173 | 0.173 | 0.173
None | Unit Pre-RUL Demand Savings of Measure | Wall Mounted Area Luminaire (10000 lumen) ¦ Small Business Energy Solutions | TRC | 0.173 | 0.173 | 0.173
None | Unit Pre-RUL Demand Savings of Measure | Wall Wash Luminaire (1000 lumen) ¦ Business Energy Rebates | TRC | 0.02506 | 0.02506 | 0.02506
None | Unit Pre-RUL Demand Savings of Measure | Wall wash luminaire (1500 lumen) ¦ Business Energy Rebates | TRC | 0.046435 | 0.046435 | 0.046435
None | Unit Pre-RUL Demand Savings of Measure | Whole Home - tier 0 (22% better than code on average) ¦ New Home Construction | TRC | 1.2486 | 1.2486 | 1.2486
None | Unit Pre-RUL Demand Savings of Measure | Whole home - tier 1 (45% better than code target) ¦ New Home Construction | TRC | 1.6785 | 1.6785 | 1.6785
None | Unit Pre-RUL Demand Savings of Measure | Whole home - tier 2 (60% better than code target) ¦ New Home Construction | TRC | 2.488 | 2.488 | 2.488
None | Unit Pre-RUL Demand Savings of Measure | Whole home - tier 3 (70% better than code target) ¦ New Home Construction | TRC | 3.1464 | 3.1464 | 3.1464
None | Unit Pre-RUL Demand Savings of Measure | Whole Home ¦ Home Energy Assessment | TRC | 2.3591 | 2.3591 | 2.3591
None | Unit Pre-RUL Demand Savings of Measure | Whole Home First Nations Retrofit ¦ First Nations Home Retrofits | TRC | 2.0693 | 2.0693 | 2.0693
None | Unit Pre-RUL Demand Savings of Measure | Wood Boiler/Furnace ¦ Green Heat | TRC | 7.66 | 7.66 | 7.66
None | Unit Pre-RUL Demand Savings of Measure | Wood Stove ¦ Green Heat | TRC | 3.4751 | 3.4751 | 3.4751
None | Unit Pre-RUL Demand Savings of Measure | Zero-Energy Doors for Reach-In Coolers ¦ Small Business Energy Solutions | TRC | 0.16 | 0.16 | 0.16
None | Unit Post-RUL Energy Savings of Measure | 1/2 Size Hot Food Holding Cabinet ¦ Business Energy Rebates | TRC | 0 | 0 | 0
None | Unit Post-RUL Energy Savings of Measure | 11W Replacing 60W - MURB ¦ Efficient Products Installation | TRC | 9.725 | 8.9402 | 8.1554
None | Unit Post-RUL Energy Savings of Measure | 11W Replacing 60W ¦ Efficient Products Installation | TRC | 9.725 | 8.9402 | 8.1554
None | Unit Post-RUL Energy Savings of Measure | 18W Replacing 100W - MURB ¦ Efficient Products Installation | TRC | 17.7098 | 16.4473 | 15.1847
None | Unit Post-RUL Energy Savings of Measure | 18W Replacing 100W ¦ Efficient Products Installation | TRC | 17.7098 | 16.4473 | 15.1847
None | Unit Post-RUL Energy Savings of Measure | 18W Replacing 75W - MURB ¦ Efficient Products Installation | TRC | 8.599 | 7.6435 | 6.6881
None | Unit Post-RUL Energy Savings of Measure | 18W Replacing 75W ¦ Efficient Products Installation | TRC | 8.599 | 7.6435 | 6.6881
None | Unit Post-RUL Energy Savings of Measure | 5W Chandelier E12 - MURB ¦ Efficient Products Installation | TRC | 1.6221 | 1.6221 | 1.6221
None | Unit Post-RUL Energy Savings of Measure | 5W Chandelier E12 ¦ Efficient Products Installation | TRC | 1.6221 | 1.6221 | 1.6221
None | Unit Post-RUL Energy Savings of Measure | 7W G25 - MURB ¦ Efficient Products Installation | TRC | 0 | 0 | 0
None | Unit Post-RUL Energy Savings of Measure | 7W G25 ¦ Efficient Products Installation | TRC | 0 | 0 | 0
None | Unit Post-RUL Energy Savings of Measure | 7W GU10 Replacing 35W - MURB ¦ Efficient Products Installation | TRC | 0 | 0 | 0
None | Unit Post-RUL Energy Savings of Measure | 7W GU10 Replacing 35W ¦ Efficient Products Installation | TRC | 0 | 0 | 0
None | Unit Post-RUL Energy Savings of Measure | 7W GU10 Replacing 50W - MURB ¦ Efficient Products Installation | TRC | 2.4332 | 2.4332 | 2.4332
None | Unit Post-RUL Energy Savings of Measure | 7W GU10 Replacing 50W ¦ Efficient Products Installation | TRC | 2.4332 | 2.4332 | 2.4332
None | Unit Post-RUL Energy Savings of Measure | 9.5W Replacing 100W - MURB ¦ Efficient Products Installation | TRC | 24.6709 | 23.4083 | 22.1458
None | Unit Post-RUL Energy Savings of Measure | 9.5W Replacing 100W ¦ Efficient Products Installation | TRC | 24.6709 | 23.4083 | 22.1458
None | Unit Post-RUL Energy Savings of Measure | 9.5W Replacing 40W - MURB ¦ Efficient Products Installation | TRC | 3.7876 | 3.2076 | 2.6275
None | Unit Post-RUL Energy Savings of Measure | 9.5W Replacing 40W ¦ Efficient Products Installation | TRC | 3.7876 | 3.2076 | 2.6275
None | Unit Post-RUL Energy Savings of Measure | 9.5W Replacing 60W - MURB ¦ Efficient Products Installation | TRC | 10.9535 | 10.1686 | 9.3838
None | Unit Post-RUL Energy Savings of Measure | 9.5W Replacing 60W ¦ Efficient Products Installation | TRC | 10.9535 | 10.1686 | 9.3838
None | Unit Post-RUL Energy Savings of Measure | 9W Replacing 100W - MURB ¦ Efficient Products Installation | TRC | 25.0804 | 23.8178 | 22.5553
None | Unit Post-RUL Energy Savings of Measure | 9W Replacing 100W ¦ Efficient Products Installation | TRC | 25.0804 | 23.8178 | 22.5553
None | Unit Post-RUL Energy Savings of Measure | 9W Replacing 40W - MURB ¦ Efficient Products Installation | TRC | 4.1971 | 3.617 | 3.0369
None | Unit Post-RUL Energy Savings of Measure | 9W Replacing 40W ¦ Efficient Products Installation | TRC | 4.1971 | 3.617 | 3.0369
None | Unit Post-RUL Energy Savings of Measure | 9W Replacing 60W - MURB ¦ Efficient Products Installation | TRC | 11.3629 | 10.5781 | 9.7933
None | Unit Post-RUL Energy Savings of Measure | 9W Replacing 60W ¦ Efficient Products Installation | TRC | 11.3629 | 10.5781 | 9.7933
None | Unit Post-RUL Energy Savings of Measure | Advanced Lighting Design (Performance Lighting) ¦ Business Energy Rebates | TRC | 0 | 0 | 0
None | Unit Post-RUL Energy Savings of Measure | Air-Entraining Air Nozzle ¦ Business Energy Rebates | TRC | 0 | 0 | 0
None | Unit Post-RUL Energy Savings of Measure | Air Conditioner retirement ¦ Appliance Retirement | TRC | 215 | 215 | 215
None | Unit Post-RUL Energy Savings of Measure | ASHP and AWHP - Electrical ¦ Green Heat | TRC | 3704.6666 | 3704.6666 | 3704.6666
None | Unit Post-RUL Energy Savings of Measure | Case Lighting for Sign Retrofits ¦ Business Energy Rebates | TRC | 0 | 0 | 0
None | Unit Post-RUL Energy Savings of Measure | CEE Tier 2 Commercial Washing Machine ¦ Business Energy Rebates | TRC | 0 | 0 | 0
None | Unit Post-RUL Energy Savings of Measure | CEE Tier 3 Commercial Washing Machine ¦ Business Energy Rebates | TRC | 0 | 0 | 0
None | Unit Post-RUL Energy Savings of Measure | Circulation Fan (Agriculture) ¦ Business Energy Rebates | TRC | 0 | 0 | 0
None | Unit Post-RUL Energy Savings of Measure | Clothes-line ¦ Instant Savings | TRC | 0 | 0 | 0
None | Unit Post-RUL Energy Savings of Measure | Clothes Dryer replacement ¦ Appliance Retirement | TRC | 36 | 36 | 36
None | Unit Post-RUL Energy Savings of Measure | Clothes Dryers ¦ First Nations Home Retrofits | TRC | 185 | 185 | 185
None | Unit Post-RUL Energy Savings of Measure | Clothes Washer replacement ¦ Appliance Retirement | TRC | 188 | 188 | 188
None | Unit Post-RUL Energy Savings of Measure | Clothes Washers ¦ First Nations Home Retrofits | TRC | 126 | 126 | 126
None | Unit Post-RUL Energy Savings of Measure | Cold Climate Air-Source Heat Pump (24kBTU/hr) ¦ Business Energy Rebates | TRC | 0 | 0 | 0
None | Unit Post-RUL Energy Savings of Measure | Cold Climate Air-Source Heat Pump (24kBTU/hr) ¦ Small Business Energy Solutions | TRC | 0 | 0 | 0
None | Unit Post-RUL Energy Savings of Measure | Cold Climate Air-Source Heat Pump (48kBTU/hr) ¦ Business Energy Rebates | TRC | 0 | 0 | 0
None | Unit Post-RUL Energy Savings of Measure | Custom Energy Efficiency ¦ Affordable MultiFamily Renter | TRC | 0 | 0 | 0
None | Unit Post-RUL Energy Savings of Measure | Custom Energy Efficiency ¦ Custom Retrofit | TRC | 0 | 0 | 0
None | Unit Post-RUL Energy Savings of Measure | Cycling Refrigerated Air Dryer - 50 CFM ¦ Business Energy Rebates | TRC | 0 | 0 | 0
None | Unit Post-RUL Energy Savings of Measure | Dairy Scroll Compressor ¦ Business Energy Rebates | TRC | 0 | 0 | 0
None | Unit Post-RUL Energy Savings of Measure | Daylighting Controls - Ceiling Mounted ¦ Business Energy Rebates | TRC | 0 | 0 | 0
None | Unit Post-RUL Energy Savings of Measure | Daylighting Controls - Switch-Mounted ¦ Business Energy Rebates | TRC | 0 | 0 | 0
None | Unit Post-RUL Energy Savings of Measure | Decorative Lamp ¦ Small Business Energy Solutions | TRC | 9.555 | 9.555 | 9.555
None | Unit Post-RUL Energy Savings of Measure | Dehumidifier ¦ Instant Savings | TRC | 0 | 0 | 0
None | Unit Post-RUL Energy Savings of Measure | Dehumidifier replacement (Low income only) ¦ Appliance Retirement | TRC | 81 | 81 | 81
None | Unit Post-RUL Energy Savings of Measure | Dehumidifier replacement (Low income only) ¦ First Nations Home Retrofits | TRC | 81 | 81 | 81
None | Unit Post-RUL Energy Savings of Measure | Dimmer Switch ¦ Instant Savings | TRC | 0 | 0 | 0
None | Unit Post-RUL Energy Savings of Measure | Dishwasher replacement ¦ Appliance Retirement | TRC | 30 | 30 | 30
None | Unit Post-RUL Energy Savings of Measure | Door Heater Controls ¦ Business Energy Rebates | TRC | 0 | 0 | 0
None | Unit Post-RUL Energy Savings of Measure | Double Heat Pad (Agriculture) ¦ Business Energy Rebates | TRC | 0 | 0 | 0
None | Unit Post-RUL Energy Savings of Measure | Downlight Luminaire (1200 lumen) ¦ Small Business Energy Solutions | TRC | 253.575 | 253.575 | 253.575
None | Unit Post-RUL Energy Savings of Measure | Downlight Luminaire (3000 lumen) ¦ Small Business Energy Solutions | TRC | 633.9375 | 633.9375 | 633.9375
None | Unit Post-RUL Energy Savings of Measure | Downlight Luminaire (800 lumen) ¦ Small Business Energy Solutions | TRC | 145.53 | 145.53 | 145.53
None | Unit Post-RUL Energy Savings of Measure | Drain Water Heat Recovery ¦ First Nations Home Retrofits | TRC | 805 | 805 | 805
None | Unit Post-RUL Energy Savings of Measure | Drain Water Heat Recovery ¦ Green Heat | TRC | 0 | 0 | 0
None | Unit Post-RUL Energy Savings of Measure | Drain Water Heat Recovery ¦ Home Energy Assessment | TRC | 805 | 805 | 805
None | Unit Post-RUL Energy Savings of Measure | Dual Enthalpy Economizer Controls ¦ Business Energy Rebates | TRC | 2577 | 2577 | 2577
None | Unit Post-RUL Energy Savings of Measure | EC Motor for Refrigeration Applications ¦ Business Energy Rebates1 | TRC | 341.64 | 341.64 | 341.64
None | Unit Post-RUL Energy Savings of Measure | EC Motor for Refrigeration Applications ¦ Business Energy Rebates2 | TRC | 1047.696 | 1047.696 | 1047.696
None | Unit Post-RUL Energy Savings of Measure | ECM Circulator Pump ¦ Instant Savings | TRC | 0 | 0 | 0
None | Unit Post-RUL Energy Savings of Measure | Efficient clothes washer ¦ Instant Savings | TRC | 0 | 0 | 0
None | Unit Post-RUL Energy Savings of Measure | Efficient refrigerator ¦ Instant Savings | TRC | 0 | 0 | 0
None | Unit Post-RUL Energy Savings of Measure | Electric Combination Oven ¦ Business Energy Rebates | TRC | 0 | 0 | 0
None | Unit Post-RUL Energy Savings of Measure | Electric Combination Oven with Gas ¦ Business Energy Rebates | TRC | 18282 | 18282 | 18282
None | Unit Post-RUL Energy Savings of Measure | Electric Convection Oven ¦ Business Energy Rebates | TRC | 0 | 0 | 0
None | Unit Post-RUL Energy Savings of Measure | Electric Convection Oven with Gas ¦ Business Energy Rebates | TRC | 12059 | 12059 | 12059
None | Unit Post-RUL Energy Savings of Measure | Electric Fryer Replacement with Gas ¦ Business Energy Rebates | TRC | 18189 | 18189 | 18189
None | Unit Post-RUL Energy Savings of Measure | Electric Griddle Replacement with Gas ¦ Business Energy Rebates | TRC | 15815 | 15815 | 15815
None | Unit Post-RUL Energy Savings of Measure | Electric Steam Cooker ¦ Business Energy Rebates | TRC | 0 | 0 | 0
None | Unit Post-RUL Energy Savings of Measure | Electric Steam Cooker Replacement with Gas ¦ Business Energy Rebates | TRC | 17599 | 17599 | 17599
None | Unit Post-RUL Energy Savings of Measure | Electric to Natural Gas - Water Heater ¦ Business Energy Rebates | TRC | 0 | 0 | 0
None | Unit Post-RUL Energy Savings of Measure | Energy Management Information Systems ¦ EMIS | TRC | 0 | 0 | 0
None | Unit Post-RUL Energy Savings of Measure | Energy Star Dryer ¦ Instant Savings | TRC | 0 | 0 | 0
None | Unit Post-RUL Energy Savings of Measure | ENERGY STAR Pool Pump ¦ Business Energy Rebates | TRC | 3847 | 3847 | 3847
None | Unit Post-RUL Energy Savings of Measure | ENERGY STAR Uninteruptible Power Supplies (UPS) ¦ Business Energy Rebates | TRC | 0 | 0 | 0
None | Unit Post-RUL Energy Savings of Measure | ENERGY STAR Washing Machine ¦ Business Energy Rebates | TRC | 0 | 0 | 0
None | Unit Post-RUL Energy Savings of Measure | Evaporator Fan Motor Controls ¦ Business Energy Rebates | TRC | 0 | 0 | 0
None | Unit Post-RUL Energy Savings of Measure | Faucet Aerators - MURB ¦ Efficient Products Installation | TRC | 0 | 0 | 0
None | Unit Post-RUL Energy Savings of Measure | Faucet Aerators ¦ Efficient Products Installation | TRC | 0 | 0 | 0
None | Unit Post-RUL Energy Savings of Measure | Flood Luminaire (10000 lumen) ¦ Business Energy Rebates | TRC | 0 | 0 | 0
None | Unit Post-RUL Energy Savings of Measure | Flood Luminaire (10000 lumen) ¦ Small Business Energy Solutions | TRC | 0 | 0 | 0
None | Unit Post-RUL Energy Savings of Measure | Flood Luminaire (48000 lumen) ¦ Business Energy Rebates | TRC | 0 | 0 | 0
None | Unit Post-RUL Energy Savings of Measure | Flood Luminaire (48000 lumen) ¦ Small Business Energy Solutions | TRC | 0 | 0 | 0
None | Unit Post-RUL Energy Savings of Measure | Four Pin Replacement Lamps for CFLs ¦ Business Energy Rebates | TRC | 0 | 0 | 0
None | Unit Post-RUL Energy Savings of Measure | Four Pin Replacement Lamps for CFLs ¦ Small Business Energy Solutions | TRC | 0 | 0 | 0
None | Unit Post-RUL Energy Savings of Measure | Freezer replacement (Low income only) ¦ Appliance Retirement | TRC | 46 | 46 | 46
None | Unit Post-RUL Energy Savings of Measure | Freezer replacement (Low income only) ¦ First Nations Home Retrofits | TRC | 46 | 46 | 46
None | Unit Post-RUL Energy Savings of Measure | Freezer replacement ¦ Appliance Retirement | TRC | 46 | 46 | 46
None | Unit Post-RUL Energy Savings of Measure | Freezer retirement ¦ Appliance Retirement | TRC | 863 | 863 | 863
None | Unit Post-RUL Energy Savings of Measure | Fridge replacement ¦ Appliance Retirement | TRC | 49 | 49 | 49
None | Unit Post-RUL Energy Savings of Measure | Fuel Pump Canopy Luminaire (4000 lumen) ¦ Small Business Energy Solutions | TRC | 0 | 0 | 0
None | Unit Post-RUL Energy Savings of Measure | General Use Lamp (A,G Types) ¦ Small Business Energy Solutions | TRC | 34.3 | 34.3 | 34.3
None | Unit Post-RUL Energy Savings of Measure | Glass Door Freezer ¦ Small Business Energy Solutions | TRC | 0 | 0 | 0
None | Unit Post-RUL Energy Savings of Measure | Glass Door Refrigerator ¦ Business Energy Rebates | TRC | 0 | 0 | 0
None | Unit Post-RUL Energy Savings of Measure | Glass Door Refrigerator ¦ Small Business Energy Solutions | TRC | 0 | 0 | 0
None | Unit Post-RUL Energy Savings of Measure | Ground Source Heat Pump (60kBTU/hr) ¦ Business Energy Rebates | TRC | 0 | 0 | 0
None | Unit Post-RUL Energy Savings of Measure | Ground Source Heat Pump (60kBTU/hr) ¦ Small Business Energy Solutions | TRC | 0 | 0 | 0
None | Unit Post-RUL Energy Savings of Measure | GSHP ¦ Green Heat | TRC | 16443.5201 | 16443.5201 | 16443.5201
None | Unit Post-RUL Energy Savings of Measure | Heat Pump Clothes Dryer ¦ Business Energy Rebates | TRC | 0 | 0 | 0
None | Unit Post-RUL Energy Savings of Measure | Heat Pump Dryer (ventless) ¦ Instant Savings | TRC | 0 | 0 | 0
None | Unit Post-RUL Energy Savings of Measure | Heat Pump Water Heater ¦ Business Energy Rebates | TRC | 0 | 0 | 0
None | Unit Post-RUL Energy Savings of Measure | Heat Pump Water Heater ¦ First Nations Home Retrofits | TRC | 771 | 771 | 771
None | Unit Post-RUL Energy Savings of Measure | Heat Pump Water Heater ¦ Green Heat | TRC | 771 | 771 | 771
None | Unit Post-RUL Energy Savings of Measure | Heat Pump Water Heater ¦ Home Energy Assessment | TRC | 771 | 771 | 771
None | Unit Post-RUL Energy Savings of Measure | Heat Pump Water Heater ¦ Small Business Energy Solutions | TRC | 0 | 0 | 0
None | Unit Post-RUL Energy Savings of Measure | Heat Reclaimer Unit (Agriculture) ¦ Business Energy Rebates | TRC | 0 | 0 | 0
None | Unit Post-RUL Energy Savings of Measure | Heat Reclaimer Unit (Agriculture) ¦ Small Business Energy Solutions | TRC | 0 | 0 | 0
None | Unit Post-RUL Energy Savings of Measure | Heavy duty timer ¦ Instant Savings | TRC | 0 | 0 | 0
None | Unit Post-RUL Energy Savings of Measure | High Bay Luminaire (15 000 lumen) ¦ Business Energy Rebates | TRC | 0 | 0 | 0
None | Unit Post-RUL Energy Savings of Measure | High Bay Luminaire (15 000 lumen) ¦ Small Business Energy Solutions | TRC | 0 | 0 | 0
None | Unit Post-RUL Energy Savings of Measure | High Bay Luminaire (35 000 lumen) ¦ Small Business Energy Solutions | TRC | 0 | 0 | 0
None | Unit Post-RUL Energy Savings of Measure | High Efficiency Circulator Pump 1.5kW ¦ Business Energy Rebates | TRC | 0 | 0 | 0
None | Unit Post-RUL Energy Savings of Measure | High Efficiency Circulator Pump 100W ¦ Business Energy Rebates | TRC | 0 | 0 | 0
None | Unit Post-RUL Energy Savings of Measure | High Efficiency Circulator Pump 300W ¦ Business Energy Rebates | TRC | 0 | 0 | 0
None | Unit Post-RUL Energy Savings of Measure | High Volume Low Speed Fan (Agriculture) ¦ Business Energy Rebates | TRC | 0 | 0 | 0
None | Unit Post-RUL Energy Savings of Measure | High Volume Low Speed Fan (Agriculture) ¦ Small Business Energy Solutions | TRC | 0 | 0 | 0
None | Unit Post-RUL Energy Savings of Measure | Holiday Lights Exchange - MURB ¦ Efficient Products Installation | TRC | 39.9376 | 39.9376 | 39.9376
None | Unit Post-RUL Energy Savings of Measure | Holiday Lights Exchange ¦ Efficient Products Installation | TRC | 39.9376 | 39.9376 | 39.9376
None | Unit Post-RUL Energy Savings of Measure | Hot Water Tank Wrap - MURB ¦ Efficient Products Installation | TRC | 0 | 0 | 0
None | Unit Post-RUL Energy Savings of Measure | Hot Water Tank Wrap ¦ Efficient Products Installation | TRC | 0 | 0 | 0
None | Unit Post-RUL Energy Savings of Measure | HVAC Hotel Occupancy Sensor ¦ Business Energy Rebates | TRC | 0 | 0 | 0
None | Unit Post-RUL Energy Savings of Measure | Hybrid Heat Pump Dryer ¦ Instant Savings | TRC | 0 | 0 | 0
None | Unit Post-RUL Energy Savings of Measure | Ice-Making Head ¦ Business Energy Rebates | TRC | 0 | 0 | 0
None | Unit Post-RUL Energy Savings of Measure | Indoor motion sensor ¦ Instant Savings | TRC | 0 | 0 | 0
None | Unit Post-RUL Energy Savings of Measure | Large Commercial/Industrial ETS System ¦ ETS Business Energy Rebates | TRC | 0 | 0 | 0
None | Unit Post-RUL Energy Savings of Measure | LED - ENERGY STAR Fixture with Motion Sensor ¦ Instant Savings | TRC | 54.6894 | 54.6894 | 54.6894
None | Unit Post-RUL Energy Savings of Measure | LED - ENERGY STAR Fixture without Motion Sensor ¦ Instant Savings | TRC | 10.4156 | 10.7332 | 10.7332
None | Unit Post-RUL Energy Savings of Measure | LED - Other ¦ Instant Savings | TRC | 3.6196 | 3.6196 | 3.6196
None | Unit Post-RUL Energy Savings of Measure | LED - R, BR and Decorative ¦ Instant Savings | TRC | 3.3543 | 3.3543 | 3.3543
None | Unit Post-RUL Energy Savings of Measure | LED - Recessed downlight ¦ Instant Savings | TRC | 2.6904 | 2.6904 | 2.6904
None | Unit Post-RUL Energy Savings of Measure | LED Nightlights - MURB ¦ Efficient Products Installation | TRC | 23.4555 | 23.4555 | 23.4555
None | Unit Post-RUL Energy Savings of Measure | LED Nightlights ¦ Efficient Products Installation | TRC | 23.4555 | 23.4555 | 23.4555
None | Unit Post-RUL Energy Savings of Measure | LED Replacement Lamps for HID (10000 lumen) ¦ Business Energy Rebates | TRC | 0 | 0 | 0
None | Unit Post-RUL Energy Savings of Measure | LED Replacement Lamps for HID (10000 lumen) ¦ Small Business Energy Solutions | TRC | 0 | 0 | 0
None | Unit Post-RUL Energy Savings of Measure | LED Replacement Lamps for HID (4000 lumen) ¦ Business Energy Rebates | TRC | 0 | 0 | 0
None | Unit Post-RUL Energy Savings of Measure | LED Replacement Lamps for HID (4000 lumen) ¦ Small Business Energy Solutions | TRC | 0 | 0 | 0
None | Unit Post-RUL Energy Savings of Measure | LED Troffer (1x4) ¦ Business Energy Rebates | TRC | 146.1904 | 146.1904 | 146.1904
None | Unit Post-RUL Energy Savings of Measure | LED Troffer (1x4) ¦ Small Business Energy Solutions | TRC | 146.1904 | 146.1904 | 146.1904
None | Unit Post-RUL Energy Savings of Measure | LED Troffer (2x2) ¦ Business Energy Rebates | TRC | 116.1396 | 116.1396 | 116.1396
None | Unit Post-RUL Energy Savings of Measure | LED Troffer (2x2) ¦ Small Business Energy Solutions | TRC | 116.1396 | 116.1396 | 116.1396
None | Unit Post-RUL Energy Savings of Measure | LED Troffer (4x2) ¦ Business Energy Rebates | TRC | 193.352 | 193.352 | 193.352
None | Unit Post-RUL Energy Savings of Measure | LED Troffer (4x2) ¦ Small Business Energy Solutions | TRC | 193.352 | 193.352 | 193.352
None | Unit Post-RUL Energy Savings of Measure | LED Wall Sconce (1200 lumen) ¦ Small Business Energy Solutions | TRC | 53.655 | 53.655 | 53.655
None | Unit Post-RUL Energy Savings of Measure | Linear Ambient Luminaire (10000 lumen) ¦ Business Energy Rebates | TRC | 0 | 0 | 0
None | Unit Post-RUL Energy Savings of Measure | Linear Ambient Luminaire (10000 lumen) ¦ Small Business Energy Solutions | TRC | 0 | 0 | 0
None | Unit Post-RUL Energy Savings of Measure | Linear Ambient Luminaire (2000 lumen) ¦ Business Energy Rebates | TRC | 0 | 0 | 0
None | Unit Post-RUL Energy Savings of Measure | Linear Ambient Luminaire (2000 lumen) ¦ Small Business Energy Solutions | TRC | 0 | 0 | 0
None | Unit Post-RUL Energy Savings of Measure | Linear Ambient Luminaire (4000 lumen) ¦ Business Energy Rebates | TRC | 0 | 0 | 0
None | Unit Post-RUL Energy Savings of Measure | Linear Ambient Luminaire (4000 lumen) ¦ Small Business Energy Solutions | TRC | 0 | 0 | 0
None | Unit Post-RUL Energy Savings of Measure | Linear Ambient Luminaire (8000 lumen) ¦ Business Energy Rebates | TRC | 0 | 0 | 0
None | Unit Post-RUL Energy Savings of Measure | Linear Ambient Luminaire (8000 lumen) ¦ Small Business Energy Solutions | TRC | 0 | 0 | 0
None | Unit Post-RUL Energy Savings of Measure | Linear Replacement Lamp (2 foot) ¦ Business Energy Rebates | TRC | 0 | 0 | 0
None | Unit Post-RUL Energy Savings of Measure | Linear Replacement Lamp (2 foot) ¦ Small Business Energy Solutions | TRC | 0 | 0 | 0
None | Unit Post-RUL Energy Savings of Measure | Linear Replacement Lamp (4 foot) ¦ Business Energy Rebates | TRC | 0 | 0 | 0
None | Unit Post-RUL Energy Savings of Measure | Linear Replacement Lamp (4 foot) ¦ Small Business Energy Solutions | TRC | 0 | 0 | 0
None | Unit Post-RUL Energy Savings of Measure | Low-bay Luminaire (10,000 lumen) ¦ Business Energy Rebates | TRC | 0 | 0 | 0
None | Unit Post-RUL Energy Savings of Measure | Low-bay Luminaire (10,000 lumen) ¦ Small Business Energy Solutions | TRC | 0 | 0 | 0
None | Unit Post-RUL Energy Savings of Measure | Low-bay Luminaire (5000 lumen) ¦ Business Energy Rebates | TRC | 0 | 0 | 0
None | Unit Post-RUL Energy Savings of Measure | Low-flow showerhead - 0.5 gpm Reduction - MURB ¦ Efficient Products Installation | TRC | 0 | 0 | 0
None | Unit Post-RUL Energy Savings of Measure | Low-flow showerhead - 0.5 gpm Reduction ¦ Efficient Products Installation | TRC | 0 | 0 | 0
None | Unit Post-RUL Energy Savings of Measure | Low-flow showerhead - 1.0 gpm Reduction - MURB ¦ Efficient Products Installation | TRC | 0 | 0 | 0
None | Unit Post-RUL Energy Savings of Measure | Low-flow showerhead - 1.0 gpm Reduction ¦ Efficient Products Installation | TRC | 0 | 0 | 0
None | Unit Post-RUL Energy Savings of Measure | Low-flow showerhead -0.75 gpm Reduction - MURB ¦ Efficient Products Installation | TRC | 0 | 0 | 0
None | Unit Post-RUL Energy Savings of Measure | Low-flow showerhead -0.75 gpm Reduction ¦ Efficient Products Installation | TRC | 0 | 0 | 0
None | Unit Post-RUL Energy Savings of Measure | Low/Zero Energy Livestock Waterer ¦ Business Energy Rebates | TRC | 0 | 0 | 0
None | Unit Post-RUL Energy Savings of Measure | Luminaire Level Lighting Control (LLLC) - High Impact Application ¦ Business Energy Rebates | TRC | 0 | 0 | 0
None | Unit Post-RUL Energy Savings of Measure | Luminaire Level Lighting Control (LLLC) - Low Impact Application ¦ Business Energy Rebates | TRC | 0 | 0 | 0
None | Unit Post-RUL Energy Savings of Measure | Medium Commercial ETS System ¦ ETS Business Energy Rebates | TRC | 0 | 0 | 0
None | Unit Post-RUL Energy Savings of Measure | Medium Commercial ETS System ¦ ETS Small Business Energy Solutions | TRC | 0 | 0 | 0
None | Unit Post-RUL Energy Savings of Measure | Milk Pre-cooler ¦ Business Energy Rebates | TRC | 0 | 0 | 0
None | Unit Post-RUL Energy Savings of Measure | Mini freezer retirement ¦ Appliance Retirement | TRC | 327 | 327 | 327
None | Unit Post-RUL Energy Savings of Measure | Mini fridge retirement ¦ Appliance Retirement | TRC | 209 | 209 | 209
None | Unit Post-RUL Energy Savings of Measure | Motion sensor with dimmer switch ¦ Instant Savings | TRC | 0 | 0 | 0
None | Unit Post-RUL Energy Savings of Measure | MSHP - Fully Electrical ¦ Green Heat | TRC | 3362 | 3362 | 3362
None | Unit Post-RUL Energy Savings of Measure | MSHP - Mainly Electrical ¦ Green Heat | TRC | 1204 | 1204 | 1204
None | Unit Post-RUL Energy Savings of Measure | Multi-Tank Conveyor Dishwasher - High Temp ¦ Business Energy Rebates | TRC | 0 | 0 | 0
None | Unit Post-RUL Energy Savings of Measure | Multi-Tank Conveyor Dishwasher - High Temp ¦ Small Business Energy Solutions | TRC | 0 | 0 | 0
None | Unit Post-RUL Energy Savings of Measure | Multi-Tank Conveyor Dishwasher - Low Temp ¦ Business Energy Rebates | TRC | 0 | 0 | 0
None | Unit Post-RUL Energy Savings of Measure | Multi-Tank Conveyor Dishwasher - Low Temp ¦ Small Business Energy Solutions | TRC | 0 | 0 | 0
None | Unit Post-RUL Energy Savings of Measure | Natural Barn Ventiliation - Year-Round ¦ Business Energy Rebates | TRC | 0 | 0 | 0
None | Unit Post-RUL Energy Savings of Measure | Networked/ Connected - Indoor LED Lamp ¦ Instant Savings | TRC | 0 | 0 | 0
None | Unit Post-RUL Energy Savings of Measure | Networked/Connected - High Impact Application ¦ Business Energy Rebates | TRC | 0 | 0 | 0
None | Unit Post-RUL Energy Savings of Measure | Networked/Connected - Low Impact Application ¦ Business Energy Rebates | TRC | 0 | 0 | 0
None | Unit Post-RUL Energy Savings of Measure | No-Loss Drain ¦ Business Energy Rebates | TRC | 0 | 0 | 0
None | Unit Post-RUL Energy Savings of Measure | Occupancy Sensor (Ceiling Mounted) ¦ Business Energy Rebates | TRC | 0 | 0 | 0
None | Unit Post-RUL Energy Savings of Measure | Occupancy Sensor (Ceiling Mounted) ¦ Small Business Energy Solutions | TRC | 0 | 0 | 0
None | Unit Post-RUL Energy Savings of Measure | Occupancy Sensor (Wall Mounted) ¦ Business Energy Rebates | TRC | 0 | 0 | 0
None | Unit Post-RUL Energy Savings of Measure | Occupancy Sensor (Wall Mounted) ¦ Small Business Energy Solutions | TRC | 0 | 0 | 0
None | Unit Post-RUL Energy Savings of Measure | Occupancy Sensor (Exterior) ¦ Business Energy Rebates | TRC | 0 | 0 | 0
None | Unit Post-RUL Energy Savings of Measure | Open to Closed Cooler Conversion ¦ Business Energy Rebates | TRC | 18250 | 18250 | 18250
None | Unit Post-RUL Energy Savings of Measure | Open to Closed Cooler Conversion ¦ Small Business Energy Solutions | TRC | 18250 | 18250 | 18250
None | Unit Post-RUL Energy Savings of Measure | Outdoor motion sensor ¦ Instant Savings | TRC | 0 | 0 | 0
None | Unit Post-RUL Energy Savings of Measure | Outside Air Economizer ¦ Business Energy Rebates | TRC | 0 | 0 | 0
None | Unit Post-RUL Energy Savings of Measure | Packaged Terminal Heat Pump (12kBTU/hr) ¦ Business Energy Rebates | TRC | 0 | 0 | 0
None | Unit Post-RUL Energy Savings of Measure | Parking Garage Luminaire (4000 lumen) ¦ Small Business Energy Solutions | TRC | 0 | 0 | 0
None | Unit Post-RUL Energy Savings of Measure | Pellet Boiler/Furnace ¦ Green Heat | TRC | 13765 | 13765 | 13765
None | Unit Post-RUL Energy Savings of Measure | Pellet Stove ¦ Green Heat | TRC | 8170.7803 | 8170.7803 | 8170.7803
None | Unit Post-RUL Energy Savings of Measure | Pipe Insulation - MURB ¦ Efficient Products Installation | TRC | 0 | 0 | 0
None | Unit Post-RUL Energy Savings of Measure | Pipe Insulation ¦ Efficient Products Installation | TRC | 0 | 0 | 0
None | Unit Post-RUL Energy Savings of Measure | Pole/Arm-Mounted Area Luminaire (20000 lumen) ¦ Business Energy Rebates | TRC | 0 | 0 | 0
None | Unit Post-RUL Energy Savings of Measure | Pole/Arm-Mounted Area Luminaire (20000 lumen) ¦ Small Business Energy Solutions | TRC | 0 | 0 | 0
None | Unit Post-RUL Energy Savings of Measure | Pole/Arm-Mounted Area Luminaire (4000 lumen) ¦ Small Business Energy Solutions | TRC | 0 | 0 | 0
None | Unit Post-RUL Energy Savings of Measure | Pole/Arm-Mounted Area Luminaire (60000 lumen) ¦ Business Energy Rebates | TRC | 0 | 0 | 0
None | Unit Post-RUL Energy Savings of Measure | Pole/Arm-Mounted Decorative Luminaire (1500 lumen) ¦ Small Business Energy Solutions | TRC | 0 | 0 | 0
None | Unit Post-RUL Energy Savings of Measure | Pole/Arm-Mounted Decorative Luminaire (5000 lumen) ¦ Business Energy Rebates | TRC | 0 | 0 | 0
None | Unit Post-RUL Energy Savings of Measure | Pole/Arm-Mounted Decorative Luminaire (5000 lumen) ¦ Small Business Energy Solutions | TRC | 0 | 0 | 0
None | Unit Post-RUL Energy Savings of Measure | Pot, Pan and Utensil Dishwasher - High Temp ¦ Business Energy Rebates | TRC | 0 | 0 | 0
None | Unit Post-RUL Energy Savings of Measure | Power bar with timer ¦ Instant Savings | TRC | 0 | 0 | 0
None | Unit Post-RUL Energy Savings of Measure | Premium High Bay Luminaire (15 000 lumen) ¦ Business Energy Rebates | TRC | 0 | 0 | 0
None | Unit Post-RUL Energy Savings of Measure | Premium High Bay Luminaire (15 000 lumen) ¦ Small Business Energy Solutions | TRC | 0 | 0 | 0
None | Unit Post-RUL Energy Savings of Measure | Premium High Bay Luminaire (35 000 lumen) ¦ Business Energy Rebates | TRC | 0 | 0 | 0
None | Unit Post-RUL Energy Savings of Measure | Premium High Bay Luminaire (35 000 lumen) ¦ Small Business Energy Solutions | TRC | 0 | 0 | 0
None | Unit Post-RUL Energy Savings of Measure | Premium High Bay Luminaire (60 000 lumen) ¦ Business Energy Rebates | TRC | 0 | 0 | 0
None | Unit Post-RUL Energy Savings of Measure | Programmable thermostat ¦ Instant Savings | TRC | 0 | 0 | 0
None | Unit Post-RUL Energy Savings of Measure | Programmable Thermostats ¦ First Nations Home Retrofits | TRC | 0 | 0 | 0
None | Unit Post-RUL Energy Savings of Measure | Range / Stove replacement ¦ Appliance Retirement | TRC | 25 | 25 | 25
None | Unit Post-RUL Energy Savings of Measure | Reflector Lamp (MR16) ¦ Small Business Energy Solutions | TRC | 27.195 | 27.195 | 27.195
None | Unit Post-RUL Energy Savings of Measure | Reflector Lamp (PAR38) ¦ Small Business Energy Solutions | TRC | 36.26 | 36.26 | 36.26
None | Unit Post-RUL Energy Savings of Measure | Refrigerated Case Luminaire ¦ Business Energy Rebates | TRC | 0 | 0 | 0
None | Unit Post-RUL Energy Savings of Measure | Refrigerated Case Luminaire ¦ Small Business Energy Solutions | TRC | 0 | 0 | 0
None | Unit Post-RUL Energy Savings of Measure | Refrigerator replacement (Low income only) ¦ Appliance Retirement | TRC | 56 | 56 | 56
None | Unit Post-RUL Energy Savings of Measure | Refrigerator replacement (Low income only) ¦ First Nations Home Retrofits | TRC | 56 | 56 | 56
None | Unit Post-RUL Energy Savings of Measure | Refrigerator retirement ¦ Appliance Retirement | TRC | 751 | 751 | 751
None | Unit Post-RUL Energy Savings of Measure | Remote Condensing Unit ¦ Business Energy Rebates | TRC | 0 | 0 | 0
None | Unit Post-RUL Energy Savings of Measure | Residential DHW Timer ¦ ETS Green Heat | TRC | 0 | 0 | 0
None | Unit Post-RUL Energy Savings of Measure | Residential ETS System (Central) ¦ ETS Green Heat | TRC | 0 | 0 | 0
None | Unit Post-RUL Energy Savings of Measure | Residential ETS System (Central) ¦ ETS Home Energy Assessment | TRC | 0 | 0 | 0
None | Unit Post-RUL Energy Savings of Measure | Residential ETS System (Room) ¦ ETS Green Heat | TRC | 0 | 0 | 0
None | Unit Post-RUL Energy Savings of Measure | Residential ETS System (Room) ¦ ETS Home Energy Assessment | TRC | 0 | 0 | 0
None | Unit Post-RUL Energy Savings of Measure | Room air purifier ¦ Instant Savings | TRC | 0 | 0 | 0
None | Unit Post-RUL Energy Savings of Measure | Server Virtualization and Decommissioning ¦ Business Energy Rebates | TRC | 8453.926 | 8453.926 | 8453.926
None | Unit Post-RUL Energy Savings of Measure | Single-Tank Door type Dishwasher - High Temp ¦ Business Energy Rebates | TRC | 0 | 0 | 0
None | Unit Post-RUL Energy Savings of Measure | Single-Tank Door type Dishwasher - Low Temp ¦ Business Energy Rebates | TRC | 0 | 0 | 0
None | Unit Post-RUL Energy Savings of Measure | Single -Tank Conveyor Dishwasher - High Temp ¦ Business Energy Rebates | TRC | 0 | 0 | 0
None | Unit Post-RUL Energy Savings of Measure | Single -Tank Conveyor Dishwasher - Low Temp ¦ Business Energy Rebates | TRC | 0 | 0 | 0
None | Unit Post-RUL Energy Savings of Measure | Single Heat Pad (Agriculture) ¦ Business Energy Rebates | TRC | 0 | 0 | 0
None | Unit Post-RUL Energy Savings of Measure | Small Commercial ETS Sytem ¦ ETS Business Energy Rebates | TRC | 0 | 0 | 0
None | Unit Post-RUL Energy Savings of Measure | Small Commercial ETS Sytem ¦ ETS Small Business Energy Solutions | TRC | 0 | 0 | 0
None | Unit Post-RUL Energy Savings of Measure | Smart power bar ¦ Instant Savings | TRC | 0 | 0 | 0
None | Unit Post-RUL Energy Savings of Measure | Smart Power Controllers - MURB ¦ Efficient Products Installation | TRC | 0 | 0 | 0
None | Unit Post-RUL Energy Savings of Measure | Smart Power Controllers ¦ Efficient Products Installation | TRC | 0 | 0 | 0
None | Unit Post-RUL Energy Savings of Measure | Solar air heating ¦ Green Heat | TRC | 1091.9017 | 1091.9017 | 1091.9017
None | Unit Post-RUL Energy Savings of Measure | Solar Domestic Hot Water ¦ Green Heat | TRC | 2998.4645 | 2998.4645 | 2998.4645
None | Unit Post-RUL Energy Savings of Measure | Solar Domestic Hot Water ¦ Home Energy Assessment | TRC | 2803 | 2803 | 2803
None | Unit Post-RUL Energy Savings of Measure | Solid Door Freezer ¦ Business Energy Rebates | TRC | 0 | 0 | 0
None | Unit Post-RUL Energy Savings of Measure | Solid Door Freezer ¦ Small Business Energy Solutions | TRC | 0 | 0 | 0
None | Unit Post-RUL Energy Savings of Measure | Solid Door Refrigerator ¦ Business Energy Rebates | TRC | 0 | 0 | 0
None | Unit Post-RUL Energy Savings of Measure | Solid Door Refrigerator ¦ Small Business Energy Solutions | TRC | 0 | 0 | 0
None | Unit Post-RUL Energy Savings of Measure | Standard Capacity Electric Fryer ¦ Business Energy Rebates | TRC | 0 | 0 | 0
None | Unit Post-RUL Energy Savings of Measure | Standard Capacity Electric Fryer ¦ Small Business Energy Solutions | TRC | 0 | 0 | 0
None | Unit Post-RUL Energy Savings of Measure | Strategic Energy Management ¦ SEM | TRC | 0 | 0 | 0
None | Unit Post-RUL Energy Savings of Measure | Strip-Curtains for Display Cases ¦ Business Energy Rebates | TRC | 0 | 0 | 0
None | Unit Post-RUL Energy Savings of Measure | Strip-Curtains for Display Cases ¦ Small Business Energy Solutions | TRC | 0 | 0 | 0
None | Unit Post-RUL Energy Savings of Measure | Track/Mono-point Direction Luminaire ¦ Business Energy Rebates | TRC | 0 | 0 | 0
None | Unit Post-RUL Energy Savings of Measure | Unconverted D ¦ Home Energy Assessment | TRC | 2283 | 2283 | 2283
None | Unit Post-RUL Energy Savings of Measure | Under-Counter Dishwasher - HighTemp ¦ Business Energy Rebates | TRC | 0 | 0 | 0
None | Unit Post-RUL Energy Savings of Measure | Under-Counter Dishwasher - Low Temp ¦ Business Energy Rebates | TRC | 0 | 0 | 0
None | Unit Post-RUL Energy Savings of Measure | Variable Speed Kitchen Exhaust Fan ¦ Business Energy Rebates | TRC | 0 | 0 | 0
None | Unit Post-RUL Energy Savings of Measure | Variable Speed Kitchen Exhaust Fan ¦ Small Business Energy Solutions | TRC | 0 | 0 | 0
None | Unit Post-RUL Energy Savings of Measure | Ventilation Fan (Agriculture) ¦ Business Energy Rebates | TRC | 0 | 0 | 0
None | Unit Post-RUL Energy Savings of Measure | VFD - 10 hp - Institutional - Make-up Air Fan ¦ Business Energy Rebates | TRC | 0 | 0 | 0
None | Unit Post-RUL Energy Savings of Measure | VFD - 10 hp - Retail - Supply Fan ¦ Business Energy Rebates | TRC | 0 | 0 | 0
None | Unit Post-RUL Energy Savings of Measure | VFD - 20 hp - Institutional - Chilled Water Pump ¦ Business Energy Rebates | TRC | 0 | 0 | 0
None | Unit Post-RUL Energy Savings of Measure | VFD - 20 hp - Retail - Exhaust Fan ¦ Business Energy Rebates | TRC | 0 | 0 | 0
None | Unit Post-RUL Energy Savings of Measure | VFD - 30 hp - Institutional - Make-up Air Fan ¦ Business Energy Rebates | TRC | 0 | 0 | 0
None | Unit Post-RUL Energy Savings of Measure | VFD - 30 hp - Retail - Supply Fan ¦ Business Energy Rebates | TRC | 0 | 0 | 0
None | Unit Post-RUL Energy Savings of Measure | VFD - 40 hp - Warehousing - Exhaust Fan ¦ Business Energy Rebates | TRC | 0 | 0 | 0
None | Unit Post-RUL Energy Savings of Measure | VFD - 5 hp - Institutional - Chilled Water Pump ¦ Business Energy Rebates | TRC | 0 | 0 | 0
None | Unit Post-RUL Energy Savings of Measure | VFD - 5 hp - Retail - Exhaust Fan ¦ Business Energy Rebates | TRC | 0 | 0 | 0
None | Unit Post-RUL Energy Savings of Measure | VFD Milk Transfer Pump ¦ Business Energy Rebates | TRC | 0 | 0 | 0
None | Unit Post-RUL Energy Savings of Measure | VFD Milk Transfer Pump ¦ Small Business Energy Solutions | TRC | 0 | 0 | 0
None | Unit Post-RUL Energy Savings of Measure | VFD Milk Vacuum Pump ¦ Business Energy Rebates | TRC | 0 | 0 | 0
None | Unit Post-RUL Energy Savings of Measure | VFD Milk Vacuum Pump ¦ Small Business Energy Solutions | TRC | 0 | 0 | 0
None | Unit Post-RUL Energy Savings of Measure | Wall Mounted Area Luminaire (1000 lumen) ¦ Business Energy Rebates | TRC | 0 | 0 | 0
None | Unit Post-RUL Energy Savings of Measure | Wall Mounted Area Luminaire (1000 lumen) ¦ Small Business Energy Solutions | TRC | 0 | 0 | 0
None | Unit Post-RUL Energy Savings of Measure | Wall Mounted Area Luminaire (10000 lumen) ¦ Business Energy Rebates | TRC | 0 | 0 | 0
None | Unit Post-RUL Energy Savings of Measure | Wall Mounted Area Luminaire (10000 lumen) ¦ Small Business Energy Solutions | TRC | 0 | 0 | 0
None | Unit Post-RUL Energy Savings of Measure | Wall Wash Luminaire (1000 lumen) ¦ Business Energy Rebates | TRC | 0 | 0 | 0
None | Unit Post-RUL Energy Savings of Measure | Wall wash luminaire (1500 lumen) ¦ Business Energy Rebates | TRC | 0 | 0 | 0
None | Unit Post-RUL Energy Savings of Measure | Whole Home - tier 0 (22% better than code on average) ¦ New Home Construction | TRC | 0 | 0 | 0
None | Unit Post-RUL Energy Savings of Measure | Whole home - tier 1 (45% better than code target) ¦ New Home Construction | TRC | 0 | 0 | 0
None | Unit Post-RUL Energy Savings of Measure | Whole home - tier 2 (60% better than code target) ¦ New Home Construction | TRC | 0 | 0 | 0
None | Unit Post-RUL Energy Savings of Measure | Whole home - tier 3 (70% better than code target) ¦ New Home Construction | TRC | 0 | 0 | 0
None | Unit Post-RUL Energy Savings of Measure | Whole Home ¦ Home Energy Assessment | TRC | 8335.9798 | 8335.9798 | 8335.9798
None | Unit Post-RUL Energy Savings of Measure | Whole Home First Nations Retrofit ¦ First Nations Home Retrofits | TRC | 7312 | 7312 | 7312
None | Unit Post-RUL Energy Savings of Measure | Wood Boiler/Furnace ¦ Green Heat | TRC | 13804 | 13804 | 13804
None | Unit Post-RUL Energy Savings of Measure | Wood Stove ¦ Green Heat | TRC | 8878.8103 | 8878.8103 | 8878.8103
None | Unit Post-RUL Energy Savings of Measure | Zero-Energy Doors for Reach-In Coolers ¦ Small Business Energy Solutions | TRC | 0 | 0 | 0
None | Unit Post-RUL Demand Savings of Measure | 1/2 Size Hot Food Holding Cabinet ¦ Business Energy Rebates | TRC | 0 | 0 | 0
None | Unit Post-RUL Demand Savings of Measure | 11W Replacing 60W - MURB ¦ Efficient Products Installation | TRC | 0.001167 | 0.0010728 | 0.00097865
None | Unit Post-RUL Demand Savings of Measure | 11W Replacing 60W ¦ Efficient Products Installation | TRC | 0.001167 | 0.0010728 | 0.00097865
None | Unit Post-RUL Demand Savings of Measure | 18W Replacing 100W - MURB ¦ Efficient Products Installation | TRC | 0.0021252 | 0.0019737 | 0.0018222
None | Unit Post-RUL Demand Savings of Measure | 18W Replacing 100W ¦ Efficient Products Installation | TRC | 0.0021252 | 0.0019737 | 0.0018222
None | Unit Post-RUL Demand Savings of Measure | 18W Replacing 75W - MURB ¦ Efficient Products Installation | TRC | 0.0010319 | 0.00091722 | 0.00080257
None | Unit Post-RUL Demand Savings of Measure | 18W Replacing 75W ¦ Efficient Products Installation | TRC | 0.0010319 | 0.00091722 | 0.00080257
None | Unit Post-RUL Demand Savings of Measure | 5W Chandelier E12 - MURB ¦ Efficient Products Installation | TRC | 0.00018979 | 0.00018979 | 0.00018979
None | Unit Post-RUL Demand Savings of Measure | 5W Chandelier E12 ¦ Efficient Products Installation | TRC | 0.00018979 | 0.00018979 | 0.00018979
None | Unit Post-RUL Demand Savings of Measure | 7W G25 - MURB ¦ Efficient Products Installation | TRC | 0 | 0 | 0
None | Unit Post-RUL Demand Savings of Measure | 7W G25 ¦ Efficient Products Installation | TRC | 0 | 0 | 0
None | Unit Post-RUL Demand Savings of Measure | 7W GU10 Replacing 35W - MURB ¦ Efficient Products Installation | TRC | 0 | 0 | 0
None | Unit Post-RUL Demand Savings of Measure | 7W GU10 Replacing 35W ¦ Efficient Products Installation | TRC | 0 | 0 | 0
None | Unit Post-RUL Demand Savings of Measure | 7W GU10 Replacing 50W - MURB ¦ Efficient Products Installation | TRC | 0.00028468 | 0.00028468 | 0.00028468
None | Unit Post-RUL Demand Savings of Measure | 7W GU10 Replacing 50W ¦ Efficient Products Installation | TRC | 0.00028468 | 0.00028468 | 0.00028468
None | Unit Post-RUL Demand Savings of Measure | 9.5W Replacing 100W - MURB ¦ Efficient Products Installation | TRC | 0.0029605 | 0.002809 | 0.0026575
None | Unit Post-RUL Demand Savings of Measure | 9.5W Replacing 100W ¦ Efficient Products Installation | TRC | 0.0029605 | 0.002809 | 0.0026575
None | Unit Post-RUL Demand Savings of Measure | 9.5W Replacing 40W - MURB ¦ Efficient Products Installation | TRC | 0.00045452 | 0.00038491 | 0.0003153
None | Unit Post-RUL Demand Savings of Measure | 9.5W Replacing 40W ¦ Efficient Products Installation | TRC | 0.00045452 | 0.00038491 | 0.0003153
None | Unit Post-RUL Demand Savings of Measure | 9.5W Replacing 60W - MURB ¦ Efficient Products Installation | TRC | 0.0013144 | 0.0012202 | 0.0011261
None | Unit Post-RUL Demand Savings of Measure | 9.5W Replacing 60W ¦ Efficient Products Installation | TRC | 0.0013144 | 0.0012202 | 0.0011261
None | Unit Post-RUL Demand Savings of Measure | 9W Replacing 100W - MURB ¦ Efficient Products Installation | TRC | 0.0030096 | 0.0028581 | 0.0027066
None | Unit Post-RUL Demand Savings of Measure | 9W Replacing 100W ¦ Efficient Products Installation | TRC | 0.0030096 | 0.0028581 | 0.0027066
None | Unit Post-RUL Demand Savings of Measure | 9W Replacing 40W - MURB ¦ Efficient Products Installation | TRC | 0.00050365 | 0.00043404 | 0.00036443
None | Unit Post-RUL Demand Savings of Measure | 9W Replacing 40W ¦ Efficient Products Installation | TRC | 0.00050365 | 0.00043404 | 0.00036443
None | Unit Post-RUL Demand Savings of Measure | 9W Replacing 60W - MURB ¦ Efficient Products Installation | TRC | 0.0013636 | 0.0012694 | 0.0011752
None | Unit Post-RUL Demand Savings of Measure | 9W Replacing 60W ¦ Efficient Products Installation | TRC | 0.0013636 | 0.0012694 | 0.0011752
None | Unit Post-RUL Demand Savings of Measure | Advanced Lighting Design (Performance Lighting) ¦ Business Energy Rebates | TRC | 0 | 0 | 0
None | Unit Post-RUL Demand Savings of Measure | Air-Entraining Air Nozzle ¦ Business Energy Rebates | TRC | 0 | 0 | 0
None | Unit Post-RUL Demand Savings of Measure | Air Conditioner retirement ¦ Appliance Retirement | TRC | 0 | 0 | 0
None | Unit Post-RUL Demand Savings of Measure | ASHP and AWHP - Electrical ¦ Green Heat | TRC | 3.3038 | 3.3038 | 3.3038
None | Unit Post-RUL Demand Savings of Measure | Case Lighting for Sign Retrofits ¦ Business Energy Rebates | TRC | 0 | 0 | 0
None | Unit Post-RUL Demand Savings of Measure | CEE Tier 2 Commercial Washing Machine ¦ Business Energy Rebates | TRC | 0 | 0 | 0
None | Unit Post-RUL Demand Savings of Measure | CEE Tier 3 Commercial Washing Machine ¦ Business Energy Rebates | TRC | 0 | 0 | 0
None | Unit Post-RUL Demand Savings of Measure | Circulation Fan (Agriculture) ¦ Business Energy Rebates | TRC | 0 | 0 | 0
None | Unit Post-RUL Demand Savings of Measure | Clothes-line ¦ Instant Savings | TRC | 0 | 0 | 0
None | Unit Post-RUL Demand Savings of Measure | Clothes Dryer replacement ¦ Appliance Retirement | TRC | 0.004968 | 0.004968 | 0.004968
None | Unit Post-RUL Demand Savings of Measure | Clothes Dryers ¦ First Nations Home Retrofits | TRC | 0.02553 | 0.02553 | 0.02553
None | Unit Post-RUL Demand Savings of Measure | Clothes Washer replacement ¦ Appliance Retirement | TRC | 0.025944 | 0.025944 | 0.025944
None | Unit Post-RUL Demand Savings of Measure | Clothes Washers ¦ First Nations Home Retrofits | TRC | 0.017388 | 0.017388 | 0.017388
None | Unit Post-RUL Demand Savings of Measure | Cold Climate Air-Source Heat Pump (24kBTU/hr) ¦ Business Energy Rebates | TRC | 0 | 0 | 0
None | Unit Post-RUL Demand Savings of Measure | Cold Climate Air-Source Heat Pump (24kBTU/hr) ¦ Small Business Energy Solutions | TRC | 0 | 0 | 0
None | Unit Post-RUL Demand Savings of Measure | Cold Climate Air-Source Heat Pump (48kBTU/hr) ¦ Business Energy Rebates | TRC | 0 | 0 | 0
None | Unit Post-RUL Demand Savings of Measure | Custom Energy Efficiency ¦ Affordable MultiFamily Renter | TRC | 0 | 0 | 0
None | Unit Post-RUL Demand Savings of Measure | Custom Energy Efficiency ¦ Custom Retrofit | TRC | 0 | 0 | 0
None | Unit Post-RUL Demand Savings of Measure | Cycling Refrigerated Air Dryer - 50 CFM ¦ Business Energy Rebates | TRC | 0 | 0 | 0
None | Unit Post-RUL Demand Savings of Measure | Dairy Scroll Compressor ¦ Business Energy Rebates | TRC | 0 | 0 | 0
None | Unit Post-RUL Demand Savings of Measure | Daylighting Controls - Ceiling Mounted ¦ Business Energy Rebates | TRC | 0 | 0 | 0
None | Unit Post-RUL Demand Savings of Measure | Daylighting Controls - Switch-Mounted ¦ Business Energy Rebates | TRC | 0 | 0 | 0
None | Unit Post-RUL Demand Savings of Measure | Decorative Lamp ¦ Small Business Energy Solutions | TRC | 0.0018633 | 0.0018633 | 0.0018633
None | Unit Post-RUL Demand Savings of Measure | Dehumidifier ¦ Instant Savings | TRC | 0 | 0 | 0
None | Unit Post-RUL Demand Savings of Measure | Dehumidifier replacement (Low income only) ¦ Appliance Retirement | TRC | 0.027135 | 0.027135 | 0.027135
None | Unit Post-RUL Demand Savings of Measure | Dehumidifier replacement (Low income only) ¦ First Nations Home Retrofits | TRC | 0.027135 | 0.027135 | 0.027135
None | Unit Post-RUL Demand Savings of Measure | Dimmer Switch ¦ Instant Savings | TRC | 0 | 0 | 0
None | Unit Post-RUL Demand Savings of Measure | Dishwasher replacement ¦ Appliance Retirement | TRC | 0.025944 | 0.025944 | 0.025944
None | Unit Post-RUL Demand Savings of Measure | Door Heater Controls ¦ Business Energy Rebates | TRC | 0 | 0 | 0
None | Unit Post-RUL Demand Savings of Measure | Double Heat Pad (Agriculture) ¦ Business Energy Rebates | TRC | 0 | 0 | 0
None | Unit Post-RUL Demand Savings of Measure | Downlight Luminaire (1200 lumen) ¦ Small Business Energy Solutions | TRC | 0.02838 | 0.02838 | 0.02838
None | Unit Post-RUL Demand Savings of Measure | Downlight Luminaire (3000 lumen) ¦ Small Business Energy Solutions | TRC | 0.04945 | 0.04945 | 0.04945
None | Unit Post-RUL Demand Savings of Measure | Downlight Luminaire (800 lumen) ¦ Small Business Energy Solutions | TRC | 0.04816 | 0.04816 | 0.04816
None | Unit Post-RUL Demand Savings of Measure | Drain Water Heat Recovery ¦ First Nations Home Retrofits | TRC | 0.13041 | 0.13041 | 0.13041
None | Unit Post-RUL Demand Savings of Measure | Drain Water Heat Recovery ¦ Green Heat | TRC | 0 | 0 | 0
None | Unit Post-RUL Demand Savings of Measure | Drain Water Heat Recovery ¦ Home Energy Assessment | TRC | 0.13041 | 0.13041 | 0.13041
None | Unit Post-RUL Demand Savings of Measure | Dual Enthalpy Economizer Controls ¦ Business Energy Rebates | TRC | 0.58 | 0.58 | 0.58
None | Unit Post-RUL Demand Savings of Measure | EC Motor for Refrigeration Applications ¦ Business Energy Rebates1 | TRC | 0.039 | 0.039 | 0.039
None | Unit Post-RUL Demand Savings of Measure | EC Motor for Refrigeration Applications ¦ Business Energy Rebates2 | TRC | 0.1196 | 0.1196 | 0.1196
None | Unit Post-RUL Demand Savings of Measure | ECM Circulator Pump ¦ Instant Savings | TRC | 0 | 0 | 0
None | Unit Post-RUL Demand Savings of Measure | Efficient clothes washer ¦ Instant Savings | TRC | 0 | 0 | 0
None | Unit Post-RUL Demand Savings of Measure | Efficient refrigerator ¦ Instant Savings | TRC | 0 | 0 | 0
None | Unit Post-RUL Demand Savings of Measure | Electric Combination Oven ¦ Business Energy Rebates | TRC | 0 | 0 | 0
None | Unit Post-RUL Demand Savings of Measure | Electric Combination Oven with Gas ¦ Business Energy Rebates | TRC | 2.838 | 2.838 | 2.838
None | Unit Post-RUL Demand Savings of Measure | Electric Convection Oven ¦ Business Energy Rebates | TRC | 0 | 0 | 0
None | Unit Post-RUL Demand Savings of Measure | Electric Convection Oven with Gas ¦ Business Energy Rebates | TRC | 1.872 | 1.872 | 1.872
None | Unit Post-RUL Demand Savings of Measure | Electric Fryer Replacement with Gas ¦ Business Energy Rebates | TRC | 2.824 | 2.1179 | 2.1179
None | Unit Post-RUL Demand Savings of Measure | Electric Griddle Replacement with Gas ¦ Business Energy Rebates | TRC | 2.455 | 2.455 | 2.455
None | Unit Post-RUL Demand Savings of Measure | Electric Steam Cooker ¦ Business Energy Rebates | TRC | 0 | 0 | 0
None | Unit Post-RUL Demand Savings of Measure | Electric Steam Cooker Replacement with Gas ¦ Business Energy Rebates | TRC | 2.732 | 2.732 | 2.732
None | Unit Post-RUL Demand Savings of Measure | Electric to Natural Gas - Water Heater ¦ Business Energy Rebates | TRC | 0 | 0 | 0
None | Unit Post-RUL Demand Savings of Measure | Energy Management Information Systems ¦ EMIS | TRC | 0 | 0 | 0
None | Unit Post-RUL Demand Savings of Measure | Energy Star Dryer ¦ Instant Savings | TRC | 0 | 0 | 0
None | Unit Post-RUL Demand Savings of Measure | ENERGY STAR Pool Pump ¦ Business Energy Rebates | TRC | 0 | 0 | 0
None | Unit Post-RUL Demand Savings of Measure | ENERGY STAR Uninteruptible Power Supplies (UPS) ¦ Business Energy Rebates | TRC | 0 | 0 | 0
None | Unit Post-RUL Demand Savings of Measure | ENERGY STAR Washing Machine ¦ Business Energy Rebates | TRC | 0 | 0 | 0
None | Unit Post-RUL Demand Savings of Measure | Evaporator Fan Motor Controls ¦ Business Energy Rebates | TRC | 0 | 0 | 0
None | Unit Post-RUL Demand Savings of Measure | Faucet Aerators - MURB ¦ Efficient Products Installation | TRC | 0 | 0 | 0
None | Unit Post-RUL Demand Savings of Measure | Faucet Aerators ¦ Efficient Products Installation | TRC | 0 | 0 | 0
None | Unit Post-RUL Demand Savings of Measure | Flood Luminaire (10000 lumen) ¦ Business Energy Rebates | TRC | 0 | 0 | 0
None | Unit Post-RUL Demand Savings of Measure | Flood Luminaire (10000 lumen) ¦ Small Business Energy Solutions | TRC | 0 | 0 | 0
None | Unit Post-RUL Demand Savings of Measure | Flood Luminaire (48000 lumen) ¦ Business Energy Rebates | TRC | 0 | 0 | 0
None | Unit Post-RUL Demand Savings of Measure | Flood Luminaire (48000 lumen) ¦ Small Business Energy Solutions | TRC | 0 | 0 | 0
None | Unit Post-RUL Demand Savings of Measure | Four Pin Replacement Lamps for CFLs ¦ Business Energy Rebates | TRC | 0 | 0 | 0
None | Unit Post-RUL Demand Savings of Measure | Four Pin Replacement Lamps for CFLs ¦ Small Business Energy Solutions | TRC | 0 | 0 | 0
None | Unit Post-RUL Demand Savings of Measure | Freezer replacement (Low income only) ¦ Appliance Retirement | TRC | 0.006348 | 0.006348 | 0.006348
None | Unit Post-RUL Demand Savings of Measure | Freezer replacement (Low income only) ¦ First Nations Home Retrofits | TRC | 0.006348 | 0.006348 | 0.006348
None | Unit Post-RUL Demand Savings of Measure | Freezer replacement ¦ Appliance Retirement | TRC | 0.006348 | 0.006348 | 0.006348
None | Unit Post-RUL Demand Savings of Measure | Freezer retirement ¦ Appliance Retirement | TRC | 0.11909 | 0.11909 | 0.11909
None | Unit Post-RUL Demand Savings of Measure | Fridge replacement ¦ Appliance Retirement | TRC | 0.006762 | 0.006762 | 0.006762
None | Unit Post-RUL Demand Savings of Measure | Fuel Pump Canopy Luminaire (4000 lumen) ¦ Small Business Energy Solutions | TRC | 0 | 0 | 0
None | Unit Post-RUL Demand Savings of Measure | General Use Lamp (A,G Types) ¦ Small Business Energy Solutions | TRC | 0.0066889 | 0.0066889 | 0.0066889
None | Unit Post-RUL Demand Savings of Measure | Glass Door Freezer ¦ Small Business Energy Solutions | TRC | 0 | 0 | 0
None | Unit Post-RUL Demand Savings of Measure | Glass Door Refrigerator ¦ Business Energy Rebates | TRC | 0 | 0 | 0
None | Unit Post-RUL Demand Savings of Measure | Glass Door Refrigerator ¦ Small Business Energy Solutions | TRC | 0 | 0 | 0
None | Unit Post-RUL Demand Savings of Measure | Ground Source Heat Pump (60kBTU/hr) ¦ Business Energy Rebates | TRC | 0 | 0 | 0
None | Unit Post-RUL Demand Savings of Measure | Ground Source Heat Pump (60kBTU/hr) ¦ Small Business Energy Solutions | TRC | 0 | 0 | 0
None | Unit Post-RUL Demand Savings of Measure | GSHP ¦ Green Heat | TRC | 12.3925 | 12.3925 | 12.3925
None | Unit Post-RUL Demand Savings of Measure | Heat Pump Clothes Dryer ¦ Business Energy Rebates | TRC | 0 | 0 | 0
None | Unit Post-RUL Demand Savings of Measure | Heat Pump Dryer (ventless) ¦ Instant Savings | TRC | 0 | 0 | 0
None | Unit Post-RUL Demand Savings of Measure | Heat Pump Water Heater ¦ Business Energy Rebates | TRC | 0 | 0 | 0
None | Unit Post-RUL Demand Savings of Measure | Heat Pump Water Heater ¦ First Nations Home Retrofits | TRC | 0.3 | 0.3 | 0.3
None | Unit Post-RUL Demand Savings of Measure | Heat Pump Water Heater ¦ Green Heat | TRC | 0.3 | 0.3 | 0.3
None | Unit Post-RUL Demand Savings of Measure | Heat Pump Water Heater ¦ Home Energy Assessment | TRC | 0.3 | 0.3 | 0.3
None | Unit Post-RUL Demand Savings of Measure | Heat Pump Water Heater ¦ Small Business Energy Solutions | TRC | 0 | 0 | 0
None | Unit Post-RUL Demand Savings of Measure | Heat Reclaimer Unit (Agriculture) ¦ Business Energy Rebates | TRC | 0 | 0 | 0
None | Unit Post-RUL Demand Savings of Measure | Heat Reclaimer Unit (Agriculture) ¦ Small Business Energy Solutions | TRC | 0 | 0 | 0
None | Unit Post-RUL Demand Savings of Measure | Heavy duty timer ¦ Instant Savings | TRC | 0 | 0 | 0
None | Unit Post-RUL Demand Savings of Measure | High Bay Luminaire (15 000 lumen) ¦ Business Energy Rebates | TRC | 0 | 0 | 0
None | Unit Post-RUL Demand Savings of Measure | High Bay Luminaire (15 000 lumen) ¦ Small Business Energy Solutions | TRC | 0 | 0 | 0
None | Unit Post-RUL Demand Savings of Measure | High Bay Luminaire (35 000 lumen) ¦ Small Business Energy Solutions | TRC | 0 | 0 | 0
None | Unit Post-RUL Demand Savings of Measure | High Efficiency Circulator Pump 1.5kW ¦ Business Energy Rebates | TRC | 0 | 0 | 0
None | Unit Post-RUL Demand Savings of Measure | High Efficiency Circulator Pump 100W ¦ Business Energy Rebates | TRC | 0 | 0 | 0
None | Unit Post-RUL Demand Savings of Measure | High Efficiency Circulator Pump 300W ¦ Business Energy Rebates | TRC | 0 | 0 | 0
None | Unit Post-RUL Demand Savings of Measure | High Volume Low Speed Fan (Agriculture) ¦ Business Energy Rebates | TRC | 0 | 0 | 0
None | Unit Post-RUL Demand Savings of Measure | High Volume Low Speed Fan (Agriculture) ¦ Small Business Energy Solutions | TRC | 0 | 0 | 0
None | Unit Post-RUL Demand Savings of Measure | Holiday Lights Exchange - MURB ¦ Efficient Products Installation | TRC | 0.053237 | 0.053237 | 0.053237
None | Unit Post-RUL Demand Savings of Measure | Holiday Lights Exchange ¦ Efficient Products Installation | TRC | 0.053237 | 0.053237 | 0.053237
None | Unit Post-RUL Demand Savings of Measure | Hot Water Tank Wrap - MURB ¦ Efficient Products Installation | TRC | 0 | 0 | 0
None | Unit Post-RUL Demand Savings of Measure | Hot Water Tank Wrap ¦ Efficient Products Installation | TRC | 0 | 0 | 0
None | Unit Post-RUL Demand Savings of Measure | HVAC Hotel Occupancy Sensor ¦ Business Energy Rebates | TRC | 0 | 0 | 0
None | Unit Post-RUL Demand Savings of Measure | Hybrid Heat Pump Dryer ¦ Instant Savings | TRC | 0 | 0 | 0
None | Unit Post-RUL Demand Savings of Measure | Ice-Making Head ¦ Business Energy Rebates | TRC | 0 | 0 | 0
None | Unit Post-RUL Demand Savings of Measure | Indoor motion sensor ¦ Instant Savings | TRC | 0 | 0 | 0
None | Unit Post-RUL Demand Savings of Measure | Large Commercial/Industrial ETS System ¦ ETS Business Energy Rebates | TRC | 0 | 0 | 0
None | Unit Post-RUL Demand Savings of Measure | LED - ENERGY STAR Fixture with Motion Sensor ¦ Instant Savings | TRC | 0.008805 | 0.008805 | 0.008805
None | Unit Post-RUL Demand Savings of Measure | LED - ENERGY STAR Fixture without Motion Sensor ¦ Instant Savings | TRC | 0.0014894 | 0.0015348 | 0.0015348
None | Unit Post-RUL Demand Savings of Measure | LED - Other ¦ Instant Savings | TRC | 0.00051036 | 0.00051036 | 0.00051036
None | Unit Post-RUL Demand Savings of Measure | LED - R, BR and Decorative ¦ Instant Savings | TRC | 0.00047296 | 0.00047296 | 0.00047296
None | Unit Post-RUL Demand Savings of Measure | LED - Recessed downlight ¦ Instant Savings | TRC | 0.00037397 | 0.00037397 | 0.00037397
None | Unit Post-RUL Demand Savings of Measure | LED Nightlights - MURB ¦ Efficient Products Installation | TRC | 0.0027443 | 0.0027443 | 0.0027443
None | Unit Post-RUL Demand Savings of Measure | LED Nightlights ¦ Efficient Products Installation | TRC | 0.0027443 | 0.0027443 | 0.0027443
None | Unit Post-RUL Demand Savings of Measure | LED Replacement Lamps for HID (10000 lumen) ¦ Business Energy Rebates | TRC | 0 | 0 | 0
None | Unit Post-RUL Demand Savings of Measure | LED Replacement Lamps for HID (10000 lumen) ¦ Small Business Energy Solutions | TRC | 0 | 0 | 0
None | Unit Post-RUL Demand Savings of Measure | LED Replacement Lamps for HID (4000 lumen) ¦ Business Energy Rebates | TRC | 0 | 0 | 0
None | Unit Post-RUL Demand Savings of Measure | LED Replacement Lamps for HID (4000 lumen) ¦ Small Business Energy Solutions | TRC | 0 | 0 | 0
None | Unit Post-RUL Demand Savings of Measure | LED Troffer (1x4) ¦ Business Energy Rebates | TRC | 0.026225 | 0.020598 | 0.020598
None | Unit Post-RUL Demand Savings of Measure | LED Troffer (1x4) ¦ Small Business Energy Solutions | TRC | 0.026225 | 0.020598 | 0.020598
None | Unit Post-RUL Demand Savings of Measure | LED Troffer (2x2) ¦ Business Energy Rebates | TRC | 0.02095 | 0.016364 | 0.016364
None | Unit Post-RUL Demand Savings of Measure | LED Troffer (2x2) ¦ Small Business Energy Solutions | TRC | 0.02095 | 0.016364 | 0.016364
None | Unit Post-RUL Demand Savings of Measure | LED Troffer (4x2) ¦ Business Energy Rebates | TRC | 0.0349 | 0.027243 | 0.027243
None | Unit Post-RUL Demand Savings of Measure | LED Troffer (4x2) ¦ Small Business Energy Solutions | TRC | 0.0349 | 0.027243 | 0.027243
None | Unit Post-RUL Demand Savings of Measure | LED Wall Sconce (1200 lumen) ¦ Small Business Energy Solutions | TRC | 0.010463 | 0.010463 | 0.010463
None | Unit Post-RUL Demand Savings of Measure | Linear Ambient Luminaire (10000 lumen) ¦ Business Energy Rebates | TRC | 0 | 0 | 0
None | Unit Post-RUL Demand Savings of Measure | Linear Ambient Luminaire (10000 lumen) ¦ Small Business Energy Solutions | TRC | 0 | 0 | 0
None | Unit Post-RUL Demand Savings of Measure | Linear Ambient Luminaire (2000 lumen) ¦ Business Energy Rebates | TRC | 0 | 0 | 0
None | Unit Post-RUL Demand Savings of Measure | Linear Ambient Luminaire (2000 lumen) ¦ Small Business Energy Solutions | TRC | 0 | 0 | 0
None | Unit Post-RUL Demand Savings of Measure | Linear Ambient Luminaire (4000 lumen) ¦ Business Energy Rebates | TRC | 0 | 0 | 0
None | Unit Post-RUL Demand Savings of Measure | Linear Ambient Luminaire (4000 lumen) ¦ Small Business Energy Solutions | TRC | 0 | 0 | 0
None | Unit Post-RUL Demand Savings of Measure | Linear Ambient Luminaire (8000 lumen) ¦ Business Energy Rebates | TRC | 0 | 0 | 0
None | Unit Post-RUL Demand Savings of Measure | Linear Ambient Luminaire (8000 lumen) ¦ Small Business Energy Solutions | TRC | 0 | 0 | 0
None | Unit Post-RUL Demand Savings of Measure | Linear Replacement Lamp (2 foot) ¦ Business Energy Rebates | TRC | 0 | 0 | 0
None | Unit Post-RUL Demand Savings of Measure | Linear Replacement Lamp (2 foot) ¦ Small Business Energy Solutions | TRC | 0 | 0 | 0
None | Unit Post-RUL Demand Savings of Measure | Linear Replacement Lamp (4 foot) ¦ Business Energy Rebates | TRC | 0 | 0 | 0
None | Unit Post-RUL Demand Savings of Measure | Linear Replacement Lamp (4 foot) ¦ Small Business Energy Solutions | TRC | 0 | 0 | 0
None | Unit Post-RUL Demand Savings of Measure | Low-bay Luminaire (10,000 lumen) ¦ Business Energy Rebates | TRC | 0 | 0 | 0
None | Unit Post-RUL Demand Savings of Measure | Low-bay Luminaire (10,000 lumen) ¦ Small Business Energy Solutions | TRC | 0 | 0 | 0
None | Unit Post-RUL Demand Savings of Measure | Low-bay Luminaire (5000 lumen) ¦ Business Energy Rebates | TRC | 0 | 0 | 0
None | Unit Post-RUL Demand Savings of Measure | Low-flow showerhead - 0.5 gpm Reduction - MURB ¦ Efficient Products Installation | TRC | 0 | 0 | 0
None | Unit Post-RUL Demand Savings of Measure | Low-flow showerhead - 0.5 gpm Reduction ¦ Efficient Products Installation | TRC | 0 | 0 | 0
None | Unit Post-RUL Demand Savings of Measure | Low-flow showerhead - 1.0 gpm Reduction - MURB ¦ Efficient Products Installation | TRC | 0 | 0 | 0
None | Unit Post-RUL Demand Savings of Measure | Low-flow showerhead - 1.0 gpm Reduction ¦ Efficient Products Installation | TRC | 0 | 0 | 0
None | Unit Post-RUL Demand Savings of Measure | Low-flow showerhead -0.75 gpm Reduction - MURB ¦ Efficient Products Installation | TRC | 0 | 0 | 0
None | Unit Post-RUL Demand Savings of Measure | Low-flow showerhead -0.75 gpm Reduction ¦ Efficient Products Installation | TRC | 0 | 0 | 0
None | Unit Post-RUL Demand Savings of Measure | Low/Zero Energy Livestock Waterer ¦ Business Energy Rebates | TRC | 0 | 0 | 0
None | Unit Post-RUL Demand Savings of Measure | Luminaire Level Lighting Control (LLLC) - High Impact Application ¦ Business Energy Rebates | TRC | 0 | 0 | 0
None | Unit Post-RUL Demand Savings of Measure | Luminaire Level Lighting Control (LLLC) - Low Impact Application ¦ Business Energy Rebates | TRC | 0 | 0 | 0
None | Unit Post-RUL Demand Savings of Measure | Medium Commercial ETS System ¦ ETS Business Energy Rebates | TRC | 0 | 0 | 0
None | Unit Post-RUL Demand Savings of Measure | Medium Commercial ETS System ¦ ETS Small Business Energy Solutions | TRC | 0 | 0 | 0
None | Unit Post-RUL Demand Savings of Measure | Milk Pre-cooler ¦ Business Energy Rebates | TRC | 0 | 0 | 0
None | Unit Post-RUL Demand Savings of Measure | Mini freezer retirement ¦ Appliance Retirement | TRC | 0.045126 | 0.045126 | 0.045126
None | Unit Post-RUL Demand Savings of Measure | Mini fridge retirement ¦ Appliance Retirement | TRC | 0.028842 | 0.028842 | 0.028842
None | Unit Post-RUL Demand Savings of Measure | Motion sensor with dimmer switch ¦ Instant Savings | TRC | 0 | 0 | 0
None | Unit Post-RUL Demand Savings of Measure | MSHP - Fully Electrical ¦ Green Heat | TRC | 2.47 | 2.47 | 2.47
None | Unit Post-RUL Demand Savings of Measure | MSHP - Mainly Electrical ¦ Green Heat | TRC | 2.76 | 2.76 | 2.76
None | Unit Post-RUL Demand Savings of Measure | Multi-Tank Conveyor Dishwasher - High Temp ¦ Business Energy Rebates | TRC | 0 | 0 | 0
None | Unit Post-RUL Demand Savings of Measure | Multi-Tank Conveyor Dishwasher - High Temp ¦ Small Business Energy Solutions | TRC | 0 | 0 | 0
None | Unit Post-RUL Demand Savings of Measure | Multi-Tank Conveyor Dishwasher - Low Temp ¦ Business Energy Rebates | TRC | 0 | 0 | 0
None | Unit Post-RUL Demand Savings of Measure | Multi-Tank Conveyor Dishwasher - Low Temp ¦ Small Business Energy Solutions | TRC | 0 | 0 | 0
None | Unit Post-RUL Demand Savings of Measure | Natural Barn Ventiliation - Year-Round ¦ Business Energy Rebates | TRC | 0 | 0 | 0
None | Unit Post-RUL Demand Savings of Measure | Networked/ Connected - Indoor LED Lamp ¦ Instant Savings | TRC | 0 | 0 | 0
None | Unit Post-RUL Demand Savings of Measure | Networked/Connected - High Impact Application ¦ Business Energy Rebates | TRC | 0 | 0 | 0
None | Unit Post-RUL Demand Savings of Measure | Networked/Connected - Low Impact Application ¦ Business Energy Rebates | TRC | 0 | 0 | 0
None | Unit Post-RUL Demand Savings of Measure | No-Loss Drain ¦ Business Energy Rebates | TRC | 0 | 0 | 0
None | Unit Post-RUL Demand Savings of Measure | Occupancy Sensor (Ceiling Mounted) ¦ Business Energy Rebates | TRC | 0 | 0 | 0
None | Unit Post-RUL Demand Savings of Measure | Occupancy Sensor (Ceiling Mounted) ¦ Small Business Energy Solutions | TRC | 0 | 0 | 0
None | Unit Post-RUL Demand Savings of Measure | Occupancy Sensor (Wall Mounted) ¦ Business Energy Rebates | TRC | 0 | 0 | 0
None | Unit Post-RUL Demand Savings of Measure | Occupancy Sensor (Wall Mounted) ¦ Small Business Energy Solutions | TRC | 0 | 0 | 0
None | Unit Post-RUL Demand Savings of Measure | Occupancy Sensor (Exterior) ¦ Business Energy Rebates | TRC | 0 | 0 | 0
None | Unit Post-RUL Demand Savings of Measure | Open to Closed Cooler Conversion ¦ Business Energy Rebates | TRC | 2.083 | 2.083 | 2.083
None | Unit Post-RUL Demand Savings of Measure | Open to Closed Cooler Conversion ¦ Small Business Energy Solutions | TRC | 2.083 | 2.083 | 2.083
None | Unit Post-RUL Demand Savings of Measure | Outdoor motion sensor ¦ Instant Savings | TRC | 0 | 0 | 0
None | Unit Post-RUL Demand Savings of Measure | Outside Air Economizer ¦ Business Energy Rebates | TRC | 0 | 0 | 0
None | Unit Post-RUL Demand Savings of Measure | Packaged Terminal Heat Pump (12kBTU/hr) ¦ Business Energy Rebates | TRC | 0 | 0 | 0
None | Unit Post-RUL Demand Savings of Measure | Parking Garage Luminaire (4000 lumen) ¦ Small Business Energy Solutions | TRC | 0 | 0 | 0
None | Unit Post-RUL Demand Savings of Measure | Pellet Boiler/Furnace ¦ Green Heat | TRC | 7.75 | 7.75 | 7.75
None | Unit Post-RUL Demand Savings of Measure | Pellet Stove ¦ Green Heat | TRC | 3.8451 | 3.8451 | 3.8451
None | Unit Post-RUL Demand Savings of Measure | Pipe Insulation - MURB ¦ Efficient Products Installation | TRC | 0 | 0 | 0
None | Unit Post-RUL Demand Savings of Measure | Pipe Insulation ¦ Efficient Products Installation | TRC | 0 | 0 | 0
None | Unit Post-RUL Demand Savings of Measure | Pole/Arm-Mounted Area Luminaire (20000 lumen) ¦ Business Energy Rebates | TRC | 0 | 0 | 0
None | Unit Post-RUL Demand Savings of Measure | Pole/Arm-Mounted Area Luminaire (20000 lumen) ¦ Small Business Energy Solutions | TRC | 0 | 0 | 0
None | Unit Post-RUL Demand Savings of Measure | Pole/Arm-Mounted Area Luminaire (4000 lumen) ¦ Small Business Energy Solutions | TRC | 0 | 0 | 0
None | Unit Post-RUL Demand Savings of Measure | Pole/Arm-Mounted Area Luminaire (60000 lumen) ¦ Business Energy Rebates | TRC | 0 | 0 | 0
None | Unit Post-RUL Demand Savings of Measure | Pole/Arm-Mounted Decorative Luminaire (1500 lumen) ¦ Small Business Energy Solutions | TRC | 0 | 0 | 0
None | Unit Post-RUL Demand Savings of Measure | Pole/Arm-Mounted Decorative Luminaire (5000 lumen) ¦ Business Energy Rebates | TRC | 0 | 0 | 0
None | Unit Post-RUL Demand Savings of Measure | Pole/Arm-Mounted Decorative Luminaire (5000 lumen) ¦ Small Business Energy Solutions | TRC | 0 | 0 | 0
None | Unit Post-RUL Demand Savings of Measure | Pot, Pan and Utensil Dishwasher - High Temp ¦ Business Energy Rebates | TRC | 0 | 0 | 0
None | Unit Post-RUL Demand Savings of Measure | Power bar with timer ¦ Instant Savings | TRC | 0 | 0 | 0
None | Unit Post-RUL Demand Savings of Measure | Premium High Bay Luminaire (15 000 lumen) ¦ Business Energy Rebates | TRC | 0 | 0 | 0
None | Unit Post-RUL Demand Savings of Measure | Premium High Bay Luminaire (15 000 lumen) ¦ Small Business Energy Solutions | TRC | 0 | 0 | 0
None | Unit Post-RUL Demand Savings of Measure | Premium High Bay Luminaire (35 000 lumen) ¦ Business Energy Rebates | TRC | 0 | 0 | 0
None | Unit Post-RUL Demand Savings of Measure | Premium High Bay Luminaire (35 000 lumen) ¦ Small Business Energy Solutions | TRC | 0 | 0 | 0
None | Unit Post-RUL Demand Savings of Measure | Premium High Bay Luminaire (60 000 lumen) ¦ Business Energy Rebates | TRC | 0 | 0 | 0
None | Unit Post-RUL Demand Savings of Measure | Programmable thermostat ¦ Instant Savings | TRC | 0 | 0 | 0
None | Unit Post-RUL Demand Savings of Measure | Programmable Thermostats ¦ First Nations Home Retrofits | TRC | 0 | 0 | 0
None | Unit Post-RUL Demand Savings of Measure | Range / Stove replacement ¦ Appliance Retirement | TRC | 0.00345 | 0.00345 | 0.00345
None | Unit Post-RUL Demand Savings of Measure | Reflector Lamp (MR16) ¦ Small Business Energy Solutions | TRC | 0.0053033 | 0.0053033 | 0.0053033
None | Unit Post-RUL Demand Savings of Measure | Reflector Lamp (PAR38) ¦ Small Business Energy Solutions | TRC | 0.0070711 | 0.0070711 | 0.0070711
None | Unit Post-RUL Demand Savings of Measure | Refrigerated Case Luminaire ¦ Business Energy Rebates | TRC | 0 | 0 | 0
None | Unit Post-RUL Demand Savings of Measure | Refrigerated Case Luminaire ¦ Small Business Energy Solutions | TRC | 0 | 0 | 0
None | Unit Post-RUL Demand Savings of Measure | Refrigerator replacement (Low income only) ¦ Appliance Retirement | TRC | 0.007728 | 0.007728 | 0.007728
None | Unit Post-RUL Demand Savings of Measure | Refrigerator replacement (Low income only) ¦ First Nations Home Retrofits | TRC | 0.007728 | 0.007728 | 0.007728
None | Unit Post-RUL Demand Savings of Measure | Refrigerator retirement ¦ Appliance Retirement | TRC | 0.10364 | 0.10364 | 0.10364
None | Unit Post-RUL Demand Savings of Measure | Remote Condensing Unit ¦ Business Energy Rebates | TRC | 0 | 0 | 0
None | Unit Post-RUL Demand Savings of Measure | Residential DHW Timer ¦ ETS Green Heat | TRC | 0 | 0 | 0
None | Unit Post-RUL Demand Savings of Measure | Residential ETS System (Central) ¦ ETS Green Heat | TRC | 5 | 5 | 5
None | Unit Post-RUL Demand Savings of Measure | Residential ETS System (Central) ¦ ETS Home Energy Assessment | TRC | 5 | 5 | 5
None | Unit Post-RUL Demand Savings of Measure | Residential ETS System (Room) ¦ ETS Green Heat | TRC | 2.5 | 2.5 | 2.5
None | Unit Post-RUL Demand Savings of Measure | Residential ETS System (Room) ¦ ETS Home Energy Assessment | TRC | 2.5 | 2.5 | 2.5
None | Unit Post-RUL Demand Savings of Measure | Room air purifier ¦ Instant Savings | TRC | 0 | 0 | 0
None | Unit Post-RUL Demand Savings of Measure | Server Virtualization and Decommissioning ¦ Business Energy Rebates | TRC | 0.965 | 0.965 | 0.965
None | Unit Post-RUL Demand Savings of Measure | Single-Tank Door type Dishwasher - High Temp ¦ Business Energy Rebates | TRC | 0 | 0 | 0
None | Unit Post-RUL Demand Savings of Measure | Single-Tank Door type Dishwasher - Low Temp ¦ Business Energy Rebates | TRC | 0 | 0 | 0
None | Unit Post-RUL Demand Savings of Measure | Single -Tank Conveyor Dishwasher - High Temp ¦ Business Energy Rebates | TRC | 0 | 0 | 0
None | Unit Post-RUL Demand Savings of Measure | Single -Tank Conveyor Dishwasher - Low Temp ¦ Business Energy Rebates | TRC | 0 | 0 | 0
None | Unit Post-RUL Demand Savings of Measure | Single Heat Pad (Agriculture) ¦ Business Energy Rebates | TRC | 0 | 0 | 0
None | Unit Post-RUL Demand Savings of Measure | Small Commercial ETS Sytem ¦ ETS Business Energy Rebates | TRC | 0 | 0 | 0
None | Unit Post-RUL Demand Savings of Measure | Small Commercial ETS Sytem ¦ ETS Small Business Energy Solutions | TRC | 0 | 0 | 0
None | Unit Post-RUL Demand Savings of Measure | Smart power bar ¦ Instant Savings | TRC | 0 | 0 | 0
None | Unit Post-RUL Demand Savings of Measure | Smart Power Controllers - MURB ¦ Efficient Products Installation | TRC | 0 | 0 | 0
None | Unit Post-RUL Demand Savings of Measure | Smart Power Controllers ¦ Efficient Products Installation | TRC | 0 | 0 | 0
None | Unit Post-RUL Demand Savings of Measure | Solar air heating ¦ Green Heat | TRC | 0 | 0 | 0
None | Unit Post-RUL Demand Savings of Measure | Solar Domestic Hot Water ¦ Green Heat | TRC | 0 | 0 | 0
None | Unit Post-RUL Demand Savings of Measure | Solar Domestic Hot Water ¦ Home Energy Assessment | TRC | 0 | 0 | 0
None | Unit Post-RUL Demand Savings of Measure | Solid Door Freezer ¦ Business Energy Rebates | TRC | 0 | 0 | 0
None | Unit Post-RUL Demand Savings of Measure | Solid Door Freezer ¦ Small Business Energy Solutions | TRC | 0 | 0 | 0
None | Unit Post-RUL Demand Savings of Measure | Solid Door Refrigerator ¦ Business Energy Rebates | TRC | 0 | 0 | 0
None | Unit Post-RUL Demand Savings of Measure | Solid Door Refrigerator ¦ Small Business Energy Solutions | TRC | 0 | 0 | 0
None | Unit Post-RUL Demand Savings of Measure | Standard Capacity Electric Fryer ¦ Business Energy Rebates | TRC | 0 | 0 | 0
None | Unit Post-RUL Demand Savings of Measure | Standard Capacity Electric Fryer ¦ Small Business Energy Solutions | TRC | 0 | 0 | 0
None | Unit Post-RUL Demand Savings of Measure | Strategic Energy Management ¦ SEM | TRC | 0 | 0 | 0
None | Unit Post-RUL Demand Savings of Measure | Strip-Curtains for Display Cases ¦ Business Energy Rebates | TRC | 0 | 0 | 0
None | Unit Post-RUL Demand Savings of Measure | Strip-Curtains for Display Cases ¦ Small Business Energy Solutions | TRC | 0 | 0 | 0
None | Unit Post-RUL Demand Savings of Measure | Track/Mono-point Direction Luminaire ¦ Business Energy Rebates | TRC | 0 | 0 | 0
None | Unit Post-RUL Demand Savings of Measure | Unconverted D ¦ Home Energy Assessment | TRC | 0.64609 | 0.64609 | 0.64609
None | Unit Post-RUL Demand Savings of Measure | Under-Counter Dishwasher - HighTemp ¦ Business Energy Rebates | TRC | 0 | 0 | 0
None | Unit Post-RUL Demand Savings of Measure | Under-Counter Dishwasher - Low Temp ¦ Business Energy Rebates | TRC | 0 | 0 | 0
None | Unit Post-RUL Demand Savings of Measure | Variable Speed Kitchen Exhaust Fan ¦ Business Energy Rebates | TRC | 0 | 0 | 0
None | Unit Post-RUL Demand Savings of Measure | Variable Speed Kitchen Exhaust Fan ¦ Small Business Energy Solutions | TRC | 0 | 0 | 0
None | Unit Post-RUL Demand Savings of Measure | Ventilation Fan (Agriculture) ¦ Business Energy Rebates | TRC | 0 | 0 | 0
None | Unit Post-RUL Demand Savings of Measure | VFD - 10 hp - Institutional - Make-up Air Fan ¦ Business Energy Rebates | TRC | 0 | 0 | 0
None | Unit Post-RUL Demand Savings of Measure | VFD - 10 hp - Retail - Supply Fan ¦ Business Energy Rebates | TRC | 0 | 0 | 0
None | Unit Post-RUL Demand Savings of Measure | VFD - 20 hp - Institutional - Chilled Water Pump ¦ Business Energy Rebates | TRC | 0 | 0 | 0
None | Unit Post-RUL Demand Savings of Measure | VFD - 20 hp - Retail - Exhaust Fan ¦ Business Energy Rebates | TRC | 0 | 0 | 0
None | Unit Post-RUL Demand Savings of Measure | VFD - 30 hp - Institutional - Make-up Air Fan ¦ Business Energy Rebates | TRC | 0 | 0 | 0
None | Unit Post-RUL Demand Savings of Measure | VFD - 30 hp - Retail - Supply Fan ¦ Business Energy Rebates | TRC | 0 | 0 | 0
None | Unit Post-RUL Demand Savings of Measure | VFD - 40 hp - Warehousing - Exhaust Fan ¦ Business Energy Rebates | TRC | 0 | 0 | 0
None | Unit Post-RUL Demand Savings of Measure | VFD - 5 hp - Institutional - Chilled Water Pump ¦ Business Energy Rebates | TRC | 0 | 0 | 0
None | Unit Post-RUL Demand Savings of Measure | VFD - 5 hp - Retail - Exhaust Fan ¦ Business Energy Rebates | TRC | 0 | 0 | 0
None | Unit Post-RUL Demand Savings of Measure | VFD Milk Transfer Pump ¦ Business Energy Rebates | TRC | 0 | 0 | 0
None | Unit Post-RUL Demand Savings of Measure | VFD Milk Transfer Pump ¦ Small Business Energy Solutions | TRC | 0 | 0 | 0
None | Unit Post-RUL Demand Savings of Measure | VFD Milk Vacuum Pump ¦ Business Energy Rebates | TRC | 0 | 0 | 0
None | Unit Post-RUL Demand Savings of Measure | VFD Milk Vacuum Pump ¦ Small Business Energy Solutions | TRC | 0 | 0 | 0
None | Unit Post-RUL Demand Savings of Measure | Wall Mounted Area Luminaire (1000 lumen) ¦ Business Energy Rebates | TRC | 0 | 0 | 0
None | Unit Post-RUL Demand Savings of Measure | Wall Mounted Area Luminaire (1000 lumen) ¦ Small Business Energy Solutions | TRC | 0 | 0 | 0
None | Unit Post-RUL Demand Savings of Measure | Wall Mounted Area Luminaire (10000 lumen) ¦ Business Energy Rebates | TRC | 0 | 0 | 0
None | Unit Post-RUL Demand Savings of Measure | Wall Mounted Area Luminaire (10000 lumen) ¦ Small Business Energy Solutions | TRC | 0 | 0 | 0
None | Unit Post-RUL Demand Savings of Measure | Wall Wash Luminaire (1000 lumen) ¦ Business Energy Rebates | TRC | 0 | 0 | 0
None | Unit Post-RUL Demand Savings of Measure | Wall wash luminaire (1500 lumen) ¦ Business Energy Rebates | TRC | 0 | 0 | 0
None | Unit Post-RUL Demand Savings of Measure | Whole Home - tier 0 (22% better than code on average) ¦ New Home Construction | TRC | 0 | 0 | 0
None | Unit Post-RUL Demand Savings of Measure | Whole home - tier 1 (45% better than code target) ¦ New Home Construction | TRC | 0 | 0 | 0
None | Unit Post-RUL Demand Savings of Measure | Whole home - tier 2 (60% better than code target) ¦ New Home Construction | TRC | 0 | 0 | 0
None | Unit Post-RUL Demand Savings of Measure | Whole home - tier 3 (70% better than code target) ¦ New Home Construction | TRC | 0 | 0 | 0
None | Unit Post-RUL Demand Savings of Measure | Whole Home ¦ Home Energy Assessment | TRC | 2.3591 | 2.3591 | 2.3591
None | Unit Post-RUL Demand Savings of Measure | Whole Home First Nations Retrofit ¦ First Nations Home Retrofits | TRC | 2.0693 | 2.0693 | 2.0693
None | Unit Post-RUL Demand Savings of Measure | Wood Boiler/Furnace ¦ Green Heat | TRC | 7.66 | 7.66 | 7.66
None | Unit Post-RUL Demand Savings of Measure | Wood Stove ¦ Green Heat | TRC | 3.4751 | 3.4751 | 3.4751
None | Unit Post-RUL Demand Savings of Measure | Zero-Energy Doors for Reach-In Coolers ¦ Small Business Energy Solutions | TRC | 0 | 0 | 0
None | Direct Install Costs of Measure | 1/2 Size Hot Food Holding Cabinet ¦ Business Energy Rebates | TRC | 0 | 0 | 0
None | Direct Install Costs of Measure | 11W Replacing 60W - MURB ¦ Efficient Products Installation | TRC | 7.1502 | 7.1502 | 7.1502
None | Direct Install Costs of Measure | 11W Replacing 60W ¦ Efficient Products Installation | TRC | 7.1502 | 7.1502 | 7.1502
None | Direct Install Costs of Measure | 18W Replacing 100W - MURB ¦ Efficient Products Installation | TRC | 9.6084 | 9.6084 | 9.6084
None | Direct Install Costs of Measure | 18W Replacing 100W ¦ Efficient Products Installation | TRC | 9.6084 | 9.6084 | 9.6084
None | Direct Install Costs of Measure | 18W Replacing 75W - MURB ¦ Efficient Products Installation | TRC | 8.874 | 8.874 | 8.874
None | Direct Install Costs of Measure | 18W Replacing 75W ¦ Efficient Products Installation | TRC | 8.874 | 8.874 | 8.874
None | Direct Install Costs of Measure | 5W Chandelier E12 - MURB ¦ Efficient Products Installation | TRC | 5.3346 | 5.3346 | 5.3346
None | Direct Install Costs of Measure | 5W Chandelier E12 ¦ Efficient Products Installation | TRC | 5.3346 | 5.3346 | 5.3346
None | Direct Install Costs of Measure | 7W G25 - MURB ¦ Efficient Products Installation | TRC | 4.8654 | 4.8654 | 4.8654
None | Direct Install Costs of Measure | 7W G25 ¦ Efficient Products Installation | TRC | 4.8654 | 4.8654 | 4.8654
None | Direct Install Costs of Measure | 7W GU10 Replacing 35W - MURB ¦ Efficient Products Installation | TRC | 6.1812 | 6.1812 | 6.1812
None | Direct Install Costs of Measure | 7W GU10 Replacing 35W ¦ Efficient Products Installation | TRC | 6.1812 | 6.1812 | 6.1812
None | Direct Install Costs of Measure | 7W GU10 Replacing 50W - MURB ¦ Efficient Products Installation | TRC | 6.1812 | 6.1812 | 6.1812
None | Direct Install Costs of Measure | 7W GU10 Replacing 50W ¦ Efficient Products Installation | TRC | 6.1812 | 6.1812 | 6.1812
None | Direct Install Costs of Measure | 9.5W Replacing 100W - MURB ¦ Efficient Products Installation | TRC | 7.1502 | 7.1502 | 7.1502
None | Direct Install Costs of Measure | 9.5W Replacing 100W ¦ Efficient Products Installation | TRC | 7.1502 | 7.1502 | 7.1502
None | Direct Install Costs of Measure | 9.5W Replacing 40W - MURB ¦ Efficient Products Installation | TRC | 7.1502 | 7.1502 | 7.1502
None | Direct Install Costs of Measure | 9.5W Replacing 40W ¦ Efficient Products Installation | TRC | 7.1502 | 7.1502 | 7.1502
None | Direct Install Costs of Measure | 9.5W Replacing 60W - MURB ¦ Efficient Products Installation | TRC | 7.1502 | 7.1502 | 7.1502
None | Direct Install Costs of Measure | 9.5W Replacing 60W ¦ Efficient Products Installation | TRC | 7.1502 | 7.1502 | 7.1502
None | Direct Install Costs of Measure | 9W Replacing 100W - MURB ¦ Efficient Products Installation | TRC | 7.1502 | 7.1502 | 7.1502
None | Direct Install Costs of Measure | 9W Replacing 100W ¦ Efficient Products Installation | TRC | 7.1502 | 7.1502 | 7.1502
None | Direct Install Costs of Measure | 9W Replacing 40W - MURB ¦ Efficient Products Installation | TRC | 7.1502 | 7.1502 | 7.1502
None | Direct Install Costs of Measure | 9W Replacing 40W ¦ Efficient Products Installation | TRC | 7.1502 | 7.1502 | 7.1502
None | Direct Install Costs of Measure | 9W Replacing 60W - MURB ¦ Efficient Products Installation | TRC | 7.1502 | 7.1502 | 7.1502
None | Direct Install Costs of Measure | 9W Replacing 60W ¦ Efficient Products Installation | TRC | 7.1502 | 7.1502 | 7.1502
None | Direct Install Costs of Measure | Advanced Lighting Design (Performance Lighting) ¦ Business Energy Rebates | TRC | 0 | 0 | 0
None | Direct Install Costs of Measure | Air-Entraining Air Nozzle ¦ Business Energy Rebates | TRC | 0 | 0 | 0
None | Direct Install Costs of Measure | Air Conditioner retirement ¦ Appliance Retirement | TRC | 0 | 0 | 0
None | Direct Install Costs of Measure | ASHP and AWHP - Electrical ¦ Green Heat | TRC | 0 | 0 | 0
None | Direct Install Costs of Measure | Case Lighting for Sign Retrofits ¦ Business Energy Rebates | TRC | 0 | 0 | 0
None | Direct Install Costs of Measure | CEE Tier 2 Commercial Washing Machine ¦ Business Energy Rebates | TRC | 0 | 0 | 0
None | Direct Install Costs of Measure | CEE Tier 3 Commercial Washing Machine ¦ Business Energy Rebates | TRC | 0 | 0 | 0
None | Direct Install Costs of Measure | Circulation Fan (Agriculture) ¦ Business Energy Rebates | TRC | 0 | 0 | 0
None | Direct Install Costs of Measure | Clothes-line ¦ Instant Savings | TRC | 0 | 0 | 0
None | Direct Install Costs of Measure | Clothes Dryer replacement ¦ Appliance Retirement | TRC | 0 | 0 | 0
None | Direct Install Costs of Measure | Clothes Dryers ¦ First Nations Home Retrofits | TRC | 750 | 750 | 750
None | Direct Install Costs of Measure | Clothes Washer replacement ¦ Appliance Retirement | TRC | 0 | 0 | 0
None | Direct Install Costs of Measure | Clothes Washers ¦ First Nations Home Retrofits | TRC | 940 | 940 | 940
None | Direct Install Costs of Measure | Cold Climate Air-Source Heat Pump (24kBTU/hr) ¦ Business Energy Rebates | TRC | 0 | 0 | 0
None | Direct Install Costs of Measure | Cold Climate Air-Source Heat Pump (24kBTU/hr) ¦ Small Business Energy Solutions | TRC | 0 | 0 | 0
None | Direct Install Costs of Measure | Cold Climate Air-Source Heat Pump (48kBTU/hr) ¦ Business Energy Rebates | TRC | 0 | 0 | 0
None | Direct Install Costs of Measure | Custom Energy Efficiency ¦ Affordable MultiFamily Renter | TRC | 0 | 0 | 0
None | Direct Install Costs of Measure | Custom Energy Efficiency ¦ Custom Retrofit | TRC | 0 | 0 | 0
None | Direct Install Costs of Measure | Cycling Refrigerated Air Dryer - 50 CFM ¦ Business Energy Rebates | TRC | 0 | 0 | 0
None | Direct Install Costs of Measure | Dairy Scroll Compressor ¦ Business Energy Rebates | TRC | 0 | 0 | 0
None | Direct Install Costs of Measure | Daylighting Controls - Ceiling Mounted ¦ Business Energy Rebates | TRC | 0 | 0 | 0
None | Direct Install Costs of Measure | Daylighting Controls - Switch-Mounted ¦ Business Energy Rebates | TRC | 0 | 0 | 0
None | Direct Install Costs of Measure | Decorative Lamp ¦ Small Business Energy Solutions | TRC | 0 | 0 | 0
None | Direct Install Costs of Measure | Dehumidifier ¦ Instant Savings | TRC | 0 | 0 | 0
None | Direct Install Costs of Measure | Dehumidifier replacement (Low income only) ¦ Appliance Retirement | TRC | 306.0472 | 311.5561 | 317.1641
None | Direct Install Costs of Measure | Dehumidifier replacement (Low income only) ¦ First Nations Home Retrofits | TRC | 300 | 300 | 300
None | Direct Install Costs of Measure | Dimmer Switch ¦ Instant Savings | TRC | 0 | 0 | 0
None | Direct Install Costs of Measure | Dishwasher replacement ¦ Appliance Retirement | TRC | 0 | 0 | 0
None | Direct Install Costs of Measure | Door Heater Controls ¦ Business Energy Rebates | TRC | 0 | 0 | 0
None | Direct Install Costs of Measure | Double Heat Pad (Agriculture) ¦ Business Energy Rebates | TRC | 0 | 0 | 0
None | Direct Install Costs of Measure | Downlight Luminaire (1200 lumen) ¦ Small Business Energy Solutions | TRC | 0 | 0 | 0
None | Direct Install Costs of Measure | Downlight Luminaire (3000 lumen) ¦ Small Business Energy Solutions | TRC | 0 | 0 | 0
None | Direct Install Costs of Measure | Downlight Luminaire (800 lumen) ¦ Small Business Energy Solutions | TRC | 0 | 0 | 0
None | Direct Install Costs of Measure | Drain Water Heat Recovery ¦ First Nations Home Retrofits | TRC | 900 | 900 | 900
None | Direct Install Costs of Measure | Drain Water Heat Recovery ¦ Green Heat | TRC | 0 | 0 | 0
None | Direct Install Costs of Measure | Drain Water Heat Recovery ¦ Home Energy Assessment | TRC | 0 | 0 | 0
None | Direct Install Costs of Measure | Dual Enthalpy Economizer Controls ¦ Business Energy Rebates | TRC | 0 | 0 | 0
None | Direct Install Costs of Measure | EC Motor for Refrigeration Applications ¦ Business Energy Rebates1 | TRC | 0 | 0 | 0
None | Direct Install Costs of Measure | EC Motor for Refrigeration Applications ¦ Business Energy Rebates2 | TRC | 0 | 0 | 0
None | Direct Install Costs of Measure | ECM Circulator Pump ¦ Instant Savings | TRC | 0 | 0 | 0
None | Direct Install Costs of Measure | Efficient clothes washer ¦ Instant Savings | TRC | 0 | 0 | 0
None | Direct Install Costs of Measure | Efficient refrigerator ¦ Instant Savings | TRC | 0 | 0 | 0
None | Direct Install Costs of Measure | Electric Combination Oven ¦ Business Energy Rebates | TRC | 0 | 0 | 0
None | Direct Install Costs of Measure | Electric Combination Oven with Gas ¦ Business Energy Rebates | TRC | 0 | 0 | 0
None | Direct Install Costs of Measure | Electric Convection Oven ¦ Business Energy Rebates | TRC | 0 | 0 | 0
None | Direct Install Costs of Measure | Electric Convection Oven with Gas ¦ Business Energy Rebates | TRC | 0 | 0 | 0
None | Direct Install Costs of Measure | Electric Fryer Replacement with Gas ¦ Business Energy Rebates | TRC | 0 | 0 | 0
None | Direct Install Costs of Measure | Electric Griddle Replacement with Gas ¦ Business Energy Rebates | TRC | 0 | 0 | 0
None | Direct Install Costs of Measure | Electric Steam Cooker ¦ Business Energy Rebates | TRC | 0 | 0 | 0
None | Direct Install Costs of Measure | Electric Steam Cooker Replacement with Gas ¦ Business Energy Rebates | TRC | 0 | 0 | 0
None | Direct Install Costs of Measure | Electric to Natural Gas - Water Heater ¦ Business Energy Rebates | TRC | 0 | 0 | 0
None | Direct Install Costs of Measure | Energy Management Information Systems ¦ EMIS | TRC | 0 | 0 | 0
None | Direct Install Costs of Measure | Energy Star Dryer ¦ Instant Savings | TRC | 0 | 0 | 0
None | Direct Install Costs of Measure | ENERGY STAR Pool Pump ¦ Business Energy Rebates | TRC | 0 | 0 | 0
None | Direct Install Costs of Measure | ENERGY STAR Uninteruptible Power Supplies (UPS) ¦ Business Energy Rebates | TRC | 0 | 0 | 0
None | Direct Install Costs of Measure | ENERGY STAR Washing Machine ¦ Business Energy Rebates | TRC | 0 | 0 | 0
None | Direct Install Costs of Measure | Evaporator Fan Motor Controls ¦ Business Energy Rebates | TRC | 0 | 0 | 0
None | Direct Install Costs of Measure | Faucet Aerators - MURB ¦ Efficient Products Installation | TRC | 16.1568 | 16.1568 | 16.1568
None | Direct Install Costs of Measure | Faucet Aerators ¦ Efficient Products Installation | TRC | 16.1568 | 16.1568 | 16.1568
None | Direct Install Costs of Measure | Flood Luminaire (10000 lumen) ¦ Business Energy Rebates | TRC | 0 | 0 | 0
None | Direct Install Costs of Measure | Flood Luminaire (10000 lumen) ¦ Small Business Energy Solutions | TRC | 0 | 0 | 0
None | Direct Install Costs of Measure | Flood Luminaire (48000 lumen) ¦ Business Energy Rebates | TRC | 0 | 0 | 0
None | Direct Install Costs of Measure | Flood Luminaire (48000 lumen) ¦ Small Business Energy Solutions | TRC | 0 | 0 | 0
None | Direct Install Costs of Measure | Four Pin Replacement Lamps for CFLs ¦ Business Energy Rebates | TRC | 0 | 0 | 0
None | Direct Install Costs of Measure | Four Pin Replacement Lamps for CFLs ¦ Small Business Energy Solutions | TRC | 0 | 0 | 0
None | Direct Install Costs of Measure | Freezer replacement (Low income only) ¦ Appliance Retirement | TRC | 680.8441 | 693.0993 | 705.5751
None | Direct Install Costs of Measure | Freezer replacement (Low income only) ¦ First Nations Home Retrofits | TRC | 650 | 650 | 650
None | Direct Install Costs of Measure | Freezer replacement ¦ Appliance Retirement | TRC | 0 | 0 | 0
None | Direct Install Costs of Measure | Freezer retirement ¦ Appliance Retirement | TRC | 0 | 0 | 0
None | Direct Install Costs of Measure | Fridge replacement ¦ Appliance Retirement | TRC | 0 | 0 | 0
None | Direct Install Costs of Measure | Fuel Pump Canopy Luminaire (4000 lumen) ¦ Small Business Energy Solutions | TRC | 0 | 0 | 0
None | Direct Install Costs of Measure | General Use Lamp (A,G Types) ¦ Small Business Energy Solutions | TRC | 0 | 0 | 0
None | Direct Install Costs of Measure | Glass Door Freezer ¦ Small Business Energy Solutions | TRC | 0 | 0 | 0
None | Direct Install Costs of Measure | Glass Door Refrigerator ¦ Business Energy Rebates | TRC | 0 | 0 | 0
None | Direct Install Costs of Measure | Glass Door Refrigerator ¦ Small Business Energy Solutions | TRC | 0 | 0 | 0
None | Direct Install Costs of Measure | Ground Source Heat Pump (60kBTU/hr) ¦ Business Energy Rebates | TRC | 0 | 0 | 0
None | Direct Install Costs of Measure | Ground Source Heat Pump (60kBTU/hr) ¦ Small Business Energy Solutions | TRC | 0 | 0 | 0
None | Direct Install Costs of Measure | GSHP ¦ Green Heat | TRC | 0 | 0 | 0
None | Direct Install Costs of Measure | Heat Pump Clothes Dryer ¦ Business Energy Rebates | TRC | 0 | 0 | 0
None | Direct Install Costs of Measure | Heat Pump Dryer (ventless) ¦ Instant Savings | TRC | 0 | 0 | 0
None | Direct Install Costs of Measure | Heat Pump Water Heater ¦ Business Energy Rebates | TRC | 0 | 0 | 0
None | Direct Install Costs of Measure | Heat Pump Water Heater ¦ First Nations Home Retrofits | TRC | 3200 | 3200 | 3200
None | Direct Install Costs of Measure | Heat Pump Water Heater ¦ Green Heat | TRC | 0 | 0 | 0
None | Direct Install Costs of Measure | Heat Pump Water Heater ¦ Home Energy Assessment | TRC | 0 | 0 | 0
None | Direct Install Costs of Measure | Heat Pump Water Heater ¦ Small Business Energy Solutions | TRC | 0 | 0 | 0
None | Direct Install Costs of Measure | Heat Reclaimer Unit (Agriculture) ¦ Business Energy Rebates | TRC | 0 | 0 | 0
None | Direct Install Costs of Measure | Heat Reclaimer Unit (Agriculture) ¦ Small Business Energy Solutions | TRC | 0 | 0 | 0
None | Direct Install Costs of Measure | Heavy duty timer ¦ Instant Savings | TRC | 0 | 0 | 0
None | Direct Install Costs of Measure | High Bay Luminaire (15 000 lumen) ¦ Business Energy Rebates | TRC | 0 | 0 | 0
None | Direct Install Costs of Measure | High Bay Luminaire (15 000 lumen) ¦ Small Business Energy Solutions | TRC | 0 | 0 | 0
None | Direct Install Costs of Measure | High Bay Luminaire (35 000 lumen) ¦ Small Business Energy Solutions | TRC | 0 | 0 | 0
None | Direct Install Costs of Measure | High Efficiency Circulator Pump 1.5kW ¦ Business Energy Rebates | TRC | 0 | 0 | 0
None | Direct Install Costs of Measure | High Efficiency Circulator Pump 100W ¦ Business Energy Rebates | TRC | 0 | 0 | 0
None | Direct Install Costs of Measure | High Efficiency Circulator Pump 300W ¦ Business Energy Rebates | TRC | 0 | 0 | 0
None | Direct Install Costs of Measure | High Volume Low Speed Fan (Agriculture) ¦ Business Energy Rebates | TRC | 0 | 0 | 0
None | Direct Install Costs of Measure | High Volume Low Speed Fan (Agriculture) ¦ Small Business Energy Solutions | TRC | 0 | 0 | 0
None | Direct Install Costs of Measure | Holiday Lights Exchange - MURB ¦ Efficient Products Installation | TRC | 27.54 | 27.54 | 27.54
None | Direct Install Costs of Measure | Holiday Lights Exchange ¦ Efficient Products Installation | TRC | 27.54 | 27.54 | 27.54
None | Direct Install Costs of Measure | Hot Water Tank Wrap - MURB ¦ Efficient Products Installation | TRC | 29.8554 | 29.8554 | 29.8554
None | Direct Install Costs of Measure | Hot Water Tank Wrap ¦ Efficient Products Installation | TRC | 29.8554 | 29.8554 | 29.8554
None | Direct Install Costs of Measure | HVAC Hotel Occupancy Sensor ¦ Business Energy Rebates | TRC | 0 | 0 | 0
None | Direct Install Costs of Measure | Hybrid Heat Pump Dryer ¦ Instant Savings | TRC | 0 | 0 | 0
None | Direct Install Costs of Measure | Ice-Making Head ¦ Business Energy Rebates | TRC | 0 | 0 | 0
None | Direct Install Costs of Measure | Indoor motion sensor ¦ Instant Savings | TRC | 0 | 0 | 0
None | Direct Install Costs of Measure | Large Commercial/Industrial ETS System ¦ ETS Business Energy Rebates | TRC | 0 | 0 | 0
None | Direct Install Costs of Measure | LED - ENERGY STAR Fixture with Motion Sensor ¦ Instant Savings | TRC | 0 | 0 | 0
None | Direct Install Costs of Measure | LED - ENERGY STAR Fixture without Motion Sensor ¦ Instant Savings | TRC | 0 | 0 | 0
None | Direct Install Costs of Measure | LED - Other ¦ Instant Savings | TRC | 0 | 0 | 0
None | Direct Install Costs of Measure | LED - R, BR and Decorative ¦ Instant Savings | TRC | 0 | 0 | 0
None | Direct Install Costs of Measure | LED - Recessed downlight ¦ Instant Savings | TRC | 0 | 0 | 0
None | Direct Install Costs of Measure | LED Nightlights - MURB ¦ Efficient Products Installation | TRC | 1.6626 | 1.6626 | 1.6626
None | Direct Install Costs of Measure | LED Nightlights ¦ Efficient Products Installation | TRC | 1.6626 | 1.6626 | 1.6626
None | Direct Install Costs of Measure | LED Replacement Lamps for HID (10000 lumen) ¦ Business Energy Rebates | TRC | 0 | 0 | 0
None | Direct Install Costs of Measure | LED Replacement Lamps for HID (10000 lumen) ¦ Small Business Energy Solutions | TRC | 0 | 0 | 0
None | Direct Install Costs of Measure | LED Replacement Lamps for HID (4000 lumen) ¦ Business Energy Rebates | TRC | 0 | 0 | 0
None | Direct Install Costs of Measure | LED Replacement Lamps for HID (4000 lumen) ¦ Small Business Energy Solutions | TRC | 0 | 0 | 0
None | Direct Install Costs of Measure | LED Troffer (1x4) ¦ Business Energy Rebates | TRC | 0 | 0 | 0
None | Direct Install Costs of Measure | LED Troffer (1x4) ¦ Small Business Energy Solutions | TRC | 0 | 0 | 0
None | Direct Install Costs of Measure | LED Troffer (2x2) ¦ Business Energy Rebates | TRC | 0 | 0 | 0
None | Direct Install Costs of Measure | LED Troffer (2x2) ¦ Small Business Energy Solutions | TRC | 0 | 0 | 0
None | Direct Install Costs of Measure | LED Troffer (4x2) ¦ Business Energy Rebates | TRC | 0 | 0 | 0
None | Direct Install Costs of Measure | LED Troffer (4x2) ¦ Small Business Energy Solutions | TRC | 0 | 0 | 0
None | Direct Install Costs of Measure | LED Wall Sconce (1200 lumen) ¦ Small Business Energy Solutions | TRC | 0 | 0 | 0
None | Direct Install Costs of Measure | Linear Ambient Luminaire (10000 lumen) ¦ Business Energy Rebates | TRC | 0 | 0 | 0
None | Direct Install Costs of Measure | Linear Ambient Luminaire (10000 lumen) ¦ Small Business Energy Solutions | TRC | 0 | 0 | 0
None | Direct Install Costs of Measure | Linear Ambient Luminaire (2000 lumen) ¦ Business Energy Rebates | TRC | 0 | 0 | 0
None | Direct Install Costs of Measure | Linear Ambient Luminaire (2000 lumen) ¦ Small Business Energy Solutions | TRC | 0 | 0 | 0
None | Direct Install Costs of Measure | Linear Ambient Luminaire (4000 lumen) ¦ Business Energy Rebates | TRC | 0 | 0 | 0
None | Direct Install Costs of Measure | Linear Ambient Luminaire (4000 lumen) ¦ Small Business Energy Solutions | TRC | 0 | 0 | 0
None | Direct Install Costs of Measure | Linear Ambient Luminaire (8000 lumen) ¦ Business Energy Rebates | TRC | 0 | 0 | 0
None | Direct Install Costs of Measure | Linear Ambient Luminaire (8000 lumen) ¦ Small Business Energy Solutions | TRC | 0 | 0 | 0
None | Direct Install Costs of Measure | Linear Replacement Lamp (2 foot) ¦ Business Energy Rebates | TRC | 0 | 0 | 0
None | Direct Install Costs of Measure | Linear Replacement Lamp (2 foot) ¦ Small Business Energy Solutions | TRC | 0 | 0 | 0
None | Direct Install Costs of Measure | Linear Replacement Lamp (4 foot) ¦ Business Energy Rebates | TRC | 0 | 0 | 0
None | Direct Install Costs of Measure | Linear Replacement Lamp (4 foot) ¦ Small Business Energy Solutions | TRC | 0 | 0 | 0
None | Direct Install Costs of Measure | Low-bay Luminaire (10,000 lumen) ¦ Business Energy Rebates | TRC | 0 | 0 | 0
None | Direct Install Costs of Measure | Low-bay Luminaire (10,000 lumen) ¦ Small Business Energy Solutions | TRC | 0 | 0 | 0
None | Direct Install Costs of Measure | Low-bay Luminaire (5000 lumen) ¦ Business Energy Rebates | TRC | 0 | 0 | 0
None | Direct Install Costs of Measure | Low-flow showerhead - 0.5 gpm Reduction - MURB ¦ Efficient Products Installation | TRC | 43.6254 | 43.6254 | 43.6254
None | Direct Install Costs of Measure | Low-flow showerhead - 0.5 gpm Reduction ¦ Efficient Products Installation | TRC | 43.6254 | 43.6254 | 43.6254
None | Direct Install Costs of Measure | Low-flow showerhead - 1.0 gpm Reduction - MURB ¦ Efficient Products Installation | TRC | 43.6254 | 43.6254 | 43.6254
None | Direct Install Costs of Measure | Low-flow showerhead - 1.0 gpm Reduction ¦ Efficient Products Installation | TRC | 43.6254 | 43.6254 | 43.6254
None | Direct Install Costs of Measure | Low-flow showerhead -0.75 gpm Reduction - MURB ¦ Efficient Products Installation | TRC | 43.6254 | 43.6254 | 43.6254
None | Direct Install Costs of Measure | Low-flow showerhead -0.75 gpm Reduction ¦ Efficient Products Installation | TRC | 43.6254 | 43.6254 | 43.6254
None | Direct Install Costs of Measure | Low/Zero Energy Livestock Waterer ¦ Business Energy Rebates | TRC | 0 | 0 | 0
None | Direct Install Costs of Measure | Luminaire Level Lighting Control (LLLC) - High Impact Application ¦ Business Energy Rebates | TRC | 0 | 0 | 0
None | Direct Install Costs of Measure | Luminaire Level Lighting Control (LLLC) - Low Impact Application ¦ Business Energy Rebates | TRC | 0 | 0 | 0
None | Direct Install Costs of Measure | Medium Commercial ETS System ¦ ETS Business Energy Rebates | TRC | 0 | 0 | 0
None | Direct Install Costs of Measure | Medium Commercial ETS System ¦ ETS Small Business Energy Solutions | TRC | 0 | 0 | 0
None | Direct Install Costs of Measure | Milk Pre-cooler ¦ Business Energy Rebates | TRC | 0 | 0 | 0
None | Direct Install Costs of Measure | Mini freezer retirement ¦ Appliance Retirement | TRC | 0 | 0 | 0
None | Direct Install Costs of Measure | Mini fridge retirement ¦ Appliance Retirement | TRC | 0 | 0 | 0
None | Direct Install Costs of Measure | Motion sensor with dimmer switch ¦ Instant Savings | TRC | 0 | 0 | 0
None | Direct Install Costs of Measure | MSHP - Fully Electrical ¦ Green Heat | TRC | 0 | 0 | 0
None | Direct Install Costs of Measure | MSHP - Mainly Electrical ¦ Green Heat | TRC | 0 | 0 | 0
None | Direct Install Costs of Measure | Multi-Tank Conveyor Dishwasher - High Temp ¦ Business Energy Rebates | TRC | 0 | 0 | 0
None | Direct Install Costs of Measure | Multi-Tank Conveyor Dishwasher - High Temp ¦ Small Business Energy Solutions | TRC | 0 | 0 | 0
None | Direct Install Costs of Measure | Multi-Tank Conveyor Dishwasher - Low Temp ¦ Business Energy Rebates | TRC | 0 | 0 | 0
None | Direct Install Costs of Measure | Multi-Tank Conveyor Dishwasher - Low Temp ¦ Small Business Energy Solutions | TRC | 0 | 0 | 0
None | Direct Install Costs of Measure | Natural Barn Ventiliation - Year-Round ¦ Business Energy Rebates | TRC | 0 | 0 | 0
None | Direct Install Costs of Measure | Networked/ Connected - Indoor LED Lamp ¦ Instant Savings | TRC | 0 | 0 | 0
None | Direct Install Costs of Measure | Networked/Connected - High Impact Application ¦ Business Energy Rebates | TRC | 0 | 0 | 0
None | Direct Install Costs of Measure | Networked/Connected - Low Impact Application ¦ Business Energy Rebates | TRC | 0 | 0 | 0
None | Direct Install Costs of Measure | No-Loss Drain ¦ Business Energy Rebates | TRC | 0 | 0 | 0
None | Direct Install Costs of Measure | Occupancy Sensor (Ceiling Mounted) ¦ Business Energy Rebates | TRC | 0 | 0 | 0
None | Direct Install Costs of Measure | Occupancy Sensor (Ceiling Mounted) ¦ Small Business Energy Solutions | TRC | 0 | 0 | 0
None | Direct Install Costs of Measure | Occupancy Sensor (Wall Mounted) ¦ Business Energy Rebates | TRC | 0 | 0 | 0
None | Direct Install Costs of Measure | Occupancy Sensor (Wall Mounted) ¦ Small Business Energy Solutions | TRC | 0 | 0 | 0
None | Direct Install Costs of Measure | Occupancy Sensor (Exterior) ¦ Business Energy Rebates | TRC | 0 | 0 | 0
None | Direct Install Costs of Measure | Open to Closed Cooler Conversion ¦ Business Energy Rebates | TRC | 0 | 0 | 0
None | Direct Install Costs of Measure | Open to Closed Cooler Conversion ¦ Small Business Energy Solutions | TRC | 0 | 0 | 0
None | Direct Install Costs of Measure | Outdoor motion sensor ¦ Instant Savings | TRC | 0 | 0 | 0
None | Direct Install Costs of Measure | Outside Air Economizer ¦ Business Energy Rebates | TRC | 0 | 0 | 0
None | Direct Install Costs of Measure | Packaged Terminal Heat Pump (12kBTU/hr) ¦ Business Energy Rebates | TRC | 0 | 0 | 0
None | Direct Install Costs of Measure | Parking Garage Luminaire (4000 lumen) ¦ Small Business Energy Solutions | TRC | 0 | 0 | 0
None | Direct Install Costs of Measure | Pellet Boiler/Furnace ¦ Green Heat | TRC | 0 | 0 | 0
None | Direct Install Costs of Measure | Pellet Stove ¦ Green Heat | TRC | 0 | 0 | 0
None | Direct Install Costs of Measure | Pipe Insulation - MURB ¦ Efficient Products Installation | TRC | 1.4484 | 1.4484 | 1.4484
None | Direct Install Costs of Measure | Pipe Insulation ¦ Efficient Products Installation | TRC | 1.4484 | 1.4484 | 1.4484
None | Direct Install Costs of Measure | Pole/Arm-Mounted Area Luminaire (20000 lumen) ¦ Business Energy Rebates | TRC | 0 | 0 | 0
None | Direct Install Costs of Measure | Pole/Arm-Mounted Area Luminaire (20000 lumen) ¦ Small Business Energy Solutions | TRC | 0 | 0 | 0
None | Direct Install Costs of Measure | Pole/Arm-Mounted Area Luminaire (4000 lumen) ¦ Small Business Energy Solutions | TRC | 0 | 0 | 0
None | Direct Install Costs of Measure | Pole/Arm-Mounted Area Luminaire (60000 lumen) ¦ Business Energy Rebates | TRC | 0 | 0 | 0
None | Direct Install Costs of Measure | Pole/Arm-Mounted Decorative Luminaire (1500 lumen) ¦ Small Business Energy Solutions | TRC | 0 | 0 | 0
None | Direct Install Costs of Measure | Pole/Arm-Mounted Decorative Luminaire (5000 lumen) ¦ Business Energy Rebates | TRC | 0 | 0 | 0
None | Direct Install Costs of Measure | Pole/Arm-Mounted Decorative Luminaire (5000 lumen) ¦ Small Business Energy Solutions | TRC | 0 | 0 | 0
None | Direct Install Costs of Measure | Pot, Pan and Utensil Dishwasher - High Temp ¦ Business Energy Rebates | TRC | 0 | 0 | 0
None | Direct Install Costs of Measure | Power bar with timer ¦ Instant Savings | TRC | 0 | 0 | 0
None | Direct Install Costs of Measure | Premium High Bay Luminaire (15 000 lumen) ¦ Business Energy Rebates | TRC | 0 | 0 | 0
None | Direct Install Costs of Measure | Premium High Bay Luminaire (15 000 lumen) ¦ Small Business Energy Solutions | TRC | 0 | 0 | 0
None | Direct Install Costs of Measure | Premium High Bay Luminaire (35 000 lumen) ¦ Business Energy Rebates | TRC | 0 | 0 | 0
None | Direct Install Costs of Measure | Premium High Bay Luminaire (35 000 lumen) ¦ Small Business Energy Solutions | TRC | 0 | 0 | 0
None | Direct Install Costs of Measure | Premium High Bay Luminaire (60 000 lumen) ¦ Business Energy Rebates | TRC | 0 | 0 | 0
None | Direct Install Costs of Measure | Programmable thermostat ¦ Instant Savings | TRC | 0 | 0 | 0
None | Direct Install Costs of Measure | Programmable Thermostats ¦ First Nations Home Retrofits | TRC | 120 | 120 | 120
None | Direct Install Costs of Measure | Range / Stove replacement ¦ Appliance Retirement | TRC | 0 | 0 | 0
None | Direct Install Costs of Measure | Reflector Lamp (MR16) ¦ Small Business Energy Solutions | TRC | 0 | 0 | 0
None | Direct Install Costs of Measure | Reflector Lamp (PAR38) ¦ Small Business Energy Solutions | TRC | 0 | 0 | 0
None | Direct Install Costs of Measure | Refrigerated Case Luminaire ¦ Business Energy Rebates | TRC | 0 | 0 | 0
None | Direct Install Costs of Measure | Refrigerated Case Luminaire ¦ Small Business Energy Solutions | TRC | 0 | 0 | 0
None | Direct Install Costs of Measure | Refrigerator replacement (Low income only) ¦ Appliance Retirement | TRC | 898.182 | 914.3493 | 930.8076
None | Direct Install Costs of Measure | Refrigerator replacement (Low income only) ¦ First Nations Home Retrofits | TRC | 825 | 825 | 825
None | Direct Install Costs of Measure | Refrigerator retirement ¦ Appliance Retirement | TRC | 0 | 0 | 0
None | Direct Install Costs of Measure | Remote Condensing Unit ¦ Business Energy Rebates | TRC | 0 | 0 | 0
None | Direct Install Costs of Measure | Residential DHW Timer ¦ ETS Green Heat | TRC | 0 | 0 | 0
None | Direct Install Costs of Measure | Residential ETS System (Central) ¦ ETS Green Heat | TRC | 0 | 0 | 0
None | Direct Install Costs of Measure | Residential ETS System (Central) ¦ ETS Home Energy Assessment | TRC | 0 | 0 | 0
None | Direct Install Costs of Measure | Residential ETS System (Room) ¦ ETS Green Heat | TRC | 0 | 0 | 0
None | Direct Install Costs of Measure | Residential ETS System (Room) ¦ ETS Home Energy Assessment | TRC | 0 | 0 | 0
None | Direct Install Costs of Measure | Room air purifier ¦ Instant Savings | TRC | 0 | 0 | 0
None | Direct Install Costs of Measure | Server Virtualization and Decommissioning ¦ Business Energy Rebates | TRC | 0 | 0 | 0
None | Direct Install Costs of Measure | Single-Tank Door type Dishwasher - High Temp ¦ Business Energy Rebates | TRC | 0 | 0 | 0
None | Direct Install Costs of Measure | Single-Tank Door type Dishwasher - Low Temp ¦ Business Energy Rebates | TRC | 0 | 0 | 0
None | Direct Install Costs of Measure | Single -Tank Conveyor Dishwasher - High Temp ¦ Business Energy Rebates | TRC | 0 | 0 | 0
None | Direct Install Costs of Measure | Single -Tank Conveyor Dishwasher - Low Temp ¦ Business Energy Rebates | TRC | 0 | 0 | 0
None | Direct Install Costs of Measure | Single Heat Pad (Agriculture) ¦ Business Energy Rebates | TRC | 0 | 0 | 0
None | Direct Install Costs of Measure | Small Commercial ETS Sytem ¦ ETS Business Energy Rebates | TRC | 0 | 0 | 0
None | Direct Install Costs of Measure | Small Commercial ETS Sytem ¦ ETS Small Business Energy Solutions | TRC | 0 | 0 | 0
None | Direct Install Costs of Measure | Smart power bar ¦ Instant Savings | TRC | 0 | 0 | 0
None | Direct Install Costs of Measure | Smart Power Controllers - MURB ¦ Efficient Products Installation | TRC | 69.693 | 69.693 | 69.693
None | Direct Install Costs of Measure | Smart Power Controllers ¦ Efficient Products Installation | TRC | 69.693 | 69.693 | 69.693
None | Direct Install Costs of Measure | Solar air heating ¦ Green Heat | TRC | 0 | 0 | 0
None | Direct Install Costs of Measure | Solar Domestic Hot Water ¦ Green Heat | TRC | 0 | 0 | 0
None | Direct Install Costs of Measure | Solar Domestic Hot Water ¦ Home Energy Assessment | TRC | 0 | 0 | 0
None | Direct Install Costs of Measure | Solid Door Freezer ¦ Business Energy Rebates | TRC | 0 | 0 | 0
None | Direct Install Costs of Measure | Solid Door Freezer ¦ Small Business Energy Solutions | TRC | 0 | 0 | 0
None | Direct Install Costs of Measure | Solid Door Refrigerator ¦ Business Energy Rebates | TRC | 0 | 0 | 0
None | Direct Install Costs of Measure | Solid Door Refrigerator ¦ Small Business Energy Solutions | TRC | 0 | 0 | 0
None | Direct Install Costs of Measure | Standard Capacity Electric Fryer ¦ Business Energy Rebates | TRC | 0 | 0 | 0
None | Direct Install Costs of Measure | Standard Capacity Electric Fryer ¦ Small Business Energy Solutions | TRC | 0 | 0 | 0
None | Direct Install Costs of Measure | Strategic Energy Management ¦ SEM | TRC | 0 | 0 | 0
None | Direct Install Costs of Measure | Strip-Curtains for Display Cases ¦ Business Energy Rebates | TRC | 0 | 0 | 0
None | Direct Install Costs of Measure | Strip-Curtains for Display Cases ¦ Small Business Energy Solutions | TRC | 0 | 0 | 0
None | Direct Install Costs of Measure | Track/Mono-point Direction Luminaire ¦ Business Energy Rebates | TRC | 0 | 0 | 0
None | Direct Install Costs of Measure | Unconverted D ¦ Home Energy Assessment | TRC | 0 | 0 | 0
None | Direct Install Costs of Measure | Under-Counter Dishwasher - HighTemp ¦ Business Energy Rebates | TRC | 0 | 0 | 0
None | Direct Install Costs of Measure | Under-Counter Dishwasher - Low Temp ¦ Business Energy Rebates | TRC | 0 | 0 | 0
None | Direct Install Costs of Measure | Variable Speed Kitchen Exhaust Fan ¦ Business Energy Rebates | TRC | 0 | 0 | 0
None | Direct Install Costs of Measure | Variable Speed Kitchen Exhaust Fan ¦ Small Business Energy Solutions | TRC | 0 | 0 | 0
None | Direct Install Costs of Measure | Ventilation Fan (Agriculture) ¦ Business Energy Rebates | TRC | 0 | 0 | 0
None | Direct Install Costs of Measure | VFD - 10 hp - Institutional - Make-up Air Fan ¦ Business Energy Rebates | TRC | 0 | 0 | 0
None | Direct Install Costs of Measure | VFD - 10 hp - Retail - Supply Fan ¦ Business Energy Rebates | TRC | 0 | 0 | 0
None | Direct Install Costs of Measure | VFD - 20 hp - Institutional - Chilled Water Pump ¦ Business Energy Rebates | TRC | 0 | 0 | 0
None | Direct Install Costs of Measure | VFD - 20 hp - Retail - Exhaust Fan ¦ Business Energy Rebates | TRC | 0 | 0 | 0
None | Direct Install Costs of Measure | VFD - 30 hp - Institutional - Make-up Air Fan ¦ Business Energy Rebates | TRC | 0 | 0 | 0
None | Direct Install Costs of Measure | VFD - 30 hp - Retail - Supply Fan ¦ Business Energy Rebates | TRC | 0 | 0 | 0
None | Direct Install Costs of Measure | VFD - 40 hp - Warehousing - Exhaust Fan ¦ Business Energy Rebates | TRC | 0 | 0 | 0
None | Direct Install Costs of Measure | VFD - 5 hp - Institutional - Chilled Water Pump ¦ Business Energy Rebates | TRC | 0 | 0 | 0
None | Direct Install Costs of Measure | VFD - 5 hp - Retail - Exhaust Fan ¦ Business Energy Rebates | TRC | 0 | 0 | 0
None | Direct Install Costs of Measure | VFD Milk Transfer Pump ¦ Business Energy Rebates | TRC | 0 | 0 | 0
None | Direct Install Costs of Measure | VFD Milk Transfer Pump ¦ Small Business Energy Solutions | TRC | 0 | 0 | 0
None | Direct Install Costs of Measure | VFD Milk Vacuum Pump ¦ Business Energy Rebates | TRC | 0 | 0 | 0
None | Direct Install Costs of Measure | VFD Milk Vacuum Pump ¦ Small Business Energy Solutions | TRC | 0 | 0 | 0
None | Direct Install Costs of Measure | Wall Mounted Area Luminaire (1000 lumen) ¦ Business Energy Rebates | TRC | 0 | 0 | 0
None | Direct Install Costs of Measure | Wall Mounted Area Luminaire (1000 lumen) ¦ Small Business Energy Solutions | TRC | 0 | 0 | 0
None | Direct Install Costs of Measure | Wall Mounted Area Luminaire (10000 lumen) ¦ Business Energy Rebates | TRC | 0 | 0 | 0
None | Direct Install Costs of Measure | Wall Mounted Area Luminaire (10000 lumen) ¦ Small Business Energy Solutions | TRC | 0 | 0 | 0
None | Direct Install Costs of Measure | Wall Wash Luminaire (1000 lumen) ¦ Business Energy Rebates | TRC | 0 | 0 | 0
None | Direct Install Costs of Measure | Wall wash luminaire (1500 lumen) ¦ Business Energy Rebates | TRC | 0 | 0 | 0
None | Direct Install Costs of Measure | Whole Home - tier 0 (22% better than code on average) ¦ New Home Construction | TRC | 0 | 0 | 0
None | Direct Install Costs of Measure | Whole home - tier 1 (45% better than code target) ¦ New Home Construction | TRC | 0 | 0 | 0
None | Direct Install Costs of Measure | Whole home - tier 2 (60% better than code target) ¦ New Home Construction | TRC | 0 | 0 | 0
None | Direct Install Costs of Measure | Whole home - tier 3 (70% better than code target) ¦ New Home Construction | TRC | 0 | 0 | 0
None | Direct Install Costs of Measure | Whole Home ¦ Home Energy Assessment | TRC | 0 | 0 | 0
None | Direct Install Costs of Measure | Whole Home First Nations Retrofit ¦ First Nations Home Retrofits | TRC | 11500 | 11500 | 11500
None | Direct Install Costs of Measure | Wood Boiler/Furnace ¦ Green Heat | TRC | 0 | 0 | 0
None | Direct Install Costs of Measure | Wood Stove ¦ Green Heat | TRC | 0 | 0 | 0
None | Direct Install Costs of Measure | Zero-Energy Doors for Reach-In Coolers ¦ Small Business Energy Solutions | TRC | 0 | 0 | 0
None | PV Total Avoided Costs | 1/2 Size Hot Food Holding Cabinet ¦ Business Energy Rebates | TRC | 1281.4025 | 1337.0984 | 1392.9144
None | PV Total Avoided Costs | 11W Replacing 60W - MURB ¦ Efficient Products Installation | TRC | 18.1747 | 17.5665 | 17.5965
None | PV Total Avoided Costs | 11W Replacing 60W ¦ Efficient Products Installation | TRC | 18.1747 | 17.5665 | 17.5965
None | PV Total Avoided Costs | 18W Replacing 100W - MURB ¦ Efficient Products Installation | TRC | 32.6106 | 31.7662 | 31.9699
None | PV Total Avoided Costs | 18W Replacing 100W ¦ Efficient Products Installation | TRC | 32.6106 | 31.7662 | 31.9699
None | PV Total Avoided Costs | 18W Replacing 75W - MURB ¦ Efficient Products Installation | TRC | 16.9901 | 16.0404 | 15.8758
None | PV Total Avoided Costs | 18W Replacing 75W ¦ Efficient Products Installation | TRC | 16.9901 | 16.0404 | 15.8758
None | PV Total Avoided Costs | 5W Chandelier E12 - MURB ¦ Efficient Products Installation | TRC | 10.8021 | 9.1727 | 7.421
None | PV Total Avoided Costs | 5W Chandelier E12 ¦ Efficient Products Installation | TRC | 10.8021 | 9.1727 | 7.421
None | PV Total Avoided Costs | 7W G25 - MURB ¦ Efficient Products Installation | TRC | 9.0305 | 7.3168 | 5.4719
None | PV Total Avoided Costs | 7W G25 ¦ Efficient Products Installation | TRC | 9.0305 | 7.3168 | 5.4719
None | PV Total Avoided Costs | 7W GU10 Replacing 35W - MURB ¦ Efficient Products Installation | TRC | 7.6623 | 6.2082 | 4.6428
None | PV Total Avoided Costs | 7W GU10 Replacing 35W ¦ Efficient Products Installation | TRC | 7.6623 | 6.2082 | 4.6428
None | PV Total Avoided Costs | 7W GU10 Replacing 50W - MURB ¦ Efficient Products Installation | TRC | 14.8497 | 12.93 | 10.8627
None | PV Total Avoided Costs | 7W GU10 Replacing 50W ¦ Efficient Products Installation | TRC | 14.8497 | 12.93 | 10.8627
None | PV Total Avoided Costs | 9.5W Replacing 100W - MURB ¦ Efficient Products Installation | TRC | 43.8323 | 43.4385 | 44.1257
None | PV Total Avoided Costs | 9.5W Replacing 100W ¦ Efficient Products Installation | TRC | 43.8323 | 43.4385 | 44.1257
None | PV Total Avoided Costs | 9.5W Replacing 40W - MURB ¦ Efficient Products Installation | TRC | 7.8465 | 7.1763 | 6.9336
None | PV Total Avoided Costs | 9.5W Replacing 40W ¦ Efficient Products Installation | TRC | 7.8465 | 7.1763 | 6.9336
None | PV Total Avoided Costs | 9.5W Replacing 60W - MURB ¦ Efficient Products Installation | TRC | 20.155 | 19.6264 | 19.7417
None | PV Total Avoided Costs | 9.5W Replacing 60W ¦ Efficient Products Installation | TRC | 20.155 | 19.6264 | 19.7417
None | PV Total Avoided Costs | 9W Replacing 100W - MURB ¦ Efficient Products Installation | TRC | 44.4924 | 44.1252 | 44.8408
None | PV Total Avoided Costs | 9W Replacing 100W ¦ Efficient Products Installation | TRC | 44.4924 | 44.1252 | 44.8408
None | PV Total Avoided Costs | 9W Replacing 40W - MURB ¦ Efficient Products Installation | TRC | 8.5066 | 7.8629 | 7.6487
None | PV Total Avoided Costs | 9W Replacing 40W ¦ Efficient Products Installation | TRC | 8.5066 | 7.8629 | 7.6487
None | PV Total Avoided Costs | 9W Replacing 60W - MURB ¦ Efficient Products Installation | TRC | 20.8151 | 20.313 | 20.4567
None | PV Total Avoided Costs | 9W Replacing 60W ¦ Efficient Products Installation | TRC | 20.8151 | 20.313 | 20.4567
None | PV Total Avoided Costs | Advanced Lighting Design (Performance Lighting) ¦ Business Energy Rebates | TRC | 909.3747 | 950.4137 | 996.2194
None | PV Total Avoided Costs | Air-Entraining Air Nozzle ¦ Business Energy Rebates | TRC | 832.0307 | 867.6731 | 907.8056
None | PV Total Avoided Costs | Air Conditioner retirement ¦ Appliance Retirement | TRC | 14.6118 | 16.4014 | 18.195
None | PV Total Avoided Costs | ASHP and AWHP - Electrical ¦ Green Heat | TRC | 7168.1233 | 7315.9476 | 7493.5447
None | PV Total Avoided Costs | Case Lighting for Sign Retrofits ¦ Business Energy Rebates | TRC | 1692.6035 | 1752.9086 | 1822.8876
None | PV Total Avoided Costs | CEE Tier 2 Commercial Washing Machine ¦ Business Energy Rebates | TRC | 2530.5474 | 2616.7937 | 2722.0092
None | PV Total Avoided Costs | CEE Tier 3 Commercial Washing Machine ¦ Business Energy Rebates | TRC | 2924.0549 | 3023.6348 | 3145.1465
None | PV Total Avoided Costs | Circulation Fan (Agriculture) ¦ Business Energy Rebates | TRC | 184.7202 | 195.8562 | 207.7711
None | PV Total Avoided Costs | Clothes-line ¦ Instant Savings | TRC | 103.4889 | 109.8863 | 116.7202
None | PV Total Avoided Costs | Clothes Dryer replacement ¦ Appliance Retirement | TRC | 100.9717 | 107.1984 | 114.2088
None | PV Total Avoided Costs | Clothes Dryers ¦ First Nations Home Retrofits | TRC | 228.3005 | 238.2919 | 250.0763
None | PV Total Avoided Costs | Clothes Washer replacement ¦ Appliance Retirement | TRC | 154.6932 | 161.6421 | 168.5573
None | PV Total Avoided Costs | Clothes Washers ¦ First Nations Home Retrofits | TRC | 155.4912 | 162.2961 | 170.3222
None | PV Total Avoided Costs | Cold Climate Air-Source Heat Pump (24kBTU/hr) ¦ Business Energy Rebates | TRC | 14658.703 | 15162.5295 | 15721.7604
None | PV Total Avoided Costs | Cold Climate Air-Source Heat Pump (24kBTU/hr) ¦ Small Business Energy Solutions | TRC | 14999.6031 | 15515.1465 | 16087.3827
None | PV Total Avoided Costs | Cold Climate Air-Source Heat Pump (48kBTU/hr) ¦ Business Energy Rebates | TRC | 29317.406 | 30325.059 | 31443.5207
None | PV Total Avoided Costs | Custom Energy Efficiency ¦ Affordable MultiFamily Renter | TRC | 1371219.332 | 1431121.8873 | 1498313.6037
None | PV Total Avoided Costs | Custom Energy Efficiency ¦ Custom Retrofit | TRC | 1447148.7296 | 1500445.7867 | 1562606.4347
None | PV Total Avoided Costs | Cycling Refrigerated Air Dryer - 50 CFM ¦ Business Energy Rebates | TRC | 493.7308 | 514.4494 | 538.1975
None | PV Total Avoided Costs | Dairy Scroll Compressor ¦ Business Energy Rebates | TRC | 31985.9912 | 33154.9326 | 34510.0949
None | PV Total Avoided Costs | Daylighting Controls - Ceiling Mounted ¦ Business Energy Rebates | TRC | 140.5954 | 149.2867 | 158.5709
None | PV Total Avoided Costs | Daylighting Controls - Switch-Mounted ¦ Business Energy Rebates | TRC | 49.13 | 52.1671 | 55.4114
None | PV Total Avoided Costs | Decorative Lamp ¦ Small Business Energy Solutions | TRC | 41.7276 | 34.6178 | 27.2529
None | PV Total Avoided Costs | Dehumidifier ¦ Instant Savings | TRC | 121.3722 | 125.3473 | 129.6645
None | PV Total Avoided Costs | Dehumidifier replacement (Low income only) ¦ Appliance Retirement | TRC | 451.6609 | 472.2768 | 499.714
None | PV Total Avoided Costs | Dehumidifier replacement (Low income only) ¦ First Nations Home Retrofits | TRC | 451.6609 | 472.2768 | 499.714
None | PV Total Avoided Costs | Dimmer Switch ¦ Instant Savings | TRC | 13.4483 | 14.0476 | 14.7257
None | PV Total Avoided Costs | Dishwasher replacement ¦ Appliance Retirement | TRC | 112.9228 | 118.6658 | 124.9819
None | PV Total Avoided Costs | Door Heater Controls ¦ Business Energy Rebates | TRC | 7011.9285 | 7341.2326 | 7664.9222
None | PV Total Avoided Costs | Double Heat Pad (Agriculture) ¦ Business Energy Rebates | TRC | 1126.0044 | 1179.5707 | 1239.4356
None | PV Total Avoided Costs | Downlight Luminaire (1200 lumen) ¦ Small Business Energy Solutions | TRC | 210.7458 | 220.6659 | 231.4617
None | PV Total Avoided Costs | Downlight Luminaire (3000 lumen) ¦ Small Business Energy Solutions | TRC | 491.9882 | 516.8075 | 543.4449
None | PV Total Avoided Costs | Downlight Luminaire (800 lumen) ¦ Small Business Energy Solutions | TRC | 172.6518 | 178.3167 | 185.0347
None | PV Total Avoided Costs | Drain Water Heat Recovery ¦ First Nations Home Retrofits | TRC | 1371.4665 | 1427.4629 | 1488.4265
None | PV Total Avoided Costs | Drain Water Heat Recovery ¦ Green Heat | TRC | 1042.3145 | 1084.8718 | 1131.2042
None | PV Total Avoided Costs | Drain Water Heat Recovery ¦ Home Energy Assessment | TRC | 1042.3145 | 1084.8718 | 1131.2042
None | PV Total Avoided Costs | Dual Enthalpy Economizer Controls ¦ Business Energy Rebates | TRC | 2312.0916 | 2403.3327 | 2509.3196
None | PV Total Avoided Costs | EC Motor for Refrigeration Applications ¦ Business Energy Rebates1 | TRC | 350.4664 | 367.2394 | 385.7847
None | PV Total Avoided Costs | EC Motor for Refrigeration Applications ¦ Business Energy Rebates2 | TRC | 1074.7637 | 1126.2008 | 1183.073
None | PV Total Avoided Costs | ECM Circulator Pump ¦ Instant Savings | TRC | 194.2202 | 201.8613 | 210.5908
None | PV Total Avoided Costs | Efficient clothes washer ¦ Instant Savings | TRC | 232.0041 | 242.1575 | 254.1331
None | PV Total Avoided Costs | Efficient refrigerator ¦ Instant Savings | TRC | 54.9206 | 57.3206 | 59.722
None | PV Total Avoided Costs | Electric Combination Oven ¦ Business Energy Rebates | TRC | 5895.5231 | 6151.7889 | 6408.6029
None | PV Total Avoided Costs | Electric Combination Oven with Gas ¦ Business Energy Rebates | TRC | 4815.7531 | 5309.3207 | 5799.5938
None | PV Total Avoided Costs | Electric Convection Oven ¦ Business Energy Rebates | TRC | 1793.5616 | 1871.5116 | 1949.6315
None | PV Total Avoided Costs | Electric Convection Oven with Gas ¦ Business Energy Rebates | TRC | 1780.936 | 2078.5858 | 2373.5048
None | PV Total Avoided Costs | Electric Fryer Replacement with Gas ¦ Business Energy Rebates | TRC | 3791.3499 | 3591.6671 | 4056.4886
None | PV Total Avoided Costs | Electric Griddle Replacement with Gas ¦ Business Energy Rebates | TRC | 1128.2959 | 1494.5097 | 1856.658
None | PV Total Avoided Costs | Electric Steam Cooker ¦ Business Energy Rebates | TRC | 9225.9228 | 9627.0234 | 10028.9641
None | PV Total Avoided Costs | Electric Steam Cooker Replacement with Gas ¦ Business Energy Rebates | TRC | -7116.8214 | -6876.7472 | -6644.5449
None | PV Total Avoided Costs | Electric to Natural Gas - Water Heater ¦ Business Energy Rebates | TRC | 8149.3753 | 8453.2183 | 8804.1251
None | PV Total Avoided Costs | Energy Management Information Systems ¦ EMIS | TRC | 297758.1027 | 324070.4927 | 353061.628
None | PV Total Avoided Costs | Energy Star Dryer ¦ Instant Savings | TRC | 100.3401 | 104.0591 | 107.9505
None | PV Total Avoided Costs | ENERGY STAR Pool Pump ¦ Business Energy Rebates | TRC | 3116.7482 | 3304.6433 | 3505.6811
None | PV Total Avoided Costs | ENERGY STAR Uninteruptible Power Supplies (UPS) ¦ Business Energy Rebates | TRC | 3480.4004 | 3695.5515 | 3925.3787
None | PV Total Avoided Costs | ENERGY STAR Washing Machine ¦ Business Energy Rebates | TRC | 1094.301 | 1123.3319 | 1161.237
None | PV Total Avoided Costs | Evaporator Fan Motor Controls ¦ Business Energy Rebates | TRC | 1946.5341 | 2039.9516 | 2144.1786
None | PV Total Avoided Costs | Faucet Aerators - MURB ¦ Efficient Products Installation | TRC | 96.9314 | 104.376 | 109.3523
None | PV Total Avoided Costs | Faucet Aerators ¦ Efficient Products Installation | TRC | 99.9924 | 104.376 | 109.3523
None | PV Total Avoided Costs | Flood Luminaire (10000 lumen) ¦ Business Energy Rebates | TRC | 1229.2876 | 1277.3969 | 1332.0971
None | PV Total Avoided Costs | Flood Luminaire (10000 lumen) ¦ Small Business Energy Solutions | TRC | 1257.8757 | 1307.1038 | 1363.0761
None | PV Total Avoided Costs | Flood Luminaire (48000 lumen) ¦ Business Energy Rebates | TRC | 3876.7733 | 4028.4943 | 4201.001
None | PV Total Avoided Costs | Flood Luminaire (48000 lumen) ¦ Small Business Energy Solutions | TRC | 3966.9308 | 4122.1803 | 4298.6987
None | PV Total Avoided Costs | Four Pin Replacement Lamps for CFLs ¦ Business Energy Rebates | TRC | 66.0045 | 68.9442 | 72.1348
None | PV Total Avoided Costs | Four Pin Replacement Lamps for CFLs ¦ Small Business Energy Solutions | TRC | 67.5395 | 70.5476 | 73.8124
None | PV Total Avoided Costs | Freezer replacement (Low income only) ¦ Appliance Retirement | TRC | 598.885 | 638.7846 | 684.7467
None | PV Total Avoided Costs | Freezer replacement (Low income only) ¦ First Nations Home Retrofits | TRC | 598.885 | 638.7846 | 684.7467
None | PV Total Avoided Costs | Freezer replacement ¦ Appliance Retirement | TRC | 449.1638 | 479.0885 | 513.5601
None | PV Total Avoided Costs | Freezer retirement ¦ Appliance Retirement | TRC | 367.2034 | 384.7241 | 404.6339
None | PV Total Avoided Costs | Fridge replacement ¦ Appliance Retirement | TRC | 239.6572 | 255.147 | 272.8356
None | PV Total Avoided Costs | Fuel Pump Canopy Luminaire (4000 lumen) ¦ Small Business Energy Solutions | TRC | 586.6472 | 609.101 | 634.3513
None | PV Total Avoided Costs | General Use Lamp (A,G Types) ¦ Small Business Energy Solutions | TRC | 53.1279 | 47.4826 | 41.4372
None | PV Total Avoided Costs | Glass Door Freezer ¦ Small Business Energy Solutions | TRC | 3605.75 | 3788.0649 | 3964.175
None | PV Total Avoided Costs | Glass Door Refrigerator ¦ Business Energy Rebates | TRC | 617.3105 | 648.5319 | 678.6889
None | PV Total Avoided Costs | Glass Door Refrigerator ¦ Small Business Energy Solutions | TRC | 631.6665 | 663.6141 | 694.4723
None | PV Total Avoided Costs | Ground Source Heat Pump (60kBTU/hr) ¦ Business Energy Rebates | TRC | 71569.7546 | 73727.6087 | 76195.3635
None | PV Total Avoided Costs | Ground Source Heat Pump (60kBTU/hr) ¦ Small Business Energy Solutions | TRC | 73234.1675 | 75442.2043 | 77967.3487
None | PV Total Avoided Costs | GSHP ¦ Green Heat | TRC | 34397.6613 | 35068.5674 | 35906.3173
None | PV Total Avoided Costs | Heat Pump Clothes Dryer ¦ Business Energy Rebates | TRC | 2750.8263 | 2811.0385 | 2894.6301
None | PV Total Avoided Costs | Heat Pump Dryer (ventless) ¦ Instant Savings | TRC | 438.6505 | 458.3138 | 477.8621
None | PV Total Avoided Costs | Heat Pump Water Heater ¦ Business Energy Rebates | TRC | 2492.5262 | 2587.792 | 2699.2537
None | PV Total Avoided Costs | Heat Pump Water Heater ¦ First Nations Home Retrofits | TRC | 1071.1159 | 1104.666 | 1145.8414
None | PV Total Avoided Costs | Heat Pump Water Heater ¦ Green Heat | TRC | 1071.1159 | 1104.666 | 1145.8414
None | PV Total Avoided Costs | Heat Pump Water Heater ¦ Home Energy Assessment | TRC | 814.0481 | 839.5462 | 870.8395
None | PV Total Avoided Costs | Heat Pump Water Heater ¦ Small Business Energy Solutions | TRC | 2550.492 | 2647.9732 | 2762.027
None | PV Total Avoided Costs | Heat Reclaimer Unit (Agriculture) ¦ Business Energy Rebates | TRC | 15478.9398 | 16044.704 | 16700.5804
None | PV Total Avoided Costs | Heat Reclaimer Unit (Agriculture) ¦ Small Business Energy Solutions | TRC | 15838.9151 | 16417.8366 | 17088.966
None | PV Total Avoided Costs | Heavy duty timer ¦ Instant Savings | TRC | 84.171 | 89.3742 | 94.9324
None | PV Total Avoided Costs | High Bay Luminaire (15 000 lumen) ¦ Business Energy Rebates | TRC | 623.7626 | 648.3229 | 675.2769
None | PV Total Avoided Costs | High Bay Luminaire (15 000 lumen) ¦ Small Business Energy Solutions | TRC | 638.2687 | 663.4001 | 690.981
None | PV Total Avoided Costs | High Bay Luminaire (35 000 lumen) ¦ Small Business Energy Solutions | TRC | 1489.2937 | 1547.9337 | 1612.2889
None | PV Total Avoided Costs | High Efficiency Circulator Pump 1.5kW ¦ Business Energy Rebates | TRC | 3077.4718 | 3203.5908 | 3346.7037
None | PV Total Avoided Costs | High Efficiency Circulator Pump 100W ¦ Business Energy Rebates | TRC | 507.7639 | 528.5702 | 552.1805
None | PV Total Avoided Costs | High Efficiency Circulator Pump 300W ¦ Business Energy Rebates | TRC | 955.8039 | 994.9997 | 1039.4717
None | PV Total Avoided Costs | High Volume Low Speed Fan (Agriculture) ¦ Business Energy Rebates | TRC | 18272.0148 | 18940.6112 | 19715.5297
None | PV Total Avoided Costs | High Volume Low Speed Fan (Agriculture) ¦ Small Business Energy Solutions | TRC | 18696.9454 | 19381.0905 | 20174.0304
None | PV Total Avoided Costs | Holiday Lights Exchange - MURB ¦ Efficient Products Installation | TRC | 226.647 | 229.6141 | 233.8159
None | PV Total Avoided Costs | Holiday Lights Exchange ¦ Efficient Products Installation | TRC | 226.647 | 229.6141 | 233.8159
None | PV Total Avoided Costs | Hot Water Tank Wrap - MURB ¦ Efficient Products Installation | TRC | 77.0677 | 80.6266 | 84.8812
None | PV Total Avoided Costs | Hot Water Tank Wrap ¦ Efficient Products Installation | TRC | 103.8455 | 108.641 | 114.3738
None | PV Total Avoided Costs | HVAC Hotel Occupancy Sensor ¦ Business Energy Rebates | TRC | 314.8886 | 328.223 | 343.8781
None | PV Total Avoided Costs | Hybrid Heat Pump Dryer ¦ Instant Savings | TRC | 208.0694 | 217.3965 | 226.669
None | PV Total Avoided Costs | Ice-Making Head ¦ Business Energy Rebates | TRC | 967.3956 | 1010.355 | 1059.0217
None | PV Total Avoided Costs | Indoor motion sensor ¦ Instant Savings | TRC | 25.9109 | 27.5126 | 29.2236
None | PV Total Avoided Costs | Large Commercial/Industrial ETS System ¦ ETS Business Energy Rebates | TRC | 41819.2384 | 41871.6889 | 42123.1238
None | PV Total Avoided Costs | LED - ENERGY STAR Fixture with Motion Sensor ¦ Instant Savings | TRC | 194.9443 | 182.2069 | 168.7193
None | PV Total Avoided Costs | LED - ENERGY STAR Fixture without Motion Sensor ¦ Instant Savings | TRC | 45.279 | 41.7333 | 37.4359
None | PV Total Avoided Costs | LED - Other ¦ Instant Savings | TRC | 18.1407 | 15.9741 | 13.6581
None | PV Total Avoided Costs | LED - R, BR and Decorative ¦ Instant Savings | TRC | 14.5458 | 12.6797 | 10.69
None | PV Total Avoided Costs | LED - Recessed downlight ¦ Instant Savings | TRC | 19.9848 | 17.3403 | 14.511
None | PV Total Avoided Costs | LED Nightlights - MURB ¦ Efficient Products Installation | TRC | 42.6054 | 44.3779 | 46.2804
None | PV Total Avoided Costs | LED Nightlights ¦ Efficient Products Installation | TRC | 42.6054 | 44.3779 | 46.2804
None | PV Total Avoided Costs | LED Replacement Lamps for HID (10000 lumen) ¦ Business Energy Rebates | TRC | 172.5575 | 179.6729 | 187.532
None | PV Total Avoided Costs | LED Replacement Lamps for HID (10000 lumen) ¦ Small Business Energy Solutions | TRC | 176.5705 | 183.8513 | 191.8932
None | PV Total Avoided Costs | LED Replacement Lamps for HID (4000 lumen) ¦ Business Energy Rebates | TRC | 69.023 | 71.8691 | 75.0128
None | PV Total Avoided Costs | LED Replacement Lamps for HID (4000 lumen) ¦ Small Business Energy Solutions | TRC | 70.6282 | 73.5405 | 76.7573
None | PV Total Avoided Costs | LED Troffer (1x4) ¦ Business Energy Rebates | TRC | 206.8789 | 209.2291 | 218.8472
None | PV Total Avoided Costs | LED Troffer (1x4) ¦ Small Business Energy Solutions | TRC | 211.69 | 214.0949 | 223.9366
None | PV Total Avoided Costs | LED Troffer (2x2) ¦ Business Energy Rebates | TRC | 164.4828 | 166.2201 | 173.861
None | PV Total Avoided Costs | LED Troffer (2x2) ¦ Small Business Energy Solutions | TRC | 168.3079 | 170.0857 | 177.9043
None | PV Total Avoided Costs | LED Troffer (4x2) ¦ Business Energy Rebates | TRC | 273.8604 | 276.7274 | 289.4482
None | PV Total Avoided Costs | LED Troffer (4x2) ¦ Small Business Energy Solutions | TRC | 280.2292 | 283.1629 | 296.1796
None | PV Total Avoided Costs | LED Wall Sconce (1200 lumen) ¦ Small Business Energy Solutions | TRC | 113.1578 | 103.7729 | 93.6724
None | PV Total Avoided Costs | Linear Ambient Luminaire (10000 lumen) ¦ Business Energy Rebates | TRC | 384.5708 | 401.6927 | 420.5463
None | PV Total Avoided Costs | Linear Ambient Luminaire (10000 lumen) ¦ Small Business Energy Solutions | TRC | 393.5143 | 411.0344 | 430.3265
None | PV Total Avoided Costs | Linear Ambient Luminaire (2000 lumen) ¦ Business Energy Rebates | TRC | 40.2051 | 41.9951 | 43.9662
None | PV Total Avoided Costs | Linear Ambient Luminaire (2000 lumen) ¦ Small Business Energy Solutions | TRC | 41.1401 | 42.9718 | 44.9887
None | PV Total Avoided Costs | Linear Ambient Luminaire (4000 lumen) ¦ Business Energy Rebates | TRC | 73.0685 | 76.3216 | 79.9038
None | PV Total Avoided Costs | Linear Ambient Luminaire (4000 lumen) ¦ Small Business Energy Solutions | TRC | 74.7677 | 78.0965 | 81.762
None | PV Total Avoided Costs | Linear Ambient Luminaire (8000 lumen) ¦ Business Energy Rebates | TRC | 131.4533 | 137.3059 | 143.7504
None | PV Total Avoided Costs | Linear Ambient Luminaire (8000 lumen) ¦ Small Business Energy Solutions | TRC | 134.5103 | 140.499 | 147.0934
None | PV Total Avoided Costs | Linear Replacement Lamp (2 foot) ¦ Business Energy Rebates | TRC | 24.9621 | 26.0735 | 27.2973
None | PV Total Avoided Costs | Linear Replacement Lamp (2 foot) ¦ Small Business Energy Solutions | TRC | 25.5427 | 26.6799 | 27.9321
None | PV Total Avoided Costs | Linear Replacement Lamp (4 foot) ¦ Business Energy Rebates | TRC | 42.1236 | 43.999 | 46.0642
None | PV Total Avoided Costs | Linear Replacement Lamp (4 foot) ¦ Small Business Energy Solutions | TRC | 43.1032 | 45.0223 | 47.1354
None | PV Total Avoided Costs | Low-bay Luminaire (10,000 lumen) ¦ Business Energy Rebates | TRC | 384.5708 | 401.6927 | 420.5463
None | PV Total Avoided Costs | Low-bay Luminaire (10,000 lumen) ¦ Small Business Energy Solutions | TRC | 393.5143 | 411.0344 | 430.3265
None | PV Total Avoided Costs | Low-bay Luminaire (5000 lumen) ¦ Business Energy Rebates | TRC | 236.3362 | 246.8584 | 258.4448
None | PV Total Avoided Costs | Low-flow showerhead - 0.5 gpm Reduction - MURB ¦ Efficient Products Installation | TRC | 211.2089 | 251.3548 | 263.3386
None | PV Total Avoided Costs | Low-flow showerhead - 0.5 gpm Reduction ¦ Efficient Products Installation | TRC | 240.7987 | 251.3551 | 263.3389
None | PV Total Avoided Costs | Low-flow showerhead - 1.0 gpm Reduction - MURB ¦ Efficient Products Installation | TRC | 421.3974 | 502.7095 | 526.6771
None | PV Total Avoided Costs | Low-flow showerhead - 1.0 gpm Reduction ¦ Efficient Products Installation | TRC | 481.5975 | 502.7103 | 526.6779
None | PV Total Avoided Costs | Low-flow showerhead -0.75 gpm Reduction - MURB ¦ Efficient Products Installation | TRC | 316.3031 | 377.0321 | 395.0078
None | PV Total Avoided Costs | Low-flow showerhead -0.75 gpm Reduction ¦ Efficient Products Installation | TRC | 361.1981 | 377.0327 | 395.0084
None | PV Total Avoided Costs | Low/Zero Energy Livestock Waterer ¦ Business Energy Rebates | TRC | 1657.3362 | 1707.2104 | 1769.1557
None | PV Total Avoided Costs | Luminaire Level Lighting Control (LLLC) - High Impact Application ¦ Business Energy Rebates | TRC | 277.1026 | 287.1526 | 298.8211
None | PV Total Avoided Costs | Luminaire Level Lighting Control (LLLC) - Low Impact Application ¦ Business Energy Rebates | TRC | 538.8604 | 559.4262 | 583.0701
None | PV Total Avoided Costs | Medium Commercial ETS System ¦ ETS Business Energy Rebates | TRC | 20909.6192 | 20935.8444 | 21061.5619
None | PV Total Avoided Costs | Medium Commercial ETS System ¦ ETS Small Business Energy Solutions | TRC | 21395.8894 | 21422.7245 | 21551.3657
None | PV Total Avoided Costs | Milk Pre-cooler ¦ Business Energy Rebates | TRC | 10151.2678 | 10522.0368 | 10951.9203
None | PV Total Avoided Costs | Mini freezer retirement ¦ Appliance Retirement | TRC | 126.4885 | 132.5237 | 139.3819
None | PV Total Avoided Costs | Mini fridge retirement ¦ Appliance Retirement | TRC | 80.8443 | 84.7017 | 89.0851
None | PV Total Avoided Costs | Motion sensor with dimmer switch ¦ Instant Savings | TRC | 30.3236 | 32.1982 | 34.2006
None | PV Total Avoided Costs | MSHP - Fully Electrical ¦ Green Heat | TRC | 5947.3843 | 6084.9354 | 6246.7614
None | PV Total Avoided Costs | MSHP - Mainly Electrical ¦ Green Heat | TRC | 5105.1082 | 5161.1764 | 5239.8604
None | PV Total Avoided Costs | Multi-Tank Conveyor Dishwasher - High Temp ¦ Business Energy Rebates | TRC | 37933.2162 | 39537.0249 | 41319.2058
None | PV Total Avoided Costs | Multi-Tank Conveyor Dishwasher - High Temp ¦ Small Business Energy Solutions | TRC | 38815.384 | 40456.4906 | 42280.1175
None | PV Total Avoided Costs | Multi-Tank Conveyor Dishwasher - Low Temp ¦ Business Energy Rebates | TRC | 26042.705 | 27143.6443 | 28367.006
None | PV Total Avoided Costs | Multi-Tank Conveyor Dishwasher - Low Temp ¦ Small Business Energy Solutions | TRC | 26648.3493 | 27774.8918 | 29026.7038
None | PV Total Avoided Costs | Natural Barn Ventiliation - Year-Round ¦ Business Energy Rebates | TRC | 6652.9113 | 6982.0709 | 7344.1469
None | PV Total Avoided Costs | Networked/ Connected - Indoor LED Lamp ¦ Instant Savings | TRC | 15.0066 | 16.052 | 17.2562
None | PV Total Avoided Costs | Networked/Connected - High Impact Application ¦ Business Energy Rebates | TRC | 325.504 | 337.3094 | 351.016
None | PV Total Avoided Costs | Networked/Connected - Low Impact Application ¦ Business Energy Rebates | TRC | 612.4474 | 635.8216 | 662.6943
None | PV Total Avoided Costs | No-Loss Drain ¦ Business Energy Rebates | TRC | 2752.1802 | 2868.9624 | 3000.6721
None | PV Total Avoided Costs | Occupancy Sensor (Ceiling Mounted) ¦ Business Energy Rebates | TRC | 701.4431 | 717.6904 | 739.5166
None | PV Total Avoided Costs | Occupancy Sensor (Ceiling Mounted) ¦ Small Business Energy Solutions | TRC | 717.7557 | 734.3809 | 756.7146
None | PV Total Avoided Costs | Occupancy Sensor (Wall Mounted) ¦ Business Energy Rebates | TRC | 413.8107 | 423.3957 | 436.2719
None | PV Total Avoided Costs | Occupancy Sensor (Wall Mounted) ¦ Small Business Energy Solutions | TRC | 423.4342 | 433.2421 | 446.4177
None | PV Total Avoided Costs | Occupancy Sensor (Exterior) ¦ Business Energy Rebates | TRC | 129.9102 | 133.9551 | 138.9331
None | PV Total Avoided Costs | Open to Closed Cooler Conversion ¦ Business Energy Rebates | TRC | 15657.1918 | 16392.5403 | 17115.3433
None | PV Total Avoided Costs | Open to Closed Cooler Conversion ¦ Small Business Energy Solutions | TRC | 16021.3126 | 16773.7621 | 17513.3745
None | PV Total Avoided Costs | Outdoor motion sensor ¦ Instant Savings | TRC | 109.6982 | 116.4795 | 123.7234
None | PV Total Avoided Costs | Outside Air Economizer ¦ Business Energy Rebates | TRC | 14524.5363 | 15024.3884 | 15610.8946
None | PV Total Avoided Costs | Packaged Terminal Heat Pump (12kBTU/hr) ¦ Business Energy Rebates | TRC | 4557.2766 | 4832.0147 | 5125.9701
None | PV Total Avoided Costs | Parking Garage Luminaire (4000 lumen) ¦ Small Business Energy Solutions | TRC | 255.8015 | 266.5487 | 278.2162
None | PV Total Avoided Costs | Pellet Boiler/Furnace ¦ Green Heat | TRC | 22969.5793 | 23584.1456 | 24290.0745
None | PV Total Avoided Costs | Pellet Stove ¦ Green Heat | TRC | 12388.0564 | 12750.6625 | 13161.649
None | PV Total Avoided Costs | Pipe Insulation - MURB ¦ Efficient Products Installation | TRC | 15.6471 | 16.336 | 17.1078
None | PV Total Avoided Costs | Pipe Insulation ¦ Efficient Products Installation | TRC | 15.6471 | 16.336 | 17.1078
None | PV Total Avoided Costs | Pole/Arm-Mounted Area Luminaire (20000 lumen) ¦ Business Energy Rebates | TRC | 1339.5051 | 1388.5521 | 1449.2841
None | PV Total Avoided Costs | Pole/Arm-Mounted Area Luminaire (20000 lumen) ¦ Small Business Energy Solutions | TRC | 1370.6564 | 1420.844 | 1482.9884
None | PV Total Avoided Costs | Pole/Arm-Mounted Area Luminaire (4000 lumen) ¦ Small Business Energy Solutions | TRC | 202.4833 | 209.8974 | 219.0778
None | PV Total Avoided Costs | Pole/Arm-Mounted Area Luminaire (60000 lumen) ¦ Business Energy Rebates | TRC | 4505.608 | 4670.5844 | 4874.8647
None | PV Total Avoided Costs | Pole/Arm-Mounted Decorative Luminaire (1500 lumen) ¦ Small Business Energy Solutions | TRC | 548.7817 | 568.8758 | 593.7571
None | PV Total Avoided Costs | Pole/Arm-Mounted Decorative Luminaire (5000 lumen) ¦ Business Energy Rebates | TRC | 661.6343 | 685.8606 | 715.8585
None | PV Total Avoided Costs | Pole/Arm-Mounted Decorative Luminaire (5000 lumen) ¦ Small Business Energy Solutions | TRC | 677.0212 | 701.8108 | 732.5064
None | PV Total Avoided Costs | Pot, Pan and Utensil Dishwasher - High Temp ¦ Business Energy Rebates | TRC | 2634.4188 | 2751.4098 | 2883.9321
None | PV Total Avoided Costs | Power bar with timer ¦ Instant Savings | TRC | 15.5397 | 16.9984 | 18.4462
None | PV Total Avoided Costs | Premium High Bay Luminaire (15 000 lumen) ¦ Business Energy Rebates | TRC | 818.6884 | 850.9238 | 886.3009
None | PV Total Avoided Costs | Premium High Bay Luminaire (15 000 lumen) ¦ Small Business Energy Solutions | TRC | 837.7277 | 870.7127 | 906.9125
None | PV Total Avoided Costs | Premium High Bay Luminaire (35 000 lumen) ¦ Business Energy Rebates | TRC | 1910.273 | 1985.4888 | 2068.0354
None | PV Total Avoided Costs | Premium High Bay Luminaire (35 000 lumen) ¦ Small Business Energy Solutions | TRC | 1954.6979 | 2031.6629 | 2116.1292
None | PV Total Avoided Costs | Premium High Bay Luminaire (60 000 lumen) ¦ Business Energy Rebates | TRC | 3274.7537 | 3403.6951 | 3545.2035
None | PV Total Avoided Costs | Programmable thermostat ¦ Instant Savings | TRC | -6.0085 | 3.221 | 11.5115
None | PV Total Avoided Costs | Programmable Thermostats ¦ First Nations Home Retrofits | TRC | -6.0085 | 3.221 | 11.5115
None | PV Total Avoided Costs | Range / Stove replacement ¦ Appliance Retirement | TRC | 76.0663 | 80.7985 | 86.1407
None | PV Total Avoided Costs | Reflector Lamp (MR16) ¦ Small Business Energy Solutions | TRC | 68.7077 | 59.0063 | 48.7073
None | PV Total Avoided Costs | Reflector Lamp (PAR38) ¦ Small Business Energy Solutions | TRC | 90.8234 | 78.1077 | 64.5661
None | PV Total Avoided Costs | Refrigerated Case Luminaire ¦ Business Energy Rebates | TRC | 510.5663 | 532.7254 | 557.5045
None | PV Total Avoided Costs | Refrigerated Case Luminaire ¦ Small Business Energy Solutions | TRC | 522.4399 | 545.1144 | 570.4697
None | PV Total Avoided Costs | Refrigerator replacement (Low income only) ¦ Appliance Retirement | TRC | 324.3542 | 345.1554 | 368.8549
None | PV Total Avoided Costs | Refrigerator replacement (Low income only) ¦ First Nations Home Retrofits | TRC | 324.3542 | 345.1554 | 368.8549
None | PV Total Avoided Costs | Refrigerator retirement ¦ Appliance Retirement | TRC | 319.5478 | 334.7946 | 352.1205
None | PV Total Avoided Costs | Remote Condensing Unit ¦ Business Energy Rebates | TRC | 2531.7623 | 2644.2469 | 2771.663
None | PV Total Avoided Costs | Residential DHW Timer ¦ ETS Green Heat | TRC | 533.2771 | 534.2234 | 541.4116
None | PV Total Avoided Costs | Residential ETS System (Central) ¦ ETS Green Heat | TRC | 8252.0182 | 8266.5492 | 8319.8201
None | PV Total Avoided Costs | Residential ETS System (Central) ¦ ETS Home Energy Assessment | TRC | 9799.2716 | 9816.5272 | 9879.7863
None | PV Total Avoided Costs | Residential ETS System (Room) ¦ ETS Green Heat | TRC | 4126.0091 | 4133.2746 | 4159.91
None | PV Total Avoided Costs | Residential ETS System (Room) ¦ ETS Home Energy Assessment | TRC | 4899.6358 | 4908.2636 | 4939.8932
None | PV Total Avoided Costs | Room air purifier ¦ Instant Savings | TRC | 437.8964 | 456.8697 | 479.1682
None | PV Total Avoided Costs | Server Virtualization and Decommissioning ¦ Business Energy Rebates | TRC | 8672.2239 | 9087.273 | 9546.1772
None | PV Total Avoided Costs | Single-Tank Door type Dishwasher - High Temp ¦ Business Energy Rebates | TRC | 13097.3441 | 13680.9814 | 14333.7319
None | PV Total Avoided Costs | Single-Tank Door type Dishwasher - Low Temp ¦ Business Energy Rebates | TRC | 17838.6552 | 18633.4303 | 19522.3096
None | PV Total Avoided Costs | Single -Tank Conveyor Dishwasher - High Temp ¦ Business Energy Rebates | TRC | 12747.7515 | 13286.76 | 13885.7167
None | PV Total Avoided Costs | Single -Tank Conveyor Dishwasher - Low Temp ¦ Business Energy Rebates | TRC | 18863.7526 | 19661.2379 | 20547.4004
None | PV Total Avoided Costs | Single Heat Pad (Agriculture) ¦ Business Energy Rebates | TRC | 563.0022 | 589.7853 | 619.7178
None | PV Total Avoided Costs | Small Commercial ETS Sytem ¦ ETS Business Energy Rebates | TRC | 10454.8096 | 10467.9222 | 10530.781
None | PV Total Avoided Costs | Small Commercial ETS Sytem ¦ ETS Small Business Energy Solutions | TRC | 10697.9447 | 10711.3623 | 10775.6828
None | PV Total Avoided Costs | Smart power bar ¦ Instant Savings | TRC | 15.5686 | 17.0301 | 18.4806
None | PV Total Avoided Costs | Smart Power Controllers - MURB ¦ Efficient Products Installation | TRC | 123.6925 | 135.3037 | 146.8277
None | PV Total Avoided Costs | Smart Power Controllers ¦ Efficient Products Installation | TRC | 123.6925 | 135.3037 | 146.8277
None | PV Total Avoided Costs | Solar air heating ¦ Green Heat | TRC | 883.2611 | 932.2197 | 983.2237
None | PV Total Avoided Costs | Solar Domestic Hot Water ¦ Green Heat | TRC | 2425.5178 | 2559.9628 | 2700.0245
None | PV Total Avoided Costs | Solar Domestic Hot Water ¦ Home Energy Assessment | TRC | 2692.5406 | 2841.7866 | 2997.2675
None | PV Total Avoided Costs | Solid Door Freezer ¦ Business Energy Rebates | TRC | 1479.134 | 1553.92 | 1626.1613
None | PV Total Avoided Costs | Solid Door Freezer ¦ Small Business Energy Solutions | TRC | 1513.5325 | 1590.0577 | 1663.979
None | PV Total Avoided Costs | Solid Door Refrigerator ¦ Business Energy Rebates | TRC | 521.4321 | 547.7722 | 573.2214
None | PV Total Avoided Costs | Solid Door Refrigerator ¦ Small Business Energy Solutions | TRC | 533.5584 | 560.5111 | 586.5521
None | PV Total Avoided Costs | Standard Capacity Electric Fryer ¦ Business Energy Rebates | TRC | 2893.2535 | 3019.0529 | 3145.1122
None | PV Total Avoided Costs | Standard Capacity Electric Fryer ¦ Small Business Energy Solutions | TRC | 2960.5385 | 3089.2635 | 3218.2544
None | PV Total Avoided Costs | Strategic Energy Management ¦ SEM | TRC | 268284.3144 | 294173.6965 | 321954.497
None | PV Total Avoided Costs | Strip-Curtains for Display Cases ¦ Business Energy Rebates | TRC | 551.335 | 590.9745 | 635.9281
None | PV Total Avoided Costs | Strip-Curtains for Display Cases ¦ Small Business Energy Solutions | TRC | 564.1567 | 604.7181 | 650.7172
None | PV Total Avoided Costs | Track/Mono-point Direction Luminaire ¦ Business Energy Rebates | TRC | 211.3422 | 219.4476 | 228.6824
None | PV Total Avoided Costs | Unconverted D ¦ Home Energy Assessment | TRC | 4055.2521 | 4183.6724 | 4327.1699
None | PV Total Avoided Costs | Under-Counter Dishwasher - HighTemp ¦ Business Energy Rebates | TRC | 2521.9696 | 2633.9977 | 2760.896
None | PV Total Avoided Costs | Under-Counter Dishwasher - Low Temp ¦ Business Energy Rebates | TRC | 2020.938 | 2110.6872 | 2212.3459
None | PV Total Avoided Costs | Variable Speed Kitchen Exhaust Fan ¦ Business Energy Rebates | TRC | 31897.8972 | 32993.1859 | 34278.945
None | PV Total Avoided Costs | Variable Speed Kitchen Exhaust Fan ¦ Small Business Energy Solutions | TRC | 32639.7087 | 33760.4693 | 35076.1297
None | PV Total Avoided Costs | Ventilation Fan (Agriculture) ¦ Business Energy Rebates | TRC | 375.8105 | 388.4162 | 403.2861
None | PV Total Avoided Costs | VFD - 10 hp - Institutional - Make-up Air Fan ¦ Business Energy Rebates | TRC | 32879.4329 | 34801.556 | 36866.3843
None | PV Total Avoided Costs | VFD - 10 hp - Retail - Supply Fan ¦ Business Energy Rebates | TRC | 11781.0236 | 12429.3402 | 13131.5209
None | PV Total Avoided Costs | VFD - 20 hp - Institutional - Chilled Water Pump ¦ Business Energy Rebates | TRC | 51646.5058 | 54284.3342 | 57172.1103
None | PV Total Avoided Costs | VFD - 20 hp - Retail - Exhaust Fan ¦ Business Energy Rebates | TRC | 57471.6391 | 60822.4489 | 64423.3067
None | PV Total Avoided Costs | VFD - 30 hp - Institutional - Make-up Air Fan ¦ Business Energy Rebates | TRC | 82402.4396 | 87202.6165 | 92361.5939
None | PV Total Avoided Costs | VFD - 30 hp - Retail - Supply Fan ¦ Business Energy Rebates | TRC | 33303.2054 | 35137.8215 | 37124.5737
None | PV Total Avoided Costs | VFD - 40 hp - Warehousing - Exhaust Fan ¦ Business Energy Rebates | TRC | 130030.5775 | 137097.913 | 144765.7347
None | PV Total Avoided Costs | VFD - 5 hp - Institutional - Chilled Water Pump ¦ Business Energy Rebates | TRC | 5035.6566 | 5215.4149 | 5424.7794
None | PV Total Avoided Costs | VFD - 5 hp - Retail - Exhaust Fan ¦ Business Energy Rebates | TRC | 14980.0659 | 15853.5978 | 16792.2958
None | PV Total Avoided Costs | VFD Milk Transfer Pump ¦ Business Energy Rebates | TRC | 2516.9217 | 2607.2426 | 2714.486
None | PV Total Avoided Costs | VFD Milk Transfer Pump ¦ Small Business Energy Solutions | TRC | 2575.4548 | 2667.8761 | 2777.6136
None | PV Total Avoided Costs | VFD Milk Vacuum Pump ¦ Business Energy Rebates | TRC | 11955.7121 | 12397.2954 | 12908.1694
None | PV Total Avoided Costs | VFD Milk Vacuum Pump ¦ Small Business Energy Solutions | TRC | 12233.7519 | 12685.6046 | 13208.3594
None | PV Total Avoided Costs | Wall Mounted Area Luminaire (1000 lumen) ¦ Business Energy Rebates | TRC | 221.9043 | 230.4884 | 239.9763
None | PV Total Avoided Costs | Wall Mounted Area Luminaire (1000 lumen) ¦ Small Business Energy Solutions | TRC | 227.0649 | 235.8486 | 245.5572
None | PV Total Avoided Costs | Wall Mounted Area Luminaire (10000 lumen) ¦ Business Energy Rebates | TRC | 1096.8413 | 1139.2712 | 1186.1687
None | PV Total Avoided Costs | Wall Mounted Area Luminaire (10000 lumen) ¦ Small Business Energy Solutions | TRC | 1122.3492 | 1165.7659 | 1213.754
None | PV Total Avoided Costs | Wall Wash Luminaire (1000 lumen) ¦ Business Energy Rebates | TRC | 132.0523 | 137.6051 | 143.7971
None | PV Total Avoided Costs | Wall wash luminaire (1500 lumen) ¦ Business Energy Rebates | TRC | 244.6851 | 254.9742 | 266.4476
None | PV Total Avoided Costs | Whole Home - tier 0 (22% better than code on average) ¦ New Home Construction | TRC | 12039.3101 | 12403.3385 | 12808.3624
None | PV Total Avoided Costs | Whole home - tier 1 (45% better than code target) ¦ New Home Construction | TRC | 16184.8334 | 16674.2085 | 17218.6952
None | PV Total Avoided Costs | Whole home - tier 2 (60% better than code target) ¦ New Home Construction | TRC | 23990.9116 | 24716.3164 | 25523.4135
None | PV Total Avoided Costs | Whole home - tier 3 (70% better than code target) ¦ New Home Construction | TRC | 12101.2606 | 12454.2351 | 12845.5295
None | PV Total Avoided Costs | Whole Home ¦ Home Energy Assessment | TRC | 12874.2981 | 13312.6306 | 13805.4036
None | PV Total Avoided Costs | Whole Home First Nations Retrofit ¦ First Nations Home Retrofits | TRC | 14858.9971 | 15364.9029 | 15933.6416
None | PV Total Avoided Costs | Wood Boiler/Furnace ¦ Green Heat | TRC | 22849.8827 | 23465.8648 | 24172.6011
None | PV Total Avoided Costs | Wood Stove ¦ Green Heat | TRC | 12300.9807 | 12692.9644 | 13132.0725
None | PV Total Avoided Costs | Zero-Energy Doors for Reach-In Coolers ¦ Small Business Energy Solutions | TRC | 1229.3994 | 1287.1222 | 1343.8642
None | PV O&M Benefits | 1/2 Size Hot Food Holding Cabinet ¦ Business Energy Rebates | TRC | 0 | 0 | 0
None | PV O&M Benefits | 11W Replacing 60W - MURB ¦ Efficient Products Installation | TRC | 0 | 0 | 0
None | PV O&M Benefits | 11W Replacing 60W ¦ Efficient Products Installation | TRC | 0 | 0 | 0
None | PV O&M Benefits | 18W Replacing 100W - MURB ¦ Efficient Products Installation | TRC | 0 | 0 | 0
None | PV O&M Benefits | 18W Replacing 100W ¦ Efficient Products Installation | TRC | 0 | 0 | 0
None | PV O&M Benefits | 18W Replacing 75W - MURB ¦ Efficient Products Installation | TRC | 0 | 0 | 0
None | PV O&M Benefits | 18W Replacing 75W ¦ Efficient Products Installation | TRC | 0 | 0 | 0
None | PV O&M Benefits | 5W Chandelier E12 - MURB ¦ Efficient Products Installation | TRC | 0 | 0 | 0
None | PV O&M Benefits | 5W Chandelier E12 ¦ Efficient Products Installation | TRC | 0 | 0 | 0
None | PV O&M Benefits | 7W G25 - MURB ¦ Efficient Products Installation | TRC | 0 | 0 | 0
None | PV O&M Benefits | 7W G25 ¦ Efficient Products Installation | TRC | 0 | 0 | 0
None | PV O&M Benefits | 7W GU10 Replacing 35W - MURB ¦ Efficient Products Installation | TRC | 0 | 0 | 0
None | PV O&M Benefits | 7W GU10 Replacing 35W ¦ Efficient Products Installation | TRC | 0 | 0 | 0
None | PV O&M Benefits | 7W GU10 Replacing 50W - MURB ¦ Efficient Products Installation | TRC | 0 | 0 | 0
None | PV O&M Benefits | 7W GU10 Replacing 50W ¦ Efficient Products Installation | TRC | 0 | 0 | 0
None | PV O&M Benefits | 9.5W Replacing 100W - MURB ¦ Efficient Products Installation | TRC | 0 | 0 | 0
None | PV O&M Benefits | 9.5W Replacing 100W ¦ Efficient Products Installation | TRC | 0 | 0 | 0
None | PV O&M Benefits | 9.5W Replacing 40W - MURB ¦ Efficient Products Installation | TRC | 0 | 0 | 0
None | PV O&M Benefits | 9.5W Replacing 40W ¦ Efficient Products Installation | TRC | 0 | 0 | 0
None | PV O&M Benefits | 9.5W Replacing 60W - MURB ¦ Efficient Products Installation | TRC | 0 | 0 | 0
None | PV O&M Benefits | 9.5W Replacing 60W ¦ Efficient Products Installation | TRC | 0 | 0 | 0
None | PV O&M Benefits | 9W Replacing 100W - MURB ¦ Efficient Products Installation | TRC | 0 | 0 | 0
None | PV O&M Benefits | 9W Replacing 100W ¦ Efficient Products Installation | TRC | 0 | 0 | 0
None | PV O&M Benefits | 9W Replacing 40W - MURB ¦ Efficient Products Installation | TRC | 0 | 0 | 0
None | PV O&M Benefits | 9W Replacing 40W ¦ Efficient Products Installation | TRC | 0 | 0 | 0
None | PV O&M Benefits | 9W Replacing 60W - MURB ¦ Efficient Products Installation | TRC | 0 | 0 | 0
None | PV O&M Benefits | 9W Replacing 60W ¦ Efficient Products Installation | TRC | 0 | 0 | 0
None | PV O&M Benefits | Advanced Lighting Design (Performance Lighting) ¦ Business Energy Rebates | TRC | 0 | 0 | 0
None | PV O&M Benefits | Air-Entraining Air Nozzle ¦ Business Energy Rebates | TRC | 0 | 0 | 0
None | PV O&M Benefits | Air Conditioner retirement ¦ Appliance Retirement | TRC | 0 | 0 | 0
None | PV O&M Benefits | ASHP and AWHP - Electrical ¦ Green Heat | TRC | 0 | 0 | 0
None | PV O&M Benefits | Case Lighting for Sign Retrofits ¦ Business Energy Rebates | TRC | 0 | 0 | 0
None | PV O&M Benefits | CEE Tier 2 Commercial Washing Machine ¦ Business Energy Rebates | TRC | 0 | 0 | 0
None | PV O&M Benefits | CEE Tier 3 Commercial Washing Machine ¦ Business Energy Rebates | TRC | 0 | 0 | 0
None | PV O&M Benefits | Circulation Fan (Agriculture) ¦ Business Energy Rebates | TRC | 0 | 0 | 0
None | PV O&M Benefits | Clothes-line ¦ Instant Savings | TRC | 0 | 0 | 0
None | PV O&M Benefits | Clothes Dryer replacement ¦ Appliance Retirement | TRC | 0 | 0 | 0
None | PV O&M Benefits | Clothes Dryers ¦ First Nations Home Retrofits | TRC | 0 | 0 | 0
None | PV O&M Benefits | Clothes Washer replacement ¦ Appliance Retirement | TRC | 0 | 0 | 0
None | PV O&M Benefits | Clothes Washers ¦ First Nations Home Retrofits | TRC | 0 | 0 | 0
None | PV O&M Benefits | Cold Climate Air-Source Heat Pump (24kBTU/hr) ¦ Business Energy Rebates | TRC | 0 | 0 | 0
None | PV O&M Benefits | Cold Climate Air-Source Heat Pump (24kBTU/hr) ¦ Small Business Energy Solutions | TRC | 0 | 0 | 0
None | PV O&M Benefits | Cold Climate Air-Source Heat Pump (48kBTU/hr) ¦ Business Energy Rebates | TRC | 0 | 0 | 0
None | PV O&M Benefits | Custom Energy Efficiency ¦ Affordable MultiFamily Renter | TRC | 0 | 0 | 0
None | PV O&M Benefits | Custom Energy Efficiency ¦ Custom Retrofit | TRC | 0 | 0 | 0
None | PV O&M Benefits | Cycling Refrigerated Air Dryer - 50 CFM ¦ Business Energy Rebates | TRC | 0 | 0 | 0
None | PV O&M Benefits | Dairy Scroll Compressor ¦ Business Energy Rebates | TRC | 0 | 0 | 0
None | PV O&M Benefits | Daylighting Controls - Ceiling Mounted ¦ Business Energy Rebates | TRC | 0 | 0 | 0
None | PV O&M Benefits | Daylighting Controls - Switch-Mounted ¦ Business Energy Rebates | TRC | 0 | 0 | 0
None | PV O&M Benefits | Decorative Lamp ¦ Small Business Energy Solutions | TRC | 0 | 0 | 0
None | PV O&M Benefits | Dehumidifier ¦ Instant Savings | TRC | 0 | 0 | 0
None | PV O&M Benefits | Dehumidifier replacement (Low income only) ¦ Appliance Retirement | TRC | 0 | 0 | 0
None | PV O&M Benefits | Dehumidifier replacement (Low income only) ¦ First Nations Home Retrofits | TRC | 0 | 0 | 0
None | PV O&M Benefits | Dimmer Switch ¦ Instant Savings | TRC | 0 | 0 | 0
None | PV O&M Benefits | Dishwasher replacement ¦ Appliance Retirement | TRC | 0 | 0 | 0
None | PV O&M Benefits | Door Heater Controls ¦ Business Energy Rebates | TRC | 0 | 0 | 0
None | PV O&M Benefits | Double Heat Pad (Agriculture) ¦ Business Energy Rebates | TRC | 0 | 0 | 0
None | PV O&M Benefits | Downlight Luminaire (1200 lumen) ¦ Small Business Energy Solutions | TRC | 0 | 0 | 0
None | PV O&M Benefits | Downlight Luminaire (3000 lumen) ¦ Small Business Energy Solutions | TRC | 0 | 0 | 0
None | PV O&M Benefits | Downlight Luminaire (800 lumen) ¦ Small Business Energy Solutions | TRC | 0 | 0 | 0
None | PV O&M Benefits | Drain Water Heat Recovery ¦ First Nations Home Retrofits | TRC | 0 | 0 | 0
None | PV O&M Benefits | Drain Water Heat Recovery ¦ Green Heat | TRC | 0 | 0 | 0
None | PV O&M Benefits | Drain Water Heat Recovery ¦ Home Energy Assessment | TRC | 0 | 0 | 0
None | PV O&M Benefits | Dual Enthalpy Economizer Controls ¦ Business Energy Rebates | TRC | 0 | 0 | 0
None | PV O&M Benefits | EC Motor for Refrigeration Applications ¦ Business Energy Rebates1 | TRC | 0 | 0 | 0
None | PV O&M Benefits | EC Motor for Refrigeration Applications ¦ Business Energy Rebates2 | TRC | 0 | 0 | 0
None | PV O&M Benefits | ECM Circulator Pump ¦ Instant Savings | TRC | 0 | 0 | 0
None | PV O&M Benefits | Efficient clothes washer ¦ Instant Savings | TRC | 0 | 0 | 0
None | PV O&M Benefits | Efficient refrigerator ¦ Instant Savings | TRC | 0 | 0 | 0
None | PV O&M Benefits | Electric Combination Oven ¦ Business Energy Rebates | TRC | 0 | 0 | 0
None | PV O&M Benefits | Electric Combination Oven with Gas ¦ Business Energy Rebates | TRC | 0 | 0 | 0
None | PV O&M Benefits | Electric Convection Oven ¦ Business Energy Rebates | TRC | 0 | 0 | 0
None | PV O&M Benefits | Electric Convection Oven with Gas ¦ Business Energy Rebates | TRC | 0 | 0 | 0
None | PV O&M Benefits | Electric Fryer Replacement with Gas ¦ Business Energy Rebates | TRC | 0 | 0 | 0
None | PV O&M Benefits | Electric Griddle Replacement with Gas ¦ Business Energy Rebates | TRC | 0 | 0 | 0
None | PV O&M Benefits | Electric Steam Cooker ¦ Business Energy Rebates | TRC | 0 | 0 | 0
None | PV O&M Benefits | Electric Steam Cooker Replacement with Gas ¦ Business Energy Rebates | TRC | 0 | 0 | 0
None | PV O&M Benefits | Electric to Natural Gas - Water Heater ¦ Business Energy Rebates | TRC | 0 | 0 | 0
None | PV O&M Benefits | Energy Management Information Systems ¦ EMIS | TRC | 0 | 0 | 0
None | PV O&M Benefits | Energy Star Dryer ¦ Instant Savings | TRC | 0 | 0 | 0
None | PV O&M Benefits | ENERGY STAR Pool Pump ¦ Business Energy Rebates | TRC | 0 | 0 | 0
None | PV O&M Benefits | ENERGY STAR Uninteruptible Power Supplies (UPS) ¦ Business Energy Rebates | TRC | 0 | 0 | 0
None | PV O&M Benefits | ENERGY STAR Washing Machine ¦ Business Energy Rebates | TRC | 0 | 0 | 0
None | PV O&M Benefits | Evaporator Fan Motor Controls ¦ Business Energy Rebates | TRC | 0 | 0 | 0
None | PV O&M Benefits | Faucet Aerators - MURB ¦ Efficient Products Installation | TRC | 0 | 0 | 0
None | PV O&M Benefits | Faucet Aerators ¦ Efficient Products Installation | TRC | 0 | 0 | 0
None | PV O&M Benefits | Flood Luminaire (10000 lumen) ¦ Business Energy Rebates | TRC | 0 | 0 | 0
None | PV O&M Benefits | Flood Luminaire (10000 lumen) ¦ Small Business Energy Solutions | TRC | 0 | 0 | 0
None | PV O&M Benefits | Flood Luminaire (48000 lumen) ¦ Business Energy Rebates | TRC | 0 | 0 | 0
None | PV O&M Benefits | Flood Luminaire (48000 lumen) ¦ Small Business Energy Solutions | TRC | 0 | 0 | 0
None | PV O&M Benefits | Four Pin Replacement Lamps for CFLs ¦ Business Energy Rebates | TRC | 0 | 0 | 0
None | PV O&M Benefits | Four Pin Replacement Lamps for CFLs ¦ Small Business Energy Solutions | TRC | 0 | 0 | 0
None | PV O&M Benefits | Freezer replacement (Low income only) ¦ Appliance Retirement | TRC | 0 | 0 | 0
None | PV O&M Benefits | Freezer replacement (Low income only) ¦ First Nations Home Retrofits | TRC | 0 | 0 | 0
None | PV O&M Benefits | Freezer replacement ¦ Appliance Retirement | TRC | 0 | 0 | 0
None | PV O&M Benefits | Freezer retirement ¦ Appliance Retirement | TRC | 0 | 0 | 0
None | PV O&M Benefits | Fridge replacement ¦ Appliance Retirement | TRC | 0 | 0 | 0
None | PV O&M Benefits | Fuel Pump Canopy Luminaire (4000 lumen) ¦ Small Business Energy Solutions | TRC | 0 | 0 | 0
None | PV O&M Benefits | General Use Lamp (A,G Types) ¦ Small Business Energy Solutions | TRC | 0 | 0 | 0
None | PV O&M Benefits | Glass Door Freezer ¦ Small Business Energy Solutions | TRC | 0 | 0 | 0
None | PV O&M Benefits | Glass Door Refrigerator ¦ Business Energy Rebates | TRC | 0 | 0 | 0
None | PV O&M Benefits | Glass Door Refrigerator ¦ Small Business Energy Solutions | TRC | 0 | 0 | 0
None | PV O&M Benefits | Ground Source Heat Pump (60kBTU/hr) ¦ Business Energy Rebates | TRC | 0 | 0 | 0
None | PV O&M Benefits | Ground Source Heat Pump (60kBTU/hr) ¦ Small Business Energy Solutions | TRC | 0 | 0 | 0
None | PV O&M Benefits | GSHP ¦ Green Heat | TRC | 0 | 0 | 0
None | PV O&M Benefits | Heat Pump Clothes Dryer ¦ Business Energy Rebates | TRC | 0 | 0 | 0
None | PV O&M Benefits | Heat Pump Dryer (ventless) ¦ Instant Savings | TRC | 0 | 0 | 0
None | PV O&M Benefits | Heat Pump Water Heater ¦ Business Energy Rebates | TRC | 0 | 0 | 0
None | PV O&M Benefits | Heat Pump Water Heater ¦ First Nations Home Retrofits | TRC | 0 | 0 | 0
None | PV O&M Benefits | Heat Pump Water Heater ¦ Green Heat | TRC | 0 | 0 | 0
None | PV O&M Benefits | Heat Pump Water Heater ¦ Home Energy Assessment | TRC | 0 | 0 | 0
None | PV O&M Benefits | Heat Pump Water Heater ¦ Small Business Energy Solutions | TRC | 0 | 0 | 0
None | PV O&M Benefits | Heat Reclaimer Unit (Agriculture) ¦ Business Energy Rebates | TRC | 0 | 0 | 0
None | PV O&M Benefits | Heat Reclaimer Unit (Agriculture) ¦ Small Business Energy Solutions | TRC | 0 | 0 | 0
None | PV O&M Benefits | Heavy duty timer ¦ Instant Savings | TRC | 0 | 0 | 0
None | PV O&M Benefits | High Bay Luminaire (15 000 lumen) ¦ Business Energy Rebates | TRC | 0 | 0 | 0
None | PV O&M Benefits | High Bay Luminaire (15 000 lumen) ¦ Small Business Energy Solutions | TRC | 0 | 0 | 0
None | PV O&M Benefits | High Bay Luminaire (35 000 lumen) ¦ Small Business Energy Solutions | TRC | 0 | 0 | 0
None | PV O&M Benefits | High Efficiency Circulator Pump 1.5kW ¦ Business Energy Rebates | TRC | 0 | 0 | 0
None | PV O&M Benefits | High Efficiency Circulator Pump 100W ¦ Business Energy Rebates | TRC | 0 | 0 | 0
None | PV O&M Benefits | High Efficiency Circulator Pump 300W ¦ Business Energy Rebates | TRC | 0 | 0 | 0
None | PV O&M Benefits | High Volume Low Speed Fan (Agriculture) ¦ Business Energy Rebates | TRC | 0 | 0 | 0
None | PV O&M Benefits | High Volume Low Speed Fan (Agriculture) ¦ Small Business Energy Solutions | TRC | 0 | 0 | 0
None | PV O&M Benefits | Holiday Lights Exchange - MURB ¦ Efficient Products Installation | TRC | 0 | 0 | 0
None | PV O&M Benefits | Holiday Lights Exchange ¦ Efficient Products Installation | TRC | 0 | 0 | 0
None | PV O&M Benefits | Hot Water Tank Wrap - MURB ¦ Efficient Products Installation | TRC | 0 | 0 | 0
None | PV O&M Benefits | Hot Water Tank Wrap ¦ Efficient Products Installation | TRC | 0 | 0 | 0
None | PV O&M Benefits | HVAC Hotel Occupancy Sensor ¦ Business Energy Rebates | TRC | 0 | 0 | 0
None | PV O&M Benefits | Hybrid Heat Pump Dryer ¦ Instant Savings | TRC | 0 | 0 | 0
None | PV O&M Benefits | Ice-Making Head ¦ Business Energy Rebates | TRC | 0 | 0 | 0
None | PV O&M Benefits | Indoor motion sensor ¦ Instant Savings | TRC | 0 | 0 | 0
None | PV O&M Benefits | Large Commercial/Industrial ETS System ¦ ETS Business Energy Rebates | TRC | 0 | 0 | 0
None | PV O&M Benefits | LED - ENERGY STAR Fixture with Motion Sensor ¦ Instant Savings | TRC | 0 | 0 | 0
None | PV O&M Benefits | LED - ENERGY STAR Fixture without Motion Sensor ¦ Instant Savings | TRC | 0 | 0 | 0
None | PV O&M Benefits | LED - Other ¦ Instant Savings | TRC | 0 | 0 | 0
None | PV O&M Benefits | LED - R, BR and Decorative ¦ Instant Savings | TRC | 0 | 0 | 0
None | PV O&M Benefits | LED - Recessed downlight ¦ Instant Savings | TRC | 0 | 0 | 0
None | PV O&M Benefits | LED Nightlights - MURB ¦ Efficient Products Installation | TRC | 0 | 0 | 0
None | PV O&M Benefits | LED Nightlights ¦ Efficient Products Installation | TRC | 0 | 0 | 0
None | PV O&M Benefits | LED Replacement Lamps for HID (10000 lumen) ¦ Business Energy Rebates | TRC | 0 | 0 | 0
None | PV O&M Benefits | LED Replacement Lamps for HID (10000 lumen) ¦ Small Business Energy Solutions | TRC | 0 | 0 | 0
None | PV O&M Benefits | LED Replacement Lamps for HID (4000 lumen) ¦ Business Energy Rebates | TRC | 0 | 0 | 0
None | PV O&M Benefits | LED Replacement Lamps for HID (4000 lumen) ¦ Small Business Energy Solutions | TRC | 0 | 0 | 0
None | PV O&M Benefits | LED Troffer (1x4) ¦ Business Energy Rebates | TRC | 0 | 0 | 0
None | PV O&M Benefits | LED Troffer (1x4) ¦ Small Business Energy Solutions | TRC | 0 | 0 | 0
None | PV O&M Benefits | LED Troffer (2x2) ¦ Business Energy Rebates | TRC | 0 | 0 | 0
None | PV O&M Benefits | LED Troffer (2x2) ¦ Small Business Energy Solutions | TRC | 0 | 0 | 0
None | PV O&M Benefits | LED Troffer (4x2) ¦ Business Energy Rebates | TRC | 0 | 0 | 0
None | PV O&M Benefits | LED Troffer (4x2) ¦ Small Business Energy Solutions | TRC | 0 | 0 | 0
None | PV O&M Benefits | LED Wall Sconce (1200 lumen) ¦ Small Business Energy Solutions | TRC | 0 | 0 | 0
None | PV O&M Benefits | Linear Ambient Luminaire (10000 lumen) ¦ Business Energy Rebates | TRC | 0 | 0 | 0
None | PV O&M Benefits | Linear Ambient Luminaire (10000 lumen) ¦ Small Business Energy Solutions | TRC | 0 | 0 | 0
None | PV O&M Benefits | Linear Ambient Luminaire (2000 lumen) ¦ Business Energy Rebates | TRC | 0 | 0 | 0
None | PV O&M Benefits | Linear Ambient Luminaire (2000 lumen) ¦ Small Business Energy Solutions | TRC | 0 | 0 | 0
None | PV O&M Benefits | Linear Ambient Luminaire (4000 lumen) ¦ Business Energy Rebates | TRC | 0 | 0 | 0
None | PV O&M Benefits | Linear Ambient Luminaire (4000 lumen) ¦ Small Business Energy Solutions | TRC | 0 | 0 | 0
None | PV O&M Benefits | Linear Ambient Luminaire (8000 lumen) ¦ Business Energy Rebates | TRC | 0 | 0 | 0
None | PV O&M Benefits | Linear Ambient Luminaire (8000 lumen) ¦ Small Business Energy Solutions | TRC | 0 | 0 | 0
None | PV O&M Benefits | Linear Replacement Lamp (2 foot) ¦ Business Energy Rebates | TRC | 0 | 0 | 0
None | PV O&M Benefits | Linear Replacement Lamp (2 foot) ¦ Small Business Energy Solutions | TRC | 0 | 0 | 0
None | PV O&M Benefits | Linear Replacement Lamp (4 foot) ¦ Business Energy Rebates | TRC | 0 | 0 | 0
None | PV O&M Benefits | Linear Replacement Lamp (4 foot) ¦ Small Business Energy Solutions | TRC | 0 | 0 | 0
None | PV O&M Benefits | Low-bay Luminaire (10,000 lumen) ¦ Business Energy Rebates | TRC | 0 | 0 | 0
None | PV O&M Benefits | Low-bay Luminaire (10,000 lumen) ¦ Small Business Energy Solutions | TRC | 0 | 0 | 0
None | PV O&M Benefits | Low-bay Luminaire (5000 lumen) ¦ Business Energy Rebates | TRC | 0 | 0 | 0
None | PV O&M Benefits | Low-flow showerhead - 0.5 gpm Reduction - MURB ¦ Efficient Products Installation | TRC | 0 | 0 | 0
None | PV O&M Benefits | Low-flow showerhead - 0.5 gpm Reduction ¦ Efficient Products Installation | TRC | 0 | 0 | 0
None | PV O&M Benefits | Low-flow showerhead - 1.0 gpm Reduction - MURB ¦ Efficient Products Installation | TRC | 0 | 0 | 0
None | PV O&M Benefits | Low-flow showerhead - 1.0 gpm Reduction ¦ Efficient Products Installation | TRC | 0 | 0 | 0
None | PV O&M Benefits | Low-flow showerhead -0.75 gpm Reduction - MURB ¦ Efficient Products Installation | TRC | 0 | 0 | 0
None | PV O&M Benefits | Low-flow showerhead -0.75 gpm Reduction ¦ Efficient Products Installation | TRC | 0 | 0 | 0
None | PV O&M Benefits | Low/Zero Energy Livestock Waterer ¦ Business Energy Rebates | TRC | 0 | 0 | 0
None | PV O&M Benefits | Luminaire Level Lighting Control (LLLC) - High Impact Application ¦ Business Energy Rebates | TRC | 0 | 0 | 0
None | PV O&M Benefits | Luminaire Level Lighting Control (LLLC) - Low Impact Application ¦ Business Energy Rebates | TRC | 0 | 0 | 0
None | PV O&M Benefits | Medium Commercial ETS System ¦ ETS Business Energy Rebates | TRC | 0 | 0 | 0
None | PV O&M Benefits | Medium Commercial ETS System ¦ ETS Small Business Energy Solutions | TRC | 0 | 0 | 0
None | PV O&M Benefits | Milk Pre-cooler ¦ Business Energy Rebates | TRC | 0 | 0 | 0
None | PV O&M Benefits | Mini freezer retirement ¦ Appliance Retirement | TRC | 0 | 0 | 0
None | PV O&M Benefits | Mini fridge retirement ¦ Appliance Retirement | TRC | 0 | 0 | 0
None | PV O&M Benefits | Motion sensor with dimmer switch ¦ Instant Savings | TRC | 0 | 0 | 0
None | PV O&M Benefits | MSHP - Fully Electrical ¦ Green Heat | TRC | 0 | 0 | 0
None | PV O&M Benefits | MSHP - Mainly Electrical ¦ Green Heat | TRC | 0 | 0 | 0
None | PV O&M Benefits | Multi-Tank Conveyor Dishwasher - High Temp ¦ Business Energy Rebates | TRC | 0 | 0 | 0
None | PV O&M Benefits | Multi-Tank Conveyor Dishwasher - High Temp ¦ Small Business Energy Solutions | TRC | 0 | 0 | 0
None | PV O&M Benefits | Multi-Tank Conveyor Dishwasher - Low Temp ¦ Business Energy Rebates | TRC | 0 | 0 | 0
None | PV O&M Benefits | Multi-Tank Conveyor Dishwasher - Low Temp ¦ Small Business Energy Solutions | TRC | 0 | 0 | 0
None | PV O&M Benefits | Natural Barn Ventiliation - Year-Round ¦ Business Energy Rebates | TRC | 0 | 0 | 0
None | PV O&M Benefits | Networked/ Connected - Indoor LED Lamp ¦ Instant Savings | TRC | 0 | 0 | 0
None | PV O&M Benefits | Networked/Connected - High Impact Application ¦ Business Energy Rebates | TRC | 0 | 0 | 0
None | PV O&M Benefits | Networked/Connected - Low Impact Application ¦ Business Energy Rebates | TRC | 0 | 0 | 0
None | PV O&M Benefits | No-Loss Drain ¦ Business Energy Rebates | TRC | 0 | 0 | 0
None | PV O&M Benefits | Occupancy Sensor (Ceiling Mounted) ¦ Business Energy Rebates | TRC | 0 | 0 | 0
None | PV O&M Benefits | Occupancy Sensor (Ceiling Mounted) ¦ Small Business Energy Solutions | TRC | 0 | 0 | 0
None | PV O&M Benefits | Occupancy Sensor (Wall Mounted) ¦ Business Energy Rebates | TRC | 0 | 0 | 0
None | PV O&M Benefits | Occupancy Sensor (Wall Mounted) ¦ Small Business Energy Solutions | TRC | 0 | 0 | 0
None | PV O&M Benefits | Occupancy Sensor (Exterior) ¦ Business Energy Rebates | TRC | 0 | 0 | 0
None | PV O&M Benefits | Open to Closed Cooler Conversion ¦ Business Energy Rebates | TRC | 0 | 0 | 0
None | PV O&M Benefits | Open to Closed Cooler Conversion ¦ Small Business Energy Solutions | TRC | 0 | 0 | 0
None | PV O&M Benefits | Outdoor motion sensor ¦ Instant Savings | TRC | 0 | 0 | 0
None | PV O&M Benefits | Outside Air Economizer ¦ Business Energy Rebates | TRC | 0 | 0 | 0
None | PV O&M Benefits | Packaged Terminal Heat Pump (12kBTU/hr) ¦ Business Energy Rebates | TRC | 0 | 0 | 0
None | PV O&M Benefits | Parking Garage Luminaire (4000 lumen) ¦ Small Business Energy Solutions | TRC | 0 | 0 | 0
None | PV O&M Benefits | Pellet Boiler/Furnace ¦ Green Heat | TRC | 0 | 0 | 0
None | PV O&M Benefits | Pellet Stove ¦ Green Heat | TRC | 0 | 0 | 0
None | PV O&M Benefits | Pipe Insulation - MURB ¦ Efficient Products Installation | TRC | 0 | 0 | 0
None | PV O&M Benefits | Pipe Insulation ¦ Efficient Products Installation | TRC | 0 | 0 | 0
None | PV O&M Benefits | Pole/Arm-Mounted Area Luminaire (20000 lumen) ¦ Business Energy Rebates | TRC | 0 | 0 | 0
None | PV O&M Benefits | Pole/Arm-Mounted Area Luminaire (20000 lumen) ¦ Small Business Energy Solutions | TRC | 0 | 0 | 0
None | PV O&M Benefits | Pole/Arm-Mounted Area Luminaire (4000 lumen) ¦ Small Business Energy Solutions | TRC | 0 | 0 | 0
None | PV O&M Benefits | Pole/Arm-Mounted Area Luminaire (60000 lumen) ¦ Business Energy Rebates | TRC | 0 | 0 | 0
None | PV O&M Benefits | Pole/Arm-Mounted Decorative Luminaire (1500 lumen) ¦ Small Business Energy Solutions | TRC | 0 | 0 | 0
None | PV O&M Benefits | Pole/Arm-Mounted Decorative Luminaire (5000 lumen) ¦ Business Energy Rebates | TRC | 0 | 0 | 0
None | PV O&M Benefits | Pole/Arm-Mounted Decorative Luminaire (5000 lumen) ¦ Small Business Energy Solutions | TRC | 0 | 0 | 0
None | PV O&M Benefits | Pot, Pan and Utensil Dishwasher - High Temp ¦ Business Energy Rebates | TRC | 0 | 0 | 0
None | PV O&M Benefits | Power bar with timer ¦ Instant Savings | TRC | 0 | 0 | 0
None | PV O&M Benefits | Premium High Bay Luminaire (15 000 lumen) ¦ Business Energy Rebates | TRC | 0 | 0 | 0
None | PV O&M Benefits | Premium High Bay Luminaire (15 000 lumen) ¦ Small Business Energy Solutions | TRC | 0 | 0 | 0
None | PV O&M Benefits | Premium High Bay Luminaire (35 000 lumen) ¦ Business Energy Rebates | TRC | 0 | 0 | 0
None | PV O&M Benefits | Premium High Bay Luminaire (35 000 lumen) ¦ Small Business Energy Solutions | TRC | 0 | 0 | 0
None | PV O&M Benefits | Premium High Bay Luminaire (60 000 lumen) ¦ Business Energy Rebates | TRC | 0 | 0 | 0
None | PV O&M Benefits | Programmable thermostat ¦ Instant Savings | TRC | 0 | 0 | 0
None | PV O&M Benefits | Programmable Thermostats ¦ First Nations Home Retrofits | TRC | 0 | 0 | 0
None | PV O&M Benefits | Range / Stove replacement ¦ Appliance Retirement | TRC | 0 | 0 | 0
None | PV O&M Benefits | Reflector Lamp (MR16) ¦ Small Business Energy Solutions | TRC | 0 | 0 | 0
None | PV O&M Benefits | Reflector Lamp (PAR38) ¦ Small Business Energy Solutions | TRC | 0 | 0 | 0
None | PV O&M Benefits | Refrigerated Case Luminaire ¦ Business Energy Rebates | TRC | 0 | 0 | 0
None | PV O&M Benefits | Refrigerated Case Luminaire ¦ Small Business Energy Solutions | TRC | 0 | 0 | 0
None | PV O&M Benefits | Refrigerator replacement (Low income only) ¦ Appliance Retirement | TRC | 0 | 0 | 0
None | PV O&M Benefits | Refrigerator replacement (Low income only) ¦ First Nations Home Retrofits | TRC | 0 | 0 | 0
None | PV O&M Benefits | Refrigerator retirement ¦ Appliance Retirement | TRC | 0 | 0 | 0
None | PV O&M Benefits | Remote Condensing Unit ¦ Business Energy Rebates | TRC | 0 | 0 | 0
None | PV O&M Benefits | Residential DHW Timer ¦ ETS Green Heat | TRC | 0 | 0 | 0
None | PV O&M Benefits | Residential ETS System (Central) ¦ ETS Green Heat | TRC | 0 | 0 | 0
None | PV O&M Benefits | Residential ETS System (Central) ¦ ETS Home Energy Assessment | TRC | 0 | 0 | 0
None | PV O&M Benefits | Residential ETS System (Room) ¦ ETS Green Heat | TRC | 0 | 0 | 0
None | PV O&M Benefits | Residential ETS System (Room) ¦ ETS Home Energy Assessment | TRC | 0 | 0 | 0
None | PV O&M Benefits | Room air purifier ¦ Instant Savings | TRC | 0 | 0 | 0
None | PV O&M Benefits | Server Virtualization and Decommissioning ¦ Business Energy Rebates | TRC | 0 | 0 | 0
None | PV O&M Benefits | Single-Tank Door type Dishwasher - High Temp ¦ Business Energy Rebates | TRC | 0 | 0 | 0
None | PV O&M Benefits | Single-Tank Door type Dishwasher - Low Temp ¦ Business Energy Rebates | TRC | 0 | 0 | 0
None | PV O&M Benefits | Single -Tank Conveyor Dishwasher - High Temp ¦ Business Energy Rebates | TRC | 0 | 0 | 0
None | PV O&M Benefits | Single -Tank Conveyor Dishwasher - Low Temp ¦ Business Energy Rebates | TRC | 0 | 0 | 0
None | PV O&M Benefits | Single Heat Pad (Agriculture) ¦ Business Energy Rebates | TRC | 0 | 0 | 0
None | PV O&M Benefits | Small Commercial ETS Sytem ¦ ETS Business Energy Rebates | TRC | 0 | 0 | 0
None | PV O&M Benefits | Small Commercial ETS Sytem ¦ ETS Small Business Energy Solutions | TRC | 0 | 0 | 0
None | PV O&M Benefits | Smart power bar ¦ Instant Savings | TRC | 0 | 0 | 0
None | PV O&M Benefits | Smart Power Controllers - MURB ¦ Efficient Products Installation | TRC | 0 | 0 | 0
None | PV O&M Benefits | Smart Power Controllers ¦ Efficient Products Installation | TRC | 0 | 0 | 0
None | PV O&M Benefits | Solar air heating ¦ Green Heat | TRC | 0 | 0 | 0
None | PV O&M Benefits | Solar Domestic Hot Water ¦ Green Heat | TRC | 0 | 0 | 0
None | PV O&M Benefits | Solar Domestic Hot Water ¦ Home Energy Assessment | TRC | 0 | 0 | 0
None | PV O&M Benefits | Solid Door Freezer ¦ Business Energy Rebates | TRC | 0 | 0 | 0
None | PV O&M Benefits | Solid Door Freezer ¦ Small Business Energy Solutions | TRC | 0 | 0 | 0
None | PV O&M Benefits | Solid Door Refrigerator ¦ Business Energy Rebates | TRC | 0 | 0 | 0
None | PV O&M Benefits | Solid Door Refrigerator ¦ Small Business Energy Solutions | TRC | 0 | 0 | 0
None | PV O&M Benefits | Standard Capacity Electric Fryer ¦ Business Energy Rebates | TRC | 0 | 0 | 0
None | PV O&M Benefits | Standard Capacity Electric Fryer ¦ Small Business Energy Solutions | TRC | 0 | 0 | 0
None | PV O&M Benefits | Strategic Energy Management ¦ SEM | TRC | 0 | 0 | 0
None | PV O&M Benefits | Strip-Curtains for Display Cases ¦ Business Energy Rebates | TRC | 0 | 0 | 0
None | PV O&M Benefits | Strip-Curtains for Display Cases ¦ Small Business Energy Solutions | TRC | 0 | 0 | 0
None | PV O&M Benefits | Track/Mono-point Direction Luminaire ¦ Business Energy Rebates | TRC | 0 | 0 | 0
None | PV O&M Benefits | Unconverted D ¦ Home Energy Assessment | TRC | 0 | 0 | 0
None | PV O&M Benefits | Under-Counter Dishwasher - HighTemp ¦ Business Energy Rebates | TRC | 0 | 0 | 0
None | PV O&M Benefits | Under-Counter Dishwasher - Low Temp ¦ Business Energy Rebates | TRC | 0 | 0 | 0
None | PV O&M Benefits | Variable Speed Kitchen Exhaust Fan ¦ Business Energy Rebates | TRC | 0 | 0 | 0
None | PV O&M Benefits | Variable Speed Kitchen Exhaust Fan ¦ Small Business Energy Solutions | TRC | 0 | 0 | 0
None | PV O&M Benefits | Ventilation Fan (Agriculture) ¦ Business Energy Rebates | TRC | 0 | 0 | 0
None | PV O&M Benefits | VFD - 10 hp - Institutional - Make-up Air Fan ¦ Business Energy Rebates | TRC | 0 | 0 | 0
None | PV O&M Benefits | VFD - 10 hp - Retail - Supply Fan ¦ Business Energy Rebates | TRC | 0 | 0 | 0
None | PV O&M Benefits | VFD - 20 hp - Institutional - Chilled Water Pump ¦ Business Energy Rebates | TRC | 0 | 0 | 0
None | PV O&M Benefits | VFD - 20 hp - Retail - Exhaust Fan ¦ Business Energy Rebates | TRC | 0 | 0 | 0
None | PV O&M Benefits | VFD - 30 hp - Institutional - Make-up Air Fan ¦ Business Energy Rebates | TRC | 0 | 0 | 0
None | PV O&M Benefits | VFD - 30 hp - Retail - Supply Fan ¦ Business Energy Rebates | TRC | 0 | 0 | 0
None | PV O&M Benefits | VFD - 40 hp - Warehousing - Exhaust Fan ¦ Business Energy Rebates | TRC | 0 | 0 | 0
None | PV O&M Benefits | VFD - 5 hp - Institutional - Chilled Water Pump ¦ Business Energy Rebates | TRC | 0 | 0 | 0
None | PV O&M Benefits | VFD - 5 hp - Retail - Exhaust Fan ¦ Business Energy Rebates | TRC | 0 | 0 | 0
None | PV O&M Benefits | VFD Milk Transfer Pump ¦ Business Energy Rebates | TRC | 0 | 0 | 0
None | PV O&M Benefits | VFD Milk Transfer Pump ¦ Small Business Energy Solutions | TRC | 0 | 0 | 0
None | PV O&M Benefits | VFD Milk Vacuum Pump ¦ Business Energy Rebates | TRC | 0 | 0 | 0
None | PV O&M Benefits | VFD Milk Vacuum Pump ¦ Small Business Energy Solutions | TRC | 0 | 0 | 0
None | PV O&M Benefits | Wall Mounted Area Luminaire (1000 lumen) ¦ Business Energy Rebates | TRC | 0 | 0 | 0
None | PV O&M Benefits | Wall Mounted Area Luminaire (1000 lumen) ¦ Small Business Energy Solutions | TRC | 0 | 0 | 0
None | PV O&M Benefits | Wall Mounted Area Luminaire (10000 lumen) ¦ Business Energy Rebates | TRC | 0 | 0 | 0
None | PV O&M Benefits | Wall Mounted Area Luminaire (10000 lumen) ¦ Small Business Energy Solutions | TRC | 0 | 0 | 0
None | PV O&M Benefits | Wall Wash Luminaire (1000 lumen) ¦ Business Energy Rebates | TRC | 0 | 0 | 0
None | PV O&M Benefits | Wall wash luminaire (1500 lumen) ¦ Business Energy Rebates | TRC | 0 | 0 | 0
None | PV O&M Benefits | Whole Home - tier 0 (22% better than code on average) ¦ New Home Construction | TRC | 0 | 0 | 0
None | PV O&M Benefits | Whole home - tier 1 (45% better than code target) ¦ New Home Construction | TRC | 0 | 0 | 0
None | PV O&M Benefits | Whole home - tier 2 (60% better than code target) ¦ New Home Construction | TRC | 0 | 0 | 0
None | PV O&M Benefits | Whole home - tier 3 (70% better than code target) ¦ New Home Construction | TRC | 0 | 0 | 0
None | PV O&M Benefits | Whole Home ¦ Home Energy Assessment | TRC | 0 | 0 | 0
None | PV O&M Benefits | Whole Home First Nations Retrofit ¦ First Nations Home Retrofits | TRC | 0 | 0 | 0
None | PV O&M Benefits | Wood Boiler/Furnace ¦ Green Heat | TRC | 0 | 0 | 0
None | PV O&M Benefits | Wood Stove ¦ Green Heat | TRC | 0 | 0 | 0
None | PV O&M Benefits | Zero-Energy Doors for Reach-In Coolers ¦ Small Business Energy Solutions | TRC | 0 | 0 | 0
None | Total PV Net Benefits | 1/2 Size Hot Food Holding Cabinet ¦ Business Energy Rebates | TRC | 2421.1781 | 2421.1781 | 2421.1781
None | Total PV Net Benefits | 11W Replacing 60W - MURB ¦ Efficient Products Installation | TRC | 26.1325 | 26.1325 | 26.1325
None | Total PV Net Benefits | 11W Replacing 60W ¦ Efficient Products Installation | TRC | 26.1325 | 26.1325 | 26.1325
None | Total PV Net Benefits | 18W Replacing 100W - MURB ¦ Efficient Products Installation | TRC | 56.9838 | 56.9838 | 56.9838
None | Total PV Net Benefits | 18W Replacing 100W ¦ Efficient Products Installation | TRC | 56.9838 | 56.9838 | 56.9838
None | Total PV Net Benefits | 18W Replacing 75W - MURB ¦ Efficient Products Installation | TRC | 16.5453 | 16.5453 | 16.5453
None | Total PV Net Benefits | 18W Replacing 75W ¦ Efficient Products Installation | TRC | 16.5453 | 16.5453 | 16.5453
None | Total PV Net Benefits | 5W Chandelier E12 - MURB ¦ Efficient Products Installation | TRC | 8.2045 | 8.2045 | 8.2045
None | Total PV Net Benefits | 5W Chandelier E12 ¦ Efficient Products Installation | TRC | 8.2045 | 8.2045 | 8.2045
None | Total PV Net Benefits | 7W G25 - MURB ¦ Efficient Products Installation | TRC | 4.461 | 4.461 | 4.461
None | Total PV Net Benefits | 7W G25 ¦ Efficient Products Installation | TRC | 4.461 | 4.461 | 4.461
None | Total PV Net Benefits | 7W GU10 Replacing 35W - MURB ¦ Efficient Products Installation | TRC | -1.9879 | -1.9879 | -1.9879
None | Total PV Net Benefits | 7W GU10 Replacing 35W ¦ Efficient Products Installation | TRC | -1.9879 | -1.9879 | -1.9879
None | Total PV Net Benefits | 7W GU10 Replacing 50W - MURB ¦ Efficient Products Installation | TRC | 15.7899 | 15.7899 | 15.7899
None | Total PV Net Benefits | 7W GU10 Replacing 50W ¦ Efficient Products Installation | TRC | 15.7899 | 15.7899 | 15.7899
None | Total PV Net Benefits | 9.5W Replacing 100W - MURB ¦ Efficient Products Installation | TRC | 96.0343 | 96.0343 | 96.0343
None | Total PV Net Benefits | 9.5W Replacing 100W ¦ Efficient Products Installation | TRC | 96.0343 | 96.0343 | 96.0343
None | Total PV Net Benefits | 9.5W Replacing 40W - MURB ¦ Efficient Products Installation | TRC | -1.83 | -1.83 | -1.83
None | Total PV Net Benefits | 9.5W Replacing 40W ¦ Efficient Products Installation | TRC | -1.83 | -1.83 | -1.83
None | Total PV Net Benefits | 9.5W Replacing 60W - MURB ¦ Efficient Products Installation | TRC | 31.8039 | 31.8039 | 31.8039
None | Total PV Net Benefits | 9.5W Replacing 60W ¦ Efficient Products Installation | TRC | 31.8039 | 31.8039 | 31.8039
None | Total PV Net Benefits | 9W Replacing 100W - MURB ¦ Efficient Products Installation | TRC | 97.9248 | 97.9248 | 97.9248
None | Total PV Net Benefits | 9W Replacing 100W ¦ Efficient Products Installation | TRC | 97.9248 | 97.9248 | 97.9248
None | Total PV Net Benefits | 9W Replacing 40W - MURB ¦ Efficient Products Installation | TRC | 0.06043 | 0.06043 | 0.06043
None | Total PV Net Benefits | 9W Replacing 40W ¦ Efficient Products Installation | TRC | 0.06043 | 0.06043 | 0.06043
None | Total PV Net Benefits | 9W Replacing 60W - MURB ¦ Efficient Products Installation | TRC | 33.6944 | 33.6944 | 33.6944
None | Total PV Net Benefits | 9W Replacing 60W ¦ Efficient Products Installation | TRC | 33.6944 | 33.6944 | 33.6944
None | Total PV Net Benefits | Advanced Lighting Design (Performance Lighting) ¦ Business Energy Rebates | TRC | -1369.8431 | -1369.8431 | -1369.8431
None | Total PV Net Benefits | Air-Entraining Air Nozzle ¦ Business Energy Rebates | TRC | 2242.2 | 2242.2 | 2242.2
None | Total PV Net Benefits | Air Conditioner retirement ¦ Appliance Retirement | TRC | -67.6127 | -67.6127 | -67.6127
None | Total PV Net Benefits | ASHP and AWHP - Electrical ¦ Green Heat | TRC | 660.7711 | 660.7711 | 660.7711
None | Total PV Net Benefits | Case Lighting for Sign Retrofits ¦ Business Energy Rebates | TRC | 3063.4662 | 3063.4662 | 3063.4662
None | Total PV Net Benefits | CEE Tier 2 Commercial Washing Machine ¦ Business Energy Rebates | TRC | 5941.4747 | 5941.4747 | 5941.4747
None | Total PV Net Benefits | CEE Tier 3 Commercial Washing Machine ¦ Business Energy Rebates | TRC | 6962.3899 | 6962.3899 | 6962.3899
None | Total PV Net Benefits | Circulation Fan (Agriculture) ¦ Business Energy Rebates | TRC | 50.0441 | 50.0441 | 50.0441
None | Total PV Net Benefits | Clothes-line ¦ Instant Savings | TRC | 108.6541 | 108.6541 | 108.6541
None | Total PV Net Benefits | Clothes Dryer replacement ¦ Appliance Retirement | TRC | -1754.6275 | -1754.6275 | -1754.6275
None | Total PV Net Benefits | Clothes Dryers ¦ First Nations Home Retrofits | TRC | -1521.8453 | -1521.8453 | -1521.8453
None | Total PV Net Benefits | Clothes Washer replacement ¦ Appliance Retirement | TRC | -1884.1125 | -1884.1125 | -1884.1125
None | Total PV Net Benefits | Clothes Washers ¦ First Nations Home Retrofits | TRC | -2243.3954 | -2243.3954 | -2243.3954
None | Total PV Net Benefits | Cold Climate Air-Source Heat Pump (24kBTU/hr) ¦ Business Energy Rebates | TRC | 25286.0773 | 25286.0773 | 25286.0773
None | Total PV Net Benefits | Cold Climate Air-Source Heat Pump (24kBTU/hr) ¦ Small Business Energy Solutions | TRC | 21243.3438 | 21243.3438 | 21243.3438
None | Total PV Net Benefits | Cold Climate Air-Source Heat Pump (48kBTU/hr) ¦ Business Energy Rebates | TRC | 50572.1545 | 50572.1545 | 50572.1545
None | Total PV Net Benefits | Custom Energy Efficiency ¦ Affordable MultiFamily Renter | TRC | 2168325.5762 | 2168325.5762 | 2168325.5762
None | Total PV Net Benefits | Custom Energy Efficiency ¦ Custom Retrofit | TRC | 2217775.427 | 2217775.427 | 2217775.427
None | Total PV Net Benefits | Cycling Refrigerated Air Dryer - 50 CFM ¦ Business Energy Rebates | TRC | 39.4879 | 39.4879 | 39.4879
None | Total PV Net Benefits | Dairy Scroll Compressor ¦ Business Energy Rebates | TRC | 88953.1487 | 88953.1487 | 88953.1487
None | Total PV Net Benefits | Daylighting Controls - Ceiling Mounted ¦ Business Energy Rebates | TRC | 40.5515 | 40.5515 | 40.5515
None | Total PV Net Benefits | Daylighting Controls - Switch-Mounted ¦ Business Energy Rebates | TRC | -219.8082 | -219.8082 | -219.8082
None | Total PV Net Benefits | Decorative Lamp ¦ Small Business Energy Solutions | TRC | 31.198 | 31.198 | 31.198
None | Total PV Net Benefits | Dehumidifier ¦ Instant Savings | TRC | -308.5547 | -308.5547 | -308.5547
None | Total PV Net Benefits | Dehumidifier replacement (Low income only) ¦ Appliance Retirement | TRC | 174.231 | 174.231 | 174.231
None | Total PV Net Benefits | Dehumidifier replacement (Low income only) ¦ First Nations Home Retrofits | TRC | 183.4944 | 183.4944 | 183.4944
None | Total PV Net Benefits | Dimmer Switch ¦ Instant Savings | TRC | -2.6571 | -2.6571 | -2.6571
None | Total PV Net Benefits | Dishwasher replacement ¦ Appliance Retirement | TRC | -1990.489 | -1990.489 | -1990.489
None | Total PV Net Benefits | Door Heater Controls ¦ Business Energy Rebates | TRC | 15896.6058 | 15896.6058 | 15896.6058
None | Total PV Net Benefits | Double Heat Pad (Agriculture) ¦ Business Energy Rebates | TRC | 2578.2502 | 2578.2502 | 2578.2502
None | Total PV Net Benefits | Downlight Luminaire (1200 lumen) ¦ Small Business Energy Solutions | TRC | 306.2585 | 306.2585 | 306.2585
None | Total PV Net Benefits | Downlight Luminaire (3000 lumen) ¦ Small Business Energy Solutions | TRC | 667.2986 | 667.2986 | 667.2986
None | Total PV Net Benefits | Downlight Luminaire (800 lumen) ¦ Small Business Energy Solutions | TRC | 306.467 | 306.467 | 306.467
None | Total PV Net Benefits | Drain Water Heat Recovery ¦ First Nations Home Retrofits | TRC | 1109.4108 | 1109.4108 | 1109.4108
None | Total PV Net Benefits | Drain Water Heat Recovery ¦ Green Heat | TRC | 889.028 | 889.028 | 889.028
None | Total PV Net Benefits | Drain Water Heat Recovery ¦ Home Energy Assessment | TRC | 866.3324 | 866.3324 | 866.3324
None | Total PV Net Benefits | Dual Enthalpy Economizer Controls ¦ Business Energy Rebates | TRC | 3502.6844 | 3502.6844 | 3502.6844
None | Total PV Net Benefits | EC Motor for Refrigeration Applications ¦ Business Energy Rebates1 | TRC | 573.5471 | 573.5471 | 573.5471
None | Total PV Net Benefits | EC Motor for Refrigeration Applications ¦ Business Energy Rebates2 | TRC | 2196.1182 | 2196.1182 | 2196.1182
None | Total PV Net Benefits | ECM Circulator Pump ¦ Instant Savings | TRC | -337.7194 | -337.7194 | -337.7194
None | Total PV Net Benefits | Efficient clothes washer ¦ Instant Savings | TRC | -111.4416 | -111.4416 | -111.4416
None | Total PV Net Benefits | Efficient refrigerator ¦ Instant Savings | TRC | 78.8815 | 78.8815 | 78.8815
None | Total PV Net Benefits | Electric Combination Oven ¦ Business Energy Rebates | TRC | 11682.7655 | 11682.7655 | 11682.7655
None | Total PV Net Benefits | Electric Combination Oven with Gas ¦ Business Energy Rebates | TRC | -22426.8749 | -22426.8749 | -22426.8749
None | Total PV Net Benefits | Electric Convection Oven ¦ Business Energy Rebates | TRC | 1865.2116 | 1865.2116 | 1865.2116
None | Total PV Net Benefits | Electric Convection Oven with Gas ¦ Business Energy Rebates | TRC | -9110.692 | -9110.692 | -9110.692
None | Total PV Net Benefits | Electric Fryer Replacement with Gas ¦ Business Energy Rebates | TRC | 3070.9347 | 3070.9347 | 3070.9347
None | Total PV Net Benefits | Electric Griddle Replacement with Gas ¦ Business Energy Rebates | TRC | -6963.8903 | -6963.8903 | -6963.8903
None | Total PV Net Benefits | Electric Steam Cooker ¦ Business Energy Rebates | TRC | 19401.1248 | 19401.1248 | 19401.1248
None | Total PV Net Benefits | Electric Steam Cooker Replacement with Gas ¦ Business Energy Rebates | TRC | -48505.9862 | -48505.9862 | -48505.9862
None | Total PV Net Benefits | Electric to Natural Gas - Water Heater ¦ Business Energy Rebates | TRC | 18804.6489 | 18804.6489 | 18804.6489
None | Total PV Net Benefits | Energy Management Information Systems ¦ EMIS | TRC | 198033.3762 | 198033.3762 | 198033.3762
None | Total PV Net Benefits | Energy Star Dryer ¦ Instant Savings | TRC | 93.1756 | 93.1756 | 93.1756
None | Total PV Net Benefits | ENERGY STAR Pool Pump ¦ Business Energy Rebates | TRC | 7856.5073 | 7856.5073 | 7856.5073
None | Total PV Net Benefits | ENERGY STAR Uninteruptible Power Supplies (UPS) ¦ Business Energy Rebates | TRC | -92872.818 | -92872.818 | -92872.818
None | Total PV Net Benefits | ENERGY STAR Washing Machine ¦ Business Energy Rebates | TRC | 2491.6982 | 2491.6982 | 2491.6982
None | Total PV Net Benefits | Evaporator Fan Motor Controls ¦ Business Energy Rebates | TRC | 1561.4392 | 1561.4392 | 1561.4392
None | Total PV Net Benefits | Faucet Aerators - MURB ¦ Efficient Products Installation | TRC | 236.0108 | 236.0108 | 236.0108
None | Total PV Net Benefits | Faucet Aerators ¦ Efficient Products Installation | TRC | 238.7882 | 238.7882 | 238.7882
None | Total PV Net Benefits | Flood Luminaire (10000 lumen) ¦ Business Energy Rebates | TRC | 2666.8748 | 2666.8748 | 2666.8748
None | Total PV Net Benefits | Flood Luminaire (10000 lumen) ¦ Small Business Energy Solutions | TRC | 2266.7052 | 2266.7052 | 2266.7052
None | Total PV Net Benefits | Flood Luminaire (48000 lumen) ¦ Business Energy Rebates | TRC | 6764.6471 | 6764.6471 | 6764.6471
None | Total PV Net Benefits | Flood Luminaire (48000 lumen) ¦ Small Business Energy Solutions | TRC | 5464.3677 | 5464.3677 | 5464.3677
None | Total PV Net Benefits | Four Pin Replacement Lamps for CFLs ¦ Business Energy Rebates | TRC | 132.5288 | 132.5288 | 132.5288
None | Total PV Net Benefits | Four Pin Replacement Lamps for CFLs ¦ Small Business Energy Solutions | TRC | 96.1314 | 96.1314 | 96.1314
None | Total PV Net Benefits | Freezer replacement (Low income only) ¦ Appliance Retirement | TRC | -748.2427 | -748.2427 | -748.2427
None | Total PV Net Benefits | Freezer replacement (Low income only) ¦ First Nations Home Retrofits | TRC | -676.3545 | -676.3545 | -676.3545
None | Total PV Net Benefits | Freezer replacement ¦ Appliance Retirement | TRC | -690.982 | -690.982 | -690.982
None | Total PV Net Benefits | Freezer retirement ¦ Appliance Retirement | TRC | 534.8176 | 534.8176 | 534.8176
None | Total PV Net Benefits | Fridge replacement ¦ Appliance Retirement | TRC | -1482.462 | -1482.462 | -1482.462
None | Total PV Net Benefits | Fuel Pump Canopy Luminaire (4000 lumen) ¦ Small Business Energy Solutions | TRC | 1237.2763 | 1237.2763 | 1237.2763
None | Total PV Net Benefits | General Use Lamp (A,G Types) ¦ Small Business Energy Solutions | TRC | 35.7559 | 35.7559 | 35.7559
None | Total PV Net Benefits | Glass Door Freezer ¦ Small Business Energy Solutions | TRC | 7992.4507 | 7992.4507 | 7992.4507
None | Total PV Net Benefits | Glass Door Refrigerator ¦ Business Energy Rebates | TRC | 1759.3095 | 1759.3095 | 1759.3095
None | Total PV Net Benefits | Glass Door Refrigerator ¦ Small Business Energy Solutions | TRC | 1400.036 | 1400.036 | 1400.036
None | Total PV Net Benefits | Ground Source Heat Pump (60kBTU/hr) ¦ Business Energy Rebates | TRC | 176383.548 | 176383.548 | 176383.548
None | Total PV Net Benefits | Ground Source Heat Pump (60kBTU/hr) ¦ Small Business Energy Solutions | TRC | 163275.8708 | 163275.8708 | 163275.8708
None | Total PV Net Benefits | GSHP ¦ Green Heat | TRC | 59976.7341 | 59976.7341 | 59976.7341
None | Total PV Net Benefits | Heat Pump Clothes Dryer ¦ Business Energy Rebates | TRC | 5733.7659 | 5733.7659 | 5733.7659
None | Total PV Net Benefits | Heat Pump Dryer (ventless) ¦ Instant Savings | TRC | -1565.9844 | -1565.9844 | -1565.9844
None | Total PV Net Benefits | Heat Pump Water Heater ¦ Business Energy Rebates | TRC | 4624.6612 | 4624.6612 | 4624.6612
None | Total PV Net Benefits | Heat Pump Water Heater ¦ First Nations Home Retrofits | TRC | -6236.525 | -6236.525 | -6236.525
None | Total PV Net Benefits | Heat Pump Water Heater ¦ Green Heat | TRC | -5076.6747 | -5076.6747 | -5076.6747
None | Total PV Net Benefits | Heat Pump Water Heater ¦ Home Energy Assessment | TRC | -3882.754 | -3882.754 | -3882.754
None | Total PV Net Benefits | Heat Pump Water Heater ¦ Small Business Energy Solutions | TRC | 3341.9202 | 3341.9202 | 3341.9202
None | Total PV Net Benefits | Heat Reclaimer Unit (Agriculture) ¦ Business Energy Rebates | TRC | 33060.2399 | 33060.2399 | 33060.2399
None | Total PV Net Benefits | Heat Reclaimer Unit (Agriculture) ¦ Small Business Energy Solutions | TRC | 27917.2667 | 27917.2667 | 27917.2667
None | Total PV Net Benefits | Heavy duty timer ¦ Instant Savings | TRC | 160.55 | 160.55 | 160.55
None | Total PV Net Benefits | High Bay Luminaire (15 000 lumen) ¦ Business Energy Rebates | TRC | 1255.1752 | 1255.1752 | 1255.1752
None | Total PV Net Benefits | High Bay Luminaire (15 000 lumen) ¦ Small Business Energy Solutions | TRC | 1083.9136 | 1083.9136 | 1083.9136
None | Total PV Net Benefits | High Bay Luminaire (35 000 lumen) ¦ Small Business Energy Solutions | TRC | 2962.4739 | 2962.4739 | 2962.4739
None | Total PV Net Benefits | High Efficiency Circulator Pump 1.5kW ¦ Business Energy Rebates | TRC | 647.7108 | 647.7108 | 647.7108
None | Total PV Net Benefits | High Efficiency Circulator Pump 100W ¦ Business Energy Rebates | TRC | 1162.4722 | 1162.4722 | 1162.4722
None | Total PV Net Benefits | High Efficiency Circulator Pump 300W ¦ Business Energy Rebates | TRC | 298.5029 | 298.5029 | 298.5029
None | Total PV Net Benefits | High Volume Low Speed Fan (Agriculture) ¦ Business Energy Rebates | TRC | 41527.5292 | 41527.5292 | 41527.5292
None | Total PV Net Benefits | High Volume Low Speed Fan (Agriculture) ¦ Small Business Energy Solutions | TRC | 35506.6918 | 35506.6918 | 35506.6918
None | Total PV Net Benefits | Holiday Lights Exchange - MURB ¦ Efficient Products Installation | TRC | 565.1785 | 565.1785 | 565.1785
None | Total PV Net Benefits | Holiday Lights Exchange ¦ Efficient Products Installation | TRC | 565.1785 | 565.1785 | 565.1785
None | Total PV Net Benefits | Hot Water Tank Wrap - MURB ¦ Efficient Products Installation | TRC | 133.224 | 133.224 | 133.224
None | Total PV Net Benefits | Hot Water Tank Wrap ¦ Efficient Products Installation | TRC | 208.6843 | 208.6843 | 208.6843
None | Total PV Net Benefits | HVAC Hotel Occupancy Sensor ¦ Business Energy Rebates | TRC | 535.8327 | 535.8327 | 535.8327
None | Total PV Net Benefits | Hybrid Heat Pump Dryer ¦ Instant Savings | TRC | -864.687 | -864.687 | -864.687
None | Total PV Net Benefits | Ice-Making Head ¦ Business Energy Rebates | TRC | 1869.1419 | 1869.1419 | 1869.1419
None | Total PV Net Benefits | Indoor motion sensor ¦ Instant Savings | TRC | -1.8354 | -1.8354 | -1.8354
None | Total PV Net Benefits | Large Commercial/Industrial ETS System ¦ ETS Business Energy Rebates | TRC | 88883.3849 | 88883.3849 | 88883.3849
None | Total PV Net Benefits | LED - ENERGY STAR Fixture with Motion Sensor ¦ Instant Savings | TRC | 334.9684 | 334.9684 | 334.9684
None | Total PV Net Benefits | LED - ENERGY STAR Fixture without Motion Sensor ¦ Instant Savings | TRC | 0.32453 | 0.32453 | 0.32453
None | Total PV Net Benefits | LED - Other ¦ Instant Savings | TRC | 25.3907 | 25.3907 | 25.3907
None | Total PV Net Benefits | LED - R, BR and Decorative ¦ Instant Savings | TRC | 18.3138 | 18.3138 | 18.3138
None | Total PV Net Benefits | LED - Recessed downlight ¦ Instant Savings | TRC | -6.4423 | -6.4423 | -6.4423
None | Total PV Net Benefits | LED Nightlights - MURB ¦ Efficient Products Installation | TRC | 117.7942 | 117.7942 | 117.7942
None | Total PV Net Benefits | LED Nightlights ¦ Efficient Products Installation | TRC | 117.7942 | 117.7942 | 117.7942
None | Total PV Net Benefits | LED Replacement Lamps for HID (10000 lumen) ¦ Business Energy Rebates | TRC | 249.544 | 249.544 | 249.544
None | Total PV Net Benefits | LED Replacement Lamps for HID (10000 lumen) ¦ Small Business Energy Solutions | TRC | 159.6936 | 159.6936 | 159.6936
None | Total PV Net Benefits | LED Replacement Lamps for HID (4000 lumen) ¦ Business Energy Rebates | TRC | 25.8403 | 25.8403 | 25.8403
None | Total PV Net Benefits | LED Replacement Lamps for HID (4000 lumen) ¦ Small Business Energy Solutions | TRC | -11.8203 | -11.8203 | -11.8203
None | Total PV Net Benefits | LED Troffer (1x4) ¦ Business Energy Rebates | TRC | 107.1535 | 107.1535 | 107.1535
None | Total PV Net Benefits | LED Troffer (1x4) ¦ Small Business Energy Solutions | TRC | 34.0594 | 34.0594 | 34.0594
None | Total PV Net Benefits | LED Troffer (2x2) ¦ Business Energy Rebates | TRC | 46.9082 | 46.9082 | 46.9082
None | Total PV Net Benefits | LED Troffer (2x2) ¦ Small Business Energy Solutions | TRC | -12.0495 | -12.0495 | -12.0495
None | Total PV Net Benefits | LED Troffer (4x2) ¦ Business Energy Rebates | TRC | 236.0283 | 236.0283 | 236.0283
None | Total PV Net Benefits | LED Troffer (4x2) ¦ Small Business Energy Solutions | TRC | 141.5469 | 141.5469 | 141.5469
None | Total PV Net Benefits | LED Wall Sconce (1200 lumen) ¦ Small Business Energy Solutions | TRC | 109.6714 | 109.6714 | 109.6714
None | Total PV Net Benefits | Linear Ambient Luminaire (10000 lumen) ¦ Business Energy Rebates | TRC | -137.4128 | -137.4128 | -137.4128
None | Total PV Net Benefits | Linear Ambient Luminaire (10000 lumen) ¦ Small Business Energy Solutions | TRC | -372.314 | -372.314 | -372.314
None | Total PV Net Benefits | Linear Ambient Luminaire (2000 lumen) ¦ Business Energy Rebates | TRC | 114.422 | 114.422 | 114.422
None | Total PV Net Benefits | Linear Ambient Luminaire (2000 lumen) ¦ Small Business Energy Solutions | TRC | 92.8592 | 92.8592 | 92.8592
None | Total PV Net Benefits | Linear Ambient Luminaire (4000 lumen) ¦ Business Energy Rebates | TRC | 76.0768 | 76.0768 | 76.0768
None | Total PV Net Benefits | Linear Ambient Luminaire (4000 lumen) ¦ Small Business Energy Solutions | TRC | 33.822 | 33.822 | 33.822
None | Total PV Net Benefits | Linear Ambient Luminaire (8000 lumen) ¦ Business Energy Rebates | TRC | -563.1508 | -563.1508 | -563.1508
None | Total PV Net Benefits | Linear Ambient Luminaire (8000 lumen) ¦ Small Business Energy Solutions | TRC | -655.4485 | -655.4485 | -655.4485
None | Total PV Net Benefits | Linear Replacement Lamp (2 foot) ¦ Business Energy Rebates | TRC | 42.5116 | 42.5116 | 42.5116
None | Total PV Net Benefits | Linear Replacement Lamp (2 foot) ¦ Small Business Energy Solutions | TRC | 28.4604 | 28.4604 | 28.4604
None | Total PV Net Benefits | Linear Replacement Lamp (4 foot) ¦ Business Energy Rebates | TRC | 97.7852 | 97.7852 | 97.7852
None | Total PV Net Benefits | Linear Replacement Lamp (4 foot) ¦ Small Business Energy Solutions | TRC | 74.6796 | 74.6796 | 74.6796
None | Total PV Net Benefits | Low-bay Luminaire (10,000 lumen) ¦ Business Energy Rebates | TRC | 682.7709 | 682.7709 | 682.7709
None | Total PV Net Benefits | Low-bay Luminaire (10,000 lumen) ¦ Small Business Energy Solutions | TRC | 466.9437 | 466.9437 | 466.9437
None | Total PV Net Benefits | Low-bay Luminaire (5000 lumen) ¦ Business Energy Rebates | TRC | 260.9021 | 260.9021 | 260.9021
None | Total PV Net Benefits | Low-flow showerhead - 0.5 gpm Reduction - MURB ¦ Efficient Products Installation | TRC | 534.9288 | 534.9288 | 534.9288
None | Total PV Net Benefits | Low-flow showerhead - 0.5 gpm Reduction ¦ Efficient Products Installation | TRC | 561.7782 | 561.7782 | 561.7782
None | Total PV Net Benefits | Low-flow showerhead - 1.0 gpm Reduction - MURB ¦ Efficient Products Installation | TRC | 1191.6079 | 1191.6079 | 1191.6079
None | Total PV Net Benefits | Low-flow showerhead - 1.0 gpm Reduction ¦ Efficient Products Installation | TRC | 1246.2325 | 1246.2325 | 1246.2325
None | Total PV Net Benefits | Low-flow showerhead -0.75 gpm Reduction - MURB ¦ Efficient Products Installation | TRC | 863.2683 | 863.2683 | 863.2683
None | Total PV Net Benefits | Low-flow showerhead -0.75 gpm Reduction ¦ Efficient Products Installation | TRC | 904.0053 | 904.0053 | 904.0053
None | Total PV Net Benefits | Low/Zero Energy Livestock Waterer ¦ Business Energy Rebates | TRC | 2164.4366 | 2164.4366 | 2164.4366
None | Total PV Net Benefits | Luminaire Level Lighting Control (LLLC) - High Impact Application ¦ Business Energy Rebates | TRC | 536.4313 | 536.4313 | 536.4313
None | Total PV Net Benefits | Luminaire Level Lighting Control (LLLC) - Low Impact Application ¦ Business Energy Rebates | TRC | 926.4764 | 926.4764 | 926.4764
None | Total PV Net Benefits | Medium Commercial ETS System ¦ ETS Business Energy Rebates | TRC | 44437.2354 | 44437.2354 | 44437.2354
None | Total PV Net Benefits | Medium Commercial ETS System ¦ ETS Small Business Energy Solutions | TRC | 48657.5501 | 48657.5501 | 48657.5501
None | Total PV Net Benefits | Milk Pre-cooler ¦ Business Energy Rebates | TRC | 17940.0547 | 17940.0547 | 17940.0547
None | Total PV Net Benefits | Mini freezer retirement ¦ Appliance Retirement | TRC | 151.8715 | 151.8715 | 151.8715
None | Total PV Net Benefits | Mini fridge retirement ¦ Appliance Retirement | TRC | 67.7754 | 67.7754 | 67.7754
None | Total PV Net Benefits | Motion sensor with dimmer switch ¦ Instant Savings | TRC | 10.1618 | 10.1618 | 10.1618
None | Total PV Net Benefits | MSHP - Fully Electrical ¦ Green Heat | TRC | 7001.3933 | 7001.3933 | 7001.3933
None | Total PV Net Benefits | MSHP - Mainly Electrical ¦ Green Heat | TRC | 4421.8442 | 4421.8442 | 4421.8442
None | Total PV Net Benefits | Multi-Tank Conveyor Dishwasher - High Temp ¦ Business Energy Rebates | TRC | 105907.2335 | 105907.2335 | 105907.2335
None | Total PV Net Benefits | Multi-Tank Conveyor Dishwasher - High Temp ¦ Small Business Energy Solutions | TRC | 94199.4147 | 94199.4147 | 94199.4147
None | Total PV Net Benefits | Multi-Tank Conveyor Dishwasher - Low Temp ¦ Business Energy Rebates | TRC | 71731.6747 | 71731.6747 | 71731.6747
None | Total PV Net Benefits | Multi-Tank Conveyor Dishwasher - Low Temp ¦ Small Business Energy Solutions | TRC | 63673.7406 | 63673.7406 | 63673.7406
None | Total PV Net Benefits | Natural Barn Ventiliation - Year-Round ¦ Business Energy Rebates | TRC | 8732.4193 | 8732.4193 | 8732.4193
None | Total PV Net Benefits | Networked/ Connected - Indoor LED Lamp ¦ Instant Savings | TRC | -170.0523 | -170.0523 | -170.0523
None | Total PV Net Benefits | Networked/Connected - High Impact Application ¦ Business Energy Rebates | TRC | 537.36 | 537.36 | 537.36
None | Total PV Net Benefits | Networked/Connected - Low Impact Application ¦ Business Energy Rebates | TRC | 679.5222 | 679.5222 | 679.5222
None | Total PV Net Benefits | No-Loss Drain ¦ Business Energy Rebates | TRC | 7079.6029 | 7079.6029 | 7079.6029
None | Total PV Net Benefits | Occupancy Sensor (Ceiling Mounted) ¦ Business Energy Rebates | TRC | 1706.3816 | 1706.3816 | 1706.3816
None | Total PV Net Benefits | Occupancy Sensor (Ceiling Mounted) ¦ Small Business Energy Solutions | TRC | 1512.0922 | 1512.0922 | 1512.0922
None | Total PV Net Benefits | Occupancy Sensor (Wall Mounted) ¦ Business Energy Rebates | TRC | 930.5175 | 930.5175 | 930.5175
None | Total PV Net Benefits | Occupancy Sensor (Wall Mounted) ¦ Small Business Energy Solutions | TRC | 814.1272 | 814.1272 | 814.1272
None | Total PV Net Benefits | Occupancy Sensor (Exterior) ¦ Business Energy Rebates | TRC | 40.1808 | 40.1808 | 40.1808
None | Total PV Net Benefits | Open to Closed Cooler Conversion ¦ Business Energy Rebates | TRC | -79496.3728 | -79496.3728 | -79496.3728
None | Total PV Net Benefits | Open to Closed Cooler Conversion ¦ Small Business Energy Solutions | TRC | -90781.0748 | -90781.0748 | -90781.0748
None | Total PV Net Benefits | Outdoor motion sensor ¦ Instant Savings | TRC | 180.168 | 180.168 | 180.168
None | Total PV Net Benefits | Outside Air Economizer ¦ Business Energy Rebates | TRC | 35203.4799 | 35203.4799 | 35203.4799
None | Total PV Net Benefits | Packaged Terminal Heat Pump (12kBTU/hr) ¦ Business Energy Rebates | TRC | 12359.7603 | 12359.7603 | 12359.7603
None | Total PV Net Benefits | Parking Garage Luminaire (4000 lumen) ¦ Small Business Energy Solutions | TRC | 515.8361 | 515.8361 | 515.8361
None | Total PV Net Benefits | Pellet Boiler/Furnace ¦ Green Heat | TRC | 46710.2744 | 46710.2744 | 46710.2744
None | Total PV Net Benefits | Pellet Stove ¦ Green Heat | TRC | 24845.6643 | 24845.6643 | 24845.6643
None | Total PV Net Benefits | Pipe Insulation - MURB ¦ Efficient Products Installation | TRC | 40.8062 | 40.8062 | 40.8062
None | Total PV Net Benefits | Pipe Insulation ¦ Efficient Products Installation | TRC | 40.8062 | 40.8062 | 40.8062
None | Total PV Net Benefits | Pole/Arm-Mounted Area Luminaire (20000 lumen) ¦ Business Energy Rebates | TRC | 2365.9855 | 2365.9855 | 2365.9855
None | Total PV Net Benefits | Pole/Arm-Mounted Area Luminaire (20000 lumen) ¦ Small Business Energy Solutions | TRC | 1823.1466 | 1823.1466 | 1823.1466
None | Total PV Net Benefits | Pole/Arm-Mounted Area Luminaire (4000 lumen) ¦ Small Business Energy Solutions | TRC | 489.0913 | 489.0913 | 489.0913
None | Total PV Net Benefits | Pole/Arm-Mounted Area Luminaire (60000 lumen) ¦ Business Energy Rebates | TRC | 7200.4124 | 7200.4124 | 7200.4124
None | Total PV Net Benefits | Pole/Arm-Mounted Decorative Luminaire (1500 lumen) ¦ Small Business Energy Solutions | TRC | 1325.5629 | 1325.5629 | 1325.5629
None | Total PV Net Benefits | Pole/Arm-Mounted Decorative Luminaire (5000 lumen) ¦ Business Energy Rebates | TRC | 1603.7065 | 1603.7065 | 1603.7065
None | Total PV Net Benefits | Pole/Arm-Mounted Decorative Luminaire (5000 lumen) ¦ Small Business Energy Solutions | TRC | 1345.6946 | 1345.6946 | 1345.6946
None | Total PV Net Benefits | Pot, Pan and Utensil Dishwasher - High Temp ¦ Business Energy Rebates | TRC | 1981.2472 | 1981.2472 | 1981.2472
None | Total PV Net Benefits | Power bar with timer ¦ Instant Savings | TRC | -34.691 | -34.691 | -34.691
None | Total PV Net Benefits | Premium High Bay Luminaire (15 000 lumen) ¦ Business Energy Rebates | TRC | 1714.9218 | 1714.9218 | 1714.9218
None | Total PV Net Benefits | Premium High Bay Luminaire (15 000 lumen) ¦ Small Business Energy Solutions | TRC | 1491.7108 | 1491.7108 | 1491.7108
None | Total PV Net Benefits | Premium High Bay Luminaire (35 000 lumen) ¦ Business Energy Rebates | TRC | 3379.6457 | 3379.6457 | 3379.6457
None | Total PV Net Benefits | Premium High Bay Luminaire (35 000 lumen) ¦ Small Business Energy Solutions | TRC | 2844.3586 | 2844.3586 | 2844.3586
None | Total PV Net Benefits | Premium High Bay Luminaire (60 000 lumen) ¦ Business Energy Rebates | TRC | 5460.5505 | 5460.5505 | 5460.5505
None | Total PV Net Benefits | Programmable thermostat ¦ Instant Savings | TRC | -74.9083 | -74.9083 | -74.9083
None | Total PV Net Benefits | Programmable Thermostats ¦ First Nations Home Retrofits | TRC | -429.7868 | -429.7868 | -429.7868
None | Total PV Net Benefits | Range / Stove replacement ¦ Appliance Retirement | TRC | -2223.6374 | -2223.6374 | -2223.6374
None | Total PV Net Benefits | Reflector Lamp (MR16) ¦ Small Business Energy Solutions | TRC | 42.4201 | 42.4201 | 42.4201
None | Total PV Net Benefits | Reflector Lamp (PAR38) ¦ Small Business Energy Solutions | TRC | 43.7568 | 43.7568 | 43.7568
None | Total PV Net Benefits | Refrigerated Case Luminaire ¦ Business Energy Rebates | TRC | 1087.9193 | 1087.9193 | 1087.9193
None | Total PV Net Benefits | Refrigerated Case Luminaire ¦ Small Business Energy Solutions | TRC | 889.2079 | 889.2079 | 889.2079
None | Total PV Net Benefits | Refrigerator replacement (Low income only) ¦ Appliance Retirement | TRC | -1899.8312 | -1899.8312 | -1899.8312
None | Total PV Net Benefits | Refrigerator replacement (Low income only) ¦ First Nations Home Retrofits | TRC | -1674.5068 | -1674.5068 | -1674.5068
None | Total PV Net Benefits | Refrigerator retirement ¦ Appliance Retirement | TRC | 442.2346 | 442.2346 | 442.2346
None | Total PV Net Benefits | Remote Condensing Unit ¦ Business Energy Rebates | TRC | 5546.1648 | 5546.1648 | 5546.1648
None | Total PV Net Benefits | Residential DHW Timer ¦ ETS Green Heat | TRC | 630.9541 | 630.9541 | 630.9541
None | Total PV Net Benefits | Residential ETS System (Central) ¦ ETS Green Heat | TRC | 13762.7434 | 13762.7434 | 13762.7434
None | Total PV Net Benefits | Residential ETS System (Central) ¦ ETS Home Energy Assessment | TRC | 14570.3342 | 14570.3342 | 14570.3342
None | Total PV Net Benefits | Residential ETS System (Room) ¦ ETS Green Heat | TRC | 7522.8674 | 7522.8674 | 7522.8674
None | Total PV Net Benefits | Residential ETS System (Room) ¦ ETS Home Energy Assessment | TRC | 7160.4814 | 7160.4814 | 7160.4814
None | Total PV Net Benefits | Room air purifier ¦ Instant Savings | TRC | 603.5189 | 603.5189 | 603.5189
None | Total PV Net Benefits | Server Virtualization and Decommissioning ¦ Business Energy Rebates | TRC | 23894.5668 | 23894.5668 | 23894.5668
None | Total PV Net Benefits | Single-Tank Door type Dishwasher - High Temp ¦ Business Energy Rebates | TRC | 31361.2248 | 31361.2248 | 31361.2248
None | Total PV Net Benefits | Single-Tank Door type Dishwasher - Low Temp ¦ Business Energy Rebates | TRC | 51093.3372 | 51093.3372 | 51093.3372
None | Total PV Net Benefits | Single -Tank Conveyor Dishwasher - High Temp ¦ Business Energy Rebates | TRC | 30045.8069 | 30045.8069 | 30045.8069
None | Total PV Net Benefits | Single -Tank Conveyor Dishwasher - Low Temp ¦ Business Energy Rebates | TRC | 54217.9715 | 54217.9715 | 54217.9715
None | Total PV Net Benefits | Single Heat Pad (Agriculture) ¦ Business Energy Rebates | TRC | 1328.2581 | 1328.2581 | 1328.2581
None | Total PV Net Benefits | Small Commercial ETS Sytem ¦ ETS Business Energy Rebates | TRC | 22214.1606 | 22214.1606 | 22214.1606
None | Total PV Net Benefits | Small Commercial ETS Sytem ¦ ETS Small Business Energy Solutions | TRC | 24776.8723 | 24776.8723 | 24776.8723
None | Total PV Net Benefits | Smart power bar ¦ Instant Savings | TRC | -34.6205 | -34.6205 | -34.6205
None | Total PV Net Benefits | Smart Power Controllers - MURB ¦ Efficient Products Installation | TRC | 144.1353 | 144.1353 | 144.1353
None | Total PV Net Benefits | Smart Power Controllers ¦ Efficient Products Installation | TRC | 144.1353 | 144.1353 | 144.1353
None | Total PV Net Benefits | Solar air heating ¦ Green Heat | TRC | -9767.432 | -9767.432 | -9767.432
None | Total PV Net Benefits | Solar Domestic Hot Water ¦ Green Heat | TRC | -772.4421 | -772.4421 | -772.4421
None | Total PV Net Benefits | Solar Domestic Hot Water ¦ Home Energy Assessment | TRC | -3582.5683 | -3582.5683 | -3582.5683
None | Total PV Net Benefits | Solid Door Freezer ¦ Business Energy Rebates | TRC | 4215.4573 | 4215.4573 | 4215.4573
None | Total PV Net Benefits | Solid Door Freezer ¦ Small Business Energy Solutions | TRC | 3354.9022 | 3354.9022 | 3354.9022
None | Total PV Net Benefits | Solid Door Refrigerator ¦ Business Energy Rebates | TRC | 1486.0413 | 1486.0413 | 1486.0413
None | Total PV Net Benefits | Solid Door Refrigerator ¦ Small Business Energy Solutions | TRC | 1182.9744 | 1182.9744 | 1182.9744
None | Total PV Net Benefits | Standard Capacity Electric Fryer ¦ Business Energy Rebates | TRC | 7558.2326 | 7558.2326 | 7558.2326
None | Total PV Net Benefits | Standard Capacity Electric Fryer ¦ Small Business Energy Solutions | TRC | 6117.7437 | 6117.7437 | 6117.7437
None | Total PV Net Benefits | Strategic Energy Management ¦ SEM | TRC | 114852.4651 | 114852.4651 | 114852.4651
None | Total PV Net Benefits | Strip-Curtains for Display Cases ¦ Business Energy Rebates | TRC | 1282.5399 | 1282.5399 | 1282.5399
None | Total PV Net Benefits | Strip-Curtains for Display Cases ¦ Small Business Energy Solutions | TRC | 413.7538 | 413.7538 | 413.7538
None | Total PV Net Benefits | Track/Mono-point Direction Luminaire ¦ Business Energy Rebates | TRC | 557.6484 | 557.6484 | 557.6484
None | Total PV Net Benefits | Unconverted D ¦ Home Energy Assessment | TRC | 9869.1603 | 9869.1603 | 9869.1603
None | Total PV Net Benefits | Under-Counter Dishwasher - HighTemp ¦ Business Energy Rebates | TRC | 6775.9872 | 6775.9872 | 6775.9872
None | Total PV Net Benefits | Under-Counter Dishwasher - Low Temp ¦ Business Energy Rebates | TRC | 5578.3231 | 5578.3231 | 5578.3231
None | Total PV Net Benefits | Variable Speed Kitchen Exhaust Fan ¦ Business Energy Rebates | TRC | 75927.3183 | 75927.3183 | 75927.3183
None | Total PV Net Benefits | Variable Speed Kitchen Exhaust Fan ¦ Small Business Energy Solutions | TRC | 66272.6243 | 66272.6243 | 66272.6243
None | Total PV Net Benefits | Ventilation Fan (Agriculture) ¦ Business Energy Rebates | TRC | -1545.0467 | -1545.0467 | -1545.0467
None | Total PV Net Benefits | VFD - 10 hp - Institutional - Make-up Air Fan ¦ Business Energy Rebates | TRC | 87099.4988 | 87099.4988 | 87099.4988
None | Total PV Net Benefits | VFD - 10 hp - Retail - Supply Fan ¦ Business Energy Rebates | TRC | 25095.3915 | 25095.3915 | 25095.3915
None | Total PV Net Benefits | VFD - 20 hp - Institutional - Chilled Water Pump ¦ Business Energy Rebates | TRC | 134143.7684 | 134143.7684 | 134143.7684
None | Total PV Net Benefits | VFD - 20 hp - Retail - Exhaust Fan ¦ Business Energy Rebates | TRC | 151305.8142 | 151305.8142 | 151305.8142
None | Total PV Net Benefits | VFD - 30 hp - Institutional - Make-up Air Fan ¦ Business Energy Rebates | TRC | 220537.947 | 220537.947 | 220537.947
None | Total PV Net Benefits | VFD - 30 hp - Retail - Supply Fan ¦ Business Energy Rebates | TRC | 78990.6573 | 78990.6573 | 78990.6573
None | Total PV Net Benefits | VFD - 40 hp - Warehousing - Exhaust Fan ¦ Business Energy Rebates | TRC | 354638.8739 | 354638.8739 | 354638.8739
None | Total PV Net Benefits | VFD - 5 hp - Institutional - Chilled Water Pump ¦ Business Energy Rebates | TRC | 7767.5682 | 7767.5682 | 7767.5682
None | Total PV Net Benefits | VFD - 5 hp - Retail - Exhaust Fan ¦ Business Energy Rebates | TRC | 35350.8346 | 35350.8346 | 35350.8346
None | Total PV Net Benefits | VFD Milk Transfer Pump ¦ Business Energy Rebates | TRC | -2509.9233 | -2509.9233 | -2509.9233
None | Total PV Net Benefits | VFD Milk Transfer Pump ¦ Small Business Energy Solutions | TRC | -3884.6731 | -3884.6731 | -3884.6731
None | Total PV Net Benefits | VFD Milk Vacuum Pump ¦ Business Energy Rebates | TRC | 17943.9487 | 17943.9487 | 17943.9487
None | Total PV Net Benefits | VFD Milk Vacuum Pump ¦ Small Business Energy Solutions | TRC | 13745.4368 | 13745.4368 | 13745.4368
None | Total PV Net Benefits | Wall Mounted Area Luminaire (1000 lumen) ¦ Business Energy Rebates | TRC | 636.0683 | 636.0683 | 636.0683
None | Total PV Net Benefits | Wall Mounted Area Luminaire (1000 lumen) ¦ Small Business Energy Solutions | TRC | 571.5986 | 571.5986 | 571.5986
None | Total PV Net Benefits | Wall Mounted Area Luminaire (10000 lumen) ¦ Business Energy Rebates | TRC | 2452.4674 | 2452.4674 | 2452.4674
None | Total PV Net Benefits | Wall Mounted Area Luminaire (10000 lumen) ¦ Small Business Energy Solutions | TRC | 2117.7209 | 2117.7209 | 2117.7209
None | Total PV Net Benefits | Wall Wash Luminaire (1000 lumen) ¦ Business Energy Rebates | TRC | 375.626 | 375.626 | 375.626
None | Total PV Net Benefits | Wall wash luminaire (1500 lumen) ¦ Business Energy Rebates | TRC | 696.0128 | 696.0128 | 696.0128
None | Total PV Net Benefits | Whole Home - tier 0 (22% better than code on average) ¦ New Home Construction | TRC | 12027.928 | 12027.928 | 12027.928
None | Total PV Net Benefits | Whole home - tier 1 (45% better than code target) ¦ New Home Construction | TRC | 15522.2371 | 15522.2371 | 15522.2371
None | Total PV Net Benefits | Whole home - tier 2 (60% better than code target) ¦ New Home Construction | TRC | 25276.6372 | 25276.6372 | 25276.6372
None | Total PV Net Benefits | Whole home - tier 3 (70% better than code target) ¦ New Home Construction | TRC | 9029.8081 | 9029.8081 | 9029.8081
None | Total PV Net Benefits | Whole Home ¦ Home Energy Assessment | TRC | 22977.457 | 22977.457 | 22977.457
None | Total PV Net Benefits | Whole Home First Nations Retrofit ¦ First Nations Home Retrofits | TRC | 7488.4835 | 7488.4835 | 7488.4835
None | Total PV Net Benefits | Wood Boiler/Furnace ¦ Green Heat | TRC | 29168.0158 | 29168.0158 | 29168.0158
None | Total PV Net Benefits | Wood Stove ¦ Green Heat | TRC | 25918.5069 | 25918.5069 | 25918.5069
None | Total PV Net Benefits | Zero-Energy Doors for Reach-In Coolers ¦ Small Business Energy Solutions | TRC | 1822.823 | 1822.823 | 1822.823
None | Lifetime Acquisition Cost | 1/2 Size Hot Food Holding Cabinet ¦ Business Energy Rebates | TRC | 0 | 0 | 0
None | Lifetime Acquisition Cost | 11W Replacing 60W - MURB ¦ Efficient Products Installation | TRC | 0 | 0 | 0
None | Lifetime Acquisition Cost | 11W Replacing 60W ¦ Efficient Products Installation | TRC | 0 | 0 | 0
None | Lifetime Acquisition Cost | 18W Replacing 100W - MURB ¦ Efficient Products Installation | TRC | 0 | 0 | 0
None | Lifetime Acquisition Cost | 18W Replacing 100W ¦ Efficient Products Installation | TRC | 0 | 0 | 0
None | Lifetime Acquisition Cost | 18W Replacing 75W - MURB ¦ Efficient Products Installation | TRC | 0 | 0 | 0
None | Lifetime Acquisition Cost | 18W Replacing 75W ¦ Efficient Products Installation | TRC | 0 | 0 | 0
None | Lifetime Acquisition Cost | 5W Chandelier E12 - MURB ¦ Efficient Products Installation | TRC | 0 | 0 | 0
None | Lifetime Acquisition Cost | 5W Chandelier E12 ¦ Efficient Products Installation | TRC | 0 | 0 | 0
None | Lifetime Acquisition Cost | 7W G25 - MURB ¦ Efficient Products Installation | TRC | 0 | 0 | 0
None | Lifetime Acquisition Cost | 7W G25 ¦ Efficient Products Installation | TRC | 0 | 0 | 0
None | Lifetime Acquisition Cost | 7W GU10 Replacing 35W - MURB ¦ Efficient Products Installation | TRC | 0 | 0 | 0
None | Lifetime Acquisition Cost | 7W GU10 Replacing 35W ¦ Efficient Products Installation | TRC | 0 | 0 | 0
None | Lifetime Acquisition Cost | 7W GU10 Replacing 50W - MURB ¦ Efficient Products Installation | TRC | 0 | 0 | 0
None | Lifetime Acquisition Cost | 7W GU10 Replacing 50W ¦ Efficient Products Installation | TRC | 0 | 0 | 0
None | Lifetime Acquisition Cost | 9.5W Replacing 100W - MURB ¦ Efficient Products Installation | TRC | 0.027622 | 0.028793 | 0.030067
None | Lifetime Acquisition Cost | 9.5W Replacing 100W ¦ Efficient Products Installation | TRC | 0.027622 | 0.028793 | 0.030067
None | Lifetime Acquisition Cost | 9.5W Replacing 40W - MURB ¦ Efficient Products Installation | TRC | 0 | 0 | 0
None | Lifetime Acquisition Cost | 9.5W Replacing 40W ¦ Efficient Products Installation | TRC | 0 | 0 | 0
None | Lifetime Acquisition Cost | 9.5W Replacing 60W - MURB ¦ Efficient Products Installation | TRC | 0 | 0 | 0
None | Lifetime Acquisition Cost | 9.5W Replacing 60W ¦ Efficient Products Installation | TRC | 0 | 0 | 0
None | Lifetime Acquisition Cost | 9W Replacing 100W - MURB ¦ Efficient Products Installation | TRC | 0.02727 | 0.02841 | 0.029648
None | Lifetime Acquisition Cost | 9W Replacing 100W ¦ Efficient Products Installation | TRC | 0.02727 | 0.02841 | 0.029648
None | Lifetime Acquisition Cost | 9W Replacing 40W - MURB ¦ Efficient Products Installation | TRC | 0 | 0 | 0
None | Lifetime Acquisition Cost | 9W Replacing 40W ¦ Efficient Products Installation | TRC | 0 | 0 | 0
None | Lifetime Acquisition Cost | 9W Replacing 60W - MURB ¦ Efficient Products Installation | TRC | 0 | 0 | 0
None | Lifetime Acquisition Cost | 9W Replacing 60W ¦ Efficient Products Installation | TRC | 0 | 0 | 0
None | Lifetime Acquisition Cost | Advanced Lighting Design (Performance Lighting) ¦ Business Energy Rebates | TRC | 0 | 0 | 0
None | Lifetime Acquisition Cost | Air-Entraining Air Nozzle ¦ Business Energy Rebates | TRC | 0 | 0 | 0
None | Lifetime Acquisition Cost | Air Conditioner retirement ¦ Appliance Retirement | TRC | 0 | 0 | 0
None | Lifetime Acquisition Cost | ASHP and AWHP - Electrical ¦ Green Heat | TRC | 0.055965 | 0.047985 | 0.040005
None | Lifetime Acquisition Cost | Case Lighting for Sign Retrofits ¦ Business Energy Rebates | TRC | 0.014123 | 0.014123 | 0.014123
None | Lifetime Acquisition Cost | CEE Tier 2 Commercial Washing Machine ¦ Business Energy Rebates | TRC | 0 | 0 | 0
None | Lifetime Acquisition Cost | CEE Tier 3 Commercial Washing Machine ¦ Business Energy Rebates | TRC | 0 | 0 | 0
None | Lifetime Acquisition Cost | Circulation Fan (Agriculture) ¦ Business Energy Rebates | TRC | 0 | 0 | 0
None | Lifetime Acquisition Cost | Clothes-line ¦ Instant Savings | TRC | 0 | 0 | 0
None | Lifetime Acquisition Cost | Clothes Dryer replacement ¦ Appliance Retirement | TRC | 0 | 0 | 0
None | Lifetime Acquisition Cost | Clothes Dryers ¦ First Nations Home Retrofits | TRC | 0 | 0 | 0
None | Lifetime Acquisition Cost | Clothes Washer replacement ¦ Appliance Retirement | TRC | 0 | 0 | 0
None | Lifetime Acquisition Cost | Clothes Washers ¦ First Nations Home Retrofits | TRC | 0 | 0 | 0
None | Lifetime Acquisition Cost | Cold Climate Air-Source Heat Pump (24kBTU/hr) ¦ Business Energy Rebates | TRC | 0.011719 | 0.011719 | 0.011719
None | Lifetime Acquisition Cost | Cold Climate Air-Source Heat Pump (24kBTU/hr) ¦ Small Business Energy Solutions | TRC | 0 | 0 | 0
None | Lifetime Acquisition Cost | Cold Climate Air-Source Heat Pump (48kBTU/hr) ¦ Business Energy Rebates | TRC | 0.011719 | 0.011719 | 0.011719
None | Lifetime Acquisition Cost | Custom Energy Efficiency ¦ Affordable MultiFamily Renter | TRC | 0.06409 | 0.06409 | 0.06409
None | Lifetime Acquisition Cost | Custom Energy Efficiency ¦ Custom Retrofit | TRC | 0.028453 | 0.028453 | 0.028453
None | Lifetime Acquisition Cost | Cycling Refrigerated Air Dryer - 50 CFM ¦ Business Energy Rebates | TRC | 0 | 0 | 0
None | Lifetime Acquisition Cost | Dairy Scroll Compressor ¦ Business Energy Rebates | TRC | 0.0042162 | 0.0042162 | 0.0042162
None | Lifetime Acquisition Cost | Daylighting Controls - Ceiling Mounted ¦ Business Energy Rebates | TRC | 0 | 0 | 0
None | Lifetime Acquisition Cost | Daylighting Controls - Switch-Mounted ¦ Business Energy Rebates | TRC | 0 | 0 | 0
None | Lifetime Acquisition Cost | Decorative Lamp ¦ Small Business Energy Solutions | TRC | 0.068528 | 0.083338 | 0.10999
None | Lifetime Acquisition Cost | Dehumidifier ¦ Instant Savings | TRC | 0.045592 | 0.045592 | 0.045592
None | Lifetime Acquisition Cost | Dehumidifier replacement (Low income only) ¦ Appliance Retirement | TRC | 0.13075 | 0.13253 | 0.13433
None | Lifetime Acquisition Cost | Dehumidifier replacement (Low income only) ¦ First Nations Home Retrofits | TRC | 0.1314 | 0.1314 | 0.1314
None | Lifetime Acquisition Cost | Dimmer Switch ¦ Instant Savings | TRC | 0 | 0 | 0
None | Lifetime Acquisition Cost | Dishwasher replacement ¦ Appliance Retirement | TRC | 0 | 0 | 0
None | Lifetime Acquisition Cost | Door Heater Controls ¦ Business Energy Rebates | TRC | 0 | 0 | 0
None | Lifetime Acquisition Cost | Double Heat Pad (Agriculture) ¦ Business Energy Rebates | TRC | 0 | 0 | 0
None | Lifetime Acquisition Cost | Downlight Luminaire (1200 lumen) ¦ Small Business Energy Solutions | TRC | 0 | 0 | 0
None | Lifetime Acquisition Cost | Downlight Luminaire (3000 lumen) ¦ Small Business Energy Solutions | TRC | 0 | 0 | 0
None | Lifetime Acquisition Cost | Downlight Luminaire (800 lumen) ¦ Small Business Energy Solutions | TRC | 0 | 0 | 0
None | Lifetime Acquisition Cost | Drain Water Heat Recovery ¦ First Nations Home Retrofits | TRC | 0 | 0 | 0
None | Lifetime Acquisition Cost | Drain Water Heat Recovery ¦ Green Heat | TRC | 0 | 0 | 0
None | Lifetime Acquisition Cost | Drain Water Heat Recovery ¦ Home Energy Assessment | TRC | 0 | 0 | 0
None | Lifetime Acquisition Cost | Dual Enthalpy Economizer Controls ¦ Business Energy Rebates | TRC | 0 | 0 | 0
None | Lifetime Acquisition Cost | EC Motor for Refrigeration Applications ¦ Business Energy Rebates1 | TRC | 0 | 0 | 0
None | Lifetime Acquisition Cost | EC Motor for Refrigeration Applications ¦ Business Energy Rebates2 | TRC | 0 | 0 | 0
None | Lifetime Acquisition Cost | ECM Circulator Pump ¦ Instant Savings | TRC | 0 | 0 | 0
None | Lifetime Acquisition Cost | Efficient clothes washer ¦ Instant Savings | TRC | 0 | 0 | 0
None | Lifetime Acquisition Cost | Efficient refrigerator ¦ Instant Savings | TRC | 0 | 0 | 0
None | Lifetime Acquisition Cost | Electric Combination Oven ¦ Business Energy Rebates | TRC | 0 | 0 | 0
None | Lifetime Acquisition Cost | Electric Combination Oven with Gas ¦ Business Energy Rebates | TRC | 0 | 0 | 0
None | Lifetime Acquisition Cost | Electric Convection Oven ¦ Business Energy Rebates | TRC | 0 | 0 | 0
None | Lifetime Acquisition Cost | Electric Convection Oven with Gas ¦ Business Energy Rebates | TRC | 0 | 0 | 0
None | Lifetime Acquisition Cost | Electric Fryer Replacement with Gas ¦ Business Energy Rebates | TRC | 0 | 0 | 0
None | Lifetime Acquisition Cost | Electric Griddle Replacement with Gas ¦ Business Energy Rebates | TRC | 0 | 0 | 0
None | Lifetime Acquisition Cost | Electric Steam Cooker ¦ Business Energy Rebates | TRC | 0 | 0 | 0
None | Lifetime Acquisition Cost | Electric Steam Cooker Replacement with Gas ¦ Business Energy Rebates | TRC | 0 | 0 | 0
None | Lifetime Acquisition Cost | Electric to Natural Gas - Water Heater ¦ Business Energy Rebates | TRC | 0.021113 | 0.021113 | 0.021113
None | Lifetime Acquisition Cost | Energy Management Information Systems ¦ EMIS | TRC | 0 | 0 | 0
None | Lifetime Acquisition Cost | Energy Star Dryer ¦ Instant Savings | TRC | 0 | 0 | 0
None | Lifetime Acquisition Cost | ENERGY STAR Pool Pump ¦ Business Energy Rebates | TRC | 0 | 0 | 0
None | Lifetime Acquisition Cost | ENERGY STAR Uninteruptible Power Supplies (UPS) ¦ Business Energy Rebates | TRC | 0 | 0 | 0
None | Lifetime Acquisition Cost | ENERGY STAR Washing Machine ¦ Business Energy Rebates | TRC | 0.02963 | 0.02963 | 0.02963
None | Lifetime Acquisition Cost | Evaporator Fan Motor Controls ¦ Business Energy Rebates | TRC | 0 | 0 | 0
None | Lifetime Acquisition Cost | Faucet Aerators - MURB ¦ Efficient Products Installation | TRC | 0 | 0 | 0
None | Lifetime Acquisition Cost | Faucet Aerators ¦ Efficient Products Installation | TRC | 0 | 0 | 0
None | Lifetime Acquisition Cost | Flood Luminaire (10000 lumen) ¦ Business Energy Rebates | TRC | 0.01437 | 0.01437 | 0.01437
None | Lifetime Acquisition Cost | Flood Luminaire (10000 lumen) ¦ Small Business Energy Solutions | TRC | 0 | 0 | 0
None | Lifetime Acquisition Cost | Flood Luminaire (48000 lumen) ¦ Business Energy Rebates | TRC | 0.020396 | 0.020396 | 0.020396
None | Lifetime Acquisition Cost | Flood Luminaire (48000 lumen) ¦ Small Business Energy Solutions | TRC | 0 | 0 | 0
None | Lifetime Acquisition Cost | Four Pin Replacement Lamps for CFLs ¦ Business Energy Rebates | TRC | 0.012261 | 0.012261 | 0.012261
None | Lifetime Acquisition Cost | Four Pin Replacement Lamps for CFLs ¦ Small Business Energy Solutions | TRC | 0 | 0 | 0
None | Lifetime Acquisition Cost | Freezer replacement (Low income only) ¦ Appliance Retirement | TRC | 0.15146 | 0.15353 | 0
None | Lifetime Acquisition Cost | Freezer replacement (Low income only) ¦ First Nations Home Retrofits | TRC | 0.14912 | 0.14912 | 0.14912
None | Lifetime Acquisition Cost | Freezer replacement ¦ Appliance Retirement | TRC | 0 | 0 | 0
None | Lifetime Acquisition Cost | Freezer retirement ¦ Appliance Retirement | TRC | 0 | 0 | 0
None | Lifetime Acquisition Cost | Fridge replacement ¦ Appliance Retirement | TRC | 0 | 0 | 0
None | Lifetime Acquisition Cost | Fuel Pump Canopy Luminaire (4000 lumen) ¦ Small Business Energy Solutions | TRC | 0 | 0 | 0
None | Lifetime Acquisition Cost | General Use Lamp (A,G Types) ¦ Small Business Energy Solutions | TRC | 0 | 0 | 0
None | Lifetime Acquisition Cost | Glass Door Freezer ¦ Small Business Energy Solutions | TRC | 0 | 0 | 0
None | Lifetime Acquisition Cost | Glass Door Refrigerator ¦ Business Energy Rebates | TRC | 0 | 0 | 0
None | Lifetime Acquisition Cost | Glass Door Refrigerator ¦ Small Business Energy Solutions | TRC | 0 | 0 | 0
None | Lifetime Acquisition Cost | Ground Source Heat Pump (60kBTU/hr) ¦ Business Energy Rebates | TRC | 0 | 0 | 0
None | Lifetime Acquisition Cost | Ground Source Heat Pump (60kBTU/hr) ¦ Small Business Energy Solutions | TRC | 0 | 0 | 0
None | Lifetime Acquisition Cost | GSHP ¦ Green Heat | TRC | 0.048209 | 0.048209 | 0.048209
None | Lifetime Acquisition Cost | Heat Pump Clothes Dryer ¦ Business Energy Rebates | TRC | 0.032729 | 0.032729 | 0.032729
None | Lifetime Acquisition Cost | Heat Pump Dryer (ventless) ¦ Instant Savings | TRC | 0 | 0 | 0
None | Lifetime Acquisition Cost | Heat Pump Water Heater ¦ Business Energy Rebates | TRC | 0 | 0 | 0
None | Lifetime Acquisition Cost | Heat Pump Water Heater ¦ First Nations Home Retrofits | TRC | 0 | 0 | 0
None | Lifetime Acquisition Cost | Heat Pump Water Heater ¦ Green Heat | TRC | 0 | 0 | 0
None | Lifetime Acquisition Cost | Heat Pump Water Heater ¦ Home Energy Assessment | TRC | 0 | 0 | 0
None | Lifetime Acquisition Cost | Heat Pump Water Heater ¦ Small Business Energy Solutions | TRC | 0 | 0 | 0
None | Lifetime Acquisition Cost | Heat Reclaimer Unit (Agriculture) ¦ Business Energy Rebates | TRC | 0 | 0 | 0
None | Lifetime Acquisition Cost | Heat Reclaimer Unit (Agriculture) ¦ Small Business Energy Solutions | TRC | 0 | 0 | 0
None | Lifetime Acquisition Cost | Heavy duty timer ¦ Instant Savings | TRC | 0 | 0 | 0
None | Lifetime Acquisition Cost | High Bay Luminaire (15 000 lumen) ¦ Business Energy Rebates | TRC | 0 | 0 | 0
None | Lifetime Acquisition Cost | High Bay Luminaire (15 000 lumen) ¦ Small Business Energy Solutions | TRC | 0 | 0 | 0
None | Lifetime Acquisition Cost | High Bay Luminaire (35 000 lumen) ¦ Small Business Energy Solutions | TRC | 0 | 0 | 0
None | Lifetime Acquisition Cost | High Efficiency Circulator Pump 1.5kW ¦ Business Energy Rebates | TRC | 0 | 0 | 0
None | Lifetime Acquisition Cost | High Efficiency Circulator Pump 100W ¦ Business Energy Rebates | TRC | 0 | 0 | 0
None | Lifetime Acquisition Cost | High Efficiency Circulator Pump 300W ¦ Business Energy Rebates | TRC | 0 | 0 | 0
None | Lifetime Acquisition Cost | High Volume Low Speed Fan (Agriculture) ¦ Business Energy Rebates | TRC | 0 | 0 | 0
None | Lifetime Acquisition Cost | High Volume Low Speed Fan (Agriculture) ¦ Small Business Energy Solutions | TRC | 0 | 0 | 0
None | Lifetime Acquisition Cost | Holiday Lights Exchange - MURB ¦ Efficient Products Installation | TRC | 0.049543 | 0.049543 | 0.049543
None | Lifetime Acquisition Cost | Holiday Lights Exchange ¦ Efficient Products Installation | TRC | 0.049543 | 0.049543 | 0.049543
None | Lifetime Acquisition Cost | Hot Water Tank Wrap - MURB ¦ Efficient Products Installation | TRC | 0 | 0 | 0
None | Lifetime Acquisition Cost | Hot Water Tank Wrap ¦ Efficient Products Installation | TRC | 0 | 0 | 0
None | Lifetime Acquisition Cost | HVAC Hotel Occupancy Sensor ¦ Business Energy Rebates | TRC | 0 | 0 | 0
None | Lifetime Acquisition Cost | Hybrid Heat Pump Dryer ¦ Instant Savings | TRC | 0 | 0 | 0
None | Lifetime Acquisition Cost | Ice-Making Head ¦ Business Energy Rebates | TRC | 0 | 0 | 0
None | Lifetime Acquisition Cost | Indoor motion sensor ¦ Instant Savings | TRC | 0 | 0 | 0
None | Lifetime Acquisition Cost | Large Commercial/Industrial ETS System ¦ ETS Business Energy Rebates | TRC | 0 | 0 | 0
None | Lifetime Acquisition Cost | LED - ENERGY STAR Fixture with Motion Sensor ¦ Instant Savings | TRC | 0.016784 | 0.019008 | 0.022143
None | Lifetime Acquisition Cost | LED - ENERGY STAR Fixture without Motion Sensor ¦ Instant Savings | TRC | 0.037093 | 0.042805 | 0.051851
None | Lifetime Acquisition Cost | LED - Other ¦ Instant Savings | TRC | 0.027784 | 0.033411 | 0.042637
None | Lifetime Acquisition Cost | LED - R, BR and Decorative ¦ Instant Savings | TRC | 0.029744 | 0.035976 | 0.046353
None | Lifetime Acquisition Cost | LED - Recessed downlight ¦ Instant Savings | TRC | 0 | 0 | 0
None | Lifetime Acquisition Cost | LED Nightlights - MURB ¦ Efficient Products Installation | TRC | 0.0074065 | 0.0074065 | 0.0074065
None | Lifetime Acquisition Cost | LED Nightlights ¦ Efficient Products Installation | TRC | 0.0074065 | 0.0074065 | 0.0074065
None | Lifetime Acquisition Cost | LED Replacement Lamps for HID (10000 lumen) ¦ Business Energy Rebates | TRC | 0 | 0 | 0
None | Lifetime Acquisition Cost | LED Replacement Lamps for HID (10000 lumen) ¦ Small Business Energy Solutions | TRC | 0 | 0 | 0
None | Lifetime Acquisition Cost | LED Replacement Lamps for HID (4000 lumen) ¦ Business Energy Rebates | TRC | 0 | 0 | 0
None | Lifetime Acquisition Cost | LED Replacement Lamps for HID (4000 lumen) ¦ Small Business Energy Solutions | TRC | 0 | 0 | 0
None | Lifetime Acquisition Cost | LED Troffer (1x4) ¦ Business Energy Rebates | TRC | 0 | 0 | 0
None | Lifetime Acquisition Cost | LED Troffer (1x4) ¦ Small Business Energy Solutions | TRC | 0 | 0 | 0
None | Lifetime Acquisition Cost | LED Troffer (2x2) ¦ Business Energy Rebates | TRC | 0 | 0 | 0
None | Lifetime Acquisition Cost | LED Troffer (2x2) ¦ Small Business Energy Solutions | TRC | 0 | 0 | 0
None | Lifetime Acquisition Cost | LED Troffer (4x2) ¦ Business Energy Rebates | TRC | 0 | 0 | 0
None | Lifetime Acquisition Cost | LED Troffer (4x2) ¦ Small Business Energy Solutions | TRC | 0 | 0 | 0
None | Lifetime Acquisition Cost | LED Wall Sconce (1200 lumen) ¦ Small Business Energy Solutions | TRC | 0 | 0 | 0
None | Lifetime Acquisition Cost | Linear Ambient Luminaire (10000 lumen) ¦ Business Energy Rebates | TRC | 0 | 0 | 0
None | Lifetime Acquisition Cost | Linear Ambient Luminaire (10000 lumen) ¦ Small Business Energy Solutions | TRC | 0 | 0 | 0
None | Lifetime Acquisition Cost | Linear Ambient Luminaire (2000 lumen) ¦ Business Energy Rebates | TRC | 0 | 0 | 0
None | Lifetime Acquisition Cost | Linear Ambient Luminaire (2000 lumen) ¦ Small Business Energy Solutions | TRC | 0 | 0 | 0
None | Lifetime Acquisition Cost | Linear Ambient Luminaire (4000 lumen) ¦ Business Energy Rebates | TRC | 0 | 0 | 0
None | Lifetime Acquisition Cost | Linear Ambient Luminaire (4000 lumen) ¦ Small Business Energy Solutions | TRC | 0 | 0 | 0
None | Lifetime Acquisition Cost | Linear Ambient Luminaire (8000 lumen) ¦ Business Energy Rebates | TRC | 0 | 0 | 0
None | Lifetime Acquisition Cost | Linear Ambient Luminaire (8000 lumen) ¦ Small Business Energy Solutions | TRC | 0 | 0 | 0
None | Lifetime Acquisition Cost | Linear Replacement Lamp (2 foot) ¦ Business Energy Rebates | TRC | 0.015051 | 0.015051 | 0.015051
None | Lifetime Acquisition Cost | Linear Replacement Lamp (2 foot) ¦ Small Business Energy Solutions | TRC | 0 | 0 | 0
None | Lifetime Acquisition Cost | Linear Replacement Lamp (4 foot) ¦ Business Energy Rebates | TRC | 0.014459 | 0.013106 | 0.013106
None | Lifetime Acquisition Cost | Linear Replacement Lamp (4 foot) ¦ Small Business Energy Solutions | TRC | 0 | 0 | 0
None | Lifetime Acquisition Cost | Low-bay Luminaire (10,000 lumen) ¦ Business Energy Rebates | TRC | 0 | 0 | 0
None | Lifetime Acquisition Cost | Low-bay Luminaire (10,000 lumen) ¦ Small Business Energy Solutions | TRC | 0 | 0 | 0
None | Lifetime Acquisition Cost | Low-bay Luminaire (5000 lumen) ¦ Business Energy Rebates | TRC | 0 | 0 | 0
None | Lifetime Acquisition Cost | Low-flow showerhead - 0.5 gpm Reduction - MURB ¦ Efficient Products Installation | TRC | 0 | 0 | 0
None | Lifetime Acquisition Cost | Low-flow showerhead - 0.5 gpm Reduction ¦ Efficient Products Installation | TRC | 0 | 0 | 0
None | Lifetime Acquisition Cost | Low-flow showerhead - 1.0 gpm Reduction - MURB ¦ Efficient Products Installation | TRC | 0.01594 | 0.013947 | 0.013947
None | Lifetime Acquisition Cost | Low-flow showerhead - 1.0 gpm Reduction ¦ Efficient Products Installation | TRC | 0.014428 | 0.014428 | 0.014428
None | Lifetime Acquisition Cost | Low-flow showerhead -0.75 gpm Reduction - MURB ¦ Efficient Products Installation | TRC | 0 | 0.017477 | 0.017477
None | Lifetime Acquisition Cost | Low-flow showerhead -0.75 gpm Reduction ¦ Efficient Products Installation | TRC | 0.017955 | 0 | 0.017955
None | Lifetime Acquisition Cost | Low/Zero Energy Livestock Waterer ¦ Business Energy Rebates | TRC | 0 | 0 | 0
None | Lifetime Acquisition Cost | Luminaire Level Lighting Control (LLLC) - High Impact Application ¦ Business Energy Rebates | TRC | 0.024786 | 0.024786 | 0.024786
None | Lifetime Acquisition Cost | Luminaire Level Lighting Control (LLLC) - Low Impact Application ¦ Business Energy Rebates | TRC | 0.025589 | 0.025589 | 0.025589
None | Lifetime Acquisition Cost | Medium Commercial ETS System ¦ ETS Business Energy Rebates | TRC | 0 | 0 | 0
None | Lifetime Acquisition Cost | Medium Commercial ETS System ¦ ETS Small Business Energy Solutions | TRC | 0 | 0 | 0
None | Lifetime Acquisition Cost | Milk Pre-cooler ¦ Business Energy Rebates | TRC | 0 | 0 | 0
None | Lifetime Acquisition Cost | Mini freezer retirement ¦ Appliance Retirement | TRC | 0 | 0 | 0
None | Lifetime Acquisition Cost | Mini fridge retirement ¦ Appliance Retirement | TRC | 0 | 0 | 0
None | Lifetime Acquisition Cost | Motion sensor with dimmer switch ¦ Instant Savings | TRC | 0 | 0 | 0
None | Lifetime Acquisition Cost | MSHP - Fully Electrical ¦ Green Heat | TRC | 0.016987 | 0.016987 | 0.016987
None | Lifetime Acquisition Cost | MSHP - Mainly Electrical ¦ Green Heat | TRC | 0.032048 | 0.032048 | 0.032048
None | Lifetime Acquisition Cost | Multi-Tank Conveyor Dishwasher - High Temp ¦ Business Energy Rebates | TRC | 0 | 0 | 0
None | Lifetime Acquisition Cost | Multi-Tank Conveyor Dishwasher - High Temp ¦ Small Business Energy Solutions | TRC | 0 | 0 | 0
None | Lifetime Acquisition Cost | Multi-Tank Conveyor Dishwasher - Low Temp ¦ Business Energy Rebates | TRC | 0 | 0 | 0
None | Lifetime Acquisition Cost | Multi-Tank Conveyor Dishwasher - Low Temp ¦ Small Business Energy Solutions | TRC | 0 | 0 | 0
None | Lifetime Acquisition Cost | Natural Barn Ventiliation - Year-Round ¦ Business Energy Rebates | TRC | 0 | 0 | 0
None | Lifetime Acquisition Cost | Networked/ Connected - Indoor LED Lamp ¦ Instant Savings | TRC | 0 | 0 | 0
None | Lifetime Acquisition Cost | Networked/Connected - High Impact Application ¦ Business Energy Rebates | TRC | 0.026189 | 0.026189 | 0.026189
None | Lifetime Acquisition Cost | Networked/Connected - Low Impact Application ¦ Business Energy Rebates | TRC | 0.025212 | 0.025212 | 0.025212
None | Lifetime Acquisition Cost | No-Loss Drain ¦ Business Energy Rebates | TRC | 0 | 0 | 0
None | Lifetime Acquisition Cost | Occupancy Sensor (Ceiling Mounted) ¦ Business Energy Rebates | TRC | 0.019912 | 0.019912 | 0.019912
None | Lifetime Acquisition Cost | Occupancy Sensor (Ceiling Mounted) ¦ Small Business Energy Solutions | TRC | 0.064612 | 0.061594 | 0.060085
None | Lifetime Acquisition Cost | Occupancy Sensor (Wall Mounted) ¦ Business Energy Rebates | TRC | 0.036414 | 0.036414 | 0.036414
None | Lifetime Acquisition Cost | Occupancy Sensor (Wall Mounted) ¦ Small Business Energy Solutions | TRC | 0.082645 | 0.078059 | 0.075766
None | Lifetime Acquisition Cost | Occupancy Sensor (Exterior) ¦ Business Energy Rebates | TRC | 0.016663 | 0.016663 | 0.016663
None | Lifetime Acquisition Cost | Open to Closed Cooler Conversion ¦ Business Energy Rebates | TRC | 0 | 0 | 0
None | Lifetime Acquisition Cost | Open to Closed Cooler Conversion ¦ Small Business Energy Solutions | TRC | 0 | 0 | 0
None | Lifetime Acquisition Cost | Outdoor motion sensor ¦ Instant Savings | TRC | 0 | 0 | 0
None | Lifetime Acquisition Cost | Outside Air Economizer ¦ Business Energy Rebates | TRC | 0.025077 | 0.025077 | 0.025077
None | Lifetime Acquisition Cost | Packaged Terminal Heat Pump (12kBTU/hr) ¦ Business Energy Rebates | TRC | 0 | 0 | 0
None | Lifetime Acquisition Cost | Parking Garage Luminaire (4000 lumen) ¦ Small Business Energy Solutions | TRC | 0 | 0 | 0
None | Lifetime Acquisition Cost | Pellet Boiler/Furnace ¦ Green Heat | TRC | 0.050435 | 0.050435 | 0.050435
None | Lifetime Acquisition Cost | Pellet Stove ¦ Green Heat | TRC | 0.033377 | 0.033377 | 0.033377
None | Lifetime Acquisition Cost | Pipe Insulation - MURB ¦ Efficient Products Installation | TRC | 0 | 0 | 0
None | Lifetime Acquisition Cost | Pipe Insulation ¦ Efficient Products Installation | TRC | 0 | 0 | 0
None | Lifetime Acquisition Cost | Pole/Arm-Mounted Area Luminaire (20000 lumen) ¦ Business Energy Rebates | TRC | 0.019445 | 0.015386 | 0.015386
None | Lifetime Acquisition Cost | Pole/Arm-Mounted Area Luminaire (20000 lumen) ¦ Small Business Energy Solutions | TRC | 0 | 0 | 0
None | Lifetime Acquisition Cost | Pole/Arm-Mounted Area Luminaire (4000 lumen) ¦ Small Business Energy Solutions | TRC | 0 | 0 | 0
None | Lifetime Acquisition Cost | Pole/Arm-Mounted Area Luminaire (60000 lumen) ¦ Business Energy Rebates | TRC | 0.010752 | 0.0092441 | 0.0092441
None | Lifetime Acquisition Cost | Pole/Arm-Mounted Decorative Luminaire (1500 lumen) ¦ Small Business Energy Solutions | TRC | 0 | 0 | 0
None | Lifetime Acquisition Cost | Pole/Arm-Mounted Decorative Luminaire (5000 lumen) ¦ Business Energy Rebates | TRC | 0.018617 | 0.018617 | 0.018617
None | Lifetime Acquisition Cost | Pole/Arm-Mounted Decorative Luminaire (5000 lumen) ¦ Small Business Energy Solutions | TRC | 0 | 0 | 0
None | Lifetime Acquisition Cost | Pot, Pan and Utensil Dishwasher - High Temp ¦ Business Energy Rebates | TRC | 0 | 0 | 0
None | Lifetime Acquisition Cost | Power bar with timer ¦ Instant Savings | TRC | 0 | 0 | 0
None | Lifetime Acquisition Cost | Premium High Bay Luminaire (15 000 lumen) ¦ Business Energy Rebates | TRC | 0 | 0 | 0
None | Lifetime Acquisition Cost | Premium High Bay Luminaire (15 000 lumen) ¦ Small Business Energy Solutions | TRC | 0 | 0 | 0
None | Lifetime Acquisition Cost | Premium High Bay Luminaire (35 000 lumen) ¦ Business Energy Rebates | TRC | 0 | 0 | 0
None | Lifetime Acquisition Cost | Premium High Bay Luminaire (35 000 lumen) ¦ Small Business Energy Solutions | TRC | 0 | 0 | 0
None | Lifetime Acquisition Cost | Premium High Bay Luminaire (60 000 lumen) ¦ Business Energy Rebates | TRC | 0 | 0 | 0
None | Lifetime Acquisition Cost | Programmable thermostat ¦ Instant Savings | TRC | 0 | 0 | 0
None | Lifetime Acquisition Cost | Programmable Thermostats ¦ First Nations Home Retrofits | TRC | 0 | 0 | 0
None | Lifetime Acquisition Cost | Range / Stove replacement ¦ Appliance Retirement | TRC | 0 | 0 | 0
None | Lifetime Acquisition Cost | Reflector Lamp (MR16) ¦ Small Business Energy Solutions | TRC | 0 | 0 | 0
None | Lifetime Acquisition Cost | Reflector Lamp (PAR38) ¦ Small Business Energy Solutions | TRC | 0 | 0 | 0
None | Lifetime Acquisition Cost | Refrigerated Case Luminaire ¦ Business Energy Rebates | TRC | 0 | 0 | 0
None | Lifetime Acquisition Cost | Refrigerated Case Luminaire ¦ Small Business Energy Solutions | TRC | 0 | 0 | 0
None | Lifetime Acquisition Cost | Refrigerator replacement (Low income only) ¦ Appliance Retirement | TRC | 0 | 0 | 0
None | Lifetime Acquisition Cost | Refrigerator replacement (Low income only) ¦ First Nations Home Retrofits | TRC | 0 | 0 | 0
None | Lifetime Acquisition Cost | Refrigerator retirement ¦ Appliance Retirement | TRC | 0 | 0 | 0
None | Lifetime Acquisition Cost | Remote Condensing Unit ¦ Business Energy Rebates | TRC | 0 | 0 | 0
None | Lifetime Acquisition Cost | Residential DHW Timer ¦ ETS Green Heat | TRC | 0 | 0 | 0
None | Lifetime Acquisition Cost | Residential ETS System (Central) ¦ ETS Green Heat | TRC | 0 | 0 | 0
None | Lifetime Acquisition Cost | Residential ETS System (Central) ¦ ETS Home Energy Assessment | TRC | 0 | 0 | 0
None | Lifetime Acquisition Cost | Residential ETS System (Room) ¦ ETS Green Heat | TRC | 0 | 0 | 0
None | Lifetime Acquisition Cost | Residential ETS System (Room) ¦ ETS Home Energy Assessment | TRC | 0 | 0 | 0
None | Lifetime Acquisition Cost | Room air purifier ¦ Instant Savings | TRC | 0.018993 | 0.018993 | 0.018993
None | Lifetime Acquisition Cost | Server Virtualization and Decommissioning ¦ Business Energy Rebates | TRC | 0 | 0 | 0
None | Lifetime Acquisition Cost | Single-Tank Door type Dishwasher - High Temp ¦ Business Energy Rebates | TRC | 0 | 0 | 0
None | Lifetime Acquisition Cost | Single-Tank Door type Dishwasher - Low Temp ¦ Business Energy Rebates | TRC | 0 | 0 | 0
None | Lifetime Acquisition Cost | Single -Tank Conveyor Dishwasher - High Temp ¦ Business Energy Rebates | TRC | 0 | 0 | 0
None | Lifetime Acquisition Cost | Single -Tank Conveyor Dishwasher - Low Temp ¦ Business Energy Rebates | TRC | 0 | 0 | 0
None | Lifetime Acquisition Cost | Single Heat Pad (Agriculture) ¦ Business Energy Rebates | TRC | 0 | 0 | 0
None | Lifetime Acquisition Cost | Small Commercial ETS Sytem ¦ ETS Business Energy Rebates | TRC | 0 | 0 | 0
None | Lifetime Acquisition Cost | Small Commercial ETS Sytem ¦ ETS Small Business Energy Solutions | TRC | 0 | 0 | 0
None | Lifetime Acquisition Cost | Smart power bar ¦ Instant Savings | TRC | 0 | 0 | 0
None | Lifetime Acquisition Cost | Smart Power Controllers - MURB ¦ Efficient Products Installation | TRC | 0 | 0 | 0
None | Lifetime Acquisition Cost | Smart Power Controllers ¦ Efficient Products Installation | TRC | 0 | 0 | 0
None | Lifetime Acquisition Cost | Solar air heating ¦ Green Heat | TRC | 0 | 0 | 0
None | Lifetime Acquisition Cost | Solar Domestic Hot Water ¦ Green Heat | TRC | 0 | 0 | 0
None | Lifetime Acquisition Cost | Solar Domestic Hot Water ¦ Home Energy Assessment | TRC | 0 | 0 | 0
None | Lifetime Acquisition Cost | Solid Door Freezer ¦ Business Energy Rebates | TRC | 0 | 0 | 0
None | Lifetime Acquisition Cost | Solid Door Freezer ¦ Small Business Energy Solutions | TRC | 0 | 0 | 0
None | Lifetime Acquisition Cost | Solid Door Refrigerator ¦ Business Energy Rebates | TRC | 0 | 0 | 0
None | Lifetime Acquisition Cost | Solid Door Refrigerator ¦ Small Business Energy Solutions | TRC | 0 | 0 | 0
None | Lifetime Acquisition Cost | Standard Capacity Electric Fryer ¦ Business Energy Rebates | TRC | 0 | 0 | 0
None | Lifetime Acquisition Cost | Standard Capacity Electric Fryer ¦ Small Business Energy Solutions | TRC | 0 | 0 | 0
None | Lifetime Acquisition Cost | Strategic Energy Management ¦ SEM | TRC | 0 | 0 | 0
None | Lifetime Acquisition Cost | Strip-Curtains for Display Cases ¦ Business Energy Rebates | TRC | 0 | 0 | 0
None | Lifetime Acquisition Cost | Strip-Curtains for Display Cases ¦ Small Business Energy Solutions | TRC | 0 | 0 | 0
None | Lifetime Acquisition Cost | Track/Mono-point Direction Luminaire ¦ Business Energy Rebates | TRC | 0.013009 | 0.013009 | 0.013009
None | Lifetime Acquisition Cost | Unconverted D ¦ Home Energy Assessment | TRC | 0.023905 | 0.023905 | 0.023905
None | Lifetime Acquisition Cost | Under-Counter Dishwasher - HighTemp ¦ Business Energy Rebates | TRC | 0 | 0 | 0
None | Lifetime Acquisition Cost | Under-Counter Dishwasher - Low Temp ¦ Business Energy Rebates | TRC | 0 | 0 | 0
None | Lifetime Acquisition Cost | Variable Speed Kitchen Exhaust Fan ¦ Business Energy Rebates | TRC | 0.015612 | 0.015612 | 0.015612
None | Lifetime Acquisition Cost | Variable Speed Kitchen Exhaust Fan ¦ Small Business Energy Solutions | TRC | 0 | 0 | 0
None | Lifetime Acquisition Cost | Ventilation Fan (Agriculture) ¦ Business Energy Rebates | TRC | 0 | 0 | 0
None | Lifetime Acquisition Cost | VFD - 10 hp - Institutional - Make-up Air Fan ¦ Business Energy Rebates | TRC | 0 | 0 | 0
None | Lifetime Acquisition Cost | VFD - 10 hp - Retail - Supply Fan ¦ Business Energy Rebates | TRC | 0 | 0 | 0
None | Lifetime Acquisition Cost | VFD - 20 hp - Institutional - Chilled Water Pump ¦ Business Energy Rebates | TRC | 0 | 0 | 0
None | Lifetime Acquisition Cost | VFD - 20 hp - Retail - Exhaust Fan ¦ Business Energy Rebates | TRC | 0 | 0 | 0
None | Lifetime Acquisition Cost | VFD - 30 hp - Institutional - Make-up Air Fan ¦ Business Energy Rebates | TRC | 0 | 0 | 0
None | Lifetime Acquisition Cost | VFD - 30 hp - Retail - Supply Fan ¦ Business Energy Rebates | TRC | 0 | 0 | 0
None | Lifetime Acquisition Cost | VFD - 40 hp - Warehousing - Exhaust Fan ¦ Business Energy Rebates | TRC | 0 | 0 | 0
None | Lifetime Acquisition Cost | VFD - 5 hp - Institutional - Chilled Water Pump ¦ Business Energy Rebates | TRC | 0 | 0 | 0
None | Lifetime Acquisition Cost | VFD - 5 hp - Retail - Exhaust Fan ¦ Business Energy Rebates | TRC | 0 | 0 | 0
None | Lifetime Acquisition Cost | VFD Milk Transfer Pump ¦ Business Energy Rebates | TRC | 0 | 0 | 0
None | Lifetime Acquisition Cost | VFD Milk Transfer Pump ¦ Small Business Energy Solutions | TRC | 0 | 0 | 0
None | Lifetime Acquisition Cost | VFD Milk Vacuum Pump ¦ Business Energy Rebates | TRC | 0 | 0 | 0
None | Lifetime Acquisition Cost | VFD Milk Vacuum Pump ¦ Small Business Energy Solutions | TRC | 0 | 0 | 0
None | Lifetime Acquisition Cost | Wall Mounted Area Luminaire (1000 lumen) ¦ Business Energy Rebates | TRC | 0.012471 | 0.012471 | 0.012471
None | Lifetime Acquisition Cost | Wall Mounted Area Luminaire (1000 lumen) ¦ Small Business Energy Solutions | TRC | 0 | 0 | 0
None | Lifetime Acquisition Cost | Wall Mounted Area Luminaire (10000 lumen) ¦ Business Energy Rebates | TRC | 0.0079836 | 0.0079836 | 0.0079836
None | Lifetime Acquisition Cost | Wall Mounted Area Luminaire (10000 lumen) ¦ Small Business Energy Solutions | TRC | 0 | 0 | 0
None | Lifetime Acquisition Cost | Wall Wash Luminaire (1000 lumen) ¦ Business Energy Rebates | TRC | 0.012768 | 0.012768 | 0.012768
None | Lifetime Acquisition Cost | Wall wash luminaire (1500 lumen) ¦ Business Energy Rebates | TRC | 0.013493 | 0.013493 | 0.013493
None | Lifetime Acquisition Cost | Whole Home - tier 0 (22% better than code on average) ¦ New Home Construction | TRC | 0.015698 | 0.015698 | 0.015698
None | Lifetime Acquisition Cost | Whole home - tier 1 (45% better than code target) ¦ New Home Construction | TRC | 0 | 0 | 0
None | Lifetime Acquisition Cost | Whole home - tier 2 (60% better than code target) ¦ New Home Construction | TRC | 0 | 0 | 0
None | Lifetime Acquisition Cost | Whole home - tier 3 (70% better than code target) ¦ New Home Construction | TRC | 0 | 0 | 0
None | Lifetime Acquisition Cost | Whole Home ¦ Home Energy Assessment | TRC | 0.035227 | 0.035227 | 0.035227
None | Lifetime Acquisition Cost | Whole Home First Nations Retrofit ¦ First Nations Home Retrofits | TRC | 0 | 0 | 0
None | Lifetime Acquisition Cost | Wood Boiler/Furnace ¦ Green Heat | TRC | 0.050342 | 0.050342 | 0.050342
None | Lifetime Acquisition Cost | Wood Stove ¦ Green Heat | TRC | 0.032115 | 0.032115 | 0.032115
None | Lifetime Acquisition Cost | Zero-Energy Doors for Reach-In Coolers ¦ Small Business Energy Solutions | TRC | 0 | 0 | 0
None | Lifetime Energy Savings | 1/2 Size Hot Food Holding Cabinet ¦ Business Energy Rebates | TRC | 0 | 0 | 0
None | Lifetime Energy Savings | 11W Replacing 60W - MURB ¦ Efficient Products Installation | TRC | 0 | 0 | 0
None | Lifetime Energy Savings | 11W Replacing 60W ¦ Efficient Products Installation | TRC | 0 | 0 | 0
None | Lifetime Energy Savings | 18W Replacing 100W - MURB ¦ Efficient Products Installation | TRC | 0 | 0 | 0
None | Lifetime Energy Savings | 18W Replacing 100W ¦ Efficient Products Installation | TRC | 0 | 0 | 0
None | Lifetime Energy Savings | 18W Replacing 75W - MURB ¦ Efficient Products Installation | TRC | 0 | 0 | 0
None | Lifetime Energy Savings | 18W Replacing 75W ¦ Efficient Products Installation | TRC | 0 | 0 | 0
None | Lifetime Energy Savings | 5W Chandelier E12 - MURB ¦ Efficient Products Installation | TRC | 0 | 0 | 0
None | Lifetime Energy Savings | 5W Chandelier E12 ¦ Efficient Products Installation | TRC | 0 | 0 | 0
None | Lifetime Energy Savings | 7W G25 - MURB ¦ Efficient Products Installation | TRC | 0 | 0 | 0
None | Lifetime Energy Savings | 7W G25 ¦ Efficient Products Installation | TRC | 0 | 0 | 0
None | Lifetime Energy Savings | 7W GU10 Replacing 35W - MURB ¦ Efficient Products Installation | TRC | 0 | 0 | 0
None | Lifetime Energy Savings | 7W GU10 Replacing 35W ¦ Efficient Products Installation | TRC | 0 | 0 | 0
None | Lifetime Energy Savings | 7W GU10 Replacing 50W - MURB ¦ Efficient Products Installation | TRC | 0 | 0 | 0
None | Lifetime Energy Savings | 7W GU10 Replacing 50W ¦ Efficient Products Installation | TRC | 0 | 0 | 0
None | Lifetime Energy Savings | 9.5W Replacing 100W - MURB ¦ Efficient Products Installation | TRC | 64400.9024 | 61471.7894 | 58542.6765
None | Lifetime Energy Savings | 9.5W Replacing 100W ¦ Efficient Products Installation | TRC | 1093527.3228 | 1043790.9848 | 994054.6468
None | Lifetime Energy Savings | 9.5W Replacing 40W - MURB ¦ Efficient Products Installation | TRC | 0 | 0 | 0
None | Lifetime Energy Savings | 9.5W Replacing 40W ¦ Efficient Products Installation | TRC | 0 | 0 | 0
None | Lifetime Energy Savings | 9.5W Replacing 60W - MURB ¦ Efficient Products Installation | TRC | 0 | 0 | 0
None | Lifetime Energy Savings | 9.5W Replacing 60W ¦ Efficient Products Installation | TRC | 0 | 0 | 0
None | Lifetime Energy Savings | 9W Replacing 100W - MURB ¦ Efficient Products Installation | TRC | 65390.4676 | 62461.3546 | 59532.2417
None | Lifetime Energy Savings | 9W Replacing 100W ¦ Efficient Products Installation | TRC | 3654019.3289 | 3490340.497 | 3326661.6651
None | Lifetime Energy Savings | 9W Replacing 40W - MURB ¦ Efficient Products Installation | TRC | 0 | 0 | 0
None | Lifetime Energy Savings | 9W Replacing 40W ¦ Efficient Products Installation | TRC | 0 | 0 | 0
None | Lifetime Energy Savings | 9W Replacing 60W - MURB ¦ Efficient Products Installation | TRC | 0 | 0 | 0
None | Lifetime Energy Savings | 9W Replacing 60W ¦ Efficient Products Installation | TRC | 0 | 0 | 0
None | Lifetime Energy Savings | Advanced Lighting Design (Performance Lighting) ¦ Business Energy Rebates | TRC | 0 | 0 | 0
None | Lifetime Energy Savings | Air-Entraining Air Nozzle ¦ Business Energy Rebates | TRC | 0 | 0 | 0
None | Lifetime Energy Savings | Air Conditioner retirement ¦ Appliance Retirement | TRC | 0 | 0 | 0
None | Lifetime Energy Savings | ASHP and AWHP - Electrical ¦ Green Heat | TRC | 6804731.5742 | 6804731.5742 | 6804731.5742
None | Lifetime Energy Savings | Case Lighting for Sign Retrofits ¦ Business Energy Rebates | TRC | 131079.1576 | 131079.1576 | 131079.1576
None | Lifetime Energy Savings | CEE Tier 2 Commercial Washing Machine ¦ Business Energy Rebates | TRC | 0 | 0 | 0
None | Lifetime Energy Savings | CEE Tier 3 Commercial Washing Machine ¦ Business Energy Rebates | TRC | 0 | 0 | 0
None | Lifetime Energy Savings | Circulation Fan (Agriculture) ¦ Business Energy Rebates | TRC | 0 | 0 | 0
None | Lifetime Energy Savings | Clothes-line ¦ Instant Savings | TRC | 0 | 0 | 0
None | Lifetime Energy Savings | Clothes Dryer replacement ¦ Appliance Retirement | TRC | 0 | 0 | 0
None | Lifetime Energy Savings | Clothes Dryers ¦ First Nations Home Retrofits | TRC | 0 | 0 | 0
None | Lifetime Energy Savings | Clothes Washer replacement ¦ Appliance Retirement | TRC | 0 | 0 | 0
None | Lifetime Energy Savings | Clothes Washers ¦ First Nations Home Retrofits | TRC | 0 | 0 | 0
None | Lifetime Energy Savings | Cold Climate Air-Source Heat Pump (24kBTU/hr) ¦ Business Energy Rebates | TRC | 5700699.2615 | 6529395.6157 | 8258731.4625
None | Lifetime Energy Savings | Cold Climate Air-Source Heat Pump (24kBTU/hr) ¦ Small Business Energy Solutions | TRC | 0 | 0 | 0
None | Lifetime Energy Savings | Cold Climate Air-Source Heat Pump (48kBTU/hr) ¦ Business Energy Rebates | TRC | 23624190.5482 | 23624190.5482 | 23624190.5482
None | Lifetime Energy Savings | Custom Energy Efficiency ¦ Affordable MultiFamily Renter | TRC | 14984368.4062 | 14882063.9664 | 24385045.7846
None | Lifetime Energy Savings | Custom Energy Efficiency ¦ Custom Retrofit | TRC | 383611995.0648 | 394145450.329 | 393240257.925
None | Lifetime Energy Savings | Cycling Refrigerated Air Dryer - 50 CFM ¦ Business Energy Rebates | TRC | 0 | 0 | 0
None | Lifetime Energy Savings | Dairy Scroll Compressor ¦ Business Energy Rebates | TRC | 9318849.5625 | 9735676.6875 | 10202263.875
None | Lifetime Energy Savings | Daylighting Controls - Ceiling Mounted ¦ Business Energy Rebates | TRC | 0 | 0 | 0
None | Lifetime Energy Savings | Daylighting Controls - Switch-Mounted ¦ Business Energy Rebates | TRC | 0 | 0 | 0
None | Lifetime Energy Savings | Decorative Lamp ¦ Small Business Energy Solutions | TRC | 35412.1278 | 27835.131 | 20258.1342
None | Lifetime Energy Savings | Dehumidifier ¦ Instant Savings | TRC | 108400 | 108400 | 108400
None | Lifetime Energy Savings | Dehumidifier replacement (Low income only) ¦ Appliance Retirement | TRC | 906026.6667 | 906026.6667 | 906026.6667
None | Lifetime Energy Savings | Dehumidifier replacement (Low income only) ¦ First Nations Home Retrofits | TRC | 365333.3333 | 365333.3333 | 365333.3333
None | Lifetime Energy Savings | Dimmer Switch ¦ Instant Savings | TRC | 0 | 0 | 0
None | Lifetime Energy Savings | Dishwasher replacement ¦ Appliance Retirement | TRC | 0 | 0 | 0
None | Lifetime Energy Savings | Door Heater Controls ¦ Business Energy Rebates | TRC | 0 | 0 | 0
None | Lifetime Energy Savings | Double Heat Pad (Agriculture) ¦ Business Energy Rebates | TRC | 0 | 0 | 0
None | Lifetime Energy Savings | Downlight Luminaire (1200 lumen) ¦ Small Business Energy Solutions | TRC | 0 | 0 | 0
None | Lifetime Energy Savings | Downlight Luminaire (3000 lumen) ¦ Small Business Energy Solutions | TRC | 0 | 0 | 0
None | Lifetime Energy Savings | Downlight Luminaire (800 lumen) ¦ Small Business Energy Solutions | TRC | 0 | 0 | 0
None | Lifetime Energy Savings | Drain Water Heat Recovery ¦ First Nations Home Retrofits | TRC | 0 | 0 | 0
None | Lifetime Energy Savings | Drain Water Heat Recovery ¦ Green Heat | TRC | 0 | 0 | 0
None | Lifetime Energy Savings | Drain Water Heat Recovery ¦ Home Energy Assessment | TRC | 0 | 0 | 0
None | Lifetime Energy Savings | Dual Enthalpy Economizer Controls ¦ Business Energy Rebates | TRC | 0 | 0 | 0
None | Lifetime Energy Savings | EC Motor for Refrigeration Applications ¦ Business Energy Rebates1 | TRC | 0 | 0 | 0
None | Lifetime Energy Savings | EC Motor for Refrigeration Applications ¦ Business Energy Rebates2 | TRC | 0 | 0 | 0
None | Lifetime Energy Savings | ECM Circulator Pump ¦ Instant Savings | TRC | 0 | 0 | 0
None | Lifetime Energy Savings | Efficient clothes washer ¦ Instant Savings | TRC | 0 | 0 | 0
None | Lifetime Energy Savings | Efficient refrigerator ¦ Instant Savings | TRC | 0 | 0 | 0
None | Lifetime Energy Savings | Electric Combination Oven ¦ Business Energy Rebates | TRC | 0 | 0 | 0
None | Lifetime Energy Savings | Electric Combination Oven with Gas ¦ Business Energy Rebates | TRC | 0 | 0 | 0
None | Lifetime Energy Savings | Electric Convection Oven ¦ Business Energy Rebates | TRC | 0 | 0 | 0
None | Lifetime Energy Savings | Electric Convection Oven with Gas ¦ Business Energy Rebates | TRC | 0 | 0 | 0
None | Lifetime Energy Savings | Electric Fryer Replacement with Gas ¦ Business Energy Rebates | TRC | 0 | 0 | 0
None | Lifetime Energy Savings | Electric Griddle Replacement with Gas ¦ Business Energy Rebates | TRC | 0 | 0 | 0
None | Lifetime Energy Savings | Electric Steam Cooker ¦ Business Energy Rebates | TRC | 0 | 0 | 0
None | Lifetime Energy Savings | Electric Steam Cooker Replacement with Gas ¦ Business Energy Rebates | TRC | 0 | 0 | 0
None | Lifetime Energy Savings | Electric to Natural Gas - Water Heater ¦ Business Energy Rebates | TRC | 8443622.8754 | 8443622.8754 | 8443622.8754
None | Lifetime Energy Savings | Energy Management Information Systems ¦ EMIS | TRC | 0 | 0 | 0
None | Lifetime Energy Savings | Energy Star Dryer ¦ Instant Savings | TRC | 0 | 0 | 0
None | Lifetime Energy Savings | ENERGY STAR Pool Pump ¦ Business Energy Rebates | TRC | 0 | 0 | 0
None | Lifetime Energy Savings | ENERGY STAR Uninteruptible Power Supplies (UPS) ¦ Business Energy Rebates | TRC | 0 | 0 | 0
None | Lifetime Energy Savings | ENERGY STAR Washing Machine ¦ Business Energy Rebates | TRC | 15759.4734 | 15759.4734 | 15759.4734
None | Lifetime Energy Savings | Evaporator Fan Motor Controls ¦ Business Energy Rebates | TRC | 0 | 0 | 0
None | Lifetime Energy Savings | Faucet Aerators - MURB ¦ Efficient Products Installation | TRC | 0 | 0 | 0
None | Lifetime Energy Savings | Faucet Aerators ¦ Efficient Products Installation | TRC | 0 | 0 | 0
None | Lifetime Energy Savings | Flood Luminaire (10000 lumen) ¦ Business Energy Rebates | TRC | 133419601.971 | 133419601.971 | 133419601.971
None | Lifetime Energy Savings | Flood Luminaire (10000 lumen) ¦ Small Business Energy Solutions | TRC | 0 | 0 | 0
None | Lifetime Energy Savings | Flood Luminaire (48000 lumen) ¦ Business Energy Rebates | TRC | 16071079.0041 | 16071079.0041 | 16071079.0041
None | Lifetime Energy Savings | Flood Luminaire (48000 lumen) ¦ Small Business Energy Solutions | TRC | 0 | 0 | 0
None | Lifetime Energy Savings | Four Pin Replacement Lamps for CFLs ¦ Business Energy Rebates | TRC | 79723.4812 | 79723.4812 | 79723.4812
None | Lifetime Energy Savings | Four Pin Replacement Lamps for CFLs ¦ Small Business Energy Solutions | TRC | 0 | 0 | 0
None | Lifetime Energy Savings | Freezer replacement (Low income only) ¦ Appliance Retirement | TRC | 2690426.6667 | 2690426.6667 | 0
None | Lifetime Energy Savings | Freezer replacement (Low income only) ¦ First Nations Home Retrofits | TRC | 662666.6667 | 662666.6667 | 662666.6667
None | Lifetime Energy Savings | Freezer replacement ¦ Appliance Retirement | TRC | 0 | 0 | 0
None | Lifetime Energy Savings | Freezer retirement ¦ Appliance Retirement | TRC | 0 | 0 | 0
None | Lifetime Energy Savings | Fridge replacement ¦ Appliance Retirement | TRC | 0 | 0 | 0
None | Lifetime Energy Savings | Fuel Pump Canopy Luminaire (4000 lumen) ¦ Small Business Energy Solutions | TRC | 0 | 0 | 0
None | Lifetime Energy Savings | General Use Lamp (A,G Types) ¦ Small Business Energy Solutions | TRC | 0 | 0 | 0
None | Lifetime Energy Savings | Glass Door Freezer ¦ Small Business Energy Solutions | TRC | 0 | 0 | 0
None | Lifetime Energy Savings | Glass Door Refrigerator ¦ Business Energy Rebates | TRC | 0 | 0 | 0
None | Lifetime Energy Savings | Glass Door Refrigerator ¦ Small Business Energy Solutions | TRC | 0 | 0 | 0
None | Lifetime Energy Savings | Ground Source Heat Pump (60kBTU/hr) ¦ Business Energy Rebates | TRC | 0 | 0 | 0
None | Lifetime Energy Savings | Ground Source Heat Pump (60kBTU/hr) ¦ Small Business Energy Solutions | TRC | 0 | 0 | 0
None | Lifetime Energy Savings | GSHP ¦ Green Heat | TRC | 3069457.0822 | 3069457.0822 | 3069457.0822
None | Lifetime Energy Savings | Heat Pump Clothes Dryer ¦ Business Energy Rebates | TRC | 1642342.6411 | 1642342.6411 | 1642342.6411
None | Lifetime Energy Savings | Heat Pump Dryer (ventless) ¦ Instant Savings | TRC | 0 | 0 | 0
None | Lifetime Energy Savings | Heat Pump Water Heater ¦ Business Energy Rebates | TRC | 0 | 0 | 0
None | Lifetime Energy Savings | Heat Pump Water Heater ¦ First Nations Home Retrofits | TRC | 0 | 0 | 0
None | Lifetime Energy Savings | Heat Pump Water Heater ¦ Green Heat | TRC | 0 | 0 | 0
None | Lifetime Energy Savings | Heat Pump Water Heater ¦ Home Energy Assessment | TRC | 0 | 0 | 0
None | Lifetime Energy Savings | Heat Pump Water Heater ¦ Small Business Energy Solutions | TRC | 0 | 0 | 0
None | Lifetime Energy Savings | Heat Reclaimer Unit (Agriculture) ¦ Business Energy Rebates | TRC | 0 | 0 | 0
None | Lifetime Energy Savings | Heat Reclaimer Unit (Agriculture) ¦ Small Business Energy Solutions | TRC | 0 | 0 | 0
None | Lifetime Energy Savings | Heavy duty timer ¦ Instant Savings | TRC | 0 | 0 | 0
None | Lifetime Energy Savings | High Bay Luminaire (15 000 lumen) ¦ Business Energy Rebates | TRC | 0 | 0 | 0
None | Lifetime Energy Savings | High Bay Luminaire (15 000 lumen) ¦ Small Business Energy Solutions | TRC | 0 | 0 | 0
None | Lifetime Energy Savings | High Bay Luminaire (35 000 lumen) ¦ Small Business Energy Solutions | TRC | 0 | 0 | 0
None | Lifetime Energy Savings | High Efficiency Circulator Pump 1.5kW ¦ Business Energy Rebates | TRC | 0 | 0 | 0
None | Lifetime Energy Savings | High Efficiency Circulator Pump 100W ¦ Business Energy Rebates | TRC | 0 | 0 | 0
None | Lifetime Energy Savings | High Efficiency Circulator Pump 300W ¦ Business Energy Rebates | TRC | 0 | 0 | 0
None | Lifetime Energy Savings | High Volume Low Speed Fan (Agriculture) ¦ Business Energy Rebates | TRC | 0 | 0 | 0
None | Lifetime Energy Savings | High Volume Low Speed Fan (Agriculture) ¦ Small Business Energy Solutions | TRC | 0 | 0 | 0
None | Lifetime Energy Savings | Holiday Lights Exchange - MURB ¦ Efficient Products Installation | TRC | 115375.2889 | 115375.2889 | 115375.2889
None | Lifetime Energy Savings | Holiday Lights Exchange ¦ Efficient Products Installation | TRC | 1525261.3191 | 1525261.3191 | 1525261.3191
None | Lifetime Energy Savings | Hot Water Tank Wrap - MURB ¦ Efficient Products Installation | TRC | 0 | 0 | 0
None | Lifetime Energy Savings | Hot Water Tank Wrap ¦ Efficient Products Installation | TRC | 0 | 0 | 0
None | Lifetime Energy Savings | HVAC Hotel Occupancy Sensor ¦ Business Energy Rebates | TRC | 0 | 0 | 0
None | Lifetime Energy Savings | Hybrid Heat Pump Dryer ¦ Instant Savings | TRC | 0 | 0 | 0
None | Lifetime Energy Savings | Ice-Making Head ¦ Business Energy Rebates | TRC | 0 | 0 | 0
None | Lifetime Energy Savings | Indoor motion sensor ¦ Instant Savings | TRC | 0 | 0 | 0
None | Lifetime Energy Savings | Large Commercial/Industrial ETS System ¦ ETS Business Energy Rebates | TRC | 0 | 0 | 0
None | Lifetime Energy Savings | LED - ENERGY STAR Fixture with Motion Sensor ¦ Instant Savings | TRC | 7883731.9134 | 7145589.3855 | 6407446.8575
None | Lifetime Energy Savings | LED - ENERGY STAR Fixture without Motion Sensor ¦ Instant Savings | TRC | 22731295.1557 | 20279750.0828 | 17529276.1419
None | Lifetime Energy Savings | LED - Other ¦ Instant Savings | TRC | 34968602.4755 | 29494873.9976 | 24021145.5196
None | Lifetime Energy Savings | LED - R, BR and Decorative ¦ Instant Savings | TRC | 19682699.0195 | 16245937.7282 | 12809176.4369
None | Lifetime Energy Savings | LED - Recessed downlight ¦ Instant Savings | TRC | 0 | 0 | 0
None | Lifetime Energy Savings | LED Nightlights - MURB ¦ Efficient Products Installation | TRC | 62339.5067 | 62339.5067 | 62339.5067
None | Lifetime Energy Savings | LED Nightlights ¦ Efficient Products Installation | TRC | 10638860.2077 | 10638860.2077 | 10638860.2077
None | Lifetime Energy Savings | LED Replacement Lamps for HID (10000 lumen) ¦ Business Energy Rebates | TRC | 0 | 0 | 0
None | Lifetime Energy Savings | LED Replacement Lamps for HID (10000 lumen) ¦ Small Business Energy Solutions | TRC | 0 | 0 | 0
None | Lifetime Energy Savings | LED Replacement Lamps for HID (4000 lumen) ¦ Business Energy Rebates | TRC | 0 | 0 | 0
None | Lifetime Energy Savings | LED Replacement Lamps for HID (4000 lumen) ¦ Small Business Energy Solutions | TRC | 0 | 0 | 0
None | Lifetime Energy Savings | LED Troffer (1x4) ¦ Business Energy Rebates | TRC | 0 | 0 | 0
None | Lifetime Energy Savings | LED Troffer (1x4) ¦ Small Business Energy Solutions | TRC | 0 | 0 | 0
None | Lifetime Energy Savings | LED Troffer (2x2) ¦ Business Energy Rebates | TRC | 0 | 0 | 0
None | Lifetime Energy Savings | LED Troffer (2x2) ¦ Small Business Energy Solutions | TRC | 0 | 0 | 0
None | Lifetime Energy Savings | LED Troffer (4x2) ¦ Business Energy Rebates | TRC | 0 | 0 | 0
None | Lifetime Energy Savings | LED Troffer (4x2) ¦ Small Business Energy Solutions | TRC | 0 | 0 | 0
None | Lifetime Energy Savings | LED Wall Sconce (1200 lumen) ¦ Small Business Energy Solutions | TRC | 0 | 0 | 0
None | Lifetime Energy Savings | Linear Ambient Luminaire (10000 lumen) ¦ Business Energy Rebates | TRC | 0 | 0 | 0
None | Lifetime Energy Savings | Linear Ambient Luminaire (10000 lumen) ¦ Small Business Energy Solutions | TRC | 0 | 0 | 0
None | Lifetime Energy Savings | Linear Ambient Luminaire (2000 lumen) ¦ Business Energy Rebates | TRC | 0 | 0 | 0
None | Lifetime Energy Savings | Linear Ambient Luminaire (2000 lumen) ¦ Small Business Energy Solutions | TRC | 0 | 0 | 0
None | Lifetime Energy Savings | Linear Ambient Luminaire (4000 lumen) ¦ Business Energy Rebates | TRC | 0 | 0 | 0
None | Lifetime Energy Savings | Linear Ambient Luminaire (4000 lumen) ¦ Small Business Energy Solutions | TRC | 0 | 0 | 0
None | Lifetime Energy Savings | Linear Ambient Luminaire (8000 lumen) ¦ Business Energy Rebates | TRC | 0 | 0 | 0
None | Lifetime Energy Savings | Linear Ambient Luminaire (8000 lumen) ¦ Small Business Energy Solutions | TRC | 0 | 0 | 0
None | Lifetime Energy Savings | Linear Replacement Lamp (2 foot) ¦ Business Energy Rebates | TRC | 536461.1035 | 536461.1035 | 536461.1035
None | Lifetime Energy Savings | Linear Replacement Lamp (2 foot) ¦ Small Business Energy Solutions | TRC | 0 | 0 | 0
None | Lifetime Energy Savings | Linear Replacement Lamp (4 foot) ¦ Business Energy Rebates | TRC | 141527176.9147 | 141527176.9147 | 141527176.9147
None | Lifetime Energy Savings | Linear Replacement Lamp (4 foot) ¦ Small Business Energy Solutions | TRC | 0 | 0 | 0
None | Lifetime Energy Savings | Low-bay Luminaire (10,000 lumen) ¦ Business Energy Rebates | TRC | 0 | 0 | 0
None | Lifetime Energy Savings | Low-bay Luminaire (10,000 lumen) ¦ Small Business Energy Solutions | TRC | 0 | 0 | 0
None | Lifetime Energy Savings | Low-bay Luminaire (5000 lumen) ¦ Business Energy Rebates | TRC | 0 | 0 | 0
None | Lifetime Energy Savings | Low-flow showerhead - 0.5 gpm Reduction - MURB ¦ Efficient Products Installation | TRC | 0 | 0 | 0
None | Lifetime Energy Savings | Low-flow showerhead - 0.5 gpm Reduction ¦ Efficient Products Installation | TRC | 0 | 0 | 0
None | Lifetime Energy Savings | Low-flow showerhead - 1.0 gpm Reduction - MURB ¦ Efficient Products Installation | TRC | 477244.4444 | 545422.2222 | 545422.2222
None | Lifetime Energy Savings | Low-flow showerhead - 1.0 gpm Reduction ¦ Efficient Products Installation | TRC | 26594787.5556 | 26594787.5556 | 26594787.5556
None | Lifetime Energy Savings | Low-flow showerhead -0.75 gpm Reduction - MURB ¦ Efficient Products Installation | TRC | 0 | 279987.0972 | 409066.6667
None | Lifetime Energy Savings | Low-flow showerhead -0.75 gpm Reduction ¦ Efficient Products Installation | TRC | 179548.25 | 0 | 81662.0556
None | Lifetime Energy Savings | Low/Zero Energy Livestock Waterer ¦ Business Energy Rebates | TRC | 0 | 0 | 0
None | Lifetime Energy Savings | Luminaire Level Lighting Control (LLLC) - High Impact Application ¦ Business Energy Rebates | TRC | 278959.0785 | 278959.0785 | 278959.0785
None | Lifetime Energy Savings | Luminaire Level Lighting Control (LLLC) - Low Impact Application ¦ Business Energy Rebates | TRC | 571796.0803 | 571796.0803 | 571796.0803
None | Lifetime Energy Savings | Medium Commercial ETS System ¦ ETS Business Energy Rebates | TRC | 0 | 0 | 0
None | Lifetime Energy Savings | Medium Commercial ETS System ¦ ETS Small Business Energy Solutions | TRC | 0 | 0 | 0
None | Lifetime Energy Savings | Milk Pre-cooler ¦ Business Energy Rebates | TRC | 0 | 0 | 0
None | Lifetime Energy Savings | Mini freezer retirement ¦ Appliance Retirement | TRC | 0 | 0 | 0
None | Lifetime Energy Savings | Mini fridge retirement ¦ Appliance Retirement | TRC | 0 | 0 | 0
None | Lifetime Energy Savings | Motion sensor with dimmer switch ¦ Instant Savings | TRC | 0 | 0 | 0
None | Lifetime Energy Savings | MSHP - Fully Electrical ¦ Green Heat | TRC | 221593454.4 | 221593454.4 | 221593454.4
None | Lifetime Energy Savings | MSHP - Mainly Electrical ¦ Green Heat | TRC | 9853536 | 9853536 | 9853536
None | Lifetime Energy Savings | Multi-Tank Conveyor Dishwasher - High Temp ¦ Business Energy Rebates | TRC | 0 | 0 | 0
None | Lifetime Energy Savings | Multi-Tank Conveyor Dishwasher - High Temp ¦ Small Business Energy Solutions | TRC | 0 | 0 | 0
None | Lifetime Energy Savings | Multi-Tank Conveyor Dishwasher - Low Temp ¦ Business Energy Rebates | TRC | 0 | 0 | 0
None | Lifetime Energy Savings | Multi-Tank Conveyor Dishwasher - Low Temp ¦ Small Business Energy Solutions | TRC | 0 | 0 | 0
None | Lifetime Energy Savings | Natural Barn Ventiliation - Year-Round ¦ Business Energy Rebates | TRC | 0 | 0 | 0
None | Lifetime Energy Savings | Networked/ Connected - Indoor LED Lamp ¦ Instant Savings | TRC | 0 | 0 | 0
None | Lifetime Energy Savings | Networked/Connected - High Impact Application ¦ Business Energy Rebates | TRC | 327684.557 | 327684.557 | 327684.557
None | Lifetime Energy Savings | Networked/Connected - Low Impact Application ¦ Business Energy Rebates | TRC | 649880.6997 | 649880.6997 | 649880.6997
None | Lifetime Energy Savings | No-Loss Drain ¦ Business Energy Rebates | TRC | 0 | 0 | 0
None | Lifetime Energy Savings | Occupancy Sensor (Ceiling Mounted) ¦ Business Energy Rebates | TRC | 22786619.7893 | 22786619.7893 | 22786619.7893
None | Lifetime Energy Savings | Occupancy Sensor (Ceiling Mounted) ¦ Small Business Energy Solutions | TRC | 76336.4389 | 76336.4389 | 76336.4389
None | Lifetime Energy Savings | Occupancy Sensor (Wall Mounted) ¦ Business Energy Rebates | TRC | 15027163.8759 | 15027163.8759 | 15027163.8759
None | Lifetime Energy Savings | Occupancy Sensor (Wall Mounted) ¦ Small Business Energy Solutions | TRC | 1826381.703 | 1826381.703 | 1826381.703
None | Lifetime Energy Savings | Occupancy Sensor (Exterior) ¦ Business Energy Rebates | TRC | 328895.4892 | 328895.4892 | 328895.4892
None | Lifetime Energy Savings | Open to Closed Cooler Conversion ¦ Business Energy Rebates | TRC | 0 | 0 | 0
None | Lifetime Energy Savings | Open to Closed Cooler Conversion ¦ Small Business Energy Solutions | TRC | 0 | 0 | 0
None | Lifetime Energy Savings | Outdoor motion sensor ¦ Instant Savings | TRC | 0 | 0 | 0
None | Lifetime Energy Savings | Outside Air Economizer ¦ Business Energy Rebates | TRC | 11234517.5625 | 11315902.3125 | 11437048.125
None | Lifetime Energy Savings | Packaged Terminal Heat Pump (12kBTU/hr) ¦ Business Energy Rebates | TRC | 0 | 0 | 0
None | Lifetime Energy Savings | Parking Garage Luminaire (4000 lumen) ¦ Small Business Energy Solutions | TRC | 0 | 0 | 0
None | Lifetime Energy Savings | Pellet Boiler/Furnace ¦ Green Heat | TRC | 17619200 | 17619200 | 17619200
None | Lifetime Energy Savings | Pellet Stove ¦ Green Heat | TRC | 4183439.4904 | 4183439.4904 | 4183439.4904
None | Lifetime Energy Savings | Pipe Insulation - MURB ¦ Efficient Products Installation | TRC | 0 | 0 | 0
None | Lifetime Energy Savings | Pipe Insulation ¦ Efficient Products Installation | TRC | 0 | 0 | 0
None | Lifetime Energy Savings | Pole/Arm-Mounted Area Luminaire (20000 lumen) ¦ Business Energy Rebates | TRC | 15118168.5347 | 15118168.5347 | 15118168.5347
None | Lifetime Energy Savings | Pole/Arm-Mounted Area Luminaire (20000 lumen) ¦ Small Business Energy Solutions | TRC | 0 | 0 | 0
None | Lifetime Energy Savings | Pole/Arm-Mounted Area Luminaire (4000 lumen) ¦ Small Business Energy Solutions | TRC | 0 | 0 | 0
None | Lifetime Energy Savings | Pole/Arm-Mounted Area Luminaire (60000 lumen) ¦ Business Energy Rebates | TRC | 21473022.4869 | 21473022.4869 | 21473022.4869
None | Lifetime Energy Savings | Pole/Arm-Mounted Decorative Luminaire (1500 lumen) ¦ Small Business Energy Solutions | TRC | 0 | 0 | 0
None | Lifetime Energy Savings | Pole/Arm-Mounted Decorative Luminaire (5000 lumen) ¦ Business Energy Rebates | TRC | 716646.7374 | 716646.7374 | 716646.7374
None | Lifetime Energy Savings | Pole/Arm-Mounted Decorative Luminaire (5000 lumen) ¦ Small Business Energy Solutions | TRC | 0 | 0 | 0
None | Lifetime Energy Savings | Pot, Pan and Utensil Dishwasher - High Temp ¦ Business Energy Rebates | TRC | 0 | 0 | 0
None | Lifetime Energy Savings | Power bar with timer ¦ Instant Savings | TRC | 0 | 0 | 0
None | Lifetime Energy Savings | Premium High Bay Luminaire (15 000 lumen) ¦ Business Energy Rebates | TRC | 0 | 0 | 0
None | Lifetime Energy Savings | Premium High Bay Luminaire (15 000 lumen) ¦ Small Business Energy Solutions | TRC | 0 | 0 | 0
None | Lifetime Energy Savings | Premium High Bay Luminaire (35 000 lumen) ¦ Business Energy Rebates | TRC | 0 | 0 | 0
None | Lifetime Energy Savings | Premium High Bay Luminaire (35 000 lumen) ¦ Small Business Energy Solutions | TRC | 0 | 0 | 0
None | Lifetime Energy Savings | Premium High Bay Luminaire (60 000 lumen) ¦ Business Energy Rebates | TRC | 0 | 0 | 0
None | Lifetime Energy Savings | Programmable thermostat ¦ Instant Savings | TRC | 0 | 0 | 0
None | Lifetime Energy Savings | Programmable Thermostats ¦ First Nations Home Retrofits | TRC | 0 | 0 | 0
None | Lifetime Energy Savings | Range / Stove replacement ¦ Appliance Retirement | TRC | 0 | 0 | 0
None | Lifetime Energy Savings | Reflector Lamp (MR16) ¦ Small Business Energy Solutions | TRC | 0 | 0 | 0
None | Lifetime Energy Savings | Reflector Lamp (PAR38) ¦ Small Business Energy Solutions | TRC | 0 | 0 | 0
None | Lifetime Energy Savings | Refrigerated Case Luminaire ¦ Business Energy Rebates | TRC | 0 | 0 | 0
None | Lifetime Energy Savings | Refrigerated Case Luminaire ¦ Small Business Energy Solutions | TRC | 0 | 0 | 0
None | Lifetime Energy Savings | Refrigerator replacement (Low income only) ¦ Appliance Retirement | TRC | 0 | 0 | 0
None | Lifetime Energy Savings | Refrigerator replacement (Low income only) ¦ First Nations Home Retrofits | TRC | 0 | 0 | 0
None | Lifetime Energy Savings | Refrigerator retirement ¦ Appliance Retirement | TRC | 0 | 0 | 0
None | Lifetime Energy Savings | Remote Condensing Unit ¦ Business Energy Rebates | TRC | 0 | 0 | 0
None | Lifetime Energy Savings | Residential DHW Timer ¦ ETS Green Heat | TRC | 0 | 0 | 0
None | Lifetime Energy Savings | Residential ETS System (Central) ¦ ETS Green Heat | TRC | 0 | 0 | 0
None | Lifetime Energy Savings | Residential ETS System (Central) ¦ ETS Home Energy Assessment | TRC | 0 | 0 | 0
None | Lifetime Energy Savings | Residential ETS System (Room) ¦ ETS Green Heat | TRC | 0 | 0 | 0
None | Lifetime Energy Savings | Residential ETS System (Room) ¦ ETS Home Energy Assessment | TRC | 0 | 0 | 0
None | Lifetime Energy Savings | Room air purifier ¦ Instant Savings | TRC | 1276800 | 1276800 | 1276800
None | Lifetime Energy Savings | Server Virtualization and Decommissioning ¦ Business Energy Rebates | TRC | 0 | 0 | 0
None | Lifetime Energy Savings | Single-Tank Door type Dishwasher - High Temp ¦ Business Energy Rebates | TRC | 0 | 0 | 0
None | Lifetime Energy Savings | Single-Tank Door type Dishwasher - Low Temp ¦ Business Energy Rebates | TRC | 0 | 0 | 0
None | Lifetime Energy Savings | Single -Tank Conveyor Dishwasher - High Temp ¦ Business Energy Rebates | TRC | 0 | 0 | 0
None | Lifetime Energy Savings | Single -Tank Conveyor Dishwasher - Low Temp ¦ Business Energy Rebates | TRC | 0 | 0 | 0
None | Lifetime Energy Savings | Single Heat Pad (Agriculture) ¦ Business Energy Rebates | TRC | 0 | 0 | 0
None | Lifetime Energy Savings | Small Commercial ETS Sytem ¦ ETS Business Energy Rebates | TRC | 0 | 0 | 0
None | Lifetime Energy Savings | Small Commercial ETS Sytem ¦ ETS Small Business Energy Solutions | TRC | 0 | 0 | 0
None | Lifetime Energy Savings | Smart power bar ¦ Instant Savings | TRC | 0 | 0 | 0
None | Lifetime Energy Savings | Smart Power Controllers - MURB ¦ Efficient Products Installation | TRC | 0 | 0 | 0
None | Lifetime Energy Savings | Smart Power Controllers ¦ Efficient Products Installation | TRC | 0 | 0 | 0
None | Lifetime Energy Savings | Solar air heating ¦ Green Heat | TRC | 0 | 0 | 0
None | Lifetime Energy Savings | Solar Domestic Hot Water ¦ Green Heat | TRC | 0 | 0 | 0
None | Lifetime Energy Savings | Solar Domestic Hot Water ¦ Home Energy Assessment | TRC | 0 | 0 | 0
None | Lifetime Energy Savings | Solid Door Freezer ¦ Business Energy Rebates | TRC | 0 | 0 | 0
None | Lifetime Energy Savings | Solid Door Freezer ¦ Small Business Energy Solutions | TRC | 0 | 0 | 0
None | Lifetime Energy Savings | Solid Door Refrigerator ¦ Business Energy Rebates | TRC | 0 | 0 | 0
None | Lifetime Energy Savings | Solid Door Refrigerator ¦ Small Business Energy Solutions | TRC | 0 | 0 | 0
None | Lifetime Energy Savings | Standard Capacity Electric Fryer ¦ Business Energy Rebates | TRC | 0 | 0 | 0
None | Lifetime Energy Savings | Standard Capacity Electric Fryer ¦ Small Business Energy Solutions | TRC | 0 | 0 | 0
None | Lifetime Energy Savings | Strategic Energy Management ¦ SEM | TRC | 0 | 0 | 0
None | Lifetime Energy Savings | Strip-Curtains for Display Cases ¦ Business Energy Rebates | TRC | 0 | 0 | 0
None | Lifetime Energy Savings | Strip-Curtains for Display Cases ¦ Small Business Energy Solutions | TRC | 0 | 0 | 0
None | Lifetime Energy Savings | Track/Mono-point Direction Luminaire ¦ Business Energy Rebates | TRC | 3119415.0348 | 3119415.0348 | 3119415.0348
None | Lifetime Energy Savings | Unconverted D ¦ Home Energy Assessment | TRC | 49449780 | 49449780 | 49449780
None | Lifetime Energy Savings | Under-Counter Dishwasher - HighTemp ¦ Business Energy Rebates | TRC | 0 | 0 | 0
None | Lifetime Energy Savings | Under-Counter Dishwasher - Low Temp ¦ Business Energy Rebates | TRC | 0 | 0 | 0
None | Lifetime Energy Savings | Variable Speed Kitchen Exhaust Fan ¦ Business Energy Rebates | TRC | 14597436.662 | 14991050.7245 | 15452206.787
None | Lifetime Energy Savings | Variable Speed Kitchen Exhaust Fan ¦ Small Business Energy Solutions | TRC | 0 | 0 | 0
None | Lifetime Energy Savings | Ventilation Fan (Agriculture) ¦ Business Energy Rebates | TRC | 0 | 0 | 0
None | Lifetime Energy Savings | VFD - 10 hp - Institutional - Make-up Air Fan ¦ Business Energy Rebates | TRC | 0 | 0 | 0
None | Lifetime Energy Savings | VFD - 10 hp - Retail - Supply Fan ¦ Business Energy Rebates | TRC | 0 | 0 | 0
None | Lifetime Energy Savings | VFD - 20 hp - Institutional - Chilled Water Pump ¦ Business Energy Rebates | TRC | 0 | 0 | 0
None | Lifetime Energy Savings | VFD - 20 hp - Retail - Exhaust Fan ¦ Business Energy Rebates | TRC | 0 | 0 | 0
None | Lifetime Energy Savings | VFD - 30 hp - Institutional - Make-up Air Fan ¦ Business Energy Rebates | TRC | 0 | 0 | 0
None | Lifetime Energy Savings | VFD - 30 hp - Retail - Supply Fan ¦ Business Energy Rebates | TRC | 0 | 0 | 0
None | Lifetime Energy Savings | VFD - 40 hp - Warehousing - Exhaust Fan ¦ Business Energy Rebates | TRC | 0 | 0 | 0
None | Lifetime Energy Savings | VFD - 5 hp - Institutional - Chilled Water Pump ¦ Business Energy Rebates | TRC | 0 | 0 | 0
None | Lifetime Energy Savings | VFD - 5 hp - Retail - Exhaust Fan ¦ Business Energy Rebates | TRC | 0 | 0 | 0
None | Lifetime Energy Savings | VFD Milk Transfer Pump ¦ Business Energy Rebates | TRC | 0 | 0 | 0
None | Lifetime Energy Savings | VFD Milk Transfer Pump ¦ Small Business Energy Solutions | TRC | 0 | 0 | 0
None | Lifetime Energy Savings | VFD Milk Vacuum Pump ¦ Business Energy Rebates | TRC | 0 | 0 | 0
None | Lifetime Energy Savings | VFD Milk Vacuum Pump ¦ Small Business Energy Solutions | TRC | 0 | 0 | 0
None | Lifetime Energy Savings | Wall Mounted Area Luminaire (1000 lumen) ¦ Business Energy Rebates | TRC | 6387445.7981 | 6387445.7981 | 6387445.7981
None | Lifetime Energy Savings | Wall Mounted Area Luminaire (1000 lumen) ¦ Small Business Energy Solutions | TRC | 0 | 0 | 0
None | Lifetime Energy Savings | Wall Mounted Area Luminaire (10000 lumen) ¦ Business Energy Rebates | TRC | 16459216.7279 | 16459216.7279 | 16459216.7279
None | Lifetime Energy Savings | Wall Mounted Area Luminaire (10000 lumen) ¦ Small Business Energy Solutions | TRC | 0 | 0 | 0
None | Lifetime Energy Savings | Wall Wash Luminaire (1000 lumen) ¦ Business Energy Rebates | TRC | 6020.8878 | 6020.8878 | 6020.8878
None | Lifetime Energy Savings | Wall wash luminaire (1500 lumen) ¦ Business Energy Rebates | TRC | 278908.7734 | 278908.7734 | 278908.7734
None | Lifetime Energy Savings | Whole Home - tier 0 (22% better than code on average) ¦ New Home Construction | TRC | 32735843.4604 | 32735843.4604 | 32735843.4604
None | Lifetime Energy Savings | Whole home - tier 1 (45% better than code target) ¦ New Home Construction | TRC | 0 | 0 | 0
None | Lifetime Energy Savings | Whole home - tier 2 (60% better than code target) ¦ New Home Construction | TRC | 0 | 0 | 0
None | Lifetime Energy Savings | Whole home - tier 3 (70% better than code target) ¦ New Home Construction | TRC | 0 | 0 | 0
None | Lifetime Energy Savings | Whole Home ¦ Home Energy Assessment | TRC | 70079832.204 | 46771908.9266 | 46627839.8315
None | Lifetime Energy Savings | Whole Home First Nations Retrofit ¦ First Nations Home Retrofits | TRC | 0 | 0 | 0
None | Lifetime Energy Savings | Wood Boiler/Furnace ¦ Green Heat | TRC | 706764.8 | 706764.8 | 706764.8
None | Lifetime Energy Savings | Wood Stove ¦ Green Heat | TRC | 11364877.1611 | 11364877.1611 | 11364877.1611
None | Lifetime Energy Savings | Zero-Energy Doors for Reach-In Coolers ¦ Small Business Energy Solutions | TRC | 0 | 0 | 0
None | Per Unit Incentives | 1/2 Size Hot Food Holding Cabinet ¦ Business Energy Rebates | TRC | 290 | 290 | 290
None | Per Unit Incentives | 11W Replacing 60W - MURB ¦ Efficient Products Installation | TRC | 0 | 0 | 0
None | Per Unit Incentives | 11W Replacing 60W ¦ Efficient Products Installation | TRC | 0 | 0 | 0
None | Per Unit Incentives | 18W Replacing 100W - MURB ¦ Efficient Products Installation | TRC | 0 | 0 | 0
None | Per Unit Incentives | 18W Replacing 100W ¦ Efficient Products Installation | TRC | 0 | 0 | 0
None | Per Unit Incentives | 18W Replacing 75W - MURB ¦ Efficient Products Installation | TRC | 0 | 0 | 0
None | Per Unit Incentives | 18W Replacing 75W ¦ Efficient Products Installation | TRC | 0 | 0 | 0
None | Per Unit Incentives | 5W Chandelier E12 - MURB ¦ Efficient Products Installation | TRC | 0 | 0 | 0
None | Per Unit Incentives | 5W Chandelier E12 ¦ Efficient Products Installation | TRC | 0 | 0 | 0
None | Per Unit Incentives | 7W G25 - MURB ¦ Efficient Products Installation | TRC | 0 | 0 | 0
None | Per Unit Incentives | 7W G25 ¦ Efficient Products Installation | TRC | 0 | 0 | 0
None | Per Unit Incentives | 7W GU10 Replacing 35W - MURB ¦ Efficient Products Installation | TRC | 0 | 0 | 0
None | Per Unit Incentives | 7W GU10 Replacing 35W ¦ Efficient Products Installation | TRC | 0 | 0 | 0
None | Per Unit Incentives | 7W GU10 Replacing 50W - MURB ¦ Efficient Products Installation | TRC | 0 | 0 | 0
None | Per Unit Incentives | 7W GU10 Replacing 50W ¦ Efficient Products Installation | TRC | 0 | 0 | 0
None | Per Unit Incentives | 9.5W Replacing 100W - MURB ¦ Efficient Products Installation | TRC | 0 | 0 | 0
None | Per Unit Incentives | 9.5W Replacing 100W ¦ Efficient Products Installation | TRC | 0 | 0 | 0
None | Per Unit Incentives | 9.5W Replacing 40W - MURB ¦ Efficient Products Installation | TRC | 0 | 0 | 0
None | Per Unit Incentives | 9.5W Replacing 40W ¦ Efficient Products Installation | TRC | 0 | 0 | 0
None | Per Unit Incentives | 9.5W Replacing 60W - MURB ¦ Efficient Products Installation | TRC | 0 | 0 | 0
None | Per Unit Incentives | 9.5W Replacing 60W ¦ Efficient Products Installation | TRC | 0 | 0 | 0
None | Per Unit Incentives | 9W Replacing 100W - MURB ¦ Efficient Products Installation | TRC | 0 | 0 | 0
None | Per Unit Incentives | 9W Replacing 100W ¦ Efficient Products Installation | TRC | 0 | 0 | 0
None | Per Unit Incentives | 9W Replacing 40W - MURB ¦ Efficient Products Installation | TRC | 0 | 0 | 0
None | Per Unit Incentives | 9W Replacing 40W ¦ Efficient Products Installation | TRC | 0 | 0 | 0
None | Per Unit Incentives | 9W Replacing 60W - MURB ¦ Efficient Products Installation | TRC | 0 | 0 | 0
None | Per Unit Incentives | 9W Replacing 60W ¦ Efficient Products Installation | TRC | 0 | 0 | 0
None | Per Unit Incentives | Advanced Lighting Design (Performance Lighting) ¦ Business Energy Rebates | TRC | 175 | 175 | 175
None | Per Unit Incentives | Air-Entraining Air Nozzle ¦ Business Energy Rebates | TRC | 50 | 50 | 50
None | Per Unit Incentives | Air Conditioner retirement ¦ Appliance Retirement | TRC | 34.1567 | 34.5915 | 35.0342
None | Per Unit Incentives | ASHP and AWHP - Electrical ¦ Green Heat | TRC | 900 | 700 | 500
None | Per Unit Incentives | Case Lighting for Sign Retrofits ¦ Business Energy Rebates | TRC | 125 | 125 | 125
None | Per Unit Incentives | CEE Tier 2 Commercial Washing Machine ¦ Business Energy Rebates | TRC | 450 | 450 | 450
None | Per Unit Incentives | CEE Tier 3 Commercial Washing Machine ¦ Business Energy Rebates | TRC | 550 | 550 | 550
None | Per Unit Incentives | Circulation Fan (Agriculture) ¦ Business Energy Rebates | TRC | 50 | 50 | 50
None | Per Unit Incentives | Clothes-line ¦ Instant Savings | TRC | 5 | 5 | 5
None | Per Unit Incentives | Clothes Dryer replacement ¦ Appliance Retirement | TRC | 150 | 150 | 150
None | Per Unit Incentives | Clothes Dryers ¦ First Nations Home Retrofits | TRC | 0 | 0 | 0
None | Per Unit Incentives | Clothes Washer replacement ¦ Appliance Retirement | TRC | 175 | 175 | 175
None | Per Unit Incentives | Clothes Washers ¦ First Nations Home Retrofits | TRC | 0 | 0 | 0
None | Per Unit Incentives | Cold Climate Air-Source Heat Pump (24kBTU/hr) ¦ Business Energy Rebates | TRC | 800 | 800 | 800
None | Per Unit Incentives | Cold Climate Air-Source Heat Pump (24kBTU/hr) ¦ Small Business Energy Solutions | TRC | 2059.963 | 1880.8358 | 1791.2722
None | Per Unit Incentives | Cold Climate Air-Source Heat Pump (48kBTU/hr) ¦ Business Energy Rebates | TRC | 1600 | 1600 | 1600
None | Per Unit Incentives | Custom Energy Efficiency ¦ Affordable MultiFamily Renter | TRC | 500000 | 500000 | 500000
None | Per Unit Incentives | Custom Energy Efficiency ¦ Custom Retrofit | TRC | 142343.53 | 142343.53 | 142343.53
None | Per Unit Incentives | Cycling Refrigerated Air Dryer - 50 CFM ¦ Business Energy Rebates | TRC | 50 | 50 | 50
None | Per Unit Incentives | Dairy Scroll Compressor ¦ Business Energy Rebates | TRC | 250 | 250 | 250
None | Per Unit Incentives | Daylighting Controls - Ceiling Mounted ¦ Business Energy Rebates | TRC | 50 | 50 | 50
None | Per Unit Incentives | Daylighting Controls - Switch-Mounted ¦ Business Energy Rebates | TRC | 10 | 10 | 10
None | Per Unit Incentives | Decorative Lamp ¦ Small Business Energy Solutions | TRC | 2.7121 | 2.2601 | 1.8081
None | Per Unit Incentives | Dehumidifier ¦ Instant Savings | TRC | 30 | 30 | 30
None | Per Unit Incentives | Dehumidifier replacement (Low income only) ¦ Appliance Retirement | TRC | 0 | 0 | 0
None | Per Unit Incentives | Dehumidifier replacement (Low income only) ¦ First Nations Home Retrofits | TRC | 0 | 0 | 0
None | Per Unit Incentives | Dimmer Switch ¦ Instant Savings | TRC | 2.98 | 2.98 | 2.98
None | Per Unit Incentives | Dishwasher replacement ¦ Appliance Retirement | TRC | 200 | 200 | 200
None | Per Unit Incentives | Door Heater Controls ¦ Business Energy Rebates | TRC | 236 | 236 | 236
None | Per Unit Incentives | Double Heat Pad (Agriculture) ¦ Business Energy Rebates | TRC | 120 | 120 | 120
None | Per Unit Incentives | Downlight Luminaire (1200 lumen) ¦ Small Business Energy Solutions | TRC | 58.3222 | 53.2507 | 50.715
None | Per Unit Incentives | Downlight Luminaire (3000 lumen) ¦ Small Business Energy Solutions | TRC | 145.8056 | 133.1269 | 126.7875
None | Per Unit Incentives | Downlight Luminaire (800 lumen) ¦ Small Business Energy Solutions | TRC | 33.4719 | 30.5613 | 29.106
None | Per Unit Incentives | Drain Water Heat Recovery ¦ First Nations Home Retrofits | TRC | 0 | 0 | 0
None | Per Unit Incentives | Drain Water Heat Recovery ¦ Green Heat | TRC | 200 | 200 | 200
None | Per Unit Incentives | Drain Water Heat Recovery ¦ Home Energy Assessment | TRC | 300.4566 | 300.4566 | 300.4566
None | Per Unit Incentives | Dual Enthalpy Economizer Controls ¦ Business Energy Rebates | TRC | 500 | 500 | 500
None | Per Unit Incentives | EC Motor for Refrigeration Applications ¦ Business Energy Rebates1 | TRC | 60 | 60 | 60
None | Per Unit Incentives | EC Motor for Refrigeration Applications ¦ Business Energy Rebates2 | TRC | 180 | 180 | 180
None | Per Unit Incentives | ECM Circulator Pump ¦ Instant Savings | TRC | 50 | 50 | 50
None | Per Unit Incentives | Efficient clothes washer ¦ Instant Savings | TRC | 75 | 75 | 75
None | Per Unit Incentives | Efficient refrigerator ¦ Instant Savings | TRC | 75 | 75 | 75
None | Per Unit Incentives | Electric Combination Oven ¦ Business Energy Rebates | TRC | 1400 | 1400 | 1400
None | Per Unit Incentives | Electric Combination Oven with Gas ¦ Business Energy Rebates | TRC | 2000 | 2000 | 2000
None | Per Unit Incentives | Electric Convection Oven ¦ Business Energy Rebates | TRC | 400 | 400 | 400
None | Per Unit Incentives | Electric Convection Oven with Gas ¦ Business Energy Rebates | TRC | 2000 | 2000 | 2000
None | Per Unit Incentives | Electric Fryer Replacement with Gas ¦ Business Energy Rebates | TRC | 2000 | 2000 | 2000
None | Per Unit Incentives | Electric Griddle Replacement with Gas ¦ Business Energy Rebates | TRC | 2500 | 2500 | 2500
None | Per Unit Incentives | Electric Steam Cooker ¦ Business Energy Rebates | TRC | 900 | 900 | 900
None | Per Unit Incentives | Electric Steam Cooker Replacement with Gas ¦ Business Energy Rebates | TRC | 1800 | 1800 | 1800
None | Per Unit Incentives | Electric to Natural Gas - Water Heater ¦ Business Energy Rebates | TRC | 1000 | 1000 | 1000
None | Per Unit Incentives | Energy Management Information Systems ¦ EMIS | TRC | 70000 | 70000 | 70000
None | Per Unit Incentives | Energy Star Dryer ¦ Instant Savings | TRC | 75 | 75 | 75
None | Per Unit Incentives | ENERGY STAR Pool Pump ¦ Business Energy Rebates | TRC | 350 | 350 | 350
None | Per Unit Incentives | ENERGY STAR Uninteruptible Power Supplies (UPS) ¦ Business Energy Rebates | TRC | 1300 | 1300 | 1300
None | Per Unit Incentives | ENERGY STAR Washing Machine ¦ Business Energy Rebates | TRC | 150 | 150 | 150
None | Per Unit Incentives | Evaporator Fan Motor Controls ¦ Business Energy Rebates | TRC | 500 | 500 | 500
None | Per Unit Incentives | Faucet Aerators - MURB ¦ Efficient Products Installation | TRC | 0 | 0 | 0
None | Per Unit Incentives | Faucet Aerators ¦ Efficient Products Installation | TRC | 0 | 0 | 0
None | Per Unit Incentives | Flood Luminaire (10000 lumen) ¦ Business Energy Rebates | TRC | 100 | 100 | 100
None | Per Unit Incentives | Flood Luminaire (10000 lumen) ¦ Small Business Energy Solutions | TRC | 209.3031 | 191.1028 | 182.0027
None | Per Unit Incentives | Flood Luminaire (48000 lumen) ¦ Business Energy Rebates | TRC | 480 | 480 | 480
None | Per Unit Incentives | Flood Luminaire (48000 lumen) ¦ Small Business Energy Solutions | TRC | 686.9461 | 627.2116 | 597.3444
None | Per Unit Incentives | Four Pin Replacement Lamps for CFLs ¦ Business Energy Rebates | TRC | 5 | 5 | 5
None | Per Unit Incentives | Four Pin Replacement Lamps for CFLs ¦ Small Business Energy Solutions | TRC | 17.7503 | 16.2067 | 15.435
None | Per Unit Incentives | Freezer replacement (Low income only) ¦ Appliance Retirement | TRC | 0 | 0 | 0
None | Per Unit Incentives | Freezer replacement (Low income only) ¦ First Nations Home Retrofits | TRC | 0 | 0 | 0
None | Per Unit Incentives | Freezer replacement ¦ Appliance Retirement | TRC | 200 | 200 | 200
None | Per Unit Incentives | Freezer retirement ¦ Appliance Retirement | TRC | 145.4569 | 147.5351 | 149.6507
None | Per Unit Incentives | Fridge replacement ¦ Appliance Retirement | TRC | 350 | 350 | 350
None | Per Unit Incentives | Fuel Pump Canopy Luminaire (4000 lumen) ¦ Small Business Energy Solutions | TRC | 53.1683 | 48.545 | 46.2333
None | Per Unit Incentives | General Use Lamp (A,G Types) ¦ Small Business Energy Solutions | TRC | 4.3659 | 3.6383 | 2.9106
None | Per Unit Incentives | Glass Door Freezer ¦ Small Business Energy Solutions | TRC | 500 | 500 | 500
None | Per Unit Incentives | Glass Door Refrigerator ¦ Business Energy Rebates | TRC | 160 | 160 | 160
None | Per Unit Incentives | Glass Door Refrigerator ¦ Small Business Energy Solutions | TRC | 232.2 | 247.68 | 255.42
None | Per Unit Incentives | Ground Source Heat Pump (60kBTU/hr) ¦ Business Energy Rebates | TRC | 6000 | 6000 | 6000
None | Per Unit Incentives | Ground Source Heat Pump (60kBTU/hr) ¦ Small Business Energy Solutions | TRC | 7410.9328 | 6766.5039 | 6444.2894
None | Per Unit Incentives | GSHP ¦ Green Heat | TRC | 4000 | 4000 | 4000
None | Per Unit Incentives | Heat Pump Clothes Dryer ¦ Business Energy Rebates | TRC | 350 | 350 | 350
None | Per Unit Incentives | Heat Pump Dryer (ventless) ¦ Instant Savings | TRC | 300 | 300 | 300
None | Per Unit Incentives | Heat Pump Water Heater ¦ Business Energy Rebates | TRC | 700 | 700 | 700
None | Per Unit Incentives | Heat Pump Water Heater ¦ First Nations Home Retrofits | TRC | 0 | 0 | 0
None | Per Unit Incentives | Heat Pump Water Heater ¦ Green Heat | TRC | 400 | 400 | 400
None | Per Unit Incentives | Heat Pump Water Heater ¦ Home Energy Assessment | TRC | 600.9131 | 600.9131 | 600.9131
None | Per Unit Incentives | Heat Pump Water Heater ¦ Small Business Energy Solutions | TRC | 806.6856 | 860.4646 | 887.3542
None | Per Unit Incentives | Heat Reclaimer Unit (Agriculture) ¦ Business Energy Rebates | TRC | 2500 | 2500 | 2500
None | Per Unit Incentives | Heat Reclaimer Unit (Agriculture) ¦ Small Business Energy Solutions | TRC | 3430.2 | 3658.88 | 3773.22
None | Per Unit Incentives | Heavy duty timer ¦ Instant Savings | TRC | 6 | 6 | 6
None | Per Unit Incentives | High Bay Luminaire (15 000 lumen) ¦ Business Energy Rebates | TRC | 70 | 70 | 65
None | Per Unit Incentives | High Bay Luminaire (15 000 lumen) ¦ Small Business Energy Solutions | TRC | 100.5171 | 91.7765 | 87.4062
None | Per Unit Incentives | High Bay Luminaire (35 000 lumen) ¦ Small Business Energy Solutions | TRC | 234.54 | 214.1452 | 203.9478
None | Per Unit Incentives | High Efficiency Circulator Pump 1.5kW ¦ Business Energy Rebates | TRC | 500 | 500 | 500
None | Per Unit Incentives | High Efficiency Circulator Pump 100W ¦ Business Energy Rebates | TRC | 80 | 80 | 80
None | Per Unit Incentives | High Efficiency Circulator Pump 300W ¦ Business Energy Rebates | TRC | 160 | 160 | 160
None | Per Unit Incentives | High Volume Low Speed Fan (Agriculture) ¦ Business Energy Rebates | TRC | 2500 | 2500 | 2500
None | Per Unit Incentives | High Volume Low Speed Fan (Agriculture) ¦ Small Business Energy Solutions | TRC | 4053.816 | 4324.0704 | 4459.1976
None | Per Unit Incentives | Holiday Lights Exchange - MURB ¦ Efficient Products Installation | TRC | 0 | 0 | 0
None | Per Unit Incentives | Holiday Lights Exchange ¦ Efficient Products Installation | TRC | 0 | 0 | 0
None | Per Unit Incentives | Hot Water Tank Wrap - MURB ¦ Efficient Products Installation | TRC | 0 | 0 | 0
None | Per Unit Incentives | Hot Water Tank Wrap ¦ Efficient Products Installation | TRC | 0 | 0 | 0
None | Per Unit Incentives | HVAC Hotel Occupancy Sensor ¦ Business Energy Rebates | TRC | 90 | 90 | 90
None | Per Unit Incentives | Hybrid Heat Pump Dryer ¦ Instant Savings | TRC | 100 | 100 | 100
None | Per Unit Incentives | Ice-Making Head ¦ Business Energy Rebates | TRC | 145 | 145 | 145
None | Per Unit Incentives | Indoor motion sensor ¦ Instant Savings | TRC | 5 | 5 | 5
None | Per Unit Incentives | Large Commercial/Industrial ETS System ¦ ETS Business Energy Rebates | TRC | 6000 | 6000 | 6000
None | Per Unit Incentives | LED - ENERGY STAR Fixture with Motion Sensor ¦ Instant Savings | TRC | 10 | 10 | 10
None | Per Unit Incentives | LED - ENERGY STAR Fixture without Motion Sensor ¦ Instant Savings | TRC | 10 | 10 | 10
None | Per Unit Incentives | LED - Other ¦ Instant Savings | TRC | 2.01 | 2.01 | 2.01
None | Per Unit Incentives | LED - R, BR and Decorative ¦ Instant Savings | TRC | 1.86 | 1.86 | 1.86
None | Per Unit Incentives | LED - Recessed downlight ¦ Instant Savings | TRC | 6 | 6 | 6
None | Per Unit Incentives | LED Nightlights - MURB ¦ Efficient Products Installation | TRC | 0 | 0 | 0
None | Per Unit Incentives | LED Nightlights ¦ Efficient Products Installation | TRC | 0 | 0 | 0
None | Per Unit Incentives | LED Replacement Lamps for HID (10000 lumen) ¦ Business Energy Rebates | TRC | 60 | 60 | 60
None | Per Unit Incentives | LED Replacement Lamps for HID (10000 lumen) ¦ Small Business Energy Solutions | TRC | 139.9167 | 127.75 | 121.6667
None | Per Unit Incentives | LED Replacement Lamps for HID (4000 lumen) ¦ Business Energy Rebates | TRC | 30 | 30 | 30
None | Per Unit Incentives | LED Replacement Lamps for HID (4000 lumen) ¦ Small Business Energy Solutions | TRC | 55.9667 | 51.1 | 48.6667
None | Per Unit Incentives | LED Troffer (1x4) ¦ Business Energy Rebates | TRC | 25 | 25 | 25
None | Per Unit Incentives | LED Troffer (1x4) ¦ Small Business Energy Solutions | TRC | 34.8918 | 31.8577 | 30.3407
None | Per Unit Incentives | LED Troffer (2x2) ¦ Business Energy Rebates | TRC | 25 | 25 | 25
None | Per Unit Incentives | LED Troffer (2x2) ¦ Small Business Energy Solutions | TRC | 27.8659 | 25.4428 | 24.2312
None | Per Unit Incentives | LED Troffer (4x2) ¦ Business Energy Rebates | TRC | 30 | 30 | 30
None | Per Unit Incentives | LED Troffer (4x2) ¦ Small Business Energy Solutions | TRC | 46.4347 | 42.3969 | 40.378
None | Per Unit Incentives | LED Wall Sconce (1200 lumen) ¦ Small Business Energy Solutions | TRC | 58.3222 | 53.2507 | 50.715
None | Per Unit Incentives | Linear Ambient Luminaire (10000 lumen) ¦ Business Energy Rebates | TRC | 50 | 50 | 50
None | Per Unit Incentives | Linear Ambient Luminaire (10000 lumen) ¦ Small Business Energy Solutions | TRC | 98.9843 | 90.377 | 86.0733
None | Per Unit Incentives | Linear Ambient Luminaire (2000 lumen) ¦ Business Energy Rebates | TRC | 10 | 10 | 10
None | Per Unit Incentives | Linear Ambient Luminaire (2000 lumen) ¦ Small Business Energy Solutions | TRC | 10.6181 | 9.6948 | 9.2332
None | Per Unit Incentives | Linear Ambient Luminaire (4000 lumen) ¦ Business Energy Rebates | TRC | 15 | 15 | 15
None | Per Unit Incentives | Linear Ambient Luminaire (4000 lumen) ¦ Small Business Energy Solutions | TRC | 19.55 | 17.85 | 17
None | Per Unit Incentives | Linear Ambient Luminaire (8000 lumen) ¦ Business Energy Rebates | TRC | 30 | 30 | 30
None | Per Unit Incentives | Linear Ambient Luminaire (8000 lumen) ¦ Small Business Energy Solutions | TRC | 42.1472 | 38.4822 | 36.6497
None | Per Unit Incentives | Linear Replacement Lamp (2 foot) ¦ Business Energy Rebates | TRC | 2.5 | 2.5 | 2.5
None | Per Unit Incentives | Linear Replacement Lamp (2 foot) ¦ Small Business Energy Solutions | TRC | 4.8278 | 4.408 | 4.1981
None | Per Unit Incentives | Linear Replacement Lamp (4 foot) ¦ Business Energy Rebates | TRC | 4 | 3.5 | 3.5
None | Per Unit Incentives | Linear Replacement Lamp (4 foot) ¦ Small Business Energy Solutions | TRC | 8.9743 | 8.194 | 7.8038
None | Per Unit Incentives | Low-bay Luminaire (10,000 lumen) ¦ Business Energy Rebates | TRC | 50 | 50 | 50
None | Per Unit Incentives | Low-bay Luminaire (10,000 lumen) ¦ Small Business Energy Solutions | TRC | 121.4331 | 110.8737 | 105.594
None | Per Unit Incentives | Low-bay Luminaire (5000 lumen) ¦ Business Energy Rebates | TRC | 30 | 30 | 30
None | Per Unit Incentives | Low-flow showerhead - 0.5 gpm Reduction - MURB ¦ Efficient Products Installation | TRC | 0 | 0 | 0
None | Per Unit Incentives | Low-flow showerhead - 0.5 gpm Reduction ¦ Efficient Products Installation | TRC | 0 | 0 | 0
None | Per Unit Incentives | Low-flow showerhead - 1.0 gpm Reduction - MURB ¦ Efficient Products Installation | TRC | 0 | 0 | 0
None | Per Unit Incentives | Low-flow showerhead - 1.0 gpm Reduction ¦ Efficient Products Installation | TRC | 0 | 0 | 0
None | Per Unit Incentives | Low-flow showerhead -0.75 gpm Reduction - MURB ¦ Efficient Products Installation | TRC | 0 | 0 | 0
None | Per Unit Incentives | Low-flow showerhead -0.75 gpm Reduction ¦ Efficient Products Installation | TRC | 0 | 0 | 0
None | Per Unit Incentives | Low/Zero Energy Livestock Waterer ¦ Business Energy Rebates | TRC | 300 | 300 | 300
None | Per Unit Incentives | Luminaire Level Lighting Control (LLLC) - High Impact Application ¦ Business Energy Rebates | TRC | 40 | 40 | 40
None | Per Unit Incentives | Luminaire Level Lighting Control (LLLC) - Low Impact Application ¦ Business Energy Rebates | TRC | 85 | 85 | 85
None | Per Unit Incentives | Medium Commercial ETS System ¦ ETS Business Energy Rebates | TRC | 3000 | 3000 | 3000
None | Per Unit Incentives | Medium Commercial ETS System ¦ ETS Small Business Energy Solutions | TRC | 3999.9 | 3999.9 | 3999.9
None | Per Unit Incentives | Milk Pre-cooler ¦ Business Energy Rebates | TRC | 1500 | 1500 | 1500
None | Per Unit Incentives | Mini freezer retirement ¦ Appliance Retirement | TRC | 67.7336 | 68.7728 | 69.8307
None | Per Unit Incentives | Mini fridge retirement ¦ Appliance Retirement | TRC | 67.7336 | 68.7728 | 69.8307
None | Per Unit Incentives | Motion sensor with dimmer switch ¦ Instant Savings | TRC | 5 | 5 | 5
None | Per Unit Incentives | MSHP - Fully Electrical ¦ Green Heat | TRC | 200 | 200 | 200
None | Per Unit Incentives | MSHP - Mainly Electrical ¦ Green Heat | TRC | 200 | 200 | 200
None | Per Unit Incentives | Multi-Tank Conveyor Dishwasher - High Temp ¦ Business Energy Rebates | TRC | 1500 | 1500 | 1500
None | Per Unit Incentives | Multi-Tank Conveyor Dishwasher - High Temp ¦ Small Business Energy Solutions | TRC | 8222.2791 | 8770.4311 | 9044.507
None | Per Unit Incentives | Multi-Tank Conveyor Dishwasher - Low Temp ¦ Business Energy Rebates | TRC | 1100 | 1100 | 1100
None | Per Unit Incentives | Multi-Tank Conveyor Dishwasher - Low Temp ¦ Small Business Energy Solutions | TRC | 5643.3609 | 6019.5849 | 6207.697
None | Per Unit Incentives | Natural Barn Ventiliation - Year-Round ¦ Business Energy Rebates | TRC | 1000 | 1000 | 1000
None | Per Unit Incentives | Networked/ Connected - Indoor LED Lamp ¦ Instant Savings | TRC | 32.6306 | 32.6306 | 32.6306
None | Per Unit Incentives | Networked/Connected - High Impact Application ¦ Business Energy Rebates | TRC | 50 | 50 | 50
None | Per Unit Incentives | Networked/Connected - Low Impact Application ¦ Business Energy Rebates | TRC | 95 | 95 | 95
None | Per Unit Incentives | No-Loss Drain ¦ Business Energy Rebates | TRC | 160 | 160 | 160
None | Per Unit Incentives | Occupancy Sensor (Ceiling Mounted) ¦ Business Energy Rebates | TRC | 50 | 50 | 50
None | Per Unit Incentives | Occupancy Sensor (Ceiling Mounted) ¦ Small Business Energy Solutions | TRC | 111.2694 | 101.5938 | 96.756
None | Per Unit Incentives | Occupancy Sensor (Wall Mounted) ¦ Business Energy Rebates | TRC | 60 | 60 | 60
None | Per Unit Incentives | Occupancy Sensor (Wall Mounted) ¦ Small Business Energy Solutions | TRC | 99.75 | 91.0761 | 86.7391
None | Per Unit Incentives | Occupancy Sensor (Exterior) ¦ Business Energy Rebates | TRC | 10 | 10 | 10
None | Per Unit Incentives | Open to Closed Cooler Conversion ¦ Business Energy Rebates | TRC | 3500 | 3500 | 3500
None | Per Unit Incentives | Open to Closed Cooler Conversion ¦ Small Business Energy Solutions | TRC | 5475 | 5840 | 6022.5
None | Per Unit Incentives | Outdoor motion sensor ¦ Instant Savings | TRC | 5 | 5 | 5
None | Per Unit Incentives | Outside Air Economizer ¦ Business Energy Rebates | TRC | 2000 | 2000 | 2000
None | Per Unit Incentives | Packaged Terminal Heat Pump (12kBTU/hr) ¦ Business Energy Rebates | TRC | 600 | 600 | 600
None | Per Unit Incentives | Parking Garage Luminaire (4000 lumen) ¦ Small Business Energy Solutions | TRC | 54.5167 | 51.1 | 48.6667
None | Per Unit Incentives | Pellet Boiler/Furnace ¦ Green Heat | TRC | 3500 | 3500 | 3500
None | Per Unit Incentives | Pellet Stove ¦ Green Heat | TRC | 1000 | 1000 | 1000
None | Per Unit Incentives | Pipe Insulation - MURB ¦ Efficient Products Installation | TRC | 0 | 0 | 0
None | Per Unit Incentives | Pipe Insulation ¦ Efficient Products Installation | TRC | 0 | 0 | 0
None | Per Unit Incentives | Pole/Arm-Mounted Area Luminaire (20000 lumen) ¦ Business Energy Rebates | TRC | 160 | 120 | 120
None | Per Unit Incentives | Pole/Arm-Mounted Area Luminaire (20000 lumen) ¦ Small Business Energy Solutions | TRC | 83.95 | 76.65 | 73
None | Per Unit Incentives | Pole/Arm-Mounted Area Luminaire (4000 lumen) ¦ Small Business Energy Solutions | TRC | 16.79 | 15.33 | 14.6
None | Per Unit Incentives | Pole/Arm-Mounted Area Luminaire (60000 lumen) ¦ Business Energy Rebates | TRC | 250 | 200 | 200
None | Per Unit Incentives | Pole/Arm-Mounted Decorative Luminaire (1500 lumen) ¦ Small Business Energy Solutions | TRC | 22.6665 | 20.6955 | 19.71
None | Per Unit Incentives | Pole/Arm-Mounted Decorative Luminaire (5000 lumen) ¦ Business Energy Rebates | TRC | 75 | 75 | 75
None | Per Unit Incentives | Pole/Arm-Mounted Decorative Luminaire (5000 lumen) ¦ Small Business Energy Solutions | TRC | 75.555 | 68.985 | 65.7
None | Per Unit Incentives | Pot, Pan and Utensil Dishwasher - High Temp ¦ Business Energy Rebates | TRC | 500 | 500 | 500
None | Per Unit Incentives | Power bar with timer ¦ Instant Savings | TRC | 5 | 5 | 5
None | Per Unit Incentives | Premium High Bay Luminaire (15 000 lumen) ¦ Business Energy Rebates | TRC | 100 | 80 | 80
None | Per Unit Incentives | Premium High Bay Luminaire (15 000 lumen) ¦ Small Business Energy Solutions | TRC | 118.6731 | 108.3537 | 103.194
None | Per Unit Incentives | Premium High Bay Luminaire (35 000 lumen) ¦ Business Energy Rebates | TRC | 250 | 220 | 220
None | Per Unit Incentives | Premium High Bay Luminaire (35 000 lumen) ¦ Small Business Energy Solutions | TRC | 276.9039 | 252.8253 | 240.786
None | Per Unit Incentives | Premium High Bay Luminaire (60 000 lumen) ¦ Business Energy Rebates | TRC | 450 | 450 | 400
None | Per Unit Incentives | Programmable thermostat ¦ Instant Savings | TRC | 9.3 | 9.3 | 9.3
None | Per Unit Incentives | Programmable Thermostats ¦ First Nations Home Retrofits | TRC | 0 | 0 | 0
None | Per Unit Incentives | Range / Stove replacement ¦ Appliance Retirement | TRC | 200 | 200 | 200
None | Per Unit Incentives | Reflector Lamp (MR16) ¦ Small Business Energy Solutions | TRC | 5.4904 | 4.5754 | 3.6603
None | Per Unit Incentives | Reflector Lamp (PAR38) ¦ Small Business Energy Solutions | TRC | 7.4088 | 6.174 | 4.9392
None | Per Unit Incentives | Refrigerated Case Luminaire ¦ Business Energy Rebates | TRC | 60 | 60 | 60
None | Per Unit Incentives | Refrigerated Case Luminaire ¦ Small Business Energy Solutions | TRC | 85.965 | 78.4898 | 74.7522
None | Per Unit Incentives | Refrigerator replacement (Low income only) ¦ Appliance Retirement | TRC | 0 | 0 | 0
None | Per Unit Incentives | Refrigerator replacement (Low income only) ¦ First Nations Home Retrofits | TRC | 0 | 0 | 0
None | Per Unit Incentives | Refrigerator retirement ¦ Appliance Retirement | TRC | 145.4569 | 147.5351 | 149.6507
None | Per Unit Incentives | Remote Condensing Unit ¦ Business Energy Rebates | TRC | 240 | 240 | 240
None | Per Unit Incentives | Residential DHW Timer ¦ ETS Green Heat | TRC | 50 | 50 | 50
None | Per Unit Incentives | Residential ETS System (Central) ¦ ETS Green Heat | TRC | 1500 | 1500 | 1500
None | Per Unit Incentives | Residential ETS System (Central) ¦ ETS Home Energy Assessment | TRC | 2000 | 2000 | 2000
None | Per Unit Incentives | Residential ETS System (Room) ¦ ETS Green Heat | TRC | 750 | 750 | 750
None | Per Unit Incentives | Residential ETS System (Room) ¦ ETS Home Energy Assessment | TRC | 1000 | 1000 | 1000
None | Per Unit Incentives | Room air purifier ¦ Instant Savings | TRC | 40 | 40 | 40
None | Per Unit Incentives | Server Virtualization and Decommissioning ¦ Business Energy Rebates | TRC | 400 | 400 | 400
None | Per Unit Incentives | Single-Tank Door type Dishwasher - High Temp ¦ Business Energy Rebates | TRC | 800 | 800 | 800
None | Per Unit Incentives | Single-Tank Door type Dishwasher - Low Temp ¦ Business Energy Rebates | TRC | 1000 | 1000 | 1000
None | Per Unit Incentives | Single -Tank Conveyor Dishwasher - High Temp ¦ Business Energy Rebates | TRC | 1000 | 1000 | 1000
None | Per Unit Incentives | Single -Tank Conveyor Dishwasher - Low Temp ¦ Business Energy Rebates | TRC | 800 | 800 | 800
None | Per Unit Incentives | Single Heat Pad (Agriculture) ¦ Business Energy Rebates | TRC | 60 | 60 | 60
None | Per Unit Incentives | Small Commercial ETS Sytem ¦ ETS Business Energy Rebates | TRC | 1500 | 1500 | 1500
None | Per Unit Incentives | Small Commercial ETS Sytem ¦ ETS Small Business Energy Solutions | TRC | 1999.95 | 1999.95 | 1999.95
None | Per Unit Incentives | Smart power bar ¦ Instant Savings | TRC | 10 | 10 | 10
None | Per Unit Incentives | Smart Power Controllers - MURB ¦ Efficient Products Installation | TRC | 0 | 0 | 0
None | Per Unit Incentives | Smart Power Controllers ¦ Efficient Products Installation | TRC | 0 | 0 | 0
None | Per Unit Incentives | Solar air heating ¦ Green Heat | TRC | 300 | 300 | 300
None | Per Unit Incentives | Solar Domestic Hot Water ¦ Green Heat | TRC | 800 | 800 | 800
None | Per Unit Incentives | Solar Domestic Hot Water ¦ Home Energy Assessment | TRC | 1502.2828 | 1502.2828 | 1502.2828
None | Per Unit Incentives | Solid Door Freezer ¦ Business Energy Rebates | TRC | 300 | 300 | 300
None | Per Unit Incentives | Solid Door Freezer ¦ Small Business Energy Solutions | TRC | 556.2 | 593.28 | 611.82
None | Per Unit Incentives | Solid Door Refrigerator ¦ Business Energy Rebates | TRC | 140 | 140 | 140
None | Per Unit Incentives | Solid Door Refrigerator ¦ Small Business Energy Solutions | TRC | 195.9 | 208.96 | 215.49
None | Per Unit Incentives | Standard Capacity Electric Fryer ¦ Business Energy Rebates | TRC | 500 | 500 | 500
None | Per Unit Incentives | Standard Capacity Electric Fryer ¦ Small Business Energy Solutions | TRC | 937.8 | 1000.32 | 1031.58
None | Per Unit Incentives | Strategic Energy Management ¦ SEM | TRC | 115000 | 115000 | 115000
None | Per Unit Incentives | Strip-Curtains for Display Cases ¦ Business Energy Rebates | TRC | 48 | 48 | 48
None | Per Unit Incentives | Strip-Curtains for Display Cases ¦ Small Business Energy Solutions | TRC | 87.5835 | 93.4224 | 96.3419
None | Per Unit Incentives | Track/Mono-point Direction Luminaire ¦ Business Energy Rebates | TRC | 15 | 15 | 15
None | Per Unit Incentives | Unconverted D ¦ Home Energy Assessment | TRC | 321 | 321 | 321
None | Per Unit Incentives | Under-Counter Dishwasher - HighTemp ¦ Business Energy Rebates | TRC | 500 | 500 | 500
None | Per Unit Incentives | Under-Counter Dishwasher - Low Temp ¦ Business Energy Rebates | TRC | 200 | 200 | 200
None | Per Unit Incentives | Variable Speed Kitchen Exhaust Fan ¦ Business Energy Rebates | TRC | 2500 | 2500 | 2500
None | Per Unit Incentives | Variable Speed Kitchen Exhaust Fan ¦ Small Business Energy Solutions | TRC | 5963.72 | 5963.72 | 5963.72
None | Per Unit Incentives | Ventilation Fan (Agriculture) ¦ Business Energy Rebates | TRC | 65 | 65 | 65
None | Per Unit Incentives | VFD - 10 hp - Institutional - Make-up Air Fan ¦ Business Energy Rebates | TRC | 1200 | 1200 | 1200
None | Per Unit Incentives | VFD - 10 hp - Retail - Supply Fan ¦ Business Energy Rebates | TRC | 1600 | 1600 | 1600
None | Per Unit Incentives | VFD - 20 hp - Institutional - Chilled Water Pump ¦ Business Energy Rebates | TRC | 3500 | 3500 | 3500
None | Per Unit Incentives | VFD - 20 hp - Retail - Exhaust Fan ¦ Business Energy Rebates | TRC | 7000 | 7000 | 7000
None | Per Unit Incentives | VFD - 30 hp - Institutional - Make-up Air Fan ¦ Business Energy Rebates | TRC | 3000 | 3000 | 3000
None | Per Unit Incentives | VFD - 30 hp - Retail - Supply Fan ¦ Business Energy Rebates | TRC | 3000 | 3000 | 3000
None | Per Unit Incentives | VFD - 40 hp - Warehousing - Exhaust Fan ¦ Business Energy Rebates | TRC | 15000 | 15000 | 15000
None | Per Unit Incentives | VFD - 5 hp - Institutional - Chilled Water Pump ¦ Business Energy Rebates | TRC | 750 | 750 | 750
None | Per Unit Incentives | VFD - 5 hp - Retail - Exhaust Fan ¦ Business Energy Rebates | TRC | 2000 | 2000 | 2000
None | Per Unit Incentives | VFD Milk Transfer Pump ¦ Business Energy Rebates | TRC | 500 | 500 | 500
None | Per Unit Incentives | VFD Milk Transfer Pump ¦ Small Business Energy Solutions | TRC | 763.8 | 814.72 | 840.18
None | Per Unit Incentives | VFD Milk Vacuum Pump ¦ Business Energy Rebates | TRC | 1800 | 1800 | 1800
None | Per Unit Incentives | VFD Milk Vacuum Pump ¦ Small Business Energy Solutions | TRC | 2678.223 | 2856.7712 | 2946.0453
None | Per Unit Incentives | Wall Mounted Area Luminaire (1000 lumen) ¦ Business Energy Rebates | TRC | 15 | 15 | 15
None | Per Unit Incentives | Wall Mounted Area Luminaire (1000 lumen) ¦ Small Business Energy Solutions | TRC | 42.3108 | 38.6316 | 36.792
None | Per Unit Incentives | Wall Mounted Area Luminaire (10000 lumen) ¦ Business Energy Rebates | TRC | 40 | 40 | 40
None | Per Unit Incentives | Wall Mounted Area Luminaire (10000 lumen) ¦ Small Business Energy Solutions | TRC | 45.333 | 41.391 | 39.42
None | Per Unit Incentives | Wall Wash Luminaire (1000 lumen) ¦ Business Energy Rebates | TRC | 10 | 10 | 10
None | Per Unit Incentives | Wall wash luminaire (1500 lumen) ¦ Business Energy Rebates | TRC | 20 | 20 | 20
None | Per Unit Incentives | Whole Home - tier 0 (22% better than code on average) ¦ New Home Construction | TRC | 500 | 500 | 500
None | Per Unit Incentives | Whole home - tier 1 (45% better than code target) ¦ New Home Construction | TRC | 2500 | 2500 | 2500
None | Per Unit Incentives | Whole home - tier 2 (60% better than code target) ¦ New Home Construction | TRC | 5550 | 5550 | 5550
None | Per Unit Incentives | Whole home - tier 3 (70% better than code target) ¦ New Home Construction | TRC | 7650 | 7650 | 7650
None | Per Unit Incentives | Whole Home ¦ Home Energy Assessment | TRC | 1888.3394 | 1888.3394 | 1888.3394
None | Per Unit Incentives | Whole Home First Nations Retrofit ¦ First Nations Home Retrofits | TRC | 0 | 0 | 0
None | Per Unit Incentives | Wood Boiler/Furnace ¦ Green Heat | TRC | 3500 | 3500 | 3500
None | Per Unit Incentives | Wood Stove ¦ Green Heat | TRC | 1000 | 1000 | 1000
None | Per Unit Incentives | Zero-Energy Doors for Reach-In Coolers ¦ Small Business Energy Solutions | TRC | 347.13 | 370.272 | 381.843
None | Per Unit Incremental Cost | 1/2 Size Hot Food Holding Cabinet ¦ Business Energy Rebates | TRC | 506.73 | 506.73 | 506.73
None | Per Unit Incremental Cost | 11W Replacing 60W - MURB ¦ Efficient Products Installation | TRC | 0 | 0 | 0
None | Per Unit Incremental Cost | 11W Replacing 60W ¦ Efficient Products Installation | TRC | 0 | 0 | 0
None | Per Unit Incremental Cost | 18W Replacing 100W - MURB ¦ Efficient Products Installation | TRC | 0 | 0 | 0
None | Per Unit Incremental Cost | 18W Replacing 100W ¦ Efficient Products Installation | TRC | 0 | 0 | 0
None | Per Unit Incremental Cost | 18W Replacing 75W - MURB ¦ Efficient Products Installation | TRC | 0 | 0 | 0
None | Per Unit Incremental Cost | 18W Replacing 75W ¦ Efficient Products Installation | TRC | 0 | 0 | 0
None | Per Unit Incremental Cost | 5W Chandelier E12 - MURB ¦ Efficient Products Installation | TRC | 0 | 0 | 0
None | Per Unit Incremental Cost | 5W Chandelier E12 ¦ Efficient Products Installation | TRC | 0 | 0 | 0
None | Per Unit Incremental Cost | 7W G25 - MURB ¦ Efficient Products Installation | TRC | 0 | 0 | 0
None | Per Unit Incremental Cost | 7W G25 ¦ Efficient Products Installation | TRC | 0 | 0 | 0
None | Per Unit Incremental Cost | 7W GU10 Replacing 35W - MURB ¦ Efficient Products Installation | TRC | 0 | 0 | 0
None | Per Unit Incremental Cost | 7W GU10 Replacing 35W ¦ Efficient Products Installation | TRC | 0 | 0 | 0
None | Per Unit Incremental Cost | 7W GU10 Replacing 50W - MURB ¦ Efficient Products Installation | TRC | 0 | 0 | 0
None | Per Unit Incremental Cost | 7W GU10 Replacing 50W ¦ Efficient Products Installation | TRC | 0 | 0 | 0
None | Per Unit Incremental Cost | 9.5W Replacing 100W - MURB ¦ Efficient Products Installation | TRC | 0 | 0 | 0
None | Per Unit Incremental Cost | 9.5W Replacing 100W ¦ Efficient Products Installation | TRC | 0 | 0 | 0
None | Per Unit Incremental Cost | 9.5W Replacing 40W - MURB ¦ Efficient Products Installation | TRC | 0 | 0 | 0
None | Per Unit Incremental Cost | 9.5W Replacing 40W ¦ Efficient Products Installation | TRC | 0 | 0 | 0
None | Per Unit Incremental Cost | 9.5W Replacing 60W - MURB ¦ Efficient Products Installation | TRC | 0 | 0 | 0
None | Per Unit Incremental Cost | 9.5W Replacing 60W ¦ Efficient Products Installation | TRC | 0 | 0 | 0
None | Per Unit Incremental Cost | 9W Replacing 100W - MURB ¦ Efficient Products Installation | TRC | 0 | 0 | 0
None | Per Unit Incremental Cost | 9W Replacing 100W ¦ Efficient Products Installation | TRC | 0 | 0 | 0
None | Per Unit Incremental Cost | 9W Replacing 40W - MURB ¦ Efficient Products Installation | TRC | 0 | 0 | 0
None | Per Unit Incremental Cost | 9W Replacing 40W ¦ Efficient Products Installation | TRC | 0 | 0 | 0
None | Per Unit Incremental Cost | 9W Replacing 60W - MURB ¦ Efficient Products Installation | TRC | 0 | 0 | 0
None | Per Unit Incremental Cost | 9W Replacing 60W ¦ Efficient Products Installation | TRC | 0 | 0 | 0
None | Per Unit Incremental Cost | Advanced Lighting Design (Performance Lighting) ¦ Business Energy Rebates | TRC | 1572.6585 | 1572.6585 | 1572.6585
None | Per Unit Incremental Cost | Air-Entraining Air Nozzle ¦ Business Energy Rebates | TRC | 58.52 | 58.52 | 58.52
None | Per Unit Incremental Cost | Air Conditioner retirement ¦ Appliance Retirement | TRC | 24.1567 | 24.1567 | 24.1567
None | Per Unit Incremental Cost | ASHP and AWHP - Electrical ¦ Green Heat | TRC | 11752 | 11752 | 11752
None | Per Unit Incremental Cost | Case Lighting for Sign Retrofits ¦ Business Energy Rebates | TRC | 721.525 | 721.525 | 721.525
None | Per Unit Incremental Cost | CEE Tier 2 Commercial Washing Machine ¦ Business Energy Rebates | TRC | 514.71 | 514.71 | 514.71
None | Per Unit Incremental Cost | CEE Tier 3 Commercial Washing Machine ¦ Business Energy Rebates | TRC | 554.61 | 554.61 | 554.61
None | Per Unit Incremental Cost | Circulation Fan (Agriculture) ¦ Business Energy Rebates | TRC | 199.5 | 199.5 | 199.5
None | Per Unit Incremental Cost | Clothes-line ¦ Instant Savings | TRC | 61.4161 | 61.4161 | 61.4161
None | Per Unit Incremental Cost | Clothes Dryer replacement ¦ Appliance Retirement | TRC | 920 | 920 | 920
None | Per Unit Incremental Cost | Clothes Dryers ¦ First Nations Home Retrofits | TRC | 0 | 0 | 0
None | Per Unit Incremental Cost | Clothes Washer replacement ¦ Appliance Retirement | TRC | 1070 | 1070 | 1070
None | Per Unit Incremental Cost | Clothes Washers ¦ First Nations Home Retrofits | TRC | 0 | 0 | 0
None | Per Unit Incremental Cost | Cold Climate Air-Source Heat Pump (24kBTU/hr) ¦ Business Energy Rebates | TRC | 6884.08 | 6884.08 | 6884.08
None | Per Unit Incremental Cost | Cold Climate Air-Source Heat Pump (24kBTU/hr) ¦ Small Business Energy Solutions | TRC | 6884.08 | 6884.08 | 6884.08
None | Per Unit Incremental Cost | Cold Climate Air-Source Heat Pump (48kBTU/hr) ¦ Business Energy Rebates | TRC | 13768.16 | 13768.16 | 13768.16
None | Per Unit Incremental Cost | Custom Energy Efficiency ¦ Affordable MultiFamily Renter | TRC | 459665 | 459665 | 459665
None | Per Unit Incremental Cost | Custom Energy Efficiency ¦ Custom Retrofit | TRC | 612886.6667 | 612886.6667 | 612886.6667
None | Per Unit Incremental Cost | Cycling Refrigerated Air Dryer - 50 CFM ¦ Business Energy Rebates | TRC | 563.255 | 563.255 | 563.255
None | Per Unit Incremental Cost | Dairy Scroll Compressor ¦ Business Energy Rebates | TRC | 1025.2305 | 1025.2305 | 1025.2305
None | Per Unit Incremental Cost | Daylighting Controls - Ceiling Mounted ¦ Business Energy Rebates | TRC | 148.7206 | 148.7206 | 148.7206
None | Per Unit Incremental Cost | Daylighting Controls - Switch-Mounted ¦ Business Energy Rebates | TRC | 148.7206 | 148.7206 | 148.7206
None | Per Unit Incremental Cost | Decorative Lamp ¦ Small Business Energy Solutions | TRC | 5.23 | 5.23 | 5.23
None | Per Unit Incremental Cost | Dehumidifier ¦ Instant Savings | TRC | 229.7557 | 229.7557 | 229.7557
None | Per Unit Incremental Cost | Dehumidifier replacement (Low income only) ¦ Appliance Retirement | TRC | 0 | 0 | 0
None | Per Unit Incremental Cost | Dehumidifier replacement (Low income only) ¦ First Nations Home Retrofits | TRC | 0 | 0 | 0
None | Per Unit Incremental Cost | Dimmer Switch ¦ Instant Savings | TRC | 14.0906 | 14.0906 | 14.0906
None | Per Unit Incremental Cost | Dishwasher replacement ¦ Appliance Retirement | TRC | 1050 | 1050 | 1050
None | Per Unit Incremental Cost | Door Heater Controls ¦ Business Energy Rebates | TRC | 1683.9263 | 1683.9263 | 1683.9263
None | Per Unit Incremental Cost | Double Heat Pad (Agriculture) ¦ Business Energy Rebates | TRC | 256.69 | 256.69 | 256.69
None | Per Unit Incremental Cost | Downlight Luminaire (1200 lumen) ¦ Small Business Energy Solutions | TRC | 65.7552 | 65.7552 | 65.7552
None | Per Unit Incremental Cost | Downlight Luminaire (3000 lumen) ¦ Small Business Energy Solutions | TRC | 164.388 | 164.388 | 164.388
None | Per Unit Incremental Cost | Downlight Luminaire (800 lumen) ¦ Small Business Energy Solutions | TRC | 43.8368 | 43.8368 | 43.8368
None | Per Unit Incremental Cost | Drain Water Heat Recovery ¦ First Nations Home Retrofits | TRC | 0 | 0 | 0
None | Per Unit Incremental Cost | Drain Water Heat Recovery ¦ Green Heat | TRC | 900 | 900 | 900
None | Per Unit Incremental Cost | Drain Water Heat Recovery ¦ Home Energy Assessment | TRC | 900 | 900 | 900
None | Per Unit Incremental Cost | Dual Enthalpy Economizer Controls ¦ Business Energy Rebates | TRC | 1264.83 | 1264.83 | 1264.83
None | Per Unit Incremental Cost | EC Motor for Refrigeration Applications ¦ Business Energy Rebates1 | TRC | 178.7653 | 178.7653 | 178.7653
None | Per Unit Incremental Cost | EC Motor for Refrigeration Applications ¦ Business Energy Rebates2 | TRC | 367.4125 | 367.4125 | 367.4125
None | Per Unit Incremental Cost | ECM Circulator Pump ¦ Instant Savings | TRC | 313.7612 | 313.7612 | 313.7612
None | Per Unit Incremental Cost | Efficient clothes washer ¦ Instant Savings | TRC | 269.7689 | 269.7689 | 269.7689
None | Per Unit Incremental Cost | Efficient refrigerator ¦ Instant Savings | TRC | 26 | 26 | 26
None | Per Unit Incremental Cost | Electric Combination Oven ¦ Business Energy Rebates | TRC | 2106.72 | 2106.72 | 2106.72
None | Per Unit Incremental Cost | Electric Combination Oven with Gas ¦ Business Energy Rebates | TRC | 14838.81 | 14838.81 | 14838.81
None | Per Unit Incremental Cost | Electric Convection Oven ¦ Business Energy Rebates | TRC | 1339.31 | 1339.31 | 1339.31
None | Per Unit Incremental Cost | Electric Convection Oven with Gas ¦ Business Energy Rebates | TRC | 5784.17 | 5784.17 | 5784.17
None | Per Unit Incremental Cost | Electric Fryer Replacement with Gas ¦ Business Energy Rebates | TRC | 2578.471 | 2578.471 | 2578.471
None | Per Unit Incremental Cost | Electric Griddle Replacement with Gas ¦ Business Energy Rebates | TRC | 4093.74 | 4093.74 | 4093.74
None | Per Unit Incremental Cost | Electric Steam Cooker ¦ Business Energy Rebates | TRC | 2834.23 | 2834.23 | 2834.23
None | Per Unit Incremental Cost | Electric Steam Cooker Replacement with Gas ¦ Business Energy Rebates | TRC | 11485.88 | 11485.88 | 11485.88
None | Per Unit Incremental Cost | Electric to Natural Gas - Water Heater ¦ Business Energy Rebates | TRC | 1859.34 | 1859.34 | 1859.34
None | Per Unit Incremental Cost | Energy Management Information Systems ¦ EMIS | TRC | 140000 | 140000 | 140000
None | Per Unit Incremental Cost | Energy Star Dryer ¦ Instant Savings | TRC | 127.3333 | 127.3333 | 127.3333
None | Per Unit Incremental Cost | ENERGY STAR Pool Pump ¦ Business Energy Rebates | TRC | 466.5773 | 466.5773 | 466.5773
None | Per Unit Incremental Cost | ENERGY STAR Uninteruptible Power Supplies (UPS) ¦ Business Energy Rebates | TRC | 42500 | 42500 | 42500
None | Per Unit Incremental Cost | ENERGY STAR Washing Machine ¦ Business Energy Rebates | TRC | 252.7 | 252.7 | 252.7
None | Per Unit Incremental Cost | Evaporator Fan Motor Controls ¦ Business Energy Rebates | TRC | 1641.22 | 1641.22 | 1641.22
None | Per Unit Incremental Cost | Faucet Aerators - MURB ¦ Efficient Products Installation | TRC | 0 | 0 | 0
None | Per Unit Incremental Cost | Faucet Aerators ¦ Efficient Products Installation | TRC | 0 | 0 | 0
None | Per Unit Incremental Cost | Flood Luminaire (10000 lumen) ¦ Business Energy Rebates | TRC | 354.046 | 354.046 | 354.046
None | Per Unit Incremental Cost | Flood Luminaire (10000 lumen) ¦ Small Business Energy Solutions | TRC | 354.046 | 354.046 | 354.046
None | Per Unit Incremental Cost | Flood Luminaire (48000 lumen) ¦ Business Energy Rebates | TRC | 1797.096 | 1797.096 | 1797.096
None | Per Unit Incremental Cost | Flood Luminaire (48000 lumen) ¦ Small Business Energy Solutions | TRC | 1797.096 | 1797.096 | 1797.096
None | Per Unit Incremental Cost | Four Pin Replacement Lamps for CFLs ¦ Business Energy Rebates | TRC | 22.876 | 22.876 | 22.876
None | Per Unit Incremental Cost | Four Pin Replacement Lamps for CFLs ¦ Small Business Energy Solutions | TRC | 22.876 | 22.876 | 22.876
None | Per Unit Incremental Cost | Freezer replacement (Low income only) ¦ Appliance Retirement | TRC | 0 | 0 | 0
None | Per Unit Incremental Cost | Freezer replacement (Low income only) ¦ First Nations Home Retrofits | TRC | 0 | 0 | 0
None | Per Unit Incremental Cost | Freezer replacement ¦ Appliance Retirement | TRC | 683.382 | 683.382 | 683.382
None | Per Unit Incremental Cost | Freezer retirement ¦ Appliance Retirement | TRC | 115.4569 | 115.4569 | 115.4569
None | Per Unit Incremental Cost | Fridge replacement ¦ Appliance Retirement | TRC | 900.417 | 900.417 | 900.417
None | Per Unit Incremental Cost | Fuel Pump Canopy Luminaire (4000 lumen) ¦ Small Business Energy Solutions | TRC | 54.5167 | 54.5167 | 54.5167
None | Per Unit Incremental Cost | General Use Lamp (A,G Types) ¦ Small Business Energy Solutions | TRC | 4.61 | 4.61 | 4.61
None | Per Unit Incremental Cost | Glass Door Freezer ¦ Small Business Energy Solutions | TRC | 0 | 0 | 0
None | Per Unit Incremental Cost | Glass Door Refrigerator ¦ Business Energy Rebates | TRC | 0 | 0 | 0
None | Per Unit Incremental Cost | Glass Door Refrigerator ¦ Small Business Energy Solutions | TRC | 0 | 0 | 0
None | Per Unit Incremental Cost | Ground Source Heat Pump (60kBTU/hr) ¦ Business Energy Rebates | TRC | 11736.45 | 11736.45 | 11736.45
None | Per Unit Incremental Cost | Ground Source Heat Pump (60kBTU/hr) ¦ Small Business Energy Solutions | TRC | 11736.45 | 11736.45 | 11736.45
None | Per Unit Incremental Cost | GSHP ¦ Green Heat | TRC | 20592 | 20592 | 20592
None | Per Unit Incremental Cost | Heat Pump Clothes Dryer ¦ Business Energy Rebates | TRC | 851.2 | 851.2 | 851.2
None | Per Unit Incremental Cost | Heat Pump Dryer (ventless) ¦ Instant Savings | TRC | 1095 | 1095 | 1095
None | Per Unit Incremental Cost | Heat Pump Water Heater ¦ Business Energy Rebates | TRC | 1012.13 | 1012.13 | 1012.13
None | Per Unit Incremental Cost | Heat Pump Water Heater ¦ First Nations Home Retrofits | TRC | 0 | 0 | 0
None | Per Unit Incremental Cost | Heat Pump Water Heater ¦ Green Heat | TRC | 2806.3 | 2806.3 | 2806.3
None | Per Unit Incremental Cost | Heat Pump Water Heater ¦ Home Energy Assessment | TRC | 2806.3 | 2806.3 | 2806.3
None | Per Unit Incremental Cost | Heat Pump Water Heater ¦ Small Business Energy Solutions | TRC | 1012.13 | 1012.13 | 1012.13
None | Per Unit Incremental Cost | Heat Reclaimer Unit (Agriculture) ¦ Business Energy Rebates | TRC | 4625.74 | 4625.74 | 4625.74
None | Per Unit Incremental Cost | Heat Reclaimer Unit (Agriculture) ¦ Small Business Energy Solutions | TRC | 4625.74 | 4625.74 | 4625.74
None | Per Unit Incremental Cost | Heavy duty timer ¦ Instant Savings | TRC | 24.2842 | 24.2842 | 24.2842
None | Per Unit Incremental Cost | High Bay Luminaire (15 000 lumen) ¦ Business Energy Rebates | TRC | 222.11 | 222.11 | 222.11
None | Per Unit Incremental Cost | High Bay Luminaire (15 000 lumen) ¦ Small Business Energy Solutions | TRC | 222.11 | 222.11 | 222.11
None | Per Unit Incremental Cost | High Bay Luminaire (35 000 lumen) ¦ Small Business Energy Solutions | TRC | 343.14 | 343.14 | 343.14
None | Per Unit Incremental Cost | High Efficiency Circulator Pump 1.5kW ¦ Business Energy Rebates | TRC | 3375.54 | 3375.54 | 3375.54
None | Per Unit Incremental Cost | High Efficiency Circulator Pump 100W ¦ Business Energy Rebates | TRC | 120.4448 | 120.4448 | 120.4448
None | Per Unit Incremental Cost | High Efficiency Circulator Pump 300W ¦ Business Energy Rebates | TRC | 1008.14 | 1008.14 | 1008.14
None | Per Unit Incremental Cost | High Volume Low Speed Fan (Agriculture) ¦ Business Energy Rebates | TRC | 4426.24 | 4426.24 | 4426.24
None | Per Unit Incremental Cost | High Volume Low Speed Fan (Agriculture) ¦ Small Business Energy Solutions | TRC | 4426.24 | 4426.24 | 4426.24
None | Per Unit Incremental Cost | Holiday Lights Exchange - MURB ¦ Efficient Products Installation | TRC | 0 | 0 | 0
None | Per Unit Incremental Cost | Holiday Lights Exchange ¦ Efficient Products Installation | TRC | 0 | 0 | 0
None | Per Unit Incremental Cost | Hot Water Tank Wrap - MURB ¦ Efficient Products Installation | TRC | 0 | 0 | 0
None | Per Unit Incremental Cost | Hot Water Tank Wrap ¦ Efficient Products Installation | TRC | 0 | 0 | 0
None | Per Unit Incremental Cost | HVAC Hotel Occupancy Sensor ¦ Business Energy Rebates | TRC | 146.3 | 146.3 | 146.3
None | Per Unit Incremental Cost | Hybrid Heat Pump Dryer ¦ Instant Savings | TRC | 600 | 600 | 600
None | Per Unit Incremental Cost | Ice-Making Head ¦ Business Energy Rebates | TRC | 363.09 | 363.09 | 363.09
None | Per Unit Incremental Cost | Indoor motion sensor ¦ Instant Savings | TRC | 25.7038 | 25.7038 | 25.7038
None | Per Unit Incremental Cost | Large Commercial/Industrial ETS System ¦ ETS Business Energy Rebates | TRC | 12000 | 12000 | 12000
None | Per Unit Incremental Cost | LED - ENERGY STAR Fixture with Motion Sensor ¦ Instant Savings | TRC | 46.6691 | 46.6691 | 46.6691
None | Per Unit Incremental Cost | LED - ENERGY STAR Fixture without Motion Sensor ¦ Instant Savings | TRC | 36.8852 | 36.8852 | 36.8852
None | Per Unit Incremental Cost | LED - Other ¦ Instant Savings | TRC | 5.252 | 5.252 | 5.252
None | Per Unit Incremental Cost | LED - R, BR and Decorative ¦ Instant Savings | TRC | 4.7473 | 4.7473 | 4.7473
None | Per Unit Incremental Cost | LED - Recessed downlight ¦ Instant Savings | TRC | 17.1571 | 17.1571 | 17.1571
None | Per Unit Incremental Cost | LED Nightlights - MURB ¦ Efficient Products Installation | TRC | 0 | 0 | 0
None | Per Unit Incremental Cost | LED Nightlights ¦ Efficient Products Installation | TRC | 0 | 0 | 0
None | Per Unit Incremental Cost | LED Replacement Lamps for HID (10000 lumen) ¦ Business Energy Rebates | TRC | 99.75 | 99.75 | 99.75
None | Per Unit Incremental Cost | LED Replacement Lamps for HID (10000 lumen) ¦ Small Business Energy Solutions | TRC | 99.75 | 99.75 | 99.75
None | Per Unit Incremental Cost | LED Replacement Lamps for HID (4000 lumen) ¦ Business Energy Rebates | TRC | 70.49 | 70.49 | 70.49
None | Per Unit Incremental Cost | LED Replacement Lamps for HID (4000 lumen) ¦ Small Business Energy Solutions | TRC | 70.49 | 70.49 | 70.49
None | Per Unit Incremental Cost | LED Troffer (1x4) ¦ Business Energy Rebates | TRC | 196.84 | 196.84 | 196.84
None | Per Unit Incremental Cost | LED Troffer (1x4) ¦ Small Business Energy Solutions | TRC | 196.84 | 196.84 | 196.84
None | Per Unit Incremental Cost | LED Troffer (2x2) ¦ Business Energy Rebates | TRC | 172.235 | 172.235 | 172.235
None | Per Unit Incremental Cost | LED Troffer (2x2) ¦ Small Business Energy Solutions | TRC | 172.235 | 172.235 | 172.235
None | Per Unit Incremental Cost | LED Troffer (4x2) ¦ Business Energy Rebates | TRC | 221.445 | 221.445 | 221.445
None | Per Unit Incremental Cost | LED Troffer (4x2) ¦ Small Business Energy Solutions | TRC | 221.445 | 221.445 | 221.445
None | Per Unit Incremental Cost | LED Wall Sconce (1200 lumen) ¦ Small Business Energy Solutions | TRC | 12.768 | 12.768 | 12.768
None | Per Unit Incremental Cost | Linear Ambient Luminaire (10000 lumen) ¦ Business Energy Rebates | TRC | 509.39 | 509.39 | 509.39
None | Per Unit Incremental Cost | Linear Ambient Luminaire (10000 lumen) ¦ Small Business Energy Solutions | TRC | 509.39 | 509.39 | 509.39
None | Per Unit Incremental Cost | Linear Ambient Luminaire (2000 lumen) ¦ Business Energy Rebates | TRC | 0 | 0 | 0
None | Per Unit Incremental Cost | Linear Ambient Luminaire (2000 lumen) ¦ Small Business Energy Solutions | TRC | 0 | 0 | 0
None | Per Unit Incremental Cost | Linear Ambient Luminaire (4000 lumen) ¦ Business Energy Rebates | TRC | 54.53 | 54.53 | 54.53
None | Per Unit Incremental Cost | Linear Ambient Luminaire (4000 lumen) ¦ Small Business Energy Solutions | TRC | 54.53 | 54.53 | 54.53
None | Per Unit Incremental Cost | Linear Ambient Luminaire (8000 lumen) ¦ Business Energy Rebates | TRC | 387.562 | 387.562 | 387.562
None | Per Unit Incremental Cost | Linear Ambient Luminaire (8000 lumen) ¦ Small Business Energy Solutions | TRC | 387.562 | 387.562 | 387.562
None | Per Unit Incremental Cost | Linear Replacement Lamp (2 foot) ¦ Business Energy Rebates | TRC | 11.7971 | 11.7971 | 11.7971
None | Per Unit Incremental Cost | Linear Replacement Lamp (2 foot) ¦ Small Business Energy Solutions | TRC | 11.7971 | 11.7971 | 11.7971
None | Per Unit Incremental Cost | Linear Replacement Lamp (4 foot) ¦ Business Energy Rebates | TRC | 9.1371 | 9.1371 | 9.1371
None | Per Unit Incremental Cost | Linear Replacement Lamp (4 foot) ¦ Small Business Energy Solutions | TRC | 9.1371 | 9.1371 | 9.1371
None | Per Unit Incremental Cost | Low-bay Luminaire (10,000 lumen) ¦ Business Energy Rebates | TRC | 170.24 | 170.24 | 170.24
None | Per Unit Incremental Cost | Low-bay Luminaire (10,000 lumen) ¦ Small Business Energy Solutions | TRC | 170.24 | 170.24 | 170.24
None | Per Unit Incremental Cost | Low-bay Luminaire (5000 lumen) ¦ Business Energy Rebates | TRC | 170.24 | 170.24 | 170.24
None | Per Unit Incremental Cost | Low-flow showerhead - 0.5 gpm Reduction - MURB ¦ Efficient Products Installation | TRC | 0 | 0 | 0
None | Per Unit Incremental Cost | Low-flow showerhead - 0.5 gpm Reduction ¦ Efficient Products Installation | TRC | 0 | 0 | 0
None | Per Unit Incremental Cost | Low-flow showerhead - 1.0 gpm Reduction - MURB ¦ Efficient Products Installation | TRC | 0 | 0 | 0
None | Per Unit Incremental Cost | Low-flow showerhead - 1.0 gpm Reduction ¦ Efficient Products Installation | TRC | 0 | 0 | 0
None | Per Unit Incremental Cost | Low-flow showerhead -0.75 gpm Reduction - MURB ¦ Efficient Products Installation | TRC | 0 | 0 | 0
None | Per Unit Incremental Cost | Low-flow showerhead -0.75 gpm Reduction ¦ Efficient Products Installation | TRC | 0 | 0 | 0
None | Per Unit Incremental Cost | Low/Zero Energy Livestock Waterer ¦ Business Energy Rebates | TRC | 1047.375 | 1047.375 | 1047.375
None | Per Unit Incremental Cost | Luminaire Level Lighting Control (LLLC) - High Impact Application ¦ Business Energy Rebates | TRC | 101.2662 | 101.2662 | 101.2662
None | Per Unit Incremental Cost | Luminaire Level Lighting Control (LLLC) - Low Impact Application ¦ Business Energy Rebates | TRC | 243.4698 | 243.4698 | 243.4698
None | Per Unit Incremental Cost | Medium Commercial ETS System ¦ ETS Business Energy Rebates | TRC | 6000 | 6000 | 6000
None | Per Unit Incremental Cost | Medium Commercial ETS System ¦ ETS Small Business Energy Solutions | TRC | 4700 | 4700 | 4700
None | Per Unit Incremental Cost | Milk Pre-cooler ¦ Business Energy Rebates | TRC | 4580.52 | 4580.52 | 4580.52
None | Per Unit Incremental Cost | Mini freezer retirement ¦ Appliance Retirement | TRC | 57.7336 | 57.7336 | 57.7336
None | Per Unit Incremental Cost | Mini fridge retirement ¦ Appliance Retirement | TRC | 57.7336 | 57.7336 | 57.7336
None | Per Unit Incremental Cost | Motion sensor with dimmer switch ¦ Instant Savings | TRC | 25.7038 | 25.7038 | 25.7038
None | Per Unit Incremental Cost | MSHP - Fully Electrical ¦ Green Heat | TRC | 5856 | 5856 | 5856
None | Per Unit Incremental Cost | MSHP - Mainly Electrical ¦ Green Heat | TRC | 5856 | 5856 | 5856
None | Per Unit Incremental Cost | Multi-Tank Conveyor Dishwasher - High Temp ¦ Business Energy Rebates | TRC | 1290.1 | 1290.1 | 1290.1
None | Per Unit Incremental Cost | Multi-Tank Conveyor Dishwasher - High Temp ¦ Small Business Energy Solutions | TRC | 1290.1 | 1290.1 | 1290.1
None | Per Unit Incremental Cost | Multi-Tank Conveyor Dishwasher - Low Temp ¦ Business Energy Rebates | TRC | 1290.1 | 1290.1 | 1290.1
None | Per Unit Incremental Cost | Multi-Tank Conveyor Dishwasher - Low Temp ¦ Small Business Energy Solutions | TRC | 1290.1 | 1290.1 | 1290.1
None | Per Unit Incremental Cost | Natural Barn Ventiliation - Year-Round ¦ Business Energy Rebates | TRC | 4289.25 | 4289.25 | 4289.25
None | Per Unit Incremental Cost | Networked/ Connected - Indoor LED Lamp ¦ Instant Savings | TRC | 65.2611 | 65.2611 | 65.2611
None | Per Unit Incremental Cost | Networked/Connected - High Impact Application ¦ Business Energy Rebates | TRC | 155.61 | 155.61 | 155.61
None | Per Unit Incremental Cost | Networked/Connected - Low Impact Application ¦ Business Energy Rebates | TRC | 424.2877 | 424.2877 | 424.2877
None | Per Unit Incremental Cost | No-Loss Drain ¦ Business Energy Rebates | TRC | 332.5 | 332.5 | 332.5
None | Per Unit Incremental Cost | Occupancy Sensor (Ceiling Mounted) ¦ Business Energy Rebates | TRC | 115.71 | 115.71 | 115.71
None | Per Unit Incremental Cost | Occupancy Sensor (Ceiling Mounted) ¦ Small Business Energy Solutions | TRC | 115.71 | 115.71 | 115.71
None | Per Unit Incremental Cost | Occupancy Sensor (Wall Mounted) ¦ Business Energy Rebates | TRC | 99.75 | 99.75 | 99.75
None | Per Unit Incremental Cost | Occupancy Sensor (Wall Mounted) ¦ Small Business Energy Solutions | TRC | 99.75 | 99.75 | 99.75
None | Per Unit Incremental Cost | Occupancy Sensor (Exterior) ¦ Business Energy Rebates | TRC | 135.66 | 135.66 | 135.66
None | Per Unit Incremental Cost | Open to Closed Cooler Conversion ¦ Business Energy Rebates | TRC | 51310.07 | 51310.07 | 51310.07
None | Per Unit Incremental Cost | Open to Closed Cooler Conversion ¦ Small Business Energy Solutions | TRC | 51310.07 | 51310.07 | 51310.07
None | Per Unit Incremental Cost | Outdoor motion sensor ¦ Instant Savings | TRC | 41.988 | 41.988 | 41.988
None | Per Unit Incremental Cost | Outside Air Economizer ¦ Business Energy Rebates | TRC | 2598.2773 | 2598.2773 | 2598.2773
None | Per Unit Incremental Cost | Packaged Terminal Heat Pump (12kBTU/hr) ¦ Business Energy Rebates | TRC | 321.6242 | 321.6242 | 321.6242
None | Per Unit Incremental Cost | Parking Garage Luminaire (4000 lumen) ¦ Small Business Energy Solutions | TRC | 54.5167 | 54.5167 | 54.5167
None | Per Unit Incremental Cost | Pellet Boiler/Furnace ¦ Green Heat | TRC | 7980 | 7980 | 7980
None | Per Unit Incremental Cost | Pellet Stove ¦ Green Heat | TRC | 4384 | 4384 | 4384
None | Per Unit Incremental Cost | Pipe Insulation - MURB ¦ Efficient Products Installation | TRC | 0 | 0 | 0
None | Per Unit Incremental Cost | Pipe Insulation ¦ Efficient Products Installation | TRC | 0 | 0 | 0
None | Per Unit Incremental Cost | Pole/Arm-Mounted Area Luminaire (20000 lumen) ¦ Business Energy Rebates | TRC | 601.16 | 601.16 | 601.16
None | Per Unit Incremental Cost | Pole/Arm-Mounted Area Luminaire (20000 lumen) ¦ Small Business Energy Solutions | TRC | 601.16 | 601.16 | 601.16
None | Per Unit Incremental Cost | Pole/Arm-Mounted Area Luminaire (4000 lumen) ¦ Small Business Energy Solutions | TRC | 0 | 0 | 0
None | Per Unit Incremental Cost | Pole/Arm-Mounted Area Luminaire (60000 lumen) ¦ Business Energy Rebates | TRC | 2335.48 | 2335.48 | 2335.48
None | Per Unit Incremental Cost | Pole/Arm-Mounted Decorative Luminaire (1500 lumen) ¦ Small Business Energy Solutions | TRC | 0 | 0 | 0
None | Per Unit Incremental Cost | Pole/Arm-Mounted Decorative Luminaire (5000 lumen) ¦ Business Energy Rebates | TRC | 117.04 | 117.04 | 117.04
None | Per Unit Incremental Cost | Pole/Arm-Mounted Decorative Luminaire (5000 lumen) ¦ Small Business Energy Solutions | TRC | 117.04 | 117.04 | 117.04
None | Per Unit Incremental Cost | Pot, Pan and Utensil Dishwasher - High Temp ¦ Business Energy Rebates | TRC | 2274.3 | 2274.3 | 2274.3
None | Per Unit Incremental Cost | Power bar with timer ¦ Instant Savings | TRC | 25.8 | 25.8 | 25.8
None | Per Unit Incremental Cost | Premium High Bay Luminaire (15 000 lumen) ¦ Business Energy Rebates | TRC | 263.606 | 263.606 | 263.606
None | Per Unit Incremental Cost | Premium High Bay Luminaire (15 000 lumen) ¦ Small Business Energy Solutions | TRC | 263.606 | 263.606 | 263.606
None | Per Unit Incremental Cost | Premium High Bay Luminaire (35 000 lumen) ¦ Business Energy Rebates | TRC | 872.214 | 872.214 | 872.214
None | Per Unit Incremental Cost | Premium High Bay Luminaire (35 000 lumen) ¦ Small Business Energy Solutions | TRC | 872.214 | 872.214 | 872.214
None | Per Unit Incremental Cost | Premium High Bay Luminaire (60 000 lumen) ¦ Business Energy Rebates | TRC | 1632.974 | 1632.974 | 1632.974
None | Per Unit Incremental Cost | Programmable thermostat ¦ Instant Savings | TRC | 14.8904 | 14.8904 | 14.8904
None | Per Unit Incremental Cost | Programmable Thermostats ¦ First Nations Home Retrofits | TRC | 0 | 0 | 0
None | Per Unit Incremental Cost | Range / Stove replacement ¦ Appliance Retirement | TRC | 1120 | 1120 | 1120
None | Per Unit Incremental Cost | Reflector Lamp (MR16) ¦ Small Business Energy Solutions | TRC | 6.12 | 6.12 | 6.12
None | Per Unit Incremental Cost | Reflector Lamp (PAR38) ¦ Small Business Energy Solutions | TRC | 11.96 | 11.96 | 11.96
None | Per Unit Incremental Cost | Refrigerated Case Luminaire ¦ Business Energy Rebates | TRC | 155.61 | 155.61 | 155.61
None | Per Unit Incremental Cost | Refrigerated Case Luminaire ¦ Small Business Energy Solutions | TRC | 155.61 | 155.61 | 155.61
None | Per Unit Incremental Cost | Refrigerator replacement (Low income only) ¦ Appliance Retirement | TRC | 0 | 0 | 0
None | Per Unit Incremental Cost | Refrigerator replacement (Low income only) ¦ First Nations Home Retrofits | TRC | 0 | 0 | 0
None | Per Unit Incremental Cost | Refrigerator retirement ¦ Appliance Retirement | TRC | 115.4569 | 115.4569 | 115.4569
None | Per Unit Incremental Cost | Remote Condensing Unit ¦ Business Energy Rebates | TRC | 679.63 | 679.63 | 679.63
None | Per Unit Incremental Cost | Residential DHW Timer ¦ ETS Green Heat | TRC | 200 | 200 | 200
None | Per Unit Incremental Cost | Residential ETS System (Central) ¦ ETS Green Heat | TRC | 5000 | 5000 | 5000
None | Per Unit Incremental Cost | Residential ETS System (Central) ¦ ETS Home Energy Assessment | TRC | 5000 | 5000 | 5000
None | Per Unit Incremental Cost | Residential ETS System (Room) ¦ ETS Green Heat | TRC | 2000 | 2000 | 2000
None | Per Unit Incremental Cost | Residential ETS System (Room) ¦ ETS Home Energy Assessment | TRC | 2000 | 2000 | 2000
None | Per Unit Incremental Cost | Room air purifier ¦ Instant Savings | TRC | 211.4564 | 211.4564 | 211.4564
None | Per Unit Incremental Cost | Server Virtualization and Decommissioning ¦ Business Energy Rebates | TRC | 411.5844 | 411.5844 | 411.5844
None | Per Unit Incremental Cost | Single-Tank Door type Dishwasher - High Temp ¦ Business Energy Rebates | TRC | 2557.59 | 2557.59 | 2557.59
None | Per Unit Incremental Cost | Single-Tank Door type Dishwasher - Low Temp ¦ Business Energy Rebates | TRC | 18.62 | 18.62 | 18.62
None | Per Unit Incremental Cost | Single -Tank Conveyor Dishwasher - High Temp ¦ Business Energy Rebates | TRC | 2726.5 | 2726.5 | 2726.5
None | Per Unit Incremental Cost | Single -Tank Conveyor Dishwasher - Low Temp ¦ Business Energy Rebates | TRC | 0 | 0 | 0
None | Per Unit Incremental Cost | Single Heat Pad (Agriculture) ¦ Business Energy Rebates | TRC | 112.1633 | 112.1633 | 112.1633
None | Per Unit Incremental Cost | Small Commercial ETS Sytem ¦ ETS Business Energy Rebates | TRC | 3000 | 3000 | 3000
None | Per Unit Incremental Cost | Small Commercial ETS Sytem ¦ ETS Small Business Energy Solutions | TRC | 2161.0003 | 2161.0003 | 2161.0003
None | Per Unit Incremental Cost | Smart power bar ¦ Instant Savings | TRC | 25.8 | 25.8 | 25.8
None | Per Unit Incremental Cost | Smart Power Controllers - MURB ¦ Efficient Products Installation | TRC | 0 | 0 | 0
None | Per Unit Incremental Cost | Smart Power Controllers ¦ Efficient Products Installation | TRC | 0 | 0 | 0
None | Per Unit Incremental Cost | Solar air heating ¦ Green Heat | TRC | 6650 | 6650 | 6650
None | Per Unit Incremental Cost | Solar Domestic Hot Water ¦ Green Heat | TRC | 3787 | 3787 | 3787
None | Per Unit Incremental Cost | Solar Domestic Hot Water ¦ Home Energy Assessment | TRC | 4987.5 | 4987.5 | 4987.5
None | Per Unit Incremental Cost | Solid Door Freezer ¦ Business Energy Rebates | TRC | 0 | 0 | 0
None | Per Unit Incremental Cost | Solid Door Freezer ¦ Small Business Energy Solutions | TRC | 0 | 0 | 0
None | Per Unit Incremental Cost | Solid Door Refrigerator ¦ Business Energy Rebates | TRC | 0 | 0 | 0
None | Per Unit Incremental Cost | Solid Door Refrigerator ¦ Small Business Energy Solutions | TRC | 0 | 0 | 0
None | Per Unit Incremental Cost | Standard Capacity Electric Fryer ¦ Business Energy Rebates | TRC | 279.3 | 279.3 | 279.3
None | Per Unit Incremental Cost | Standard Capacity Electric Fryer ¦ Small Business Energy Solutions | TRC | 279.3 | 279.3 | 279.3
None | Per Unit Incremental Cost | Strategic Energy Management ¦ SEM | TRC | 139456.8833 | 139456.8833 | 139456.8833
None | Per Unit Incremental Cost | Strip-Curtains for Display Cases ¦ Business Energy Rebates | TRC | 101.4125 | 101.4125 | 101.4125
None | Per Unit Incremental Cost | Strip-Curtains for Display Cases ¦ Small Business Energy Solutions | TRC | 101.4125 | 101.4125 | 101.4125
None | Per Unit Incremental Cost | Track/Mono-point Direction Luminaire ¦ Business Energy Rebates | TRC | 17.8087 | 17.8087 | 17.8087
None | Per Unit Incremental Cost | Unconverted D ¦ Home Energy Assessment | TRC | 542 | 542 | 542
None | Per Unit Incremental Cost | Under-Counter Dishwasher - HighTemp ¦ Business Energy Rebates | TRC | 159.6 | 159.6 | 159.6
None | Per Unit Incremental Cost | Under-Counter Dishwasher - Low Temp ¦ Business Energy Rebates | TRC | 66.5 | 66.5 | 66.5
None | Per Unit Incremental Cost | Variable Speed Kitchen Exhaust Fan ¦ Business Energy Rebates | TRC | 6277.6 | 6277.6 | 6277.6
None | Per Unit Incremental Cost | Variable Speed Kitchen Exhaust Fan ¦ Small Business Energy Solutions | TRC | 6277.6 | 6277.6 | 6277.6
None | Per Unit Incremental Cost | Ventilation Fan (Agriculture) ¦ Business Energy Rebates | TRC | 1082.62 | 1082.62 | 1082.62
None | Per Unit Incremental Cost | VFD - 10 hp - Institutional - Make-up Air Fan ¦ Business Energy Rebates | TRC | 3152.1 | 3152.1 | 3152.1
None | Per Unit Incremental Cost | VFD - 10 hp - Retail - Supply Fan ¦ Business Energy Rebates | TRC | 3640.21 | 3640.21 | 3640.21
None | Per Unit Incremental Cost | VFD - 20 hp - Institutional - Chilled Water Pump ¦ Business Energy Rebates | TRC | 5894.56 | 5894.56 | 5894.56
None | Per Unit Incremental Cost | VFD - 20 hp - Retail - Exhaust Fan ¦ Business Energy Rebates | TRC | 5894.56 | 5894.56 | 5894.56
None | Per Unit Incremental Cost | VFD - 30 hp - Institutional - Make-up Air Fan ¦ Business Energy Rebates | TRC | 6962.55 | 6962.55 | 6962.55
None | Per Unit Incremental Cost | VFD - 30 hp - Retail - Supply Fan ¦ Business Energy Rebates | TRC | 6962.55 | 6962.55 | 6962.55
None | Per Unit Incremental Cost | VFD - 40 hp - Warehousing - Exhaust Fan ¦ Business Energy Rebates | TRC | 8030.54 | 8030.54 | 8030.54
None | Per Unit Incremental Cost | VFD - 5 hp - Institutional - Chilled Water Pump ¦ Business Energy Rebates | TRC | 2738.47 | 2738.47 | 2738.47
None | Per Unit Incremental Cost | VFD - 5 hp - Retail - Exhaust Fan ¦ Business Energy Rebates | TRC | 3226.58 | 3226.58 | 3226.58
None | Per Unit Incremental Cost | VFD Milk Transfer Pump ¦ Business Energy Rebates | TRC | 3990 | 3990 | 3990
None | Per Unit Incremental Cost | VFD Milk Transfer Pump ¦ Small Business Energy Solutions | TRC | 3990 | 3990 | 3990
None | Per Unit Incremental Cost | VFD Milk Vacuum Pump ¦ Business Energy Rebates | TRC | 6713.84 | 6713.84 | 6713.84
None | Per Unit Incremental Cost | VFD Milk Vacuum Pump ¦ Small Business Energy Solutions | TRC | 6713.84 | 6713.84 | 6713.84
None | Per Unit Incremental Cost | Wall Mounted Area Luminaire (1000 lumen) ¦ Business Energy Rebates | TRC | 0 | 0 | 0
None | Per Unit Incremental Cost | Wall Mounted Area Luminaire (1000 lumen) ¦ Small Business Energy Solutions | TRC | 0 | 0 | 0
None | Per Unit Incremental Cost | Wall Mounted Area Luminaire (10000 lumen) ¦ Business Energy Rebates | TRC | 285.95 | 285.95 | 285.95
None | Per Unit Incremental Cost | Wall Mounted Area Luminaire (10000 lumen) ¦ Small Business Energy Solutions | TRC | 285.95 | 285.95 | 285.95
None | Per Unit Incremental Cost | Wall Wash Luminaire (1000 lumen) ¦ Business Energy Rebates | TRC | 0 | 0 | 0
None | Per Unit Incremental Cost | Wall wash luminaire (1500 lumen) ¦ Business Energy Rebates | TRC | 0 | 0 | 0
None | Per Unit Incremental Cost | Whole Home - tier 0 (22% better than code on average) ¦ New Home Construction | TRC | 7097.83 | 7097.83 | 7097.83
None | Per Unit Incremental Cost | Whole home - tier 1 (45% better than code target) ¦ New Home Construction | TRC | 9759 | 9759 | 9759
None | Per Unit Incremental Cost | Whole home - tier 2 (60% better than code target) ¦ New Home Construction | TRC | 13705 | 13705 | 13705
None | Per Unit Incremental Cost | Whole home - tier 3 (70% better than code target) ¦ New Home Construction | TRC | 19820 | 19820 | 19820
None | Per Unit Incremental Cost | Whole Home ¦ Home Energy Assessment | TRC | 5507.268 | 5507.268 | 5507.268
None | Per Unit Incremental Cost | Whole Home First Nations Retrofit ¦ First Nations Home Retrofits | TRC | 0 | 0 | 0
None | Per Unit Incremental Cost | Wood Boiler/Furnace ¦ Green Heat | TRC | 17533.8333 | 17533.8333 | 17533.8333
None | Per Unit Incremental Cost | Wood Stove ¦ Green Heat | TRC | 3545 | 3545 | 3545
None | Per Unit Incremental Cost | Zero-Energy Doors for Reach-In Coolers ¦ Small Business Energy Solutions | TRC | 385.7 | 385.7 | 385.7
None | PV Total Net Avoided Cost kWh | 1/2 Size Hot Food Holding Cabinet ¦ Business Energy Rebates | TRC | 926.943 | 982.9017 | 1034.9412
None | PV Total Net Avoided Cost kWh | 11W Replacing 60W - MURB ¦ Efficient Products Installation | TRC | 14.4133 | 14.0928 | 14.2879
None | PV Total Net Avoided Cost kWh | 11W Replacing 60W ¦ Efficient Products Installation | TRC | 14.4133 | 14.0928 | 14.2879
None | PV Total Net Avoided Cost kWh | 18W Replacing 100W - MURB ¦ Efficient Products Installation | TRC | 25.906 | 25.526 | 25.9907
None | PV Total Net Avoided Cost kWh | 18W Replacing 100W ¦ Efficient Products Installation | TRC | 25.906 | 25.526 | 25.9907
None | PV Total Net Avoided Cost kWh | 18W Replacing 75W - MURB ¦ Efficient Products Installation | TRC | 13.3898 | 12.7916 | 12.8324
None | PV Total Net Avoided Cost kWh | 18W Replacing 75W ¦ Efficient Products Installation | TRC | 13.3898 | 12.7916 | 12.8324
None | PV Total Net Avoided Cost kWh | 5W Chandelier E12 - MURB ¦ Efficient Products Installation | TRC | 8.1255 | 7.0219 | 5.7741
None | PV Total Net Avoided Cost kWh | 5W Chandelier E12 ¦ Efficient Products Installation | TRC | 8.1255 | 7.0219 | 5.7741
None | PV Total Net Avoided Cost kWh | 7W G25 - MURB ¦ Efficient Products Installation | TRC | 6.7384 | 5.5511 | 4.2139
None | PV Total Net Avoided Cost kWh | 7W G25 ¦ Efficient Products Installation | TRC | 6.7384 | 5.5511 | 4.2139
None | PV Total Net Avoided Cost kWh | 7W GU10 Replacing 35W - MURB ¦ Efficient Products Installation | TRC | 5.7174 | 4.7101 | 3.5754
None | PV Total Net Avoided Cost kWh | 7W GU10 Replacing 35W ¦ Efficient Products Installation | TRC | 5.7174 | 4.7101 | 3.5754
None | PV Total Net Avoided Cost kWh | 7W GU10 Replacing 50W - MURB ¦ Efficient Products Installation | TRC | 11.3355 | 10.0546 | 8.5982
None | PV Total Net Avoided Cost kWh | 7W GU10 Replacing 50W ¦ Efficient Products Installation | TRC | 11.3355 | 10.0546 | 8.5982
None | PV Total Net Avoided Cost kWh | 9.5W Replacing 100W - MURB ¦ Efficient Products Installation | TRC | 34.9685 | 35.041 | 35.9764
None | PV Total Net Avoided Cost kWh | 9.5W Replacing 100W ¦ Efficient Products Installation | TRC | 34.9685 | 35.041 | 35.9764
None | PV Total Net Avoided Cost kWh | 9.5W Replacing 40W - MURB ¦ Efficient Products Installation | TRC | 6.1524 | 5.6915 | 5.5789
None | PV Total Net Avoided Cost kWh | 9.5W Replacing 40W ¦ Efficient Products Installation | TRC | 6.1524 | 5.6915 | 5.5789
None | PV Total Net Avoided Cost kWh | 9.5W Replacing 60W - MURB ¦ Efficient Products Installation | TRC | 16.0125 | 15.7719 | 16.0501
None | PV Total Net Avoided Cost kWh | 9.5W Replacing 60W ¦ Efficient Products Installation | TRC | 16.0125 | 15.7719 | 16.0501
None | PV Total Net Avoided Cost kWh | 9W Replacing 100W - MURB ¦ Efficient Products Installation | TRC | 35.5016 | 35.6007 | 36.5638
None | PV Total Net Avoided Cost kWh | 9W Replacing 100W ¦ Efficient Products Installation | TRC | 35.5016 | 35.6007 | 36.5638
None | PV Total Net Avoided Cost kWh | 9W Replacing 40W - MURB ¦ Efficient Products Installation | TRC | 6.6855 | 6.2512 | 6.1663
None | PV Total Net Avoided Cost kWh | 9W Replacing 40W ¦ Efficient Products Installation | TRC | 6.6855 | 6.2512 | 6.1663
None | PV Total Net Avoided Cost kWh | 9W Replacing 60W - MURB ¦ Efficient Products Installation | TRC | 16.5456 | 16.3316 | 16.6375
None | PV Total Net Avoided Cost kWh | 9W Replacing 60W ¦ Efficient Products Installation | TRC | 16.5456 | 16.3316 | 16.6375
None | PV Total Net Avoided Cost kWh | Advanced Lighting Design (Performance Lighting) ¦ Business Energy Rebates | TRC | 676.1977 | 716.9627 | 760.579
None | PV Total Net Avoided Cost kWh | Air-Entraining Air Nozzle ¦ Business Energy Rebates | TRC | 586.438 | 621.7918 | 659.6185
None | PV Total Net Avoided Cost kWh | Air Conditioner retirement ¦ Appliance Retirement | TRC | 14.6118 | 16.4014 | 18.195
None | PV Total Net Avoided Cost kWh | ASHP and AWHP - Electrical ¦ Green Heat | TRC | 2397.0881 | 2536.5111 | 2683.3088
None | PV Total Net Avoided Cost kWh | Case Lighting for Sign Retrofits ¦ Business Energy Rebates | TRC | 1004.9838 | 1065.6658 | 1128.7005
None | PV Total Net Avoided Cost kWh | CEE Tier 2 Commercial Washing Machine ¦ Business Energy Rebates | TRC | 1434.9193 | 1521.5693 | 1615.944
None | PV Total Net Avoided Cost kWh | CEE Tier 3 Commercial Washing Machine ¦ Business Energy Rebates | TRC | 1657.0317 | 1757.0943 | 1866.0774
None | PV Total Net Avoided Cost kWh | Circulation Fan (Agriculture) ¦ Business Energy Rebates | TRC | 184.7202 | 195.8562 | 207.7711
None | PV Total Net Avoided Cost kWh | Clothes-line ¦ Instant Savings | TRC | 103.4889 | 109.8863 | 116.7202
None | PV Total Net Avoided Cost kWh | Clothes Dryer replacement ¦ Appliance Retirement | TRC | 72.9416 | 79.0538 | 85.0372
None | PV Total Net Avoided Cost kWh | Clothes Dryers ¦ First Nations Home Retrofits | TRC | 171.2369 | 181.1774 | 192.3429
None | PV Total Net Avoided Cost kWh | Clothes Washer replacement ¦ Appliance Retirement | TRC | 115.0014 | 121.9584 | 128.4308
None | PV Total Net Avoided Cost kWh | Clothes Washers ¦ First Nations Home Retrofits | TRC | 116.6262 | 123.3965 | 131.0011
None | PV Total Net Avoided Cost kWh | Cold Climate Air-Source Heat Pump (24kBTU/hr) ¦ Business Energy Rebates | TRC | 8530.0936 | 9026.2335 | 9548.6166
None | PV Total Net Avoided Cost kWh | Cold Climate Air-Source Heat Pump (24kBTU/hr) ¦ Small Business Energy Solutions | TRC | 8728.4679 | 9236.1459 | 9770.6774
None | PV Total Net Avoided Cost kWh | Cold Climate Air-Source Heat Pump (48kBTU/hr) ¦ Business Energy Rebates | TRC | 17060.1872 | 18052.467 | 19097.2331
None | PV Total Net Avoided Cost kWh | Custom Energy Efficiency ¦ Affordable MultiFamily Renter | TRC | 982888.3076 | 1042142.3289 | 1105540.9985
None | PV Total Net Avoided Cost kWh | Custom Energy Efficiency ¦ Custom Retrofit | TRC | 878316.1311 | 931005.0874 | 987740.6246
None | PV Total Net Avoided Cost kWh | Cycling Refrigerated Air Dryer - 50 CFM ¦ Business Energy Rebates | TRC | 333.1744 | 353.7706 | 375.7716
None | PV Total Net Avoided Cost kWh | Dairy Scroll Compressor ¦ Business Energy Rebates | TRC | 19139.605 | 20293.4478 | 21527.9985
None | PV Total Net Avoided Cost kWh | Daylighting Controls - Ceiling Mounted ¦ Business Energy Rebates | TRC | 140.5954 | 149.2867 | 158.5709
None | PV Total Net Avoided Cost kWh | Daylighting Controls - Switch-Mounted ¦ Business Energy Rebates | TRC | 49.13 | 52.1671 | 55.4114
None | PV Total Net Avoided Cost kWh | Decorative Lamp ¦ Small Business Energy Solutions | TRC | 23.046 | 19.8037 | 16.1362
None | PV Total Net Avoided Cost kWh | Dehumidifier ¦ Instant Savings | TRC | 66.059 | 70.0469 | 73.7556
None | PV Total Net Avoided Cost kWh | Dehumidifier replacement (Low income only) ¦ Appliance Retirement | TRC | 233.3662 | 253.0677 | 272.3727
None | PV Total Net Avoided Cost kWh | Dehumidifier replacement (Low income only) ¦ First Nations Home Retrofits | TRC | 233.3662 | 253.0677 | 272.3727
None | PV Total Net Avoided Cost kWh | Dimmer Switch ¦ Instant Savings | TRC | 9.6176 | 10.2121 | 10.8472
None | PV Total Net Avoided Cost kWh | Dishwasher replacement ¦ Appliance Retirement | TRC | 67.4404 | 73.1587 | 78.7649
None | PV Total Net Avoided Cost kWh | Door Heater Controls ¦ Business Energy Rebates | TRC | 5473.7394 | 5804.1837 | 6111.4847
None | PV Total Net Avoided Cost kWh | Double Heat Pad (Agriculture) ¦ Business Energy Rebates | TRC | 863.2758 | 916.6417 | 973.6479
None | PV Total Net Avoided Cost kWh | Downlight Luminaire (1200 lumen) ¦ Small Business Energy Solutions | TRC | 164.709 | 174.6543 | 184.9852
None | PV Total Net Avoided Cost kWh | Downlight Luminaire (3000 lumen) ¦ Small Business Energy Solutions | TRC | 411.7725 | 436.6358 | 462.463
None | PV Total Net Avoided Cost kWh | Downlight Luminaire (800 lumen) ¦ Small Business Energy Solutions | TRC | 94.5286 | 100.2364 | 106.1654
None | PV Total Net Avoided Cost kWh | Drain Water Heat Recovery ¦ First Nations Home Retrofits | TRC | 1017.4696 | 1073.8674 | 1132.6212
None | PV Total Net Avoided Cost kWh | Drain Water Heat Recovery ¦ Green Heat | TRC | 773.2769 | 816.1392 | 860.7921
None | PV Total Net Avoided Cost kWh | Drain Water Heat Recovery ¦ Home Energy Assessment | TRC | 773.2769 | 816.1392 | 860.7921
None | PV Total Net Avoided Cost kWh | Dual Enthalpy Economizer Controls ¦ Business Energy Rebates | TRC | 1465.5216 | 1556.117 | 1652.8923
None | PV Total Net Avoided Cost kWh | EC Motor for Refrigeration Applications ¦ Business Energy Rebates1 | TRC | 276.7886 | 293.475 | 311.3285
None | PV Total Net Avoided Cost kWh | EC Motor for Refrigeration Applications ¦ Business Energy Rebates2 | TRC | 848.8185 | 899.99 | 954.7409
None | PV Total Net Avoided Cost kWh | ECM Circulator Pump ¦ Instant Savings | TRC | 124.8268 | 132.3521 | 140.4037
None | PV Total Net Avoided Cost kWh | Efficient clothes washer ¦ Instant Savings | TRC | 174.0137 | 184.1154 | 195.462
None | PV Total Net Avoided Cost kWh | Efficient refrigerator ¦ Instant Savings | TRC | 39.8142 | 42.2177 | 44.4529
None | PV Total Net Avoided Cost kWh | Electric Combination Oven ¦ Business Energy Rebates | TRC | 4265.0096 | 4522.4842 | 4761.9259
None | PV Total Net Avoided Cost kWh | Electric Combination Oven with Gas ¦ Business Energy Rebates | TRC | 12244.489 | 12983.6771 | 13671.0944
None | PV Total Net Avoided Cost kWh | Electric Convection Oven ¦ Business Energy Rebates | TRC | 1297.3184 | 1375.6363 | 1448.469
None | PV Total Net Avoided Cost kWh | Electric Convection Oven with Gas ¦ Business Energy Rebates | TRC | 8076.5941 | 8564.1703 | 9017.598
None | PV Total Net Avoided Cost kWh | Electric Fryer Replacement with Gas ¦ Business Energy Rebates | TRC | 12182.2017 | 12917.6295 | 13601.5499
None | PV Total Net Avoided Cost kWh | Electric Griddle Replacement with Gas ¦ Business Energy Rebates | TRC | 10592.1997 | 11231.6406 | 11826.2968
None | PV Total Net Avoided Cost kWh | Electric Steam Cooker ¦ Business Energy Rebates | TRC | 6675.4634 | 7078.4547 | 7453.2216
None | PV Total Net Avoided Cost kWh | Electric Steam Cooker Replacement with Gas ¦ Business Energy Rebates | TRC | 11787.0453 | 12498.6179 | 13160.3539
None | PV Total Net Avoided Cost kWh | Electric to Natural Gas - Water Heater ¦ Business Energy Rebates | TRC | 4979.4829 | 5279.6741 | 5600.8628
None | PV Total Net Avoided Cost kWh | Energy Management Information Systems ¦ EMIS | TRC | 198323.2509 | 223208.5518 | 248116.4163
None | PV Total Net Avoided Cost kWh | Energy Star Dryer ¦ Instant Savings | TRC | 61.7526 | 65.4805 | 68.9474
None | PV Total Net Avoided Cost kWh | ENERGY STAR Pool Pump ¦ Business Energy Rebates | TRC | 3116.7482 | 3304.6433 | 3505.6811
None | PV Total Net Avoided Cost kWh | ENERGY STAR Uninteruptible Power Supplies (UPS) ¦ Business Energy Rebates | TRC | 3480.4004 | 3695.5515 | 3925.3787
None | PV Total Net Avoided Cost kWh | ENERGY STAR Washing Machine ¦ Business Energy Rebates | TRC | 484.7701 | 514.0437 | 545.9271
None | PV Total Net Avoided Cost kWh | Evaporator Fan Motor Controls ¦ Business Energy Rebates | TRC | 1505.7338 | 1598.8151 | 1698.2458
None | PV Total Net Avoided Cost kWh | Faucet Aerators - MURB ¦ Efficient Products Installation | TRC | 68.1647 | 74.6641 | 79.3075
None | PV Total Net Avoided Cost kWh | Faucet Aerators ¦ Efficient Products Installation | TRC | 70.3172 | 74.6641 | 79.3075
None | PV Total Net Avoided Cost kWh | Flood Luminaire (10000 lumen) ¦ Business Energy Rebates | TRC | 814.1848 | 861.797 | 912.6679
None | PV Total Net Avoided Cost kWh | Flood Luminaire (10000 lumen) ¦ Small Business Energy Solutions | TRC | 833.1193 | 881.8388 | 933.8927
None | PV Total Net Avoided Cost kWh | Flood Luminaire (48000 lumen) ¦ Business Energy Rebates | TRC | 2567.6742 | 2717.8276 | 2878.2578
None | PV Total Net Avoided Cost kWh | Flood Luminaire (48000 lumen) ¦ Small Business Energy Solutions | TRC | 2627.3875 | 2781.0329 | 2945.194
None | PV Total Net Avoided Cost kWh | Four Pin Replacement Lamps for CFLs ¦ Business Energy Rebates | TRC | 48.8517 | 51.8014 | 54.8174
None | PV Total Net Avoided Cost kWh | Four Pin Replacement Lamps for CFLs ¦ Small Business Energy Solutions | TRC | 49.9878 | 53.006 | 56.0922
None | PV Total Net Avoided Cost kWh | Freezer replacement (Low income only) ¦ Appliance Retirement | TRC | 428.9074 | 467.9175 | 506.4933
None | PV Total Net Avoided Cost kWh | Freezer replacement (Low income only) ¦ First Nations Home Retrofits | TRC | 428.9074 | 467.9175 | 506.4933
None | PV Total Net Avoided Cost kWh | Freezer replacement ¦ Appliance Retirement | TRC | 321.6806 | 350.9381 | 379.87
None | PV Total Net Avoided Cost kWh | Freezer retirement ¦ Appliance Retirement | TRC | 267.1695 | 284.5251 | 302.9121
None | PV Total Net Avoided Cost kWh | Fridge replacement ¦ Appliance Retirement | TRC | 172.2355 | 187.4031 | 202.344
None | PV Total Net Avoided Cost kWh | Fuel Pump Canopy Luminaire (4000 lumen) ¦ Small Business Energy Solutions | TRC | 373.9101 | 396.4866 | 419.571
None | PV Total Net Avoided Cost kWh | General Use Lamp (A,G Types) ¦ Small Business Energy Solutions | TRC | 39.0391 | 35.0981 | 30.6029
None | PV Total Net Avoided Cost kWh | Glass Door Freezer ¦ Small Business Energy Solutions | TRC | 3027.1126 | 3209.8565 | 3379.8015
None | PV Total Net Avoided Cost kWh | Glass Door Refrigerator ¦ Business Energy Rebates | TRC | 518.3916 | 549.6864 | 578.7894
None | PV Total Net Avoided Cost kWh | Glass Door Refrigerator ¦ Small Business Energy Solutions | TRC | 530.4472 | 562.4698 | 592.2496
None | PV Total Net Avoided Cost kWh | Ground Source Heat Pump (60kBTU/hr) ¦ Business Energy Rebates | TRC | 41561.2841 | 43765.7684 | 46066.0945
None | PV Total Net Avoided Cost kWh | Ground Source Heat Pump (60kBTU/hr) ¦ Small Business Energy Solutions | TRC | 42527.8256 | 44783.5769 | 47137.399
None | PV Total Net Avoided Cost kWh | GSHP ¦ Green Heat | TRC | 13779.6068 | 14467.555 | 15183.311
None | PV Total Net Avoided Cost kWh | Heat Pump Clothes Dryer ¦ Business Energy Rebates | TRC | 1010.3873 | 1071.4012 | 1137.8544
None | PV Total Net Avoided Cost kWh | Heat Pump Dryer (ventless) ¦ Instant Savings | TRC | 326.1512 | 345.8406 | 364.1511
None | PV Total Net Avoided Cost kWh | Heat Pump Water Heater ¦ Business Energy Rebates | TRC | 1529.1879 | 1623.719 | 1724.6985
None | PV Total Net Avoided Cost kWh | Heat Pump Water Heater ¦ First Nations Home Retrofits | TRC | 531.9328 | 564.8158 | 599.9418
None | PV Total Net Avoided Cost kWh | Heat Pump Water Heater ¦ Green Heat | TRC | 531.9328 | 564.8158 | 599.9418
None | PV Total Net Avoided Cost kWh | Heat Pump Water Heater ¦ Home Energy Assessment | TRC | 404.269 | 429.26 | 455.9558
None | PV Total Net Avoided Cost kWh | Heat Pump Water Heater ¦ Small Business Energy Solutions | TRC | 1564.7504 | 1661.4799 | 1764.8078
None | PV Total Net Avoided Cost kWh | Heat Reclaimer Unit (Agriculture) ¦ Business Energy Rebates | TRC | 9263.5559 | 9822.015 | 10419.5367
None | PV Total Net Avoided Cost kWh | Heat Reclaimer Unit (Agriculture) ¦ Small Business Energy Solutions | TRC | 9478.9874 | 10050.4339 | 10661.8515
None | PV Total Net Avoided Cost kWh | Heavy duty timer ¦ Instant Savings | TRC | 84.171 | 89.3742 | 94.9324
None | PV Total Net Avoided Cost kWh | High Bay Luminaire (15 000 lumen) ¦ Business Energy Rebates | TRC | 448.712 | 473.6815 | 499.7532
None | PV Total Net Avoided Cost kWh | High Bay Luminaire (15 000 lumen) ¦ Small Business Energy Solutions | TRC | 459.1472 | 484.6974 | 511.3754
None | PV Total Net Avoided Cost kWh | High Bay Luminaire (35 000 lumen) ¦ Small Business Energy Solutions | TRC | 1071.3435 | 1130.9606 | 1193.2092
None | PV Total Net Avoided Cost kWh | High Efficiency Circulator Pump 1.5kW ¦ Business Energy Rebates | TRC | 2072.431 | 2197.3688 | 2331.0456
None | PV Total Net Avoided Cost kWh | High Efficiency Circulator Pump 100W ¦ Business Energy Rebates | TRC | 341.8944 | 362.5057 | 384.5587
None | PV Total Net Avoided Cost kWh | High Efficiency Circulator Pump 300W ¦ Business Energy Rebates | TRC | 644.0902 | 682.9195 | 724.4649
None | PV Total Net Avoided Cost kWh | High Volume Low Speed Fan (Agriculture) ¦ Business Energy Rebates | TRC | 10947.6856 | 11607.6735 | 12313.8256
None | PV Total Net Avoided Cost kWh | High Volume Low Speed Fan (Agriculture) ¦ Small Business Energy Solutions | TRC | 11202.2829 | 11877.6194 | 12600.1937
None | PV Total Net Avoided Cost kWh | Holiday Lights Exchange - MURB ¦ Efficient Products Installation | TRC | 62.154 | 65.2571 | 68.4856
None | PV Total Net Avoided Cost kWh | Holiday Lights Exchange ¦ Efficient Products Installation | TRC | 62.154 | 65.2571 | 68.4856
None | PV Total Net Avoided Cost kWh | Hot Water Tank Wrap - MURB ¦ Efficient Products Installation | TRC | 53.2399 | 56.7151 | 60.5751
None | PV Total Net Avoided Cost kWh | Hot Water Tank Wrap ¦ Efficient Products Installation | TRC | 71.7386 | 76.4211 | 81.6224
None | PV Total Net Avoided Cost kWh | HVAC Hotel Occupancy Sensor ¦ Business Energy Rebates | TRC | 203.2183 | 216.4196 | 230.4054
None | PV Total Net Avoided Cost kWh | Hybrid Heat Pump Dryer ¦ Instant Savings | TRC | 154.7065 | 164.046 | 172.7313
None | PV Total Net Avoided Cost kWh | Ice-Making Head ¦ Business Energy Rebates | TRC | 691.5305 | 734.2795 | 779.9445
None | PV Total Net Avoided Cost kWh | Indoor motion sensor ¦ Instant Savings | TRC | 25.9109 | 27.5126 | 29.2236
None | PV Total Net Avoided Cost kWh | Large Commercial/Industrial ETS System ¦ ETS Business Energy Rebates | TRC | 0 | 0 | 0
None | PV Total Net Avoided Cost kWh | LED - ENERGY STAR Fixture with Motion Sensor ¦ Instant Savings | TRC | 141.0631 | 134.7138 | 127.2116
None | PV Total Net Avoided Cost kWh | LED - ENERGY STAR Fixture without Motion Sensor ¦ Instant Savings | TRC | 33.4338 | 31.4905 | 28.8012
None | PV Total Net Avoided Cost kWh | LED - Other ¦ Instant Savings | TRC | 13.2622 | 11.929 | 10.4082
None | PV Total Net Avoided Cost kWh | LED - R, BR and Decorative ¦ Instant Savings | TRC | 10.4887 | 9.3328 | 8.0191
None | PV Total Net Avoided Cost kWh | LED - Recessed downlight ¦ Instant Savings | TRC | 14.6004 | 12.9383 | 11.0489
None | PV Total Net Avoided Cost kWh | LED Nightlights - MURB ¦ Efficient Products Installation | TRC | 34.3912 | 36.1714 | 38.0244
None | PV Total Net Avoided Cost kWh | LED Nightlights ¦ Efficient Products Installation | TRC | 34.3912 | 36.1714 | 38.0244
None | PV Total Net Avoided Cost kWh | LED Replacement Lamps for HID (10000 lumen) ¦ Business Energy Rebates | TRC | 118.3615 | 125.5081 | 132.8155
None | PV Total Net Avoided Cost kWh | LED Replacement Lamps for HID (10000 lumen) ¦ Small Business Energy Solutions | TRC | 121.1141 | 128.4269 | 135.9042
None | PV Total Net Avoided Cost kWh | LED Replacement Lamps for HID (4000 lumen) ¦ Business Energy Rebates | TRC | 47.3446 | 50.2032 | 53.1262
None | PV Total Net Avoided Cost kWh | LED Replacement Lamps for HID (4000 lumen) ¦ Small Business Energy Solutions | TRC | 48.4457 | 51.3708 | 54.3617
None | PV Total Net Avoided Cost kWh | LED Troffer (1x4) ¦ Business Energy Rebates | TRC | 154.841 | 163.6335 | 173.0311
None | PV Total Net Avoided Cost kWh | LED Troffer (1x4) ¦ Small Business Energy Solutions | TRC | 158.442 | 167.4389 | 177.055
None | PV Total Net Avoided Cost kWh | LED Troffer (2x2) ¦ Business Energy Rebates | TRC | 123.012 | 129.997 | 137.4629
None | PV Total Net Avoided Cost kWh | LED Troffer (2x2) ¦ Small Business Energy Solutions | TRC | 125.8727 | 133.0202 | 140.6597
None | PV Total Net Avoided Cost kWh | LED Troffer (4x2) ¦ Business Energy Rebates | TRC | 204.7934 | 216.4223 | 228.8516
None | PV Total Net Avoided Cost kWh | LED Troffer (4x2) ¦ Small Business Energy Solutions | TRC | 209.556 | 221.4554 | 234.1737
None | PV Total Net Avoided Cost kWh | LED Wall Sconce (1200 lumen) ¦ Small Business Energy Solutions | TRC | 83.6475 | 77.1543 | 69.6566
None | PV Total Net Avoided Cost kWh | Linear Ambient Luminaire (10000 lumen) ¦ Business Energy Rebates | TRC | 284.4726 | 301.6493 | 319.4921
None | PV Total Net Avoided Cost kWh | Linear Ambient Luminaire (10000 lumen) ¦ Small Business Energy Solutions | TRC | 291.0882 | 308.6644 | 326.9221
None | PV Total Net Avoided Cost kWh | Linear Ambient Luminaire (2000 lumen) ¦ Business Energy Rebates | TRC | 29.7403 | 31.5361 | 33.4014
None | PV Total Net Avoided Cost kWh | Linear Ambient Luminaire (2000 lumen) ¦ Small Business Energy Solutions | TRC | 30.4319 | 32.2695 | 34.1782
None | PV Total Net Avoided Cost kWh | Linear Ambient Luminaire (4000 lumen) ¦ Business Energy Rebates | TRC | 54.0498 | 57.3134 | 60.7035
None | PV Total Net Avoided Cost kWh | Linear Ambient Luminaire (4000 lumen) ¦ Small Business Energy Solutions | TRC | 55.3068 | 58.6462 | 62.1152
None | PV Total Net Avoided Cost kWh | Linear Ambient Luminaire (8000 lumen) ¦ Business Energy Rebates | TRC | 97.2379 | 103.1092 | 109.2082
None | PV Total Net Avoided Cost kWh | Linear Ambient Luminaire (8000 lumen) ¦ Small Business Energy Solutions | TRC | 99.4992 | 105.5071 | 111.7479
None | PV Total Net Avoided Cost kWh | Linear Replacement Lamp (2 foot) ¦ Business Energy Rebates | TRC | 18.4649 | 19.5798 | 20.7379
None | PV Total Net Avoided Cost kWh | Linear Replacement Lamp (2 foot) ¦ Small Business Energy Solutions | TRC | 18.8943 | 20.0351 | 21.2202
None | PV Total Net Avoided Cost kWh | Linear Replacement Lamp (4 foot) ¦ Business Energy Rebates | TRC | 31.1594 | 33.0409 | 34.9953
None | PV Total Net Avoided Cost kWh | Linear Replacement Lamp (4 foot) ¦ Small Business Energy Solutions | TRC | 31.8841 | 33.8093 | 35.8091
None | PV Total Net Avoided Cost kWh | Low-bay Luminaire (10,000 lumen) ¦ Business Energy Rebates | TRC | 284.4726 | 301.6493 | 319.4921
None | PV Total Net Avoided Cost kWh | Low-bay Luminaire (10,000 lumen) ¦ Small Business Energy Solutions | TRC | 291.0882 | 308.6644 | 326.9221
None | PV Total Net Avoided Cost kWh | Low-bay Luminaire (5000 lumen) ¦ Business Energy Rebates | TRC | 174.8213 | 185.3772 | 196.3424
None | PV Total Net Avoided Cost kWh | Low-flow showerhead - 0.5 gpm Reduction - MURB ¦ Efficient Products Installation | TRC | 148.5272 | 179.8034 | 190.9854
None | PV Total Net Avoided Cost kWh | Low-flow showerhead - 0.5 gpm Reduction ¦ Efficient Products Installation | TRC | 169.3354 | 179.8034 | 190.9854
None | PV Total Net Avoided Cost kWh | Low-flow showerhead - 1.0 gpm Reduction - MURB ¦ Efficient Products Installation | TRC | 296.337 | 359.6067 | 381.9707
None | PV Total Net Avoided Cost kWh | Low-flow showerhead - 1.0 gpm Reduction ¦ Efficient Products Installation | TRC | 338.6708 | 359.6067 | 381.9707
None | PV Total Net Avoided Cost kWh | Low-flow showerhead -0.75 gpm Reduction - MURB ¦ Efficient Products Installation | TRC | 222.4321 | 269.705 | 286.4781
None | PV Total Net Avoided Cost kWh | Low-flow showerhead -0.75 gpm Reduction ¦ Efficient Products Installation | TRC | 254.0031 | 269.705 | 286.4781
None | PV Total Net Avoided Cost kWh | Low/Zero Energy Livestock Waterer ¦ Business Energy Rebates | TRC | 796.17 | 845.3876 | 897.9624
None | PV Total Net Avoided Cost kWh | Luminaire Level Lighting Control (LLLC) - High Impact Application ¦ Business Energy Rebates | TRC | 164.5114 | 174.429 | 185.0404
None | PV Total Net Avoided Cost kWh | Luminaire Level Lighting Control (LLLC) - Low Impact Application ¦ Business Energy Rebates | TRC | 337.207 | 357.5357 | 379.2864
None | PV Total Net Avoided Cost kWh | Medium Commercial ETS System ¦ ETS Business Energy Rebates | TRC | 0 | 0 | 0
None | PV Total Net Avoided Cost kWh | Medium Commercial ETS System ¦ ETS Small Business Energy Solutions | TRC | 0 | 0 | 0
None | PV Total Net Avoided Cost kWh | Milk Pre-cooler ¦ Business Energy Rebates | TRC | 6070.6511 | 6436.624 | 6828.1956
None | PV Total Net Avoided Cost kWh | Mini freezer retirement ¦ Appliance Retirement | TRC | 92.0304 | 98.0087 | 104.3424
None | PV Total Net Avoided Cost kWh | Mini fridge retirement ¦ Appliance Retirement | TRC | 58.8206 | 62.6417 | 66.6898
None | PV Total Net Avoided Cost kWh | Motion sensor with dimmer switch ¦ Instant Savings | TRC | 30.3236 | 32.1982 | 34.2006
None | PV Total Net Avoided Cost kWh | MSHP - Fully Electrical ¦ Green Heat | TRC | 2253.0589 | 2384.1046 | 2522.082
None | PV Total Net Avoided Cost kWh | MSHP - Mainly Electrical ¦ Green Heat | TRC | 834.6888 | 883.2372 | 934.3535
None | PV Total Net Avoided Cost kWh | Multi-Tank Conveyor Dishwasher - High Temp ¦ Business Energy Rebates | TRC | 28554.3254 | 30177.3393 | 31912.4501
None | PV Total Net Avoided Cost kWh | Multi-Tank Conveyor Dishwasher - High Temp ¦ Small Business Energy Solutions | TRC | 29218.3795 | 30879.1379 | 32654.6001
None | PV Total Net Avoided Cost kWh | Multi-Tank Conveyor Dishwasher - Low Temp ¦ Business Energy Rebates | TRC | 19598.2598 | 20712.2154 | 21903.1086
None | PV Total Net Avoided Cost kWh | Multi-Tank Conveyor Dishwasher - Low Temp ¦ Small Business Energy Solutions | TRC | 20054.0333 | 21193.8948 | 22412.4832
None | PV Total Net Avoided Cost kWh | Natural Barn Ventiliation - Year-Round ¦ Business Energy Rebates | TRC | 5436.283 | 5764.0126 | 6114.666
None | PV Total Net Avoided Cost kWh | Networked/ Connected - Indoor LED Lamp ¦ Instant Savings | TRC | 10.8865 | 11.9084 | 12.9227
None | PV Total Net Avoided Cost kWh | Networked/Connected - High Impact Application ¦ Business Energy Rebates | TRC | 193.2464 | 204.8964 | 217.3612
None | PV Total Net Avoided Cost kWh | Networked/Connected - Low Impact Application ¦ Business Energy Rebates | TRC | 383.2561 | 406.3609 | 431.0819
None | PV Total Net Avoided Cost kWh | No-Loss Drain ¦ Business Energy Rebates | TRC | 1920.9434 | 2036.7487 | 2160.6541
None | PV Total Net Avoided Cost kWh | Occupancy Sensor (Ceiling Mounted) ¦ Business Energy Rebates | TRC | 257.3476 | 273.2563 | 290.2501
None | PV Total Net Avoided Cost kWh | Occupancy Sensor (Ceiling Mounted) ¦ Small Business Energy Solutions | TRC | 263.3324 | 279.6111 | 297.0002
None | PV Total Net Avoided Cost kWh | Occupancy Sensor (Wall Mounted) ¦ Business Energy Rebates | TRC | 151.8201 | 161.2053 | 171.2307
None | PV Total Net Avoided Cost kWh | Occupancy Sensor (Wall Mounted) ¦ Small Business Energy Solutions | TRC | 155.3508 | 164.9543 | 175.2129
None | PV Total Net Avoided Cost kWh | Occupancy Sensor (Exterior) ¦ Business Energy Rebates | TRC | 64.6273 | 68.6224 | 72.89
None | PV Total Net Avoided Cost kWh | Open to Closed Cooler Conversion ¦ Business Energy Rebates | TRC | 12223.0568 | 12960.951 | 13647.1651
None | PV Total Net Avoided Cost kWh | Open to Closed Cooler Conversion ¦ Small Business Energy Solutions | TRC | 12507.314 | 13262.3685 | 13964.541
None | PV Total Net Avoided Cost kWh | Outdoor motion sensor ¦ Instant Savings | TRC | 109.6982 | 116.4795 | 123.7234
None | PV Total Net Avoided Cost kWh | Outside Air Economizer ¦ Business Energy Rebates | TRC | 8167.4643 | 8659.8449 | 9186.666
None | PV Total Net Avoided Cost kWh | Packaged Terminal Heat Pump (12kBTU/hr) ¦ Business Energy Rebates | TRC | 4557.2766 | 4832.0147 | 5125.9701
None | PV Total Net Avoided Cost kWh | Parking Garage Luminaire (4000 lumen) ¦ Small Business Energy Solutions | TRC | 196.0573 | 206.942 | 218.3068
None | PV Total Net Avoided Cost kWh | Pellet Boiler/Furnace ¦ Green Heat | TRC | 10178.9511 | 10770.9943 | 11394.3534
None | PV Total Net Avoided Cost kWh | Pellet Stove ¦ Green Heat | TRC | 6042.1339 | 6393.5654 | 6763.5857
None | PV Total Net Avoided Cost kWh | Pipe Insulation - MURB ¦ Efficient Products Installation | TRC | 11.3073 | 11.989 | 12.7183
None | PV Total Net Avoided Cost kWh | Pipe Insulation ¦ Efficient Products Installation | TRC | 11.3073 | 11.989 | 12.7183
None | PV Total Net Avoided Cost kWh | Pole/Arm-Mounted Area Luminaire (20000 lumen) ¦ Business Energy Rebates | TRC | 867.0897 | 915.9384 | 971.777
None | PV Total Net Avoided Cost kWh | Pole/Arm-Mounted Area Luminaire (20000 lumen) ¦ Small Business Energy Solutions | TRC | 887.2546 | 937.2393 | 994.3765
None | PV Total Net Avoided Cost kWh | Pole/Arm-Mounted Area Luminaire (4000 lumen) ¦ Small Business Energy Solutions | TRC | 131.0717 | 138.4558 | 146.8965
None | PV Total Net Avoided Cost kWh | Pole/Arm-Mounted Area Luminaire (60000 lumen) ¦ Business Energy Rebates | TRC | 2916.5744 | 3080.8838 | 3268.7045
None | PV Total Net Avoided Cost kWh | Pole/Arm-Mounted Decorative Luminaire (1500 lumen) ¦ Small Business Energy Solutions | TRC | 355.2379 | 375.2507 | 398.1273
None | PV Total Net Avoided Cost kWh | Pole/Arm-Mounted Decorative Luminaire (5000 lumen) ¦ Business Energy Rebates | TRC | 428.2898 | 452.4181 | 479.999
None | PV Total Net Avoided Cost kWh | Pole/Arm-Mounted Decorative Luminaire (5000 lumen) ¦ Small Business Energy Solutions | TRC | 438.25 | 462.9394 | 491.1617
None | PV Total Net Avoided Cost kWh | Pot, Pan and Utensil Dishwasher - High Temp ¦ Business Energy Rebates | TRC | 1882.8123 | 1999.2038 | 2123.5348
None | PV Total Net Avoided Cost kWh | Power bar with timer ¦ Instant Savings | TRC | 15.5397 | 16.9984 | 18.4462
None | PV Total Net Avoided Cost kWh | Premium High Bay Luminaire (15 000 lumen) ¦ Business Energy Rebates | TRC | 588.9346 | 621.707 | 655.9261
None | PV Total Net Avoided Cost kWh | Premium High Bay Luminaire (15 000 lumen) ¦ Small Business Energy Solutions | TRC | 602.6307 | 636.1653 | 671.1802
None | PV Total Net Avoided Cost kWh | Premium High Bay Luminaire (35 000 lumen) ¦ Business Energy Rebates | TRC | 1374.1806 | 1450.6497 | 1530.4942
None | PV Total Net Avoided Cost kWh | Premium High Bay Luminaire (35 000 lumen) ¦ Small Business Energy Solutions | TRC | 1406.1383 | 1484.3857 | 1566.0871
None | PV Total Net Avoided Cost kWh | Premium High Bay Luminaire (60 000 lumen) ¦ Business Energy Rebates | TRC | 2355.7382 | 2486.8281 | 2623.7043
None | PV Total Net Avoided Cost kWh | Programmable thermostat ¦ Instant Savings | TRC | 152.4736 | 161.8992 | 171.9678
None | PV Total Net Avoided Cost kWh | Programmable Thermostats ¦ First Nations Home Retrofits | TRC | 152.4736 | 161.8992 | 171.9678
None | PV Total Net Avoided Cost kWh | Range / Stove replacement ¦ Appliance Retirement | TRC | 54.8981 | 59.5411 | 64.0917
None | PV Total Net Avoided Cost kWh | Reflector Lamp (MR16) ¦ Small Business Energy Solutions | TRC | 47.4595 | 41.4264 | 34.5865
None | PV Total Net Avoided Cost kWh | Reflector Lamp (PAR38) ¦ Small Business Energy Solutions | TRC | 63.997 | 55.8264 | 46.5641
None | PV Total Net Avoided Cost kWh | Refrigerated Case Luminaire ¦ Business Energy Rebates | TRC | 369.9108 | 391.988 | 415.3937
None | PV Total Net Avoided Cost kWh | Refrigerated Case Luminaire ¦ Small Business Energy Solutions | TRC | 378.5134 | 401.104 | 425.054
None | PV Total Net Avoided Cost kWh | Refrigerator replacement (Low income only) ¦ Appliance Retirement | TRC | 233.3094 | 253.6861 | 273.7379
None | PV Total Net Avoided Cost kWh | Refrigerator replacement (Low income only) ¦ First Nations Home Retrofits | TRC | 233.3094 | 253.6861 | 273.7379
None | PV Total Net Avoided Cost kWh | Refrigerator retirement ¦ Appliance Retirement | TRC | 232.4963 | 247.5994 | 263.6003
None | PV Total Net Avoided Cost kWh | Remote Condensing Unit ¦ Business Energy Rebates | TRC | 1810.7181 | 1922.6529 | 2042.2232
None | PV Total Net Avoided Cost kWh | Residential DHW Timer ¦ ETS Green Heat | TRC | 0 | 0 | 0
None | PV Total Net Avoided Cost kWh | Residential ETS System (Central) ¦ ETS Green Heat | TRC | 0 | 0 | 0
None | PV Total Net Avoided Cost kWh | Residential ETS System (Central) ¦ ETS Home Energy Assessment | TRC | 0 | 0 | 0
None | PV Total Net Avoided Cost kWh | Residential ETS System (Room) ¦ ETS Green Heat | TRC | 0 | 0 | 0
None | PV Total Net Avoided Cost kWh | Residential ETS System (Room) ¦ ETS Home Energy Assessment | TRC | 0 | 0 | 0
None | PV Total Net Avoided Cost kWh | Room air purifier ¦ Instant Savings | TRC | 301.1108 | 319.8414 | 340.2961
None | PV Total Net Avoided Cost kWh | Server Virtualization and Decommissioning ¦ Business Energy Rebates | TRC | 6849.1705 | 7262.077 | 7703.865
None | PV Total Net Avoided Cost kWh | Single-Tank Door type Dishwasher - High Temp ¦ Business Energy Rebates | TRC | 9611.3152 | 10190.7392 | 10810.6922
None | PV Total Net Avoided Cost kWh | Single-Tank Door type Dishwasher - Low Temp ¦ Business Energy Rebates | TRC | 13086.4156 | 13875.3382 | 14719.4436
None | PV Total Net Avoided Cost kWh | Single -Tank Conveyor Dishwasher - High Temp ¦ Business Energy Rebates | TRC | 9596.9816 | 10142.4694 | 10725.6324
None | PV Total Net Avoided Cost kWh | Single -Tank Conveyor Dishwasher - Low Temp ¦ Business Energy Rebates | TRC | 14196.5613 | 15003.4869 | 15866.1445
None | PV Total Net Avoided Cost kWh | Single Heat Pad (Agriculture) ¦ Business Energy Rebates | TRC | 431.6379 | 458.3208 | 486.8239
None | PV Total Net Avoided Cost kWh | Small Commercial ETS Sytem ¦ ETS Business Energy Rebates | TRC | 0 | 0 | 0
None | PV Total Net Avoided Cost kWh | Small Commercial ETS Sytem ¦ ETS Small Business Energy Solutions | TRC | 0 | 0 | 0
None | PV Total Net Avoided Cost kWh | Smart power bar ¦ Instant Savings | TRC | 15.5686 | 17.0301 | 18.4806
None | PV Total Net Avoided Cost kWh | Smart Power Controllers - MURB ¦ Efficient Products Installation | TRC | 123.6925 | 135.3037 | 146.8277
None | PV Total Net Avoided Cost kWh | Smart Power Controllers ¦ Efficient Products Installation | TRC | 123.6925 | 135.3037 | 146.8277
None | PV Total Net Avoided Cost kWh | Solar air heating ¦ Green Heat | TRC | 883.2611 | 932.2197 | 983.2237
None | PV Total Net Avoided Cost kWh | Solar Domestic Hot Water ¦ Green Heat | TRC | 2425.5178 | 2559.9628 | 2700.0245
None | PV Total Net Avoided Cost kWh | Solar Domestic Hot Water ¦ Home Energy Assessment | TRC | 2692.5406 | 2841.7866 | 2997.2675
None | PV Total Net Avoided Cost kWh | Solid Door Freezer ¦ Business Energy Rebates | TRC | 1241.7286 | 1316.6906 | 1386.4024
None | PV Total Net Avoided Cost kWh | Solid Door Freezer ¦ Small Business Energy Solutions | TRC | 1270.606 | 1347.3113 | 1418.6443
None | PV Total Net Avoided Cost kWh | Solid Door Refrigerator ¦ Business Energy Rebates | TRC | 437.351 | 463.7535 | 488.3068
None | PV Total Net Avoided Cost kWh | Solid Door Refrigerator ¦ Small Business Energy Solutions | TRC | 447.522 | 474.5384 | 499.6628
None | PV Total Net Avoided Cost kWh | Standard Capacity Electric Fryer ¦ Business Energy Rebates | TRC | 2093.6589 | 2220.0511 | 2337.5911
None | PV Total Net Avoided Cost kWh | Standard Capacity Electric Fryer ¦ Small Business Energy Solutions | TRC | 2142.3487 | 2271.6802 | 2391.9537
None | PV Total Net Avoided Cost kWh | Strategic Energy Management ¦ SEM | TRC | 198323.2509 | 223208.5518 | 248116.4163
None | PV Total Net Avoided Cost kWh | Strip-Curtains for Display Cases ¦ Business Energy Rebates | TRC | 414.5657 | 453.4817 | 492.1052
None | PV Total Net Avoided Cost kWh | Strip-Curtains for Display Cases ¦ Small Business Energy Solutions | TRC | 424.2068 | 464.0277 | 503.5495
None | PV Total Net Avoided Cost kWh | Track/Mono-point Direction Luminaire ¦ Business Energy Rebates | TRC | 134.9312 | 143.0785 | 151.5416
None | PV Total Net Avoided Cost kWh | Unconverted D ¦ Home Energy Assessment | TRC | 2596.4114 | 2726.0375 | 2860.9033
None | PV Total Net Avoided Cost kWh | Under-Counter Dishwasher - HighTemp ¦ Business Energy Rebates | TRC | 1803.1412 | 1914.6076 | 2033.6775
None | PV Total Net Avoided Cost kWh | Under-Counter Dishwasher - Low Temp ¦ Business Energy Rebates | TRC | 1444.2026 | 1533.4802 | 1628.8477
None | PV Total Net Avoided Cost kWh | Variable Speed Kitchen Exhaust Fan ¦ Business Energy Rebates | TRC | 17895.3363 | 18974.1675 | 20128.4599
None | PV Total Net Avoided Cost kWh | Variable Speed Kitchen Exhaust Fan ¦ Small Business Energy Solutions | TRC | 18311.5069 | 19415.4272 | 20596.5636
None | PV Total Net Avoided Cost kWh | Ventilation Fan (Agriculture) ¦ Business Energy Rebates | TRC | 205.7848 | 218.1906 | 231.4643
None | PV Total Net Avoided Cost kWh | VFD - 10 hp - Institutional - Make-up Air Fan ¦ Business Energy Rebates | TRC | 31863.8128 | 33784.7422 | 35840.035
None | PV Total Net Avoided Cost kWh | VFD - 10 hp - Retail - Supply Fan ¦ Business Energy Rebates | TRC | 10733.6653 | 11380.7509 | 12073.0982
None | PV Total Net Avoided Cost kWh | VFD - 20 hp - Institutional - Chilled Water Pump ¦ Business Energy Rebates | TRC | 43598.6227 | 46226.9923 | 49039.2087
None | PV Total Net Avoided Cost kWh | VFD - 20 hp - Retail - Exhaust Fan ¦ Business Energy Rebates | TRC | 55544.6812 | 58893.2262 | 62475.9923
None | PV Total Net Avoided Cost kWh | VFD - 30 hp - Institutional - Make-up Air Fan ¦ Business Energy Rebates | TRC | 79568.6779 | 84365.5242 | 89497.8961
None | PV Total Net Avoided Cost kWh | VFD - 30 hp - Retail - Supply Fan ¦ Business Energy Rebates | TRC | 30374.985 | 32206.1595 | 34165.4194
None | PV Total Net Avoided Cost kWh | VFD - 40 hp - Warehousing - Exhaust Fan ¦ Business Energy Rebates | TRC | 116976.3822 | 124028.3747 | 131573.6339
None | PV Total Net Avoided Cost kWh | VFD - 5 hp - Institutional - Chilled Water Pump ¦ Business Energy Rebates | TRC | 2940.94 | 3118.2363 | 3307.9341
None | PV Total Net Avoided Cost kWh | VFD - 5 hp - Retail - Exhaust Fan ¦ Business Energy Rebates | TRC | 14480.145 | 15353.0894 | 16287.0937
None | PV Total Net Avoided Cost kWh | VFD Milk Transfer Pump ¦ Business Energy Rebates | TRC | 1447.8921 | 1537.3977 | 1633.0088
None | PV Total Net Avoided Cost kWh | VFD Milk Transfer Pump ¦ Small Business Energy Solutions | TRC | 1481.564 | 1573.1512 | 1670.9858
None | PV Total Net Avoided Cost kWh | VFD Milk Vacuum Pump ¦ Business Energy Rebates | TRC | 7232.776 | 7668.8084 | 8135.3399
None | PV Total Net Avoided Cost kWh | VFD Milk Vacuum Pump ¦ Small Business Energy Solutions | TRC | 7400.9801 | 7847.1527 | 8324.5338
None | PV Total Net Avoided Cost kWh | Wall Mounted Area Luminaire (1000 lumen) ¦ Business Energy Rebates | TRC | 148.0956 | 156.6555 | 165.7122
None | PV Total Net Avoided Cost kWh | Wall Mounted Area Luminaire (1000 lumen) ¦ Small Business Energy Solutions | TRC | 151.5397 | 160.2987 | 169.5659
None | PV Total Net Avoided Cost kWh | Wall Mounted Area Luminaire (10000 lumen) ¦ Business Energy Rebates | TRC | 732.0155 | 774.3258 | 819.0916
None | PV Total Net Avoided Cost kWh | Wall Mounted Area Luminaire (10000 lumen) ¦ Small Business Energy Solutions | TRC | 749.0391 | 792.3334 | 838.1402
None | PV Total Net Avoided Cost kWh | Wall Wash Luminaire (1000 lumen) ¦ Business Energy Rebates | TRC | 92.3243 | 97.8989 | 103.6897
None | PV Total Net Avoided Cost kWh | Wall wash luminaire (1500 lumen) ¦ Business Energy Rebates | TRC | 171.0715 | 181.4009 | 192.1309
None | PV Total Net Avoided Cost kWh | Whole Home - tier 0 (22% better than code on average) ¦ New Home Construction | TRC | 7860.3742 | 8227.0002 | 8608.0935
None | PV Total Net Avoided Cost kWh | Whole home - tier 1 (45% better than code target) ¦ New Home Construction | TRC | 10566.9549 | 11059.822 | 11572.1381
None | PV Total Net Avoided Cost kWh | Whole home - tier 2 (60% better than code target) ¦ New Home Construction | TRC | 15663.4841 | 16394.0651 | 17153.4754
None | PV Total Net Avoided Cost kWh | Whole home - tier 3 (70% better than code target) ¦ New Home Construction | TRC | 8032.3498 | 8387.1696 | 8755.7011
None | PV Total Net Avoided Cost kWh | Whole Home ¦ Home Energy Assessment | TRC | 8007.4792 | 8451.3291 | 8913.7215
None | PV Total Net Avoided Cost kWh | Whole Home First Nations Retrofit ¦ First Nations Home Retrofits | TRC | 9241.9105 | 9754.1842 | 10287.8589
None | PV Total Net Avoided Cost kWh | Wood Boiler/Furnace ¦ Green Heat | TRC | 10207.7908 | 10801.5114 | 11426.6367
None | PV Total Net Avoided Cost kWh | Wood Stove ¦ Green Heat | TRC | 6565.7084 | 6947.5928 | 7349.6769
None | PV Total Net Avoided Cost kWh | Zero-Energy Doors for Reach-In Coolers ¦ Small Business Energy Solutions | TRC | 959.4811 | 1017.404 | 1071.2702
None | PV Total Net Avoided Cost kW | 1/2 Size Hot Food Holding Cabinet ¦ Business Energy Rebates | TRC | 354.4594 | 354.1967 | 357.9733
None | PV Total Net Avoided Cost kW | 11W Replacing 60W - MURB ¦ Efficient Products Installation | TRC | 3.7614 | 3.4737 | 3.3086
None | PV Total Net Avoided Cost kW | 11W Replacing 60W ¦ Efficient Products Installation | TRC | 3.7614 | 3.4737 | 3.3086
None | PV Total Net Avoided Cost kW | 18W Replacing 100W - MURB ¦ Efficient Products Installation | TRC | 6.7046 | 6.2402 | 5.9792
None | PV Total Net Avoided Cost kW | 18W Replacing 100W ¦ Efficient Products Installation | TRC | 6.7046 | 6.2402 | 5.9792
None | PV Total Net Avoided Cost kW | 18W Replacing 75W - MURB ¦ Efficient Products Installation | TRC | 3.6003 | 3.2488 | 3.0434
None | PV Total Net Avoided Cost kW | 18W Replacing 75W ¦ Efficient Products Installation | TRC | 3.6003 | 3.2488 | 3.0434
None | PV Total Net Avoided Cost kW | 5W Chandelier E12 - MURB ¦ Efficient Products Installation | TRC | 2.6766 | 2.1508 | 1.6469
None | PV Total Net Avoided Cost kW | 5W Chandelier E12 ¦ Efficient Products Installation | TRC | 2.6766 | 2.1508 | 1.6469
None | PV Total Net Avoided Cost kW | 7W G25 - MURB ¦ Efficient Products Installation | TRC | 2.2921 | 1.7657 | 1.258
None | PV Total Net Avoided Cost kW | 7W G25 ¦ Efficient Products Installation | TRC | 2.2921 | 1.7657 | 1.258
None | PV Total Net Avoided Cost kW | 7W GU10 Replacing 35W - MURB ¦ Efficient Products Installation | TRC | 1.9448 | 1.4982 | 1.0674
None | PV Total Net Avoided Cost kW | 7W GU10 Replacing 35W ¦ Efficient Products Installation | TRC | 1.9448 | 1.4982 | 1.0674
None | PV Total Net Avoided Cost kW | 7W GU10 Replacing 50W - MURB ¦ Efficient Products Installation | TRC | 3.5141 | 2.8755 | 2.2645
None | PV Total Net Avoided Cost kW | 7W GU10 Replacing 50W ¦ Efficient Products Installation | TRC | 3.5141 | 2.8755 | 2.2645
None | PV Total Net Avoided Cost kW | 9.5W Replacing 100W - MURB ¦ Efficient Products Installation | TRC | 8.8638 | 8.3976 | 8.1493
None | PV Total Net Avoided Cost kW | 9.5W Replacing 100W ¦ Efficient Products Installation | TRC | 8.8638 | 8.3976 | 8.1493
None | PV Total Net Avoided Cost kW | 9.5W Replacing 40W - MURB ¦ Efficient Products Installation | TRC | 1.6941 | 1.4848 | 1.3547
None | PV Total Net Avoided Cost kW | 9.5W Replacing 40W ¦ Efficient Products Installation | TRC | 1.6941 | 1.4848 | 1.3547
None | PV Total Net Avoided Cost kW | 9.5W Replacing 60W - MURB ¦ Efficient Products Installation | TRC | 4.1425 | 3.8544 | 3.6916
None | PV Total Net Avoided Cost kW | 9.5W Replacing 60W ¦ Efficient Products Installation | TRC | 4.1425 | 3.8544 | 3.6916
None | PV Total Net Avoided Cost kW | 9W Replacing 100W - MURB ¦ Efficient Products Installation | TRC | 8.9908 | 8.5245 | 8.277
None | PV Total Net Avoided Cost kW | 9W Replacing 100W ¦ Efficient Products Installation | TRC | 8.9908 | 8.5245 | 8.277
None | PV Total Net Avoided Cost kW | 9W Replacing 40W - MURB ¦ Efficient Products Installation | TRC | 1.8211 | 1.6117 | 1.4824
None | PV Total Net Avoided Cost kW | 9W Replacing 40W ¦ Efficient Products Installation | TRC | 1.8211 | 1.6117 | 1.4824
None | PV Total Net Avoided Cost kW | 9W Replacing 60W - MURB ¦ Efficient Products Installation | TRC | 4.2695 | 3.9813 | 3.8193
None | PV Total Net Avoided Cost kW | 9W Replacing 60W ¦ Efficient Products Installation | TRC | 4.2695 | 3.9813 | 3.8193
None | PV Total Net Avoided Cost kW | Advanced Lighting Design (Performance Lighting) ¦ Business Energy Rebates | TRC | 233.177 | 233.4511 | 235.6403
None | PV Total Net Avoided Cost kW | Air-Entraining Air Nozzle ¦ Business Energy Rebates | TRC | 245.5927 | 245.8813 | 248.1871
None | PV Total Net Avoided Cost kW | Air Conditioner retirement ¦ Appliance Retirement | TRC | 0 | 0 | 0
None | PV Total Net Avoided Cost kW | ASHP and AWHP - Electrical ¦ Green Heat | TRC | 4771.0352 | 4779.4365 | 4810.2359
None | PV Total Net Avoided Cost kW | Case Lighting for Sign Retrofits ¦ Business Energy Rebates | TRC | 687.6197 | 687.2428 | 694.1871
None | PV Total Net Avoided Cost kW | CEE Tier 2 Commercial Washing Machine ¦ Business Energy Rebates | TRC | 1090.6959 | 1090.1935 | 1100.9337
None | PV Total Net Avoided Cost kW | CEE Tier 3 Commercial Washing Machine ¦ Business Energy Rebates | TRC | 1262.0909 | 1261.5096 | 1273.9376
None | PV Total Net Avoided Cost kW | Circulation Fan (Agriculture) ¦ Business Energy Rebates | TRC | 0 | 0 | 0
None | PV Total Net Avoided Cost kW | Clothes-line ¦ Instant Savings | TRC | 0 | 0 | 0
None | PV Total Net Avoided Cost kW | Clothes Dryer replacement ¦ Appliance Retirement | TRC | 28.0301 | 28.1446 | 29.1716
None | PV Total Net Avoided Cost kW | Clothes Dryers ¦ First Nations Home Retrofits | TRC | 57.0636 | 57.1145 | 57.7334
None | PV Total Net Avoided Cost kW | Clothes Washer replacement ¦ Appliance Retirement | TRC | 39.6919 | 39.6836 | 40.1265
None | PV Total Net Avoided Cost kW | Clothes Washers ¦ First Nations Home Retrofits | TRC | 38.865 | 38.8996 | 39.3211
None | PV Total Net Avoided Cost kW | Cold Climate Air-Source Heat Pump (24kBTU/hr) ¦ Business Energy Rebates | TRC | 6128.6094 | 6136.296 | 6173.1438
None | PV Total Net Avoided Cost kW | Cold Climate Air-Source Heat Pump (24kBTU/hr) ¦ Small Business Energy Solutions | TRC | 6271.1352 | 6279.0006 | 6316.7053
None | PV Total Net Avoided Cost kW | Cold Climate Air-Source Heat Pump (48kBTU/hr) ¦ Business Energy Rebates | TRC | 12257.2188 | 12272.592 | 12346.2876
None | PV Total Net Avoided Cost kW | Custom Energy Efficiency ¦ Affordable MultiFamily Renter | TRC | 388331.0244 | 388979.5584 | 392772.6052
None | PV Total Net Avoided Cost kW | Custom Energy Efficiency ¦ Custom Retrofit | TRC | 568832.5985 | 569440.6993 | 574865.8101
None | PV Total Net Avoided Cost kW | Cycling Refrigerated Air Dryer - 50 CFM ¦ Business Energy Rebates | TRC | 160.5564 | 160.6788 | 162.4259
None | PV Total Net Avoided Cost kW | Dairy Scroll Compressor ¦ Business Energy Rebates | TRC | 12846.3862 | 12861.4848 | 12982.0964
None | PV Total Net Avoided Cost kW | Daylighting Controls - Ceiling Mounted ¦ Business Energy Rebates | TRC | 0 | 0 | 0
None | PV Total Net Avoided Cost kW | Daylighting Controls - Switch-Mounted ¦ Business Energy Rebates | TRC | 0 | 0 | 0
None | PV Total Net Avoided Cost kW | Decorative Lamp ¦ Small Business Energy Solutions | TRC | 18.6816 | 14.8141 | 11.1168
None | PV Total Net Avoided Cost kW | Dehumidifier ¦ Instant Savings | TRC | 55.3132 | 55.3003 | 55.909
None | PV Total Net Avoided Cost kW | Dehumidifier replacement (Low income only) ¦ Appliance Retirement | TRC | 218.2947 | 219.2091 | 227.3413
None | PV Total Net Avoided Cost kW | Dehumidifier replacement (Low income only) ¦ First Nations Home Retrofits | TRC | 218.2947 | 219.2091 | 227.3413
None | PV Total Net Avoided Cost kW | Dimmer Switch ¦ Instant Savings | TRC | 3.8308 | 3.8355 | 3.8785
None | PV Total Net Avoided Cost kW | Dishwasher replacement ¦ Appliance Retirement | TRC | 45.4824 | 45.5071 | 46.217
None | PV Total Net Avoided Cost kW | Door Heater Controls ¦ Business Energy Rebates | TRC | 1538.1891 | 1537.0489 | 1553.4375
None | PV Total Net Avoided Cost kW | Double Heat Pad (Agriculture) ¦ Business Energy Rebates | TRC | 262.7286 | 262.929 | 265.7878
None | PV Total Net Avoided Cost kW | Downlight Luminaire (1200 lumen) ¦ Small Business Energy Solutions | TRC | 46.0368 | 46.0116 | 46.4765
None | PV Total Net Avoided Cost kW | Downlight Luminaire (3000 lumen) ¦ Small Business Energy Solutions | TRC | 80.2157 | 80.1717 | 80.9818
None | PV Total Net Avoided Cost kW | Downlight Luminaire (800 lumen) ¦ Small Business Energy Solutions | TRC | 78.1231 | 78.0803 | 78.8693
None | PV Total Net Avoided Cost kW | Drain Water Heat Recovery ¦ First Nations Home Retrofits | TRC | 353.9968 | 353.5955 | 355.8053
None | PV Total Net Avoided Cost kW | Drain Water Heat Recovery ¦ Green Heat | TRC | 269.0376 | 268.7326 | 270.412
None | PV Total Net Avoided Cost kW | Drain Water Heat Recovery ¦ Home Energy Assessment | TRC | 269.0376 | 268.7326 | 270.412
None | PV Total Net Avoided Cost kW | Dual Enthalpy Economizer Controls ¦ Business Energy Rebates | TRC | 846.5701 | 847.2157 | 856.4273
None | PV Total Net Avoided Cost kW | EC Motor for Refrigeration Applications ¦ Business Energy Rebates1 | TRC | 73.6778 | 73.7644 | 74.4561
None | PV Total Net Avoided Cost kW | EC Motor for Refrigeration Applications ¦ Business Energy Rebates2 | TRC | 225.9453 | 226.2108 | 228.3322
None | PV Total Net Avoided Cost kW | ECM Circulator Pump ¦ Instant Savings | TRC | 69.3934 | 69.5092 | 70.187
None | PV Total Net Avoided Cost kW | Efficient clothes washer ¦ Instant Savings | TRC | 57.989 | 58.0407 | 58.6696
None | PV Total Net Avoided Cost kW | Efficient refrigerator ¦ Instant Savings | TRC | 15.1064 | 15.1029 | 15.2691
None | PV Total Net Avoided Cost kW | Electric Combination Oven ¦ Business Energy Rebates | TRC | 1630.5134 | 1629.3047 | 1646.677
None | PV Total Net Avoided Cost kW | Electric Combination Oven with Gas ¦ Business Energy Rebates | TRC | 4678.8647 | 4675.3962 | 4725.2471
None | PV Total Net Avoided Cost kW | Electric Convection Oven ¦ Business Energy Rebates | TRC | 496.2432 | 495.8754 | 501.1626
None | PV Total Net Avoided Cost kW | Electric Convection Oven with Gas ¦ Business Energy Rebates | TRC | 3086.2701 | 3083.9823 | 3116.8649
None | PV Total Net Avoided Cost kW | Electric Fryer Replacement with Gas ¦ Business Energy Rebates | TRC | 4172.9196 | 3489.0845 | 3526.2864
None | PV Total Net Avoided Cost kW | Electric Griddle Replacement with Gas ¦ Business Energy Rebates | TRC | 4047.4323 | 4044.4319 | 4087.5552
None | PV Total Net Avoided Cost kW | Electric Steam Cooker ¦ Business Energy Rebates | TRC | 2550.4594 | 2548.5687 | 2575.7425
None | PV Total Net Avoided Cost kW | Electric Steam Cooker Replacement with Gas ¦ Business Energy Rebates | TRC | 4504.1079 | 4500.769 | 4548.758
None | PV Total Net Avoided Cost kW | Electric to Natural Gas - Water Heater ¦ Business Energy Rebates | TRC | 3173.813 | 3177.5433 | 3207.3415
None | PV Total Net Avoided Cost kW | Energy Management Information Systems ¦ EMIS | TRC | 99434.8518 | 100861.9408 | 104945.2117
None | PV Total Net Avoided Cost kW | Energy Star Dryer ¦ Instant Savings | TRC | 38.5875 | 38.5786 | 39.0032
None | PV Total Net Avoided Cost kW | ENERGY STAR Pool Pump ¦ Business Energy Rebates | TRC | 0 | 0 | 0
None | PV Total Net Avoided Cost kW | ENERGY STAR Uninteruptible Power Supplies (UPS) ¦ Business Energy Rebates | TRC | 0 | 0 | 0
None | PV Total Net Avoided Cost kW | ENERGY STAR Washing Machine ¦ Business Energy Rebates | TRC | 607.6734 | 607.3935 | 613.3774
None | PV Total Net Avoided Cost kW | Evaporator Fan Motor Controls ¦ Business Energy Rebates | TRC | 440.8003 | 441.1364 | 445.9328
None | PV Total Net Avoided Cost kW | Faucet Aerators - MURB ¦ Efficient Products Installation | TRC | 28.7665 | 29.7116 | 30.0446
None | PV Total Net Avoided Cost kW | Faucet Aerators ¦ Efficient Products Installation | TRC | 29.6749 | 29.7116 | 30.0446
None | PV Total Net Avoided Cost kW | Flood Luminaire (10000 lumen) ¦ Business Energy Rebates | TRC | 415.1028 | 415.5998 | 419.4292
None | PV Total Net Avoided Cost kW | Flood Luminaire (10000 lumen) ¦ Small Business Energy Solutions | TRC | 424.7563 | 425.2649 | 429.1833
None | PV Total Net Avoided Cost kW | Flood Luminaire (48000 lumen) ¦ Business Energy Rebates | TRC | 1309.0991 | 1310.6667 | 1322.7432
None | PV Total Net Avoided Cost kW | Flood Luminaire (48000 lumen) ¦ Small Business Energy Solutions | TRC | 1339.5433 | 1341.1473 | 1353.5047
None | PV Total Net Avoided Cost kW | Four Pin Replacement Lamps for CFLs ¦ Business Energy Rebates | TRC | 17.1528 | 17.1429 | 17.3175
None | PV Total Net Avoided Cost kW | Four Pin Replacement Lamps for CFLs ¦ Small Business Energy Solutions | TRC | 17.5517 | 17.5415 | 17.7202
None | PV Total Net Avoided Cost kW | Freezer replacement (Low income only) ¦ Appliance Retirement | TRC | 169.9776 | 170.8671 | 178.2535
None | PV Total Net Avoided Cost kW | Freezer replacement (Low income only) ¦ First Nations Home Retrofits | TRC | 169.9776 | 170.8671 | 178.2535
None | PV Total Net Avoided Cost kW | Freezer replacement ¦ Appliance Retirement | TRC | 127.4832 | 128.1504 | 133.6901
None | PV Total Net Avoided Cost kW | Freezer retirement ¦ Appliance Retirement | TRC | 100.0339 | 100.199 | 101.7217
None | PV Total Net Avoided Cost kW | Fridge replacement ¦ Appliance Retirement | TRC | 67.4217 | 67.7439 | 70.4916
None | PV Total Net Avoided Cost kW | Fuel Pump Canopy Luminaire (4000 lumen) ¦ Small Business Energy Solutions | TRC | 212.7371 | 212.6144 | 214.7803
None | PV Total Net Avoided Cost kW | General Use Lamp (A,G Types) ¦ Small Business Energy Solutions | TRC | 14.0888 | 12.3844 | 10.8343
None | PV Total Net Avoided Cost kW | Glass Door Freezer ¦ Small Business Energy Solutions | TRC | 578.6373 | 578.2084 | 584.3734
None | PV Total Net Avoided Cost kW | Glass Door Refrigerator ¦ Business Energy Rebates | TRC | 98.9189 | 98.8456 | 99.8995
None | PV Total Net Avoided Cost kW | Glass Door Refrigerator ¦ Small Business Energy Solutions | TRC | 101.2194 | 101.1443 | 102.2228
None | PV Total Net Avoided Cost kW | Ground Source Heat Pump (60kBTU/hr) ¦ Business Energy Rebates | TRC | 30008.4704 | 29961.8404 | 30129.269
None | PV Total Net Avoided Cost kW | Ground Source Heat Pump (60kBTU/hr) ¦ Small Business Energy Solutions | TRC | 30706.3418 | 30658.6273 | 30829.9497
None | PV Total Net Avoided Cost kW | GSHP ¦ Green Heat | TRC | 20618.0544 | 20601.0124 | 20723.0063
None | PV Total Net Avoided Cost kW | Heat Pump Clothes Dryer ¦ Business Energy Rebates | TRC | 1740.439 | 1739.6373 | 1756.7757
None | PV Total Net Avoided Cost kW | Heat Pump Dryer (ventless) ¦ Instant Savings | TRC | 112.4993 | 112.4732 | 113.711
None | PV Total Net Avoided Cost kW | Heat Pump Water Heater ¦ Business Energy Rebates | TRC | 963.3384 | 964.073 | 974.5552
None | PV Total Net Avoided Cost kW | Heat Pump Water Heater ¦ First Nations Home Retrofits | TRC | 539.1831 | 539.8502 | 545.8996
None | PV Total Net Avoided Cost kW | Heat Pump Water Heater ¦ Green Heat | TRC | 539.1831 | 539.8502 | 545.8996
None | PV Total Net Avoided Cost kW | Heat Pump Water Heater ¦ Home Energy Assessment | TRC | 409.7791 | 410.2861 | 414.8837
None | PV Total Net Avoided Cost kW | Heat Pump Water Heater ¦ Small Business Energy Solutions | TRC | 985.7416 | 986.4933 | 997.2193
None | PV Total Net Avoided Cost kW | Heat Reclaimer Unit (Agriculture) ¦ Business Energy Rebates | TRC | 6215.3839 | 6222.689 | 6281.0437
None | PV Total Net Avoided Cost kW | Heat Reclaimer Unit (Agriculture) ¦ Small Business Energy Solutions | TRC | 6359.9277 | 6367.4027 | 6427.1145
None | PV Total Net Avoided Cost kW | Heavy duty timer ¦ Instant Savings | TRC | 0 | 0 | 0
None | PV Total Net Avoided Cost kW | High Bay Luminaire (15 000 lumen) ¦ Business Energy Rebates | TRC | 175.0506 | 174.6413 | 175.5237
None | PV Total Net Avoided Cost kW | High Bay Luminaire (15 000 lumen) ¦ Small Business Energy Solutions | TRC | 179.1215 | 178.7028 | 179.6056
None | PV Total Net Avoided Cost kW | High Bay Luminaire (35 000 lumen) ¦ Small Business Energy Solutions | TRC | 417.9502 | 416.9731 | 419.0797
None | PV Total Net Avoided Cost kW | High Efficiency Circulator Pump 1.5kW ¦ Business Energy Rebates | TRC | 1005.0408 | 1006.222 | 1015.6581
None | PV Total Net Avoided Cost kW | High Efficiency Circulator Pump 100W ¦ Business Energy Rebates | TRC | 165.8695 | 166.0645 | 167.6218
None | PV Total Net Avoided Cost kW | High Efficiency Circulator Pump 300W ¦ Business Energy Rebates | TRC | 311.7138 | 312.0801 | 315.0068
None | PV Total Net Avoided Cost kW | High Volume Low Speed Fan (Agriculture) ¦ Business Energy Rebates | TRC | 7324.3293 | 7332.9377 | 7401.7041
None | PV Total Net Avoided Cost kW | High Volume Low Speed Fan (Agriculture) ¦ Small Business Energy Solutions | TRC | 7494.6625 | 7503.4712 | 7573.8367
None | PV Total Net Avoided Cost kW | Holiday Lights Exchange - MURB ¦ Efficient Products Installation | TRC | 164.493 | 164.357 | 165.3303
None | PV Total Net Avoided Cost kW | Holiday Lights Exchange ¦ Efficient Products Installation | TRC | 164.493 | 164.357 | 165.3303
None | PV Total Net Avoided Cost kW | Hot Water Tank Wrap - MURB ¦ Efficient Products Installation | TRC | 23.8278 | 23.9116 | 24.3061
None | PV Total Net Avoided Cost kW | Hot Water Tank Wrap ¦ Efficient Products Installation | TRC | 32.1069 | 32.2199 | 32.7514
None | PV Total Net Avoided Cost kW | HVAC Hotel Occupancy Sensor ¦ Business Energy Rebates | TRC | 111.6702 | 111.8034 | 113.4727
None | PV Total Net Avoided Cost kW | Hybrid Heat Pump Dryer ¦ Instant Savings | TRC | 53.3629 | 53.3505 | 53.9377
None | PV Total Net Avoided Cost kW | Ice-Making Head ¦ Business Energy Rebates | TRC | 275.8651 | 276.0754 | 279.0772
None | PV Total Net Avoided Cost kW | Indoor motion sensor ¦ Instant Savings | TRC | 0 | 0 | 0
None | PV Total Net Avoided Cost kW | Large Commercial/Industrial ETS System ¦ ETS Business Energy Rebates | TRC | 41819.2384 | 41871.6889 | 42123.1238
None | PV Total Net Avoided Cost kW | LED - ENERGY STAR Fixture with Motion Sensor ¦ Instant Savings | TRC | 53.8812 | 47.493 | 41.5077
None | PV Total Net Avoided Cost kW | LED - ENERGY STAR Fixture without Motion Sensor ¦ Instant Savings | TRC | 11.8452 | 10.2428 | 8.6347
None | PV Total Net Avoided Cost kW | LED - Other ¦ Instant Savings | TRC | 4.8786 | 4.0451 | 3.2499
None | PV Total Net Avoided Cost kW | LED - R, BR and Decorative ¦ Instant Savings | TRC | 4.0571 | 3.3469 | 2.6709
None | PV Total Net Avoided Cost kW | LED - Recessed downlight ¦ Instant Savings | TRC | 5.3843 | 4.402 | 3.4621
None | PV Total Net Avoided Cost kW | LED Nightlights - MURB ¦ Efficient Products Installation | TRC | 8.2142 | 8.2066 | 8.2561
None | PV Total Net Avoided Cost kW | LED Nightlights ¦ Efficient Products Installation | TRC | 8.2142 | 8.2066 | 8.2561
None | PV Total Net Avoided Cost kW | LED Replacement Lamps for HID (10000 lumen) ¦ Business Energy Rebates | TRC | 54.196 | 54.1647 | 54.7165
None | PV Total Net Avoided Cost kW | LED Replacement Lamps for HID (10000 lumen) ¦ Small Business Energy Solutions | TRC | 55.4564 | 55.4244 | 55.989
None | PV Total Net Avoided Cost kW | LED Replacement Lamps for HID (4000 lumen) ¦ Business Energy Rebates | TRC | 21.6784 | 21.6659 | 21.8866
None | PV Total Net Avoided Cost kW | LED Replacement Lamps for HID (4000 lumen) ¦ Small Business Energy Solutions | TRC | 22.1825 | 22.1698 | 22.3956
None | PV Total Net Avoided Cost kW | LED Troffer (1x4) ¦ Business Energy Rebates | TRC | 52.0378 | 45.5957 | 45.8161
None | PV Total Net Avoided Cost kW | LED Troffer (1x4) ¦ Small Business Energy Solutions | TRC | 53.248 | 46.656 | 46.8816
None | PV Total Net Avoided Cost kW | LED Troffer (2x2) ¦ Business Energy Rebates | TRC | 41.4708 | 36.223 | 36.3982
None | PV Total Net Avoided Cost kW | LED Troffer (2x2) ¦ Small Business Energy Solutions | TRC | 42.4352 | 37.0654 | 37.2446
None | PV Total Net Avoided Cost kW | LED Troffer (4x2) ¦ Business Energy Rebates | TRC | 69.067 | 60.305 | 60.5966
None | PV Total Net Avoided Cost kW | LED Troffer (4x2) ¦ Small Business Energy Solutions | TRC | 70.6732 | 61.7075 | 62.0058
None | PV Total Net Avoided Cost kW | LED Wall Sconce (1200 lumen) ¦ Small Business Energy Solutions | TRC | 29.5104 | 26.6187 | 24.0157
None | PV Total Net Avoided Cost kW | Linear Ambient Luminaire (10000 lumen) ¦ Business Energy Rebates | TRC | 100.0982 | 100.0434 | 101.0543
None | PV Total Net Avoided Cost kW | Linear Ambient Luminaire (10000 lumen) ¦ Small Business Energy Solutions | TRC | 102.4261 | 102.3699 | 103.4043
None | PV Total Net Avoided Cost kW | Linear Ambient Luminaire (2000 lumen) ¦ Business Energy Rebates | TRC | 10.4648 | 10.4591 | 10.5648
None | PV Total Net Avoided Cost kW | Linear Ambient Luminaire (2000 lumen) ¦ Small Business Energy Solutions | TRC | 10.7082 | 10.7023 | 10.8105
None | PV Total Net Avoided Cost kW | Linear Ambient Luminaire (4000 lumen) ¦ Business Energy Rebates | TRC | 19.0187 | 19.0082 | 19.2003
None | PV Total Net Avoided Cost kW | Linear Ambient Luminaire (4000 lumen) ¦ Small Business Energy Solutions | TRC | 19.461 | 19.4503 | 19.6468
None | PV Total Net Avoided Cost kW | Linear Ambient Luminaire (8000 lumen) ¦ Business Energy Rebates | TRC | 34.2154 | 34.1966 | 34.5422
None | PV Total Net Avoided Cost kW | Linear Ambient Luminaire (8000 lumen) ¦ Small Business Energy Solutions | TRC | 35.0111 | 34.9919 | 35.3455
None | PV Total Net Avoided Cost kW | Linear Replacement Lamp (2 foot) ¦ Business Energy Rebates | TRC | 6.4973 | 6.4937 | 6.5593
None | PV Total Net Avoided Cost kW | Linear Replacement Lamp (2 foot) ¦ Small Business Energy Solutions | TRC | 6.6484 | 6.6447 | 6.7119
None | PV Total Net Avoided Cost kW | Linear Replacement Lamp (4 foot) ¦ Business Energy Rebates | TRC | 10.9642 | 10.9582 | 11.0689
None | PV Total Net Avoided Cost kW | Linear Replacement Lamp (4 foot) ¦ Small Business Energy Solutions | TRC | 11.2191 | 11.213 | 11.3263
None | PV Total Net Avoided Cost kW | Low-bay Luminaire (10,000 lumen) ¦ Business Energy Rebates | TRC | 100.0982 | 100.0434 | 101.0543
None | PV Total Net Avoided Cost kW | Low-bay Luminaire (10,000 lumen) ¦ Small Business Energy Solutions | TRC | 102.4261 | 102.3699 | 103.4043
None | PV Total Net Avoided Cost kW | Low-bay Luminaire (5000 lumen) ¦ Business Energy Rebates | TRC | 61.5149 | 61.4812 | 62.1024
None | PV Total Net Avoided Cost kW | Low-flow showerhead - 0.5 gpm Reduction - MURB ¦ Efficient Products Installation | TRC | 62.6807 | 71.5504 | 72.3522
None | PV Total Net Avoided Cost kW | Low-flow showerhead - 0.5 gpm Reduction ¦ Efficient Products Installation | TRC | 71.462 | 71.5504 | 72.3522
None | PV Total Net Avoided Cost kW | Low-flow showerhead - 1.0 gpm Reduction - MURB ¦ Efficient Products Installation | TRC | 125.0586 | 143.1009 | 144.7044
None | PV Total Net Avoided Cost kW | Low-flow showerhead - 1.0 gpm Reduction ¦ Efficient Products Installation | TRC | 142.9241 | 143.1009 | 144.7044
None | PV Total Net Avoided Cost kW | Low-flow showerhead -0.75 gpm Reduction - MURB ¦ Efficient Products Installation | TRC | 93.8696 | 107.3257 | 108.5283
None | PV Total Net Avoided Cost kW | Low-flow showerhead -0.75 gpm Reduction ¦ Efficient Products Installation | TRC | 107.193 | 107.3257 | 108.5283
None | PV Total Net Avoided Cost kW | Low/Zero Energy Livestock Waterer ¦ Business Energy Rebates | TRC | 861.1661 | 861.8228 | 871.1933
None | PV Total Net Avoided Cost kW | Luminaire Level Lighting Control (LLLC) - High Impact Application ¦ Business Energy Rebates | TRC | 112.5913 | 112.7236 | 113.7807
None | PV Total Net Avoided Cost kW | Luminaire Level Lighting Control (LLLC) - Low Impact Application ¦ Business Energy Rebates | TRC | 201.6534 | 201.8904 | 203.7837
None | PV Total Net Avoided Cost kW | Medium Commercial ETS System ¦ ETS Business Energy Rebates | TRC | 20909.6192 | 20935.8444 | 21061.5619
None | PV Total Net Avoided Cost kW | Medium Commercial ETS System ¦ ETS Small Business Energy Solutions | TRC | 21395.8894 | 21422.7245 | 21551.3657
None | PV Total Net Avoided Cost kW | Milk Pre-cooler ¦ Business Energy Rebates | TRC | 4080.6168 | 4085.4128 | 4123.7247
None | PV Total Net Avoided Cost kW | Mini freezer retirement ¦ Appliance Retirement | TRC | 34.4581 | 34.515 | 35.0395
None | PV Total Net Avoided Cost kW | Mini fridge retirement ¦ Appliance Retirement | TRC | 22.0237 | 22.06 | 22.3953
None | PV Total Net Avoided Cost kW | Motion sensor with dimmer switch ¦ Instant Savings | TRC | 0 | 0 | 0
None | PV Total Net Avoided Cost kW | MSHP - Fully Electrical ¦ Green Heat | TRC | 3694.3254 | 3700.8308 | 3724.6794
None | PV Total Net Avoided Cost kW | MSHP - Mainly Electrical ¦ Green Heat | TRC | 4270.4194 | 4277.9392 | 4305.5069
None | PV Total Net Avoided Cost kW | Multi-Tank Conveyor Dishwasher - High Temp ¦ Business Energy Rebates | TRC | 9361.7514 | 9342.2034 | 9388.9239
None | PV Total Net Avoided Cost kW | Multi-Tank Conveyor Dishwasher - High Temp ¦ Small Business Energy Solutions | TRC | 9579.4666 | 9559.4639 | 9607.2709
None | PV Total Net Avoided Cost kW | Multi-Tank Conveyor Dishwasher - Low Temp ¦ Business Energy Rebates | TRC | 6424.5157 | 6411.1008 | 6443.1628
None | PV Total Net Avoided Cost kW | Multi-Tank Conveyor Dishwasher - Low Temp ¦ Small Business Energy Solutions | TRC | 6573.923 | 6560.1962 | 6593.0038
None | PV Total Net Avoided Cost kW | Natural Barn Ventiliation - Year-Round ¦ Business Energy Rebates | TRC | 1216.6283 | 1218.0583 | 1229.4809
None | PV Total Net Avoided Cost kW | Networked/ Connected - Indoor LED Lamp ¦ Instant Savings | TRC | 4.1202 | 4.1436 | 4.3336
None | PV Total Net Avoided Cost kW | Networked/Connected - High Impact Application ¦ Business Energy Rebates | TRC | 132.2576 | 132.4131 | 133.6548
None | PV Total Net Avoided Cost kW | Networked/Connected - Low Impact Application ¦ Business Energy Rebates | TRC | 229.1913 | 229.4607 | 231.6125
None | PV Total Net Avoided Cost kW | No-Loss Drain ¦ Business Energy Rebates | TRC | 831.2368 | 832.2137 | 840.018
None | PV Total Net Avoided Cost kW | Occupancy Sensor (Ceiling Mounted) ¦ Business Energy Rebates | TRC | 444.0955 | 444.4341 | 449.2664
None | PV Total Net Avoided Cost kW | Occupancy Sensor (Ceiling Mounted) ¦ Small Business Energy Solutions | TRC | 454.4233 | 454.7698 | 459.7145
None | PV Total Net Avoided Cost kW | Occupancy Sensor (Wall Mounted) ¦ Business Energy Rebates | TRC | 261.9906 | 262.1904 | 265.0411
None | PV Total Net Avoided Cost kW | Occupancy Sensor (Wall Mounted) ¦ Small Business Energy Solutions | TRC | 268.0834 | 268.2878 | 271.2049
None | PV Total Net Avoided Cost kW | Occupancy Sensor (Exterior) ¦ Business Energy Rebates | TRC | 65.2829 | 65.3327 | 66.043
None | PV Total Net Avoided Cost kW | Open to Closed Cooler Conversion ¦ Business Energy Rebates | TRC | 3434.135 | 3431.5893 | 3468.1782
None | PV Total Net Avoided Cost kW | Open to Closed Cooler Conversion ¦ Small Business Energy Solutions | TRC | 3513.9986 | 3511.3937 | 3548.8335
None | PV Total Net Avoided Cost kW | Outdoor motion sensor ¦ Instant Savings | TRC | 0 | 0 | 0
None | PV Total Net Avoided Cost kW | Outside Air Economizer ¦ Business Energy Rebates | TRC | 6357.072 | 6364.5436 | 6424.2286
None | PV Total Net Avoided Cost kW | Packaged Terminal Heat Pump (12kBTU/hr) ¦ Business Energy Rebates | TRC | 0 | 0 | 0
None | PV Total Net Avoided Cost kW | Parking Garage Luminaire (4000 lumen) ¦ Small Business Energy Solutions | TRC | 59.7442 | 59.6068 | 59.9094
None | PV Total Net Avoided Cost kW | Pellet Boiler/Furnace ¦ Green Heat | TRC | 12790.6282 | 12813.1513 | 12895.7211
None | PV Total Net Avoided Cost kW | Pellet Stove ¦ Green Heat | TRC | 6345.9226 | 6357.0971 | 6398.0632
None | PV Total Net Avoided Cost kW | Pipe Insulation - MURB ¦ Efficient Products Installation | TRC | 4.3398 | 4.3471 | 4.3895
None | PV Total Net Avoided Cost kW | Pipe Insulation ¦ Efficient Products Installation | TRC | 4.3398 | 4.3471 | 4.3895
None | PV Total Net Avoided Cost kW | Pole/Arm-Mounted Area Luminaire (20000 lumen) ¦ Business Energy Rebates | TRC | 472.4154 | 472.6137 | 477.5071
None | PV Total Net Avoided Cost kW | Pole/Arm-Mounted Area Luminaire (20000 lumen) ¦ Small Business Energy Solutions | TRC | 483.4018 | 483.6047 | 488.6119
None | PV Total Net Avoided Cost kW | Pole/Arm-Mounted Area Luminaire (4000 lumen) ¦ Small Business Energy Solutions | TRC | 71.4116 | 71.4416 | 72.1813
None | PV Total Net Avoided Cost kW | Pole/Arm-Mounted Area Luminaire (60000 lumen) ¦ Business Energy Rebates | TRC | 1589.0335 | 1589.7006 | 1606.1602
None | PV Total Net Avoided Cost kW | Pole/Arm-Mounted Decorative Luminaire (1500 lumen) ¦ Small Business Energy Solutions | TRC | 193.5438 | 193.6251 | 195.6298
None | PV Total Net Avoided Cost kW | Pole/Arm-Mounted Decorative Luminaire (5000 lumen) ¦ Business Energy Rebates | TRC | 233.3446 | 233.4425 | 235.8596
None | PV Total Net Avoided Cost kW | Pole/Arm-Mounted Decorative Luminaire (5000 lumen) ¦ Small Business Energy Solutions | TRC | 238.7712 | 238.8714 | 241.3447
None | PV Total Net Avoided Cost kW | Pot, Pan and Utensil Dishwasher - High Temp ¦ Business Energy Rebates | TRC | 750.2362 | 750.8084 | 758.9718
None | PV Total Net Avoided Cost kW | Power bar with timer ¦ Instant Savings | TRC | 0 | 0 | 0
None | PV Total Net Avoided Cost kW | Premium High Bay Luminaire (15 000 lumen) ¦ Business Energy Rebates | TRC | 229.7539 | 229.2168 | 230.3748
None | PV Total Net Avoided Cost kW | Premium High Bay Luminaire (15 000 lumen) ¦ Small Business Energy Solutions | TRC | 235.097 | 234.5474 | 235.7324
None | PV Total Net Avoided Cost kW | Premium High Bay Luminaire (35 000 lumen) ¦ Business Energy Rebates | TRC | 536.0923 | 534.8391 | 537.5412
None | PV Total Net Avoided Cost kW | Premium High Bay Luminaire (35 000 lumen) ¦ Small Business Energy Solutions | TRC | 548.5596 | 547.2772 | 550.0422
None | PV Total Net Avoided Cost kW | Premium High Bay Luminaire (60 000 lumen) ¦ Business Energy Rebates | TRC | 919.0154 | 916.867 | 921.4992
None | PV Total Net Avoided Cost kW | Programmable thermostat ¦ Instant Savings | TRC | -158.4821 | -158.6782 | -160.4563
None | PV Total Net Avoided Cost kW | Programmable Thermostats ¦ First Nations Home Retrofits | TRC | -158.4821 | -158.6782 | -160.4563
None | PV Total Net Avoided Cost kW | Range / Stove replacement ¦ Appliance Retirement | TRC | 21.1682 | 21.2574 | 22.0491
None | PV Total Net Avoided Cost kW | Reflector Lamp (MR16) ¦ Small Business Energy Solutions | TRC | 21.2482 | 17.5799 | 14.1207
None | PV Total Net Avoided Cost kW | Reflector Lamp (PAR38) ¦ Small Business Energy Solutions | TRC | 26.8264 | 22.2813 | 18.002
None | PV Total Net Avoided Cost kW | Refrigerated Case Luminaire ¦ Business Energy Rebates | TRC | 140.6554 | 140.7374 | 142.1108
None | PV Total Net Avoided Cost kW | Refrigerated Case Luminaire ¦ Small Business Energy Solutions | TRC | 143.9265 | 144.0103 | 145.4157
None | PV Total Net Avoided Cost kW | Refrigerator replacement (Low income only) ¦ Appliance Retirement | TRC | 91.0448 | 91.4693 | 95.117
None | PV Total Net Avoided Cost kW | Refrigerator replacement (Low income only) ¦ First Nations Home Retrofits | TRC | 91.0448 | 91.4693 | 95.117
None | PV Total Net Avoided Cost kW | Refrigerator retirement ¦ Appliance Retirement | TRC | 87.0515 | 87.1952 | 88.5203
None | PV Total Net Avoided Cost kW | Remote Condensing Unit ¦ Business Energy Rebates | TRC | 721.0442 | 721.594 | 729.4398
None | PV Total Net Avoided Cost kW | Residential DHW Timer ¦ ETS Green Heat | TRC | 533.2771 | 534.2234 | 541.4116
None | PV Total Net Avoided Cost kW | Residential ETS System (Central) ¦ ETS Green Heat | TRC | 8252.0182 | 8266.5492 | 8319.8201
None | PV Total Net Avoided Cost kW | Residential ETS System (Central) ¦ ETS Home Energy Assessment | TRC | 9799.2716 | 9816.5272 | 9879.7863
None | PV Total Net Avoided Cost kW | Residential ETS System (Room) ¦ ETS Green Heat | TRC | 4126.0091 | 4133.2746 | 4159.91
None | PV Total Net Avoided Cost kW | Residential ETS System (Room) ¦ ETS Home Energy Assessment | TRC | 4899.6358 | 4908.2636 | 4939.8932
None | PV Total Net Avoided Cost kW | Room air purifier ¦ Instant Savings | TRC | 136.7856 | 137.0283 | 138.8721
None | PV Total Net Avoided Cost kW | Server Virtualization and Decommissioning ¦ Business Energy Rebates | TRC | 1823.0533 | 1825.196 | 1842.3122
None | PV Total Net Avoided Cost kW | Single-Tank Door type Dishwasher - High Temp ¦ Business Energy Rebates | TRC | 3479.8593 | 3483.9493 | 3516.6208
None | PV Total Net Avoided Cost kW | Single-Tank Door type Dishwasher - Low Temp ¦ Business Energy Rebates | TRC | 4738.0495 | 4743.6182 | 4788.1026
None | PV Total Net Avoided Cost kW | Single -Tank Conveyor Dishwasher - High Temp ¦ Business Energy Rebates | TRC | 3146.2525 | 3139.6829 | 3155.3845
None | PV Total Net Avoided Cost kW | Single -Tank Conveyor Dishwasher - Low Temp ¦ Business Energy Rebates | TRC | 4653.3735 | 4643.6569 | 4666.8799
None | PV Total Net Avoided Cost kW | Single Heat Pad (Agriculture) ¦ Business Energy Rebates | TRC | 131.3643 | 131.4645 | 132.8939
None | PV Total Net Avoided Cost kW | Small Commercial ETS Sytem ¦ ETS Business Energy Rebates | TRC | 10454.8096 | 10467.9222 | 10530.781
None | PV Total Net Avoided Cost kW | Small Commercial ETS Sytem ¦ ETS Small Business Energy Solutions | TRC | 10697.9447 | 10711.3623 | 10775.6828
None | PV Total Net Avoided Cost kW | Smart power bar ¦ Instant Savings | TRC | 0 | 0 | 0
None | PV Total Net Avoided Cost kW | Smart Power Controllers - MURB ¦ Efficient Products Installation | TRC | 0 | 0 | 0
None | PV Total Net Avoided Cost kW | Smart Power Controllers ¦ Efficient Products Installation | TRC | 0 | 0 | 0
None | PV Total Net Avoided Cost kW | Solar air heating ¦ Green Heat | TRC | 0 | 0 | 0
None | PV Total Net Avoided Cost kW | Solar Domestic Hot Water ¦ Green Heat | TRC | 0 | 0 | 0
None | PV Total Net Avoided Cost kW | Solar Domestic Hot Water ¦ Home Energy Assessment | TRC | 0 | 0 | 0
None | PV Total Net Avoided Cost kW | Solid Door Freezer ¦ Business Energy Rebates | TRC | 237.4054 | 237.2294 | 239.7588
None | PV Total Net Avoided Cost kW | Solid Door Freezer ¦ Small Business Energy Solutions | TRC | 242.9265 | 242.7464 | 245.3346
None | PV Total Net Avoided Cost kW | Solid Door Refrigerator ¦ Business Energy Rebates | TRC | 84.0811 | 84.0187 | 84.9146
None | PV Total Net Avoided Cost kW | Solid Door Refrigerator ¦ Small Business Energy Solutions | TRC | 86.0365 | 85.9727 | 86.8893
None | PV Total Net Avoided Cost kW | Standard Capacity Electric Fryer ¦ Business Energy Rebates | TRC | 799.5946 | 799.0018 | 807.5211
None | PV Total Net Avoided Cost kW | Standard Capacity Electric Fryer ¦ Small Business Energy Solutions | TRC | 818.1898 | 817.5833 | 826.3006
None | PV Total Net Avoided Cost kW | Strategic Energy Management ¦ SEM | TRC | 69961.0635 | 70965.1447 | 73838.0807
None | PV Total Net Avoided Cost kW | Strip-Curtains for Display Cases ¦ Business Energy Rebates | TRC | 136.7693 | 137.4928 | 143.8229
None | PV Total Net Avoided Cost kW | Strip-Curtains for Display Cases ¦ Small Business Energy Solutions | TRC | 139.95 | 140.6903 | 147.1677
None | PV Total Net Avoided Cost kW | Track/Mono-point Direction Luminaire ¦ Business Energy Rebates | TRC | 76.411 | 76.3691 | 77.1408
None | PV Total Net Avoided Cost kW | Unconverted D ¦ Home Energy Assessment | TRC | 1458.8407 | 1457.6349 | 1466.2666
None | PV Total Net Avoided Cost kW | Under-Counter Dishwasher - HighTemp ¦ Business Energy Rebates | TRC | 718.125 | 718.6726 | 726.4866
None | PV Total Net Avoided Cost kW | Under-Counter Dishwasher - Low Temp ¦ Business Energy Rebates | TRC | 575.0838 | 575.5224 | 581.7799
None | PV Total Net Avoided Cost kW | Variable Speed Kitchen Exhaust Fan ¦ Business Energy Rebates | TRC | 14002.5609 | 14019.0184 | 14150.485
None | PV Total Net Avoided Cost kW | Variable Speed Kitchen Exhaust Fan ¦ Small Business Energy Solutions | TRC | 14328.2019 | 14345.0421 | 14479.5661
None | PV Total Net Avoided Cost kW | Ventilation Fan (Agriculture) ¦ Business Energy Rebates | TRC | 170.0257 | 170.2255 | 171.8219
None | PV Total Net Avoided Cost kW | VFD - 10 hp - Institutional - Make-up Air Fan ¦ Business Energy Rebates | TRC | 1015.6202 | 1016.8139 | 1026.3493
None | PV Total Net Avoided Cost kW | VFD - 10 hp - Retail - Supply Fan ¦ Business Energy Rebates | TRC | 1047.3583 | 1048.5893 | 1058.4227
None | PV Total Net Avoided Cost kW | VFD - 20 hp - Institutional - Chilled Water Pump ¦ Business Energy Rebates | TRC | 8047.8831 | 8057.3419 | 8132.9015
None | PV Total Net Avoided Cost kW | VFD - 20 hp - Retail - Exhaust Fan ¦ Business Energy Rebates | TRC | 1926.9579 | 1929.2227 | 1947.3145
None | PV Total Net Avoided Cost kW | VFD - 30 hp - Institutional - Make-up Air Fan ¦ Business Energy Rebates | TRC | 2833.7617 | 2837.0922 | 2863.6977
None | PV Total Net Avoided Cost kW | VFD - 30 hp - Retail - Supply Fan ¦ Business Energy Rebates | TRC | 2928.2204 | 2931.662 | 2959.1543
None | PV Total Net Avoided Cost kW | VFD - 40 hp - Warehousing - Exhaust Fan ¦ Business Energy Rebates | TRC | 13054.1953 | 13069.5382 | 13192.1009
None | PV Total Net Avoided Cost kW | VFD - 5 hp - Institutional - Chilled Water Pump ¦ Business Energy Rebates | TRC | 2094.7166 | 2097.1786 | 2116.8454
None | PV Total Net Avoided Cost kW | VFD - 5 hp - Retail - Exhaust Fan ¦ Business Energy Rebates | TRC | 499.9209 | 500.5085 | 505.2021
None | PV Total Net Avoided Cost kW | VFD Milk Transfer Pump ¦ Business Energy Rebates | TRC | 1069.0297 | 1069.8449 | 1081.4771
None | PV Total Net Avoided Cost kW | VFD Milk Transfer Pump ¦ Small Business Energy Solutions | TRC | 1093.8908 | 1094.725 | 1106.6278
None | PV Total Net Avoided Cost kW | VFD Milk Vacuum Pump ¦ Business Energy Rebates | TRC | 4722.9361 | 4728.4871 | 4772.8295
None | PV Total Net Avoided Cost kW | VFD Milk Vacuum Pump ¦ Small Business Energy Solutions | TRC | 4832.7718 | 4838.4519 | 4883.8256
None | PV Total Net Avoided Cost kW | Wall Mounted Area Luminaire (1000 lumen) ¦ Business Energy Rebates | TRC | 73.8087 | 73.8329 | 74.2642
None | PV Total Net Avoided Cost kW | Wall Mounted Area Luminaire (1000 lumen) ¦ Small Business Energy Solutions | TRC | 75.5252 | 75.5499 | 75.9912
None | PV Total Net Avoided Cost kW | Wall Mounted Area Luminaire (10000 lumen) ¦ Business Energy Rebates | TRC | 364.8258 | 364.9453 | 367.0771
None | PV Total Net Avoided Cost kW | Wall Mounted Area Luminaire (10000 lumen) ¦ Small Business Energy Solutions | TRC | 373.3101 | 373.4324 | 375.6138
None | PV Total Net Avoided Cost kW | Wall Wash Luminaire (1000 lumen) ¦ Business Energy Rebates | TRC | 39.728 | 39.7062 | 40.1074
None | PV Total Net Avoided Cost kW | Wall wash luminaire (1500 lumen) ¦ Business Energy Rebates | TRC | 73.6136 | 73.5733 | 74.3167
None | PV Total Net Avoided Cost kW | Whole Home - tier 0 (22% better than code on average) ¦ New Home Construction | TRC | 4178.9359 | 4176.3383 | 4200.2689
None | PV Total Net Avoided Cost kW | Whole home - tier 1 (45% better than code target) ¦ New Home Construction | TRC | 5617.8785 | 5614.3865 | 5646.5572
None | PV Total Net Avoided Cost kW | Whole home - tier 2 (60% better than code target) ¦ New Home Construction | TRC | 8327.4275 | 8322.2513 | 8369.9381
None | PV Total Net Avoided Cost kW | Whole home - tier 3 (70% better than code target) ¦ New Home Construction | TRC | 4068.9108 | 4067.0655 | 4089.8283
None | PV Total Net Avoided Cost kW | Whole Home ¦ Home Energy Assessment | TRC | 4866.8189 | 4861.3015 | 4891.682
None | PV Total Net Avoided Cost kW | Whole Home First Nations Retrofit ¦ First Nations Home Retrofits | TRC | 5617.0866 | 5610.7187 | 5645.7827
None | PV Total Net Avoided Cost kW | Wood Boiler/Furnace ¦ Green Heat | TRC | 12642.0918 | 12664.3534 | 12745.9643
None | PV Total Net Avoided Cost kW | Wood Stove ¦ Green Heat | TRC | 5735.2723 | 5745.3716 | 5782.3956
None | PV Total Net Avoided Cost kW | Zero-Energy Doors for Reach-In Coolers ¦ Small Business Energy Solutions | TRC | 269.9183 | 269.7182 | 272.594
None | PV Total Net Avoided Cost Gas | 1/2 Size Hot Food Holding Cabinet ¦ Business Energy Rebates | TRC | 0 | 0 | 0
None | PV Total Net Avoided Cost Gas | 11W Replacing 60W - MURB ¦ Efficient Products Installation | TRC | 0 | 0 | 0
None | PV Total Net Avoided Cost Gas | 11W Replacing 60W ¦ Efficient Products Installation | TRC | 0 | 0 | 0
None | PV Total Net Avoided Cost Gas | 18W Replacing 100W - MURB ¦ Efficient Products Installation | TRC | 0 | 0 | 0
None | PV Total Net Avoided Cost Gas | 18W Replacing 100W ¦ Efficient Products Installation | TRC | 0 | 0 | 0
None | PV Total Net Avoided Cost Gas | 18W Replacing 75W - MURB ¦ Efficient Products Installation | TRC | 0 | 0 | 0
None | PV Total Net Avoided Cost Gas | 18W Replacing 75W ¦ Efficient Products Installation | TRC | 0 | 0 | 0
None | PV Total Net Avoided Cost Gas | 5W Chandelier E12 - MURB ¦ Efficient Products Installation | TRC | 0 | 0 | 0
None | PV Total Net Avoided Cost Gas | 5W Chandelier E12 ¦ Efficient Products Installation | TRC | 0 | 0 | 0
None | PV Total Net Avoided Cost Gas | 7W G25 - MURB ¦ Efficient Products Installation | TRC | 0 | 0 | 0
None | PV Total Net Avoided Cost Gas | 7W G25 ¦ Efficient Products Installation | TRC | 0 | 0 | 0
None | PV Total Net Avoided Cost Gas | 7W GU10 Replacing 35W - MURB ¦ Efficient Products Installation | TRC | 0 | 0 | 0
None | PV Total Net Avoided Cost Gas | 7W GU10 Replacing 35W ¦ Efficient Products Installation | TRC | 0 | 0 | 0
None | PV Total Net Avoided Cost Gas | 7W GU10 Replacing 50W - MURB ¦ Efficient Products Installation | TRC | 0 | 0 | 0
None | PV Total Net Avoided Cost Gas | 7W GU10 Replacing 50W ¦ Efficient Products Installation | TRC | 0 | 0 | 0
None | PV Total Net Avoided Cost Gas | 9.5W Replacing 100W - MURB ¦ Efficient Products Installation | TRC | 0 | 0 | 0
None | PV Total Net Avoided Cost Gas | 9.5W Replacing 100W ¦ Efficient Products Installation | TRC | 0 | 0 | 0
None | PV Total Net Avoided Cost Gas | 9.5W Replacing 40W - MURB ¦ Efficient Products Installation | TRC | 0 | 0 | 0
None | PV Total Net Avoided Cost Gas | 9.5W Replacing 40W ¦ Efficient Products Installation | TRC | 0 | 0 | 0
None | PV Total Net Avoided Cost Gas | 9.5W Replacing 60W - MURB ¦ Efficient Products Installation | TRC | 0 | 0 | 0
None | PV Total Net Avoided Cost Gas | 9.5W Replacing 60W ¦ Efficient Products Installation | TRC | 0 | 0 | 0
None | PV Total Net Avoided Cost Gas | 9W Replacing 100W - MURB ¦ Efficient Products Installation | TRC | 0 | 0 | 0
None | PV Total Net Avoided Cost Gas | 9W Replacing 100W ¦ Efficient Products Installation | TRC | 0 | 0 | 0
None | PV Total Net Avoided Cost Gas | 9W Replacing 40W - MURB ¦ Efficient Products Installation | TRC | 0 | 0 | 0
None | PV Total Net Avoided Cost Gas | 9W Replacing 40W ¦ Efficient Products Installation | TRC | 0 | 0 | 0
None | PV Total Net Avoided Cost Gas | 9W Replacing 60W - MURB ¦ Efficient Products Installation | TRC | 0 | 0 | 0
None | PV Total Net Avoided Cost Gas | 9W Replacing 60W ¦ Efficient Products Installation | TRC | 0 | 0 | 0
None | PV Total Net Avoided Cost Gas | Advanced Lighting Design (Performance Lighting) ¦ Business Energy Rebates | TRC | 0 | 0 | 0
None | PV Total Net Avoided Cost Gas | Air-Entraining Air Nozzle ¦ Business Energy Rebates | TRC | 0 | 0 | 0
None | PV Total Net Avoided Cost Gas | Air Conditioner retirement ¦ Appliance Retirement | TRC | 0 | 0 | 0
None | PV Total Net Avoided Cost Gas | ASHP and AWHP - Electrical ¦ Green Heat | TRC | 0 | 0 | 0
None | PV Total Net Avoided Cost Gas | Case Lighting for Sign Retrofits ¦ Business Energy Rebates | TRC | 0 | 0 | 0
None | PV Total Net Avoided Cost Gas | CEE Tier 2 Commercial Washing Machine ¦ Business Energy Rebates | TRC | 0 | 0 | 0
None | PV Total Net Avoided Cost Gas | CEE Tier 3 Commercial Washing Machine ¦ Business Energy Rebates | TRC | 0 | 0 | 0
None | PV Total Net Avoided Cost Gas | Circulation Fan (Agriculture) ¦ Business Energy Rebates | TRC | 0 | 0 | 0
None | PV Total Net Avoided Cost Gas | Clothes-line ¦ Instant Savings | TRC | 0 | 0 | 0
None | PV Total Net Avoided Cost Gas | Clothes Dryer replacement ¦ Appliance Retirement | TRC | 0 | 0 | 0
None | PV Total Net Avoided Cost Gas | Clothes Dryers ¦ First Nations Home Retrofits | TRC | 0 | 0 | 0
None | PV Total Net Avoided Cost Gas | Clothes Washer replacement ¦ Appliance Retirement | TRC | 0 | 0 | 0
None | PV Total Net Avoided Cost Gas | Clothes Washers ¦ First Nations Home Retrofits | TRC | 0 | 0 | 0
None | PV Total Net Avoided Cost Gas | Cold Climate Air-Source Heat Pump (24kBTU/hr) ¦ Business Energy Rebates | TRC | 0 | 0 | 0
None | PV Total Net Avoided Cost Gas | Cold Climate Air-Source Heat Pump (24kBTU/hr) ¦ Small Business Energy Solutions | TRC | 0 | 0 | 0
None | PV Total Net Avoided Cost Gas | Cold Climate Air-Source Heat Pump (48kBTU/hr) ¦ Business Energy Rebates | TRC | 0 | 0 | 0
None | PV Total Net Avoided Cost Gas | Custom Energy Efficiency ¦ Affordable MultiFamily Renter | TRC | 0 | 0 | 0
None | PV Total Net Avoided Cost Gas | Custom Energy Efficiency ¦ Custom Retrofit | TRC | 0 | 0 | 0
None | PV Total Net Avoided Cost Gas | Cycling Refrigerated Air Dryer - 50 CFM ¦ Business Energy Rebates | TRC | 0 | 0 | 0
None | PV Total Net Avoided Cost Gas | Dairy Scroll Compressor ¦ Business Energy Rebates | TRC | 0 | 0 | 0
None | PV Total Net Avoided Cost Gas | Daylighting Controls - Ceiling Mounted ¦ Business Energy Rebates | TRC | 0 | 0 | 0
None | PV Total Net Avoided Cost Gas | Daylighting Controls - Switch-Mounted ¦ Business Energy Rebates | TRC | 0 | 0 | 0
None | PV Total Net Avoided Cost Gas | Decorative Lamp ¦ Small Business Energy Solutions | TRC | 0 | 0 | 0
None | PV Total Net Avoided Cost Gas | Dehumidifier ¦ Instant Savings | TRC | 0 | 0 | 0
None | PV Total Net Avoided Cost Gas | Dehumidifier replacement (Low income only) ¦ Appliance Retirement | TRC | 0 | 0 | 0
None | PV Total Net Avoided Cost Gas | Dehumidifier replacement (Low income only) ¦ First Nations Home Retrofits | TRC | 0 | 0 | 0
None | PV Total Net Avoided Cost Gas | Dimmer Switch ¦ Instant Savings | TRC | 0 | 0 | 0
None | PV Total Net Avoided Cost Gas | Dishwasher replacement ¦ Appliance Retirement | TRC | 0 | 0 | 0
None | PV Total Net Avoided Cost Gas | Door Heater Controls ¦ Business Energy Rebates | TRC | 0 | 0 | 0
None | PV Total Net Avoided Cost Gas | Double Heat Pad (Agriculture) ¦ Business Energy Rebates | TRC | 0 | 0 | 0
None | PV Total Net Avoided Cost Gas | Downlight Luminaire (1200 lumen) ¦ Small Business Energy Solutions | TRC | 0 | 0 | 0
None | PV Total Net Avoided Cost Gas | Downlight Luminaire (3000 lumen) ¦ Small Business Energy Solutions | TRC | 0 | 0 | 0
None | PV Total Net Avoided Cost Gas | Downlight Luminaire (800 lumen) ¦ Small Business Energy Solutions | TRC | 0 | 0 | 0
None | PV Total Net Avoided Cost Gas | Drain Water Heat Recovery ¦ First Nations Home Retrofits | TRC | 0 | 0 | 0
None | PV Total Net Avoided Cost Gas | Drain Water Heat Recovery ¦ Green Heat | TRC | 0 | 0 | 0
None | PV Total Net Avoided Cost Gas | Drain Water Heat Recovery ¦ Home Energy Assessment | TRC | 0 | 0 | 0
None | PV Total Net Avoided Cost Gas | Dual Enthalpy Economizer Controls ¦ Business Energy Rebates | TRC | 0 | 0 | 0
None | PV Total Net Avoided Cost Gas | EC Motor for Refrigeration Applications ¦ Business Energy Rebates1 | TRC | 0 | 0 | 0
None | PV Total Net Avoided Cost Gas | EC Motor for Refrigeration Applications ¦ Business Energy Rebates2 | TRC | 0 | 0 | 0
None | PV Total Net Avoided Cost Gas | ECM Circulator Pump ¦ Instant Savings | TRC | 0 | 0 | 0
None | PV Total Net Avoided Cost Gas | Efficient clothes washer ¦ Instant Savings | TRC | 0 | 0 | 0
None | PV Total Net Avoided Cost Gas | Efficient refrigerator ¦ Instant Savings | TRC | 0 | 0 | 0
None | PV Total Net Avoided Cost Gas | Electric Combination Oven ¦ Business Energy Rebates | TRC | 0 | 0 | 0
None | PV Total Net Avoided Cost Gas | Electric Combination Oven with Gas ¦ Business Energy Rebates | TRC | -12107.6006 | -12349.7526 | -12596.7477
None | PV Total Net Avoided Cost Gas | Electric Convection Oven ¦ Business Energy Rebates | TRC | 0 | 0 | 0
None | PV Total Net Avoided Cost Gas | Electric Convection Oven with Gas ¦ Business Energy Rebates | TRC | -9381.9282 | -9569.5668 | -9760.9581
None | PV Total Net Avoided Cost Gas | Electric Fryer Replacement with Gas ¦ Business Energy Rebates | TRC | -12563.7714 | -12815.0468 | -13071.3477
None | PV Total Net Avoided Cost Gas | Electric Griddle Replacement with Gas ¦ Business Energy Rebates | TRC | -13511.336 | -13781.5627 | -14057.194
None | PV Total Net Avoided Cost Gas | Electric Steam Cooker ¦ Business Energy Rebates | TRC | 0 | 0 | 0
None | PV Total Net Avoided Cost Gas | Electric Steam Cooker Replacement with Gas ¦ Business Energy Rebates | TRC | -23407.9746 | -23876.1341 | -24353.6568
None | PV Total Net Avoided Cost Gas | Electric to Natural Gas - Water Heater ¦ Business Energy Rebates | TRC | -3.9207 | -3.9991 | -4.0791
None | PV Total Net Avoided Cost Gas | Energy Management Information Systems ¦ EMIS | TRC | 0 | 0 | 0
None | PV Total Net Avoided Cost Gas | Energy Star Dryer ¦ Instant Savings | TRC | 0 | 0 | 0
None | PV Total Net Avoided Cost Gas | ENERGY STAR Pool Pump ¦ Business Energy Rebates | TRC | 0 | 0 | 0
None | PV Total Net Avoided Cost Gas | ENERGY STAR Uninteruptible Power Supplies (UPS) ¦ Business Energy Rebates | TRC | 0 | 0 | 0
None | PV Total Net Avoided Cost Gas | ENERGY STAR Washing Machine ¦ Business Energy Rebates | TRC | 0 | 0 | 0
None | PV Total Net Avoided Cost Gas | Evaporator Fan Motor Controls ¦ Business Energy Rebates | TRC | 0 | 0 | 0
None | PV Total Net Avoided Cost Gas | Faucet Aerators - MURB ¦ Efficient Products Installation | TRC | 0 | 0 | 0
None | PV Total Net Avoided Cost Gas | Faucet Aerators ¦ Efficient Products Installation | TRC | 0 | 0 | 0
None | PV Total Net Avoided Cost Gas | Flood Luminaire (10000 lumen) ¦ Business Energy Rebates | TRC | 0 | 0 | 0
None | PV Total Net Avoided Cost Gas | Flood Luminaire (10000 lumen) ¦ Small Business Energy Solutions | TRC | 0 | 0 | 0
None | PV Total Net Avoided Cost Gas | Flood Luminaire (48000 lumen) ¦ Business Energy Rebates | TRC | 0 | 0 | 0
None | PV Total Net Avoided Cost Gas | Flood Luminaire (48000 lumen) ¦ Small Business Energy Solutions | TRC | 0 | 0 | 0
None | PV Total Net Avoided Cost Gas | Four Pin Replacement Lamps for CFLs ¦ Business Energy Rebates | TRC | 0 | 0 | 0
None | PV Total Net Avoided Cost Gas | Four Pin Replacement Lamps for CFLs ¦ Small Business Energy Solutions | TRC | 0 | 0 | 0
None | PV Total Net Avoided Cost Gas | Freezer replacement (Low income only) ¦ Appliance Retirement | TRC | 0 | 0 | 0
None | PV Total Net Avoided Cost Gas | Freezer replacement (Low income only) ¦ First Nations Home Retrofits | TRC | 0 | 0 | 0
None | PV Total Net Avoided Cost Gas | Freezer replacement ¦ Appliance Retirement | TRC | 0 | 0 | 0
None | PV Total Net Avoided Cost Gas | Freezer retirement ¦ Appliance Retirement | TRC | 0 | 0 | 0
None | PV Total Net Avoided Cost Gas | Fridge replacement ¦ Appliance Retirement | TRC | 0 | 0 | 0
None | PV Total Net Avoided Cost Gas | Fuel Pump Canopy Luminaire (4000 lumen) ¦ Small Business Energy Solutions | TRC | 0 | 0 | 0
None | PV Total Net Avoided Cost Gas | General Use Lamp (A,G Types) ¦ Small Business Energy Solutions | TRC | 0 | 0 | 0
None | PV Total Net Avoided Cost Gas | Glass Door Freezer ¦ Small Business Energy Solutions | TRC | 0 | 0 | 0
None | PV Total Net Avoided Cost Gas | Glass Door Refrigerator ¦ Business Energy Rebates | TRC | 0 | 0 | 0
None | PV Total Net Avoided Cost Gas | Glass Door Refrigerator ¦ Small Business Energy Solutions | TRC | 0 | 0 | 0
None | PV Total Net Avoided Cost Gas | Ground Source Heat Pump (60kBTU/hr) ¦ Business Energy Rebates | TRC | 0 | 0 | 0
None | PV Total Net Avoided Cost Gas | Ground Source Heat Pump (60kBTU/hr) ¦ Small Business Energy Solutions | TRC | 0 | 0 | 0
None | PV Total Net Avoided Cost Gas | GSHP ¦ Green Heat | TRC | 0 | 0 | 0
None | PV Total Net Avoided Cost Gas | Heat Pump Clothes Dryer ¦ Business Energy Rebates | TRC | 0 | 0 | 0
None | PV Total Net Avoided Cost Gas | Heat Pump Dryer (ventless) ¦ Instant Savings | TRC | 0 | 0 | 0
None | PV Total Net Avoided Cost Gas | Heat Pump Water Heater ¦ Business Energy Rebates | TRC | 0 | 0 | 0
None | PV Total Net Avoided Cost Gas | Heat Pump Water Heater ¦ First Nations Home Retrofits | TRC | 0 | 0 | 0
None | PV Total Net Avoided Cost Gas | Heat Pump Water Heater ¦ Green Heat | TRC | 0 | 0 | 0
None | PV Total Net Avoided Cost Gas | Heat Pump Water Heater ¦ Home Energy Assessment | TRC | 0 | 0 | 0
None | PV Total Net Avoided Cost Gas | Heat Pump Water Heater ¦ Small Business Energy Solutions | TRC | 0 | 0 | 0
None | PV Total Net Avoided Cost Gas | Heat Reclaimer Unit (Agriculture) ¦ Business Energy Rebates | TRC | 0 | 0 | 0
None | PV Total Net Avoided Cost Gas | Heat Reclaimer Unit (Agriculture) ¦ Small Business Energy Solutions | TRC | 0 | 0 | 0
None | PV Total Net Avoided Cost Gas | Heavy duty timer ¦ Instant Savings | TRC | 0 | 0 | 0
None | PV Total Net Avoided Cost Gas | High Bay Luminaire (15 000 lumen) ¦ Business Energy Rebates | TRC | 0 | 0 | 0
None | PV Total Net Avoided Cost Gas | High Bay Luminaire (15 000 lumen) ¦ Small Business Energy Solutions | TRC | 0 | 0 | 0
None | PV Total Net Avoided Cost Gas | High Bay Luminaire (35 000 lumen) ¦ Small Business Energy Solutions | TRC | 0 | 0 | 0
None | PV Total Net Avoided Cost Gas | High Efficiency Circulator Pump 1.5kW ¦ Business Energy Rebates | TRC | 0 | 0 | 0
None | PV Total Net Avoided Cost Gas | High Efficiency Circulator Pump 100W ¦ Business Energy Rebates | TRC | 0 | 0 | 0
None | PV Total Net Avoided Cost Gas | High Efficiency Circulator Pump 300W ¦ Business Energy Rebates | TRC | 0 | 0 | 0
None | PV Total Net Avoided Cost Gas | High Volume Low Speed Fan (Agriculture) ¦ Business Energy Rebates | TRC | 0 | 0 | 0
None | PV Total Net Avoided Cost Gas | High Volume Low Speed Fan (Agriculture) ¦ Small Business Energy Solutions | TRC | 0 | 0 | 0
None | PV Total Net Avoided Cost Gas | Holiday Lights Exchange - MURB ¦ Efficient Products Installation | TRC | 0 | 0 | 0
None | PV Total Net Avoided Cost Gas | Holiday Lights Exchange ¦ Efficient Products Installation | TRC | 0 | 0 | 0
None | PV Total Net Avoided Cost Gas | Hot Water Tank Wrap - MURB ¦ Efficient Products Installation | TRC | 0 | 0 | 0
None | PV Total Net Avoided Cost Gas | Hot Water Tank Wrap ¦ Efficient Products Installation | TRC | 0 | 0 | 0
None | PV Total Net Avoided Cost Gas | HVAC Hotel Occupancy Sensor ¦ Business Energy Rebates | TRC | 0 | 0 | 0
None | PV Total Net Avoided Cost Gas | Hybrid Heat Pump Dryer ¦ Instant Savings | TRC | 0 | 0 | 0
None | PV Total Net Avoided Cost Gas | Ice-Making Head ¦ Business Energy Rebates | TRC | 0 | 0 | 0
None | PV Total Net Avoided Cost Gas | Indoor motion sensor ¦ Instant Savings | TRC | 0 | 0 | 0
None | PV Total Net Avoided Cost Gas | Large Commercial/Industrial ETS System ¦ ETS Business Energy Rebates | TRC | 0 | 0 | 0
None | PV Total Net Avoided Cost Gas | LED - ENERGY STAR Fixture with Motion Sensor ¦ Instant Savings | TRC | 0 | 0 | 0
None | PV Total Net Avoided Cost Gas | LED - ENERGY STAR Fixture without Motion Sensor ¦ Instant Savings | TRC | 0 | 0 | 0
None | PV Total Net Avoided Cost Gas | LED - Other ¦ Instant Savings | TRC | 0 | 0 | 0
None | PV Total Net Avoided Cost Gas | LED - R, BR and Decorative ¦ Instant Savings | TRC | 0 | 0 | 0
None | PV Total Net Avoided Cost Gas | LED - Recessed downlight ¦ Instant Savings | TRC | 0 | 0 | 0
None | PV Total Net Avoided Cost Gas | LED Nightlights - MURB ¦ Efficient Products Installation | TRC | 0 | 0 | 0
None | PV Total Net Avoided Cost Gas | LED Nightlights ¦ Efficient Products Installation | TRC | 0 | 0 | 0
None | PV Total Net Avoided Cost Gas | LED Replacement Lamps for HID (10000 lumen) ¦ Business Energy Rebates | TRC | 0 | 0 | 0
None | PV Total Net Avoided Cost Gas | LED Replacement Lamps for HID (10000 lumen) ¦ Small Business Energy Solutions | TRC | 0 | 0 | 0
None | PV Total Net Avoided Cost Gas | LED Replacement Lamps for HID (4000 lumen) ¦ Business Energy Rebates | TRC | 0 | 0 | 0
None | PV Total Net Avoided Cost Gas | LED Replacement Lamps for HID (4000 lumen) ¦ Small Business Energy Solutions | TRC | 0 | 0 | 0
None | PV Total Net Avoided Cost Gas | LED Troffer (1x4) ¦ Business Energy Rebates | TRC | 0 | 0 | 0
None | PV Total Net Avoided Cost Gas | LED Troffer (1x4) ¦ Small Business Energy Solutions | TRC | 0 | 0 | 0
None | PV Total Net Avoided Cost Gas | LED Troffer (2x2) ¦ Business Energy Rebates | TRC | 0 | 0 | 0
None | PV Total Net Avoided Cost Gas | LED Troffer (2x2) ¦ Small Business Energy Solutions | TRC | 0 | 0 | 0
None | PV Total Net Avoided Cost Gas | LED Troffer (4x2) ¦ Business Energy Rebates | TRC | 0 | 0 | 0
None | PV Total Net Avoided Cost Gas | LED Troffer (4x2) ¦ Small Business Energy Solutions | TRC | 0 | 0 | 0
None | PV Total Net Avoided Cost Gas | LED Wall Sconce (1200 lumen) ¦ Small Business Energy Solutions | TRC | 0 | 0 | 0
None | PV Total Net Avoided Cost Gas | Linear Ambient Luminaire (10000 lumen) ¦ Business Energy Rebates | TRC | 0 | 0 | 0
None | PV Total Net Avoided Cost Gas | Linear Ambient Luminaire (10000 lumen) ¦ Small Business Energy Solutions | TRC | 0 | 0 | 0
None | PV Total Net Avoided Cost Gas | Linear Ambient Luminaire (2000 lumen) ¦ Business Energy Rebates | TRC | 0 | 0 | 0
None | PV Total Net Avoided Cost Gas | Linear Ambient Luminaire (2000 lumen) ¦ Small Business Energy Solutions | TRC | 0 | 0 | 0
None | PV Total Net Avoided Cost Gas | Linear Ambient Luminaire (4000 lumen) ¦ Business Energy Rebates | TRC | 0 | 0 | 0
None | PV Total Net Avoided Cost Gas | Linear Ambient Luminaire (4000 lumen) ¦ Small Business Energy Solutions | TRC | 0 | 0 | 0
None | PV Total Net Avoided Cost Gas | Linear Ambient Luminaire (8000 lumen) ¦ Business Energy Rebates | TRC | 0 | 0 | 0
None | PV Total Net Avoided Cost Gas | Linear Ambient Luminaire (8000 lumen) ¦ Small Business Energy Solutions | TRC | 0 | 0 | 0
None | PV Total Net Avoided Cost Gas | Linear Replacement Lamp (2 foot) ¦ Business Energy Rebates | TRC | 0 | 0 | 0
None | PV Total Net Avoided Cost Gas | Linear Replacement Lamp (2 foot) ¦ Small Business Energy Solutions | TRC | 0 | 0 | 0
None | PV Total Net Avoided Cost Gas | Linear Replacement Lamp (4 foot) ¦ Business Energy Rebates | TRC | 0 | 0 | 0
None | PV Total Net Avoided Cost Gas | Linear Replacement Lamp (4 foot) ¦ Small Business Energy Solutions | TRC | 0 | 0 | 0
None | PV Total Net Avoided Cost Gas | Low-bay Luminaire (10,000 lumen) ¦ Business Energy Rebates | TRC | 0 | 0 | 0
None | PV Total Net Avoided Cost Gas | Low-bay Luminaire (10,000 lumen) ¦ Small Business Energy Solutions | TRC | 0 | 0 | 0
None | PV Total Net Avoided Cost Gas | Low-bay Luminaire (5000 lumen) ¦ Business Energy Rebates | TRC | 0 | 0 | 0
None | PV Total Net Avoided Cost Gas | Low-flow showerhead - 0.5 gpm Reduction - MURB ¦ Efficient Products Installation | TRC | 0 | 0 | 0
None | PV Total Net Avoided Cost Gas | Low-flow showerhead - 0.5 gpm Reduction ¦ Efficient Products Installation | TRC | 0 | 0 | 0
None | PV Total Net Avoided Cost Gas | Low-flow showerhead - 1.0 gpm Reduction - MURB ¦ Efficient Products Installation | TRC | 0 | 0 | 0
None | PV Total Net Avoided Cost Gas | Low-flow showerhead - 1.0 gpm Reduction ¦ Efficient Products Installation | TRC | 0 | 0 | 0
None | PV Total Net Avoided Cost Gas | Low-flow showerhead -0.75 gpm Reduction - MURB ¦ Efficient Products Installation | TRC | 0 | 0 | 0
None | PV Total Net Avoided Cost Gas | Low-flow showerhead -0.75 gpm Reduction ¦ Efficient Products Installation | TRC | 0 | 0 | 0
None | PV Total Net Avoided Cost Gas | Low/Zero Energy Livestock Waterer ¦ Business Energy Rebates | TRC | 0 | 0 | 0
None | PV Total Net Avoided Cost Gas | Luminaire Level Lighting Control (LLLC) - High Impact Application ¦ Business Energy Rebates | TRC | 0 | 0 | 0
None | PV Total Net Avoided Cost Gas | Luminaire Level Lighting Control (LLLC) - Low Impact Application ¦ Business Energy Rebates | TRC | 0 | 0 | 0
None | PV Total Net Avoided Cost Gas | Medium Commercial ETS System ¦ ETS Business Energy Rebates | TRC | 0 | 0 | 0
None | PV Total Net Avoided Cost Gas | Medium Commercial ETS System ¦ ETS Small Business Energy Solutions | TRC | 0 | 0 | 0
None | PV Total Net Avoided Cost Gas | Milk Pre-cooler ¦ Business Energy Rebates | TRC | 0 | 0 | 0
None | PV Total Net Avoided Cost Gas | Mini freezer retirement ¦ Appliance Retirement | TRC | 0 | 0 | 0
None | PV Total Net Avoided Cost Gas | Mini fridge retirement ¦ Appliance Retirement | TRC | 0 | 0 | 0
None | PV Total Net Avoided Cost Gas | Motion sensor with dimmer switch ¦ Instant Savings | TRC | 0 | 0 | 0
None | PV Total Net Avoided Cost Gas | MSHP - Fully Electrical ¦ Green Heat | TRC | 0 | 0 | 0
None | PV Total Net Avoided Cost Gas | MSHP - Mainly Electrical ¦ Green Heat | TRC | 0 | 0 | 0
None | PV Total Net Avoided Cost Gas | Multi-Tank Conveyor Dishwasher - High Temp ¦ Business Energy Rebates | TRC | 0 | 0 | 0
None | PV Total Net Avoided Cost Gas | Multi-Tank Conveyor Dishwasher - High Temp ¦ Small Business Energy Solutions | TRC | 0 | 0 | 0
None | PV Total Net Avoided Cost Gas | Multi-Tank Conveyor Dishwasher - Low Temp ¦ Business Energy Rebates | TRC | 0 | 0 | 0
None | PV Total Net Avoided Cost Gas | Multi-Tank Conveyor Dishwasher - Low Temp ¦ Small Business Energy Solutions | TRC | 0 | 0 | 0
None | PV Total Net Avoided Cost Gas | Natural Barn Ventiliation - Year-Round ¦ Business Energy Rebates | TRC | 0 | 0 | 0
None | PV Total Net Avoided Cost Gas | Networked/ Connected - Indoor LED Lamp ¦ Instant Savings | TRC | 0 | 0 | 0
None | PV Total Net Avoided Cost Gas | Networked/Connected - High Impact Application ¦ Business Energy Rebates | TRC | 0 | 0 | 0
None | PV Total Net Avoided Cost Gas | Networked/Connected - Low Impact Application ¦ Business Energy Rebates | TRC | 0 | 0 | 0
None | PV Total Net Avoided Cost Gas | No-Loss Drain ¦ Business Energy Rebates | TRC | 0 | 0 | 0
None | PV Total Net Avoided Cost Gas | Occupancy Sensor (Ceiling Mounted) ¦ Business Energy Rebates | TRC | 0 | 0 | 0
None | PV Total Net Avoided Cost Gas | Occupancy Sensor (Ceiling Mounted) ¦ Small Business Energy Solutions | TRC | 0 | 0 | 0
None | PV Total Net Avoided Cost Gas | Occupancy Sensor (Wall Mounted) ¦ Business Energy Rebates | TRC | 0 | 0 | 0
None | PV Total Net Avoided Cost Gas | Occupancy Sensor (Wall Mounted) ¦ Small Business Energy Solutions | TRC | 0 | 0 | 0
None | PV Total Net Avoided Cost Gas | Occupancy Sensor (Exterior) ¦ Business Energy Rebates | TRC | 0 | 0 | 0
None | PV Total Net Avoided Cost Gas | Open to Closed Cooler Conversion ¦ Business Energy Rebates | TRC | 0 | 0 | 0
None | PV Total Net Avoided Cost Gas | Open to Closed Cooler Conversion ¦ Small Business Energy Solutions | TRC | 0 | 0 | 0
None | PV Total Net Avoided Cost Gas | Outdoor motion sensor ¦ Instant Savings | TRC | 0 | 0 | 0
None | PV Total Net Avoided Cost Gas | Outside Air Economizer ¦ Business Energy Rebates | TRC | 0 | 0 | 0
None | PV Total Net Avoided Cost Gas | Packaged Terminal Heat Pump (12kBTU/hr) ¦ Business Energy Rebates | TRC | 0 | 0 | 0
None | PV Total Net Avoided Cost Gas | Parking Garage Luminaire (4000 lumen) ¦ Small Business Energy Solutions | TRC | 0 | 0 | 0
None | PV Total Net Avoided Cost Gas | Pellet Boiler/Furnace ¦ Green Heat | TRC | 0 | 0 | 0
None | PV Total Net Avoided Cost Gas | Pellet Stove ¦ Green Heat | TRC | 0 | 0 | 0
None | PV Total Net Avoided Cost Gas | Pipe Insulation - MURB ¦ Efficient Products Installation | TRC | 0 | 0 | 0
None | PV Total Net Avoided Cost Gas | Pipe Insulation ¦ Efficient Products Installation | TRC | 0 | 0 | 0
None | PV Total Net Avoided Cost Gas | Pole/Arm-Mounted Area Luminaire (20000 lumen) ¦ Business Energy Rebates | TRC | 0 | 0 | 0
None | PV Total Net Avoided Cost Gas | Pole/Arm-Mounted Area Luminaire (20000 lumen) ¦ Small Business Energy Solutions | TRC | 0 | 0 | 0
None | PV Total Net Avoided Cost Gas | Pole/Arm-Mounted Area Luminaire (4000 lumen) ¦ Small Business Energy Solutions | TRC | 0 | 0 | 0
None | PV Total Net Avoided Cost Gas | Pole/Arm-Mounted Area Luminaire (60000 lumen) ¦ Business Energy Rebates | TRC | 0 | 0 | 0
None | PV Total Net Avoided Cost Gas | Pole/Arm-Mounted Decorative Luminaire (1500 lumen) ¦ Small Business Energy Solutions | TRC | 0 | 0 | 0
None | PV Total Net Avoided Cost Gas | Pole/Arm-Mounted Decorative Luminaire (5000 lumen) ¦ Business Energy Rebates | TRC | 0 | 0 | 0
None | PV Total Net Avoided Cost Gas | Pole/Arm-Mounted Decorative Luminaire (5000 lumen) ¦ Small Business Energy Solutions | TRC | 0 | 0 | 0
None | PV Total Net Avoided Cost Gas | Pot, Pan and Utensil Dishwasher - High Temp ¦ Business Energy Rebates | TRC | 0 | 0 | 0
None | PV Total Net Avoided Cost Gas | Power bar with timer ¦ Instant Savings | TRC | 0 | 0 | 0
None | PV Total Net Avoided Cost Gas | Premium High Bay Luminaire (15 000 lumen) ¦ Business Energy Rebates | TRC | 0 | 0 | 0
None | PV Total Net Avoided Cost Gas | Premium High Bay Luminaire (15 000 lumen) ¦ Small Business Energy Solutions | TRC | 0 | 0 | 0
None | PV Total Net Avoided Cost Gas | Premium High Bay Luminaire (35 000 lumen) ¦ Business Energy Rebates | TRC | 0 | 0 | 0
None | PV Total Net Avoided Cost Gas | Premium High Bay Luminaire (35 000 lumen) ¦ Small Business Energy Solutions | TRC | 0 | 0 | 0
None | PV Total Net Avoided Cost Gas | Premium High Bay Luminaire (60 000 lumen) ¦ Business Energy Rebates | TRC | 0 | 0 | 0
None | PV Total Net Avoided Cost Gas | Programmable thermostat ¦ Instant Savings | TRC | 0 | 0 | 0
None | PV Total Net Avoided Cost Gas | Programmable Thermostats ¦ First Nations Home Retrofits | TRC | 0 | 0 | 0
None | PV Total Net Avoided Cost Gas | Range / Stove replacement ¦ Appliance Retirement | TRC | 0 | 0 | 0
None | PV Total Net Avoided Cost Gas | Reflector Lamp (MR16) ¦ Small Business Energy Solutions | TRC | 0 | 0 | 0
None | PV Total Net Avoided Cost Gas | Reflector Lamp (PAR38) ¦ Small Business Energy Solutions | TRC | 0 | 0 | 0
None | PV Total Net Avoided Cost Gas | Refrigerated Case Luminaire ¦ Business Energy Rebates | TRC | 0 | 0 | 0
None | PV Total Net Avoided Cost Gas | Refrigerated Case Luminaire ¦ Small Business Energy Solutions | TRC | 0 | 0 | 0
None | PV Total Net Avoided Cost Gas | Refrigerator replacement (Low income only) ¦ Appliance Retirement | TRC | 0 | 0 | 0
None | PV Total Net Avoided Cost Gas | Refrigerator replacement (Low income only) ¦ First Nations Home Retrofits | TRC | 0 | 0 | 0
None | PV Total Net Avoided Cost Gas | Refrigerator retirement ¦ Appliance Retirement | TRC | 0 | 0 | 0
None | PV Total Net Avoided Cost Gas | Remote Condensing Unit ¦ Business Energy Rebates | TRC | 0 | 0 | 0
None | PV Total Net Avoided Cost Gas | Residential DHW Timer ¦ ETS Green Heat | TRC | 0 | 0 | 0
None | PV Total Net Avoided Cost Gas | Residential ETS System (Central) ¦ ETS Green Heat | TRC | 0 | 0 | 0
None | PV Total Net Avoided Cost Gas | Residential ETS System (Central) ¦ ETS Home Energy Assessment | TRC | 0 | 0 | 0
None | PV Total Net Avoided Cost Gas | Residential ETS System (Room) ¦ ETS Green Heat | TRC | 0 | 0 | 0
None | PV Total Net Avoided Cost Gas | Residential ETS System (Room) ¦ ETS Home Energy Assessment | TRC | 0 | 0 | 0
None | PV Total Net Avoided Cost Gas | Room air purifier ¦ Instant Savings | TRC | 0 | 0 | 0
None | PV Total Net Avoided Cost Gas | Server Virtualization and Decommissioning ¦ Business Energy Rebates | TRC | 0 | 0 | 0
None | PV Total Net Avoided Cost Gas | Single-Tank Door type Dishwasher - High Temp ¦ Business Energy Rebates | TRC | 0 | 0 | 0
None | PV Total Net Avoided Cost Gas | Single-Tank Door type Dishwasher - Low Temp ¦ Business Energy Rebates | TRC | 0 | 0 | 0
None | PV Total Net Avoided Cost Gas | Single -Tank Conveyor Dishwasher - High Temp ¦ Business Energy Rebates | TRC | 0 | 0 | 0
None | PV Total Net Avoided Cost Gas | Single -Tank Conveyor Dishwasher - Low Temp ¦ Business Energy Rebates | TRC | 0 | 0 | 0
None | PV Total Net Avoided Cost Gas | Single Heat Pad (Agriculture) ¦ Business Energy Rebates | TRC | 0 | 0 | 0
None | PV Total Net Avoided Cost Gas | Small Commercial ETS Sytem ¦ ETS Business Energy Rebates | TRC | 0 | 0 | 0
None | PV Total Net Avoided Cost Gas | Small Commercial ETS Sytem ¦ ETS Small Business Energy Solutions | TRC | 0 | 0 | 0
None | PV Total Net Avoided Cost Gas | Smart power bar ¦ Instant Savings | TRC | 0 | 0 | 0
None | PV Total Net Avoided Cost Gas | Smart Power Controllers - MURB ¦ Efficient Products Installation | TRC | 0 | 0 | 0
None | PV Total Net Avoided Cost Gas | Smart Power Controllers ¦ Efficient Products Installation | TRC | 0 | 0 | 0
None | PV Total Net Avoided Cost Gas | Solar air heating ¦ Green Heat | TRC | 0 | 0 | 0
None | PV Total Net Avoided Cost Gas | Solar Domestic Hot Water ¦ Green Heat | TRC | 0 | 0 | 0
None | PV Total Net Avoided Cost Gas | Solar Domestic Hot Water ¦ Home Energy Assessment | TRC | 0 | 0 | 0
None | PV Total Net Avoided Cost Gas | Solid Door Freezer ¦ Business Energy Rebates | TRC | 0 | 0 | 0
None | PV Total Net Avoided Cost Gas | Solid Door Freezer ¦ Small Business Energy Solutions | TRC | 0 | 0 | 0
None | PV Total Net Avoided Cost Gas | Solid Door Refrigerator ¦ Business Energy Rebates | TRC | 0 | 0 | 0
None | PV Total Net Avoided Cost Gas | Solid Door Refrigerator ¦ Small Business Energy Solutions | TRC | 0 | 0 | 0
None | PV Total Net Avoided Cost Gas | Standard Capacity Electric Fryer ¦ Business Energy Rebates | TRC | 0 | 0 | 0
None | PV Total Net Avoided Cost Gas | Standard Capacity Electric Fryer ¦ Small Business Energy Solutions | TRC | 0 | 0 | 0
None | PV Total Net Avoided Cost Gas | Strategic Energy Management ¦ SEM | TRC | 0 | 0 | 0
None | PV Total Net Avoided Cost Gas | Strip-Curtains for Display Cases ¦ Business Energy Rebates | TRC | 0 | 0 | 0
None | PV Total Net Avoided Cost Gas | Strip-Curtains for Display Cases ¦ Small Business Energy Solutions | TRC | 0 | 0 | 0
None | PV Total Net Avoided Cost Gas | Track/Mono-point Direction Luminaire ¦ Business Energy Rebates | TRC | 0 | 0 | 0
None | PV Total Net Avoided Cost Gas | Unconverted D ¦ Home Energy Assessment | TRC | 0 | 0 | 0
None | PV Total Net Avoided Cost Gas | Under-Counter Dishwasher - HighTemp ¦ Business Energy Rebates | TRC | 0 | 0 | 0
None | PV Total Net Avoided Cost Gas | Under-Counter Dishwasher - Low Temp ¦ Business Energy Rebates | TRC | 0 | 0 | 0
None | PV Total Net Avoided Cost Gas | Variable Speed Kitchen Exhaust Fan ¦ Business Energy Rebates | TRC | 0 | 0 | 0
None | PV Total Net Avoided Cost Gas | Variable Speed Kitchen Exhaust Fan ¦ Small Business Energy Solutions | TRC | 0 | 0 | 0
None | PV Total Net Avoided Cost Gas | Ventilation Fan (Agriculture) ¦ Business Energy Rebates | TRC | 0 | 0 | 0
None | PV Total Net Avoided Cost Gas | VFD - 10 hp - Institutional - Make-up Air Fan ¦ Business Energy Rebates | TRC | 0 | 0 | 0
None | PV Total Net Avoided Cost Gas | VFD - 10 hp - Retail - Supply Fan ¦ Business Energy Rebates | TRC | 0 | 0 | 0
None | PV Total Net Avoided Cost Gas | VFD - 20 hp - Institutional - Chilled Water Pump ¦ Business Energy Rebates | TRC | 0 | 0 | 0
None | PV Total Net Avoided Cost Gas | VFD - 20 hp - Retail - Exhaust Fan ¦ Business Energy Rebates | TRC | 0 | 0 | 0
None | PV Total Net Avoided Cost Gas | VFD - 30 hp - Institutional - Make-up Air Fan ¦ Business Energy Rebates | TRC | 0 | 0 | 0
None | PV Total Net Avoided Cost Gas | VFD - 30 hp - Retail - Supply Fan ¦ Business Energy Rebates | TRC | 0 | 0 | 0
None | PV Total Net Avoided Cost Gas | VFD - 40 hp - Warehousing - Exhaust Fan ¦ Business Energy Rebates | TRC | 0 | 0 | 0
None | PV Total Net Avoided Cost Gas | VFD - 5 hp - Institutional - Chilled Water Pump ¦ Business Energy Rebates | TRC | 0 | 0 | 0
None | PV Total Net Avoided Cost Gas | VFD - 5 hp - Retail - Exhaust Fan ¦ Business Energy Rebates | TRC | 0 | 0 | 0
None | PV Total Net Avoided Cost Gas | VFD Milk Transfer Pump ¦ Business Energy Rebates | TRC | 0 | 0 | 0
None | PV Total Net Avoided Cost Gas | VFD Milk Transfer Pump ¦ Small Business Energy Solutions | TRC | 0 | 0 | 0
None | PV Total Net Avoided Cost Gas | VFD Milk Vacuum Pump ¦ Business Energy Rebates | TRC | 0 | 0 | 0
None | PV Total Net Avoided Cost Gas | VFD Milk Vacuum Pump ¦ Small Business Energy Solutions | TRC | 0 | 0 | 0
None | PV Total Net Avoided Cost Gas | Wall Mounted Area Luminaire (1000 lumen) ¦ Business Energy Rebates | TRC | 0 | 0 | 0
None | PV Total Net Avoided Cost Gas | Wall Mounted Area Luminaire (1000 lumen) ¦ Small Business Energy Solutions | TRC | 0 | 0 | 0
None | PV Total Net Avoided Cost Gas | Wall Mounted Area Luminaire (10000 lumen) ¦ Business Energy Rebates | TRC | 0 | 0 | 0
None | PV Total Net Avoided Cost Gas | Wall Mounted Area Luminaire (10000 lumen) ¦ Small Business Energy Solutions | TRC | 0 | 0 | 0
None | PV Total Net Avoided Cost Gas | Wall Wash Luminaire (1000 lumen) ¦ Business Energy Rebates | TRC | 0 | 0 | 0
None | PV Total Net Avoided Cost Gas | Wall wash luminaire (1500 lumen) ¦ Business Energy Rebates | TRC | 0 | 0 | 0
None | PV Total Net Avoided Cost Gas | Whole Home - tier 0 (22% better than code on average) ¦ New Home Construction | TRC | 0 | 0 | 0
None | PV Total Net Avoided Cost Gas | Whole home - tier 1 (45% better than code target) ¦ New Home Construction | TRC | 0 | 0 | 0
None | PV Total Net Avoided Cost Gas | Whole home - tier 2 (60% better than code target) ¦ New Home Construction | TRC | 0 | 0 | 0
None | PV Total Net Avoided Cost Gas | Whole home - tier 3 (70% better than code target) ¦ New Home Construction | TRC | 0 | 0 | 0
None | PV Total Net Avoided Cost Gas | Whole Home ¦ Home Energy Assessment | TRC | 0 | 0 | 0
None | PV Total Net Avoided Cost Gas | Whole Home First Nations Retrofit ¦ First Nations Home Retrofits | TRC | 0 | 0 | 0
None | PV Total Net Avoided Cost Gas | Wood Boiler/Furnace ¦ Green Heat | TRC | 0 | 0 | 0
None | PV Total Net Avoided Cost Gas | Wood Stove ¦ Green Heat | TRC | 0 | 0 | 0
None | PV Total Net Avoided Cost Gas | Zero-Energy Doors for Reach-In Coolers ¦ Small Business Energy Solutions | TRC | 0 | 0 | 0
None | PV Total Net Avoided Cost Water | 1/2 Size Hot Food Holding Cabinet ¦ Business Energy Rebates | TRC | 0 | 0 | 0
None | PV Total Net Avoided Cost Water | 11W Replacing 60W - MURB ¦ Efficient Products Installation | TRC | 0 | 0 | 0
None | PV Total Net Avoided Cost Water | 11W Replacing 60W ¦ Efficient Products Installation | TRC | 0 | 0 | 0
None | PV Total Net Avoided Cost Water | 18W Replacing 100W - MURB ¦ Efficient Products Installation | TRC | 0 | 0 | 0
None | PV Total Net Avoided Cost Water | 18W Replacing 100W ¦ Efficient Products Installation | TRC | 0 | 0 | 0
None | PV Total Net Avoided Cost Water | 18W Replacing 75W - MURB ¦ Efficient Products Installation | TRC | 0 | 0 | 0
None | PV Total Net Avoided Cost Water | 18W Replacing 75W ¦ Efficient Products Installation | TRC | 0 | 0 | 0
None | PV Total Net Avoided Cost Water | 5W Chandelier E12 - MURB ¦ Efficient Products Installation | TRC | 0 | 0 | 0
None | PV Total Net Avoided Cost Water | 5W Chandelier E12 ¦ Efficient Products Installation | TRC | 0 | 0 | 0
None | PV Total Net Avoided Cost Water | 7W G25 - MURB ¦ Efficient Products Installation | TRC | 0 | 0 | 0
None | PV Total Net Avoided Cost Water | 7W G25 ¦ Efficient Products Installation | TRC | 0 | 0 | 0
None | PV Total Net Avoided Cost Water | 7W GU10 Replacing 35W - MURB ¦ Efficient Products Installation | TRC | 0 | 0 | 0
None | PV Total Net Avoided Cost Water | 7W GU10 Replacing 35W ¦ Efficient Products Installation | TRC | 0 | 0 | 0
None | PV Total Net Avoided Cost Water | 7W GU10 Replacing 50W - MURB ¦ Efficient Products Installation | TRC | 0 | 0 | 0
None | PV Total Net Avoided Cost Water | 7W GU10 Replacing 50W ¦ Efficient Products Installation | TRC | 0 | 0 | 0
None | PV Total Net Avoided Cost Water | 9.5W Replacing 100W - MURB ¦ Efficient Products Installation | TRC | 0 | 0 | 0
None | PV Total Net Avoided Cost Water | 9.5W Replacing 100W ¦ Efficient Products Installation | TRC | 0 | 0 | 0
None | PV Total Net Avoided Cost Water | 9.5W Replacing 40W - MURB ¦ Efficient Products Installation | TRC | 0 | 0 | 0
None | PV Total Net Avoided Cost Water | 9.5W Replacing 40W ¦ Efficient Products Installation | TRC | 0 | 0 | 0
None | PV Total Net Avoided Cost Water | 9.5W Replacing 60W - MURB ¦ Efficient Products Installation | TRC | 0 | 0 | 0
None | PV Total Net Avoided Cost Water | 9.5W Replacing 60W ¦ Efficient Products Installation | TRC | 0 | 0 | 0
None | PV Total Net Avoided Cost Water | 9W Replacing 100W - MURB ¦ Efficient Products Installation | TRC | 0 | 0 | 0
None | PV Total Net Avoided Cost Water | 9W Replacing 100W ¦ Efficient Products Installation | TRC | 0 | 0 | 0
None | PV Total Net Avoided Cost Water | 9W Replacing 40W - MURB ¦ Efficient Products Installation | TRC | 0 | 0 | 0
None | PV Total Net Avoided Cost Water | 9W Replacing 40W ¦ Efficient Products Installation | TRC | 0 | 0 | 0
None | PV Total Net Avoided Cost Water | 9W Replacing 60W - MURB ¦ Efficient Products Installation | TRC | 0 | 0 | 0
None | PV Total Net Avoided Cost Water | 9W Replacing 60W ¦ Efficient Products Installation | TRC | 0 | 0 | 0
None | PV Total Net Avoided Cost Water | Advanced Lighting Design (Performance Lighting) ¦ Business Energy Rebates | TRC | 0 | 0 | 0
None | PV Total Net Avoided Cost Water | Air-Entraining Air Nozzle ¦ Business Energy Rebates | TRC | 0 | 0 | 0
None | PV Total Net Avoided Cost Water | Air Conditioner retirement ¦ Appliance Retirement | TRC | 0 | 0 | 0
None | PV Total Net Avoided Cost Water | ASHP and AWHP - Electrical ¦ Green Heat | TRC | 0 | 0 | 0
None | PV Total Net Avoided Cost Water | Case Lighting for Sign Retrofits ¦ Business Energy Rebates | TRC | 0 | 0 | 0
None | PV Total Net Avoided Cost Water | CEE Tier 2 Commercial Washing Machine ¦ Business Energy Rebates | TRC | 4.9323 | 5.0309 | 5.1315
None | PV Total Net Avoided Cost Water | CEE Tier 3 Commercial Washing Machine ¦ Business Energy Rebates | TRC | 4.9323 | 5.0309 | 5.1315
None | PV Total Net Avoided Cost Water | Circulation Fan (Agriculture) ¦ Business Energy Rebates | TRC | 0 | 0 | 0
None | PV Total Net Avoided Cost Water | Clothes-line ¦ Instant Savings | TRC | 0 | 0 | 0
None | PV Total Net Avoided Cost Water | Clothes Dryer replacement ¦ Appliance Retirement | TRC | 0 | 0 | 0
None | PV Total Net Avoided Cost Water | Clothes Dryers ¦ First Nations Home Retrofits | TRC | 0 | 0 | 0
None | PV Total Net Avoided Cost Water | Clothes Washer replacement ¦ Appliance Retirement | TRC | 0 | 0 | 0
None | PV Total Net Avoided Cost Water | Clothes Washers ¦ First Nations Home Retrofits | TRC | 0 | 0 | 0
None | PV Total Net Avoided Cost Water | Cold Climate Air-Source Heat Pump (24kBTU/hr) ¦ Business Energy Rebates | TRC | 0 | 0 | 0
None | PV Total Net Avoided Cost Water | Cold Climate Air-Source Heat Pump (24kBTU/hr) ¦ Small Business Energy Solutions | TRC | 0 | 0 | 0
None | PV Total Net Avoided Cost Water | Cold Climate Air-Source Heat Pump (48kBTU/hr) ¦ Business Energy Rebates | TRC | 0 | 0 | 0
None | PV Total Net Avoided Cost Water | Custom Energy Efficiency ¦ Affordable MultiFamily Renter | TRC | 0 | 0 | 0
None | PV Total Net Avoided Cost Water | Custom Energy Efficiency ¦ Custom Retrofit | TRC | 0 | 0 | 0
None | PV Total Net Avoided Cost Water | Cycling Refrigerated Air Dryer - 50 CFM ¦ Business Energy Rebates | TRC | 0 | 0 | 0
None | PV Total Net Avoided Cost Water | Dairy Scroll Compressor ¦ Business Energy Rebates | TRC | 0 | 0 | 0
None | PV Total Net Avoided Cost Water | Daylighting Controls - Ceiling Mounted ¦ Business Energy Rebates | TRC | 0 | 0 | 0
None | PV Total Net Avoided Cost Water | Daylighting Controls - Switch-Mounted ¦ Business Energy Rebates | TRC | 0 | 0 | 0
None | PV Total Net Avoided Cost Water | Decorative Lamp ¦ Small Business Energy Solutions | TRC | 0 | 0 | 0
None | PV Total Net Avoided Cost Water | Dehumidifier ¦ Instant Savings | TRC | 0 | 0 | 0
None | PV Total Net Avoided Cost Water | Dehumidifier replacement (Low income only) ¦ Appliance Retirement | TRC | 0 | 0 | 0
None | PV Total Net Avoided Cost Water | Dehumidifier replacement (Low income only) ¦ First Nations Home Retrofits | TRC | 0 | 0 | 0
None | PV Total Net Avoided Cost Water | Dimmer Switch ¦ Instant Savings | TRC | 0 | 0 | 0
None | PV Total Net Avoided Cost Water | Dishwasher replacement ¦ Appliance Retirement | TRC | 0 | 0 | 0
None | PV Total Net Avoided Cost Water | Door Heater Controls ¦ Business Energy Rebates | TRC | 0 | 0 | 0
None | PV Total Net Avoided Cost Water | Double Heat Pad (Agriculture) ¦ Business Energy Rebates | TRC | 0 | 0 | 0
None | PV Total Net Avoided Cost Water | Downlight Luminaire (1200 lumen) ¦ Small Business Energy Solutions | TRC | 0 | 0 | 0
None | PV Total Net Avoided Cost Water | Downlight Luminaire (3000 lumen) ¦ Small Business Energy Solutions | TRC | 0 | 0 | 0
None | PV Total Net Avoided Cost Water | Downlight Luminaire (800 lumen) ¦ Small Business Energy Solutions | TRC | 0 | 0 | 0
None | PV Total Net Avoided Cost Water | Drain Water Heat Recovery ¦ First Nations Home Retrofits | TRC | 0 | 0 | 0
None | PV Total Net Avoided Cost Water | Drain Water Heat Recovery ¦ Green Heat | TRC | 0 | 0 | 0
None | PV Total Net Avoided Cost Water | Drain Water Heat Recovery ¦ Home Energy Assessment | TRC | 0 | 0 | 0
None | PV Total Net Avoided Cost Water | Dual Enthalpy Economizer Controls ¦ Business Energy Rebates | TRC | 0 | 0 | 0
None | PV Total Net Avoided Cost Water | EC Motor for Refrigeration Applications ¦ Business Energy Rebates1 | TRC | 0 | 0 | 0
None | PV Total Net Avoided Cost Water | EC Motor for Refrigeration Applications ¦ Business Energy Rebates2 | TRC | 0 | 0 | 0
None | PV Total Net Avoided Cost Water | ECM Circulator Pump ¦ Instant Savings | TRC | 0 | 0 | 0
None | PV Total Net Avoided Cost Water | Efficient clothes washer ¦ Instant Savings | TRC | 0.0014204 | 0.0014488 | 0.0014777
None | PV Total Net Avoided Cost Water | Efficient refrigerator ¦ Instant Savings | TRC | 0 | 0 | 0
None | PV Total Net Avoided Cost Water | Electric Combination Oven ¦ Business Energy Rebates | TRC | 0 | 0 | 0
None | PV Total Net Avoided Cost Water | Electric Combination Oven with Gas ¦ Business Energy Rebates | TRC | 0 | 0 | 0
None | PV Total Net Avoided Cost Water | Electric Convection Oven ¦ Business Energy Rebates | TRC | 0 | 0 | 0
None | PV Total Net Avoided Cost Water | Electric Convection Oven with Gas ¦ Business Energy Rebates | TRC | 0 | 0 | 0
None | PV Total Net Avoided Cost Water | Electric Fryer Replacement with Gas ¦ Business Energy Rebates | TRC | 0 | 0 | 0
None | PV Total Net Avoided Cost Water | Electric Griddle Replacement with Gas ¦ Business Energy Rebates | TRC | 0 | 0 | 0
None | PV Total Net Avoided Cost Water | Electric Steam Cooker ¦ Business Energy Rebates | TRC | 0 | 0 | 0
None | PV Total Net Avoided Cost Water | Electric Steam Cooker Replacement with Gas ¦ Business Energy Rebates | TRC | 0 | 0 | 0
None | PV Total Net Avoided Cost Water | Electric to Natural Gas - Water Heater ¦ Business Energy Rebates | TRC | 0 | 0 | 0
None | PV Total Net Avoided Cost Water | Energy Management Information Systems ¦ EMIS | TRC | 0 | 0 | 0
None | PV Total Net Avoided Cost Water | Energy Star Dryer ¦ Instant Savings | TRC | 0 | 0 | 0
None | PV Total Net Avoided Cost Water | ENERGY STAR Pool Pump ¦ Business Energy Rebates | TRC | 0 | 0 | 0
None | PV Total Net Avoided Cost Water | ENERGY STAR Uninteruptible Power Supplies (UPS) ¦ Business Energy Rebates | TRC | 0 | 0 | 0
None | PV Total Net Avoided Cost Water | ENERGY STAR Washing Machine ¦ Business Energy Rebates | TRC | 1.8575 | 1.8946 | 1.9325
None | PV Total Net Avoided Cost Water | Evaporator Fan Motor Controls ¦ Business Energy Rebates | TRC | 0 | 0 | 0
None | PV Total Net Avoided Cost Water | Faucet Aerators - MURB ¦ Efficient Products Installation | TRC | 0.00024284 | 0.00024769 | 0.00025265
None | PV Total Net Avoided Cost Water | Faucet Aerators ¦ Efficient Products Installation | TRC | 0.0002523 | 0.00025734 | 0.00026249
None | PV Total Net Avoided Cost Water | Flood Luminaire (10000 lumen) ¦ Business Energy Rebates | TRC | 0 | 0 | 0
None | PV Total Net Avoided Cost Water | Flood Luminaire (10000 lumen) ¦ Small Business Energy Solutions | TRC | 0 | 0 | 0
None | PV Total Net Avoided Cost Water | Flood Luminaire (48000 lumen) ¦ Business Energy Rebates | TRC | 0 | 0 | 0
None | PV Total Net Avoided Cost Water | Flood Luminaire (48000 lumen) ¦ Small Business Energy Solutions | TRC | 0 | 0 | 0
None | PV Total Net Avoided Cost Water | Four Pin Replacement Lamps for CFLs ¦ Business Energy Rebates | TRC | 0 | 0 | 0
None | PV Total Net Avoided Cost Water | Four Pin Replacement Lamps for CFLs ¦ Small Business Energy Solutions | TRC | 0 | 0 | 0
None | PV Total Net Avoided Cost Water | Freezer replacement (Low income only) ¦ Appliance Retirement | TRC | 0 | 0 | 0
None | PV Total Net Avoided Cost Water | Freezer replacement (Low income only) ¦ First Nations Home Retrofits | TRC | 0 | 0 | 0
None | PV Total Net Avoided Cost Water | Freezer replacement ¦ Appliance Retirement | TRC | 0 | 0 | 0
None | PV Total Net Avoided Cost Water | Freezer retirement ¦ Appliance Retirement | TRC | 0 | 0 | 0
None | PV Total Net Avoided Cost Water | Fridge replacement ¦ Appliance Retirement | TRC | 0 | 0 | 0
None | PV Total Net Avoided Cost Water | Fuel Pump Canopy Luminaire (4000 lumen) ¦ Small Business Energy Solutions | TRC | 0 | 0 | 0
None | PV Total Net Avoided Cost Water | General Use Lamp (A,G Types) ¦ Small Business Energy Solutions | TRC | 0 | 0 | 0
None | PV Total Net Avoided Cost Water | Glass Door Freezer ¦ Small Business Energy Solutions | TRC | 0 | 0 | 0
None | PV Total Net Avoided Cost Water | Glass Door Refrigerator ¦ Business Energy Rebates | TRC | 0 | 0 | 0
None | PV Total Net Avoided Cost Water | Glass Door Refrigerator ¦ Small Business Energy Solutions | TRC | 0 | 0 | 0
None | PV Total Net Avoided Cost Water | Ground Source Heat Pump (60kBTU/hr) ¦ Business Energy Rebates | TRC | 0 | 0 | 0
None | PV Total Net Avoided Cost Water | Ground Source Heat Pump (60kBTU/hr) ¦ Small Business Energy Solutions | TRC | 0 | 0 | 0
None | PV Total Net Avoided Cost Water | GSHP ¦ Green Heat | TRC | 0 | 0 | 0
None | PV Total Net Avoided Cost Water | Heat Pump Clothes Dryer ¦ Business Energy Rebates | TRC | 0 | 0 | 0
None | PV Total Net Avoided Cost Water | Heat Pump Dryer (ventless) ¦ Instant Savings | TRC | 0 | 0 | 0
None | PV Total Net Avoided Cost Water | Heat Pump Water Heater ¦ Business Energy Rebates | TRC | 0 | 0 | 0
None | PV Total Net Avoided Cost Water | Heat Pump Water Heater ¦ First Nations Home Retrofits | TRC | 0 | 0 | 0
None | PV Total Net Avoided Cost Water | Heat Pump Water Heater ¦ Green Heat | TRC | 0 | 0 | 0
None | PV Total Net Avoided Cost Water | Heat Pump Water Heater ¦ Home Energy Assessment | TRC | 0 | 0 | 0
None | PV Total Net Avoided Cost Water | Heat Pump Water Heater ¦ Small Business Energy Solutions | TRC | 0 | 0 | 0
None | PV Total Net Avoided Cost Water | Heat Reclaimer Unit (Agriculture) ¦ Business Energy Rebates | TRC | 0 | 0 | 0
None | PV Total Net Avoided Cost Water | Heat Reclaimer Unit (Agriculture) ¦ Small Business Energy Solutions | TRC | 0 | 0 | 0
None | PV Total Net Avoided Cost Water | Heavy duty timer ¦ Instant Savings | TRC | 0 | 0 | 0
None | PV Total Net Avoided Cost Water | High Bay Luminaire (15 000 lumen) ¦ Business Energy Rebates | TRC | 0 | 0 | 0
None | PV Total Net Avoided Cost Water | High Bay Luminaire (15 000 lumen) ¦ Small Business Energy Solutions | TRC | 0 | 0 | 0
None | PV Total Net Avoided Cost Water | High Bay Luminaire (35 000 lumen) ¦ Small Business Energy Solutions | TRC | 0 | 0 | 0
None | PV Total Net Avoided Cost Water | High Efficiency Circulator Pump 1.5kW ¦ Business Energy Rebates | TRC | 0 | 0 | 0
None | PV Total Net Avoided Cost Water | High Efficiency Circulator Pump 100W ¦ Business Energy Rebates | TRC | 0 | 0 | 0
None | PV Total Net Avoided Cost Water | High Efficiency Circulator Pump 300W ¦ Business Energy Rebates | TRC | 0 | 0 | 0
None | PV Total Net Avoided Cost Water | High Volume Low Speed Fan (Agriculture) ¦ Business Energy Rebates | TRC | 0 | 0 | 0
None | PV Total Net Avoided Cost Water | High Volume Low Speed Fan (Agriculture) ¦ Small Business Energy Solutions | TRC | 0 | 0 | 0
None | PV Total Net Avoided Cost Water | Holiday Lights Exchange - MURB ¦ Efficient Products Installation | TRC | 0 | 0 | 0
None | PV Total Net Avoided Cost Water | Holiday Lights Exchange ¦ Efficient Products Installation | TRC | 0 | 0 | 0
None | PV Total Net Avoided Cost Water | Hot Water Tank Wrap - MURB ¦ Efficient Products Installation | TRC | 0 | 0 | 0
None | PV Total Net Avoided Cost Water | Hot Water Tank Wrap ¦ Efficient Products Installation | TRC | 0 | 0 | 0
None | PV Total Net Avoided Cost Water | HVAC Hotel Occupancy Sensor ¦ Business Energy Rebates | TRC | 0 | 0 | 0
None | PV Total Net Avoided Cost Water | Hybrid Heat Pump Dryer ¦ Instant Savings | TRC | 0 | 0 | 0
None | PV Total Net Avoided Cost Water | Ice-Making Head ¦ Business Energy Rebates | TRC | 0 | 0 | 0
None | PV Total Net Avoided Cost Water | Indoor motion sensor ¦ Instant Savings | TRC | 0 | 0 | 0
None | PV Total Net Avoided Cost Water | Large Commercial/Industrial ETS System ¦ ETS Business Energy Rebates | TRC | 0 | 0 | 0
None | PV Total Net Avoided Cost Water | LED - ENERGY STAR Fixture with Motion Sensor ¦ Instant Savings | TRC | 0 | 0 | 0
None | PV Total Net Avoided Cost Water | LED - ENERGY STAR Fixture without Motion Sensor ¦ Instant Savings | TRC | 0 | 0 | 0
None | PV Total Net Avoided Cost Water | LED - Other ¦ Instant Savings | TRC | 0 | 0 | 0
None | PV Total Net Avoided Cost Water | LED - R, BR and Decorative ¦ Instant Savings | TRC | 0 | 0 | 0
None | PV Total Net Avoided Cost Water | LED - Recessed downlight ¦ Instant Savings | TRC | 0 | 0 | 0
None | PV Total Net Avoided Cost Water | LED Nightlights - MURB ¦ Efficient Products Installation | TRC | 0 | 0 | 0
None | PV Total Net Avoided Cost Water | LED Nightlights ¦ Efficient Products Installation | TRC | 0 | 0 | 0
None | PV Total Net Avoided Cost Water | LED Replacement Lamps for HID (10000 lumen) ¦ Business Energy Rebates | TRC | 0 | 0 | 0
None | PV Total Net Avoided Cost Water | LED Replacement Lamps for HID (10000 lumen) ¦ Small Business Energy Solutions | TRC | 0 | 0 | 0
None | PV Total Net Avoided Cost Water | LED Replacement Lamps for HID (4000 lumen) ¦ Business Energy Rebates | TRC | 0 | 0 | 0
None | PV Total Net Avoided Cost Water | LED Replacement Lamps for HID (4000 lumen) ¦ Small Business Energy Solutions | TRC | 0 | 0 | 0
None | PV Total Net Avoided Cost Water | LED Troffer (1x4) ¦ Business Energy Rebates | TRC | 0 | 0 | 0
None | PV Total Net Avoided Cost Water | LED Troffer (1x4) ¦ Small Business Energy Solutions | TRC | 0 | 0 | 0
None | PV Total Net Avoided Cost Water | LED Troffer (2x2) ¦ Business Energy Rebates | TRC | 0 | 0 | 0
None | PV Total Net Avoided Cost Water | LED Troffer (2x2) ¦ Small Business Energy Solutions | TRC | 0 | 0 | 0
None | PV Total Net Avoided Cost Water | LED Troffer (4x2) ¦ Business Energy Rebates | TRC | 0 | 0 | 0
None | PV Total Net Avoided Cost Water | LED Troffer (4x2) ¦ Small Business Energy Solutions | TRC | 0 | 0 | 0
None | PV Total Net Avoided Cost Water | LED Wall Sconce (1200 lumen) ¦ Small Business Energy Solutions | TRC | 0 | 0 | 0
None | PV Total Net Avoided Cost Water | Linear Ambient Luminaire (10000 lumen) ¦ Business Energy Rebates | TRC | 0 | 0 | 0
None | PV Total Net Avoided Cost Water | Linear Ambient Luminaire (10000 lumen) ¦ Small Business Energy Solutions | TRC | 0 | 0 | 0
None | PV Total Net Avoided Cost Water | Linear Ambient Luminaire (2000 lumen) ¦ Business Energy Rebates | TRC | 0 | 0 | 0
None | PV Total Net Avoided Cost Water | Linear Ambient Luminaire (2000 lumen) ¦ Small Business Energy Solutions | TRC | 0 | 0 | 0
None | PV Total Net Avoided Cost Water | Linear Ambient Luminaire (4000 lumen) ¦ Business Energy Rebates | TRC | 0 | 0 | 0
None | PV Total Net Avoided Cost Water | Linear Ambient Luminaire (4000 lumen) ¦ Small Business Energy Solutions | TRC | 0 | 0 | 0
None | PV Total Net Avoided Cost Water | Linear Ambient Luminaire (8000 lumen) ¦ Business Energy Rebates | TRC | 0 | 0 | 0
None | PV Total Net Avoided Cost Water | Linear Ambient Luminaire (8000 lumen) ¦ Small Business Energy Solutions | TRC | 0 | 0 | 0
None | PV Total Net Avoided Cost Water | Linear Replacement Lamp (2 foot) ¦ Business Energy Rebates | TRC | 0 | 0 | 0
None | PV Total Net Avoided Cost Water | Linear Replacement Lamp (2 foot) ¦ Small Business Energy Solutions | TRC | 0 | 0 | 0
None | PV Total Net Avoided Cost Water | Linear Replacement Lamp (4 foot) ¦ Business Energy Rebates | TRC | 0 | 0 | 0
None | PV Total Net Avoided Cost Water | Linear Replacement Lamp (4 foot) ¦ Small Business Energy Solutions | TRC | 0 | 0 | 0
None | PV Total Net Avoided Cost Water | Low-bay Luminaire (10,000 lumen) ¦ Business Energy Rebates | TRC | 0 | 0 | 0
None | PV Total Net Avoided Cost Water | Low-bay Luminaire (10,000 lumen) ¦ Small Business Energy Solutions | TRC | 0 | 0 | 0
None | PV Total Net Avoided Cost Water | Low-bay Luminaire (5000 lumen) ¦ Business Energy Rebates | TRC | 0 | 0 | 0
None | PV Total Net Avoided Cost Water | Low-flow showerhead - 0.5 gpm Reduction - MURB ¦ Efficient Products Installation | TRC | 0.00093431 | 0.000953 | 0.00097206
None | PV Total Net Avoided Cost Water | Low-flow showerhead - 0.5 gpm Reduction ¦ Efficient Products Installation | TRC | 0.0012977 | 0.0013236 | 0.0013501
None | PV Total Net Avoided Cost Water | Low-flow showerhead - 1.0 gpm Reduction - MURB ¦ Efficient Products Installation | TRC | 0.0018686 | 0.001906 | 0.0019441
None | PV Total Net Avoided Cost Water | Low-flow showerhead - 1.0 gpm Reduction ¦ Efficient Products Installation | TRC | 0.0025953 | 0.0026472 | 0.0027002
None | PV Total Net Avoided Cost Water | Low-flow showerhead -0.75 gpm Reduction - MURB ¦ Efficient Products Installation | TRC | 0.0014015 | 0.0014295 | 0.0014581
None | PV Total Net Avoided Cost Water | Low-flow showerhead -0.75 gpm Reduction ¦ Efficient Products Installation | TRC | 0.0019465 | 0.0019854 | 0.0020251
None | PV Total Net Avoided Cost Water | Low/Zero Energy Livestock Waterer ¦ Business Energy Rebates | TRC | 0 | 0 | 0
None | PV Total Net Avoided Cost Water | Luminaire Level Lighting Control (LLLC) - High Impact Application ¦ Business Energy Rebates | TRC | 0 | 0 | 0
None | PV Total Net Avoided Cost Water | Luminaire Level Lighting Control (LLLC) - Low Impact Application ¦ Business Energy Rebates | TRC | 0 | 0 | 0
None | PV Total Net Avoided Cost Water | Medium Commercial ETS System ¦ ETS Business Energy Rebates | TRC | 0 | 0 | 0
None | PV Total Net Avoided Cost Water | Medium Commercial ETS System ¦ ETS Small Business Energy Solutions | TRC | 0 | 0 | 0
None | PV Total Net Avoided Cost Water | Milk Pre-cooler ¦ Business Energy Rebates | TRC | 0 | 0 | 0
None | PV Total Net Avoided Cost Water | Mini freezer retirement ¦ Appliance Retirement | TRC | 0 | 0 | 0
None | PV Total Net Avoided Cost Water | Mini fridge retirement ¦ Appliance Retirement | TRC | 0 | 0 | 0
None | PV Total Net Avoided Cost Water | Motion sensor with dimmer switch ¦ Instant Savings | TRC | 0 | 0 | 0
None | PV Total Net Avoided Cost Water | MSHP - Fully Electrical ¦ Green Heat | TRC | 0 | 0 | 0
None | PV Total Net Avoided Cost Water | MSHP - Mainly Electrical ¦ Green Heat | TRC | 0 | 0 | 0
None | PV Total Net Avoided Cost Water | Multi-Tank Conveyor Dishwasher - High Temp ¦ Business Energy Rebates | TRC | 17.1394 | 17.4821 | 17.8318
None | PV Total Net Avoided Cost Water | Multi-Tank Conveyor Dishwasher - High Temp ¦ Small Business Energy Solutions | TRC | 17.5379 | 17.8887 | 18.2465
None | PV Total Net Avoided Cost Water | Multi-Tank Conveyor Dishwasher - Low Temp ¦ Business Energy Rebates | TRC | 19.9295 | 20.3281 | 20.7346
None | PV Total Net Avoided Cost Water | Multi-Tank Conveyor Dishwasher - Low Temp ¦ Small Business Energy Solutions | TRC | 20.393 | 20.8008 | 21.2168
None | PV Total Net Avoided Cost Water | Natural Barn Ventiliation - Year-Round ¦ Business Energy Rebates | TRC | 0 | 0 | 0
None | PV Total Net Avoided Cost Water | Networked/ Connected - Indoor LED Lamp ¦ Instant Savings | TRC | 0 | 0 | 0
None | PV Total Net Avoided Cost Water | Networked/Connected - High Impact Application ¦ Business Energy Rebates | TRC | 0 | 0 | 0
None | PV Total Net Avoided Cost Water | Networked/Connected - Low Impact Application ¦ Business Energy Rebates | TRC | 0 | 0 | 0
None | PV Total Net Avoided Cost Water | No-Loss Drain ¦ Business Energy Rebates | TRC | 0 | 0 | 0
None | PV Total Net Avoided Cost Water | Occupancy Sensor (Ceiling Mounted) ¦ Business Energy Rebates | TRC | 0 | 0 | 0
None | PV Total Net Avoided Cost Water | Occupancy Sensor (Ceiling Mounted) ¦ Small Business Energy Solutions | TRC | 0 | 0 | 0
None | PV Total Net Avoided Cost Water | Occupancy Sensor (Wall Mounted) ¦ Business Energy Rebates | TRC | 0 | 0 | 0
None | PV Total Net Avoided Cost Water | Occupancy Sensor (Wall Mounted) ¦ Small Business Energy Solutions | TRC | 0 | 0 | 0
None | PV Total Net Avoided Cost Water | Occupancy Sensor (Exterior) ¦ Business Energy Rebates | TRC | 0 | 0 | 0
None | PV Total Net Avoided Cost Water | Open to Closed Cooler Conversion ¦ Business Energy Rebates | TRC | 0 | 0 | 0
None | PV Total Net Avoided Cost Water | Open to Closed Cooler Conversion ¦ Small Business Energy Solutions | TRC | 0 | 0 | 0
None | PV Total Net Avoided Cost Water | Outdoor motion sensor ¦ Instant Savings | TRC | 0 | 0 | 0
None | PV Total Net Avoided Cost Water | Outside Air Economizer ¦ Business Energy Rebates | TRC | 0 | 0 | 0
None | PV Total Net Avoided Cost Water | Packaged Terminal Heat Pump (12kBTU/hr) ¦ Business Energy Rebates | TRC | 0 | 0 | 0
None | PV Total Net Avoided Cost Water | Parking Garage Luminaire (4000 lumen) ¦ Small Business Energy Solutions | TRC | 0 | 0 | 0
None | PV Total Net Avoided Cost Water | Pellet Boiler/Furnace ¦ Green Heat | TRC | 0 | 0 | 0
None | PV Total Net Avoided Cost Water | Pellet Stove ¦ Green Heat | TRC | 0 | 0 | 0
None | PV Total Net Avoided Cost Water | Pipe Insulation - MURB ¦ Efficient Products Installation | TRC | 0 | 0 | 0
None | PV Total Net Avoided Cost Water | Pipe Insulation ¦ Efficient Products Installation | TRC | 0 | 0 | 0
None | PV Total Net Avoided Cost Water | Pole/Arm-Mounted Area Luminaire (20000 lumen) ¦ Business Energy Rebates | TRC | 0 | 0 | 0
None | PV Total Net Avoided Cost Water | Pole/Arm-Mounted Area Luminaire (20000 lumen) ¦ Small Business Energy Solutions | TRC | 0 | 0 | 0
None | PV Total Net Avoided Cost Water | Pole/Arm-Mounted Area Luminaire (4000 lumen) ¦ Small Business Energy Solutions | TRC | 0 | 0 | 0
None | PV Total Net Avoided Cost Water | Pole/Arm-Mounted Area Luminaire (60000 lumen) ¦ Business Energy Rebates | TRC | 0 | 0 | 0
None | PV Total Net Avoided Cost Water | Pole/Arm-Mounted Decorative Luminaire (1500 lumen) ¦ Small Business Energy Solutions | TRC | 0 | 0 | 0
None | PV Total Net Avoided Cost Water | Pole/Arm-Mounted Decorative Luminaire (5000 lumen) ¦ Business Energy Rebates | TRC | 0 | 0 | 0
None | PV Total Net Avoided Cost Water | Pole/Arm-Mounted Decorative Luminaire (5000 lumen) ¦ Small Business Energy Solutions | TRC | 0 | 0 | 0
None | PV Total Net Avoided Cost Water | Pot, Pan and Utensil Dishwasher - High Temp ¦ Business Energy Rebates | TRC | 1.3702 | 1.3976 | 1.4256
None | PV Total Net Avoided Cost Water | Power bar with timer ¦ Instant Savings | TRC | 0 | 0 | 0
None | PV Total Net Avoided Cost Water | Premium High Bay Luminaire (15 000 lumen) ¦ Business Energy Rebates | TRC | 0 | 0 | 0
None | PV Total Net Avoided Cost Water | Premium High Bay Luminaire (15 000 lumen) ¦ Small Business Energy Solutions | TRC | 0 | 0 | 0
None | PV Total Net Avoided Cost Water | Premium High Bay Luminaire (35 000 lumen) ¦ Business Energy Rebates | TRC | 0 | 0 | 0
None | PV Total Net Avoided Cost Water | Premium High Bay Luminaire (35 000 lumen) ¦ Small Business Energy Solutions | TRC | 0 | 0 | 0
None | PV Total Net Avoided Cost Water | Premium High Bay Luminaire (60 000 lumen) ¦ Business Energy Rebates | TRC | 0 | 0 | 0
None | PV Total Net Avoided Cost Water | Programmable thermostat ¦ Instant Savings | TRC | 0 | 0 | 0
None | PV Total Net Avoided Cost Water | Programmable Thermostats ¦ First Nations Home Retrofits | TRC | 0 | 0 | 0
None | PV Total Net Avoided Cost Water | Range / Stove replacement ¦ Appliance Retirement | TRC | 0 | 0 | 0
None | PV Total Net Avoided Cost Water | Reflector Lamp (MR16) ¦ Small Business Energy Solutions | TRC | 0 | 0 | 0
None | PV Total Net Avoided Cost Water | Reflector Lamp (PAR38) ¦ Small Business Energy Solutions | TRC | 0 | 0 | 0
None | PV Total Net Avoided Cost Water | Refrigerated Case Luminaire ¦ Business Energy Rebates | TRC | 0 | 0 | 0
None | PV Total Net Avoided Cost Water | Refrigerated Case Luminaire ¦ Small Business Energy Solutions | TRC | 0 | 0 | 0
None | PV Total Net Avoided Cost Water | Refrigerator replacement (Low income only) ¦ Appliance Retirement | TRC | 0 | 0 | 0
None | PV Total Net Avoided Cost Water | Refrigerator replacement (Low income only) ¦ First Nations Home Retrofits | TRC | 0 | 0 | 0
None | PV Total Net Avoided Cost Water | Refrigerator retirement ¦ Appliance Retirement | TRC | 0 | 0 | 0
None | PV Total Net Avoided Cost Water | Remote Condensing Unit ¦ Business Energy Rebates | TRC | 0 | 0 | 0
None | PV Total Net Avoided Cost Water | Residential DHW Timer ¦ ETS Green Heat | TRC | 0 | 0 | 0
None | PV Total Net Avoided Cost Water | Residential ETS System (Central) ¦ ETS Green Heat | TRC | 0 | 0 | 0
None | PV Total Net Avoided Cost Water | Residential ETS System (Central) ¦ ETS Home Energy Assessment | TRC | 0 | 0 | 0
None | PV Total Net Avoided Cost Water | Residential ETS System (Room) ¦ ETS Green Heat | TRC | 0 | 0 | 0
None | PV Total Net Avoided Cost Water | Residential ETS System (Room) ¦ ETS Home Energy Assessment | TRC | 0 | 0 | 0
None | PV Total Net Avoided Cost Water | Room air purifier ¦ Instant Savings | TRC | 0 | 0 | 0
None | PV Total Net Avoided Cost Water | Server Virtualization and Decommissioning ¦ Business Energy Rebates | TRC | 0 | 0 | 0
None | PV Total Net Avoided Cost Water | Single-Tank Door type Dishwasher - High Temp ¦ Business Energy Rebates | TRC | 6.1696 | 6.293 | 6.4189
None | PV Total Net Avoided Cost Water | Single-Tank Door type Dishwasher - Low Temp ¦ Business Energy Rebates | TRC | 14.1901 | 14.4739 | 14.7634
None | PV Total Net Avoided Cost Water | Single -Tank Conveyor Dishwasher - High Temp ¦ Business Energy Rebates | TRC | 4.5173 | 4.6077 | 4.6999
None | PV Total Net Avoided Cost Water | Single -Tank Conveyor Dishwasher - Low Temp ¦ Business Energy Rebates | TRC | 13.8178 | 14.0941 | 14.376
None | PV Total Net Avoided Cost Water | Single Heat Pad (Agriculture) ¦ Business Energy Rebates | TRC | 0 | 0 | 0
None | PV Total Net Avoided Cost Water | Small Commercial ETS Sytem ¦ ETS Business Energy Rebates | TRC | 0 | 0 | 0
None | PV Total Net Avoided Cost Water | Small Commercial ETS Sytem ¦ ETS Small Business Energy Solutions | TRC | 0 | 0 | 0
None | PV Total Net Avoided Cost Water | Smart power bar ¦ Instant Savings | TRC | 0 | 0 | 0
None | PV Total Net Avoided Cost Water | Smart Power Controllers - MURB ¦ Efficient Products Installation | TRC | 0 | 0 | 0
None | PV Total Net Avoided Cost Water | Smart Power Controllers ¦ Efficient Products Installation | TRC | 0 | 0 | 0
None | PV Total Net Avoided Cost Water | Solar air heating ¦ Green Heat | TRC | 0 | 0 | 0
None | PV Total Net Avoided Cost Water | Solar Domestic Hot Water ¦ Green Heat | TRC | 0 | 0 | 0
None | PV Total Net Avoided Cost Water | Solar Domestic Hot Water ¦ Home Energy Assessment | TRC | 0 | 0 | 0
None | PV Total Net Avoided Cost Water | Solid Door Freezer ¦ Business Energy Rebates | TRC | 0 | 0 | 0
None | PV Total Net Avoided Cost Water | Solid Door Freezer ¦ Small Business Energy Solutions | TRC | 0 | 0 | 0
None | PV Total Net Avoided Cost Water | Solid Door Refrigerator ¦ Business Energy Rebates | TRC | 0 | 0 | 0
None | PV Total Net Avoided Cost Water | Solid Door Refrigerator ¦ Small Business Energy Solutions | TRC | 0 | 0 | 0
None | PV Total Net Avoided Cost Water | Standard Capacity Electric Fryer ¦ Business Energy Rebates | TRC | 0 | 0 | 0
None | PV Total Net Avoided Cost Water | Standard Capacity Electric Fryer ¦ Small Business Energy Solutions | TRC | 0 | 0 | 0
None | PV Total Net Avoided Cost Water | Strategic Energy Management ¦ SEM | TRC | 0 | 0 | 0
None | PV Total Net Avoided Cost Water | Strip-Curtains for Display Cases ¦ Business Energy Rebates | TRC | 0 | 0 | 0
None | PV Total Net Avoided Cost Water | Strip-Curtains for Display Cases ¦ Small Business Energy Solutions | TRC | 0 | 0 | 0
None | PV Total Net Avoided Cost Water | Track/Mono-point Direction Luminaire ¦ Business Energy Rebates | TRC | 0 | 0 | 0
None | PV Total Net Avoided Cost Water | Unconverted D ¦ Home Energy Assessment | TRC | 0 | 0 | 0
None | PV Total Net Avoided Cost Water | Under-Counter Dishwasher - HighTemp ¦ Business Energy Rebates | TRC | 0.70346 | 0.71753 | 0.73188
None | PV Total Net Avoided Cost Water | Under-Counter Dishwasher - Low Temp ¦ Business Energy Rebates | TRC | 1.6516 | 1.6846 | 1.7183
None | PV Total Net Avoided Cost Water | Variable Speed Kitchen Exhaust Fan ¦ Business Energy Rebates | TRC | 0 | 0 | 0
None | PV Total Net Avoided Cost Water | Variable Speed Kitchen Exhaust Fan ¦ Small Business Energy Solutions | TRC | 0 | 0 | 0
None | PV Total Net Avoided Cost Water | Ventilation Fan (Agriculture) ¦ Business Energy Rebates | TRC | 0 | 0 | 0
None | PV Total Net Avoided Cost Water | VFD - 10 hp - Institutional - Make-up Air Fan ¦ Business Energy Rebates | TRC | 0 | 0 | 0
None | PV Total Net Avoided Cost Water | VFD - 10 hp - Retail - Supply Fan ¦ Business Energy Rebates | TRC | 0 | 0 | 0
None | PV Total Net Avoided Cost Water | VFD - 20 hp - Institutional - Chilled Water Pump ¦ Business Energy Rebates | TRC | 0 | 0 | 0
None | PV Total Net Avoided Cost Water | VFD - 20 hp - Retail - Exhaust Fan ¦ Business Energy Rebates | TRC | 0 | 0 | 0
None | PV Total Net Avoided Cost Water | VFD - 30 hp - Institutional - Make-up Air Fan ¦ Business Energy Rebates | TRC | 0 | 0 | 0
None | PV Total Net Avoided Cost Water | VFD - 30 hp - Retail - Supply Fan ¦ Business Energy Rebates | TRC | 0 | 0 | 0
None | PV Total Net Avoided Cost Water | VFD - 40 hp - Warehousing - Exhaust Fan ¦ Business Energy Rebates | TRC | 0 | 0 | 0
None | PV Total Net Avoided Cost Water | VFD - 5 hp - Institutional - Chilled Water Pump ¦ Business Energy Rebates | TRC | 0 | 0 | 0
None | PV Total Net Avoided Cost Water | VFD - 5 hp - Retail - Exhaust Fan ¦ Business Energy Rebates | TRC | 0 | 0 | 0
None | PV Total Net Avoided Cost Water | VFD Milk Transfer Pump ¦ Business Energy Rebates | TRC | 0 | 0 | 0
None | PV Total Net Avoided Cost Water | VFD Milk Transfer Pump ¦ Small Business Energy Solutions | TRC | 0 | 0 | 0
None | PV Total Net Avoided Cost Water | VFD Milk Vacuum Pump ¦ Business Energy Rebates | TRC | 0 | 0 | 0
None | PV Total Net Avoided Cost Water | VFD Milk Vacuum Pump ¦ Small Business Energy Solutions | TRC | 0 | 0 | 0
None | PV Total Net Avoided Cost Water | Wall Mounted Area Luminaire (1000 lumen) ¦ Business Energy Rebates | TRC | 0 | 0 | 0
None | PV Total Net Avoided Cost Water | Wall Mounted Area Luminaire (1000 lumen) ¦ Small Business Energy Solutions | TRC | 0 | 0 | 0
None | PV Total Net Avoided Cost Water | Wall Mounted Area Luminaire (10000 lumen) ¦ Business Energy Rebates | TRC | 0 | 0 | 0
None | PV Total Net Avoided Cost Water | Wall Mounted Area Luminaire (10000 lumen) ¦ Small Business Energy Solutions | TRC | 0 | 0 | 0
None | PV Total Net Avoided Cost Water | Wall Wash Luminaire (1000 lumen) ¦ Business Energy Rebates | TRC | 0 | 0 | 0
None | PV Total Net Avoided Cost Water | Wall wash luminaire (1500 lumen) ¦ Business Energy Rebates | TRC | 0 | 0 | 0
None | PV Total Net Avoided Cost Water | Whole Home - tier 0 (22% better than code on average) ¦ New Home Construction | TRC | 0 | 0 | 0
None | PV Total Net Avoided Cost Water | Whole home - tier 1 (45% better than code target) ¦ New Home Construction | TRC | 0 | 0 | 0
None | PV Total Net Avoided Cost Water | Whole home - tier 2 (60% better than code target) ¦ New Home Construction | TRC | 0 | 0 | 0
None | PV Total Net Avoided Cost Water | Whole home - tier 3 (70% better than code target) ¦ New Home Construction | TRC | 0 | 0 | 0
None | PV Total Net Avoided Cost Water | Whole Home ¦ Home Energy Assessment | TRC | 0 | 0 | 0
None | PV Total Net Avoided Cost Water | Whole Home First Nations Retrofit ¦ First Nations Home Retrofits | TRC | 0 | 0 | 0
None | PV Total Net Avoided Cost Water | Wood Boiler/Furnace ¦ Green Heat | TRC | 0 | 0 | 0
None | PV Total Net Avoided Cost Water | Wood Stove ¦ Green Heat | TRC | 0 | 0 | 0
None | PV Total Net Avoided Cost Water | Zero-Energy Doors for Reach-In Coolers ¦ Small Business Energy Solutions | TRC | 0 | 0 | 0
None | Cumulative Program Savings kWh | 1/2 Size Hot Food Holding Cabinet ¦ Business Energy Rebates | TRC | 0 | 0 | 0
None | Cumulative Program Savings kWh | 11W Replacing 60W - MURB ¦ Efficient Products Installation | TRC | 0 | 0 | 0
None | Cumulative Program Savings kWh | 11W Replacing 60W ¦ Efficient Products Installation | TRC | 0 | 0 | 0
None | Cumulative Program Savings kWh | 18W Replacing 100W - MURB ¦ Efficient Products Installation | TRC | 0 | 0 | 0
None | Cumulative Program Savings kWh | 18W Replacing 100W ¦ Efficient Products Installation | TRC | 0 | 0 | 0
None | Cumulative Program Savings kWh | 18W Replacing 75W - MURB ¦ Efficient Products Installation | TRC | 0 | 0 | 0
None | Cumulative Program Savings kWh | 18W Replacing 75W ¦ Efficient Products Installation | TRC | 0 | 0 | 0
None | Cumulative Program Savings kWh | 5W Chandelier E12 - MURB ¦ Efficient Products Installation | TRC | 0 | 0 | 0
None | Cumulative Program Savings kWh | 5W Chandelier E12 ¦ Efficient Products Installation | TRC | 0 | 0 | 0
None | Cumulative Program Savings kWh | 7W G25 - MURB ¦ Efficient Products Installation | TRC | 0 | 0 | 0
None | Cumulative Program Savings kWh | 7W G25 ¦ Efficient Products Installation | TRC | 0 | 0 | 0
None | Cumulative Program Savings kWh | 7W GU10 Replacing 35W - MURB ¦ Efficient Products Installation | TRC | 0 | 0 | 0
None | Cumulative Program Savings kWh | 7W GU10 Replacing 35W ¦ Efficient Products Installation | TRC | 0 | 0 | 0
None | Cumulative Program Savings kWh | 7W GU10 Replacing 50W - MURB ¦ Efficient Products Installation | TRC | 0 | 0 | 0
None | Cumulative Program Savings kWh | 7W GU10 Replacing 50W ¦ Efficient Products Installation | TRC | 0 | 0 | 0
None | Cumulative Program Savings kWh | 9.5W Replacing 100W - MURB ¦ Efficient Products Installation | TRC | 7164.452 | 9427.2577 | 11445.9707
None | Cumulative Program Savings kWh | 9.5W Replacing 100W ¦ Efficient Products Installation | TRC | 121652.3942 | 160074.8355 | 194352.582
None | Cumulative Program Savings kWh | 9.5W Replacing 40W - MURB ¦ Efficient Products Installation | TRC | 0 | 0 | 0
None | Cumulative Program Savings kWh | 9.5W Replacing 40W ¦ Efficient Products Installation | TRC | 0 | 0 | 0
None | Cumulative Program Savings kWh | 9.5W Replacing 60W - MURB ¦ Efficient Products Installation | TRC | 0 | 0 | 0
None | Cumulative Program Savings kWh | 9.5W Replacing 60W ¦ Efficient Products Installation | TRC | 0 | 0 | 0
None | Cumulative Program Savings kWh | 9W Replacing 100W - MURB ¦ Efficient Products Installation | TRC | 7204.0346 | 9506.4229 | 11564.7185
None | Cumulative Program Savings kWh | 9W Replacing 100W ¦ Efficient Products Installation | TRC | 402561.4515 | 531218.9117 | 646236.4693
None | Cumulative Program Savings kWh | 9W Replacing 40W - MURB ¦ Efficient Products Installation | TRC | 0 | 0 | 0
None | Cumulative Program Savings kWh | 9W Replacing 40W ¦ Efficient Products Installation | TRC | 0 | 0 | 0
None | Cumulative Program Savings kWh | 9W Replacing 60W - MURB ¦ Efficient Products Installation | TRC | 0 | 0 | 0
None | Cumulative Program Savings kWh | 9W Replacing 60W ¦ Efficient Products Installation | TRC | 0 | 0 | 0
None | Cumulative Program Savings kWh | Advanced Lighting Design (Performance Lighting) ¦ Business Energy Rebates | TRC | 0 | 0 | 0
None | Cumulative Program Savings kWh | Air-Entraining Air Nozzle ¦ Business Energy Rebates | TRC | 0 | 0 | 0
None | Cumulative Program Savings kWh | Air Conditioner retirement ¦ Appliance Retirement | TRC | 0 | 0 | 0
None | Cumulative Program Savings kWh | ASHP and AWHP - Electrical ¦ Green Heat | TRC | 378040.643 | 756081.286 | 1134121.929
None | Cumulative Program Savings kWh | Case Lighting for Sign Retrofits ¦ Business Energy Rebates | TRC | 11599.9255 | 23199.8509 | 34799.7764
None | Cumulative Program Savings kWh | CEE Tier 2 Commercial Washing Machine ¦ Business Energy Rebates | TRC | 0 | 0 | 0
None | Cumulative Program Savings kWh | CEE Tier 3 Commercial Washing Machine ¦ Business Energy Rebates | TRC | 0 | 0 | 0
None | Cumulative Program Savings kWh | Circulation Fan (Agriculture) ¦ Business Energy Rebates | TRC | 0 | 0 | 0
None | Cumulative Program Savings kWh | Clothes-line ¦ Instant Savings | TRC | 0 | 0 | 0
None | Cumulative Program Savings kWh | Clothes Dryer replacement ¦ Appliance Retirement | TRC | 0 | 0 | 0
None | Cumulative Program Savings kWh | Clothes Dryers ¦ First Nations Home Retrofits | TRC | 0 | 0 | 0
None | Cumulative Program Savings kWh | Clothes Washer replacement ¦ Appliance Retirement | TRC | 0 | 0 | 0
None | Cumulative Program Savings kWh | Clothes Washers ¦ First Nations Home Retrofits | TRC | 0 | 0 | 0
None | Cumulative Program Savings kWh | Cold Climate Air-Source Heat Pump (24kBTU/hr) ¦ Business Energy Rebates | TRC | 316705.5145 | 725488.4017 | 1376455.2438
None | Cumulative Program Savings kWh | Cold Climate Air-Source Heat Pump (24kBTU/hr) ¦ Small Business Energy Solutions | TRC | 0 | 0 | 0
None | Cumulative Program Savings kWh | Cold Climate Air-Source Heat Pump (48kBTU/hr) ¦ Business Energy Rebates | TRC | 1312455.0305 | 2624910.0609 | 3937365.0914
None | Cumulative Program Savings kWh | Custom Energy Efficiency ¦ Affordable MultiFamily Renter | TRC | 998957.8937 | 1984275.1955 | 4877009.1569
None | Cumulative Program Savings kWh | Custom Energy Efficiency ¦ Custom Retrofit | TRC | 25815073.6921 | 53047839.8828 | 79389015.7318
None | Cumulative Program Savings kWh | Cycling Refrigerated Air Dryer - 50 CFM ¦ Business Energy Rebates | TRC | 0 | 0 | 0
None | Cumulative Program Savings kWh | Dairy Scroll Compressor ¦ Business Energy Rebates | TRC | 621256.6375 | 1298090.225 | 2040452.775
None | Cumulative Program Savings kWh | Daylighting Controls - Ceiling Mounted ¦ Business Energy Rebates | TRC | 0 | 0 | 0
None | Cumulative Program Savings kWh | Daylighting Controls - Switch-Mounted ¦ Business Energy Rebates | TRC | 0 | 0 | 0
None | Cumulative Program Savings kWh | Decorative Lamp ¦ Small Business Energy Solutions | TRC | 8472.4601 | 16944.9201 | 17840.3834
None | Cumulative Program Savings kWh | Dehumidifier ¦ Instant Savings | TRC | 9033.3333 | 18066.6667 | 27100
None | Cumulative Program Savings kWh | Dehumidifier replacement (Low income only) ¦ Appliance Retirement | TRC | 181866.6667 | 363733.3333 | 545600
None | Cumulative Program Savings kWh | Dehumidifier replacement (Low income only) ¦ First Nations Home Retrofits | TRC | 73333.3333 | 146666.6667 | 220000
None | Cumulative Program Savings kWh | Dimmer Switch ¦ Instant Savings | TRC | 0 | 0 | 0
None | Cumulative Program Savings kWh | Dishwasher replacement ¦ Appliance Retirement | TRC | 0 | 0 | 0
None | Cumulative Program Savings kWh | Door Heater Controls ¦ Business Energy Rebates | TRC | 0 | 0 | 0
None | Cumulative Program Savings kWh | Double Heat Pad (Agriculture) ¦ Business Energy Rebates | TRC | 0 | 0 | 0
None | Cumulative Program Savings kWh | Downlight Luminaire (1200 lumen) ¦ Small Business Energy Solutions | TRC | 0 | 0 | 0
None | Cumulative Program Savings kWh | Downlight Luminaire (3000 lumen) ¦ Small Business Energy Solutions | TRC | 0 | 0 | 0
None | Cumulative Program Savings kWh | Downlight Luminaire (800 lumen) ¦ Small Business Energy Solutions | TRC | 0 | 0 | 0
None | Cumulative Program Savings kWh | Drain Water Heat Recovery ¦ First Nations Home Retrofits | TRC | 0 | 0 | 0
None | Cumulative Program Savings kWh | Drain Water Heat Recovery ¦ Green Heat | TRC | 0 | 0 | 0
None | Cumulative Program Savings kWh | Drain Water Heat Recovery ¦ Home Energy Assessment | TRC | 0 | 0 | 0
None | Cumulative Program Savings kWh | Dual Enthalpy Economizer Controls ¦ Business Energy Rebates | TRC | 0 | 0 | 0
None | Cumulative Program Savings kWh | EC Motor for Refrigeration Applications ¦ Business Energy Rebates1 | TRC | 0 | 0 | 0
None | Cumulative Program Savings kWh | EC Motor for Refrigeration Applications ¦ Business Energy Rebates2 | TRC | 0 | 0 | 0
None | Cumulative Program Savings kWh | ECM Circulator Pump ¦ Instant Savings | TRC | 0 | 0 | 0
None | Cumulative Program Savings kWh | Efficient clothes washer ¦ Instant Savings | TRC | 0 | 0 | 0
None | Cumulative Program Savings kWh | Efficient refrigerator ¦ Instant Savings | TRC | 0 | 0 | 0
None | Cumulative Program Savings kWh | Electric Combination Oven ¦ Business Energy Rebates | TRC | 0 | 0 | 0
None | Cumulative Program Savings kWh | Electric Combination Oven with Gas ¦ Business Energy Rebates | TRC | 0 | 0 | 0
None | Cumulative Program Savings kWh | Electric Convection Oven ¦ Business Energy Rebates | TRC | 0 | 0 | 0
None | Cumulative Program Savings kWh | Electric Convection Oven with Gas ¦ Business Energy Rebates | TRC | 0 | 0 | 0
None | Cumulative Program Savings kWh | Electric Fryer Replacement with Gas ¦ Business Energy Rebates | TRC | 0 | 0 | 0
None | Cumulative Program Savings kWh | Electric Griddle Replacement with Gas ¦ Business Energy Rebates | TRC | 0 | 0 | 0
None | Cumulative Program Savings kWh | Electric Steam Cooker ¦ Business Energy Rebates | TRC | 0 | 0 | 0
None | Cumulative Program Savings kWh | Electric Steam Cooker Replacement with Gas ¦ Business Energy Rebates | TRC | 0 | 0 | 0
None | Cumulative Program Savings kWh | Electric to Natural Gas - Water Heater ¦ Business Energy Rebates | TRC | 562908.1917 | 1125816.3834 | 1688724.5751
None | Cumulative Program Savings kWh | Energy Management Information Systems ¦ EMIS | TRC | 0 | 0 | 0
None | Cumulative Program Savings kWh | Energy Star Dryer ¦ Instant Savings | TRC | 0 | 0 | 0
None | Cumulative Program Savings kWh | ENERGY STAR Pool Pump ¦ Business Energy Rebates | TRC | 0 | 0 | 0
None | Cumulative Program Savings kWh | ENERGY STAR Uninteruptible Power Supplies (UPS) ¦ Business Energy Rebates | TRC | 0 | 0 | 0
None | Cumulative Program Savings kWh | ENERGY STAR Washing Machine ¦ Business Energy Rebates | TRC | 1432.6794 | 2865.3588 | 4298.0382
None | Cumulative Program Savings kWh | Evaporator Fan Motor Controls ¦ Business Energy Rebates | TRC | 0 | 0 | 0
None | Cumulative Program Savings kWh | Faucet Aerators - MURB ¦ Efficient Products Installation | TRC | 0 | 0 | 0
None | Cumulative Program Savings kWh | Faucet Aerators ¦ Efficient Products Installation | TRC | 0 | 0 | 0
None | Cumulative Program Savings kWh | Flood Luminaire (10000 lumen) ¦ Business Energy Rebates | TRC | 7802315.9047 | 15604631.8095 | 23406947.7142
None | Cumulative Program Savings kWh | Flood Luminaire (10000 lumen) ¦ Small Business Energy Solutions | TRC | 0 | 0 | 0
None | Cumulative Program Savings kWh | Flood Luminaire (48000 lumen) ¦ Business Energy Rebates | TRC | 939829.1815 | 1879658.3631 | 2819487.5446
None | Cumulative Program Savings kWh | Flood Luminaire (48000 lumen) ¦ Small Business Energy Solutions | TRC | 0 | 0 | 0
None | Cumulative Program Savings kWh | Four Pin Replacement Lamps for CFLs ¦ Business Energy Rebates | TRC | 6993.2878 | 13986.5757 | 20979.8635
None | Cumulative Program Savings kWh | Four Pin Replacement Lamps for CFLs ¦ Small Business Energy Solutions | TRC | 0 | 0 | 0
None | Cumulative Program Savings kWh | Freezer replacement (Low income only) ¦ Appliance Retirement | TRC | 631104.4444 | 1262208.8889 | 0
None | Cumulative Program Savings kWh | Freezer replacement (Low income only) ¦ First Nations Home Retrofits | TRC | 155444.4444 | 310888.8889 | 466333.3333
None | Cumulative Program Savings kWh | Freezer replacement ¦ Appliance Retirement | TRC | 0 | 0 | 0
None | Cumulative Program Savings kWh | Freezer retirement ¦ Appliance Retirement | TRC | 0 | 0 | 0
None | Cumulative Program Savings kWh | Fridge replacement ¦ Appliance Retirement | TRC | 0 | 0 | 0
None | Cumulative Program Savings kWh | Fuel Pump Canopy Luminaire (4000 lumen) ¦ Small Business Energy Solutions | TRC | 0 | 0 | 0
None | Cumulative Program Savings kWh | General Use Lamp (A,G Types) ¦ Small Business Energy Solutions | TRC | 0 | 0 | 0
None | Cumulative Program Savings kWh | Glass Door Freezer ¦ Small Business Energy Solutions | TRC | 0 | 0 | 0
None | Cumulative Program Savings kWh | Glass Door Refrigerator ¦ Business Energy Rebates | TRC | 0 | 0 | 0
None | Cumulative Program Savings kWh | Glass Door Refrigerator ¦ Small Business Energy Solutions | TRC | 0 | 0 | 0
None | Cumulative Program Savings kWh | Ground Source Heat Pump (60kBTU/hr) ¦ Business Energy Rebates | TRC | 0 | 0 | 0
None | Cumulative Program Savings kWh | Ground Source Heat Pump (60kBTU/hr) ¦ Small Business Energy Solutions | TRC | 0 | 0 | 0
None | Cumulative Program Savings kWh | GSHP ¦ Green Heat | TRC | 122778.2833 | 245556.5666 | 368334.8499
None | Cumulative Program Savings kWh | Heat Pump Clothes Dryer ¦ Business Energy Rebates | TRC | 149303.8765 | 298607.7529 | 447911.6294
None | Cumulative Program Savings kWh | Heat Pump Dryer (ventless) ¦ Instant Savings | TRC | 0 | 0 | 0
None | Cumulative Program Savings kWh | Heat Pump Water Heater ¦ Business Energy Rebates | TRC | 0 | 0 | 0
None | Cumulative Program Savings kWh | Heat Pump Water Heater ¦ First Nations Home Retrofits | TRC | 0 | 0 | 0
None | Cumulative Program Savings kWh | Heat Pump Water Heater ¦ Green Heat | TRC | 0 | 0 | 0
None | Cumulative Program Savings kWh | Heat Pump Water Heater ¦ Home Energy Assessment | TRC | 0 | 0 | 0
None | Cumulative Program Savings kWh | Heat Pump Water Heater ¦ Small Business Energy Solutions | TRC | 0 | 0 | 0
None | Cumulative Program Savings kWh | Heat Reclaimer Unit (Agriculture) ¦ Business Energy Rebates | TRC | 0 | 0 | 0
None | Cumulative Program Savings kWh | Heat Reclaimer Unit (Agriculture) ¦ Small Business Energy Solutions | TRC | 0 | 0 | 0
None | Cumulative Program Savings kWh | Heavy duty timer ¦ Instant Savings | TRC | 0 | 0 | 0
None | Cumulative Program Savings kWh | High Bay Luminaire (15 000 lumen) ¦ Business Energy Rebates | TRC | 0 | 0 | 0
None | Cumulative Program Savings kWh | High Bay Luminaire (15 000 lumen) ¦ Small Business Energy Solutions | TRC | 0 | 0 | 0
None | Cumulative Program Savings kWh | High Bay Luminaire (35 000 lumen) ¦ Small Business Energy Solutions | TRC | 0 | 0 | 0
None | Cumulative Program Savings kWh | High Efficiency Circulator Pump 1.5kW ¦ Business Energy Rebates | TRC | 0 | 0 | 0
None | Cumulative Program Savings kWh | High Efficiency Circulator Pump 100W ¦ Business Energy Rebates | TRC | 0 | 0 | 0
None | Cumulative Program Savings kWh | High Efficiency Circulator Pump 300W ¦ Business Energy Rebates | TRC | 0 | 0 | 0
None | Cumulative Program Savings kWh | High Volume Low Speed Fan (Agriculture) ¦ Business Energy Rebates | TRC | 0 | 0 | 0
None | Cumulative Program Savings kWh | High Volume Low Speed Fan (Agriculture) ¦ Small Business Energy Solutions | TRC | 0 | 0 | 0
None | Cumulative Program Savings kWh | Holiday Lights Exchange - MURB ¦ Efficient Products Installation | TRC | 4615.0116 | 9230.0231 | 13845.0347
None | Cumulative Program Savings kWh | Holiday Lights Exchange ¦ Efficient Products Installation | TRC | 61010.4528 | 122020.9055 | 183031.3583
None | Cumulative Program Savings kWh | Hot Water Tank Wrap - MURB ¦ Efficient Products Installation | TRC | 0 | 0 | 0
None | Cumulative Program Savings kWh | Hot Water Tank Wrap ¦ Efficient Products Installation | TRC | 0 | 0 | 0
None | Cumulative Program Savings kWh | HVAC Hotel Occupancy Sensor ¦ Business Energy Rebates | TRC | 0 | 0 | 0
None | Cumulative Program Savings kWh | Hybrid Heat Pump Dryer ¦ Instant Savings | TRC | 0 | 0 | 0
None | Cumulative Program Savings kWh | Ice-Making Head ¦ Business Energy Rebates | TRC | 0 | 0 | 0
None | Cumulative Program Savings kWh | Indoor motion sensor ¦ Instant Savings | TRC | 0 | 0 | 0
None | Cumulative Program Savings kWh | Large Commercial/Industrial ETS System ¦ ETS Business Energy Rebates | TRC | 0 | 0 | 0
None | Cumulative Program Savings kWh | LED - ENERGY STAR Fixture with Motion Sensor ¦ Instant Savings | TRC | 935389 | 1870778 | 2068024.4721
None | Cumulative Program Savings kWh | LED - ENERGY STAR Fixture without Motion Sensor ¦ Instant Savings | TRC | 3231607.0713 | 6463214.1427 | 6944347.2731
None | Cumulative Program Savings kWh | LED - Other ¦ Instant Savings | TRC | 6018465.5014 | 12036931.0029 | 12581668.0264
None | Cumulative Program Savings kWh | LED - R, BR and Decorative ¦ Instant Savings | TRC | 3807739.6572 | 7615479.3143 | 7986457.6802
None | Cumulative Program Savings kWh | LED - Recessed downlight ¦ Instant Savings | TRC | 0 | 0 | 0
None | Cumulative Program Savings kWh | LED Nightlights - MURB ¦ Efficient Products Installation | TRC | 2710.4133 | 5420.8267 | 8131.24
None | Cumulative Program Savings kWh | LED Nightlights ¦ Efficient Products Installation | TRC | 462559.1395 | 925118.2789 | 1387677.4184
None | Cumulative Program Savings kWh | LED Replacement Lamps for HID (10000 lumen) ¦ Business Energy Rebates | TRC | 0 | 0 | 0
None | Cumulative Program Savings kWh | LED Replacement Lamps for HID (10000 lumen) ¦ Small Business Energy Solutions | TRC | 0 | 0 | 0
None | Cumulative Program Savings kWh | LED Replacement Lamps for HID (4000 lumen) ¦ Business Energy Rebates | TRC | 0 | 0 | 0
None | Cumulative Program Savings kWh | LED Replacement Lamps for HID (4000 lumen) ¦ Small Business Energy Solutions | TRC | 0 | 0 | 0
None | Cumulative Program Savings kWh | LED Troffer (1x4) ¦ Business Energy Rebates | TRC | 0 | 0 | 0
None | Cumulative Program Savings kWh | LED Troffer (1x4) ¦ Small Business Energy Solutions | TRC | 0 | 0 | 0
None | Cumulative Program Savings kWh | LED Troffer (2x2) ¦ Business Energy Rebates | TRC | 0 | 0 | 0
None | Cumulative Program Savings kWh | LED Troffer (2x2) ¦ Small Business Energy Solutions | TRC | 0 | 0 | 0
None | Cumulative Program Savings kWh | LED Troffer (4x2) ¦ Business Energy Rebates | TRC | 0 | 0 | 0
None | Cumulative Program Savings kWh | LED Troffer (4x2) ¦ Small Business Energy Solutions | TRC | 0 | 0 | 0
None | Cumulative Program Savings kWh | LED Wall Sconce (1200 lumen) ¦ Small Business Energy Solutions | TRC | 0 | 0 | 0
None | Cumulative Program Savings kWh | Linear Ambient Luminaire (10000 lumen) ¦ Business Energy Rebates | TRC | 0 | 0 | 0
None | Cumulative Program Savings kWh | Linear Ambient Luminaire (10000 lumen) ¦ Small Business Energy Solutions | TRC | 0 | 0 | 0
None | Cumulative Program Savings kWh | Linear Ambient Luminaire (2000 lumen) ¦ Business Energy Rebates | TRC | 0 | 0 | 0
None | Cumulative Program Savings kWh | Linear Ambient Luminaire (2000 lumen) ¦ Small Business Energy Solutions | TRC | 0 | 0 | 0
None | Cumulative Program Savings kWh | Linear Ambient Luminaire (4000 lumen) ¦ Business Energy Rebates | TRC | 0 | 0 | 0
None | Cumulative Program Savings kWh | Linear Ambient Luminaire (4000 lumen) ¦ Small Business Energy Solutions | TRC | 0 | 0 | 0
None | Cumulative Program Savings kWh | Linear Ambient Luminaire (8000 lumen) ¦ Business Energy Rebates | TRC | 0 | 0 | 0
None | Cumulative Program Savings kWh | Linear Ambient Luminaire (8000 lumen) ¦ Small Business Energy Solutions | TRC | 0 | 0 | 0
None | Cumulative Program Savings kWh | Linear Replacement Lamp (2 foot) ¦ Business Energy Rebates | TRC | 47474.4339 | 94948.8679 | 142423.3018
None | Cumulative Program Savings kWh | Linear Replacement Lamp (2 foot) ¦ Small Business Energy Solutions | TRC | 0 | 0 | 0
None | Cumulative Program Savings kWh | Linear Replacement Lamp (4 foot) ¦ Business Energy Rebates | TRC | 12524528.9305 | 25049057.861 | 37573586.7915
None | Cumulative Program Savings kWh | Linear Replacement Lamp (4 foot) ¦ Small Business Energy Solutions | TRC | 0 | 0 | 0
None | Cumulative Program Savings kWh | Low-bay Luminaire (10,000 lumen) ¦ Business Energy Rebates | TRC | 0 | 0 | 0
None | Cumulative Program Savings kWh | Low-bay Luminaire (10,000 lumen) ¦ Small Business Energy Solutions | TRC | 0 | 0 | 0
None | Cumulative Program Savings kWh | Low-bay Luminaire (5000 lumen) ¦ Business Energy Rebates | TRC | 0 | 0 | 0
None | Cumulative Program Savings kWh | Low-flow showerhead - 0.5 gpm Reduction - MURB ¦ Efficient Products Installation | TRC | 0 | 0 | 0
None | Cumulative Program Savings kWh | Low-flow showerhead - 0.5 gpm Reduction ¦ Efficient Products Installation | TRC | 0 | 0 | 0
None | Cumulative Program Savings kWh | Low-flow showerhead - 1.0 gpm Reduction - MURB ¦ Efficient Products Installation | TRC | 47724.4444 | 109084.4444 | 163626.6667
None | Cumulative Program Savings kWh | Low-flow showerhead - 1.0 gpm Reduction ¦ Efficient Products Installation | TRC | 2659478.7556 | 5318957.5111 | 7978436.2667
None | Cumulative Program Savings kWh | Low-flow showerhead -0.75 gpm Reduction - MURB ¦ Efficient Products Installation | TRC | 0 | 55997.4194 | 122720
None | Cumulative Program Savings kWh | Low-flow showerhead -0.75 gpm Reduction ¦ Efficient Products Installation | TRC | 17954.825 | 0 | 24498.6167
None | Cumulative Program Savings kWh | Low/Zero Energy Livestock Waterer ¦ Business Energy Rebates | TRC | 0 | 0 | 0
None | Cumulative Program Savings kWh | Luminaire Level Lighting Control (LLLC) - High Impact Application ¦ Business Energy Rebates | TRC | 18597.2719 | 37194.5438 | 55791.8157
None | Cumulative Program Savings kWh | Luminaire Level Lighting Control (LLLC) - Low Impact Application ¦ Business Energy Rebates | TRC | 38119.7387 | 76239.4774 | 114359.2161
None | Cumulative Program Savings kWh | Medium Commercial ETS System ¦ ETS Business Energy Rebates | TRC | 0 | 0 | 0
None | Cumulative Program Savings kWh | Medium Commercial ETS System ¦ ETS Small Business Energy Solutions | TRC | 0 | 0 | 0
None | Cumulative Program Savings kWh | Milk Pre-cooler ¦ Business Energy Rebates | TRC | 0 | 0 | 0
None | Cumulative Program Savings kWh | Mini freezer retirement ¦ Appliance Retirement | TRC | 0 | 0 | 0
None | Cumulative Program Savings kWh | Mini fridge retirement ¦ Appliance Retirement | TRC | 0 | 0 | 0
None | Cumulative Program Savings kWh | Motion sensor with dimmer switch ¦ Instant Savings | TRC | 0 | 0 | 0
None | Cumulative Program Savings kWh | MSHP - Fully Electrical ¦ Green Heat | TRC | 12310747.4667 | 24621494.9333 | 36932242.4
None | Cumulative Program Savings kWh | MSHP - Mainly Electrical ¦ Green Heat | TRC | 547418.6667 | 1094837.3333 | 1642256
None | Cumulative Program Savings kWh | Multi-Tank Conveyor Dishwasher - High Temp ¦ Business Energy Rebates | TRC | 0 | 0 | 0
None | Cumulative Program Savings kWh | Multi-Tank Conveyor Dishwasher - High Temp ¦ Small Business Energy Solutions | TRC | 0 | 0 | 0
None | Cumulative Program Savings kWh | Multi-Tank Conveyor Dishwasher - Low Temp ¦ Business Energy Rebates | TRC | 0 | 0 | 0
None | Cumulative Program Savings kWh | Multi-Tank Conveyor Dishwasher - Low Temp ¦ Small Business Energy Solutions | TRC | 0 | 0 | 0
None | Cumulative Program Savings kWh | Natural Barn Ventiliation - Year-Round ¦ Business Energy Rebates | TRC | 0 | 0 | 0
None | Cumulative Program Savings kWh | Networked/ Connected - Indoor LED Lamp ¦ Instant Savings | TRC | 0 | 0 | 0
None | Cumulative Program Savings kWh | Networked/Connected - High Impact Application ¦ Business Energy Rebates | TRC | 21845.6371 | 43691.2743 | 65536.9114
None | Cumulative Program Savings kWh | Networked/Connected - Low Impact Application ¦ Business Energy Rebates | TRC | 43325.38 | 86650.76 | 129976.1399
None | Cumulative Program Savings kWh | No-Loss Drain ¦ Business Energy Rebates | TRC | 0 | 0 | 0
None | Cumulative Program Savings kWh | Occupancy Sensor (Ceiling Mounted) ¦ Business Energy Rebates | TRC | 2278661.9789 | 4557323.9579 | 6835985.9368
None | Cumulative Program Savings kWh | Occupancy Sensor (Ceiling Mounted) ¦ Small Business Energy Solutions | TRC | 7633.6439 | 15267.2878 | 22900.9317
None | Cumulative Program Savings kWh | Occupancy Sensor (Wall Mounted) ¦ Business Energy Rebates | TRC | 1502716.3876 | 3005432.7752 | 4508149.1628
None | Cumulative Program Savings kWh | Occupancy Sensor (Wall Mounted) ¦ Small Business Energy Solutions | TRC | 182638.1703 | 365276.3406 | 547914.5109
None | Cumulative Program Savings kWh | Occupancy Sensor (Exterior) ¦ Business Energy Rebates | TRC | 32889.5489 | 65779.0978 | 98668.6468
None | Cumulative Program Savings kWh | Open to Closed Cooler Conversion ¦ Business Energy Rebates | TRC | 0 | 0 | 0
None | Cumulative Program Savings kWh | Open to Closed Cooler Conversion ¦ Small Business Energy Solutions | TRC | 0 | 0 | 0
None | Cumulative Program Savings kWh | Outdoor motion sensor ¦ Instant Savings | TRC | 0 | 0 | 0
None | Cumulative Program Savings kWh | Outside Air Economizer ¦ Business Energy Rebates | TRC | 748967.8375 | 1508786.975 | 2287409.625
None | Cumulative Program Savings kWh | Packaged Terminal Heat Pump (12kBTU/hr) ¦ Business Energy Rebates | TRC | 0 | 0 | 0
None | Cumulative Program Savings kWh | Parking Garage Luminaire (4000 lumen) ¦ Small Business Energy Solutions | TRC | 0 | 0 | 0
None | Cumulative Program Savings kWh | Pellet Boiler/Furnace ¦ Green Heat | TRC | 978844.4444 | 1957688.8889 | 2936533.3333
None | Cumulative Program Savings kWh | Pellet Stove ¦ Green Heat | TRC | 232413.305 | 464826.61 | 697239.9151
None | Cumulative Program Savings kWh | Pipe Insulation - MURB ¦ Efficient Products Installation | TRC | 0 | 0 | 0
None | Cumulative Program Savings kWh | Pipe Insulation ¦ Efficient Products Installation | TRC | 0 | 0 | 0
None | Cumulative Program Savings kWh | Pole/Arm-Mounted Area Luminaire (20000 lumen) ¦ Business Energy Rebates | TRC | 1103515.9514 | 2207031.9029 | 3310547.8543
None | Cumulative Program Savings kWh | Pole/Arm-Mounted Area Luminaire (20000 lumen) ¦ Small Business Energy Solutions | TRC | 0 | 0 | 0
None | Cumulative Program Savings kWh | Pole/Arm-Mounted Area Luminaire (4000 lumen) ¦ Small Business Energy Solutions | TRC | 0 | 0 | 0
None | Cumulative Program Savings kWh | Pole/Arm-Mounted Area Luminaire (60000 lumen) ¦ Business Energy Rebates | TRC | 1567373.9042 | 3134747.8083 | 4702121.7125
None | Cumulative Program Savings kWh | Pole/Arm-Mounted Decorative Luminaire (1500 lumen) ¦ Small Business Energy Solutions | TRC | 0 | 0 | 0
None | Cumulative Program Savings kWh | Pole/Arm-Mounted Decorative Luminaire (5000 lumen) ¦ Business Energy Rebates | TRC | 52309.9808 | 104619.9617 | 156929.9425
None | Cumulative Program Savings kWh | Pole/Arm-Mounted Decorative Luminaire (5000 lumen) ¦ Small Business Energy Solutions | TRC | 0 | 0 | 0
None | Cumulative Program Savings kWh | Pot, Pan and Utensil Dishwasher - High Temp ¦ Business Energy Rebates | TRC | 0 | 0 | 0
None | Cumulative Program Savings kWh | Power bar with timer ¦ Instant Savings | TRC | 0 | 0 | 0
None | Cumulative Program Savings kWh | Premium High Bay Luminaire (15 000 lumen) ¦ Business Energy Rebates | TRC | 0 | 0 | 0
None | Cumulative Program Savings kWh | Premium High Bay Luminaire (15 000 lumen) ¦ Small Business Energy Solutions | TRC | 0 | 0 | 0
None | Cumulative Program Savings kWh | Premium High Bay Luminaire (35 000 lumen) ¦ Business Energy Rebates | TRC | 0 | 0 | 0
None | Cumulative Program Savings kWh | Premium High Bay Luminaire (35 000 lumen) ¦ Small Business Energy Solutions | TRC | 0 | 0 | 0
None | Cumulative Program Savings kWh | Premium High Bay Luminaire (60 000 lumen) ¦ Business Energy Rebates | TRC | 0 | 0 | 0
None | Cumulative Program Savings kWh | Programmable thermostat ¦ Instant Savings | TRC | 0 | 0 | 0
None | Cumulative Program Savings kWh | Programmable Thermostats ¦ First Nations Home Retrofits | TRC | 0 | 0 | 0
None | Cumulative Program Savings kWh | Range / Stove replacement ¦ Appliance Retirement | TRC | 0 | 0 | 0
None | Cumulative Program Savings kWh | Reflector Lamp (MR16) ¦ Small Business Energy Solutions | TRC | 0 | 0 | 0
None | Cumulative Program Savings kWh | Reflector Lamp (PAR38) ¦ Small Business Energy Solutions | TRC | 0 | 0 | 0
None | Cumulative Program Savings kWh | Refrigerated Case Luminaire ¦ Business Energy Rebates | TRC | 0 | 0 | 0
None | Cumulative Program Savings kWh | Refrigerated Case Luminaire ¦ Small Business Energy Solutions | TRC | 0 | 0 | 0
None | Cumulative Program Savings kWh | Refrigerator replacement (Low income only) ¦ Appliance Retirement | TRC | 0 | 0 | 0
None | Cumulative Program Savings kWh | Refrigerator replacement (Low income only) ¦ First Nations Home Retrofits | TRC | 0 | 0 | 0
None | Cumulative Program Savings kWh | Refrigerator retirement ¦ Appliance Retirement | TRC | 0 | 0 | 0
None | Cumulative Program Savings kWh | Remote Condensing Unit ¦ Business Energy Rebates | TRC | 0 | 0 | 0
None | Cumulative Program Savings kWh | Residential DHW Timer ¦ ETS Green Heat | TRC | 0 | 0 | 0
None | Cumulative Program Savings kWh | Residential ETS System (Central) ¦ ETS Green Heat | TRC | 0 | 0 | 0
None | Cumulative Program Savings kWh | Residential ETS System (Central) ¦ ETS Home Energy Assessment | TRC | 0 | 0 | 0
None | Cumulative Program Savings kWh | Residential ETS System (Room) ¦ ETS Green Heat | TRC | 0 | 0 | 0
None | Cumulative Program Savings kWh | Residential ETS System (Room) ¦ ETS Home Energy Assessment | TRC | 0 | 0 | 0
None | Cumulative Program Savings kWh | Room air purifier ¦ Instant Savings | TRC | 141866.6667 | 283733.3333 | 425600
None | Cumulative Program Savings kWh | Server Virtualization and Decommissioning ¦ Business Energy Rebates | TRC | 0 | 0 | 0
None | Cumulative Program Savings kWh | Single-Tank Door type Dishwasher - High Temp ¦ Business Energy Rebates | TRC | 0 | 0 | 0
None | Cumulative Program Savings kWh | Single-Tank Door type Dishwasher - Low Temp ¦ Business Energy Rebates | TRC | 0 | 0 | 0
None | Cumulative Program Savings kWh | Single -Tank Conveyor Dishwasher - High Temp ¦ Business Energy Rebates | TRC | 0 | 0 | 0
None | Cumulative Program Savings kWh | Single -Tank Conveyor Dishwasher - Low Temp ¦ Business Energy Rebates | TRC | 0 | 0 | 0
None | Cumulative Program Savings kWh | Single Heat Pad (Agriculture) ¦ Business Energy Rebates | TRC | 0 | 0 | 0
None | Cumulative Program Savings kWh | Small Commercial ETS Sytem ¦ ETS Business Energy Rebates | TRC | 0 | 0 | 0
None | Cumulative Program Savings kWh | Small Commercial ETS Sytem ¦ ETS Small Business Energy Solutions | TRC | 0 | 0 | 0
None | Cumulative Program Savings kWh | Smart power bar ¦ Instant Savings | TRC | 0 | 0 | 0
None | Cumulative Program Savings kWh | Smart Power Controllers - MURB ¦ Efficient Products Installation | TRC | 0 | 0 | 0
None | Cumulative Program Savings kWh | Smart Power Controllers ¦ Efficient Products Installation | TRC | 0 | 0 | 0
None | Cumulative Program Savings kWh | Solar air heating ¦ Green Heat | TRC | 0 | 0 | 0
None | Cumulative Program Savings kWh | Solar Domestic Hot Water ¦ Green Heat | TRC | 0 | 0 | 0
None | Cumulative Program Savings kWh | Solar Domestic Hot Water ¦ Home Energy Assessment | TRC | 0 | 0 | 0
None | Cumulative Program Savings kWh | Solid Door Freezer ¦ Business Energy Rebates | TRC | 0 | 0 | 0
None | Cumulative Program Savings kWh | Solid Door Freezer ¦ Small Business Energy Solutions | TRC | 0 | 0 | 0
None | Cumulative Program Savings kWh | Solid Door Refrigerator ¦ Business Energy Rebates | TRC | 0 | 0 | 0
None | Cumulative Program Savings kWh | Solid Door Refrigerator ¦ Small Business Energy Solutions | TRC | 0 | 0 | 0
None | Cumulative Program Savings kWh | Standard Capacity Electric Fryer ¦ Business Energy Rebates | TRC | 0 | 0 | 0
None | Cumulative Program Savings kWh | Standard Capacity Electric Fryer ¦ Small Business Energy Solutions | TRC | 0 | 0 | 0
None | Cumulative Program Savings kWh | Strategic Energy Management ¦ SEM | TRC | 0 | 0 | 0
None | Cumulative Program Savings kWh | Strip-Curtains for Display Cases ¦ Business Energy Rebates | TRC | 0 | 0 | 0
None | Cumulative Program Savings kWh | Strip-Curtains for Display Cases ¦ Small Business Energy Solutions | TRC | 0 | 0 | 0
None | Cumulative Program Savings kWh | Track/Mono-point Direction Luminaire ¦ Business Energy Rebates | TRC | 276054.4279 | 552108.8557 | 828163.2836
None | Cumulative Program Savings kWh | Unconverted D ¦ Home Energy Assessment | TRC | 1977991.2 | 3955982.4 | 5933973.6
None | Cumulative Program Savings kWh | Under-Counter Dishwasher - HighTemp ¦ Business Energy Rebates | TRC | 0 | 0 | 0
None | Cumulative Program Savings kWh | Under-Counter Dishwasher - Low Temp ¦ Business Energy Rebates | TRC | 0 | 0 | 0
None | Cumulative Program Savings kWh | Variable Speed Kitchen Exhaust Fan ¦ Business Energy Rebates | TRC | 973162.4441 | 1998806.7633 | 3090441.3574
None | Cumulative Program Savings kWh | Variable Speed Kitchen Exhaust Fan ¦ Small Business Energy Solutions | TRC | 0 | 0 | 0
None | Cumulative Program Savings kWh | Ventilation Fan (Agriculture) ¦ Business Energy Rebates | TRC | 0 | 0 | 0
None | Cumulative Program Savings kWh | VFD - 10 hp - Institutional - Make-up Air Fan ¦ Business Energy Rebates | TRC | 0 | 0 | 0
None | Cumulative Program Savings kWh | VFD - 10 hp - Retail - Supply Fan ¦ Business Energy Rebates | TRC | 0 | 0 | 0
None | Cumulative Program Savings kWh | VFD - 20 hp - Institutional - Chilled Water Pump ¦ Business Energy Rebates | TRC | 0 | 0 | 0
None | Cumulative Program Savings kWh | VFD - 20 hp - Retail - Exhaust Fan ¦ Business Energy Rebates | TRC | 0 | 0 | 0
None | Cumulative Program Savings kWh | VFD - 30 hp - Institutional - Make-up Air Fan ¦ Business Energy Rebates | TRC | 0 | 0 | 0
None | Cumulative Program Savings kWh | VFD - 30 hp - Retail - Supply Fan ¦ Business Energy Rebates | TRC | 0 | 0 | 0
None | Cumulative Program Savings kWh | VFD - 40 hp - Warehousing - Exhaust Fan ¦ Business Energy Rebates | TRC | 0 | 0 | 0
None | Cumulative Program Savings kWh | VFD - 5 hp - Institutional - Chilled Water Pump ¦ Business Energy Rebates | TRC | 0 | 0 | 0
None | Cumulative Program Savings kWh | VFD - 5 hp - Retail - Exhaust Fan ¦ Business Energy Rebates | TRC | 0 | 0 | 0
None | Cumulative Program Savings kWh | VFD Milk Transfer Pump ¦ Business Energy Rebates | TRC | 0 | 0 | 0
None | Cumulative Program Savings kWh | VFD Milk Transfer Pump ¦ Small Business Energy Solutions | TRC | 0 | 0 | 0
None | Cumulative Program Savings kWh | VFD Milk Vacuum Pump ¦ Business Energy Rebates | TRC | 0 | 0 | 0
None | Cumulative Program Savings kWh | VFD Milk Vacuum Pump ¦ Small Business Energy Solutions | TRC | 0 | 0 | 0
None | Cumulative Program Savings kWh | Wall Mounted Area Luminaire (1000 lumen) ¦ Business Energy Rebates | TRC | 349040.754 | 698081.508 | 1047122.262
None | Cumulative Program Savings kWh | Wall Mounted Area Luminaire (1000 lumen) ¦ Small Business Energy Solutions | TRC | 0 | 0 | 0
None | Cumulative Program Savings kWh | Wall Mounted Area Luminaire (10000 lumen) ¦ Business Energy Rebates | TRC | 899410.7502 | 1798821.5003 | 2698232.2505
None | Cumulative Program Savings kWh | Wall Mounted Area Luminaire (10000 lumen) ¦ Small Business Energy Solutions | TRC | 0 | 0 | 0
None | Cumulative Program Savings kWh | Wall Wash Luminaire (1000 lumen) ¦ Business Energy Rebates | TRC | 532.8219 | 1065.6439 | 1598.4658
None | Cumulative Program Savings kWh | Wall wash luminaire (1500 lumen) ¦ Business Energy Rebates | TRC | 24682.1923 | 49364.3847 | 74046.577
None | Cumulative Program Savings kWh | Whole Home - tier 0 (22% better than code on average) ¦ New Home Construction | TRC | 1091194.782 | 2182389.564 | 3273584.346
None | Cumulative Program Savings kWh | Whole home - tier 1 (45% better than code target) ¦ New Home Construction | TRC | 0 | 0 | 0
None | Cumulative Program Savings kWh | Whole home - tier 2 (60% better than code target) ¦ New Home Construction | TRC | 0 | 0 | 0
None | Cumulative Program Savings kWh | Whole home - tier 3 (70% better than code target) ¦ New Home Construction | TRC | 0 | 0 | 0
None | Cumulative Program Savings kWh | Whole Home ¦ Home Energy Assessment | TRC | 3503991.6102 | 4677190.8927 | 6994175.9747
None | Cumulative Program Savings kWh | Whole Home First Nations Retrofit ¦ First Nations Home Retrofits | TRC | 0 | 0 | 0
None | Cumulative Program Savings kWh | Wood Boiler/Furnace ¦ Green Heat | TRC | 39264.7111 | 78529.4222 | 117794.1333
None | Cumulative Program Savings kWh | Wood Stove ¦ Green Heat | TRC | 631382.0645 | 1262764.129 | 1894146.1935
None | Cumulative Program Savings kWh | Zero-Energy Doors for Reach-In Coolers ¦ Small Business Energy Solutions | TRC | 0 | 0 | 0
None | Cumulative Program Savings kW | 1/2 Size Hot Food Holding Cabinet ¦ Business Energy Rebates | TRC | 0 | 0 | 0
None | Cumulative Program Savings kW | 11W Replacing 60W - MURB ¦ Efficient Products Installation | TRC | 0 | 0 | 0
None | Cumulative Program Savings kW | 11W Replacing 60W ¦ Efficient Products Installation | TRC | 0 | 0 | 0
None | Cumulative Program Savings kW | 18W Replacing 100W - MURB ¦ Efficient Products Installation | TRC | 0 | 0 | 0
None | Cumulative Program Savings kW | 18W Replacing 100W ¦ Efficient Products Installation | TRC | 0 | 0 | 0
None | Cumulative Program Savings kW | 18W Replacing 75W - MURB ¦ Efficient Products Installation | TRC | 0 | 0 | 0
None | Cumulative Program Savings kW | 18W Replacing 75W ¦ Efficient Products Installation | TRC | 0 | 0 | 0
None | Cumulative Program Savings kW | 5W Chandelier E12 - MURB ¦ Efficient Products Installation | TRC | 0 | 0 | 0
None | Cumulative Program Savings kW | 5W Chandelier E12 ¦ Efficient Products Installation | TRC | 0 | 0 | 0
None | Cumulative Program Savings kW | 7W G25 - MURB ¦ Efficient Products Installation | TRC | 0 | 0 | 0
None | Cumulative Program Savings kW | 7W G25 ¦ Efficient Products Installation | TRC | 0 | 0 | 0
None | Cumulative Program Savings kW | 7W GU10 Replacing 35W - MURB ¦ Efficient Products Installation | TRC | 0 | 0 | 0
None | Cumulative Program Savings kW | 7W GU10 Replacing 35W ¦ Efficient Products Installation | TRC | 0 | 0 | 0
None | Cumulative Program Savings kW | 7W GU10 Replacing 50W - MURB ¦ Efficient Products Installation | TRC | 0 | 0 | 0
None | Cumulative Program Savings kW | 7W GU10 Replacing 50W ¦ Efficient Products Installation | TRC | 0 | 0 | 0
None | Cumulative Program Savings kW | 9.5W Replacing 100W - MURB ¦ Efficient Products Installation | TRC | 0.85973 | 1.1313 | 1.3735
None | Cumulative Program Savings kW | 9.5W Replacing 100W ¦ Efficient Products Installation | TRC | 14.5983 | 19.209 | 23.3223
None | Cumulative Program Savings kW | 9.5W Replacing 40W - MURB ¦ Efficient Products Installation | TRC | 0 | 0 | 0
None | Cumulative Program Savings kW | 9.5W Replacing 40W ¦ Efficient Products Installation | TRC | 0 | 0 | 0
None | Cumulative Program Savings kW | 9.5W Replacing 60W - MURB ¦ Efficient Products Installation | TRC | 0 | 0 | 0
None | Cumulative Program Savings kW | 9.5W Replacing 60W ¦ Efficient Products Installation | TRC | 0 | 0 | 0
None | Cumulative Program Savings kW | 9W Replacing 100W - MURB ¦ Efficient Products Installation | TRC | 0.86448 | 1.1408 | 1.3878
None | Cumulative Program Savings kW | 9W Replacing 100W ¦ Efficient Products Installation | TRC | 48.3074 | 63.7463 | 77.5484
None | Cumulative Program Savings kW | 9W Replacing 40W - MURB ¦ Efficient Products Installation | TRC | 0 | 0 | 0
None | Cumulative Program Savings kW | 9W Replacing 40W ¦ Efficient Products Installation | TRC | 0 | 0 | 0
None | Cumulative Program Savings kW | 9W Replacing 60W - MURB ¦ Efficient Products Installation | TRC | 0 | 0 | 0
None | Cumulative Program Savings kW | 9W Replacing 60W ¦ Efficient Products Installation | TRC | 0 | 0 | 0
None | Cumulative Program Savings kW | Advanced Lighting Design (Performance Lighting) ¦ Business Energy Rebates | TRC | 0 | 0 | 0
None | Cumulative Program Savings kW | Air-Entraining Air Nozzle ¦ Business Energy Rebates | TRC | 0 | 0 | 0
None | Cumulative Program Savings kW | Air Conditioner retirement ¦ Appliance Retirement | TRC | 0 | 0 | 0
None | Cumulative Program Savings kW | ASHP and AWHP - Electrical ¦ Green Heat | TRC | 337.1349 | 674.2699 | 1011.4048
None | Cumulative Program Savings kW | Case Lighting for Sign Retrofits ¦ Business Energy Rebates | TRC | 3.1781 | 6.3561 | 9.5342
None | Cumulative Program Savings kW | CEE Tier 2 Commercial Washing Machine ¦ Business Energy Rebates | TRC | 0 | 0 | 0
None | Cumulative Program Savings kW | CEE Tier 3 Commercial Washing Machine ¦ Business Energy Rebates | TRC | 0 | 0 | 0
None | Cumulative Program Savings kW | Circulation Fan (Agriculture) ¦ Business Energy Rebates | TRC | 0 | 0 | 0
None | Cumulative Program Savings kW | Clothes-line ¦ Instant Savings | TRC | 0 | 0 | 0
None | Cumulative Program Savings kW | Clothes Dryer replacement ¦ Appliance Retirement | TRC | 0 | 0 | 0
None | Cumulative Program Savings kW | Clothes Dryers ¦ First Nations Home Retrofits | TRC | 0 | 0 | 0
None | Cumulative Program Savings kW | Clothes Washer replacement ¦ Appliance Retirement | TRC | 0 | 0 | 0
None | Cumulative Program Savings kW | Clothes Washers ¦ First Nations Home Retrofits | TRC | 0 | 0 | 0
None | Cumulative Program Savings kW | Cold Climate Air-Source Heat Pump (24kBTU/hr) ¦ Business Energy Rebates | TRC | 103.643 | 237.4186 | 450.4497
None | Cumulative Program Savings kW | Cold Climate Air-Source Heat Pump (24kBTU/hr) ¦ Small Business Energy Solutions | TRC | 0 | 0 | 0
None | Cumulative Program Savings kW | Cold Climate Air-Source Heat Pump (48kBTU/hr) ¦ Business Energy Rebates | TRC | 429.5054 | 859.0109 | 1288.5163
None | Cumulative Program Savings kW | Custom Energy Efficiency ¦ Affordable MultiFamily Renter | TRC | 166.5895 | 330.9043 | 813.3061
None | Cumulative Program Savings kW | Custom Energy Efficiency ¦ Custom Retrofit | TRC | 7151.4242 | 14695.585 | 21992.7527
None | Cumulative Program Savings kW | Cycling Refrigerated Air Dryer - 50 CFM ¦ Business Energy Rebates | TRC | 0 | 0 | 0
None | Cumulative Program Savings kW | Dairy Scroll Compressor ¦ Business Energy Rebates | TRC | 178.8243 | 373.646 | 587.3298
None | Cumulative Program Savings kW | Daylighting Controls - Ceiling Mounted ¦ Business Energy Rebates | TRC | 0 | 0 | 0
None | Cumulative Program Savings kW | Daylighting Controls - Switch-Mounted ¦ Business Energy Rebates | TRC | 0 | 0 | 0
None | Cumulative Program Savings kW | Decorative Lamp ¦ Small Business Energy Solutions | TRC | 2.4366 | 4.8733 | 5.0479
None | Cumulative Program Savings kW | Dehumidifier ¦ Instant Savings | TRC | 3.0262 | 6.0523 | 9.0785
None | Cumulative Program Savings kW | Dehumidifier replacement (Low income only) ¦ Appliance Retirement | TRC | 60.9253 | 121.8507 | 182.776
None | Cumulative Program Savings kW | Dehumidifier replacement (Low income only) ¦ First Nations Home Retrofits | TRC | 24.5667 | 49.1333 | 73.7
None | Cumulative Program Savings kW | Dimmer Switch ¦ Instant Savings | TRC | 0 | 0 | 0
None | Cumulative Program Savings kW | Dishwasher replacement ¦ Appliance Retirement | TRC | 0 | 0 | 0
None | Cumulative Program Savings kW | Door Heater Controls ¦ Business Energy Rebates | TRC | 0 | 0 | 0
None | Cumulative Program Savings kW | Double Heat Pad (Agriculture) ¦ Business Energy Rebates | TRC | 0 | 0 | 0
None | Cumulative Program Savings kW | Downlight Luminaire (1200 lumen) ¦ Small Business Energy Solutions | TRC | 0 | 0 | 0
None | Cumulative Program Savings kW | Downlight Luminaire (3000 lumen) ¦ Small Business Energy Solutions | TRC | 0 | 0 | 0
None | Cumulative Program Savings kW | Downlight Luminaire (800 lumen) ¦ Small Business Energy Solutions | TRC | 0 | 0 | 0
None | Cumulative Program Savings kW | Drain Water Heat Recovery ¦ First Nations Home Retrofits | TRC | 0 | 0 | 0
None | Cumulative Program Savings kW | Drain Water Heat Recovery ¦ Green Heat | TRC | 0 | 0 | 0
None | Cumulative Program Savings kW | Drain Water Heat Recovery ¦ Home Energy Assessment | TRC | 0 | 0 | 0
None | Cumulative Program Savings kW | Dual Enthalpy Economizer Controls ¦ Business Energy Rebates | TRC | 0 | 0 | 0
None | Cumulative Program Savings kW | EC Motor for Refrigeration Applications ¦ Business Energy Rebates1 | TRC | 0 | 0 | 0
None | Cumulative Program Savings kW | EC Motor for Refrigeration Applications ¦ Business Energy Rebates2 | TRC | 0 | 0 | 0
None | Cumulative Program Savings kW | ECM Circulator Pump ¦ Instant Savings | TRC | 0 | 0 | 0
None | Cumulative Program Savings kW | Efficient clothes washer ¦ Instant Savings | TRC | 0 | 0 | 0
None | Cumulative Program Savings kW | Efficient refrigerator ¦ Instant Savings | TRC | 0 | 0 | 0
None | Cumulative Program Savings kW | Electric Combination Oven ¦ Business Energy Rebates | TRC | 0 | 0 | 0
None | Cumulative Program Savings kW | Electric Combination Oven with Gas ¦ Business Energy Rebates | TRC | 0 | 0 | 0
None | Cumulative Program Savings kW | Electric Convection Oven ¦ Business Energy Rebates | TRC | 0 | 0 | 0
None | Cumulative Program Savings kW | Electric Convection Oven with Gas ¦ Business Energy Rebates | TRC | 0 | 0 | 0
None | Cumulative Program Savings kW | Electric Fryer Replacement with Gas ¦ Business Energy Rebates | TRC | 0 | 0 | 0
None | Cumulative Program Savings kW | Electric Griddle Replacement with Gas ¦ Business Energy Rebates | TRC | 0 | 0 | 0
None | Cumulative Program Savings kW | Electric Steam Cooker ¦ Business Energy Rebates | TRC | 0 | 0 | 0
None | Cumulative Program Savings kW | Electric Steam Cooker Replacement with Gas ¦ Business Energy Rebates | TRC | 0 | 0 | 0
None | Cumulative Program Savings kW | Electric to Natural Gas - Water Heater ¦ Business Energy Rebates | TRC | 153.8658 | 307.7316 | 461.5974
None | Cumulative Program Savings kW | Energy Management Information Systems ¦ EMIS | TRC | 0 | 0 | 0
None | Cumulative Program Savings kW | Energy Star Dryer ¦ Instant Savings | TRC | 0 | 0 | 0
None | Cumulative Program Savings kW | ENERGY STAR Pool Pump ¦ Business Energy Rebates | TRC | 0 | 0 | 0
None | Cumulative Program Savings kW | ENERGY STAR Uninteruptible Power Supplies (UPS) ¦ Business Energy Rebates | TRC | 0 | 0 | 0
None | Cumulative Program Savings kW | ENERGY STAR Washing Machine ¦ Business Energy Rebates | TRC | 0.71438 | 1.4288 | 2.1431
None | Cumulative Program Savings kW | Evaporator Fan Motor Controls ¦ Business Energy Rebates | TRC | 0 | 0 | 0
None | Cumulative Program Savings kW | Faucet Aerators - MURB ¦ Efficient Products Installation | TRC | 0 | 0 | 0
None | Cumulative Program Savings kW | Faucet Aerators ¦ Efficient Products Installation | TRC | 0 | 0 | 0
None | Cumulative Program Savings kW | Flood Luminaire (10000 lumen) ¦ Business Energy Rebates | TRC | 1781.3507 | 3562.7013 | 5344.052
None | Cumulative Program Savings kW | Flood Luminaire (10000 lumen) ¦ Small Business Energy Solutions | TRC | 0 | 0 | 0
None | Cumulative Program Savings kW | Flood Luminaire (48000 lumen) ¦ Business Energy Rebates | TRC | 214.5729 | 429.1457 | 643.7186
None | Cumulative Program Savings kW | Flood Luminaire (48000 lumen) ¦ Small Business Energy Solutions | TRC | 0 | 0 | 0
None | Cumulative Program Savings kW | Four Pin Replacement Lamps for CFLs ¦ Business Energy Rebates | TRC | 0.98534 | 1.9707 | 2.956
None | Cumulative Program Savings kW | Four Pin Replacement Lamps for CFLs ¦ Small Business Energy Solutions | TRC | 0 | 0 | 0
None | Cumulative Program Savings kW | Freezer replacement (Low income only) ¦ Appliance Retirement | TRC | 87.0924 | 174.1848 | 0
None | Cumulative Program Savings kW | Freezer replacement (Low income only) ¦ First Nations Home Retrofits | TRC | 21.4513 | 42.9027 | 64.354
None | Cumulative Program Savings kW | Freezer replacement ¦ Appliance Retirement | TRC | 0 | 0 | 0
None | Cumulative Program Savings kW | Freezer retirement ¦ Appliance Retirement | TRC | 0 | 0 | 0
None | Cumulative Program Savings kW | Fridge replacement ¦ Appliance Retirement | TRC | 0 | 0 | 0
None | Cumulative Program Savings kW | Fuel Pump Canopy Luminaire (4000 lumen) ¦ Small Business Energy Solutions | TRC | 0 | 0 | 0
None | Cumulative Program Savings kW | General Use Lamp (A,G Types) ¦ Small Business Energy Solutions | TRC | 0 | 0 | 0
None | Cumulative Program Savings kW | Glass Door Freezer ¦ Small Business Energy Solutions | TRC | 0 | 0 | 0
None | Cumulative Program Savings kW | Glass Door Refrigerator ¦ Business Energy Rebates | TRC | 0 | 0 | 0
None | Cumulative Program Savings kW | Glass Door Refrigerator ¦ Small Business Energy Solutions | TRC | 0 | 0 | 0
None | Cumulative Program Savings kW | Ground Source Heat Pump (60kBTU/hr) ¦ Business Energy Rebates | TRC | 0 | 0 | 0
None | Cumulative Program Savings kW | Ground Source Heat Pump (60kBTU/hr) ¦ Small Business Energy Solutions | TRC | 0 | 0 | 0
None | Cumulative Program Savings kW | GSHP ¦ Green Heat | TRC | 92.5304 | 185.0608 | 277.5912
None | Cumulative Program Savings kW | Heat Pump Clothes Dryer ¦ Business Energy Rebates | TRC | 102.3024 | 204.6049 | 306.9073
None | Cumulative Program Savings kW | Heat Pump Dryer (ventless) ¦ Instant Savings | TRC | 0 | 0 | 0
None | Cumulative Program Savings kW | Heat Pump Water Heater ¦ Business Energy Rebates | TRC | 0 | 0 | 0
None | Cumulative Program Savings kW | Heat Pump Water Heater ¦ First Nations Home Retrofits | TRC | 0 | 0 | 0
None | Cumulative Program Savings kW | Heat Pump Water Heater ¦ Green Heat | TRC | 0 | 0 | 0
None | Cumulative Program Savings kW | Heat Pump Water Heater ¦ Home Energy Assessment | TRC | 0 | 0 | 0
None | Cumulative Program Savings kW | Heat Pump Water Heater ¦ Small Business Energy Solutions | TRC | 0 | 0 | 0
None | Cumulative Program Savings kW | Heat Reclaimer Unit (Agriculture) ¦ Business Energy Rebates | TRC | 0 | 0 | 0
None | Cumulative Program Savings kW | Heat Reclaimer Unit (Agriculture) ¦ Small Business Energy Solutions | TRC | 0 | 0 | 0
None | Cumulative Program Savings kW | Heavy duty timer ¦ Instant Savings | TRC | 0 | 0 | 0
None | Cumulative Program Savings kW | High Bay Luminaire (15 000 lumen) ¦ Business Energy Rebates | TRC | 0 | 0 | 0
None | Cumulative Program Savings kW | High Bay Luminaire (15 000 lumen) ¦ Small Business Energy Solutions | TRC | 0 | 0 | 0
None | Cumulative Program Savings kW | High Bay Luminaire (35 000 lumen) ¦ Small Business Energy Solutions | TRC | 0 | 0 | 0
None | Cumulative Program Savings kW | High Efficiency Circulator Pump 1.5kW ¦ Business Energy Rebates | TRC | 0 | 0 | 0
None | Cumulative Program Savings kW | High Efficiency Circulator Pump 100W ¦ Business Energy Rebates | TRC | 0 | 0 | 0
None | Cumulative Program Savings kW | High Efficiency Circulator Pump 300W ¦ Business Energy Rebates | TRC | 0 | 0 | 0
None | Cumulative Program Savings kW | High Volume Low Speed Fan (Agriculture) ¦ Business Energy Rebates | TRC | 0 | 0 | 0
None | Cumulative Program Savings kW | High Volume Low Speed Fan (Agriculture) ¦ Small Business Energy Solutions | TRC | 0 | 0 | 0
None | Cumulative Program Savings kW | Holiday Lights Exchange - MURB ¦ Efficient Products Installation | TRC | 6.1518 | 12.3036 | 18.4554
None | Cumulative Program Savings kW | Holiday Lights Exchange ¦ Efficient Products Installation | TRC | 81.3269 | 162.6539 | 243.9808
None | Cumulative Program Savings kW | Hot Water Tank Wrap - MURB ¦ Efficient Products Installation | TRC | 0 | 0 | 0
None | Cumulative Program Savings kW | Hot Water Tank Wrap ¦ Efficient Products Installation | TRC | 0 | 0 | 0
None | Cumulative Program Savings kW | HVAC Hotel Occupancy Sensor ¦ Business Energy Rebates | TRC | 0 | 0 | 0
None | Cumulative Program Savings kW | Hybrid Heat Pump Dryer ¦ Instant Savings | TRC | 0 | 0 | 0
None | Cumulative Program Savings kW | Ice-Making Head ¦ Business Energy Rebates | TRC | 0 | 0 | 0
None | Cumulative Program Savings kW | Indoor motion sensor ¦ Instant Savings | TRC | 0 | 0 | 0
None | Cumulative Program Savings kW | Large Commercial/Industrial ETS System ¦ ETS Business Energy Rebates | TRC | 487.7757 | 975.5514 | 1463.327
None | Cumulative Program Savings kW | LED - ENERGY STAR Fixture with Motion Sensor ¦ Instant Savings | TRC | 150.5976 | 301.1953 | 332.9519
None | Cumulative Program Savings kW | LED - ENERGY STAR Fixture without Motion Sensor ¦ Instant Savings | TRC | 462.1198 | 924.2396 | 993.0417
None | Cumulative Program Savings kW | LED - Other ¦ Instant Savings | TRC | 848.6036 | 1697.2073 | 1774.0152
None | Cumulative Program Savings kW | LED - R, BR and Decorative ¦ Instant Savings | TRC | 536.8913 | 1073.7826 | 1126.0905
None | Cumulative Program Savings kW | LED - Recessed downlight ¦ Instant Savings | TRC | 0 | 0 | 0
None | Cumulative Program Savings kW | LED Nightlights - MURB ¦ Efficient Products Installation | TRC | 0.31712 | 0.63424 | 0.95136
None | Cumulative Program Savings kW | LED Nightlights ¦ Efficient Products Installation | TRC | 54.1194 | 108.2388 | 162.3583
None | Cumulative Program Savings kW | LED Replacement Lamps for HID (10000 lumen) ¦ Business Energy Rebates | TRC | 0 | 0 | 0
None | Cumulative Program Savings kW | LED Replacement Lamps for HID (10000 lumen) ¦ Small Business Energy Solutions | TRC | 0 | 0 | 0
None | Cumulative Program Savings kW | LED Replacement Lamps for HID (4000 lumen) ¦ Business Energy Rebates | TRC | 0 | 0 | 0
None | Cumulative Program Savings kW | LED Replacement Lamps for HID (4000 lumen) ¦ Small Business Energy Solutions | TRC | 0 | 0 | 0
None | Cumulative Program Savings kW | LED Troffer (1x4) ¦ Business Energy Rebates | TRC | 0 | 0 | 0
None | Cumulative Program Savings kW | LED Troffer (1x4) ¦ Small Business Energy Solutions | TRC | 0 | 0 | 0
None | Cumulative Program Savings kW | LED Troffer (2x2) ¦ Business Energy Rebates | TRC | 0 | 0 | 0
None | Cumulative Program Savings kW | LED Troffer (2x2) ¦ Small Business Energy Solutions | TRC | 0 | 0 | 0
None | Cumulative Program Savings kW | LED Troffer (4x2) ¦ Business Energy Rebates | TRC | 0 | 0 | 0
None | Cumulative Program Savings kW | LED Troffer (4x2) ¦ Small Business Energy Solutions | TRC | 0 | 0 | 0
None | Cumulative Program Savings kW | LED Wall Sconce (1200 lumen) ¦ Small Business Energy Solutions | TRC | 0 | 0 | 0
None | Cumulative Program Savings kW | Linear Ambient Luminaire (10000 lumen) ¦ Business Energy Rebates | TRC | 0 | 0 | 0
None | Cumulative Program Savings kW | Linear Ambient Luminaire (10000 lumen) ¦ Small Business Energy Solutions | TRC | 0 | 0 | 0
None | Cumulative Program Savings kW | Linear Ambient Luminaire (2000 lumen) ¦ Business Energy Rebates | TRC | 0 | 0 | 0
None | Cumulative Program Savings kW | Linear Ambient Luminaire (2000 lumen) ¦ Small Business Energy Solutions | TRC | 0 | 0 | 0
None | Cumulative Program Savings kW | Linear Ambient Luminaire (4000 lumen) ¦ Business Energy Rebates | TRC | 0 | 0 | 0
None | Cumulative Program Savings kW | Linear Ambient Luminaire (4000 lumen) ¦ Small Business Energy Solutions | TRC | 0 | 0 | 0
None | Cumulative Program Savings kW | Linear Ambient Luminaire (8000 lumen) ¦ Business Energy Rebates | TRC | 0 | 0 | 0
None | Cumulative Program Savings kW | Linear Ambient Luminaire (8000 lumen) ¦ Small Business Energy Solutions | TRC | 0 | 0 | 0
None | Cumulative Program Savings kW | Linear Replacement Lamp (2 foot) ¦ Business Energy Rebates | TRC | 6.689 | 13.3781 | 20.0671
None | Cumulative Program Savings kW | Linear Replacement Lamp (2 foot) ¦ Small Business Energy Solutions | TRC | 0 | 0 | 0
None | Cumulative Program Savings kW | Linear Replacement Lamp (4 foot) ¦ Business Energy Rebates | TRC | 1764.6771 | 3529.3541 | 5294.0312
None | Cumulative Program Savings kW | Linear Replacement Lamp (4 foot) ¦ Small Business Energy Solutions | TRC | 0 | 0 | 0
None | Cumulative Program Savings kW | Low-bay Luminaire (10,000 lumen) ¦ Business Energy Rebates | TRC | 0 | 0 | 0
None | Cumulative Program Savings kW | Low-bay Luminaire (10,000 lumen) ¦ Small Business Energy Solutions | TRC | 0 | 0 | 0
None | Cumulative Program Savings kW | Low-bay Luminaire (5000 lumen) ¦ Business Energy Rebates | TRC | 0 | 0 | 0
None | Cumulative Program Savings kW | Low-flow showerhead - 0.5 gpm Reduction - MURB ¦ Efficient Products Installation | TRC | 0 | 0 | 0
None | Cumulative Program Savings kW | Low-flow showerhead - 0.5 gpm Reduction ¦ Efficient Products Installation | TRC | 0 | 0 | 0
None | Cumulative Program Savings kW | Low-flow showerhead - 1.0 gpm Reduction - MURB ¦ Efficient Products Installation | TRC | 7.7314 | 17.6717 | 26.5075
None | Cumulative Program Savings kW | Low-flow showerhead - 1.0 gpm Reduction ¦ Efficient Products Installation | TRC | 430.8356 | 861.6711 | 1292.5067
None | Cumulative Program Savings kW | Low-flow showerhead -0.75 gpm Reduction - MURB ¦ Efficient Products Installation | TRC | 0 | 9.0716 | 19.8806
None | Cumulative Program Savings kW | Low-flow showerhead -0.75 gpm Reduction ¦ Efficient Products Installation | TRC | 2.9087 | 0 | 3.9688
None | Cumulative Program Savings kW | Low/Zero Energy Livestock Waterer ¦ Business Energy Rebates | TRC | 0 | 0 | 0
None | Cumulative Program Savings kW | Luminaire Level Lighting Control (LLLC) - High Impact Application ¦ Business Energy Rebates | TRC | 5.4584 | 10.9168 | 16.3752
None | Cumulative Program Savings kW | Luminaire Level Lighting Control (LLLC) - Low Impact Application ¦ Business Energy Rebates | TRC | 9.7761 | 19.5522 | 29.3284
None | Cumulative Program Savings kW | Medium Commercial ETS System ¦ ETS Business Energy Rebates | TRC | 487.7757 | 975.5514 | 1463.327
None | Cumulative Program Savings kW | Medium Commercial ETS System ¦ ETS Small Business Energy Solutions | TRC | 0 | 0 | 0
None | Cumulative Program Savings kW | Milk Pre-cooler ¦ Business Energy Rebates | TRC | 0 | 0 | 0
None | Cumulative Program Savings kW | Mini freezer retirement ¦ Appliance Retirement | TRC | 0 | 0 | 0
None | Cumulative Program Savings kW | Mini fridge retirement ¦ Appliance Retirement | TRC | 0 | 0 | 0
None | Cumulative Program Savings kW | Motion sensor with dimmer switch ¦ Instant Savings | TRC | 0 | 0 | 0
None | Cumulative Program Savings kW | MSHP - Fully Electrical ¦ Green Heat | TRC | 9044.4813 | 18088.9627 | 27133.444
None | Cumulative Program Savings kW | MSHP - Mainly Electrical ¦ Green Heat | TRC | 1254.88 | 2509.76 | 3764.64
None | Cumulative Program Savings kW | Multi-Tank Conveyor Dishwasher - High Temp ¦ Business Energy Rebates | TRC | 0 | 0 | 0
None | Cumulative Program Savings kW | Multi-Tank Conveyor Dishwasher - High Temp ¦ Small Business Energy Solutions | TRC | 0 | 0 | 0
None | Cumulative Program Savings kW | Multi-Tank Conveyor Dishwasher - Low Temp ¦ Business Energy Rebates | TRC | 0 | 0 | 0
None | Cumulative Program Savings kW | Multi-Tank Conveyor Dishwasher - Low Temp ¦ Small Business Energy Solutions | TRC | 0 | 0 | 0
None | Cumulative Program Savings kW | Natural Barn Ventiliation - Year-Round ¦ Business Energy Rebates | TRC | 0 | 0 | 0
None | Cumulative Program Savings kW | Networked/ Connected - Indoor LED Lamp ¦ Instant Savings | TRC | 0 | 0 | 0
None | Cumulative Program Savings kW | Networked/Connected - High Impact Application ¦ Business Energy Rebates | TRC | 6.4118 | 12.8236 | 19.2355
None | Cumulative Program Savings kW | Networked/Connected - Low Impact Application ¦ Business Energy Rebates | TRC | 11.1111 | 22.2223 | 33.3334
None | Cumulative Program Savings kW | No-Loss Drain ¦ Business Energy Rebates | TRC | 0 | 0 | 0
None | Cumulative Program Savings kW | Occupancy Sensor (Ceiling Mounted) ¦ Business Energy Rebates | TRC | 1532.0715 | 3064.143 | 4596.2145
None | Cumulative Program Savings kW | Occupancy Sensor (Ceiling Mounted) ¦ Small Business Energy Solutions | TRC | 5.1325 | 10.265 | 15.3976
None | Cumulative Program Savings kW | Occupancy Sensor (Wall Mounted) ¦ Business Energy Rebates | TRC | 1010.36 | 2020.72 | 3031.08
None | Cumulative Program Savings kW | Occupancy Sensor (Wall Mounted) ¦ Small Business Energy Solutions | TRC | 122.7978 | 245.5956 | 368.3935
None | Cumulative Program Savings kW | Occupancy Sensor (Exterior) ¦ Business Energy Rebates | TRC | 12.9445 | 25.8889 | 38.8334
None | Cumulative Program Savings kW | Open to Closed Cooler Conversion ¦ Business Energy Rebates | TRC | 0 | 0 | 0
None | Cumulative Program Savings kW | Open to Closed Cooler Conversion ¦ Small Business Energy Solutions | TRC | 0 | 0 | 0
None | Cumulative Program Savings kW | Outdoor motion sensor ¦ Instant Savings | TRC | 0 | 0 | 0
None | Cumulative Program Savings kW | Outside Air Economizer ¦ Business Energy Rebates | TRC | 250.0003 | 503.6227 | 763.5216
None | Cumulative Program Savings kW | Packaged Terminal Heat Pump (12kBTU/hr) ¦ Business Energy Rebates | TRC | 0 | 0 | 0
None | Cumulative Program Savings kW | Parking Garage Luminaire (4000 lumen) ¦ Small Business Energy Solutions | TRC | 0 | 0 | 0
None | Cumulative Program Savings kW | Pellet Boiler/Furnace ¦ Green Heat | TRC | 551.1111 | 1102.2222 | 1653.3333
None | Cumulative Program Savings kW | Pellet Stove ¦ Green Heat | TRC | 109.371 | 218.7419 | 328.1129
None | Cumulative Program Savings kW | Pipe Insulation - MURB ¦ Efficient Products Installation | TRC | 0 | 0 | 0
None | Cumulative Program Savings kW | Pipe Insulation ¦ Efficient Products Installation | TRC | 0 | 0 | 0
None | Cumulative Program Savings kW | Pole/Arm-Mounted Area Luminaire (20000 lumen) ¦ Business Energy Rebates | TRC | 251.9443 | 503.8886 | 755.8328
None | Cumulative Program Savings kW | Pole/Arm-Mounted Area Luminaire (20000 lumen) ¦ Small Business Energy Solutions | TRC | 0 | 0 | 0
None | Cumulative Program Savings kW | Pole/Arm-Mounted Area Luminaire (4000 lumen) ¦ Small Business Energy Solutions | TRC | 0 | 0 | 0
None | Cumulative Program Savings kW | Pole/Arm-Mounted Area Luminaire (60000 lumen) ¦ Business Energy Rebates | TRC | 357.8479 | 715.6958 | 1073.5438
None | Cumulative Program Savings kW | Pole/Arm-Mounted Decorative Luminaire (1500 lumen) ¦ Small Business Energy Solutions | TRC | 0 | 0 | 0
None | Cumulative Program Savings kW | Pole/Arm-Mounted Decorative Luminaire (5000 lumen) ¦ Business Energy Rebates | TRC | 11.9429 | 23.8858 | 35.8288
None | Cumulative Program Savings kW | Pole/Arm-Mounted Decorative Luminaire (5000 lumen) ¦ Small Business Energy Solutions | TRC | 0 | 0 | 0
None | Cumulative Program Savings kW | Pot, Pan and Utensil Dishwasher - High Temp ¦ Business Energy Rebates | TRC | 0 | 0 | 0
None | Cumulative Program Savings kW | Power bar with timer ¦ Instant Savings | TRC | 0 | 0 | 0
None | Cumulative Program Savings kW | Premium High Bay Luminaire (15 000 lumen) ¦ Business Energy Rebates | TRC | 0 | 0 | 0
None | Cumulative Program Savings kW | Premium High Bay Luminaire (15 000 lumen) ¦ Small Business Energy Solutions | TRC | 0 | 0 | 0
None | Cumulative Program Savings kW | Premium High Bay Luminaire (35 000 lumen) ¦ Business Energy Rebates | TRC | 0 | 0 | 0
None | Cumulative Program Savings kW | Premium High Bay Luminaire (35 000 lumen) ¦ Small Business Energy Solutions | TRC | 0 | 0 | 0
None | Cumulative Program Savings kW | Premium High Bay Luminaire (60 000 lumen) ¦ Business Energy Rebates | TRC | 0 | 0 | 0
None | Cumulative Program Savings kW | Programmable thermostat ¦ Instant Savings | TRC | 0 | 0 | 0
None | Cumulative Program Savings kW | Programmable Thermostats ¦ First Nations Home Retrofits | TRC | 0 | 0 | 0
None | Cumulative Program Savings kW | Range / Stove replacement ¦ Appliance Retirement | TRC | 0 | 0 | 0
None | Cumulative Program Savings kW | Reflector Lamp (MR16) ¦ Small Business Energy Solutions | TRC | 0 | 0 | 0
None | Cumulative Program Savings kW | Reflector Lamp (PAR38) ¦ Small Business Energy Solutions | TRC | 0 | 0 | 0
None | Cumulative Program Savings kW | Refrigerated Case Luminaire ¦ Business Energy Rebates | TRC | 0 | 0 | 0
None | Cumulative Program Savings kW | Refrigerated Case Luminaire ¦ Small Business Energy Solutions | TRC | 0 | 0 | 0
None | Cumulative Program Savings kW | Refrigerator replacement (Low income only) ¦ Appliance Retirement | TRC | 0 | 0 | 0
None | Cumulative Program Savings kW | Refrigerator replacement (Low income only) ¦ First Nations Home Retrofits | TRC | 0 | 0 | 0
None | Cumulative Program Savings kW | Refrigerator retirement ¦ Appliance Retirement | TRC | 0 | 0 | 0
None | Cumulative Program Savings kW | Remote Condensing Unit ¦ Business Energy Rebates | TRC | 0 | 0 | 0
None | Cumulative Program Savings kW | Residential DHW Timer ¦ ETS Green Heat | TRC | 65.4064 | 130.8128 | 196.2192
None | Cumulative Program Savings kW | Residential ETS System (Central) ¦ ETS Green Heat | TRC | 557.6757 | 1115.3514 | 1673.0272
None | Cumulative Program Savings kW | Residential ETS System (Central) ¦ ETS Home Energy Assessment | TRC | 387.0024 | 774.0048 | 1161.0073
None | Cumulative Program Savings kW | Residential ETS System (Room) ¦ ETS Green Heat | TRC | 557.6757 | 1115.3514 | 1673.0272
None | Cumulative Program Savings kW | Residential ETS System (Room) ¦ ETS Home Energy Assessment | TRC | 387.0024 | 774.0048 | 1161.0073
None | Cumulative Program Savings kW | Room air purifier ¦ Instant Savings | TRC | 24.2592 | 48.5184 | 72.7776
None | Cumulative Program Savings kW | Server Virtualization and Decommissioning ¦ Business Energy Rebates | TRC | 0 | 0 | 0
None | Cumulative Program Savings kW | Single-Tank Door type Dishwasher - High Temp ¦ Business Energy Rebates | TRC | 0 | 0 | 0
None | Cumulative Program Savings kW | Single-Tank Door type Dishwasher - Low Temp ¦ Business Energy Rebates | TRC | 0 | 0 | 0
None | Cumulative Program Savings kW | Single -Tank Conveyor Dishwasher - High Temp ¦ Business Energy Rebates | TRC | 0 | 0 | 0
None | Cumulative Program Savings kW | Single -Tank Conveyor Dishwasher - Low Temp ¦ Business Energy Rebates | TRC | 0 | 0 | 0
None | Cumulative Program Savings kW | Single Heat Pad (Agriculture) ¦ Business Energy Rebates | TRC | 0 | 0 | 0
None | Cumulative Program Savings kW | Small Commercial ETS Sytem ¦ ETS Business Energy Rebates | TRC | 853.6074 | 1707.2149 | 2560.8223
None | Cumulative Program Savings kW | Small Commercial ETS Sytem ¦ ETS Small Business Energy Solutions | TRC | 0 | 0 | 0
None | Cumulative Program Savings kW | Smart power bar ¦ Instant Savings | TRC | 0 | 0 | 0
None | Cumulative Program Savings kW | Smart Power Controllers - MURB ¦ Efficient Products Installation | TRC | 0 | 0 | 0
None | Cumulative Program Savings kW | Smart Power Controllers ¦ Efficient Products Installation | TRC | 0 | 0 | 0
None | Cumulative Program Savings kW | Solar air heating ¦ Green Heat | TRC | 0 | 0 | 0
None | Cumulative Program Savings kW | Solar Domestic Hot Water ¦ Green Heat | TRC | 0 | 0 | 0
None | Cumulative Program Savings kW | Solar Domestic Hot Water ¦ Home Energy Assessment | TRC | 0 | 0 | 0
None | Cumulative Program Savings kW | Solid Door Freezer ¦ Business Energy Rebates | TRC | 0 | 0 | 0
None | Cumulative Program Savings kW | Solid Door Freezer ¦ Small Business Energy Solutions | TRC | 0 | 0 | 0
None | Cumulative Program Savings kW | Solid Door Refrigerator ¦ Business Energy Rebates | TRC | 0 | 0 | 0
None | Cumulative Program Savings kW | Solid Door Refrigerator ¦ Small Business Energy Solutions | TRC | 0 | 0 | 0
None | Cumulative Program Savings kW | Standard Capacity Electric Fryer ¦ Business Energy Rebates | TRC | 0 | 0 | 0
None | Cumulative Program Savings kW | Standard Capacity Electric Fryer ¦ Small Business Energy Solutions | TRC | 0 | 0 | 0
None | Cumulative Program Savings kW | Strategic Energy Management ¦ SEM | TRC | 0 | 0 | 0
None | Cumulative Program Savings kW | Strip-Curtains for Display Cases ¦ Business Energy Rebates | TRC | 0 | 0 | 0
None | Cumulative Program Savings kW | Strip-Curtains for Display Cases ¦ Small Business Energy Solutions | TRC | 0 | 0 | 0
None | Cumulative Program Savings kW | Track/Mono-point Direction Luminaire ¦ Business Energy Rebates | TRC | 62.5974 | 125.1948 | 187.7921
None | Cumulative Program Savings kW | Unconverted D ¦ Home Energy Assessment | TRC | 559.7715 | 1119.543 | 1679.3145
None | Cumulative Program Savings kW | Under-Counter Dishwasher - HighTemp ¦ Business Energy Rebates | TRC | 0 | 0 | 0
None | Cumulative Program Savings kW | Under-Counter Dishwasher - Low Temp ¦ Business Energy Rebates | TRC | 0 | 0 | 0
None | Cumulative Program Savings kW | Variable Speed Kitchen Exhaust Fan ¦ Business Energy Rebates | TRC | 326.5581 | 670.7272 | 1037.0402
None | Cumulative Program Savings kW | Variable Speed Kitchen Exhaust Fan ¦ Small Business Energy Solutions | TRC | 0 | 0 | 0
None | Cumulative Program Savings kW | Ventilation Fan (Agriculture) ¦ Business Energy Rebates | TRC | 0 | 0 | 0
None | Cumulative Program Savings kW | VFD - 10 hp - Institutional - Make-up Air Fan ¦ Business Energy Rebates | TRC | 0 | 0 | 0
None | Cumulative Program Savings kW | VFD - 10 hp - Retail - Supply Fan ¦ Business Energy Rebates | TRC | 0 | 0 | 0
None | Cumulative Program Savings kW | VFD - 20 hp - Institutional - Chilled Water Pump ¦ Business Energy Rebates | TRC | 0 | 0 | 0
None | Cumulative Program Savings kW | VFD - 20 hp - Retail - Exhaust Fan ¦ Business Energy Rebates | TRC | 0 | 0 | 0
None | Cumulative Program Savings kW | VFD - 30 hp - Institutional - Make-up Air Fan ¦ Business Energy Rebates | TRC | 0 | 0 | 0
None | Cumulative Program Savings kW | VFD - 30 hp - Retail - Supply Fan ¦ Business Energy Rebates | TRC | 0 | 0 | 0
None | Cumulative Program Savings kW | VFD - 40 hp - Warehousing - Exhaust Fan ¦ Business Energy Rebates | TRC | 0 | 0 | 0
None | Cumulative Program Savings kW | VFD - 5 hp - Institutional - Chilled Water Pump ¦ Business Energy Rebates | TRC | 0 | 0 | 0
None | Cumulative Program Savings kW | VFD - 5 hp - Retail - Exhaust Fan ¦ Business Energy Rebates | TRC | 0 | 0 | 0
None | Cumulative Program Savings kW | VFD Milk Transfer Pump ¦ Business Energy Rebates | TRC | 0 | 0 | 0
None | Cumulative Program Savings kW | VFD Milk Transfer Pump ¦ Small Business Energy Solutions | TRC | 0 | 0 | 0
None | Cumulative Program Savings kW | VFD Milk Vacuum Pump ¦ Business Energy Rebates | TRC | 0 | 0 | 0
None | Cumulative Program Savings kW | VFD Milk Vacuum Pump ¦ Small Business Energy Solutions | TRC | 0 | 0 | 0
None | Cumulative Program Savings kW | Wall Mounted Area Luminaire (1000 lumen) ¦ Business Energy Rebates | TRC | 79.6897 | 159.3793 | 239.069
None | Cumulative Program Savings kW | Wall Mounted Area Luminaire (1000 lumen) ¦ Small Business Energy Solutions | TRC | 0 | 0 | 0
None | Cumulative Program Savings kW | Wall Mounted Area Luminaire (10000 lumen) ¦ Business Energy Rebates | TRC | 205.3449 | 410.6898 | 616.0348
None | Cumulative Program Savings kW | Wall Mounted Area Luminaire (10000 lumen) ¦ Small Business Energy Solutions | TRC | 0 | 0 | 0
None | Cumulative Program Savings kW | Wall Wash Luminaire (1000 lumen) ¦ Business Energy Rebates | TRC | 0.091808 | 0.18362 | 0.27542
None | Cumulative Program Savings kW | Wall wash luminaire (1500 lumen) ¦ Business Energy Rebates | TRC | 4.2529 | 8.5057 | 12.7586
None | Cumulative Program Savings kW | Whole Home - tier 0 (22% better than code on average) ¦ New Home Construction | TRC | 308.8081 | 617.6162 | 926.4244
None | Cumulative Program Savings kW | Whole home - tier 1 (45% better than code target) ¦ New Home Construction | TRC | 0 | 0 | 0
None | Cumulative Program Savings kW | Whole home - tier 2 (60% better than code target) ¦ New Home Construction | TRC | 0 | 0 | 0
None | Cumulative Program Savings kW | Whole home - tier 3 (70% better than code target) ¦ New Home Construction | TRC | 0 | 0 | 0
None | Cumulative Program Savings kW | Whole Home ¦ Home Energy Assessment | TRC | 991.6296 | 1323.645 | 1979.3518
None | Cumulative Program Savings kW | Whole Home First Nations Retrofit ¦ First Nations Home Retrofits | TRC | 0 | 0 | 0
None | Cumulative Program Savings kW | Wood Boiler/Furnace ¦ Green Heat | TRC | 21.7884 | 43.5769 | 65.3653
None | Cumulative Program Savings kW | Wood Stove ¦ Green Heat | TRC | 247.1163 | 494.2325 | 741.3488
None | Cumulative Program Savings kW | Zero-Energy Doors for Reach-In Coolers ¦ Small Business Energy Solutions | TRC | 0 | 0 | 0
None | Cumulative Program Savings Gas | 1/2 Size Hot Food Holding Cabinet ¦ Business Energy Rebates | TRC | 0 | 0 | 0
None | Cumulative Program Savings Gas | 11W Replacing 60W - MURB ¦ Efficient Products Installation | TRC | 0 | 0 | 0
None | Cumulative Program Savings Gas | 11W Replacing 60W ¦ Efficient Products Installation | TRC | 0 | 0 | 0
None | Cumulative Program Savings Gas | 18W Replacing 100W - MURB ¦ Efficient Products Installation | TRC | 0 | 0 | 0
None | Cumulative Program Savings Gas | 18W Replacing 100W ¦ Efficient Products Installation | TRC | 0 | 0 | 0
None | Cumulative Program Savings Gas | 18W Replacing 75W - MURB ¦ Efficient Products Installation | TRC | 0 | 0 | 0
None | Cumulative Program Savings Gas | 18W Replacing 75W ¦ Efficient Products Installation | TRC | 0 | 0 | 0
None | Cumulative Program Savings Gas | 5W Chandelier E12 - MURB ¦ Efficient Products Installation | TRC | 0 | 0 | 0
None | Cumulative Program Savings Gas | 5W Chandelier E12 ¦ Efficient Products Installation | TRC | 0 | 0 | 0
None | Cumulative Program Savings Gas | 7W G25 - MURB ¦ Efficient Products Installation | TRC | 0 | 0 | 0
None | Cumulative Program Savings Gas | 7W G25 ¦ Efficient Products Installation | TRC | 0 | 0 | 0
None | Cumulative Program Savings Gas | 7W GU10 Replacing 35W - MURB ¦ Efficient Products Installation | TRC | 0 | 0 | 0
None | Cumulative Program Savings Gas | 7W GU10 Replacing 35W ¦ Efficient Products Installation | TRC | 0 | 0 | 0
None | Cumulative Program Savings Gas | 7W GU10 Replacing 50W - MURB ¦ Efficient Products Installation | TRC | 0 | 0 | 0
None | Cumulative Program Savings Gas | 7W GU10 Replacing 50W ¦ Efficient Products Installation | TRC | 0 | 0 | 0
None | Cumulative Program Savings Gas | 9.5W Replacing 100W - MURB ¦ Efficient Products Installation | TRC | 0 | 0 | 0
None | Cumulative Program Savings Gas | 9.5W Replacing 100W ¦ Efficient Products Installation | TRC | 0 | 0 | 0
None | Cumulative Program Savings Gas | 9.5W Replacing 40W - MURB ¦ Efficient Products Installation | TRC | 0 | 0 | 0
None | Cumulative Program Savings Gas | 9.5W Replacing 40W ¦ Efficient Products Installation | TRC | 0 | 0 | 0
None | Cumulative Program Savings Gas | 9.5W Replacing 60W - MURB ¦ Efficient Products Installation | TRC | 0 | 0 | 0
None | Cumulative Program Savings Gas | 9.5W Replacing 60W ¦ Efficient Products Installation | TRC | 0 | 0 | 0
None | Cumulative Program Savings Gas | 9W Replacing 100W - MURB ¦ Efficient Products Installation | TRC | 0 | 0 | 0
None | Cumulative Program Savings Gas | 9W Replacing 100W ¦ Efficient Products Installation | TRC | 0 | 0 | 0
None | Cumulative Program Savings Gas | 9W Replacing 40W - MURB ¦ Efficient Products Installation | TRC | 0 | 0 | 0
None | Cumulative Program Savings Gas | 9W Replacing 40W ¦ Efficient Products Installation | TRC | 0 | 0 | 0
None | Cumulative Program Savings Gas | 9W Replacing 60W - MURB ¦ Efficient Products Installation | TRC | 0 | 0 | 0
None | Cumulative Program Savings Gas | 9W Replacing 60W ¦ Efficient Products Installation | TRC | 0 | 0 | 0
None | Cumulative Program Savings Gas | Advanced Lighting Design (Performance Lighting) ¦ Business Energy Rebates | TRC | 0 | 0 | 0
None | Cumulative Program Savings Gas | Air-Entraining Air Nozzle ¦ Business Energy Rebates | TRC | 0 | 0 | 0
None | Cumulative Program Savings Gas | Air Conditioner retirement ¦ Appliance Retirement | TRC | 0 | 0 | 0
None | Cumulative Program Savings Gas | ASHP and AWHP - Electrical ¦ Green Heat | TRC | 0 | 0 | 0
None | Cumulative Program Savings Gas | Case Lighting for Sign Retrofits ¦ Business Energy Rebates | TRC | 0 | 0 | 0
None | Cumulative Program Savings Gas | CEE Tier 2 Commercial Washing Machine ¦ Business Energy Rebates | TRC | 0 | 0 | 0
None | Cumulative Program Savings Gas | CEE Tier 3 Commercial Washing Machine ¦ Business Energy Rebates | TRC | 0 | 0 | 0
None | Cumulative Program Savings Gas | Circulation Fan (Agriculture) ¦ Business Energy Rebates | TRC | 0 | 0 | 0
None | Cumulative Program Savings Gas | Clothes-line ¦ Instant Savings | TRC | 0 | 0 | 0
None | Cumulative Program Savings Gas | Clothes Dryer replacement ¦ Appliance Retirement | TRC | 0 | 0 | 0
None | Cumulative Program Savings Gas | Clothes Dryers ¦ First Nations Home Retrofits | TRC | 0 | 0 | 0
None | Cumulative Program Savings Gas | Clothes Washer replacement ¦ Appliance Retirement | TRC | 0 | 0 | 0
None | Cumulative Program Savings Gas | Clothes Washers ¦ First Nations Home Retrofits | TRC | 0 | 0 | 0
None | Cumulative Program Savings Gas | Cold Climate Air-Source Heat Pump (24kBTU/hr) ¦ Business Energy Rebates | TRC | 0 | 0 | 0
None | Cumulative Program Savings Gas | Cold Climate Air-Source Heat Pump (24kBTU/hr) ¦ Small Business Energy Solutions | TRC | 0 | 0 | 0
None | Cumulative Program Savings Gas | Cold Climate Air-Source Heat Pump (48kBTU/hr) ¦ Business Energy Rebates | TRC | 0 | 0 | 0
None | Cumulative Program Savings Gas | Custom Energy Efficiency ¦ Affordable MultiFamily Renter | TRC | 0 | 0 | 0
None | Cumulative Program Savings Gas | Custom Energy Efficiency ¦ Custom Retrofit | TRC | 0 | 0 | 0
None | Cumulative Program Savings Gas | Cycling Refrigerated Air Dryer - 50 CFM ¦ Business Energy Rebates | TRC | 0 | 0 | 0
None | Cumulative Program Savings Gas | Dairy Scroll Compressor ¦ Business Energy Rebates | TRC | 0 | 0 | 0
None | Cumulative Program Savings Gas | Daylighting Controls - Ceiling Mounted ¦ Business Energy Rebates | TRC | 0 | 0 | 0
None | Cumulative Program Savings Gas | Daylighting Controls - Switch-Mounted ¦ Business Energy Rebates | TRC | 0 | 0 | 0
None | Cumulative Program Savings Gas | Decorative Lamp ¦ Small Business Energy Solutions | TRC | 0 | 0 | 0
None | Cumulative Program Savings Gas | Dehumidifier ¦ Instant Savings | TRC | 0 | 0 | 0
None | Cumulative Program Savings Gas | Dehumidifier replacement (Low income only) ¦ Appliance Retirement | TRC | 0 | 0 | 0
None | Cumulative Program Savings Gas | Dehumidifier replacement (Low income only) ¦ First Nations Home Retrofits | TRC | 0 | 0 | 0
None | Cumulative Program Savings Gas | Dimmer Switch ¦ Instant Savings | TRC | 0 | 0 | 0
None | Cumulative Program Savings Gas | Dishwasher replacement ¦ Appliance Retirement | TRC | 0 | 0 | 0
None | Cumulative Program Savings Gas | Door Heater Controls ¦ Business Energy Rebates | TRC | 0 | 0 | 0
None | Cumulative Program Savings Gas | Double Heat Pad (Agriculture) ¦ Business Energy Rebates | TRC | 0 | 0 | 0
None | Cumulative Program Savings Gas | Downlight Luminaire (1200 lumen) ¦ Small Business Energy Solutions | TRC | 0 | 0 | 0
None | Cumulative Program Savings Gas | Downlight Luminaire (3000 lumen) ¦ Small Business Energy Solutions | TRC | 0 | 0 | 0
None | Cumulative Program Savings Gas | Downlight Luminaire (800 lumen) ¦ Small Business Energy Solutions | TRC | 0 | 0 | 0
None | Cumulative Program Savings Gas | Drain Water Heat Recovery ¦ First Nations Home Retrofits | TRC | 0 | 0 | 0
None | Cumulative Program Savings Gas | Drain Water Heat Recovery ¦ Green Heat | TRC | 0 | 0 | 0
None | Cumulative Program Savings Gas | Drain Water Heat Recovery ¦ Home Energy Assessment | TRC | 0 | 0 | 0
None | Cumulative Program Savings Gas | Dual Enthalpy Economizer Controls ¦ Business Energy Rebates | TRC | 0 | 0 | 0
None | Cumulative Program Savings Gas | EC Motor for Refrigeration Applications ¦ Business Energy Rebates1 | TRC | 0 | 0 | 0
None | Cumulative Program Savings Gas | EC Motor for Refrigeration Applications ¦ Business Energy Rebates2 | TRC | 0 | 0 | 0
None | Cumulative Program Savings Gas | ECM Circulator Pump ¦ Instant Savings | TRC | 0 | 0 | 0
None | Cumulative Program Savings Gas | Efficient clothes washer ¦ Instant Savings | TRC | 0 | 0 | 0
None | Cumulative Program Savings Gas | Efficient refrigerator ¦ Instant Savings | TRC | 0 | 0 | 0
None | Cumulative Program Savings Gas | Electric Combination Oven ¦ Business Energy Rebates | TRC | 0 | 0 | 0
None | Cumulative Program Savings Gas | Electric Combination Oven with Gas ¦ Business Energy Rebates | TRC | 0 | 0 | 0
None | Cumulative Program Savings Gas | Electric Convection Oven ¦ Business Energy Rebates | TRC | 0 | 0 | 0
None | Cumulative Program Savings Gas | Electric Convection Oven with Gas ¦ Business Energy Rebates | TRC | 0 | 0 | 0
None | Cumulative Program Savings Gas | Electric Fryer Replacement with Gas ¦ Business Energy Rebates | TRC | 0 | 0 | 0
None | Cumulative Program Savings Gas | Electric Griddle Replacement with Gas ¦ Business Energy Rebates | TRC | 0 | 0 | 0
None | Cumulative Program Savings Gas | Electric Steam Cooker ¦ Business Energy Rebates | TRC | 0 | 0 | 0
None | Cumulative Program Savings Gas | Electric Steam Cooker Replacement with Gas ¦ Business Energy Rebates | TRC | 0 | 0 | 0
None | Cumulative Program Savings Gas | Electric to Natural Gas - Water Heater ¦ Business Energy Rebates | TRC | -2588.6463 | -5177.2925 | -7765.9388
None | Cumulative Program Savings Gas | Energy Management Information Systems ¦ EMIS | TRC | 0 | 0 | 0
None | Cumulative Program Savings Gas | Energy Star Dryer ¦ Instant Savings | TRC | 0 | 0 | 0
None | Cumulative Program Savings Gas | ENERGY STAR Pool Pump ¦ Business Energy Rebates | TRC | 0 | 0 | 0
None | Cumulative Program Savings Gas | ENERGY STAR Uninteruptible Power Supplies (UPS) ¦ Business Energy Rebates | TRC | 0 | 0 | 0
None | Cumulative Program Savings Gas | ENERGY STAR Washing Machine ¦ Business Energy Rebates | TRC | 0 | 0 | 0
None | Cumulative Program Savings Gas | Evaporator Fan Motor Controls ¦ Business Energy Rebates | TRC | 0 | 0 | 0
None | Cumulative Program Savings Gas | Faucet Aerators - MURB ¦ Efficient Products Installation | TRC | 0 | 0 | 0
None | Cumulative Program Savings Gas | Faucet Aerators ¦ Efficient Products Installation | TRC | 0 | 0 | 0
None | Cumulative Program Savings Gas | Flood Luminaire (10000 lumen) ¦ Business Energy Rebates | TRC | 0 | 0 | 0
None | Cumulative Program Savings Gas | Flood Luminaire (10000 lumen) ¦ Small Business Energy Solutions | TRC | 0 | 0 | 0
None | Cumulative Program Savings Gas | Flood Luminaire (48000 lumen) ¦ Business Energy Rebates | TRC | 0 | 0 | 0
None | Cumulative Program Savings Gas | Flood Luminaire (48000 lumen) ¦ Small Business Energy Solutions | TRC | 0 | 0 | 0
None | Cumulative Program Savings Gas | Four Pin Replacement Lamps for CFLs ¦ Business Energy Rebates | TRC | 0 | 0 | 0
None | Cumulative Program Savings Gas | Four Pin Replacement Lamps for CFLs ¦ Small Business Energy Solutions | TRC | 0 | 0 | 0
None | Cumulative Program Savings Gas | Freezer replacement (Low income only) ¦ Appliance Retirement | TRC | 0 | 0 | 0
None | Cumulative Program Savings Gas | Freezer replacement (Low income only) ¦ First Nations Home Retrofits | TRC | 0 | 0 | 0
None | Cumulative Program Savings Gas | Freezer replacement ¦ Appliance Retirement | TRC | 0 | 0 | 0
None | Cumulative Program Savings Gas | Freezer retirement ¦ Appliance Retirement | TRC | 0 | 0 | 0
None | Cumulative Program Savings Gas | Fridge replacement ¦ Appliance Retirement | TRC | 0 | 0 | 0
None | Cumulative Program Savings Gas | Fuel Pump Canopy Luminaire (4000 lumen) ¦ Small Business Energy Solutions | TRC | 0 | 0 | 0
None | Cumulative Program Savings Gas | General Use Lamp (A,G Types) ¦ Small Business Energy Solutions | TRC | 0 | 0 | 0
None | Cumulative Program Savings Gas | Glass Door Freezer ¦ Small Business Energy Solutions | TRC | 0 | 0 | 0
None | Cumulative Program Savings Gas | Glass Door Refrigerator ¦ Business Energy Rebates | TRC | 0 | 0 | 0
None | Cumulative Program Savings Gas | Glass Door Refrigerator ¦ Small Business Energy Solutions | TRC | 0 | 0 | 0
None | Cumulative Program Savings Gas | Ground Source Heat Pump (60kBTU/hr) ¦ Business Energy Rebates | TRC | 0 | 0 | 0
None | Cumulative Program Savings Gas | Ground Source Heat Pump (60kBTU/hr) ¦ Small Business Energy Solutions | TRC | 0 | 0 | 0
None | Cumulative Program Savings Gas | GSHP ¦ Green Heat | TRC | 0 | 0 | 0
None | Cumulative Program Savings Gas | Heat Pump Clothes Dryer ¦ Business Energy Rebates | TRC | 0 | 0 | 0
None | Cumulative Program Savings Gas | Heat Pump Dryer (ventless) ¦ Instant Savings | TRC | 0 | 0 | 0
None | Cumulative Program Savings Gas | Heat Pump Water Heater ¦ Business Energy Rebates | TRC | 0 | 0 | 0
None | Cumulative Program Savings Gas | Heat Pump Water Heater ¦ First Nations Home Retrofits | TRC | 0 | 0 | 0
None | Cumulative Program Savings Gas | Heat Pump Water Heater ¦ Green Heat | TRC | 0 | 0 | 0
None | Cumulative Program Savings Gas | Heat Pump Water Heater ¦ Home Energy Assessment | TRC | 0 | 0 | 0
None | Cumulative Program Savings Gas | Heat Pump Water Heater ¦ Small Business Energy Solutions | TRC | 0 | 0 | 0
None | Cumulative Program Savings Gas | Heat Reclaimer Unit (Agriculture) ¦ Business Energy Rebates | TRC | 0 | 0 | 0
None | Cumulative Program Savings Gas | Heat Reclaimer Unit (Agriculture) ¦ Small Business Energy Solutions | TRC | 0 | 0 | 0
None | Cumulative Program Savings Gas | Heavy duty timer ¦ Instant Savings | TRC | 0 | 0 | 0
None | Cumulative Program Savings Gas | High Bay Luminaire (15 000 lumen) ¦ Business Energy Rebates | TRC | 0 | 0 | 0
None | Cumulative Program Savings Gas | High Bay Luminaire (15 000 lumen) ¦ Small Business Energy Solutions | TRC | 0 | 0 | 0
None | Cumulative Program Savings Gas | High Bay Luminaire (35 000 lumen) ¦ Small Business Energy Solutions | TRC | 0 | 0 | 0
None | Cumulative Program Savings Gas | High Efficiency Circulator Pump 1.5kW ¦ Business Energy Rebates | TRC | 0 | 0 | 0
None | Cumulative Program Savings Gas | High Efficiency Circulator Pump 100W ¦ Business Energy Rebates | TRC | 0 | 0 | 0
None | Cumulative Program Savings Gas | High Efficiency Circulator Pump 300W ¦ Business Energy Rebates | TRC | 0 | 0 | 0
None | Cumulative Program Savings Gas | High Volume Low Speed Fan (Agriculture) ¦ Business Energy Rebates | TRC | 0 | 0 | 0
None | Cumulative Program Savings Gas | High Volume Low Speed Fan (Agriculture) ¦ Small Business Energy Solutions | TRC | 0 | 0 | 0
None | Cumulative Program Savings Gas | Holiday Lights Exchange - MURB ¦ Efficient Products Installation | TRC | 0 | 0 | 0
None | Cumulative Program Savings Gas | Holiday Lights Exchange ¦ Efficient Products Installation | TRC | 0 | 0 | 0
None | Cumulative Program Savings Gas | Hot Water Tank Wrap - MURB ¦ Efficient Products Installation | TRC | 0 | 0 | 0
None | Cumulative Program Savings Gas | Hot Water Tank Wrap ¦ Efficient Products Installation | TRC | 0 | 0 | 0
None | Cumulative Program Savings Gas | HVAC Hotel Occupancy Sensor ¦ Business Energy Rebates | TRC | 0 | 0 | 0
None | Cumulative Program Savings Gas | Hybrid Heat Pump Dryer ¦ Instant Savings | TRC | 0 | 0 | 0
None | Cumulative Program Savings Gas | Ice-Making Head ¦ Business Energy Rebates | TRC | 0 | 0 | 0
None | Cumulative Program Savings Gas | Indoor motion sensor ¦ Instant Savings | TRC | 0 | 0 | 0
None | Cumulative Program Savings Gas | Large Commercial/Industrial ETS System ¦ ETS Business Energy Rebates | TRC | 0 | 0 | 0
None | Cumulative Program Savings Gas | LED - ENERGY STAR Fixture with Motion Sensor ¦ Instant Savings | TRC | 0 | 0 | 0
None | Cumulative Program Savings Gas | LED - ENERGY STAR Fixture without Motion Sensor ¦ Instant Savings | TRC | 0 | 0 | 0
None | Cumulative Program Savings Gas | LED - Other ¦ Instant Savings | TRC | 0 | 0 | 0
None | Cumulative Program Savings Gas | LED - R, BR and Decorative ¦ Instant Savings | TRC | 0 | 0 | 0
None | Cumulative Program Savings Gas | LED - Recessed downlight ¦ Instant Savings | TRC | 0 | 0 | 0
None | Cumulative Program Savings Gas | LED Nightlights - MURB ¦ Efficient Products Installation | TRC | 0 | 0 | 0
None | Cumulative Program Savings Gas | LED Nightlights ¦ Efficient Products Installation | TRC | 0 | 0 | 0
None | Cumulative Program Savings Gas | LED Replacement Lamps for HID (10000 lumen) ¦ Business Energy Rebates | TRC | 0 | 0 | 0
None | Cumulative Program Savings Gas | LED Replacement Lamps for HID (10000 lumen) ¦ Small Business Energy Solutions | TRC | 0 | 0 | 0
None | Cumulative Program Savings Gas | LED Replacement Lamps for HID (4000 lumen) ¦ Business Energy Rebates | TRC | 0 | 0 | 0
None | Cumulative Program Savings Gas | LED Replacement Lamps for HID (4000 lumen) ¦ Small Business Energy Solutions | TRC | 0 | 0 | 0
None | Cumulative Program Savings Gas | LED Troffer (1x4) ¦ Business Energy Rebates | TRC | 0 | 0 | 0
None | Cumulative Program Savings Gas | LED Troffer (1x4) ¦ Small Business Energy Solutions | TRC | 0 | 0 | 0
None | Cumulative Program Savings Gas | LED Troffer (2x2) ¦ Business Energy Rebates | TRC | 0 | 0 | 0
None | Cumulative Program Savings Gas | LED Troffer (2x2) ¦ Small Business Energy Solutions | TRC | 0 | 0 | 0
None | Cumulative Program Savings Gas | LED Troffer (4x2) ¦ Business Energy Rebates | TRC | 0 | 0 | 0
None | Cumulative Program Savings Gas | LED Troffer (4x2) ¦ Small Business Energy Solutions | TRC | 0 | 0 | 0
None | Cumulative Program Savings Gas | LED Wall Sconce (1200 lumen) ¦ Small Business Energy Solutions | TRC | 0 | 0 | 0
None | Cumulative Program Savings Gas | Linear Ambient Luminaire (10000 lumen) ¦ Business Energy Rebates | TRC | 0 | 0 | 0
None | Cumulative Program Savings Gas | Linear Ambient Luminaire (10000 lumen) ¦ Small Business Energy Solutions | TRC | 0 | 0 | 0
None | Cumulative Program Savings Gas | Linear Ambient Luminaire (2000 lumen) ¦ Business Energy Rebates | TRC | 0 | 0 | 0
None | Cumulative Program Savings Gas | Linear Ambient Luminaire (2000 lumen) ¦ Small Business Energy Solutions | TRC | 0 | 0 | 0
None | Cumulative Program Savings Gas | Linear Ambient Luminaire (4000 lumen) ¦ Business Energy Rebates | TRC | 0 | 0 | 0
None | Cumulative Program Savings Gas | Linear Ambient Luminaire (4000 lumen) ¦ Small Business Energy Solutions | TRC | 0 | 0 | 0
None | Cumulative Program Savings Gas | Linear Ambient Luminaire (8000 lumen) ¦ Business Energy Rebates | TRC | 0 | 0 | 0
None | Cumulative Program Savings Gas | Linear Ambient Luminaire (8000 lumen) ¦ Small Business Energy Solutions | TRC | 0 | 0 | 0
None | Cumulative Program Savings Gas | Linear Replacement Lamp (2 foot) ¦ Business Energy Rebates | TRC | 0 | 0 | 0
None | Cumulative Program Savings Gas | Linear Replacement Lamp (2 foot) ¦ Small Business Energy Solutions | TRC | 0 | 0 | 0
None | Cumulative Program Savings Gas | Linear Replacement Lamp (4 foot) ¦ Business Energy Rebates | TRC | 0 | 0 | 0
None | Cumulative Program Savings Gas | Linear Replacement Lamp (4 foot) ¦ Small Business Energy Solutions | TRC | 0 | 0 | 0
None | Cumulative Program Savings Gas | Low-bay Luminaire (10,000 lumen) ¦ Business Energy Rebates | TRC | 0 | 0 | 0
None | Cumulative Program Savings Gas | Low-bay Luminaire (10,000 lumen) ¦ Small Business Energy Solutions | TRC | 0 | 0 | 0
None | Cumulative Program Savings Gas | Low-bay Luminaire (5000 lumen) ¦ Business Energy Rebates | TRC | 0 | 0 | 0
None | Cumulative Program Savings Gas | Low-flow showerhead - 0.5 gpm Reduction - MURB ¦ Efficient Products Installation | TRC | 0 | 0 | 0
None | Cumulative Program Savings Gas | Low-flow showerhead - 0.5 gpm Reduction ¦ Efficient Products Installation | TRC | 0 | 0 | 0
None | Cumulative Program Savings Gas | Low-flow showerhead - 1.0 gpm Reduction - MURB ¦ Efficient Products Installation | TRC | 0 | 0 | 0
None | Cumulative Program Savings Gas | Low-flow showerhead - 1.0 gpm Reduction ¦ Efficient Products Installation | TRC | 0 | 0 | 0
None | Cumulative Program Savings Gas | Low-flow showerhead -0.75 gpm Reduction - MURB ¦ Efficient Products Installation | TRC | 0 | 0 | 0
None | Cumulative Program Savings Gas | Low-flow showerhead -0.75 gpm Reduction ¦ Efficient Products Installation | TRC | 0 | 0 | 0
None | Cumulative Program Savings Gas | Low/Zero Energy Livestock Waterer ¦ Business Energy Rebates | TRC | 0 | 0 | 0
None | Cumulative Program Savings Gas | Luminaire Level Lighting Control (LLLC) - High Impact Application ¦ Business Energy Rebates | TRC | 0 | 0 | 0
None | Cumulative Program Savings Gas | Luminaire Level Lighting Control (LLLC) - Low Impact Application ¦ Business Energy Rebates | TRC | 0 | 0 | 0
None | Cumulative Program Savings Gas | Medium Commercial ETS System ¦ ETS Business Energy Rebates | TRC | 0 | 0 | 0
None | Cumulative Program Savings Gas | Medium Commercial ETS System ¦ ETS Small Business Energy Solutions | TRC | 0 | 0 | 0
None | Cumulative Program Savings Gas | Milk Pre-cooler ¦ Business Energy Rebates | TRC | 0 | 0 | 0
None | Cumulative Program Savings Gas | Mini freezer retirement ¦ Appliance Retirement | TRC | 0 | 0 | 0
None | Cumulative Program Savings Gas | Mini fridge retirement ¦ Appliance Retirement | TRC | 0 | 0 | 0
None | Cumulative Program Savings Gas | Motion sensor with dimmer switch ¦ Instant Savings | TRC | 0 | 0 | 0
None | Cumulative Program Savings Gas | MSHP - Fully Electrical ¦ Green Heat | TRC | 0 | 0 | 0
None | Cumulative Program Savings Gas | MSHP - Mainly Electrical ¦ Green Heat | TRC | 0 | 0 | 0
None | Cumulative Program Savings Gas | Multi-Tank Conveyor Dishwasher - High Temp ¦ Business Energy Rebates | TRC | 0 | 0 | 0
None | Cumulative Program Savings Gas | Multi-Tank Conveyor Dishwasher - High Temp ¦ Small Business Energy Solutions | TRC | 0 | 0 | 0
None | Cumulative Program Savings Gas | Multi-Tank Conveyor Dishwasher - Low Temp ¦ Business Energy Rebates | TRC | 0 | 0 | 0
None | Cumulative Program Savings Gas | Multi-Tank Conveyor Dishwasher - Low Temp ¦ Small Business Energy Solutions | TRC | 0 | 0 | 0
None | Cumulative Program Savings Gas | Natural Barn Ventiliation - Year-Round ¦ Business Energy Rebates | TRC | 0 | 0 | 0
None | Cumulative Program Savings Gas | Networked/ Connected - Indoor LED Lamp ¦ Instant Savings | TRC | 0 | 0 | 0
None | Cumulative Program Savings Gas | Networked/Connected - High Impact Application ¦ Business Energy Rebates | TRC | 0 | 0 | 0
None | Cumulative Program Savings Gas | Networked/Connected - Low Impact Application ¦ Business Energy Rebates | TRC | 0 | 0 | 0
None | Cumulative Program Savings Gas | No-Loss Drain ¦ Business Energy Rebates | TRC | 0 | 0 | 0
None | Cumulative Program Savings Gas | Occupancy Sensor (Ceiling Mounted) ¦ Business Energy Rebates | TRC | 0 | 0 | 0
None | Cumulative Program Savings Gas | Occupancy Sensor (Ceiling Mounted) ¦ Small Business Energy Solutions | TRC | 0 | 0 | 0
None | Cumulative Program Savings Gas | Occupancy Sensor (Wall Mounted) ¦ Business Energy Rebates | TRC | 0 | 0 | 0
None | Cumulative Program Savings Gas | Occupancy Sensor (Wall Mounted) ¦ Small Business Energy Solutions | TRC | 0 | 0 | 0
None | Cumulative Program Savings Gas | Occupancy Sensor (Exterior) ¦ Business Energy Rebates | TRC | 0 | 0 | 0
None | Cumulative Program Savings Gas | Open to Closed Cooler Conversion ¦ Business Energy Rebates | TRC | 0 | 0 | 0
None | Cumulative Program Savings Gas | Open to Closed Cooler Conversion ¦ Small Business Energy Solutions | TRC | 0 | 0 | 0
None | Cumulative Program Savings Gas | Outdoor motion sensor ¦ Instant Savings | TRC | 0 | 0 | 0
None | Cumulative Program Savings Gas | Outside Air Economizer ¦ Business Energy Rebates | TRC | 0 | 0 | 0
None | Cumulative Program Savings Gas | Packaged Terminal Heat Pump (12kBTU/hr) ¦ Business Energy Rebates | TRC | 0 | 0 | 0
None | Cumulative Program Savings Gas | Parking Garage Luminaire (4000 lumen) ¦ Small Business Energy Solutions | TRC | 0 | 0 | 0
None | Cumulative Program Savings Gas | Pellet Boiler/Furnace ¦ Green Heat | TRC | 0 | 0 | 0
None | Cumulative Program Savings Gas | Pellet Stove ¦ Green Heat | TRC | 0 | 0 | 0
None | Cumulative Program Savings Gas | Pipe Insulation - MURB ¦ Efficient Products Installation | TRC | 0 | 0 | 0
None | Cumulative Program Savings Gas | Pipe Insulation ¦ Efficient Products Installation | TRC | 0 | 0 | 0
None | Cumulative Program Savings Gas | Pole/Arm-Mounted Area Luminaire (20000 lumen) ¦ Business Energy Rebates | TRC | 0 | 0 | 0
None | Cumulative Program Savings Gas | Pole/Arm-Mounted Area Luminaire (20000 lumen) ¦ Small Business Energy Solutions | TRC | 0 | 0 | 0
None | Cumulative Program Savings Gas | Pole/Arm-Mounted Area Luminaire (4000 lumen) ¦ Small Business Energy Solutions | TRC | 0 | 0 | 0
None | Cumulative Program Savings Gas | Pole/Arm-Mounted Area Luminaire (60000 lumen) ¦ Business Energy Rebates | TRC | 0 | 0 | 0
None | Cumulative Program Savings Gas | Pole/Arm-Mounted Decorative Luminaire (1500 lumen) ¦ Small Business Energy Solutions | TRC | 0 | 0 | 0
None | Cumulative Program Savings Gas | Pole/Arm-Mounted Decorative Luminaire (5000 lumen) ¦ Business Energy Rebates | TRC | 0 | 0 | 0
None | Cumulative Program Savings Gas | Pole/Arm-Mounted Decorative Luminaire (5000 lumen) ¦ Small Business Energy Solutions | TRC | 0 | 0 | 0
None | Cumulative Program Savings Gas | Pot, Pan and Utensil Dishwasher - High Temp ¦ Business Energy Rebates | TRC | 0 | 0 | 0
None | Cumulative Program Savings Gas | Power bar with timer ¦ Instant Savings | TRC | 0 | 0 | 0
None | Cumulative Program Savings Gas | Premium High Bay Luminaire (15 000 lumen) ¦ Business Energy Rebates | TRC | 0 | 0 | 0
None | Cumulative Program Savings Gas | Premium High Bay Luminaire (15 000 lumen) ¦ Small Business Energy Solutions | TRC | 0 | 0 | 0
None | Cumulative Program Savings Gas | Premium High Bay Luminaire (35 000 lumen) ¦ Business Energy Rebates | TRC | 0 | 0 | 0
None | Cumulative Program Savings Gas | Premium High Bay Luminaire (35 000 lumen) ¦ Small Business Energy Solutions | TRC | 0 | 0 | 0
None | Cumulative Program Savings Gas | Premium High Bay Luminaire (60 000 lumen) ¦ Business Energy Rebates | TRC | 0 | 0 | 0
None | Cumulative Program Savings Gas | Programmable thermostat ¦ Instant Savings | TRC | 0 | 0 | 0
None | Cumulative Program Savings Gas | Programmable Thermostats ¦ First Nations Home Retrofits | TRC | 0 | 0 | 0
None | Cumulative Program Savings Gas | Range / Stove replacement ¦ Appliance Retirement | TRC | 0 | 0 | 0
None | Cumulative Program Savings Gas | Reflector Lamp (MR16) ¦ Small Business Energy Solutions | TRC | 0 | 0 | 0
None | Cumulative Program Savings Gas | Reflector Lamp (PAR38) ¦ Small Business Energy Solutions | TRC | 0 | 0 | 0
None | Cumulative Program Savings Gas | Refrigerated Case Luminaire ¦ Business Energy Rebates | TRC | 0 | 0 | 0
None | Cumulative Program Savings Gas | Refrigerated Case Luminaire ¦ Small Business Energy Solutions | TRC | 0 | 0 | 0
None | Cumulative Program Savings Gas | Refrigerator replacement (Low income only) ¦ Appliance Retirement | TRC | 0 | 0 | 0
None | Cumulative Program Savings Gas | Refrigerator replacement (Low income only) ¦ First Nations Home Retrofits | TRC | 0 | 0 | 0
None | Cumulative Program Savings Gas | Refrigerator retirement ¦ Appliance Retirement | TRC | 0 | 0 | 0
None | Cumulative Program Savings Gas | Remote Condensing Unit ¦ Business Energy Rebates | TRC | 0 | 0 | 0
None | Cumulative Program Savings Gas | Residential DHW Timer ¦ ETS Green Heat | TRC | 0 | 0 | 0
None | Cumulative Program Savings Gas | Residential ETS System (Central) ¦ ETS Green Heat | TRC | 0 | 0 | 0
None | Cumulative Program Savings Gas | Residential ETS System (Central) ¦ ETS Home Energy Assessment | TRC | 0 | 0 | 0
None | Cumulative Program Savings Gas | Residential ETS System (Room) ¦ ETS Green Heat | TRC | 0 | 0 | 0
None | Cumulative Program Savings Gas | Residential ETS System (Room) ¦ ETS Home Energy Assessment | TRC | 0 | 0 | 0
None | Cumulative Program Savings Gas | Room air purifier ¦ Instant Savings | TRC | 0 | 0 | 0
None | Cumulative Program Savings Gas | Server Virtualization and Decommissioning ¦ Business Energy Rebates | TRC | 0 | 0 | 0
None | Cumulative Program Savings Gas | Single-Tank Door type Dishwasher - High Temp ¦ Business Energy Rebates | TRC | 0 | 0 | 0
None | Cumulative Program Savings Gas | Single-Tank Door type Dishwasher - Low Temp ¦ Business Energy Rebates | TRC | 0 | 0 | 0
None | Cumulative Program Savings Gas | Single -Tank Conveyor Dishwasher - High Temp ¦ Business Energy Rebates | TRC | 0 | 0 | 0
None | Cumulative Program Savings Gas | Single -Tank Conveyor Dishwasher - Low Temp ¦ Business Energy Rebates | TRC | 0 | 0 | 0
None | Cumulative Program Savings Gas | Single Heat Pad (Agriculture) ¦ Business Energy Rebates | TRC | 0 | 0 | 0
None | Cumulative Program Savings Gas | Small Commercial ETS Sytem ¦ ETS Business Energy Rebates | TRC | 0 | 0 | 0
None | Cumulative Program Savings Gas | Small Commercial ETS Sytem ¦ ETS Small Business Energy Solutions | TRC | 0 | 0 | 0
None | Cumulative Program Savings Gas | Smart power bar ¦ Instant Savings | TRC | 0 | 0 | 0
None | Cumulative Program Savings Gas | Smart Power Controllers - MURB ¦ Efficient Products Installation | TRC | 0 | 0 | 0
None | Cumulative Program Savings Gas | Smart Power Controllers ¦ Efficient Products Installation | TRC | 0 | 0 | 0
None | Cumulative Program Savings Gas | Solar air heating ¦ Green Heat | TRC | 0 | 0 | 0
None | Cumulative Program Savings Gas | Solar Domestic Hot Water ¦ Green Heat | TRC | 0 | 0 | 0
None | Cumulative Program Savings Gas | Solar Domestic Hot Water ¦ Home Energy Assessment | TRC | 0 | 0 | 0
None | Cumulative Program Savings Gas | Solid Door Freezer ¦ Business Energy Rebates | TRC | 0 | 0 | 0
None | Cumulative Program Savings Gas | Solid Door Freezer ¦ Small Business Energy Solutions | TRC | 0 | 0 | 0
None | Cumulative Program Savings Gas | Solid Door Refrigerator ¦ Business Energy Rebates | TRC | 0 | 0 | 0
None | Cumulative Program Savings Gas | Solid Door Refrigerator ¦ Small Business Energy Solutions | TRC | 0 | 0 | 0
None | Cumulative Program Savings Gas | Standard Capacity Electric Fryer ¦ Business Energy Rebates | TRC | 0 | 0 | 0
None | Cumulative Program Savings Gas | Standard Capacity Electric Fryer ¦ Small Business Energy Solutions | TRC | 0 | 0 | 0
None | Cumulative Program Savings Gas | Strategic Energy Management ¦ SEM | TRC | 0 | 0 | 0
None | Cumulative Program Savings Gas | Strip-Curtains for Display Cases ¦ Business Energy Rebates | TRC | 0 | 0 | 0
None | Cumulative Program Savings Gas | Strip-Curtains for Display Cases ¦ Small Business Energy Solutions | TRC | 0 | 0 | 0
None | Cumulative Program Savings Gas | Track/Mono-point Direction Luminaire ¦ Business Energy Rebates | TRC | 0 | 0 | 0
None | Cumulative Program Savings Gas | Unconverted D ¦ Home Energy Assessment | TRC | 0 | 0 | 0
None | Cumulative Program Savings Gas | Under-Counter Dishwasher - HighTemp ¦ Business Energy Rebates | TRC | 0 | 0 | 0
None | Cumulative Program Savings Gas | Under-Counter Dishwasher - Low Temp ¦ Business Energy Rebates | TRC | 0 | 0 | 0
None | Cumulative Program Savings Gas | Variable Speed Kitchen Exhaust Fan ¦ Business Energy Rebates | TRC | 0 | 0 | 0
None | Cumulative Program Savings Gas | Variable Speed Kitchen Exhaust Fan ¦ Small Business Energy Solutions | TRC | 0 | 0 | 0
None | Cumulative Program Savings Gas | Ventilation Fan (Agriculture) ¦ Business Energy Rebates | TRC | 0 | 0 | 0
None | Cumulative Program Savings Gas | VFD - 10 hp - Institutional - Make-up Air Fan ¦ Business Energy Rebates | TRC | 0 | 0 | 0
None | Cumulative Program Savings Gas | VFD - 10 hp - Retail - Supply Fan ¦ Business Energy Rebates | TRC | 0 | 0 | 0
None | Cumulative Program Savings Gas | VFD - 20 hp - Institutional - Chilled Water Pump ¦ Business Energy Rebates | TRC | 0 | 0 | 0
None | Cumulative Program Savings Gas | VFD - 20 hp - Retail - Exhaust Fan ¦ Business Energy Rebates | TRC | 0 | 0 | 0
None | Cumulative Program Savings Gas | VFD - 30 hp - Institutional - Make-up Air Fan ¦ Business Energy Rebates | TRC | 0 | 0 | 0
None | Cumulative Program Savings Gas | VFD - 30 hp - Retail - Supply Fan ¦ Business Energy Rebates | TRC | 0 | 0 | 0
None | Cumulative Program Savings Gas | VFD - 40 hp - Warehousing - Exhaust Fan ¦ Business Energy Rebates | TRC | 0 | 0 | 0
None | Cumulative Program Savings Gas | VFD - 5 hp - Institutional - Chilled Water Pump ¦ Business Energy Rebates | TRC | 0 | 0 | 0
None | Cumulative Program Savings Gas | VFD - 5 hp - Retail - Exhaust Fan ¦ Business Energy Rebates | TRC | 0 | 0 | 0
None | Cumulative Program Savings Gas | VFD Milk Transfer Pump ¦ Business Energy Rebates | TRC | 0 | 0 | 0
None | Cumulative Program Savings Gas | VFD Milk Transfer Pump ¦ Small Business Energy Solutions | TRC | 0 | 0 | 0
None | Cumulative Program Savings Gas | VFD Milk Vacuum Pump ¦ Business Energy Rebates | TRC | 0 | 0 | 0
None | Cumulative Program Savings Gas | VFD Milk Vacuum Pump ¦ Small Business Energy Solutions | TRC | 0 | 0 | 0
None | Cumulative Program Savings Gas | Wall Mounted Area Luminaire (1000 lumen) ¦ Business Energy Rebates | TRC | 0 | 0 | 0
None | Cumulative Program Savings Gas | Wall Mounted Area Luminaire (1000 lumen) ¦ Small Business Energy Solutions | TRC | 0 | 0 | 0
None | Cumulative Program Savings Gas | Wall Mounted Area Luminaire (10000 lumen) ¦ Business Energy Rebates | TRC | 0 | 0 | 0
None | Cumulative Program Savings Gas | Wall Mounted Area Luminaire (10000 lumen) ¦ Small Business Energy Solutions | TRC | 0 | 0 | 0
None | Cumulative Program Savings Gas | Wall Wash Luminaire (1000 lumen) ¦ Business Energy Rebates | TRC | 0 | 0 | 0
None | Cumulative Program Savings Gas | Wall wash luminaire (1500 lumen) ¦ Business Energy Rebates | TRC | 0 | 0 | 0
None | Cumulative Program Savings Gas | Whole Home - tier 0 (22% better than code on average) ¦ New Home Construction | TRC | 0 | 0 | 0
None | Cumulative Program Savings Gas | Whole home - tier 1 (45% better than code target) ¦ New Home Construction | TRC | 0 | 0 | 0
None | Cumulative Program Savings Gas | Whole home - tier 2 (60% better than code target) ¦ New Home Construction | TRC | 0 | 0 | 0
None | Cumulative Program Savings Gas | Whole home - tier 3 (70% better than code target) ¦ New Home Construction | TRC | 0 | 0 | 0
None | Cumulative Program Savings Gas | Whole Home ¦ Home Energy Assessment | TRC | 0 | 0 | 0
None | Cumulative Program Savings Gas | Whole Home First Nations Retrofit ¦ First Nations Home Retrofits | TRC | 0 | 0 | 0
None | Cumulative Program Savings Gas | Wood Boiler/Furnace ¦ Green Heat | TRC | 0 | 0 | 0
None | Cumulative Program Savings Gas | Wood Stove ¦ Green Heat | TRC | 0 | 0 | 0
None | Cumulative Program Savings Gas | Zero-Energy Doors for Reach-In Coolers ¦ Small Business Energy Solutions | TRC | 0 | 0 | 0
None | Cumulative Program Savings Water | 1/2 Size Hot Food Holding Cabinet ¦ Business Energy Rebates | TRC | 0 | 0 | 0
None | Cumulative Program Savings Water | 11W Replacing 60W - MURB ¦ Efficient Products Installation | TRC | 0 | 0 | 0
None | Cumulative Program Savings Water | 11W Replacing 60W ¦ Efficient Products Installation | TRC | 0 | 0 | 0
None | Cumulative Program Savings Water | 18W Replacing 100W - MURB ¦ Efficient Products Installation | TRC | 0 | 0 | 0
None | Cumulative Program Savings Water | 18W Replacing 100W ¦ Efficient Products Installation | TRC | 0 | 0 | 0
None | Cumulative Program Savings Water | 18W Replacing 75W - MURB ¦ Efficient Products Installation | TRC | 0 | 0 | 0
None | Cumulative Program Savings Water | 18W Replacing 75W ¦ Efficient Products Installation | TRC | 0 | 0 | 0
None | Cumulative Program Savings Water | 5W Chandelier E12 - MURB ¦ Efficient Products Installation | TRC | 0 | 0 | 0
None | Cumulative Program Savings Water | 5W Chandelier E12 ¦ Efficient Products Installation | TRC | 0 | 0 | 0
None | Cumulative Program Savings Water | 7W G25 - MURB ¦ Efficient Products Installation | TRC | 0 | 0 | 0
None | Cumulative Program Savings Water | 7W G25 ¦ Efficient Products Installation | TRC | 0 | 0 | 0
None | Cumulative Program Savings Water | 7W GU10 Replacing 35W - MURB ¦ Efficient Products Installation | TRC | 0 | 0 | 0
None | Cumulative Program Savings Water | 7W GU10 Replacing 35W ¦ Efficient Products Installation | TRC | 0 | 0 | 0
None | Cumulative Program Savings Water | 7W GU10 Replacing 50W - MURB ¦ Efficient Products Installation | TRC | 0 | 0 | 0
None | Cumulative Program Savings Water | 7W GU10 Replacing 50W ¦ Efficient Products Installation | TRC | 0 | 0 | 0
None | Cumulative Program Savings Water | 9.5W Replacing 100W - MURB ¦ Efficient Products Installation | TRC | 0 | 0 | 0
None | Cumulative Program Savings Water | 9.5W Replacing 100W ¦ Efficient Products Installation | TRC | 0 | 0 | 0
None | Cumulative Program Savings Water | 9.5W Replacing 40W - MURB ¦ Efficient Products Installation | TRC | 0 | 0 | 0
None | Cumulative Program Savings Water | 9.5W Replacing 40W ¦ Efficient Products Installation | TRC | 0 | 0 | 0
None | Cumulative Program Savings Water | 9.5W Replacing 60W - MURB ¦ Efficient Products Installation | TRC | 0 | 0 | 0
None | Cumulative Program Savings Water | 9.5W Replacing 60W ¦ Efficient Products Installation | TRC | 0 | 0 | 0
None | Cumulative Program Savings Water | 9W Replacing 100W - MURB ¦ Efficient Products Installation | TRC | 0 | 0 | 0
None | Cumulative Program Savings Water | 9W Replacing 100W ¦ Efficient Products Installation | TRC | 0 | 0 | 0
None | Cumulative Program Savings Water | 9W Replacing 40W - MURB ¦ Efficient Products Installation | TRC | 0 | 0 | 0
None | Cumulative Program Savings Water | 9W Replacing 40W ¦ Efficient Products Installation | TRC | 0 | 0 | 0
None | Cumulative Program Savings Water | 9W Replacing 60W - MURB ¦ Efficient Products Installation | TRC | 0 | 0 | 0
None | Cumulative Program Savings Water | 9W Replacing 60W ¦ Efficient Products Installation | TRC | 0 | 0 | 0
None | Cumulative Program Savings Water | Advanced Lighting Design (Performance Lighting) ¦ Business Energy Rebates | TRC | 0 | 0 | 0
None | Cumulative Program Savings Water | Air-Entraining Air Nozzle ¦ Business Energy Rebates | TRC | 0 | 0 | 0
None | Cumulative Program Savings Water | Air Conditioner retirement ¦ Appliance Retirement | TRC | 0 | 0 | 0
None | Cumulative Program Savings Water | ASHP and AWHP - Electrical ¦ Green Heat | TRC | 0 | 0 | 0
None | Cumulative Program Savings Water | Case Lighting for Sign Retrofits ¦ Business Energy Rebates | TRC | 0 | 0 | 0
None | Cumulative Program Savings Water | CEE Tier 2 Commercial Washing Machine ¦ Business Energy Rebates | TRC | 0 | 0 | 0
None | Cumulative Program Savings Water | CEE Tier 3 Commercial Washing Machine ¦ Business Energy Rebates | TRC | 0 | 0 | 0
None | Cumulative Program Savings Water | Circulation Fan (Agriculture) ¦ Business Energy Rebates | TRC | 0 | 0 | 0
None | Cumulative Program Savings Water | Clothes-line ¦ Instant Savings | TRC | 0 | 0 | 0
None | Cumulative Program Savings Water | Clothes Dryer replacement ¦ Appliance Retirement | TRC | 0 | 0 | 0
None | Cumulative Program Savings Water | Clothes Dryers ¦ First Nations Home Retrofits | TRC | 0 | 0 | 0
None | Cumulative Program Savings Water | Clothes Washer replacement ¦ Appliance Retirement | TRC | 0 | 0 | 0
None | Cumulative Program Savings Water | Clothes Washers ¦ First Nations Home Retrofits | TRC | 0 | 0 | 0
None | Cumulative Program Savings Water | Cold Climate Air-Source Heat Pump (24kBTU/hr) ¦ Business Energy Rebates | TRC | 0 | 0 | 0
None | Cumulative Program Savings Water | Cold Climate Air-Source Heat Pump (24kBTU/hr) ¦ Small Business Energy Solutions | TRC | 0 | 0 | 0
None | Cumulative Program Savings Water | Cold Climate Air-Source Heat Pump (48kBTU/hr) ¦ Business Energy Rebates | TRC | 0 | 0 | 0
None | Cumulative Program Savings Water | Custom Energy Efficiency ¦ Affordable MultiFamily Renter | TRC | 0 | 0 | 0
None | Cumulative Program Savings Water | Custom Energy Efficiency ¦ Custom Retrofit | TRC | 0 | 0 | 0
None | Cumulative Program Savings Water | Cycling Refrigerated Air Dryer - 50 CFM ¦ Business Energy Rebates | TRC | 0 | 0 | 0
None | Cumulative Program Savings Water | Dairy Scroll Compressor ¦ Business Energy Rebates | TRC | 0 | 0 | 0
None | Cumulative Program Savings Water | Daylighting Controls - Ceiling Mounted ¦ Business Energy Rebates | TRC | 0 | 0 | 0
None | Cumulative Program Savings Water | Daylighting Controls - Switch-Mounted ¦ Business Energy Rebates | TRC | 0 | 0 | 0
None | Cumulative Program Savings Water | Decorative Lamp ¦ Small Business Energy Solutions | TRC | 0 | 0 | 0
None | Cumulative Program Savings Water | Dehumidifier ¦ Instant Savings | TRC | 0 | 0 | 0
None | Cumulative Program Savings Water | Dehumidifier replacement (Low income only) ¦ Appliance Retirement | TRC | 0 | 0 | 0
None | Cumulative Program Savings Water | Dehumidifier replacement (Low income only) ¦ First Nations Home Retrofits | TRC | 0 | 0 | 0
None | Cumulative Program Savings Water | Dimmer Switch ¦ Instant Savings | TRC | 0 | 0 | 0
None | Cumulative Program Savings Water | Dishwasher replacement ¦ Appliance Retirement | TRC | 0 | 0 | 0
None | Cumulative Program Savings Water | Door Heater Controls ¦ Business Energy Rebates | TRC | 0 | 0 | 0
None | Cumulative Program Savings Water | Double Heat Pad (Agriculture) ¦ Business Energy Rebates | TRC | 0 | 0 | 0
None | Cumulative Program Savings Water | Downlight Luminaire (1200 lumen) ¦ Small Business Energy Solutions | TRC | 0 | 0 | 0
None | Cumulative Program Savings Water | Downlight Luminaire (3000 lumen) ¦ Small Business Energy Solutions | TRC | 0 | 0 | 0
None | Cumulative Program Savings Water | Downlight Luminaire (800 lumen) ¦ Small Business Energy Solutions | TRC | 0 | 0 | 0
None | Cumulative Program Savings Water | Drain Water Heat Recovery ¦ First Nations Home Retrofits | TRC | 0 | 0 | 0
None | Cumulative Program Savings Water | Drain Water Heat Recovery ¦ Green Heat | TRC | 0 | 0 | 0
None | Cumulative Program Savings Water | Drain Water Heat Recovery ¦ Home Energy Assessment | TRC | 0 | 0 | 0
None | Cumulative Program Savings Water | Dual Enthalpy Economizer Controls ¦ Business Energy Rebates | TRC | 0 | 0 | 0
None | Cumulative Program Savings Water | EC Motor for Refrigeration Applications ¦ Business Energy Rebates1 | TRC | 0 | 0 | 0
None | Cumulative Program Savings Water | EC Motor for Refrigeration Applications ¦ Business Energy Rebates2 | TRC | 0 | 0 | 0
None | Cumulative Program Savings Water | ECM Circulator Pump ¦ Instant Savings | TRC | 0 | 0 | 0
None | Cumulative Program Savings Water | Efficient clothes washer ¦ Instant Savings | TRC | 0 | 0 | 0
None | Cumulative Program Savings Water | Efficient refrigerator ¦ Instant Savings | TRC | 0 | 0 | 0
None | Cumulative Program Savings Water | Electric Combination Oven ¦ Business Energy Rebates | TRC | 0 | 0 | 0
None | Cumulative Program Savings Water | Electric Combination Oven with Gas ¦ Business Energy Rebates | TRC | 0 | 0 | 0
None | Cumulative Program Savings Water | Electric Convection Oven ¦ Business Energy Rebates | TRC | 0 | 0 | 0
None | Cumulative Program Savings Water | Electric Convection Oven with Gas ¦ Business Energy Rebates | TRC | 0 | 0 | 0
None | Cumulative Program Savings Water | Electric Fryer Replacement with Gas ¦ Business Energy Rebates | TRC | 0 | 0 | 0
None | Cumulative Program Savings Water | Electric Griddle Replacement with Gas ¦ Business Energy Rebates | TRC | 0 | 0 | 0
None | Cumulative Program Savings Water | Electric Steam Cooker ¦ Business Energy Rebates | TRC | 0 | 0 | 0
None | Cumulative Program Savings Water | Electric Steam Cooker Replacement with Gas ¦ Business Energy Rebates | TRC | 0 | 0 | 0
None | Cumulative Program Savings Water | Electric to Natural Gas - Water Heater ¦ Business Energy Rebates | TRC | 0 | 0 | 0
None | Cumulative Program Savings Water | Energy Management Information Systems ¦ EMIS | TRC | 0 | 0 | 0
None | Cumulative Program Savings Water | Energy Star Dryer ¦ Instant Savings | TRC | 0 | 0 | 0
None | Cumulative Program Savings Water | ENERGY STAR Pool Pump ¦ Business Energy Rebates | TRC | 0 | 0 | 0
None | Cumulative Program Savings Water | ENERGY STAR Uninteruptible Power Supplies (UPS) ¦ Business Energy Rebates | TRC | 0 | 0 | 0
None | Cumulative Program Savings Water | ENERGY STAR Washing Machine ¦ Business Energy Rebates | TRC | 100.5251 | 201.0502 | 301.5754
None | Cumulative Program Savings Water | Evaporator Fan Motor Controls ¦ Business Energy Rebates | TRC | 0 | 0 | 0
None | Cumulative Program Savings Water | Faucet Aerators - MURB ¦ Efficient Products Installation | TRC | 0 | 0 | 0
None | Cumulative Program Savings Water | Faucet Aerators ¦ Efficient Products Installation | TRC | 0 | 0 | 0
None | Cumulative Program Savings Water | Flood Luminaire (10000 lumen) ¦ Business Energy Rebates | TRC | 0 | 0 | 0
None | Cumulative Program Savings Water | Flood Luminaire (10000 lumen) ¦ Small Business Energy Solutions | TRC | 0 | 0 | 0
None | Cumulative Program Savings Water | Flood Luminaire (48000 lumen) ¦ Business Energy Rebates | TRC | 0 | 0 | 0
None | Cumulative Program Savings Water | Flood Luminaire (48000 lumen) ¦ Small Business Energy Solutions | TRC | 0 | 0 | 0
None | Cumulative Program Savings Water | Four Pin Replacement Lamps for CFLs ¦ Business Energy Rebates | TRC | 0 | 0 | 0
None | Cumulative Program Savings Water | Four Pin Replacement Lamps for CFLs ¦ Small Business Energy Solutions | TRC | 0 | 0 | 0
None | Cumulative Program Savings Water | Freezer replacement (Low income only) ¦ Appliance Retirement | TRC | 0 | 0 | 0
None | Cumulative Program Savings Water | Freezer replacement (Low income only) ¦ First Nations Home Retrofits | TRC | 0 | 0 | 0
None | Cumulative Program Savings Water | Freezer replacement ¦ Appliance Retirement | TRC | 0 | 0 | 0
None | Cumulative Program Savings Water | Freezer retirement ¦ Appliance Retirement | TRC | 0 | 0 | 0
None | Cumulative Program Savings Water | Fridge replacement ¦ Appliance Retirement | TRC | 0 | 0 | 0
None | Cumulative Program Savings Water | Fuel Pump Canopy Luminaire (4000 lumen) ¦ Small Business Energy Solutions | TRC | 0 | 0 | 0
None | Cumulative Program Savings Water | General Use Lamp (A,G Types) ¦ Small Business Energy Solutions | TRC | 0 | 0 | 0
None | Cumulative Program Savings Water | Glass Door Freezer ¦ Small Business Energy Solutions | TRC | 0 | 0 | 0
None | Cumulative Program Savings Water | Glass Door Refrigerator ¦ Business Energy Rebates | TRC | 0 | 0 | 0
None | Cumulative Program Savings Water | Glass Door Refrigerator ¦ Small Business Energy Solutions | TRC | 0 | 0 | 0
None | Cumulative Program Savings Water | Ground Source Heat Pump (60kBTU/hr) ¦ Business Energy Rebates | TRC | 0 | 0 | 0
None | Cumulative Program Savings Water | Ground Source Heat Pump (60kBTU/hr) ¦ Small Business Energy Solutions | TRC | 0 | 0 | 0
None | Cumulative Program Savings Water | GSHP ¦ Green Heat | TRC | 0 | 0 | 0
None | Cumulative Program Savings Water | Heat Pump Clothes Dryer ¦ Business Energy Rebates | TRC | 0 | 0 | 0
None | Cumulative Program Savings Water | Heat Pump Dryer (ventless) ¦ Instant Savings | TRC | 0 | 0 | 0
None | Cumulative Program Savings Water | Heat Pump Water Heater ¦ Business Energy Rebates | TRC | 0 | 0 | 0
None | Cumulative Program Savings Water | Heat Pump Water Heater ¦ First Nations Home Retrofits | TRC | 0 | 0 | 0
None | Cumulative Program Savings Water | Heat Pump Water Heater ¦ Green Heat | TRC | 0 | 0 | 0
None | Cumulative Program Savings Water | Heat Pump Water Heater ¦ Home Energy Assessment | TRC | 0 | 0 | 0
None | Cumulative Program Savings Water | Heat Pump Water Heater ¦ Small Business Energy Solutions | TRC | 0 | 0 | 0
None | Cumulative Program Savings Water | Heat Reclaimer Unit (Agriculture) ¦ Business Energy Rebates | TRC | 0 | 0 | 0
None | Cumulative Program Savings Water | Heat Reclaimer Unit (Agriculture) ¦ Small Business Energy Solutions | TRC | 0 | 0 | 0
None | Cumulative Program Savings Water | Heavy duty timer ¦ Instant Savings | TRC | 0 | 0 | 0
None | Cumulative Program Savings Water | High Bay Luminaire (15 000 lumen) ¦ Business Energy Rebates | TRC | 0 | 0 | 0
None | Cumulative Program Savings Water | High Bay Luminaire (15 000 lumen) ¦ Small Business Energy Solutions | TRC | 0 | 0 | 0
None | Cumulative Program Savings Water | High Bay Luminaire (35 000 lumen) ¦ Small Business Energy Solutions | TRC | 0 | 0 | 0
None | Cumulative Program Savings Water | High Efficiency Circulator Pump 1.5kW ¦ Business Energy Rebates | TRC | 0 | 0 | 0
None | Cumulative Program Savings Water | High Efficiency Circulator Pump 100W ¦ Business Energy Rebates | TRC | 0 | 0 | 0
None | Cumulative Program Savings Water | High Efficiency Circulator Pump 300W ¦ Business Energy Rebates | TRC | 0 | 0 | 0
None | Cumulative Program Savings Water | High Volume Low Speed Fan (Agriculture) ¦ Business Energy Rebates | TRC | 0 | 0 | 0
None | Cumulative Program Savings Water | High Volume Low Speed Fan (Agriculture) ¦ Small Business Energy Solutions | TRC | 0 | 0 | 0
None | Cumulative Program Savings Water | Holiday Lights Exchange - MURB ¦ Efficient Products Installation | TRC | 0 | 0 | 0
None | Cumulative Program Savings Water | Holiday Lights Exchange ¦ Efficient Products Installation | TRC | 0 | 0 | 0
None | Cumulative Program Savings Water | Hot Water Tank Wrap - MURB ¦ Efficient Products Installation | TRC | 0 | 0 | 0
None | Cumulative Program Savings Water | Hot Water Tank Wrap ¦ Efficient Products Installation | TRC | 0 | 0 | 0
None | Cumulative Program Savings Water | HVAC Hotel Occupancy Sensor ¦ Business Energy Rebates | TRC | 0 | 0 | 0
None | Cumulative Program Savings Water | Hybrid Heat Pump Dryer ¦ Instant Savings | TRC | 0 | 0 | 0
None | Cumulative Program Savings Water | Ice-Making Head ¦ Business Energy Rebates | TRC | 0 | 0 | 0
None | Cumulative Program Savings Water | Indoor motion sensor ¦ Instant Savings | TRC | 0 | 0 | 0
None | Cumulative Program Savings Water | Large Commercial/Industrial ETS System ¦ ETS Business Energy Rebates | TRC | 0 | 0 | 0
None | Cumulative Program Savings Water | LED - ENERGY STAR Fixture with Motion Sensor ¦ Instant Savings | TRC | 0 | 0 | 0
None | Cumulative Program Savings Water | LED - ENERGY STAR Fixture without Motion Sensor ¦ Instant Savings | TRC | 0 | 0 | 0
None | Cumulative Program Savings Water | LED - Other ¦ Instant Savings | TRC | 0 | 0 | 0
None | Cumulative Program Savings Water | LED - R, BR and Decorative ¦ Instant Savings | TRC | 0 | 0 | 0
None | Cumulative Program Savings Water | LED - Recessed downlight ¦ Instant Savings | TRC | 0 | 0 | 0
None | Cumulative Program Savings Water | LED Nightlights - MURB ¦ Efficient Products Installation | TRC | 0 | 0 | 0
None | Cumulative Program Savings Water | LED Nightlights ¦ Efficient Products Installation | TRC | 0 | 0 | 0
None | Cumulative Program Savings Water | LED Replacement Lamps for HID (10000 lumen) ¦ Business Energy Rebates | TRC | 0 | 0 | 0
None | Cumulative Program Savings Water | LED Replacement Lamps for HID (10000 lumen) ¦ Small Business Energy Solutions | TRC | 0 | 0 | 0
None | Cumulative Program Savings Water | LED Replacement Lamps for HID (4000 lumen) ¦ Business Energy Rebates | TRC | 0 | 0 | 0
None | Cumulative Program Savings Water | LED Replacement Lamps for HID (4000 lumen) ¦ Small Business Energy Solutions | TRC | 0 | 0 | 0
None | Cumulative Program Savings Water | LED Troffer (1x4) ¦ Business Energy Rebates | TRC | 0 | 0 | 0
None | Cumulative Program Savings Water | LED Troffer (1x4) ¦ Small Business Energy Solutions | TRC | 0 | 0 | 0
None | Cumulative Program Savings Water | LED Troffer (2x2) ¦ Business Energy Rebates | TRC | 0 | 0 | 0
None | Cumulative Program Savings Water | LED Troffer (2x2) ¦ Small Business Energy Solutions | TRC | 0 | 0 | 0
None | Cumulative Program Savings Water | LED Troffer (4x2) ¦ Business Energy Rebates | TRC | 0 | 0 | 0
None | Cumulative Program Savings Water | LED Troffer (4x2) ¦ Small Business Energy Solutions | TRC | 0 | 0 | 0
None | Cumulative Program Savings Water | LED Wall Sconce (1200 lumen) ¦ Small Business Energy Solutions | TRC | 0 | 0 | 0
None | Cumulative Program Savings Water | Linear Ambient Luminaire (10000 lumen) ¦ Business Energy Rebates | TRC | 0 | 0 | 0
None | Cumulative Program Savings Water | Linear Ambient Luminaire (10000 lumen) ¦ Small Business Energy Solutions | TRC | 0 | 0 | 0
None | Cumulative Program Savings Water | Linear Ambient Luminaire (2000 lumen) ¦ Business Energy Rebates | TRC | 0 | 0 | 0
None | Cumulative Program Savings Water | Linear Ambient Luminaire (2000 lumen) ¦ Small Business Energy Solutions | TRC | 0 | 0 | 0
None | Cumulative Program Savings Water | Linear Ambient Luminaire (4000 lumen) ¦ Business Energy Rebates | TRC | 0 | 0 | 0
None | Cumulative Program Savings Water | Linear Ambient Luminaire (4000 lumen) ¦ Small Business Energy Solutions | TRC | 0 | 0 | 0
None | Cumulative Program Savings Water | Linear Ambient Luminaire (8000 lumen) ¦ Business Energy Rebates | TRC | 0 | 0 | 0
None | Cumulative Program Savings Water | Linear Ambient Luminaire (8000 lumen) ¦ Small Business Energy Solutions | TRC | 0 | 0 | 0
None | Cumulative Program Savings Water | Linear Replacement Lamp (2 foot) ¦ Business Energy Rebates | TRC | 0 | 0 | 0
None | Cumulative Program Savings Water | Linear Replacement Lamp (2 foot) ¦ Small Business Energy Solutions | TRC | 0 | 0 | 0
None | Cumulative Program Savings Water | Linear Replacement Lamp (4 foot) ¦ Business Energy Rebates | TRC | 0 | 0 | 0
None | Cumulative Program Savings Water | Linear Replacement Lamp (4 foot) ¦ Small Business Energy Solutions | TRC | 0 | 0 | 0
None | Cumulative Program Savings Water | Low-bay Luminaire (10,000 lumen) ¦ Business Energy Rebates | TRC | 0 | 0 | 0
None | Cumulative Program Savings Water | Low-bay Luminaire (10,000 lumen) ¦ Small Business Energy Solutions | TRC | 0 | 0 | 0
None | Cumulative Program Savings Water | Low-bay Luminaire (5000 lumen) ¦ Business Energy Rebates | TRC | 0 | 0 | 0
None | Cumulative Program Savings Water | Low-flow showerhead - 0.5 gpm Reduction - MURB ¦ Efficient Products Installation | TRC | 0 | 0 | 0
None | Cumulative Program Savings Water | Low-flow showerhead - 0.5 gpm Reduction ¦ Efficient Products Installation | TRC | 0 | 0 | 0
None | Cumulative Program Savings Water | Low-flow showerhead - 1.0 gpm Reduction - MURB ¦ Efficient Products Installation | TRC | 5.4448 | 10.8895 | 16.3343
None | Cumulative Program Savings Water | Low-flow showerhead - 1.0 gpm Reduction ¦ Efficient Products Installation | TRC | 368.73 | 737.4599 | 1106.1899
None | Cumulative Program Savings Water | Low-flow showerhead -0.75 gpm Reduction - MURB ¦ Efficient Products Installation | TRC | 0 | 5.59 | 12.2507
None | Cumulative Program Savings Water | Low-flow showerhead -0.75 gpm Reduction ¦ Efficient Products Installation | TRC | 2.4894 | 0 | 3.3967
None | Cumulative Program Savings Water | Low/Zero Energy Livestock Waterer ¦ Business Energy Rebates | TRC | 0 | 0 | 0
None | Cumulative Program Savings Water | Luminaire Level Lighting Control (LLLC) - High Impact Application ¦ Business Energy Rebates | TRC | 0 | 0 | 0
None | Cumulative Program Savings Water | Luminaire Level Lighting Control (LLLC) - Low Impact Application ¦ Business Energy Rebates | TRC | 0 | 0 | 0
None | Cumulative Program Savings Water | Medium Commercial ETS System ¦ ETS Business Energy Rebates | TRC | 0 | 0 | 0
None | Cumulative Program Savings Water | Medium Commercial ETS System ¦ ETS Small Business Energy Solutions | TRC | 0 | 0 | 0
None | Cumulative Program Savings Water | Milk Pre-cooler ¦ Business Energy Rebates | TRC | 0 | 0 | 0
None | Cumulative Program Savings Water | Mini freezer retirement ¦ Appliance Retirement | TRC | 0 | 0 | 0
None | Cumulative Program Savings Water | Mini fridge retirement ¦ Appliance Retirement | TRC | 0 | 0 | 0
None | Cumulative Program Savings Water | Motion sensor with dimmer switch ¦ Instant Savings | TRC | 0 | 0 | 0
None | Cumulative Program Savings Water | MSHP - Fully Electrical ¦ Green Heat | TRC | 0 | 0 | 0
None | Cumulative Program Savings Water | MSHP - Mainly Electrical ¦ Green Heat | TRC | 0 | 0 | 0
None | Cumulative Program Savings Water | Multi-Tank Conveyor Dishwasher - High Temp ¦ Business Energy Rebates | TRC | 0 | 0 | 0
None | Cumulative Program Savings Water | Multi-Tank Conveyor Dishwasher - High Temp ¦ Small Business Energy Solutions | TRC | 0 | 0 | 0
None | Cumulative Program Savings Water | Multi-Tank Conveyor Dishwasher - Low Temp ¦ Business Energy Rebates | TRC | 0 | 0 | 0
None | Cumulative Program Savings Water | Multi-Tank Conveyor Dishwasher - Low Temp ¦ Small Business Energy Solutions | TRC | 0 | 0 | 0
None | Cumulative Program Savings Water | Natural Barn Ventiliation - Year-Round ¦ Business Energy Rebates | TRC | 0 | 0 | 0
None | Cumulative Program Savings Water | Networked/ Connected - Indoor LED Lamp ¦ Instant Savings | TRC | 0 | 0 | 0
None | Cumulative Program Savings Water | Networked/Connected - High Impact Application ¦ Business Energy Rebates | TRC | 0 | 0 | 0
None | Cumulative Program Savings Water | Networked/Connected - Low Impact Application ¦ Business Energy Rebates | TRC | 0 | 0 | 0
None | Cumulative Program Savings Water | No-Loss Drain ¦ Business Energy Rebates | TRC | 0 | 0 | 0
None | Cumulative Program Savings Water | Occupancy Sensor (Ceiling Mounted) ¦ Business Energy Rebates | TRC | 0 | 0 | 0
None | Cumulative Program Savings Water | Occupancy Sensor (Ceiling Mounted) ¦ Small Business Energy Solutions | TRC | 0 | 0 | 0
None | Cumulative Program Savings Water | Occupancy Sensor (Wall Mounted) ¦ Business Energy Rebates | TRC | 0 | 0 | 0
None | Cumulative Program Savings Water | Occupancy Sensor (Wall Mounted) ¦ Small Business Energy Solutions | TRC | 0 | 0 | 0
None | Cumulative Program Savings Water | Occupancy Sensor (Exterior) ¦ Business Energy Rebates | TRC | 0 | 0 | 0
None | Cumulative Program Savings Water | Open to Closed Cooler Conversion ¦ Business Energy Rebates | TRC | 0 | 0 | 0
None | Cumulative Program Savings Water | Open to Closed Cooler Conversion ¦ Small Business Energy Solutions | TRC | 0 | 0 | 0
None | Cumulative Program Savings Water | Outdoor motion sensor ¦ Instant Savings | TRC | 0 | 0 | 0
None | Cumulative Program Savings Water | Outside Air Economizer ¦ Business Energy Rebates | TRC | 0 | 0 | 0
None | Cumulative Program Savings Water | Packaged Terminal Heat Pump (12kBTU/hr) ¦ Business Energy Rebates | TRC | 0 | 0 | 0
None | Cumulative Program Savings Water | Parking Garage Luminaire (4000 lumen) ¦ Small Business Energy Solutions | TRC | 0 | 0 | 0
None | Cumulative Program Savings Water | Pellet Boiler/Furnace ¦ Green Heat | TRC | 0 | 0 | 0
None | Cumulative Program Savings Water | Pellet Stove ¦ Green Heat | TRC | 0 | 0 | 0
None | Cumulative Program Savings Water | Pipe Insulation - MURB ¦ Efficient Products Installation | TRC | 0 | 0 | 0
None | Cumulative Program Savings Water | Pipe Insulation ¦ Efficient Products Installation | TRC | 0 | 0 | 0
None | Cumulative Program Savings Water | Pole/Arm-Mounted Area Luminaire (20000 lumen) ¦ Business Energy Rebates | TRC | 0 | 0 | 0
None | Cumulative Program Savings Water | Pole/Arm-Mounted Area Luminaire (20000 lumen) ¦ Small Business Energy Solutions | TRC | 0 | 0 | 0
None | Cumulative Program Savings Water | Pole/Arm-Mounted Area Luminaire (4000 lumen) ¦ Small Business Energy Solutions | TRC | 0 | 0 | 0
None | Cumulative Program Savings Water | Pole/Arm-Mounted Area Luminaire (60000 lumen) ¦ Business Energy Rebates | TRC | 0 | 0 | 0
None | Cumulative Program Savings Water | Pole/Arm-Mounted Decorative Luminaire (1500 lumen) ¦ Small Business Energy Solutions | TRC | 0 | 0 | 0
None | Cumulative Program Savings Water | Pole/Arm-Mounted Decorative Luminaire (5000 lumen) ¦ Business Energy Rebates | TRC | 0 | 0 | 0
None | Cumulative Program Savings Water | Pole/Arm-Mounted Decorative Luminaire (5000 lumen) ¦ Small Business Energy Solutions | TRC | 0 | 0 | 0
None | Cumulative Program Savings Water | Pot, Pan and Utensil Dishwasher - High Temp ¦ Business Energy Rebates | TRC | 0 | 0 | 0
None | Cumulative Program Savings Water | Power bar with timer ¦ Instant Savings | TRC | 0 | 0 | 0
None | Cumulative Program Savings Water | Premium High Bay Luminaire (15 000 lumen) ¦ Business Energy Rebates | TRC | 0 | 0 | 0
None | Cumulative Program Savings Water | Premium High Bay Luminaire (15 000 lumen) ¦ Small Business Energy Solutions | TRC | 0 | 0 | 0
None | Cumulative Program Savings Water | Premium High Bay Luminaire (35 000 lumen) ¦ Business Energy Rebates | TRC | 0 | 0 | 0
None | Cumulative Program Savings Water | Premium High Bay Luminaire (35 000 lumen) ¦ Small Business Energy Solutions | TRC | 0 | 0 | 0
None | Cumulative Program Savings Water | Premium High Bay Luminaire (60 000 lumen) ¦ Business Energy Rebates | TRC | 0 | 0 | 0
None | Cumulative Program Savings Water | Programmable thermostat ¦ Instant Savings | TRC | 0 | 0 | 0
None | Cumulative Program Savings Water | Programmable Thermostats ¦ First Nations Home Retrofits | TRC | 0 | 0 | 0
None | Cumulative Program Savings Water | Range / Stove replacement ¦ Appliance Retirement | TRC | 0 | 0 | 0
None | Cumulative Program Savings Water | Reflector Lamp (MR16) ¦ Small Business Energy Solutions | TRC | 0 | 0 | 0
None | Cumulative Program Savings Water | Reflector Lamp (PAR38) ¦ Small Business Energy Solutions | TRC | 0 | 0 | 0
None | Cumulative Program Savings Water | Refrigerated Case Luminaire ¦ Business Energy Rebates | TRC | 0 | 0 | 0
None | Cumulative Program Savings Water | Refrigerated Case Luminaire ¦ Small Business Energy Solutions | TRC | 0 | 0 | 0
None | Cumulative Program Savings Water | Refrigerator replacement (Low income only) ¦ Appliance Retirement | TRC | 0 | 0 | 0
None | Cumulative Program Savings Water | Refrigerator replacement (Low income only) ¦ First Nations Home Retrofits | TRC | 0 | 0 | 0
None | Cumulative Program Savings Water | Refrigerator retirement ¦ Appliance Retirement | TRC | 0 | 0 | 0
None | Cumulative Program Savings Water | Remote Condensing Unit ¦ Business Energy Rebates | TRC | 0 | 0 | 0
None | Cumulative Program Savings Water | Residential DHW Timer ¦ ETS Green Heat | TRC | 0 | 0 | 0
None | Cumulative Program Savings Water | Residential ETS System (Central) ¦ ETS Green Heat | TRC | 0 | 0 | 0
None | Cumulative Program Savings Water | Residential ETS System (Central) ¦ ETS Home Energy Assessment | TRC | 0 | 0 | 0
None | Cumulative Program Savings Water | Residential ETS System (Room) ¦ ETS Green Heat | TRC | 0 | 0 | 0
None | Cumulative Program Savings Water | Residential ETS System (Room) ¦ ETS Home Energy Assessment | TRC | 0 | 0 | 0
None | Cumulative Program Savings Water | Room air purifier ¦ Instant Savings | TRC | 0 | 0 | 0
None | Cumulative Program Savings Water | Server Virtualization and Decommissioning ¦ Business Energy Rebates | TRC | 0 | 0 | 0
None | Cumulative Program Savings Water | Single-Tank Door type Dishwasher - High Temp ¦ Business Energy Rebates | TRC | 0 | 0 | 0
None | Cumulative Program Savings Water | Single-Tank Door type Dishwasher - Low Temp ¦ Business Energy Rebates | TRC | 0 | 0 | 0
None | Cumulative Program Savings Water | Single -Tank Conveyor Dishwasher - High Temp ¦ Business Energy Rebates | TRC | 0 | 0 | 0
None | Cumulative Program Savings Water | Single -Tank Conveyor Dishwasher - Low Temp ¦ Business Energy Rebates | TRC | 0 | 0 | 0
None | Cumulative Program Savings Water | Single Heat Pad (Agriculture) ¦ Business Energy Rebates | TRC | 0 | 0 | 0
None | Cumulative Program Savings Water | Small Commercial ETS Sytem ¦ ETS Business Energy Rebates | TRC | 0 | 0 | 0
None | Cumulative Program Savings Water | Small Commercial ETS Sytem ¦ ETS Small Business Energy Solutions | TRC | 0 | 0 | 0
None | Cumulative Program Savings Water | Smart power bar ¦ Instant Savings | TRC | 0 | 0 | 0
None | Cumulative Program Savings Water | Smart Power Controllers - MURB ¦ Efficient Products Installation | TRC | 0 | 0 | 0
None | Cumulative Program Savings Water | Smart Power Controllers ¦ Efficient Products Installation | TRC | 0 | 0 | 0
None | Cumulative Program Savings Water | Solar air heating ¦ Green Heat | TRC | 0 | 0 | 0
None | Cumulative Program Savings Water | Solar Domestic Hot Water ¦ Green Heat | TRC | 0 | 0 | 0
None | Cumulative Program Savings Water | Solar Domestic Hot Water ¦ Home Energy Assessment | TRC | 0 | 0 | 0
None | Cumulative Program Savings Water | Solid Door Freezer ¦ Business Energy Rebates | TRC | 0 | 0 | 0
None | Cumulative Program Savings Water | Solid Door Freezer ¦ Small Business Energy Solutions | TRC | 0 | 0 | 0
None | Cumulative Program Savings Water | Solid Door Refrigerator ¦ Business Energy Rebates | TRC | 0 | 0 | 0
None | Cumulative Program Savings Water | Solid Door Refrigerator ¦ Small Business Energy Solutions | TRC | 0 | 0 | 0
None | Cumulative Program Savings Water | Standard Capacity Electric Fryer ¦ Business Energy Rebates | TRC | 0 | 0 | 0
None | Cumulative Program Savings Water | Standard Capacity Electric Fryer ¦ Small Business Energy Solutions | TRC | 0 | 0 | 0
None | Cumulative Program Savings Water | Strategic Energy Management ¦ SEM | TRC | 0 | 0 | 0
None | Cumulative Program Savings Water | Strip-Curtains for Display Cases ¦ Business Energy Rebates | TRC | 0 | 0 | 0
None | Cumulative Program Savings Water | Strip-Curtains for Display Cases ¦ Small Business Energy Solutions | TRC | 0 | 0 | 0
None | Cumulative Program Savings Water | Track/Mono-point Direction Luminaire ¦ Business Energy Rebates | TRC | 0 | 0 | 0
None | Cumulative Program Savings Water | Unconverted D ¦ Home Energy Assessment | TRC | 0 | 0 | 0
None | Cumulative Program Savings Water | Under-Counter Dishwasher - HighTemp ¦ Business Energy Rebates | TRC | 0 | 0 | 0
None | Cumulative Program Savings Water | Under-Counter Dishwasher - Low Temp ¦ Business Energy Rebates | TRC | 0 | 0 | 0
None | Cumulative Program Savings Water | Variable Speed Kitchen Exhaust Fan ¦ Business Energy Rebates | TRC | 0 | 0 | 0
None | Cumulative Program Savings Water | Variable Speed Kitchen Exhaust Fan ¦ Small Business Energy Solutions | TRC | 0 | 0 | 0
None | Cumulative Program Savings Water | Ventilation Fan (Agriculture) ¦ Business Energy Rebates | TRC | 0 | 0 | 0
None | Cumulative Program Savings Water | VFD - 10 hp - Institutional - Make-up Air Fan ¦ Business Energy Rebates | TRC | 0 | 0 | 0
None | Cumulative Program Savings Water | VFD - 10 hp - Retail - Supply Fan ¦ Business Energy Rebates | TRC | 0 | 0 | 0
None | Cumulative Program Savings Water | VFD - 20 hp - Institutional - Chilled Water Pump ¦ Business Energy Rebates | TRC | 0 | 0 | 0
None | Cumulative Program Savings Water | VFD - 20 hp - Retail - Exhaust Fan ¦ Business Energy Rebates | TRC | 0 | 0 | 0
None | Cumulative Program Savings Water | VFD - 30 hp - Institutional - Make-up Air Fan ¦ Business Energy Rebates | TRC | 0 | 0 | 0
None | Cumulative Program Savings Water | VFD - 30 hp - Retail - Supply Fan ¦ Business Energy Rebates | TRC | 0 | 0 | 0
None | Cumulative Program Savings Water | VFD - 40 hp - Warehousing - Exhaust Fan ¦ Business Energy Rebates | TRC | 0 | 0 | 0
None | Cumulative Program Savings Water | VFD - 5 hp - Institutional - Chilled Water Pump ¦ Business Energy Rebates | TRC | 0 | 0 | 0
None | Cumulative Program Savings Water | VFD - 5 hp - Retail - Exhaust Fan ¦ Business Energy Rebates | TRC | 0 | 0 | 0
None | Cumulative Program Savings Water | VFD Milk Transfer Pump ¦ Business Energy Rebates | TRC | 0 | 0 | 0
None | Cumulative Program Savings Water | VFD Milk Transfer Pump ¦ Small Business Energy Solutions | TRC | 0 | 0 | 0
None | Cumulative Program Savings Water | VFD Milk Vacuum Pump ¦ Business Energy Rebates | TRC | 0 | 0 | 0
None | Cumulative Program Savings Water | VFD Milk Vacuum Pump ¦ Small Business Energy Solutions | TRC | 0 | 0 | 0
None | Cumulative Program Savings Water | Wall Mounted Area Luminaire (1000 lumen) ¦ Business Energy Rebates | TRC | 0 | 0 | 0
None | Cumulative Program Savings Water | Wall Mounted Area Luminaire (1000 lumen) ¦ Small Business Energy Solutions | TRC | 0 | 0 | 0
None | Cumulative Program Savings Water | Wall Mounted Area Luminaire (10000 lumen) ¦ Business Energy Rebates | TRC | 0 | 0 | 0
None | Cumulative Program Savings Water | Wall Mounted Area Luminaire (10000 lumen) ¦ Small Business Energy Solutions | TRC | 0 | 0 | 0
None | Cumulative Program Savings Water | Wall Wash Luminaire (1000 lumen) ¦ Business Energy Rebates | TRC | 0 | 0 | 0
None | Cumulative Program Savings Water | Wall wash luminaire (1500 lumen) ¦ Business Energy Rebates | TRC | 0 | 0 | 0
None | Cumulative Program Savings Water | Whole Home - tier 0 (22% better than code on average) ¦ New Home Construction | TRC | 0 | 0 | 0
None | Cumulative Program Savings Water | Whole home - tier 1 (45% better than code target) ¦ New Home Construction | TRC | 0 | 0 | 0
None | Cumulative Program Savings Water | Whole home - tier 2 (60% better than code target) ¦ New Home Construction | TRC | 0 | 0 | 0
None | Cumulative Program Savings Water | Whole home - tier 3 (70% better than code target) ¦ New Home Construction | TRC | 0 | 0 | 0
None | Cumulative Program Savings Water | Whole Home ¦ Home Energy Assessment | TRC | 0 | 0 | 0
None | Cumulative Program Savings Water | Whole Home First Nations Retrofit ¦ First Nations Home Retrofits | TRC | 0 | 0 | 0
None | Cumulative Program Savings Water | Wood Boiler/Furnace ¦ Green Heat | TRC | 0 | 0 | 0
None | Cumulative Program Savings Water | Wood Stove ¦ Green Heat | TRC | 0 | 0 | 0
None | Cumulative Program Savings Water | Zero-Energy Doors for Reach-In Coolers ¦ Small Business Energy Solutions | TRC | 0 | 0 | 0
None | RUL by Measure | 1/2 Size Hot Food Holding Cabinet ¦ Business Energy Rebates | TRC | 0 | 0 | 0
None | RUL by Measure | 11W Replacing 60W - MURB ¦ Efficient Products Installation | TRC | 1 | 1 | 1
None | RUL by Measure | 11W Replacing 60W ¦ Efficient Products Installation | TRC | 1 | 1 | 1
None | RUL by Measure | 18W Replacing 100W - MURB ¦ Efficient Products Installation | TRC | 1 | 1 | 1
None | RUL by Measure | 18W Replacing 100W ¦ Efficient Products Installation | TRC | 1 | 1 | 1
None | RUL by Measure | 18W Replacing 75W - MURB ¦ Efficient Products Installation | TRC | 1 | 1 | 1
None | RUL by Measure | 18W Replacing 75W ¦ Efficient Products Installation | TRC | 1 | 1 | 1
None | RUL by Measure | 5W Chandelier E12 - MURB ¦ Efficient Products Installation | TRC | 4 | 3 | 2
None | RUL by Measure | 5W Chandelier E12 ¦ Efficient Products Installation | TRC | 4 | 3 | 2
None | RUL by Measure | 7W G25 - MURB ¦ Efficient Products Installation | TRC | 4 | 3 | 2
None | RUL by Measure | 7W G25 ¦ Efficient Products Installation | TRC | 4 | 3 | 2
None | RUL by Measure | 7W GU10 Replacing 35W - MURB ¦ Efficient Products Installation | TRC | 4 | 3 | 2
None | RUL by Measure | 7W GU10 Replacing 35W ¦ Efficient Products Installation | TRC | 4 | 3 | 2
None | RUL by Measure | 7W GU10 Replacing 50W - MURB ¦ Efficient Products Installation | TRC | 4 | 3 | 2
None | RUL by Measure | 7W GU10 Replacing 50W ¦ Efficient Products Installation | TRC | 4 | 3 | 2
None | RUL by Measure | 9.5W Replacing 100W - MURB ¦ Efficient Products Installation | TRC | 1 | 1 | 1
None | RUL by Measure | 9.5W Replacing 100W ¦ Efficient Products Installation | TRC | 1 | 1 | 1
None | RUL by Measure | 9.5W Replacing 40W - MURB ¦ Efficient Products Installation | TRC | 1 | 1 | 1
None | RUL by Measure | 9.5W Replacing 40W ¦ Efficient Products Installation | TRC | 1 | 1 | 1
None | RUL by Measure | 9.5W Replacing 60W - MURB ¦ Efficient Products Installation | TRC | 1 | 1 | 1
None | RUL by Measure | 9.5W Replacing 60W ¦ Efficient Products Installation | TRC | 1 | 1 | 1
None | RUL by Measure | 9W Replacing 100W - MURB ¦ Efficient Products Installation | TRC | 1 | 1 | 1
None | RUL by Measure | 9W Replacing 100W ¦ Efficient Products Installation | TRC | 1 | 1 | 1
None | RUL by Measure | 9W Replacing 40W - MURB ¦ Efficient Products Installation | TRC | 1 | 1 | 1
None | RUL by Measure | 9W Replacing 40W ¦ Efficient Products Installation | TRC | 1 | 1 | 1
None | RUL by Measure | 9W Replacing 60W - MURB ¦ Efficient Products Installation | TRC | 1 | 1 | 1
None | RUL by Measure | 9W Replacing 60W ¦ Efficient Products Installation | TRC | 1 | 1 | 1
None | RUL by Measure | Advanced Lighting Design (Performance Lighting) ¦ Business Energy Rebates | TRC | 0 | 0 | 0
None | RUL by Measure | Air-Entraining Air Nozzle ¦ Business Energy Rebates | TRC | 0 | 0 | 0
None | RUL by Measure | Air Conditioner retirement ¦ Appliance Retirement | TRC | 0 | 0 | 0
None | RUL by Measure | ASHP and AWHP - Electrical ¦ Green Heat | TRC | 6 | 6 | 6
None | RUL by Measure | Case Lighting for Sign Retrofits ¦ Business Energy Rebates | TRC | 0 | 0 | 0
None | RUL by Measure | CEE Tier 2 Commercial Washing Machine ¦ Business Energy Rebates | TRC | 0 | 0 | 0
None | RUL by Measure | CEE Tier 3 Commercial Washing Machine ¦ Business Energy Rebates | TRC | 0 | 0 | 0
None | RUL by Measure | Circulation Fan (Agriculture) ¦ Business Energy Rebates | TRC | 0 | 0 | 0
None | RUL by Measure | Clothes-line ¦ Instant Savings | TRC | 0 | 0 | 0
None | RUL by Measure | Clothes Dryer replacement ¦ Appliance Retirement | TRC | 4 | 4 | 4
None | RUL by Measure | Clothes Dryers ¦ First Nations Home Retrofits | TRC | 4.6667 | 4.6667 | 4.6667
None | RUL by Measure | Clothes Washer replacement ¦ Appliance Retirement | TRC | 4 | 4 | 4
None | RUL by Measure | Clothes Washers ¦ First Nations Home Retrofits | TRC | 4.6667 | 4.6667 | 4.6667
None | RUL by Measure | Cold Climate Air-Source Heat Pump (24kBTU/hr) ¦ Business Energy Rebates | TRC | 0 | 0 | 0
None | RUL by Measure | Cold Climate Air-Source Heat Pump (24kBTU/hr) ¦ Small Business Energy Solutions | TRC | 0 | 0 | 0
None | RUL by Measure | Cold Climate Air-Source Heat Pump (48kBTU/hr) ¦ Business Energy Rebates | TRC | 0 | 0 | 0
None | RUL by Measure | Custom Energy Efficiency ¦ Affordable MultiFamily Renter | TRC | 0 | 0 | 0
None | RUL by Measure | Custom Energy Efficiency ¦ Custom Retrofit | TRC | 0 | 0 | 0
None | RUL by Measure | Cycling Refrigerated Air Dryer - 50 CFM ¦ Business Energy Rebates | TRC | 0 | 0 | 0
None | RUL by Measure | Dairy Scroll Compressor ¦ Business Energy Rebates | TRC | 0 | 0 | 0
None | RUL by Measure | Daylighting Controls - Ceiling Mounted ¦ Business Energy Rebates | TRC | 0 | 0 | 0
None | RUL by Measure | Daylighting Controls - Switch-Mounted ¦ Business Energy Rebates | TRC | 0 | 0 | 0
None | RUL by Measure | Decorative Lamp ¦ Small Business Energy Solutions | TRC | 4 | 3 | 2
None | RUL by Measure | Dehumidifier ¦ Instant Savings | TRC | 0 | 0 | 0
None | RUL by Measure | Dehumidifier replacement (Low income only) ¦ Appliance Retirement | TRC | 4 | 4 | 4
None | RUL by Measure | Dehumidifier replacement (Low income only) ¦ First Nations Home Retrofits | TRC | 4 | 4 | 4
None | RUL by Measure | Dimmer Switch ¦ Instant Savings | TRC | 0 | 0 | 0
None | RUL by Measure | Dishwasher replacement ¦ Appliance Retirement | TRC | 4 | 4 | 4
None | RUL by Measure | Door Heater Controls ¦ Business Energy Rebates | TRC | 0 | 0 | 0
None | RUL by Measure | Double Heat Pad (Agriculture) ¦ Business Energy Rebates | TRC | 0 | 0 | 0
None | RUL by Measure | Downlight Luminaire (1200 lumen) ¦ Small Business Energy Solutions | TRC | 4 | 3 | 2
None | RUL by Measure | Downlight Luminaire (3000 lumen) ¦ Small Business Energy Solutions | TRC | 4 | 3 | 2
None | RUL by Measure | Downlight Luminaire (800 lumen) ¦ Small Business Energy Solutions | TRC | 4 | 3 | 2
None | RUL by Measure | Drain Water Heat Recovery ¦ First Nations Home Retrofits | TRC | 6.6667 | 6.6667 | 6.6667
None | RUL by Measure | Drain Water Heat Recovery ¦ Green Heat | TRC | 0 | 0 | 0
None | RUL by Measure | Drain Water Heat Recovery ¦ Home Energy Assessment | TRC | 6.6667 | 6.6667 | 6.6667
None | RUL by Measure | Dual Enthalpy Economizer Controls ¦ Business Energy Rebates | TRC | 3.3333 | 3.3333 | 3.3333
None | RUL by Measure | EC Motor for Refrigeration Applications ¦ Business Energy Rebates1 | TRC | 5 | 5 | 5
None | RUL by Measure | EC Motor for Refrigeration Applications ¦ Business Energy Rebates2 | TRC | 5 | 5 | 5
None | RUL by Measure | ECM Circulator Pump ¦ Instant Savings | TRC | 0 | 0 | 0
None | RUL by Measure | Efficient clothes washer ¦ Instant Savings | TRC | 0 | 0 | 0
None | RUL by Measure | Efficient refrigerator ¦ Instant Savings | TRC | 0 | 0 | 0
None | RUL by Measure | Electric Combination Oven ¦ Business Energy Rebates | TRC | 0 | 0 | 0
None | RUL by Measure | Electric Combination Oven with Gas ¦ Business Energy Rebates | TRC | 4 | 4 | 4
None | RUL by Measure | Electric Convection Oven ¦ Business Energy Rebates | TRC | 0 | 0 | 0
None | RUL by Measure | Electric Convection Oven with Gas ¦ Business Energy Rebates | TRC | 4 | 4 | 4
None | RUL by Measure | Electric Fryer Replacement with Gas ¦ Business Energy Rebates | TRC | 4 | 4 | 4
None | RUL by Measure | Electric Griddle Replacement with Gas ¦ Business Energy Rebates | TRC | 4 | 4 | 4
None | RUL by Measure | Electric Steam Cooker ¦ Business Energy Rebates | TRC | 0 | 0 | 0
None | RUL by Measure | Electric Steam Cooker Replacement with Gas ¦ Business Energy Rebates | TRC | 4 | 4 | 4
None | RUL by Measure | Electric to Natural Gas - Water Heater ¦ Business Energy Rebates | TRC | 0 | 0 | 0
None | RUL by Measure | Energy Management Information Systems ¦ EMIS | TRC | 0 | 0 | 0
None | RUL by Measure | Energy Star Dryer ¦ Instant Savings | TRC | 0 | 0 | 0
None | RUL by Measure | ENERGY STAR Pool Pump ¦ Business Energy Rebates | TRC | 5 | 5 | 5
None | RUL by Measure | ENERGY STAR Uninteruptible Power Supplies (UPS) ¦ Business Energy Rebates | TRC | 0 | 0 | 0
None | RUL by Measure | ENERGY STAR Washing Machine ¦ Business Energy Rebates | TRC | 0 | 0 | 0
None | RUL by Measure | Evaporator Fan Motor Controls ¦ Business Energy Rebates | TRC | 0 | 0 | 0
None | RUL by Measure | Faucet Aerators - MURB ¦ Efficient Products Installation | TRC | 0 | 0 | 0
None | RUL by Measure | Faucet Aerators ¦ Efficient Products Installation | TRC | 0 | 0 | 0
None | RUL by Measure | Flood Luminaire (10000 lumen) ¦ Business Energy Rebates | TRC | 0 | 0 | 0
None | RUL by Measure | Flood Luminaire (10000 lumen) ¦ Small Business Energy Solutions | TRC | 0 | 0 | 0
None | RUL by Measure | Flood Luminaire (48000 lumen) ¦ Business Energy Rebates | TRC | 0 | 0 | 0
None | RUL by Measure | Flood Luminaire (48000 lumen) ¦ Small Business Energy Solutions | TRC | 0 | 0 | 0
None | RUL by Measure | Four Pin Replacement Lamps for CFLs ¦ Business Energy Rebates | TRC | 0 | 0 | 0
None | RUL by Measure | Four Pin Replacement Lamps for CFLs ¦ Small Business Energy Solutions | TRC | 0 | 0 | 0
None | RUL by Measure | Freezer replacement (Low income only) ¦ Appliance Retirement | TRC | 4 | 4 | 4
None | RUL by Measure | Freezer replacement (Low income only) ¦ First Nations Home Retrofits | TRC | 4 | 4 | 4
None | RUL by Measure | Freezer replacement ¦ Appliance Retirement | TRC | 4 | 4 | 4
None | RUL by Measure | Freezer retirement ¦ Appliance Retirement | TRC | 0 | 0 | 0
None | RUL by Measure | Fridge replacement ¦ Appliance Retirement | TRC | 4 | 4 | 4
None | RUL by Measure | Fuel Pump Canopy Luminaire (4000 lumen) ¦ Small Business Energy Solutions | TRC | 0 | 0 | 0
None | RUL by Measure | General Use Lamp (A,G Types) ¦ Small Business Energy Solutions | TRC | 4 | 3 | 2
None | RUL by Measure | Glass Door Freezer ¦ Small Business Energy Solutions | TRC | 0 | 0 | 0
None | RUL by Measure | Glass Door Refrigerator ¦ Business Energy Rebates | TRC | 0 | 0 | 0
None | RUL by Measure | Glass Door Refrigerator ¦ Small Business Energy Solutions | TRC | 0 | 0 | 0
None | RUL by Measure | Ground Source Heat Pump (60kBTU/hr) ¦ Business Energy Rebates | TRC | 0 | 0 | 0
None | RUL by Measure | Ground Source Heat Pump (60kBTU/hr) ¦ Small Business Energy Solutions | TRC | 0 | 0 | 0
None | RUL by Measure | GSHP ¦ Green Heat | TRC | 8.3333 | 8.3333 | 8.3333
None | RUL by Measure | Heat Pump Clothes Dryer ¦ Business Energy Rebates | TRC | 0 | 0 | 0
None | RUL by Measure | Heat Pump Dryer (ventless) ¦ Instant Savings | TRC | 0 | 0 | 0
None | RUL by Measure | Heat Pump Water Heater ¦ Business Energy Rebates | TRC | 0 | 0 | 0
None | RUL by Measure | Heat Pump Water Heater ¦ First Nations Home Retrofits | TRC | 3.3333 | 3.3333 | 3.3333
None | RUL by Measure | Heat Pump Water Heater ¦ Green Heat | TRC | 3.3333 | 3.3333 | 3.3333
None | RUL by Measure | Heat Pump Water Heater ¦ Home Energy Assessment | TRC | 3.3333 | 3.3333 | 3.3333
None | RUL by Measure | Heat Pump Water Heater ¦ Small Business Energy Solutions | TRC | 0 | 0 | 0
None | RUL by Measure | Heat Reclaimer Unit (Agriculture) ¦ Business Energy Rebates | TRC | 0 | 0 | 0
None | RUL by Measure | Heat Reclaimer Unit (Agriculture) ¦ Small Business Energy Solutions | TRC | 0 | 0 | 0
None | RUL by Measure | Heavy duty timer ¦ Instant Savings | TRC | 0 | 0 | 0
None | RUL by Measure | High Bay Luminaire (15 000 lumen) ¦ Business Energy Rebates | TRC | 0 | 0 | 0
None | RUL by Measure | High Bay Luminaire (15 000 lumen) ¦ Small Business Energy Solutions | TRC | 0 | 0 | 0
None | RUL by Measure | High Bay Luminaire (35 000 lumen) ¦ Small Business Energy Solutions | TRC | 0 | 0 | 0
None | RUL by Measure | High Efficiency Circulator Pump 1.5kW ¦ Business Energy Rebates | TRC | 0 | 0 | 0
None | RUL by Measure | High Efficiency Circulator Pump 100W ¦ Business Energy Rebates | TRC | 0 | 0 | 0
None | RUL by Measure | High Efficiency Circulator Pump 300W ¦ Business Energy Rebates | TRC | 0 | 0 | 0
None | RUL by Measure | High Volume Low Speed Fan (Agriculture) ¦ Business Energy Rebates | TRC | 0 | 0 | 0
None | RUL by Measure | High Volume Low Speed Fan (Agriculture) ¦ Small Business Energy Solutions | TRC | 0 | 0 | 0
None | RUL by Measure | Holiday Lights Exchange - MURB ¦ Efficient Products Installation | TRC | 8.3333 | 8.3333 | 8.3333
None | RUL by Measure | Holiday Lights Exchange ¦ Efficient Products Installation | TRC | 8.3333 | 8.3333 | 8.3333
None | RUL by Measure | Hot Water Tank Wrap - MURB ¦ Efficient Products Installation | TRC | 0 | 0 | 0
None | RUL by Measure | Hot Water Tank Wrap ¦ Efficient Products Installation | TRC | 0 | 0 | 0
None | RUL by Measure | HVAC Hotel Occupancy Sensor ¦ Business Energy Rebates | TRC | 0 | 0 | 0
None | RUL by Measure | Hybrid Heat Pump Dryer ¦ Instant Savings | TRC | 0 | 0 | 0
None | RUL by Measure | Ice-Making Head ¦ Business Energy Rebates | TRC | 0 | 0 | 0
None | RUL by Measure | Indoor motion sensor ¦ Instant Savings | TRC | 0 | 0 | 0
None | RUL by Measure | Large Commercial/Industrial ETS System ¦ ETS Business Energy Rebates | TRC | 0 | 0 | 0
None | RUL by Measure | LED - ENERGY STAR Fixture with Motion Sensor ¦ Instant Savings | TRC | 4 | 3 | 2
None | RUL by Measure | LED - ENERGY STAR Fixture without Motion Sensor ¦ Instant Savings | TRC | 4 | 3 | 2
None | RUL by Measure | LED - Other ¦ Instant Savings | TRC | 4 | 3 | 2
None | RUL by Measure | LED - R, BR and Decorative ¦ Instant Savings | TRC | 4 | 3 | 2
None | RUL by Measure | LED - Recessed downlight ¦ Instant Savings | TRC | 4 | 3 | 2
None | RUL by Measure | LED Nightlights - MURB ¦ Efficient Products Installation | TRC | 7.6667 | 7.6667 | 7.6667
None | RUL by Measure | LED Nightlights ¦ Efficient Products Installation | TRC | 7.6667 | 7.6667 | 7.6667
None | RUL by Measure | LED Replacement Lamps for HID (10000 lumen) ¦ Business Energy Rebates | TRC | 0 | 0 | 0
None | RUL by Measure | LED Replacement Lamps for HID (10000 lumen) ¦ Small Business Energy Solutions | TRC | 0 | 0 | 0
None | RUL by Measure | LED Replacement Lamps for HID (4000 lumen) ¦ Business Energy Rebates | TRC | 0 | 0 | 0
None | RUL by Measure | LED Replacement Lamps for HID (4000 lumen) ¦ Small Business Energy Solutions | TRC | 0 | 0 | 0
None | RUL by Measure | LED Troffer (1x4) ¦ Business Energy Rebates | TRC | 6.8 | 6.8 | 6.8
None | RUL by Measure | LED Troffer (1x4) ¦ Small Business Energy Solutions | TRC | 6.8 | 6.8 | 6.8
None | RUL by Measure | LED Troffer (2x2) ¦ Business Energy Rebates | TRC | 6.8 | 6.8 | 6.8
None | RUL by Measure | LED Troffer (2x2) ¦ Small Business Energy Solutions | TRC | 6.8 | 6.8 | 6.8
None | RUL by Measure | LED Troffer (4x2) ¦ Business Energy Rebates | TRC | 6.8 | 6.8 | 6.8
None | RUL by Measure | LED Troffer (4x2) ¦ Small Business Energy Solutions | TRC | 6.8 | 6.8 | 6.8
None | RUL by Measure | LED Wall Sconce (1200 lumen) ¦ Small Business Energy Solutions | TRC | 4 | 3 | 2
None | RUL by Measure | Linear Ambient Luminaire (10000 lumen) ¦ Business Energy Rebates | TRC | 0 | 0 | 0
None | RUL by Measure | Linear Ambient Luminaire (10000 lumen) ¦ Small Business Energy Solutions | TRC | 0 | 0 | 0
None | RUL by Measure | Linear Ambient Luminaire (2000 lumen) ¦ Business Energy Rebates | TRC | 0 | 0 | 0
None | RUL by Measure | Linear Ambient Luminaire (2000 lumen) ¦ Small Business Energy Solutions | TRC | 0 | 0 | 0
None | RUL by Measure | Linear Ambient Luminaire (4000 lumen) ¦ Business Energy Rebates | TRC | 0 | 0 | 0
None | RUL by Measure | Linear Ambient Luminaire (4000 lumen) ¦ Small Business Energy Solutions | TRC | 0 | 0 | 0
None | RUL by Measure | Linear Ambient Luminaire (8000 lumen) ¦ Business Energy Rebates | TRC | 0 | 0 | 0
None | RUL by Measure | Linear Ambient Luminaire (8000 lumen) ¦ Small Business Energy Solutions | TRC | 0 | 0 | 0
None | RUL by Measure | Linear Replacement Lamp (2 foot) ¦ Business Energy Rebates | TRC | 0 | 0 | 0
None | RUL by Measure | Linear Replacement Lamp (2 foot) ¦ Small Business Energy Solutions | TRC | 0 | 0 | 0
None | RUL by Measure | Linear Replacement Lamp (4 foot) ¦ Business Energy Rebates | TRC | 0 | 0 | 0
None | RUL by Measure | Linear Replacement Lamp (4 foot) ¦ Small Business Energy Solutions | TRC | 0 | 0 | 0
None | RUL by Measure | Low-bay Luminaire (10,000 lumen) ¦ Business Energy Rebates | TRC | 0 | 0 | 0
None | RUL by Measure | Low-bay Luminaire (10,000 lumen) ¦ Small Business Energy Solutions | TRC | 0 | 0 | 0
None | RUL by Measure | Low-bay Luminaire (5000 lumen) ¦ Business Energy Rebates | TRC | 0 | 0 | 0
None | RUL by Measure | Low-flow showerhead - 0.5 gpm Reduction - MURB ¦ Efficient Products Installation | TRC | 0 | 0 | 0
None | RUL by Measure | Low-flow showerhead - 0.5 gpm Reduction ¦ Efficient Products Installation | TRC | 0 | 0 | 0
None | RUL by Measure | Low-flow showerhead - 1.0 gpm Reduction - MURB ¦ Efficient Products Installation | TRC | 0 | 0 | 0
None | RUL by Measure | Low-flow showerhead - 1.0 gpm Reduction ¦ Efficient Products Installation | TRC | 0 | 0 | 0
None | RUL by Measure | Low-flow showerhead -0.75 gpm Reduction - MURB ¦ Efficient Products Installation | TRC | 0 | 0 | 0
None | RUL by Measure | Low-flow showerhead -0.75 gpm Reduction ¦ Efficient Products Installation | TRC | 0 | 0 | 0
None | RUL by Measure | Low/Zero Energy Livestock Waterer ¦ Business Energy Rebates | TRC | 0 | 0 | 0
None | RUL by Measure | Luminaire Level Lighting Control (LLLC) - High Impact Application ¦ Business Energy Rebates | TRC | 0 | 0 | 0
None | RUL by Measure | Luminaire Level Lighting Control (LLLC) - Low Impact Application ¦ Business Energy Rebates | TRC | 0 | 0 | 0
None | RUL by Measure | Medium Commercial ETS System ¦ ETS Business Energy Rebates | TRC | 0 | 0 | 0
None | RUL by Measure | Medium Commercial ETS System ¦ ETS Small Business Energy Solutions | TRC | 0 | 0 | 0
None | RUL by Measure | Milk Pre-cooler ¦ Business Energy Rebates | TRC | 0 | 0 | 0
None | RUL by Measure | Mini freezer retirement ¦ Appliance Retirement | TRC | 0 | 0 | 0
None | RUL by Measure | Mini fridge retirement ¦ Appliance Retirement | TRC | 0 | 0 | 0
None | RUL by Measure | Motion sensor with dimmer switch ¦ Instant Savings | TRC | 0 | 0 | 0
None | RUL by Measure | MSHP - Fully Electrical ¦ Green Heat | TRC | 6 | 6 | 6
None | RUL by Measure | MSHP - Mainly Electrical ¦ Green Heat | TRC | 6 | 6 | 6
None | RUL by Measure | Multi-Tank Conveyor Dishwasher - High Temp ¦ Business Energy Rebates | TRC | 0 | 0 | 0
None | RUL by Measure | Multi-Tank Conveyor Dishwasher - High Temp ¦ Small Business Energy Solutions | TRC | 0 | 0 | 0
None | RUL by Measure | Multi-Tank Conveyor Dishwasher - Low Temp ¦ Business Energy Rebates | TRC | 0 | 0 | 0
None | RUL by Measure | Multi-Tank Conveyor Dishwasher - Low Temp ¦ Small Business Energy Solutions | TRC | 0 | 0 | 0
None | RUL by Measure | Natural Barn Ventiliation - Year-Round ¦ Business Energy Rebates | TRC | 0 | 0 | 0
None | RUL by Measure | Networked/ Connected - Indoor LED Lamp ¦ Instant Savings | TRC | 0 | 0 | 0
None | RUL by Measure | Networked/Connected - High Impact Application ¦ Business Energy Rebates | TRC | 0 | 0 | 0
None | RUL by Measure | Networked/Connected - Low Impact Application ¦ Business Energy Rebates | TRC | 0 | 0 | 0
None | RUL by Measure | No-Loss Drain ¦ Business Energy Rebates | TRC | 0 | 0 | 0
None | RUL by Measure | Occupancy Sensor (Ceiling Mounted) ¦ Business Energy Rebates | TRC | 0 | 0 | 0
None | RUL by Measure | Occupancy Sensor (Ceiling Mounted) ¦ Small Business Energy Solutions | TRC | 0 | 0 | 0
None | RUL by Measure | Occupancy Sensor (Wall Mounted) ¦ Business Energy Rebates | TRC | 0 | 0 | 0
None | RUL by Measure | Occupancy Sensor (Wall Mounted) ¦ Small Business Energy Solutions | TRC | 0 | 0 | 0
None | RUL by Measure | Occupancy Sensor (Exterior) ¦ Business Energy Rebates | TRC | 0 | 0 | 0
None | RUL by Measure | Open to Closed Cooler Conversion ¦ Business Energy Rebates | TRC | 4 | 4 | 4
None | RUL by Measure | Open to Closed Cooler Conversion ¦ Small Business Energy Solutions | TRC | 4 | 4 | 4
None | RUL by Measure | Outdoor motion sensor ¦ Instant Savings | TRC | 0 | 0 | 0
None | RUL by Measure | Outside Air Economizer ¦ Business Energy Rebates | TRC | 0 | 0 | 0
None | RUL by Measure | Packaged Terminal Heat Pump (12kBTU/hr) ¦ Business Energy Rebates | TRC | 0 | 0 | 0
None | RUL by Measure | Parking Garage Luminaire (4000 lumen) ¦ Small Business Energy Solutions | TRC | 0 | 0 | 0
None | RUL by Measure | Pellet Boiler/Furnace ¦ Green Heat | TRC | 6 | 6 | 6
None | RUL by Measure | Pellet Stove ¦ Green Heat | TRC | 6 | 6 | 6
None | RUL by Measure | Pipe Insulation - MURB ¦ Efficient Products Installation | TRC | 0 | 0 | 0
None | RUL by Measure | Pipe Insulation ¦ Efficient Products Installation | TRC | 0 | 0 | 0
None | RUL by Measure | Pole/Arm-Mounted Area Luminaire (20000 lumen) ¦ Business Energy Rebates | TRC | 0 | 0 | 0
None | RUL by Measure | Pole/Arm-Mounted Area Luminaire (20000 lumen) ¦ Small Business Energy Solutions | TRC | 0 | 0 | 0
None | RUL by Measure | Pole/Arm-Mounted Area Luminaire (4000 lumen) ¦ Small Business Energy Solutions | TRC | 0 | 0 | 0
None | RUL by Measure | Pole/Arm-Mounted Area Luminaire (60000 lumen) ¦ Business Energy Rebates | TRC | 0 | 0 | 0
None | RUL by Measure | Pole/Arm-Mounted Decorative Luminaire (1500 lumen) ¦ Small Business Energy Solutions | TRC | 0 | 0 | 0
None | RUL by Measure | Pole/Arm-Mounted Decorative Luminaire (5000 lumen) ¦ Business Energy Rebates | TRC | 0 | 0 | 0
None | RUL by Measure | Pole/Arm-Mounted Decorative Luminaire (5000 lumen) ¦ Small Business Energy Solutions | TRC | 0 | 0 | 0
None | RUL by Measure | Pot, Pan and Utensil Dishwasher - High Temp ¦ Business Energy Rebates | TRC | 0 | 0 | 0
None | RUL by Measure | Power bar with timer ¦ Instant Savings | TRC | 0 | 0 | 0
None | RUL by Measure | Premium High Bay Luminaire (15 000 lumen) ¦ Business Energy Rebates | TRC | 0 | 0 | 0
None | RUL by Measure | Premium High Bay Luminaire (15 000 lumen) ¦ Small Business Energy Solutions | TRC | 0 | 0 | 0
None | RUL by Measure | Premium High Bay Luminaire (35 000 lumen) ¦ Business Energy Rebates | TRC | 0 | 0 | 0
None | RUL by Measure | Premium High Bay Luminaire (35 000 lumen) ¦ Small Business Energy Solutions | TRC | 0 | 0 | 0
None | RUL by Measure | Premium High Bay Luminaire (60 000 lumen) ¦ Business Energy Rebates | TRC | 0 | 0 | 0
None | RUL by Measure | Programmable thermostat ¦ Instant Savings | TRC | 0 | 0 | 0
None | RUL by Measure | Programmable Thermostats ¦ First Nations Home Retrofits | TRC | 0 | 0 | 0
None | RUL by Measure | Range / Stove replacement ¦ Appliance Retirement | TRC | 4 | 4 | 4
None | RUL by Measure | Reflector Lamp (MR16) ¦ Small Business Energy Solutions | TRC | 4 | 3 | 2
None | RUL by Measure | Reflector Lamp (PAR38) ¦ Small Business Energy Solutions | TRC | 4 | 3 | 2
None | RUL by Measure | Refrigerated Case Luminaire ¦ Business Energy Rebates | TRC | 0 | 0 | 0
None | RUL by Measure | Refrigerated Case Luminaire ¦ Small Business Energy Solutions | TRC | 0 | 0 | 0
None | RUL by Measure | Refrigerator replacement (Low income only) ¦ Appliance Retirement | TRC | 4 | 4 | 4
None | RUL by Measure | Refrigerator replacement (Low income only) ¦ First Nations Home Retrofits | TRC | 4 | 4 | 4
None | RUL by Measure | Refrigerator retirement ¦ Appliance Retirement | TRC | 0 | 0 | 0
None | RUL by Measure | Remote Condensing Unit ¦ Business Energy Rebates | TRC | 0 | 0 | 0
None | RUL by Measure | Residential DHW Timer ¦ ETS Green Heat | TRC | 0 | 0 | 0
None | RUL by Measure | Residential ETS System (Central) ¦ ETS Green Heat | TRC | 6 | 6 | 6
None | RUL by Measure | Residential ETS System (Central) ¦ ETS Home Energy Assessment | TRC | 6 | 6 | 6
None | RUL by Measure | Residential ETS System (Room) ¦ ETS Green Heat | TRC | 6 | 6 | 6
None | RUL by Measure | Residential ETS System (Room) ¦ ETS Home Energy Assessment | TRC | 6 | 6 | 6
None | RUL by Measure | Room air purifier ¦ Instant Savings | TRC | 0 | 0 | 0
None | RUL by Measure | Server Virtualization and Decommissioning ¦ Business Energy Rebates | TRC | 5 | 5 | 5
None | RUL by Measure | Single-Tank Door type Dishwasher - High Temp ¦ Business Energy Rebates | TRC | 0 | 0 | 0
None | RUL by Measure | Single-Tank Door type Dishwasher - Low Temp ¦ Business Energy Rebates | TRC | 0 | 0 | 0
None | RUL by Measure | Single -Tank Conveyor Dishwasher - High Temp ¦ Business Energy Rebates | TRC | 0 | 0 | 0
None | RUL by Measure | Single -Tank Conveyor Dishwasher - Low Temp ¦ Business Energy Rebates | TRC | 0 | 0 | 0
None | RUL by Measure | Single Heat Pad (Agriculture) ¦ Business Energy Rebates | TRC | 0 | 0 | 0
None | RUL by Measure | Small Commercial ETS Sytem ¦ ETS Business Energy Rebates | TRC | 0 | 0 | 0
None | RUL by Measure | Small Commercial ETS Sytem ¦ ETS Small Business Energy Solutions | TRC | 0 | 0 | 0
None | RUL by Measure | Smart power bar ¦ Instant Savings | TRC | 0 | 0 | 0
None | RUL by Measure | Smart Power Controllers - MURB ¦ Efficient Products Installation | TRC | 0 | 0 | 0
None | RUL by Measure | Smart Power Controllers ¦ Efficient Products Installation | TRC | 0 | 0 | 0
None | RUL by Measure | Solar air heating ¦ Green Heat | TRC | 6.6667 | 6.6667 | 6.6667
None | RUL by Measure | Solar Domestic Hot Water ¦ Green Heat | TRC | 6.6667 | 6.6667 | 6.6667
None | RUL by Measure | Solar Domestic Hot Water ¦ Home Energy Assessment | TRC | 6.6667 | 6.6667 | 6.6667
None | RUL by Measure | Solid Door Freezer ¦ Business Energy Rebates | TRC | 0 | 0 | 0
None | RUL by Measure | Solid Door Freezer ¦ Small Business Energy Solutions | TRC | 0 | 0 | 0
None | RUL by Measure | Solid Door Refrigerator ¦ Business Energy Rebates | TRC | 0 | 0 | 0
None | RUL by Measure | Solid Door Refrigerator ¦ Small Business Energy Solutions | TRC | 0 | 0 | 0
None | RUL by Measure | Standard Capacity Electric Fryer ¦ Business Energy Rebates | TRC | 0 | 0 | 0
None | RUL by Measure | Standard Capacity Electric Fryer ¦ Small Business Energy Solutions | TRC | 0 | 0 | 0
None | RUL by Measure | Strategic Energy Management ¦ SEM | TRC | 0 | 0 | 0
None | RUL by Measure | Strip-Curtains for Display Cases ¦ Business Energy Rebates | TRC | 0 | 0 | 0
None | RUL by Measure | Strip-Curtains for Display Cases ¦ Small Business Energy Solutions | TRC | 0 | 0 | 0
None | RUL by Measure | Track/Mono-point Direction Luminaire ¦ Business Energy Rebates | TRC | 0 | 0 | 0
None | RUL by Measure | Unconverted D ¦ Home Energy Assessment | TRC | 8.3333 | 8.3333 | 8.3333
None | RUL by Measure | Under-Counter Dishwasher - HighTemp ¦ Business Energy Rebates | TRC | 0 | 0 | 0
None | RUL by Measure | Under-Counter Dishwasher - Low Temp ¦ Business Energy Rebates | TRC | 0 | 0 | 0
None | RUL by Measure | Variable Speed Kitchen Exhaust Fan ¦ Business Energy Rebates | TRC | 0 | 0 | 0
None | RUL by Measure | Variable Speed Kitchen Exhaust Fan ¦ Small Business Energy Solutions | TRC | 0 | 0 | 0
None | RUL by Measure | Ventilation Fan (Agriculture) ¦ Business Energy Rebates | TRC | 0 | 0 | 0
None | RUL by Measure | VFD - 10 hp - Institutional - Make-up Air Fan ¦ Business Energy Rebates | TRC | 0 | 0 | 0
None | RUL by Measure | VFD - 10 hp - Retail - Supply Fan ¦ Business Energy Rebates | TRC | 0 | 0 | 0
None | RUL by Measure | VFD - 20 hp - Institutional - Chilled Water Pump ¦ Business Energy Rebates | TRC | 0 | 0 | 0
None | RUL by Measure | VFD - 20 hp - Retail - Exhaust Fan ¦ Business Energy Rebates | TRC | 0 | 0 | 0
None | RUL by Measure | VFD - 30 hp - Institutional - Make-up Air Fan ¦ Business Energy Rebates | TRC | 0 | 0 | 0
None | RUL by Measure | VFD - 30 hp - Retail - Supply Fan ¦ Business Energy Rebates | TRC | 0 | 0 | 0
None | RUL by Measure | VFD - 40 hp - Warehousing - Exhaust Fan ¦ Business Energy Rebates | TRC | 0 | 0 | 0
None | RUL by Measure | VFD - 5 hp - Institutional - Chilled Water Pump ¦ Business Energy Rebates | TRC | 0 | 0 | 0
None | RUL by Measure | VFD - 5 hp - Retail - Exhaust Fan ¦ Business Energy Rebates | TRC | 0 | 0 | 0
None | RUL by Measure | VFD Milk Transfer Pump ¦ Business Energy Rebates | TRC | 0 | 0 | 0
None | RUL by Measure | VFD Milk Transfer Pump ¦ Small Business Energy Solutions | TRC | 0 | 0 | 0
None | RUL by Measure | VFD Milk Vacuum Pump ¦ Business Energy Rebates | TRC | 0 | 0 | 0
None | RUL by Measure | VFD Milk Vacuum Pump ¦ Small Business Energy Solutions | TRC | 0 | 0 | 0
None | RUL by Measure | Wall Mounted Area Luminaire (1000 lumen) ¦ Business Energy Rebates | TRC | 0 | 0 | 0
None | RUL by Measure | Wall Mounted Area Luminaire (1000 lumen) ¦ Small Business Energy Solutions | TRC | 0 | 0 | 0
None | RUL by Measure | Wall Mounted Area Luminaire (10000 lumen) ¦ Business Energy Rebates | TRC | 0 | 0 | 0
None | RUL by Measure | Wall Mounted Area Luminaire (10000 lumen) ¦ Small Business Energy Solutions | TRC | 0 | 0 | 0
None | RUL by Measure | Wall Wash Luminaire (1000 lumen) ¦ Business Energy Rebates | TRC | 0 | 0 | 0
None | RUL by Measure | Wall wash luminaire (1500 lumen) ¦ Business Energy Rebates | TRC | 0 | 0 | 0
None | RUL by Measure | Whole Home - tier 0 (22% better than code on average) ¦ New Home Construction | TRC | 0 | 0 | 0
None | RUL by Measure | Whole home - tier 1 (45% better than code target) ¦ New Home Construction | TRC | 0 | 0 | 0
None | RUL by Measure | Whole home - tier 2 (60% better than code target) ¦ New Home Construction | TRC | 0 | 0 | 0
None | RUL by Measure | Whole home - tier 3 (70% better than code target) ¦ New Home Construction | TRC | 0 | 0 | 0
None | RUL by Measure | Whole Home ¦ Home Energy Assessment | TRC | 6.6667 | 6.6667 | 6.6667
None | RUL by Measure | Whole Home First Nations Retrofit ¦ First Nations Home Retrofits | TRC | 6.6667 | 6.6667 | 6.6667
None | RUL by Measure | Wood Boiler/Furnace ¦ Green Heat | TRC | 6 | 6 | 6
None | RUL by Measure | Wood Stove ¦ Green Heat | TRC | 6 | 6 | 6
None | RUL by Measure | Zero-Energy Doors for Reach-In Coolers ¦ Small Business Energy Solutions | TRC | 0 | 0 | 0
None | EUL by Measure | 1/2 Size Hot Food Holding Cabinet ¦ Business Energy Rebates | TRC | 12 | 12 | 12
None | EUL by Measure | 11W Replacing 60W - MURB ¦ Efficient Products Installation | TRC | 25 | 25 | 25
None | EUL by Measure | 11W Replacing 60W ¦ Efficient Products Installation | TRC | 25 | 25 | 25
None | EUL by Measure | 18W Replacing 100W - MURB ¦ Efficient Products Installation | TRC | 25 | 25 | 25
None | EUL by Measure | 18W Replacing 100W ¦ Efficient Products Installation | TRC | 25 | 25 | 25
None | EUL by Measure | 18W Replacing 75W - MURB ¦ Efficient Products Installation | TRC | 25 | 25 | 25
None | EUL by Measure | 18W Replacing 75W ¦ Efficient Products Installation | TRC | 25 | 25 | 25
None | EUL by Measure | 5W Chandelier E12 - MURB ¦ Efficient Products Installation | TRC | 15 | 15 | 15
None | EUL by Measure | 5W Chandelier E12 ¦ Efficient Products Installation | TRC | 15 | 15 | 15
None | EUL by Measure | 7W G25 - MURB ¦ Efficient Products Installation | TRC | 15 | 15 | 15
None | EUL by Measure | 7W G25 ¦ Efficient Products Installation | TRC | 15 | 15 | 15
None | EUL by Measure | 7W GU10 Replacing 35W - MURB ¦ Efficient Products Installation | TRC | 25 | 25 | 25
None | EUL by Measure | 7W GU10 Replacing 35W ¦ Efficient Products Installation | TRC | 25 | 25 | 25
None | EUL by Measure | 7W GU10 Replacing 50W - MURB ¦ Efficient Products Installation | TRC | 25 | 25 | 25
None | EUL by Measure | 7W GU10 Replacing 50W ¦ Efficient Products Installation | TRC | 25 | 25 | 25
None | EUL by Measure | 9.5W Replacing 100W - MURB ¦ Efficient Products Installation | TRC | 25 | 25 | 25
None | EUL by Measure | 9.5W Replacing 100W ¦ Efficient Products Installation | TRC | 25 | 25 | 25
None | EUL by Measure | 9.5W Replacing 40W - MURB ¦ Efficient Products Installation | TRC | 25 | 25 | 25
None | EUL by Measure | 9.5W Replacing 40W ¦ Efficient Products Installation | TRC | 25 | 25 | 25
None | EUL by Measure | 9.5W Replacing 60W - MURB ¦ Efficient Products Installation | TRC | 25 | 25 | 25
None | EUL by Measure | 9.5W Replacing 60W ¦ Efficient Products Installation | TRC | 25 | 25 | 25
None | EUL by Measure | 9W Replacing 100W - MURB ¦ Efficient Products Installation | TRC | 25 | 25 | 25
None | EUL by Measure | 9W Replacing 100W ¦ Efficient Products Installation | TRC | 25 | 25 | 25
None | EUL by Measure | 9W Replacing 40W - MURB ¦ Efficient Products Installation | TRC | 25 | 25 | 25
None | EUL by Measure | 9W Replacing 40W ¦ Efficient Products Installation | TRC | 25 | 25 | 25
None | EUL by Measure | 9W Replacing 60W - MURB ¦ Efficient Products Installation | TRC | 25 | 25 | 25
None | EUL by Measure | 9W Replacing 60W ¦ Efficient Products Installation | TRC | 25 | 25 | 25
None | EUL by Measure | Advanced Lighting Design (Performance Lighting) ¦ Business Energy Rebates | TRC | 15 | 15 | 15
None | EUL by Measure | Air-Entraining Air Nozzle ¦ Business Energy Rebates | TRC | 15 | 15 | 15
None | EUL by Measure | Air Conditioner retirement ¦ Appliance Retirement | TRC | 3 | 3 | 3
None | EUL by Measure | ASHP and AWHP - Electrical ¦ Green Heat | TRC | 18 | 18 | 18
None | EUL by Measure | Case Lighting for Sign Retrofits ¦ Business Energy Rebates | TRC | 11.3 | 11.3 | 11.3
None | EUL by Measure | CEE Tier 2 Commercial Washing Machine ¦ Business Energy Rebates | TRC | 11 | 11 | 11
None | EUL by Measure | CEE Tier 3 Commercial Washing Machine ¦ Business Energy Rebates | TRC | 11 | 11 | 11
None | EUL by Measure | Circulation Fan (Agriculture) ¦ Business Energy Rebates | TRC | 15 | 15 | 15
None | EUL by Measure | Clothes-line ¦ Instant Savings | TRC | 10 | 10 | 10
None | EUL by Measure | Clothes Dryer replacement ¦ Appliance Retirement | TRC | 12 | 12 | 12
None | EUL by Measure | Clothes Dryers ¦ First Nations Home Retrofits | TRC | 14 | 14 | 14
None | EUL by Measure | Clothes Washer replacement ¦ Appliance Retirement | TRC | 12 | 12 | 12
None | EUL by Measure | Clothes Washers ¦ First Nations Home Retrofits | TRC | 14 | 14 | 14
None | EUL by Measure | Cold Climate Air-Source Heat Pump (24kBTU/hr) ¦ Business Energy Rebates | TRC | 18 | 18 | 18
None | EUL by Measure | Cold Climate Air-Source Heat Pump (24kBTU/hr) ¦ Small Business Energy Solutions | TRC | 18 | 18 | 18
None | EUL by Measure | Cold Climate Air-Source Heat Pump (48kBTU/hr) ¦ Business Energy Rebates | TRC | 18 | 18 | 18
None | EUL by Measure | Custom Energy Efficiency ¦ Affordable MultiFamily Renter | TRC | 15 | 15 | 15
None | EUL by Measure | Custom Energy Efficiency ¦ Custom Retrofit | TRC | 14.86 | 14.86 | 14.86
None | EUL by Measure | Cycling Refrigerated Air Dryer - 50 CFM ¦ Business Energy Rebates | TRC | 10 | 10 | 10
None | EUL by Measure | Dairy Scroll Compressor ¦ Business Energy Rebates | TRC | 15 | 15 | 15
None | EUL by Measure | Daylighting Controls - Ceiling Mounted ¦ Business Energy Rebates | TRC | 10 | 10 | 10
None | EUL by Measure | Daylighting Controls - Switch-Mounted ¦ Business Energy Rebates | TRC | 10 | 10 | 10
None | EUL by Measure | Decorative Lamp ¦ Small Business Energy Solutions | TRC | 5.7 | 5.7 | 5.7
None | EUL by Measure | Dehumidifier ¦ Instant Savings | TRC | 12 | 12 | 12
None | EUL by Measure | Dehumidifier replacement (Low income only) ¦ Appliance Retirement | TRC | 12 | 12 | 12
None | EUL by Measure | Dehumidifier replacement (Low income only) ¦ First Nations Home Retrofits | TRC | 12 | 12 | 12
None | EUL by Measure | Dimmer Switch ¦ Instant Savings | TRC | 10 | 10 | 10
None | EUL by Measure | Dishwasher replacement ¦ Appliance Retirement | TRC | 12 | 12 | 12
None | EUL by Measure | Door Heater Controls ¦ Business Energy Rebates | TRC | 12 | 12 | 12
None | EUL by Measure | Double Heat Pad (Agriculture) ¦ Business Energy Rebates | TRC | 10 | 10 | 10
None | EUL by Measure | Downlight Luminaire (1200 lumen) ¦ Small Business Energy Solutions | TRC | 11.3 | 11.3 | 11.3
None | EUL by Measure | Downlight Luminaire (3000 lumen) ¦ Small Business Energy Solutions | TRC | 11.3 | 11.3 | 11.3
None | EUL by Measure | Downlight Luminaire (800 lumen) ¦ Small Business Energy Solutions | TRC | 11.3 | 11.3 | 11.3
None | EUL by Measure | Drain Water Heat Recovery ¦ First Nations Home Retrofits | TRC | 20 | 20 | 20
None | EUL by Measure | Drain Water Heat Recovery ¦ Green Heat | TRC | 20 | 20 | 20
None | EUL by Measure | Drain Water Heat Recovery ¦ Home Energy Assessment | TRC | 20 | 20 | 20
None | EUL by Measure | Dual Enthalpy Economizer Controls ¦ Business Energy Rebates | TRC | 10 | 10 | 10
None | EUL by Measure | EC Motor for Refrigeration Applications ¦ Business Energy Rebates1 | TRC | 15 | 15 | 15
None | EUL by Measure | EC Motor for Refrigeration Applications ¦ Business Energy Rebates2 | TRC | 15 | 15 | 15
None | EUL by Measure | ECM Circulator Pump ¦ Instant Savings | TRC | 15 | 15 | 15
None | EUL by Measure | Efficient clothes washer ¦ Instant Savings | TRC | 14 | 14 | 14
None | EUL by Measure | Efficient refrigerator ¦ Instant Savings | TRC | 12 | 12 | 12
None | EUL by Measure | Electric Combination Oven ¦ Business Energy Rebates | TRC | 12 | 12 | 12
None | EUL by Measure | Electric Combination Oven with Gas ¦ Business Energy Rebates | TRC | 12 | 12 | 12
None | EUL by Measure | Electric Convection Oven ¦ Business Energy Rebates | TRC | 12 | 12 | 12
None | EUL by Measure | Electric Convection Oven with Gas ¦ Business Energy Rebates | TRC | 12 | 12 | 12
None | EUL by Measure | Electric Fryer Replacement with Gas ¦ Business Energy Rebates | TRC | 12 | 12 | 12
None | EUL by Measure | Electric Griddle Replacement with Gas ¦ Business Energy Rebates | TRC | 12 | 12 | 12
None | EUL by Measure | Electric Steam Cooker ¦ Business Energy Rebates | TRC | 12 | 12 | 12
None | EUL by Measure | Electric Steam Cooker Replacement with Gas ¦ Business Energy Rebates | TRC | 12 | 12 | 12
None | EUL by Measure | Electric to Natural Gas - Water Heater ¦ Business Energy Rebates | TRC | 15 | 15 | 15
None | EUL by Measure | Energy Management Information Systems ¦ EMIS | TRC | 2.933 | 2.933 | 2.933
None | EUL by Measure | Energy Star Dryer ¦ Instant Savings | TRC | 12 | 12 | 12
None | EUL by Measure | ENERGY STAR Pool Pump ¦ Business Energy Rebates | TRC | 15 | 15 | 15
None | EUL by Measure | ENERGY STAR Uninteruptible Power Supplies (UPS) ¦ Business Energy Rebates | TRC | 10 | 10 | 10
None | EUL by Measure | ENERGY STAR Washing Machine ¦ Business Energy Rebates | TRC | 11 | 11 | 11
None | EUL by Measure | Evaporator Fan Motor Controls ¦ Business Energy Rebates | TRC | 10 | 10 | 10
None | EUL by Measure | Faucet Aerators - MURB ¦ Efficient Products Installation | TRC | 10 | 10 | 10
None | EUL by Measure | Faucet Aerators ¦ Efficient Products Installation | TRC | 10 | 10 | 10
None | EUL by Measure | Flood Luminaire (10000 lumen) ¦ Business Energy Rebates | TRC | 17.1 | 17.1 | 17.1
None | EUL by Measure | Flood Luminaire (10000 lumen) ¦ Small Business Energy Solutions | TRC | 17.1 | 17.1 | 17.1
None | EUL by Measure | Flood Luminaire (48000 lumen) ¦ Business Energy Rebates | TRC | 17.1 | 17.1 | 17.1
None | EUL by Measure | Flood Luminaire (48000 lumen) ¦ Small Business Energy Solutions | TRC | 17.1 | 17.1 | 17.1
None | EUL by Measure | Four Pin Replacement Lamps for CFLs ¦ Business Energy Rebates | TRC | 11.4 | 11.4 | 11.4
None | EUL by Measure | Four Pin Replacement Lamps for CFLs ¦ Small Business Energy Solutions | TRC | 11.4 | 11.4 | 11.4
None | EUL by Measure | Freezer replacement (Low income only) ¦ Appliance Retirement | TRC | 12 | 12 | 12
None | EUL by Measure | Freezer replacement (Low income only) ¦ First Nations Home Retrofits | TRC | 12 | 12 | 12
None | EUL by Measure | Freezer replacement ¦ Appliance Retirement | TRC | 12 | 12 | 12
None | EUL by Measure | Freezer retirement ¦ Appliance Retirement | TRC | 8 | 8 | 8
None | EUL by Measure | Fridge replacement ¦ Appliance Retirement | TRC | 12 | 12 | 12
None | EUL by Measure | Fuel Pump Canopy Luminaire (4000 lumen) ¦ Small Business Energy Solutions | TRC | 11.4 | 11.4 | 11.4
None | EUL by Measure | General Use Lamp (A,G Types) ¦ Small Business Energy Solutions | TRC | 5.7 | 5.7 | 5.7
None | EUL by Measure | Glass Door Freezer ¦ Small Business Energy Solutions | TRC | 12 | 12 | 12
None | EUL by Measure | Glass Door Refrigerator ¦ Business Energy Rebates | TRC | 12 | 12 | 12
None | EUL by Measure | Glass Door Refrigerator ¦ Small Business Energy Solutions | TRC | 12 | 12 | 12
None | EUL by Measure | Ground Source Heat Pump (60kBTU/hr) ¦ Business Energy Rebates | TRC | 25 | 25 | 25
None | EUL by Measure | Ground Source Heat Pump (60kBTU/hr) ¦ Small Business Energy Solutions | TRC | 25 | 25 | 25
None | EUL by Measure | GSHP ¦ Green Heat | TRC | 25 | 25 | 25
None | EUL by Measure | Heat Pump Clothes Dryer ¦ Business Energy Rebates | TRC | 11 | 11 | 11
None | EUL by Measure | Heat Pump Dryer (ventless) ¦ Instant Savings | TRC | 12 | 12 | 12
None | EUL by Measure | Heat Pump Water Heater ¦ Business Energy Rebates | TRC | 10 | 10 | 10
None | EUL by Measure | Heat Pump Water Heater ¦ First Nations Home Retrofits | TRC | 10 | 10 | 10
None | EUL by Measure | Heat Pump Water Heater ¦ Green Heat | TRC | 10 | 10 | 10
None | EUL by Measure | Heat Pump Water Heater ¦ Home Energy Assessment | TRC | 10 | 10 | 10
None | EUL by Measure | Heat Pump Water Heater ¦ Small Business Energy Solutions | TRC | 10 | 10 | 10
None | EUL by Measure | Heat Reclaimer Unit (Agriculture) ¦ Business Energy Rebates | TRC | 15 | 15 | 15
None | EUL by Measure | Heat Reclaimer Unit (Agriculture) ¦ Small Business Energy Solutions | TRC | 15 | 15 | 15
None | EUL by Measure | Heavy duty timer ¦ Instant Savings | TRC | 10 | 10 | 10
None | EUL by Measure | High Bay Luminaire (15 000 lumen) ¦ Business Energy Rebates | TRC | 22.7 | 22.7 | 22.7
None | EUL by Measure | High Bay Luminaire (15 000 lumen) ¦ Small Business Energy Solutions | TRC | 22.7 | 22.7 | 22.7
None | EUL by Measure | High Bay Luminaire (35 000 lumen) ¦ Small Business Energy Solutions | TRC | 22.7 | 22.7 | 22.7
None | EUL by Measure | High Efficiency Circulator Pump 1.5kW ¦ Business Energy Rebates | TRC | 15 | 15 | 15
None | EUL by Measure | High Efficiency Circulator Pump 100W ¦ Business Energy Rebates | TRC | 15 | 15 | 15
None | EUL by Measure | High Efficiency Circulator Pump 300W ¦ Business Energy Rebates | TRC | 15 | 15 | 15
None | EUL by Measure | High Volume Low Speed Fan (Agriculture) ¦ Business Energy Rebates | TRC | 15 | 15 | 15
None | EUL by Measure | High Volume Low Speed Fan (Agriculture) ¦ Small Business Energy Solutions | TRC | 15 | 15 | 15
None | EUL by Measure | Holiday Lights Exchange - MURB ¦ Efficient Products Installation | TRC | 25 | 25 | 25
None | EUL by Measure | Holiday Lights Exchange ¦ Efficient Products Installation | TRC | 25 | 25 | 25
None | EUL by Measure | Hot Water Tank Wrap - MURB ¦ Efficient Products Installation | TRC | 7 | 7 | 7
None | EUL by Measure | Hot Water Tank Wrap ¦ Efficient Products Installation | TRC | 7 | 7 | 7
None | EUL by Measure | HVAC Hotel Occupancy Sensor ¦ Business Energy Rebates | TRC | 8 | 8 | 8
None | EUL by Measure | Hybrid Heat Pump Dryer ¦ Instant Savings | TRC | 12 | 12 | 12
None | EUL by Measure | Ice-Making Head ¦ Business Energy Rebates | TRC | 10 | 10 | 10
None | EUL by Measure | Indoor motion sensor ¦ Instant Savings | TRC | 10 | 10 | 10
None | EUL by Measure | Large Commercial/Industrial ETS System ¦ ETS Business Energy Rebates | TRC | 18 | 18 | 18
None | EUL by Measure | LED - ENERGY STAR Fixture with Motion Sensor ¦ Instant Savings | TRC | 25 | 25 | 25
None | EUL by Measure | LED - ENERGY STAR Fixture without Motion Sensor ¦ Instant Savings | TRC | 25 | 25 | 25
None | EUL by Measure | LED - Other ¦ Instant Savings | TRC | 24 | 24 | 24
None | EUL by Measure | LED - R, BR and Decorative ¦ Instant Savings | TRC | 16 | 16 | 16
None | EUL by Measure | LED - Recessed downlight ¦ Instant Savings | TRC | 25 | 25 | 25
None | EUL by Measure | LED Nightlights - MURB ¦ Efficient Products Installation | TRC | 23 | 23 | 23
None | EUL by Measure | LED Nightlights ¦ Efficient Products Installation | TRC | 23 | 23 | 23
None | EUL by Measure | LED Replacement Lamps for HID (10000 lumen) ¦ Business Energy Rebates | TRC | 11.4 | 11.4 | 11.4
None | EUL by Measure | LED Replacement Lamps for HID (10000 lumen) ¦ Small Business Energy Solutions | TRC | 11.4 | 11.4 | 11.4
None | EUL by Measure | LED Replacement Lamps for HID (4000 lumen) ¦ Business Energy Rebates | TRC | 11.4 | 11.4 | 11.4
None | EUL by Measure | LED Replacement Lamps for HID (4000 lumen) ¦ Small Business Energy Solutions | TRC | 11.4 | 11.4 | 11.4
None | EUL by Measure | LED Troffer (1x4) ¦ Business Energy Rebates | TRC | 20.4 | 20.4 | 20.4
None | EUL by Measure | LED Troffer (1x4) ¦ Small Business Energy Solutions | TRC | 20.4 | 20.4 | 20.4
None | EUL by Measure | LED Troffer (2x2) ¦ Business Energy Rebates | TRC | 20.4 | 20.4 | 20.4
None | EUL by Measure | LED Troffer (2x2) ¦ Small Business Energy Solutions | TRC | 20.4 | 20.4 | 20.4
None | EUL by Measure | LED Troffer (4x2) ¦ Business Energy Rebates | TRC | 20.4 | 20.4 | 20.4
None | EUL by Measure | LED Troffer (4x2) ¦ Small Business Energy Solutions | TRC | 20.4 | 20.4 | 20.4
None | EUL by Measure | LED Wall Sconce (1200 lumen) ¦ Small Business Energy Solutions | TRC | 11.3 | 11.3 | 11.3
None | EUL by Measure | Linear Ambient Luminaire (10000 lumen) ¦ Business Energy Rebates | TRC | 11.3 | 11.3 | 11.3
None | EUL by Measure | Linear Ambient Luminaire (10000 lumen) ¦ Small Business Energy Solutions | TRC | 11.3 | 11.3 | 11.3
None | EUL by Measure | Linear Ambient Luminaire (2000 lumen) ¦ Business Energy Rebates | TRC | 11.3 | 11.3 | 11.3
None | EUL by Measure | Linear Ambient Luminaire (2000 lumen) ¦ Small Business Energy Solutions | TRC | 11.3 | 11.3 | 11.3
None | EUL by Measure | Linear Ambient Luminaire (4000 lumen) ¦ Business Energy Rebates | TRC | 11.3 | 11.3 | 11.3
None | EUL by Measure | Linear Ambient Luminaire (4000 lumen) ¦ Small Business Energy Solutions | TRC | 11.3 | 11.3 | 11.3
None | EUL by Measure | Linear Ambient Luminaire (8000 lumen) ¦ Business Energy Rebates | TRC | 11.3 | 11.3 | 11.3
None | EUL by Measure | Linear Ambient Luminaire (8000 lumen) ¦ Small Business Energy Solutions | TRC | 11.3 | 11.3 | 11.3
None | EUL by Measure | Linear Replacement Lamp (2 foot) ¦ Business Energy Rebates | TRC | 11.3 | 11.3 | 11.3
None | EUL by Measure | Linear Replacement Lamp (2 foot) ¦ Small Business Energy Solutions | TRC | 11.3 | 11.3 | 11.3
None | EUL by Measure | Linear Replacement Lamp (4 foot) ¦ Business Energy Rebates | TRC | 11.3 | 11.3 | 11.3
None | EUL by Measure | Linear Replacement Lamp (4 foot) ¦ Small Business Energy Solutions | TRC | 11.3 | 11.3 | 11.3
None | EUL by Measure | Low-bay Luminaire (10,000 lumen) ¦ Business Energy Rebates | TRC | 11.3 | 11.3 | 11.3
None | EUL by Measure | Low-bay Luminaire (10,000 lumen) ¦ Small Business Energy Solutions | TRC | 11.3 | 11.3 | 11.3
None | EUL by Measure | Low-bay Luminaire (5000 lumen) ¦ Business Energy Rebates | TRC | 11.3 | 11.3 | 11.3
None | EUL by Measure | Low-flow showerhead - 0.5 gpm Reduction - MURB ¦ Efficient Products Installation | TRC | 10 | 10 | 10
None | EUL by Measure | Low-flow showerhead - 0.5 gpm Reduction ¦ Efficient Products Installation | TRC | 10 | 10 | 10
None | EUL by Measure | Low-flow showerhead - 1.0 gpm Reduction - MURB ¦ Efficient Products Installation | TRC | 10 | 10 | 10
None | EUL by Measure | Low-flow showerhead - 1.0 gpm Reduction ¦ Efficient Products Installation | TRC | 10 | 10 | 10
None | EUL by Measure | Low-flow showerhead -0.75 gpm Reduction - MURB ¦ Efficient Products Installation | TRC | 10 | 10 | 10
None | EUL by Measure | Low-flow showerhead -0.75 gpm Reduction ¦ Efficient Products Installation | TRC | 10 | 10 | 10
None | EUL by Measure | Low/Zero Energy Livestock Waterer ¦ Business Energy Rebates | TRC | 10 | 10 | 10
None | EUL by Measure | Luminaire Level Lighting Control (LLLC) - High Impact Application ¦ Business Energy Rebates | TRC | 15 | 15 | 15
None | EUL by Measure | Luminaire Level Lighting Control (LLLC) - Low Impact Application ¦ Business Energy Rebates | TRC | 15 | 15 | 15
None | EUL by Measure | Medium Commercial ETS System ¦ ETS Business Energy Rebates | TRC | 18 | 18 | 18
None | EUL by Measure | Medium Commercial ETS System ¦ ETS Small Business Energy Solutions | TRC | 18 | 18 | 18
None | EUL by Measure | Milk Pre-cooler ¦ Business Energy Rebates | TRC | 15 | 15 | 15
None | EUL by Measure | Mini freezer retirement ¦ Appliance Retirement | TRC | 8 | 8 | 8
None | EUL by Measure | Mini fridge retirement ¦ Appliance Retirement | TRC | 8 | 8 | 8
None | EUL by Measure | Motion sensor with dimmer switch ¦ Instant Savings | TRC | 10 | 10 | 10
None | EUL by Measure | MSHP - Fully Electrical ¦ Green Heat | TRC | 18 | 18 | 18
None | EUL by Measure | MSHP - Mainly Electrical ¦ Green Heat | TRC | 18 | 18 | 18
None | EUL by Measure | Multi-Tank Conveyor Dishwasher - High Temp ¦ Business Energy Rebates | TRC | 20 | 20 | 20
None | EUL by Measure | Multi-Tank Conveyor Dishwasher - High Temp ¦ Small Business Energy Solutions | TRC | 20 | 20 | 20
None | EUL by Measure | Multi-Tank Conveyor Dishwasher - Low Temp ¦ Business Energy Rebates | TRC | 20 | 20 | 20
None | EUL by Measure | Multi-Tank Conveyor Dishwasher - Low Temp ¦ Small Business Energy Solutions | TRC | 20 | 20 | 20
None | EUL by Measure | Natural Barn Ventiliation - Year-Round ¦ Business Energy Rebates | TRC | 15 | 15 | 15
None | EUL by Measure | Networked/ Connected - Indoor LED Lamp ¦ Instant Savings | TRC | 4 | 4 | 4
None | EUL by Measure | Networked/Connected - High Impact Application ¦ Business Energy Rebates | TRC | 15 | 15 | 15
None | EUL by Measure | Networked/Connected - Low Impact Application ¦ Business Energy Rebates | TRC | 15 | 15 | 15
None | EUL by Measure | No-Loss Drain ¦ Business Energy Rebates | TRC | 15 | 15 | 15
None | EUL by Measure | Occupancy Sensor (Ceiling Mounted) ¦ Business Energy Rebates | TRC | 10 | 10 | 10
None | EUL by Measure | Occupancy Sensor (Ceiling Mounted) ¦ Small Business Energy Solutions | TRC | 10 | 10 | 10
None | EUL by Measure | Occupancy Sensor (Wall Mounted) ¦ Business Energy Rebates | TRC | 10 | 10 | 10
None | EUL by Measure | Occupancy Sensor (Wall Mounted) ¦ Small Business Energy Solutions | TRC | 10 | 10 | 10
None | EUL by Measure | Occupancy Sensor (Exterior) ¦ Business Energy Rebates | TRC | 10 | 10 | 10
None | EUL by Measure | Open to Closed Cooler Conversion ¦ Business Energy Rebates | TRC | 12 | 12 | 12
None | EUL by Measure | Open to Closed Cooler Conversion ¦ Small Business Energy Solutions | TRC | 12 | 12 | 12
None | EUL by Measure | Outdoor motion sensor ¦ Instant Savings | TRC | 10 | 10 | 10
None | EUL by Measure | Outside Air Economizer ¦ Business Energy Rebates | TRC | 15 | 15 | 15
None | EUL by Measure | Packaged Terminal Heat Pump (12kBTU/hr) ¦ Business Energy Rebates | TRC | 15 | 15 | 15
None | EUL by Measure | Parking Garage Luminaire (4000 lumen) ¦ Small Business Energy Solutions | TRC | 22.8 | 22.8 | 22.8
None | EUL by Measure | Pellet Boiler/Furnace ¦ Green Heat | TRC | 18 | 18 | 18
None | EUL by Measure | Pellet Stove ¦ Green Heat | TRC | 18 | 18 | 18
None | EUL by Measure | Pipe Insulation - MURB ¦ Efficient Products Installation | TRC | 15 | 15 | 15
None | EUL by Measure | Pipe Insulation ¦ Efficient Products Installation | TRC | 15 | 15 | 15
None | EUL by Measure | Pole/Arm-Mounted Area Luminaire (20000 lumen) ¦ Business Energy Rebates | TRC | 13.7 | 13.7 | 13.7
None | EUL by Measure | Pole/Arm-Mounted Area Luminaire (20000 lumen) ¦ Small Business Energy Solutions | TRC | 13.7 | 13.7 | 13.7
None | EUL by Measure | Pole/Arm-Mounted Area Luminaire (4000 lumen) ¦ Small Business Energy Solutions | TRC | 13.7 | 13.7 | 13.7
None | EUL by Measure | Pole/Arm-Mounted Area Luminaire (60000 lumen) ¦ Business Energy Rebates | TRC | 13.7 | 13.7 | 13.7
None | EUL by Measure | Pole/Arm-Mounted Decorative Luminaire (1500 lumen) ¦ Small Business Energy Solutions | TRC | 13.7 | 13.7 | 13.7
None | EUL by Measure | Pole/Arm-Mounted Decorative Luminaire (5000 lumen) ¦ Business Energy Rebates | TRC | 13.7 | 13.7 | 13.7
None | EUL by Measure | Pole/Arm-Mounted Decorative Luminaire (5000 lumen) ¦ Small Business Energy Solutions | TRC | 13.7 | 13.7 | 13.7
None | EUL by Measure | Pot, Pan and Utensil Dishwasher - High Temp ¦ Business Energy Rebates | TRC | 10 | 10 | 10
None | EUL by Measure | Power bar with timer ¦ Instant Savings | TRC | 4 | 4 | 4
None | EUL by Measure | Premium High Bay Luminaire (15 000 lumen) ¦ Business Energy Rebates | TRC | 22.7 | 22.7 | 22.7
None | EUL by Measure | Premium High Bay Luminaire (15 000 lumen) ¦ Small Business Energy Solutions | TRC | 22.7 | 22.7 | 22.7
None | EUL by Measure | Premium High Bay Luminaire (35 000 lumen) ¦ Business Energy Rebates | TRC | 22.7 | 22.7 | 22.7
None | EUL by Measure | Premium High Bay Luminaire (35 000 lumen) ¦ Small Business Energy Solutions | TRC | 22.7 | 22.7 | 22.7
None | EUL by Measure | Premium High Bay Luminaire (60 000 lumen) ¦ Business Energy Rebates | TRC | 22.7 | 22.7 | 22.7
None | EUL by Measure | Programmable thermostat ¦ Instant Savings | TRC | 10 | 10 | 10
None | EUL by Measure | Programmable Thermostats ¦ First Nations Home Retrofits | TRC | 10 | 10 | 10
None | EUL by Measure | Range / Stove replacement ¦ Appliance Retirement | TRC | 12 | 12 | 12
None | EUL by Measure | Reflector Lamp (MR16) ¦ Small Business Energy Solutions | TRC | 5.7 | 5.7 | 5.7
None | EUL by Measure | Reflector Lamp (PAR38) ¦ Small Business Energy Solutions | TRC | 5.7 | 5.7 | 5.7
None | EUL by Measure | Refrigerated Case Luminaire ¦ Business Energy Rebates | TRC | 15.9 | 15.9 | 15.9
None | EUL by Measure | Refrigerated Case Luminaire ¦ Small Business Energy Solutions | TRC | 15.9 | 15.9 | 15.9
None | EUL by Measure | Refrigerator replacement (Low income only) ¦ Appliance Retirement | TRC | 12 | 12 | 12
None | EUL by Measure | Refrigerator replacement (Low income only) ¦ First Nations Home Retrofits | TRC | 12 | 12 | 12
None | EUL by Measure | Refrigerator retirement ¦ Appliance Retirement | TRC | 8 | 8 | 8
None | EUL by Measure | Remote Condensing Unit ¦ Business Energy Rebates | TRC | 10 | 10 | 10
None | EUL by Measure | Residential DHW Timer ¦ ETS Green Heat | TRC | 9 | 9 | 9
None | EUL by Measure | Residential ETS System (Central) ¦ ETS Green Heat | TRC | 18 | 18 | 18
None | EUL by Measure | Residential ETS System (Central) ¦ ETS Home Energy Assessment | TRC | 18 | 18 | 18
None | EUL by Measure | Residential ETS System (Room) ¦ ETS Green Heat | TRC | 18 | 18 | 18
None | EUL by Measure | Residential ETS System (Room) ¦ ETS Home Energy Assessment | TRC | 18 | 18 | 18
None | EUL by Measure | Room air purifier ¦ Instant Savings | TRC | 9 | 9 | 9
None | EUL by Measure | Server Virtualization and Decommissioning ¦ Business Energy Rebates | TRC | 15 | 15 | 15
None | EUL by Measure | Single-Tank Door type Dishwasher - High Temp ¦ Business Energy Rebates | TRC | 15 | 15 | 15
None | EUL by Measure | Single-Tank Door type Dishwasher - Low Temp ¦ Business Energy Rebates | TRC | 15 | 15 | 15
None | EUL by Measure | Single -Tank Conveyor Dishwasher - High Temp ¦ Business Energy Rebates | TRC | 20 | 20 | 20
None | EUL by Measure | Single -Tank Conveyor Dishwasher - Low Temp ¦ Business Energy Rebates | TRC | 20 | 20 | 20
None | EUL by Measure | Single Heat Pad (Agriculture) ¦ Business Energy Rebates | TRC | 10 | 10 | 10
None | EUL by Measure | Small Commercial ETS Sytem ¦ ETS Business Energy Rebates | TRC | 18 | 18 | 18
None | EUL by Measure | Small Commercial ETS Sytem ¦ ETS Small Business Energy Solutions | TRC | 18 | 18 | 18
None | EUL by Measure | Smart power bar ¦ Instant Savings | TRC | 4 | 4 | 4
None | EUL by Measure | Smart Power Controllers - MURB ¦ Efficient Products Installation | TRC | 4 | 4 | 4
None | EUL by Measure | Smart Power Controllers ¦ Efficient Products Installation | TRC | 4 | 4 | 4
None | EUL by Measure | Solar air heating ¦ Green Heat | TRC | 20 | 20 | 20
None | EUL by Measure | Solar Domestic Hot Water ¦ Green Heat | TRC | 20 | 20 | 20
None | EUL by Measure | Solar Domestic Hot Water ¦ Home Energy Assessment | TRC | 20 | 20 | 20
None | EUL by Measure | Solid Door Freezer ¦ Business Energy Rebates | TRC | 12 | 12 | 12
None | EUL by Measure | Solid Door Freezer ¦ Small Business Energy Solutions | TRC | 12 | 12 | 12
None | EUL by Measure | Solid Door Refrigerator ¦ Business Energy Rebates | TRC | 12 | 12 | 12
None | EUL by Measure | Solid Door Refrigerator ¦ Small Business Energy Solutions | TRC | 12 | 12 | 12
None | EUL by Measure | Standard Capacity Electric Fryer ¦ Business Energy Rebates | TRC | 12 | 12 | 12
None | EUL by Measure | Standard Capacity Electric Fryer ¦ Small Business Energy Solutions | TRC | 12 | 12 | 12
None | EUL by Measure | Strategic Energy Management ¦ SEM | TRC | 2.933 | 2.933 | 2.933
None | EUL by Measure | Strip-Curtains for Display Cases ¦ Business Energy Rebates | TRC | 4 | 4 | 4
None | EUL by Measure | Strip-Curtains for Display Cases ¦ Small Business Energy Solutions | TRC | 4 | 4 | 4
None | EUL by Measure | Track/Mono-point Direction Luminaire ¦ Business Energy Rebates | TRC | 11.3 | 11.3 | 11.3
None | EUL by Measure | Unconverted D ¦ Home Energy Assessment | TRC | 25 | 25 | 25
None | EUL by Measure | Under-Counter Dishwasher - HighTemp ¦ Business Energy Rebates | TRC | 10 | 10 | 10
None | EUL by Measure | Under-Counter Dishwasher - Low Temp ¦ Business Energy Rebates | TRC | 10 | 10 | 10
None | EUL by Measure | Variable Speed Kitchen Exhaust Fan ¦ Business Energy Rebates | TRC | 15 | 15 | 15
None | EUL by Measure | Variable Speed Kitchen Exhaust Fan ¦ Small Business Energy Solutions | TRC | 15 | 15 | 15
None | EUL by Measure | Ventilation Fan (Agriculture) ¦ Business Energy Rebates | TRC | 15 | 15 | 15
None | EUL by Measure | VFD - 10 hp - Institutional - Make-up Air Fan ¦ Business Energy Rebates | TRC | 15 | 15 | 15
None | EUL by Measure | VFD - 10 hp - Retail - Supply Fan ¦ Business Energy Rebates | TRC | 15 | 15 | 15
None | EUL by Measure | VFD - 20 hp - Institutional - Chilled Water Pump ¦ Business Energy Rebates | TRC | 15 | 15 | 15
None | EUL by Measure | VFD - 20 hp - Retail - Exhaust Fan ¦ Business Energy Rebates | TRC | 15 | 15 | 15
None | EUL by Measure | VFD - 30 hp - Institutional - Make-up Air Fan ¦ Business Energy Rebates | TRC | 15 | 15 | 15
None | EUL by Measure | VFD - 30 hp - Retail - Supply Fan ¦ Business Energy Rebates | TRC | 15 | 15 | 15
None | EUL by Measure | VFD - 40 hp - Warehousing - Exhaust Fan ¦ Business Energy Rebates | TRC | 15 | 15 | 15
None | EUL by Measure | VFD - 5 hp - Institutional - Chilled Water Pump ¦ Business Energy Rebates | TRC | 15 | 15 | 15
None | EUL by Measure | VFD - 5 hp - Retail - Exhaust Fan ¦ Business Energy Rebates | TRC | 15 | 15 | 15
None | EUL by Measure | VFD Milk Transfer Pump ¦ Business Energy Rebates | TRC | 10 | 10 | 10
None | EUL by Measure | VFD Milk Transfer Pump ¦ Small Business Energy Solutions | TRC | 10 | 10 | 10
None | EUL by Measure | VFD Milk Vacuum Pump ¦ Business Energy Rebates | TRC | 15 | 15 | 15
None | EUL by Measure | VFD Milk Vacuum Pump ¦ Small Business Energy Solutions | TRC | 15 | 15 | 15
None | EUL by Measure | Wall Mounted Area Luminaire (1000 lumen) ¦ Business Energy Rebates | TRC | 18.3 | 18.3 | 18.3
None | EUL by Measure | Wall Mounted Area Luminaire (1000 lumen) ¦ Small Business Energy Solutions | TRC | 18.3 | 18.3 | 18.3
None | EUL by Measure | Wall Mounted Area Luminaire (10000 lumen) ¦ Business Energy Rebates | TRC | 18.3 | 18.3 | 18.3
None | EUL by Measure | Wall Mounted Area Luminaire (10000 lumen) ¦ Small Business Energy Solutions | TRC | 18.3 | 18.3 | 18.3
None | EUL by Measure | Wall Wash Luminaire (1000 lumen) ¦ Business Energy Rebates | TRC | 11.3 | 11.3 | 11.3
None | EUL by Measure | Wall wash luminaire (1500 lumen) ¦ Business Energy Rebates | TRC | 11.3 | 11.3 | 11.3
None | EUL by Measure | Whole Home - tier 0 (22% better than code on average) ¦ New Home Construction | TRC | 30 | 30 | 30
None | EUL by Measure | Whole home - tier 1 (45% better than code target) ¦ New Home Construction | TRC | 30 | 30 | 30
None | EUL by Measure | Whole home - tier 2 (60% better than code target) ¦ New Home Construction | TRC | 30 | 30 | 30
None | EUL by Measure | Whole home - tier 3 (70% better than code target) ¦ New Home Construction | TRC | 36 | 36 | 36
None | EUL by Measure | Whole Home ¦ Home Energy Assessment | TRC | 20 | 20 | 20
None | EUL by Measure | Whole Home First Nations Retrofit ¦ First Nations Home Retrofits | TRC | 20 | 20 | 20
None | EUL by Measure | Wood Boiler/Furnace ¦ Green Heat | TRC | 18 | 18 | 18
None | EUL by Measure | Wood Stove ¦ Green Heat | TRC | 18 | 18 | 18
None | EUL by Measure | Zero-Energy Doors for Reach-In Coolers ¦ Small Business Energy Solutions | TRC | 12 | 12 | 12
None | NTGR by Measure | 1/2 Size Hot Food Holding Cabinet ¦ Business Energy Rebates | TRC | 0.86 | 0.86 | 0.86
None | NTGR by Measure | 11W Replacing 60W - MURB ¦ Efficient Products Installation | TRC | 0.87 | 0.87 | 0.87
None | NTGR by Measure | 11W Replacing 60W ¦ Efficient Products Installation | TRC | 0.87 | 0.87 | 0.87
None | NTGR by Measure | 18W Replacing 100W - MURB ¦ Efficient Products Installation | TRC | 0.87 | 0.87 | 0.87
None | NTGR by Measure | 18W Replacing 100W ¦ Efficient Products Installation | TRC | 0.87 | 0.87 | 0.87
None | NTGR by Measure | 18W Replacing 75W - MURB ¦ Efficient Products Installation | TRC | 0.87 | 0.87 | 0.87
None | NTGR by Measure | 18W Replacing 75W ¦ Efficient Products Installation | TRC | 0.87 | 0.87 | 0.87
None | NTGR by Measure | 5W Chandelier E12 - MURB ¦ Efficient Products Installation | TRC | 0.87 | 0.87 | 0.87
None | NTGR by Measure | 5W Chandelier E12 ¦ Efficient Products Installation | TRC | 0.87 | 0.87 | 0.87
None | NTGR by Measure | 7W G25 - MURB ¦ Efficient Products Installation | TRC | 0.87 | 0.87 | 0.87
None | NTGR by Measure | 7W G25 ¦ Efficient Products Installation | TRC | 0.87 | 0.87 | 0.87
None | NTGR by Measure | 7W GU10 Replacing 35W - MURB ¦ Efficient Products Installation | TRC | 0.87 | 0.87 | 0.87
None | NTGR by Measure | 7W GU10 Replacing 35W ¦ Efficient Products Installation | TRC | 0.87 | 0.87 | 0.87
None | NTGR by Measure | 7W GU10 Replacing 50W - MURB ¦ Efficient Products Installation | TRC | 0.87 | 0.87 | 0.87
None | NTGR by Measure | 7W GU10 Replacing 50W ¦ Efficient Products Installation | TRC | 0.87 | 0.87 | 0.87
None | NTGR by Measure | 9.5W Replacing 100W - MURB ¦ Efficient Products Installation | TRC | 0.87 | 0.87 | 0.87
None | NTGR by Measure | 9.5W Replacing 100W ¦ Efficient Products Installation | TRC | 0.87 | 0.87 | 0.87
None | NTGR by Measure | 9.5W Replacing 40W - MURB ¦ Efficient Products Installation | TRC | 0.87 | 0.87 | 0.87
None | NTGR by Measure | 9.5W Replacing 40W ¦ Efficient Products Installation | TRC | 0.87 | 0.87 | 0.87
None | NTGR by Measure | 9.5W Replacing 60W - MURB ¦ Efficient Products Installation | TRC | 0.87 | 0.87 | 0.87
None | NTGR by Measure | 9.5W Replacing 60W ¦ Efficient Products Installation | TRC | 0.87 | 0.87 | 0.87
None | NTGR by Measure | 9W Replacing 100W - MURB ¦ Efficient Products Installation | TRC | 0.87 | 0.87 | 0.87
None | NTGR by Measure | 9W Replacing 100W ¦ Efficient Products Installation | TRC | 0.87 | 0.87 | 0.87
None | NTGR by Measure | 9W Replacing 40W - MURB ¦ Efficient Products Installation | TRC | 0.87 | 0.87 | 0.87
None | NTGR by Measure | 9W Replacing 40W ¦ Efficient Products Installation | TRC | 0.87 | 0.87 | 0.87
None | NTGR by Measure | 9W Replacing 60W - MURB ¦ Efficient Products Installation | TRC | 0.87 | 0.87 | 0.87
None | NTGR by Measure | 9W Replacing 60W ¦ Efficient Products Installation | TRC | 0.87 | 0.87 | 0.87
None | NTGR by Measure | Advanced Lighting Design (Performance Lighting) ¦ Business Energy Rebates | TRC | 0.9 | 0.9 | 0.9
None | NTGR by Measure | Air-Entraining Air Nozzle ¦ Business Energy Rebates | TRC | 0.86 | 0.86 | 0.86
None | NTGR by Measure | Air Conditioner retirement ¦ Appliance Retirement | TRC | 0.32 | 0.32 | 0.32
None | NTGR by Measure | ASHP and AWHP - Electrical ¦ Green Heat | TRC | 0.56 | 0.56 | 0.56
None | NTGR by Measure | Case Lighting for Sign Retrofits ¦ Business Energy Rebates | TRC | 0.86 | 0.86 | 0.86
None | NTGR by Measure | CEE Tier 2 Commercial Washing Machine ¦ Business Energy Rebates | TRC | 0.86 | 0.86 | 0.86
None | NTGR by Measure | CEE Tier 3 Commercial Washing Machine ¦ Business Energy Rebates | TRC | 0.86 | 0.86 | 0.86
None | NTGR by Measure | Circulation Fan (Agriculture) ¦ Business Energy Rebates | TRC | 0.86 | 0.86 | 0.86
None | NTGR by Measure | Clothes-line ¦ Instant Savings | TRC | 1 | 1 | 1
None | NTGR by Measure | Clothes Dryer replacement ¦ Appliance Retirement | TRC | 0.75 | 0.75 | 0.75
None | NTGR by Measure | Clothes Dryers ¦ First Nations Home Retrofits | TRC | 1 | 1 | 1
None | NTGR by Measure | Clothes Washer replacement ¦ Appliance Retirement | TRC | 0.75 | 0.75 | 0.75
None | NTGR by Measure | Clothes Washers ¦ First Nations Home Retrofits | TRC | 1 | 1 | 1
None | NTGR by Measure | Cold Climate Air-Source Heat Pump (24kBTU/hr) ¦ Business Energy Rebates | TRC | 0.86 | 0.86 | 0.86
None | NTGR by Measure | Cold Climate Air-Source Heat Pump (24kBTU/hr) ¦ Small Business Energy Solutions | TRC | 0.88 | 0.88 | 0.88
None | NTGR by Measure | Cold Climate Air-Source Heat Pump (48kBTU/hr) ¦ Business Energy Rebates | TRC | 0.86 | 0.86 | 0.86
None | NTGR by Measure | Custom Energy Efficiency ¦ Affordable MultiFamily Renter | TRC | 1 | 1 | 1
None | NTGR by Measure | Custom Energy Efficiency ¦ Custom Retrofit | TRC | 0.94 | 0.94 | 0.94
None | NTGR by Measure | Cycling Refrigerated Air Dryer - 50 CFM ¦ Business Energy Rebates | TRC | 0.86 | 0.86 | 0.86
None | NTGR by Measure | Dairy Scroll Compressor ¦ Business Energy Rebates | TRC | 0.86 | 0.86 | 0.86
None | NTGR by Measure | Daylighting Controls - Ceiling Mounted ¦ Business Energy Rebates | TRC | 0.86 | 0.86 | 0.86
None | NTGR by Measure | Daylighting Controls - Switch-Mounted ¦ Business Energy Rebates | TRC | 0.86 | 0.86 | 0.86
None | NTGR by Measure | Decorative Lamp ¦ Small Business Energy Solutions | TRC | 0.88 | 0.88 | 0.88
None | NTGR by Measure | Dehumidifier ¦ Instant Savings | TRC | 1 | 1 | 1
None | NTGR by Measure | Dehumidifier replacement (Low income only) ¦ Appliance Retirement | TRC | 1 | 1 | 1
None | NTGR by Measure | Dehumidifier replacement (Low income only) ¦ First Nations Home Retrofits | TRC | 1 | 1 | 1
None | NTGR by Measure | Dimmer Switch ¦ Instant Savings | TRC | 1 | 1 | 1
None | NTGR by Measure | Dishwasher replacement ¦ Appliance Retirement | TRC | 0.75 | 0.75 | 0.75
None | NTGR by Measure | Door Heater Controls ¦ Business Energy Rebates | TRC | 0.86 | 0.86 | 0.86
None | NTGR by Measure | Double Heat Pad (Agriculture) ¦ Business Energy Rebates | TRC | 0.86 | 0.86 | 0.86
None | NTGR by Measure | Downlight Luminaire (1200 lumen) ¦ Small Business Energy Solutions | TRC | 0.88 | 0.88 | 0.88
None | NTGR by Measure | Downlight Luminaire (3000 lumen) ¦ Small Business Energy Solutions | TRC | 0.88 | 0.88 | 0.88
None | NTGR by Measure | Downlight Luminaire (800 lumen) ¦ Small Business Energy Solutions | TRC | 0.88 | 0.88 | 0.88
None | NTGR by Measure | Drain Water Heat Recovery ¦ First Nations Home Retrofits | TRC | 1 | 1 | 1
None | NTGR by Measure | Drain Water Heat Recovery ¦ Green Heat | TRC | 0.76 | 0.76 | 0.76
None | NTGR by Measure | Drain Water Heat Recovery ¦ Home Energy Assessment | TRC | 0.76 | 0.76 | 0.76
None | NTGR by Measure | Dual Enthalpy Economizer Controls ¦ Business Energy Rebates | TRC | 0.86 | 0.86 | 0.86
None | NTGR by Measure | EC Motor for Refrigeration Applications ¦ Business Energy Rebates1 | TRC | 0.86 | 0.86 | 0.86
None | NTGR by Measure | EC Motor for Refrigeration Applications ¦ Business Energy Rebates2 | TRC | 0.86 | 0.86 | 0.86
None | NTGR by Measure | ECM Circulator Pump ¦ Instant Savings | TRC | 1 | 1 | 1
None | NTGR by Measure | Efficient clothes washer ¦ Instant Savings | TRC | 1 | 1 | 1
None | NTGR by Measure | Efficient refrigerator ¦ Instant Savings | TRC | 1 | 1 | 1
None | NTGR by Measure | Electric Combination Oven ¦ Business Energy Rebates | TRC | 0.86 | 0.86 | 0.86
None | NTGR by Measure | Electric Combination Oven with Gas ¦ Business Energy Rebates | TRC | 0.86 | 0.86 | 0.86
None | NTGR by Measure | Electric Convection Oven ¦ Business Energy Rebates | TRC | 0.86 | 0.86 | 0.86
None | NTGR by Measure | Electric Convection Oven with Gas ¦ Business Energy Rebates | TRC | 0.86 | 0.86 | 0.86
None | NTGR by Measure | Electric Fryer Replacement with Gas ¦ Business Energy Rebates | TRC | 0.86 | 0.86 | 0.86
None | NTGR by Measure | Electric Griddle Replacement with Gas ¦ Business Energy Rebates | TRC | 0.86 | 0.86 | 0.86
None | NTGR by Measure | Electric Steam Cooker ¦ Business Energy Rebates | TRC | 0.86 | 0.86 | 0.86
None | NTGR by Measure | Electric Steam Cooker Replacement with Gas ¦ Business Energy Rebates | TRC | 0.86 | 0.86 | 0.86
None | NTGR by Measure | Electric to Natural Gas - Water Heater ¦ Business Energy Rebates | TRC | 0.86 | 0.86 | 0.86
None | NTGR by Measure | Energy Management Information Systems ¦ EMIS | TRC | 1 | 1 | 1
None | NTGR by Measure | Energy Star Dryer ¦ Instant Savings | TRC | 0.475 | 0.475 | 0.475
None | NTGR by Measure | ENERGY STAR Pool Pump ¦ Business Energy Rebates | TRC | 0.86 | 0.86 | 0.86
None | NTGR by Measure | ENERGY STAR Uninteruptible Power Supplies (UPS) ¦ Business Energy Rebates | TRC | 0.86 | 0.86 | 0.86
None | NTGR by Measure | ENERGY STAR Washing Machine ¦ Business Energy Rebates | TRC | 0.86 | 0.86 | 0.86
None | NTGR by Measure | Evaporator Fan Motor Controls ¦ Business Energy Rebates | TRC | 0.86 | 0.86 | 0.86
None | NTGR by Measure | Faucet Aerators - MURB ¦ Efficient Products Installation | TRC | 1.04 | 1.04 | 1.04
None | NTGR by Measure | Faucet Aerators ¦ Efficient Products Installation | TRC | 1.04 | 1.04 | 1.04
None | NTGR by Measure | Flood Luminaire (10000 lumen) ¦ Business Energy Rebates | TRC | 0.86 | 0.86 | 0.86
None | NTGR by Measure | Flood Luminaire (10000 lumen) ¦ Small Business Energy Solutions | TRC | 0.88 | 0.88 | 0.88
None | NTGR by Measure | Flood Luminaire (48000 lumen) ¦ Business Energy Rebates | TRC | 0.86 | 0.86 | 0.86
None | NTGR by Measure | Flood Luminaire (48000 lumen) ¦ Small Business Energy Solutions | TRC | 0.88 | 0.88 | 0.88
None | NTGR by Measure | Four Pin Replacement Lamps for CFLs ¦ Business Energy Rebates | TRC | 0.86 | 0.86 | 0.86
None | NTGR by Measure | Four Pin Replacement Lamps for CFLs ¦ Small Business Energy Solutions | TRC | 0.88 | 0.88 | 0.88
None | NTGR by Measure | Freezer replacement (Low income only) ¦ Appliance Retirement | TRC | 1 | 1 | 1
None | NTGR by Measure | Freezer replacement (Low income only) ¦ First Nations Home Retrofits | TRC | 1 | 1 | 1
None | NTGR by Measure | Freezer replacement ¦ Appliance Retirement | TRC | 0.75 | 0.75 | 0.75
None | NTGR by Measure | Freezer retirement ¦ Appliance Retirement | TRC | 0.55 | 0.55 | 0.55
None | NTGR by Measure | Fridge replacement ¦ Appliance Retirement | TRC | 0.75 | 0.75 | 0.75
None | NTGR by Measure | Fuel Pump Canopy Luminaire (4000 lumen) ¦ Small Business Energy Solutions | TRC | 0.88 | 0.88 | 0.88
None | NTGR by Measure | General Use Lamp (A,G Types) ¦ Small Business Energy Solutions | TRC | 0.88 | 0.88 | 0.88
None | NTGR by Measure | Glass Door Freezer ¦ Small Business Energy Solutions | TRC | 0.88 | 0.88 | 0.88
None | NTGR by Measure | Glass Door Refrigerator ¦ Business Energy Rebates | TRC | 0.86 | 0.86 | 0.86
None | NTGR by Measure | Glass Door Refrigerator ¦ Small Business Energy Solutions | TRC | 0.88 | 0.88 | 0.88
None | NTGR by Measure | Ground Source Heat Pump (60kBTU/hr) ¦ Business Energy Rebates | TRC | 0.86 | 0.86 | 0.86
None | NTGR by Measure | Ground Source Heat Pump (60kBTU/hr) ¦ Small Business Energy Solutions | TRC | 0.88 | 0.88 | 0.88
None | NTGR by Measure | GSHP ¦ Green Heat | TRC | 0.56 | 0.56 | 0.56
None | NTGR by Measure | Heat Pump Clothes Dryer ¦ Business Energy Rebates | TRC | 0.86 | 0.86 | 0.86
None | NTGR by Measure | Heat Pump Dryer (ventless) ¦ Instant Savings | TRC | 0.9 | 0.9 | 0.9
None | NTGR by Measure | Heat Pump Water Heater ¦ Business Energy Rebates | TRC | 0.86 | 0.86 | 0.86
None | NTGR by Measure | Heat Pump Water Heater ¦ First Nations Home Retrofits | TRC | 1 | 1 | 1
None | NTGR by Measure | Heat Pump Water Heater ¦ Green Heat | TRC | 1 | 1 | 1
None | NTGR by Measure | Heat Pump Water Heater ¦ Home Energy Assessment | TRC | 0.76 | 0.76 | 0.76
None | NTGR by Measure | Heat Pump Water Heater ¦ Small Business Energy Solutions | TRC | 0.88 | 0.88 | 0.88
None | NTGR by Measure | Heat Reclaimer Unit (Agriculture) ¦ Business Energy Rebates | TRC | 0.86 | 0.86 | 0.86
None | NTGR by Measure | Heat Reclaimer Unit (Agriculture) ¦ Small Business Energy Solutions | TRC | 0.88 | 0.88 | 0.88
None | NTGR by Measure | Heavy duty timer ¦ Instant Savings | TRC | 1 | 1 | 1
None | NTGR by Measure | High Bay Luminaire (15 000 lumen) ¦ Business Energy Rebates | TRC | 0.86 | 0.86 | 0.86
None | NTGR by Measure | High Bay Luminaire (15 000 lumen) ¦ Small Business Energy Solutions | TRC | 0.88 | 0.88 | 0.88
None | NTGR by Measure | High Bay Luminaire (35 000 lumen) ¦ Small Business Energy Solutions | TRC | 0.88 | 0.88 | 0.88
None | NTGR by Measure | High Efficiency Circulator Pump 1.5kW ¦ Business Energy Rebates | TRC | 0.86 | 0.86 | 0.86
None | NTGR by Measure | High Efficiency Circulator Pump 100W ¦ Business Energy Rebates | TRC | 0.86 | 0.86 | 0.86
None | NTGR by Measure | High Efficiency Circulator Pump 300W ¦ Business Energy Rebates | TRC | 0.86 | 0.86 | 0.86
None | NTGR by Measure | High Volume Low Speed Fan (Agriculture) ¦ Business Energy Rebates | TRC | 0.86 | 0.86 | 0.86
None | NTGR by Measure | High Volume Low Speed Fan (Agriculture) ¦ Small Business Energy Solutions | TRC | 0.88 | 0.88 | 0.88
None | NTGR by Measure | Holiday Lights Exchange - MURB ¦ Efficient Products Installation | TRC | 1.04 | 1.04 | 1.04
None | NTGR by Measure | Holiday Lights Exchange ¦ Efficient Products Installation | TRC | 1.04 | 1.04 | 1.04
None | NTGR by Measure | Hot Water Tank Wrap - MURB ¦ Efficient Products Installation | TRC | 1.04 | 1.04 | 1.04
None | NTGR by Measure | Hot Water Tank Wrap ¦ Efficient Products Installation | TRC | 1.04 | 1.04 | 1.04
None | NTGR by Measure | HVAC Hotel Occupancy Sensor ¦ Business Energy Rebates | TRC | 0.86 | 0.86 | 0.86
None | NTGR by Measure | Hybrid Heat Pump Dryer ¦ Instant Savings | TRC | 0.85 | 0.85 | 0.85
None | NTGR by Measure | Ice-Making Head ¦ Business Energy Rebates | TRC | 0.86 | 0.86 | 0.86
None | NTGR by Measure | Indoor motion sensor ¦ Instant Savings | TRC | 1 | 1 | 1
None | NTGR by Measure | Large Commercial/Industrial ETS System ¦ ETS Business Energy Rebates | TRC | 0.86 | 0.86 | 0.86
None | NTGR by Measure | LED - ENERGY STAR Fixture with Motion Sensor ¦ Instant Savings | TRC | 1 | 1 | 1
None | NTGR by Measure | LED - ENERGY STAR Fixture without Motion Sensor ¦ Instant Savings | TRC | 1 | 1 | 1
None | NTGR by Measure | LED - Other ¦ Instant Savings | TRC | 0.84 | 0.84 | 0.84
None | NTGR by Measure | LED - R, BR and Decorative ¦ Instant Savings | TRC | 0.84 | 0.84 | 0.84
None | NTGR by Measure | LED - Recessed downlight ¦ Instant Savings | TRC | 1 | 1 | 1
None | NTGR by Measure | LED Nightlights - MURB ¦ Efficient Products Installation | TRC | 1.04 | 1.04 | 1.04
None | NTGR by Measure | LED Nightlights ¦ Efficient Products Installation | TRC | 1.04 | 1.04 | 1.04
None | NTGR by Measure | LED Replacement Lamps for HID (10000 lumen) ¦ Business Energy Rebates | TRC | 0.86 | 0.86 | 0.86
None | NTGR by Measure | LED Replacement Lamps for HID (10000 lumen) ¦ Small Business Energy Solutions | TRC | 0.88 | 0.88 | 0.88
None | NTGR by Measure | LED Replacement Lamps for HID (4000 lumen) ¦ Business Energy Rebates | TRC | 0.86 | 0.86 | 0.86
None | NTGR by Measure | LED Replacement Lamps for HID (4000 lumen) ¦ Small Business Energy Solutions | TRC | 0.88 | 0.88 | 0.88
None | NTGR by Measure | LED Troffer (1x4) ¦ Business Energy Rebates | TRC | 0.86 | 0.86 | 0.86
None | NTGR by Measure | LED Troffer (1x4) ¦ Small Business Energy Solutions | TRC | 0.88 | 0.88 | 0.88
None | NTGR by Measure | LED Troffer (2x2) ¦ Business Energy Rebates | TRC | 0.86 | 0.86 | 0.86
None | NTGR by Measure | LED Troffer (2x2) ¦ Small Business Energy Solutions | TRC | 0.88 | 0.88 | 0.88
None | NTGR by Measure | LED Troffer (4x2) ¦ Business Energy Rebates | TRC | 0.86 | 0.86 | 0.86
None | NTGR by Measure | LED Troffer (4x2) ¦ Small Business Energy Solutions | TRC | 0.88 | 0.88 | 0.88
None | NTGR by Measure | LED Wall Sconce (1200 lumen) ¦ Small Business Energy Solutions | TRC | 0.88 | 0.88 | 0.88
None | NTGR by Measure | Linear Ambient Luminaire (10000 lumen) ¦ Business Energy Rebates | TRC | 0.86 | 0.86 | 0.86
None | NTGR by Measure | Linear Ambient Luminaire (10000 lumen) ¦ Small Business Energy Solutions | TRC | 0.88 | 0.88 | 0.88
None | NTGR by Measure | Linear Ambient Luminaire (2000 lumen) ¦ Business Energy Rebates | TRC | 0.86 | 0.86 | 0.86
None | NTGR by Measure | Linear Ambient Luminaire (2000 lumen) ¦ Small Business Energy Solutions | TRC | 0.88 | 0.88 | 0.88
None | NTGR by Measure | Linear Ambient Luminaire (4000 lumen) ¦ Business Energy Rebates | TRC | 0.86 | 0.86 | 0.86
None | NTGR by Measure | Linear Ambient Luminaire (4000 lumen) ¦ Small Business Energy Solutions | TRC | 0.88 | 0.88 | 0.88
None | NTGR by Measure | Linear Ambient Luminaire (8000 lumen) ¦ Business Energy Rebates | TRC | 0.86 | 0.86 | 0.86
None | NTGR by Measure | Linear Ambient Luminaire (8000 lumen) ¦ Small Business Energy Solutions | TRC | 0.88 | 0.88 | 0.88
None | NTGR by Measure | Linear Replacement Lamp (2 foot) ¦ Business Energy Rebates | TRC | 0.86 | 0.86 | 0.86
None | NTGR by Measure | Linear Replacement Lamp (2 foot) ¦ Small Business Energy Solutions | TRC | 0.88 | 0.88 | 0.88
None | NTGR by Measure | Linear Replacement Lamp (4 foot) ¦ Business Energy Rebates | TRC | 0.86 | 0.86 | 0.86
None | NTGR by Measure | Linear Replacement Lamp (4 foot) ¦ Small Business Energy Solutions | TRC | 0.88 | 0.88 | 0.88
None | NTGR by Measure | Low-bay Luminaire (10,000 lumen) ¦ Business Energy Rebates | TRC | 0.86 | 0.86 | 0.86
None | NTGR by Measure | Low-bay Luminaire (10,000 lumen) ¦ Small Business Energy Solutions | TRC | 0.88 | 0.88 | 0.88
None | NTGR by Measure | Low-bay Luminaire (5000 lumen) ¦ Business Energy Rebates | TRC | 0.86 | 0.86 | 0.86
None | NTGR by Measure | Low-flow showerhead - 0.5 gpm Reduction - MURB ¦ Efficient Products Installation | TRC | 1.04 | 1.04 | 1.04
None | NTGR by Measure | Low-flow showerhead - 0.5 gpm Reduction ¦ Efficient Products Installation | TRC | 1.04 | 1.04 | 1.04
None | NTGR by Measure | Low-flow showerhead - 1.0 gpm Reduction - MURB ¦ Efficient Products Installation | TRC | 1.04 | 1.04 | 1.04
None | NTGR by Measure | Low-flow showerhead - 1.0 gpm Reduction ¦ Efficient Products Installation | TRC | 1.04 | 1.04 | 1.04
None | NTGR by Measure | Low-flow showerhead -0.75 gpm Reduction - MURB ¦ Efficient Products Installation | TRC | 1.04 | 1.04 | 1.04
None | NTGR by Measure | Low-flow showerhead -0.75 gpm Reduction ¦ Efficient Products Installation | TRC | 1.04 | 1.04 | 1.04
None | NTGR by Measure | Low/Zero Energy Livestock Waterer ¦ Business Energy Rebates | TRC | 0.86 | 0.86 | 0.86
None | NTGR by Measure | Luminaire Level Lighting Control (LLLC) - High Impact Application ¦ Business Energy Rebates | TRC | 0.9 | 0.9 | 0.9
None | NTGR by Measure | Luminaire Level Lighting Control (LLLC) - Low Impact Application ¦ Business Energy Rebates | TRC | 0.9 | 0.9 | 0.9
None | NTGR by Measure | Medium Commercial ETS System ¦ ETS Business Energy Rebates | TRC | 0.86 | 0.86 | 0.86
None | NTGR by Measure | Medium Commercial ETS System ¦ ETS Small Business Energy Solutions | TRC | 0.88 | 0.88 | 0.88
None | NTGR by Measure | Milk Pre-cooler ¦ Business Energy Rebates | TRC | 0.86 | 0.86 | 0.86
None | NTGR by Measure | Mini freezer retirement ¦ Appliance Retirement | TRC | 0.5 | 0.5 | 0.5
None | NTGR by Measure | Mini fridge retirement ¦ Appliance Retirement | TRC | 0.5 | 0.5 | 0.5
None | NTGR by Measure | Motion sensor with dimmer switch ¦ Instant Savings | TRC | 1 | 1 | 1
None | NTGR by Measure | MSHP - Fully Electrical ¦ Green Heat | TRC | 0.58 | 0.58 | 0.58
None | NTGR by Measure | MSHP - Mainly Electrical ¦ Green Heat | TRC | 0.6 | 0.6 | 0.6
None | NTGR by Measure | Multi-Tank Conveyor Dishwasher - High Temp ¦ Business Energy Rebates | TRC | 0.86 | 0.86 | 0.86
None | NTGR by Measure | Multi-Tank Conveyor Dishwasher - High Temp ¦ Small Business Energy Solutions | TRC | 0.88 | 0.88 | 0.88
None | NTGR by Measure | Multi-Tank Conveyor Dishwasher - Low Temp ¦ Business Energy Rebates | TRC | 0.86 | 0.86 | 0.86
None | NTGR by Measure | Multi-Tank Conveyor Dishwasher - Low Temp ¦ Small Business Energy Solutions | TRC | 0.88 | 0.88 | 0.88
None | NTGR by Measure | Natural Barn Ventiliation - Year-Round ¦ Business Energy Rebates | TRC | 0.86 | 0.86 | 0.86
None | NTGR by Measure | Networked/ Connected - Indoor LED Lamp ¦ Instant Savings | TRC | 1.14 | 1.14 | 1.14
None | NTGR by Measure | Networked/Connected - High Impact Application ¦ Business Energy Rebates | TRC | 0.9 | 0.9 | 0.9
None | NTGR by Measure | Networked/Connected - Low Impact Application ¦ Business Energy Rebates | TRC | 0.9 | 0.9 | 0.9
None | NTGR by Measure | No-Loss Drain ¦ Business Energy Rebates | TRC | 0.86 | 0.86 | 0.86
None | NTGR by Measure | Occupancy Sensor (Ceiling Mounted) ¦ Business Energy Rebates | TRC | 0.86 | 0.86 | 0.86
None | NTGR by Measure | Occupancy Sensor (Ceiling Mounted) ¦ Small Business Energy Solutions | TRC | 0.88 | 0.88 | 0.88
None | NTGR by Measure | Occupancy Sensor (Wall Mounted) ¦ Business Energy Rebates | TRC | 0.86 | 0.86 | 0.86
None | NTGR by Measure | Occupancy Sensor (Wall Mounted) ¦ Small Business Energy Solutions | TRC | 0.88 | 0.88 | 0.88
None | NTGR by Measure | Occupancy Sensor (Exterior) ¦ Business Energy Rebates | TRC | 0.86 | 0.86 | 0.86
None | NTGR by Measure | Open to Closed Cooler Conversion ¦ Business Energy Rebates | TRC | 0.86 | 0.86 | 0.86
None | NTGR by Measure | Open to Closed Cooler Conversion ¦ Small Business Energy Solutions | TRC | 0.88 | 0.88 | 0.88
None | NTGR by Measure | Outdoor motion sensor ¦ Instant Savings | TRC | 1 | 1 | 1
None | NTGR by Measure | Outside Air Economizer ¦ Business Energy Rebates | TRC | 0.86 | 0.86 | 0.86
None | NTGR by Measure | Packaged Terminal Heat Pump (12kBTU/hr) ¦ Business Energy Rebates | TRC | 0.86 | 0.86 | 0.86
None | NTGR by Measure | Parking Garage Luminaire (4000 lumen) ¦ Small Business Energy Solutions | TRC | 0.88 | 0.88 | 0.88
None | NTGR by Measure | Pellet Boiler/Furnace ¦ Green Heat | TRC | 0.64 | 0.64 | 0.64
None | NTGR by Measure | Pellet Stove ¦ Green Heat | TRC | 0.64 | 0.64 | 0.64
None | NTGR by Measure | Pipe Insulation - MURB ¦ Efficient Products Installation | TRC | 1.04 | 1.04 | 1.04
None | NTGR by Measure | Pipe Insulation ¦ Efficient Products Installation | TRC | 1.04 | 1.04 | 1.04
None | NTGR by Measure | Pole/Arm-Mounted Area Luminaire (20000 lumen) ¦ Business Energy Rebates | TRC | 0.86 | 0.86 | 0.86
None | NTGR by Measure | Pole/Arm-Mounted Area Luminaire (20000 lumen) ¦ Small Business Energy Solutions | TRC | 0.88 | 0.88 | 0.88
None | NTGR by Measure | Pole/Arm-Mounted Area Luminaire (4000 lumen) ¦ Small Business Energy Solutions | TRC | 0.88 | 0.88 | 0.88
None | NTGR by Measure | Pole/Arm-Mounted Area Luminaire (60000 lumen) ¦ Business Energy Rebates | TRC | 0.86 | 0.86 | 0.86
None | NTGR by Measure | Pole/Arm-Mounted Decorative Luminaire (1500 lumen) ¦ Small Business Energy Solutions | TRC | 0.88 | 0.88 | 0.88
None | NTGR by Measure | Pole/Arm-Mounted Decorative Luminaire (5000 lumen) ¦ Business Energy Rebates | TRC | 0.86 | 0.86 | 0.86
None | NTGR by Measure | Pole/Arm-Mounted Decorative Luminaire (5000 lumen) ¦ Small Business Energy Solutions | TRC | 0.88 | 0.88 | 0.88
None | NTGR by Measure | Pot, Pan and Utensil Dishwasher - High Temp ¦ Business Energy Rebates | TRC | 0.86 | 0.86 | 0.86
None | NTGR by Measure | Power bar with timer ¦ Instant Savings | TRC | 1 | 1 | 1
None | NTGR by Measure | Premium High Bay Luminaire (15 000 lumen) ¦ Business Energy Rebates | TRC | 0.86 | 0.86 | 0.86
None | NTGR by Measure | Premium High Bay Luminaire (15 000 lumen) ¦ Small Business Energy Solutions | TRC | 0.88 | 0.88 | 0.88
None | NTGR by Measure | Premium High Bay Luminaire (35 000 lumen) ¦ Business Energy Rebates | TRC | 0.86 | 0.86 | 0.86
None | NTGR by Measure | Premium High Bay Luminaire (35 000 lumen) ¦ Small Business Energy Solutions | TRC | 0.88 | 0.88 | 0.88
None | NTGR by Measure | Premium High Bay Luminaire (60 000 lumen) ¦ Business Energy Rebates | TRC | 0.86 | 0.86 | 0.86
None | NTGR by Measure | Programmable thermostat ¦ Instant Savings | TRC | 1 | 1 | 1
None | NTGR by Measure | Programmable Thermostats ¦ First Nations Home Retrofits | TRC | 1 | 1 | 1
None | NTGR by Measure | Range / Stove replacement ¦ Appliance Retirement | TRC | 0.75 | 0.75 | 0.75
None | NTGR by Measure | Reflector Lamp (MR16) ¦ Small Business Energy Solutions | TRC | 0.88 | 0.88 | 0.88
None | NTGR by Measure | Reflector Lamp (PAR38) ¦ Small Business Energy Solutions | TRC | 0.88 | 0.88 | 0.88
None | NTGR by Measure | Refrigerated Case Luminaire ¦ Business Energy Rebates | TRC | 0.86 | 0.86 | 0.86
None | NTGR by Measure | Refrigerated Case Luminaire ¦ Small Business Energy Solutions | TRC | 0.88 | 0.88 | 0.88
None | NTGR by Measure | Refrigerator replacement (Low income only) ¦ Appliance Retirement | TRC | 1 | 1 | 1
None | NTGR by Measure | Refrigerator replacement (Low income only) ¦ First Nations Home Retrofits | TRC | 1 | 1 | 1
None | NTGR by Measure | Refrigerator retirement ¦ Appliance Retirement | TRC | 0.55 | 0.55 | 0.55
None | NTGR by Measure | Remote Condensing Unit ¦ Business Energy Rebates | TRC | 0.86 | 0.86 | 0.86
None | NTGR by Measure | Residential DHW Timer ¦ ETS Green Heat | TRC | 0.64 | 0.64 | 0.64
None | NTGR by Measure | Residential ETS System (Central) ¦ ETS Green Heat | TRC | 0.64 | 0.64 | 0.64
None | NTGR by Measure | Residential ETS System (Central) ¦ ETS Home Energy Assessment | TRC | 0.76 | 0.76 | 0.76
None | NTGR by Measure | Residential ETS System (Room) ¦ ETS Green Heat | TRC | 0.64 | 0.64 | 0.64
None | NTGR by Measure | Residential ETS System (Room) ¦ ETS Home Energy Assessment | TRC | 0.76 | 0.76 | 0.76
None | NTGR by Measure | Room air purifier ¦ Instant Savings | TRC | 1 | 1 | 1
None | NTGR by Measure | Server Virtualization and Decommissioning ¦ Business Energy Rebates | TRC | 0.86 | 0.86 | 0.86
None | NTGR by Measure | Single-Tank Door type Dishwasher - High Temp ¦ Business Energy Rebates | TRC | 0.86 | 0.86 | 0.86
None | NTGR by Measure | Single-Tank Door type Dishwasher - Low Temp ¦ Business Energy Rebates | TRC | 0.86 | 0.86 | 0.86
None | NTGR by Measure | Single -Tank Conveyor Dishwasher - High Temp ¦ Business Energy Rebates | TRC | 0.86 | 0.86 | 0.86
None | NTGR by Measure | Single -Tank Conveyor Dishwasher - Low Temp ¦ Business Energy Rebates | TRC | 0.86 | 0.86 | 0.86
None | NTGR by Measure | Single Heat Pad (Agriculture) ¦ Business Energy Rebates | TRC | 0.86 | 0.86 | 0.86
None | NTGR by Measure | Small Commercial ETS Sytem ¦ ETS Business Energy Rebates | TRC | 0.86 | 0.86 | 0.86
None | NTGR by Measure | Small Commercial ETS Sytem ¦ ETS Small Business Energy Solutions | TRC | 0.88 | 0.88 | 0.88
None | NTGR by Measure | Smart power bar ¦ Instant Savings | TRC | 1 | 1 | 1
None | NTGR by Measure | Smart Power Controllers - MURB ¦ Efficient Products Installation | TRC | 1.04 | 1.04 | 1.04
None | NTGR by Measure | Smart Power Controllers ¦ Efficient Products Installation | TRC | 1.04 | 1.04 | 1.04
None | NTGR by Measure | Solar air heating ¦ Green Heat | TRC | 0.64 | 0.64 | 0.64
None | NTGR by Measure | Solar Domestic Hot Water ¦ Green Heat | TRC | 0.64 | 0.64 | 0.64
None | NTGR by Measure | Solar Domestic Hot Water ¦ Home Energy Assessment | TRC | 0.76 | 0.76 | 0.76
None | NTGR by Measure | Solid Door Freezer ¦ Business Energy Rebates | TRC | 0.86 | 0.86 | 0.86
None | NTGR by Measure | Solid Door Freezer ¦ Small Business Energy Solutions | TRC | 0.88 | 0.88 | 0.88
None | NTGR by Measure | Solid Door Refrigerator ¦ Business Energy Rebates | TRC | 0.86 | 0.86 | 0.86
None | NTGR by Measure | Solid Door Refrigerator ¦ Small Business Energy Solutions | TRC | 0.88 | 0.88 | 0.88
None | NTGR by Measure | Standard Capacity Electric Fryer ¦ Business Energy Rebates | TRC | 0.86 | 0.86 | 0.86
None | NTGR by Measure | Standard Capacity Electric Fryer ¦ Small Business Energy Solutions | TRC | 0.88 | 0.88 | 0.88
None | NTGR by Measure | Strategic Energy Management ¦ SEM | TRC | 1 | 1 | 1
None | NTGR by Measure | Strip-Curtains for Display Cases ¦ Business Energy Rebates | TRC | 0.86 | 0.86 | 0.86
None | NTGR by Measure | Strip-Curtains for Display Cases ¦ Small Business Energy Solutions | TRC | 0.88 | 0.88 | 0.88
None | NTGR by Measure | Track/Mono-point Direction Luminaire ¦ Business Energy Rebates | TRC | 0.86 | 0.86 | 0.86
None | NTGR by Measure | Unconverted D ¦ Home Energy Assessment | TRC | 0.76 | 0.76 | 0.76
None | NTGR by Measure | Under-Counter Dishwasher - HighTemp ¦ Business Energy Rebates | TRC | 0.86 | 0.86 | 0.86
None | NTGR by Measure | Under-Counter Dishwasher - Low Temp ¦ Business Energy Rebates | TRC | 0.86 | 0.86 | 0.86
None | NTGR by Measure | Variable Speed Kitchen Exhaust Fan ¦ Business Energy Rebates | TRC | 0.86 | 0.86 | 0.86
None | NTGR by Measure | Variable Speed Kitchen Exhaust Fan ¦ Small Business Energy Solutions | TRC | 0.88 | 0.88 | 0.88
None | NTGR by Measure | Ventilation Fan (Agriculture) ¦ Business Energy Rebates | TRC | 0.86 | 0.86 | 0.86
None | NTGR by Measure | VFD - 10 hp - Institutional - Make-up Air Fan ¦ Business Energy Rebates | TRC | 0.86 | 0.86 | 0.86
None | NTGR by Measure | VFD - 10 hp - Retail - Supply Fan ¦ Business Energy Rebates | TRC | 0.86 | 0.86 | 0.86
None | NTGR by Measure | VFD - 20 hp - Institutional - Chilled Water Pump ¦ Business Energy Rebates | TRC | 0.86 | 0.86 | 0.86
None | NTGR by Measure | VFD - 20 hp - Retail - Exhaust Fan ¦ Business Energy Rebates | TRC | 0.86 | 0.86 | 0.86
None | NTGR by Measure | VFD - 30 hp - Institutional - Make-up Air Fan ¦ Business Energy Rebates | TRC | 0.86 | 0.86 | 0.86
None | NTGR by Measure | VFD - 30 hp - Retail - Supply Fan ¦ Business Energy Rebates | TRC | 0.86 | 0.86 | 0.86
None | NTGR by Measure | VFD - 40 hp - Warehousing - Exhaust Fan ¦ Business Energy Rebates | TRC | 0.86 | 0.86 | 0.86
None | NTGR by Measure | VFD - 5 hp - Institutional - Chilled Water Pump ¦ Business Energy Rebates | TRC | 0.86 | 0.86 | 0.86
None | NTGR by Measure | VFD - 5 hp - Retail - Exhaust Fan ¦ Business Energy Rebates | TRC | 0.86 | 0.86 | 0.86
None | NTGR by Measure | VFD Milk Transfer Pump ¦ Business Energy Rebates | TRC | 0.86 | 0.86 | 0.86
None | NTGR by Measure | VFD Milk Transfer Pump ¦ Small Business Energy Solutions | TRC | 0.88 | 0.88 | 0.88
None | NTGR by Measure | VFD Milk Vacuum Pump ¦ Business Energy Rebates | TRC | 0.86 | 0.86 | 0.86
None | NTGR by Measure | VFD Milk Vacuum Pump ¦ Small Business Energy Solutions | TRC | 0.88 | 0.88 | 0.88
None | NTGR by Measure | Wall Mounted Area Luminaire (1000 lumen) ¦ Business Energy Rebates | TRC | 0.86 | 0.86 | 0.86
None | NTGR by Measure | Wall Mounted Area Luminaire (1000 lumen) ¦ Small Business Energy Solutions | TRC | 0.88 | 0.88 | 0.88
None | NTGR by Measure | Wall Mounted Area Luminaire (10000 lumen) ¦ Business Energy Rebates | TRC | 0.86 | 0.86 | 0.86
None | NTGR by Measure | Wall Mounted Area Luminaire (10000 lumen) ¦ Small Business Energy Solutions | TRC | 0.88 | 0.88 | 0.88
None | NTGR by Measure | Wall Wash Luminaire (1000 lumen) ¦ Business Energy Rebates | TRC | 0.86 | 0.86 | 0.86
None | NTGR by Measure | Wall wash luminaire (1500 lumen) ¦ Business Energy Rebates | TRC | 0.86 | 0.86 | 0.86
None | NTGR by Measure | Whole Home - tier 0 (22% better than code on average) ¦ New Home Construction | TRC | 1.06 | 1.06 | 1.06
None | NTGR by Measure | Whole home - tier 1 (45% better than code target) ¦ New Home Construction | TRC | 1.06 | 1.06 | 1.06
None | NTGR by Measure | Whole home - tier 2 (60% better than code target) ¦ New Home Construction | TRC | 1.06 | 1.06 | 1.06
None | NTGR by Measure | Whole home - tier 3 (70% better than code target) ¦ New Home Construction | TRC | 0.39 | 0.39 | 0.39
None | NTGR by Measure | Whole Home ¦ Home Energy Assessment | TRC | 0.76 | 0.76 | 0.76
None | NTGR by Measure | Whole Home First Nations Retrofit ¦ First Nations Home Retrofits | TRC | 1 | 1 | 1
None | NTGR by Measure | Wood Boiler/Furnace ¦ Green Heat | TRC | 0.64 | 0.64 | 0.64
None | NTGR by Measure | Wood Stove ¦ Green Heat | TRC | 0.64 | 0.64 | 0.64
None | NTGR by Measure | Zero-Energy Doors for Reach-In Coolers ¦ Small Business Energy Solutions | TRC | 0.88 | 0.88 | 0.88
None | NTGR by Measure | 1/2 Size Hot Food Holding Cabinet ¦ Business Energy Rebates | UCT | 0.86 | 0.86 | 0.86
None | NTGR by Measure | 11W Replacing 60W - MURB ¦ Efficient Products Installation | UCT | 0.87 | 0.87 | 0.87
None | NTGR by Measure | 11W Replacing 60W ¦ Efficient Products Installation | UCT | 0.87 | 0.87 | 0.87
None | NTGR by Measure | 18W Replacing 100W - MURB ¦ Efficient Products Installation | UCT | 0.87 | 0.87 | 0.87
None | NTGR by Measure | 18W Replacing 100W ¦ Efficient Products Installation | UCT | 0.87 | 0.87 | 0.87
None | NTGR by Measure | 18W Replacing 75W - MURB ¦ Efficient Products Installation | UCT | 0.87 | 0.87 | 0.87
None | NTGR by Measure | 18W Replacing 75W ¦ Efficient Products Installation | UCT | 0.87 | 0.87 | 0.87
None | NTGR by Measure | 5W Chandelier E12 - MURB ¦ Efficient Products Installation | UCT | 0.87 | 0.87 | 0.87
None | NTGR by Measure | 5W Chandelier E12 ¦ Efficient Products Installation | UCT | 0.87 | 0.87 | 0.87
None | NTGR by Measure | 7W G25 - MURB ¦ Efficient Products Installation | UCT | 0.87 | 0.87 | 0.87
None | NTGR by Measure | 7W G25 ¦ Efficient Products Installation | UCT | 0.87 | 0.87 | 0.87
None | NTGR by Measure | 7W GU10 Replacing 35W - MURB ¦ Efficient Products Installation | UCT | 0.87 | 0.87 | 0.87
None | NTGR by Measure | 7W GU10 Replacing 35W ¦ Efficient Products Installation | UCT | 0.87 | 0.87 | 0.87
None | NTGR by Measure | 7W GU10 Replacing 50W - MURB ¦ Efficient Products Installation | UCT | 0.87 | 0.87 | 0.87
None | NTGR by Measure | 7W GU10 Replacing 50W ¦ Efficient Products Installation | UCT | 0.87 | 0.87 | 0.87
None | NTGR by Measure | 9.5W Replacing 100W - MURB ¦ Efficient Products Installation | UCT | 0.87 | 0.87 | 0.87
None | NTGR by Measure | 9.5W Replacing 100W ¦ Efficient Products Installation | UCT | 0.87 | 0.87 | 0.87
None | NTGR by Measure | 9.5W Replacing 40W - MURB ¦ Efficient Products Installation | UCT | 0.87 | 0.87 | 0.87
None | NTGR by Measure | 9.5W Replacing 40W ¦ Efficient Products Installation | UCT | 0.87 | 0.87 | 0.87
None | NTGR by Measure | 9.5W Replacing 60W - MURB ¦ Efficient Products Installation | UCT | 0.87 | 0.87 | 0.87
None | NTGR by Measure | 9.5W Replacing 60W ¦ Efficient Products Installation | UCT | 0.87 | 0.87 | 0.87
None | NTGR by Measure | 9W Replacing 100W - MURB ¦ Efficient Products Installation | UCT | 0.87 | 0.87 | 0.87
None | NTGR by Measure | 9W Replacing 100W ¦ Efficient Products Installation | UCT | 0.87 | 0.87 | 0.87
None | NTGR by Measure | 9W Replacing 40W - MURB ¦ Efficient Products Installation | UCT | 0.87 | 0.87 | 0.87
None | NTGR by Measure | 9W Replacing 40W ¦ Efficient Products Installation | UCT | 0.87 | 0.87 | 0.87
None | NTGR by Measure | 9W Replacing 60W - MURB ¦ Efficient Products Installation | UCT | 0.87 | 0.87 | 0.87
None | NTGR by Measure | 9W Replacing 60W ¦ Efficient Products Installation | UCT | 0.87 | 0.87 | 0.87
None | NTGR by Measure | Advanced Lighting Design (Performance Lighting) ¦ Business Energy Rebates | UCT | 0.9 | 0.9 | 0.9
None | NTGR by Measure | Air-Entraining Air Nozzle ¦ Business Energy Rebates | UCT | 0.86 | 0.86 | 0.86
None | NTGR by Measure | Air Conditioner retirement ¦ Appliance Retirement | UCT | 0.32 | 0.32 | 0.32
None | NTGR by Measure | ASHP and AWHP - Electrical ¦ Green Heat | UCT | 0.56 | 0.56 | 0.56
None | NTGR by Measure | Case Lighting for Sign Retrofits ¦ Business Energy Rebates | UCT | 0.86 | 0.86 | 0.86
None | NTGR by Measure | CEE Tier 2 Commercial Washing Machine ¦ Business Energy Rebates | UCT | 0.86 | 0.86 | 0.86
None | NTGR by Measure | CEE Tier 3 Commercial Washing Machine ¦ Business Energy Rebates | UCT | 0.86 | 0.86 | 0.86
None | NTGR by Measure | Circulation Fan (Agriculture) ¦ Business Energy Rebates | UCT | 0.86 | 0.86 | 0.86
None | NTGR by Measure | Clothes-line ¦ Instant Savings | UCT | 1 | 1 | 1
None | NTGR by Measure | Clothes Dryer replacement ¦ Appliance Retirement | UCT | 0.75 | 0.75 | 0.75
None | NTGR by Measure | Clothes Dryers ¦ First Nations Home Retrofits | UCT | 1 | 1 | 1
None | NTGR by Measure | Clothes Washer replacement ¦ Appliance Retirement | UCT | 0.75 | 0.75 | 0.75
None | NTGR by Measure | Clothes Washers ¦ First Nations Home Retrofits | UCT | 1 | 1 | 1
None | NTGR by Measure | Cold Climate Air-Source Heat Pump (24kBTU/hr) ¦ Business Energy Rebates | UCT | 0.86 | 0.86 | 0.86
None | NTGR by Measure | Cold Climate Air-Source Heat Pump (24kBTU/hr) ¦ Small Business Energy Solutions | UCT | 0.88 | 0.88 | 0.88
None | NTGR by Measure | Cold Climate Air-Source Heat Pump (48kBTU/hr) ¦ Business Energy Rebates | UCT | 0.86 | 0.86 | 0.86
None | NTGR by Measure | Custom Energy Efficiency ¦ Affordable MultiFamily Renter | UCT | 1 | 1 | 1
None | NTGR by Measure | Custom Energy Efficiency ¦ Custom Retrofit | UCT | 0.94 | 0.94 | 0.94
None | NTGR by Measure | Cycling Refrigerated Air Dryer - 50 CFM ¦ Business Energy Rebates | UCT | 0.86 | 0.86 | 0.86
None | NTGR by Measure | Dairy Scroll Compressor ¦ Business Energy Rebates | UCT | 0.86 | 0.86 | 0.86
None | NTGR by Measure | Daylighting Controls - Ceiling Mounted ¦ Business Energy Rebates | UCT | 0.86 | 0.86 | 0.86
None | NTGR by Measure | Daylighting Controls - Switch-Mounted ¦ Business Energy Rebates | UCT | 0.86 | 0.86 | 0.86
None | NTGR by Measure | Decorative Lamp ¦ Small Business Energy Solutions | UCT | 0.88 | 0.88 | 0.88
None | NTGR by Measure | Dehumidifier ¦ Instant Savings | UCT | 1 | 1 | 1
None | NTGR by Measure | Dehumidifier replacement (Low income only) ¦ Appliance Retirement | UCT | 1 | 1 | 1
None | NTGR by Measure | Dehumidifier replacement (Low income only) ¦ First Nations Home Retrofits | UCT | 1 | 1 | 1
None | NTGR by Measure | Dimmer Switch ¦ Instant Savings | UCT | 1 | 1 | 1
None | NTGR by Measure | Dishwasher replacement ¦ Appliance Retirement | UCT | 0.75 | 0.75 | 0.75
None | NTGR by Measure | Door Heater Controls ¦ Business Energy Rebates | UCT | 0.86 | 0.86 | 0.86
None | NTGR by Measure | Double Heat Pad (Agriculture) ¦ Business Energy Rebates | UCT | 0.86 | 0.86 | 0.86
None | NTGR by Measure | Downlight Luminaire (1200 lumen) ¦ Small Business Energy Solutions | UCT | 0.88 | 0.88 | 0.88
None | NTGR by Measure | Downlight Luminaire (3000 lumen) ¦ Small Business Energy Solutions | UCT | 0.88 | 0.88 | 0.88
None | NTGR by Measure | Downlight Luminaire (800 lumen) ¦ Small Business Energy Solutions | UCT | 0.88 | 0.88 | 0.88
None | NTGR by Measure | Drain Water Heat Recovery ¦ First Nations Home Retrofits | UCT | 1 | 1 | 1
None | NTGR by Measure | Drain Water Heat Recovery ¦ Green Heat | UCT | 0.76 | 0.76 | 0.76
None | NTGR by Measure | Drain Water Heat Recovery ¦ Home Energy Assessment | UCT | 0.76 | 0.76 | 0.76
None | NTGR by Measure | Dual Enthalpy Economizer Controls ¦ Business Energy Rebates | UCT | 0.86 | 0.86 | 0.86
None | NTGR by Measure | EC Motor for Refrigeration Applications ¦ Business Energy Rebates1 | UCT | 0.86 | 0.86 | 0.86
None | NTGR by Measure | EC Motor for Refrigeration Applications ¦ Business Energy Rebates2 | UCT | 0.86 | 0.86 | 0.86
None | NTGR by Measure | ECM Circulator Pump ¦ Instant Savings | UCT | 1 | 1 | 1
None | NTGR by Measure | Efficient clothes washer ¦ Instant Savings | UCT | 1 | 1 | 1
None | NTGR by Measure | Efficient refrigerator ¦ Instant Savings | UCT | 1 | 1 | 1
None | NTGR by Measure | Electric Combination Oven ¦ Business Energy Rebates | UCT | 0.86 | 0.86 | 0.86
None | NTGR by Measure | Electric Combination Oven with Gas ¦ Business Energy Rebates | UCT | 0.86 | 0.86 | 0.86
None | NTGR by Measure | Electric Convection Oven ¦ Business Energy Rebates | UCT | 0.86 | 0.86 | 0.86
None | NTGR by Measure | Electric Convection Oven with Gas ¦ Business Energy Rebates | UCT | 0.86 | 0.86 | 0.86
None | NTGR by Measure | Electric Fryer Replacement with Gas ¦ Business Energy Rebates | UCT | 0.86 | 0.86 | 0.86
None | NTGR by Measure | Electric Griddle Replacement with Gas ¦ Business Energy Rebates | UCT | 0.86 | 0.86 | 0.86
None | NTGR by Measure | Electric Steam Cooker ¦ Business Energy Rebates | UCT | 0.86 | 0.86 | 0.86
None | NTGR by Measure | Electric Steam Cooker Replacement with Gas ¦ Business Energy Rebates | UCT | 0.86 | 0.86 | 0.86
None | NTGR by Measure | Electric to Natural Gas - Water Heater ¦ Business Energy Rebates | UCT | 0.86 | 0.86 | 0.86
None | NTGR by Measure | Energy Management Information Systems ¦ EMIS | UCT | 1 | 1 | 1
None | NTGR by Measure | Energy Star Dryer ¦ Instant Savings | UCT | 0.475 | 0.475 | 0.475
None | NTGR by Measure | ENERGY STAR Pool Pump ¦ Business Energy Rebates | UCT | 0.86 | 0.86 | 0.86
None | NTGR by Measure | ENERGY STAR Uninteruptible Power Supplies (UPS) ¦ Business Energy Rebates | UCT | 0.86 | 0.86 | 0.86
None | NTGR by Measure | ENERGY STAR Washing Machine ¦ Business Energy Rebates | UCT | 0.86 | 0.86 | 0.86
None | NTGR by Measure | Evaporator Fan Motor Controls ¦ Business Energy Rebates | UCT | 0.86 | 0.86 | 0.86
None | NTGR by Measure | Faucet Aerators - MURB ¦ Efficient Products Installation | UCT | 1.04 | 1.04 | 1.04
None | NTGR by Measure | Faucet Aerators ¦ Efficient Products Installation | UCT | 1.04 | 1.04 | 1.04
None | NTGR by Measure | Flood Luminaire (10000 lumen) ¦ Business Energy Rebates | UCT | 0.86 | 0.86 | 0.86
None | NTGR by Measure | Flood Luminaire (10000 lumen) ¦ Small Business Energy Solutions | UCT | 0.88 | 0.88 | 0.88
None | NTGR by Measure | Flood Luminaire (48000 lumen) ¦ Business Energy Rebates | UCT | 0.86 | 0.86 | 0.86
None | NTGR by Measure | Flood Luminaire (48000 lumen) ¦ Small Business Energy Solutions | UCT | 0.88 | 0.88 | 0.88
None | NTGR by Measure | Four Pin Replacement Lamps for CFLs ¦ Business Energy Rebates | UCT | 0.86 | 0.86 | 0.86
None | NTGR by Measure | Four Pin Replacement Lamps for CFLs ¦ Small Business Energy Solutions | UCT | 0.88 | 0.88 | 0.88
None | NTGR by Measure | Freezer replacement (Low income only) ¦ Appliance Retirement | UCT | 1 | 1 | 1
None | NTGR by Measure | Freezer replacement (Low income only) ¦ First Nations Home Retrofits | UCT | 1 | 1 | 1
None | NTGR by Measure | Freezer replacement ¦ Appliance Retirement | UCT | 0.75 | 0.75 | 0.75
None | NTGR by Measure | Freezer retirement ¦ Appliance Retirement | UCT | 0.55 | 0.55 | 0.55
None | NTGR by Measure | Fridge replacement ¦ Appliance Retirement | UCT | 0.75 | 0.75 | 0.75
None | NTGR by Measure | Fuel Pump Canopy Luminaire (4000 lumen) ¦ Small Business Energy Solutions | UCT | 0.88 | 0.88 | 0.88
None | NTGR by Measure | General Use Lamp (A,G Types) ¦ Small Business Energy Solutions | UCT | 0.88 | 0.88 | 0.88
None | NTGR by Measure | Glass Door Freezer ¦ Small Business Energy Solutions | UCT | 0.88 | 0.88 | 0.88
None | NTGR by Measure | Glass Door Refrigerator ¦ Business Energy Rebates | UCT | 0.86 | 0.86 | 0.86
None | NTGR by Measure | Glass Door Refrigerator ¦ Small Business Energy Solutions | UCT | 0.88 | 0.88 | 0.88
None | NTGR by Measure | Ground Source Heat Pump (60kBTU/hr) ¦ Business Energy Rebates | UCT | 0.86 | 0.86 | 0.86
None | NTGR by Measure | Ground Source Heat Pump (60kBTU/hr) ¦ Small Business Energy Solutions | UCT | 0.88 | 0.88 | 0.88
None | NTGR by Measure | GSHP ¦ Green Heat | UCT | 0.56 | 0.56 | 0.56
None | NTGR by Measure | Heat Pump Clothes Dryer ¦ Business Energy Rebates | UCT | 0.86 | 0.86 | 0.86
None | NTGR by Measure | Heat Pump Dryer (ventless) ¦ Instant Savings | UCT | 0.9 | 0.9 | 0.9
None | NTGR by Measure | Heat Pump Water Heater ¦ Business Energy Rebates | UCT | 0.86 | 0.86 | 0.86
None | NTGR by Measure | Heat Pump Water Heater ¦ First Nations Home Retrofits | UCT | 1 | 1 | 1
None | NTGR by Measure | Heat Pump Water Heater ¦ Green Heat | UCT | 1 | 1 | 1
None | NTGR by Measure | Heat Pump Water Heater ¦ Home Energy Assessment | UCT | 0.76 | 0.76 | 0.76
None | NTGR by Measure | Heat Pump Water Heater ¦ Small Business Energy Solutions | UCT | 0.88 | 0.88 | 0.88
None | NTGR by Measure | Heat Reclaimer Unit (Agriculture) ¦ Business Energy Rebates | UCT | 0.86 | 0.86 | 0.86
None | NTGR by Measure | Heat Reclaimer Unit (Agriculture) ¦ Small Business Energy Solutions | UCT | 0.88 | 0.88 | 0.88
None | NTGR by Measure | Heavy duty timer ¦ Instant Savings | UCT | 1 | 1 | 1
None | NTGR by Measure | High Bay Luminaire (15 000 lumen) ¦ Business Energy Rebates | UCT | 0.86 | 0.86 | 0.86
None | NTGR by Measure | High Bay Luminaire (15 000 lumen) ¦ Small Business Energy Solutions | UCT | 0.88 | 0.88 | 0.88
None | NTGR by Measure | High Bay Luminaire (35 000 lumen) ¦ Small Business Energy Solutions | UCT | 0.88 | 0.88 | 0.88
None | NTGR by Measure | High Efficiency Circulator Pump 1.5kW ¦ Business Energy Rebates | UCT | 0.86 | 0.86 | 0.86
None | NTGR by Measure | High Efficiency Circulator Pump 100W ¦ Business Energy Rebates | UCT | 0.86 | 0.86 | 0.86
None | NTGR by Measure | High Efficiency Circulator Pump 300W ¦ Business Energy Rebates | UCT | 0.86 | 0.86 | 0.86
None | NTGR by Measure | High Volume Low Speed Fan (Agriculture) ¦ Business Energy Rebates | UCT | 0.86 | 0.86 | 0.86
None | NTGR by Measure | High Volume Low Speed Fan (Agriculture) ¦ Small Business Energy Solutions | UCT | 0.88 | 0.88 | 0.88
None | NTGR by Measure | Holiday Lights Exchange - MURB ¦ Efficient Products Installation | UCT | 1.04 | 1.04 | 1.04
None | NTGR by Measure | Holiday Lights Exchange ¦ Efficient Products Installation | UCT | 1.04 | 1.04 | 1.04
None | NTGR by Measure | Hot Water Tank Wrap - MURB ¦ Efficient Products Installation | UCT | 1.04 | 1.04 | 1.04
None | NTGR by Measure | Hot Water Tank Wrap ¦ Efficient Products Installation | UCT | 1.04 | 1.04 | 1.04
None | NTGR by Measure | HVAC Hotel Occupancy Sensor ¦ Business Energy Rebates | UCT | 0.86 | 0.86 | 0.86
None | NTGR by Measure | Hybrid Heat Pump Dryer ¦ Instant Savings | UCT | 0.85 | 0.85 | 0.85
None | NTGR by Measure | Ice-Making Head ¦ Business Energy Rebates | UCT | 0.86 | 0.86 | 0.86
None | NTGR by Measure | Indoor motion sensor ¦ Instant Savings | UCT | 1 | 1 | 1
None | NTGR by Measure | Large Commercial/Industrial ETS System ¦ ETS Business Energy Rebates | UCT | 0.86 | 0.86 | 0.86
None | NTGR by Measure | LED - ENERGY STAR Fixture with Motion Sensor ¦ Instant Savings | UCT | 1 | 1 | 1
None | NTGR by Measure | LED - ENERGY STAR Fixture without Motion Sensor ¦ Instant Savings | UCT | 1 | 1 | 1
None | NTGR by Measure | LED - Other ¦ Instant Savings | UCT | 0.84 | 0.84 | 0.84
None | NTGR by Measure | LED - R, BR and Decorative ¦ Instant Savings | UCT | 0.84 | 0.84 | 0.84
None | NTGR by Measure | LED - Recessed downlight ¦ Instant Savings | UCT | 1 | 1 | 1
None | NTGR by Measure | LED Nightlights - MURB ¦ Efficient Products Installation | UCT | 1.04 | 1.04 | 1.04
None | NTGR by Measure | LED Nightlights ¦ Efficient Products Installation | UCT | 1.04 | 1.04 | 1.04
None | NTGR by Measure | LED Replacement Lamps for HID (10000 lumen) ¦ Business Energy Rebates | UCT | 0.86 | 0.86 | 0.86
None | NTGR by Measure | LED Replacement Lamps for HID (10000 lumen) ¦ Small Business Energy Solutions | UCT | 0.88 | 0.88 | 0.88
None | NTGR by Measure | LED Replacement Lamps for HID (4000 lumen) ¦ Business Energy Rebates | UCT | 0.86 | 0.86 | 0.86
None | NTGR by Measure | LED Replacement Lamps for HID (4000 lumen) ¦ Small Business Energy Solutions | UCT | 0.88 | 0.88 | 0.88
None | NTGR by Measure | LED Troffer (1x4) ¦ Business Energy Rebates | UCT | 0.86 | 0.86 | 0.86
None | NTGR by Measure | LED Troffer (1x4) ¦ Small Business Energy Solutions | UCT | 0.88 | 0.88 | 0.88
None | NTGR by Measure | LED Troffer (2x2) ¦ Business Energy Rebates | UCT | 0.86 | 0.86 | 0.86
None | NTGR by Measure | LED Troffer (2x2) ¦ Small Business Energy Solutions | UCT | 0.88 | 0.88 | 0.88
None | NTGR by Measure | LED Troffer (4x2) ¦ Business Energy Rebates | UCT | 0.86 | 0.86 | 0.86
None | NTGR by Measure | LED Troffer (4x2) ¦ Small Business Energy Solutions | UCT | 0.88 | 0.88 | 0.88
None | NTGR by Measure | LED Wall Sconce (1200 lumen) ¦ Small Business Energy Solutions | UCT | 0.88 | 0.88 | 0.88
None | NTGR by Measure | Linear Ambient Luminaire (10000 lumen) ¦ Business Energy Rebates | UCT | 0.86 | 0.86 | 0.86
None | NTGR by Measure | Linear Ambient Luminaire (10000 lumen) ¦ Small Business Energy Solutions | UCT | 0.88 | 0.88 | 0.88
None | NTGR by Measure | Linear Ambient Luminaire (2000 lumen) ¦ Business Energy Rebates | UCT | 0.86 | 0.86 | 0.86
None | NTGR by Measure | Linear Ambient Luminaire (2000 lumen) ¦ Small Business Energy Solutions | UCT | 0.88 | 0.88 | 0.88
None | NTGR by Measure | Linear Ambient Luminaire (4000 lumen) ¦ Business Energy Rebates | UCT | 0.86 | 0.86 | 0.86
None | NTGR by Measure | Linear Ambient Luminaire (4000 lumen) ¦ Small Business Energy Solutions | UCT | 0.88 | 0.88 | 0.88
None | NTGR by Measure | Linear Ambient Luminaire (8000 lumen) ¦ Business Energy Rebates | UCT | 0.86 | 0.86 | 0.86
None | NTGR by Measure | Linear Ambient Luminaire (8000 lumen) ¦ Small Business Energy Solutions | UCT | 0.88 | 0.88 | 0.88
None | NTGR by Measure | Linear Replacement Lamp (2 foot) ¦ Business Energy Rebates | UCT | 0.86 | 0.86 | 0.86
None | NTGR by Measure | Linear Replacement Lamp (2 foot) ¦ Small Business Energy Solutions | UCT | 0.88 | 0.88 | 0.88
None | NTGR by Measure | Linear Replacement Lamp (4 foot) ¦ Business Energy Rebates | UCT | 0.86 | 0.86 | 0.86
None | NTGR by Measure | Linear Replacement Lamp (4 foot) ¦ Small Business Energy Solutions | UCT | 0.88 | 0.88 | 0.88
None | NTGR by Measure | Low-bay Luminaire (10,000 lumen) ¦ Business Energy Rebates | UCT | 0.86 | 0.86 | 0.86
None | NTGR by Measure | Low-bay Luminaire (10,000 lumen) ¦ Small Business Energy Solutions | UCT | 0.88 | 0.88 | 0.88
None | NTGR by Measure | Low-bay Luminaire (5000 lumen) ¦ Business Energy Rebates | UCT | 0.86 | 0.86 | 0.86
None | NTGR by Measure | Low-flow showerhead - 0.5 gpm Reduction - MURB ¦ Efficient Products Installation | UCT | 1.04 | 1.04 | 1.04
None | NTGR by Measure | Low-flow showerhead - 0.5 gpm Reduction ¦ Efficient Products Installation | UCT | 1.04 | 1.04 | 1.04
None | NTGR by Measure | Low-flow showerhead - 1.0 gpm Reduction - MURB ¦ Efficient Products Installation | UCT | 1.04 | 1.04 | 1.04
None | NTGR by Measure | Low-flow showerhead - 1.0 gpm Reduction ¦ Efficient Products Installation | UCT | 1.04 | 1.04 | 1.04
None | NTGR by Measure | Low-flow showerhead -0.75 gpm Reduction - MURB ¦ Efficient Products Installation | UCT | 1.04 | 1.04 | 1.04
None | NTGR by Measure | Low-flow showerhead -0.75 gpm Reduction ¦ Efficient Products Installation | UCT | 1.04 | 1.04 | 1.04
None | NTGR by Measure | Low/Zero Energy Livestock Waterer ¦ Business Energy Rebates | UCT | 0.86 | 0.86 | 0.86
None | NTGR by Measure | Luminaire Level Lighting Control (LLLC) - High Impact Application ¦ Business Energy Rebates | UCT | 0.9 | 0.9 | 0.9
None | NTGR by Measure | Luminaire Level Lighting Control (LLLC) - Low Impact Application ¦ Business Energy Rebates | UCT | 0.9 | 0.9 | 0.9
None | NTGR by Measure | Medium Commercial ETS System ¦ ETS Business Energy Rebates | UCT | 0.86 | 0.86 | 0.86
None | NTGR by Measure | Medium Commercial ETS System ¦ ETS Small Business Energy Solutions | UCT | 0.88 | 0.88 | 0.88
None | NTGR by Measure | Milk Pre-cooler ¦ Business Energy Rebates | UCT | 0.86 | 0.86 | 0.86
None | NTGR by Measure | Mini freezer retirement ¦ Appliance Retirement | UCT | 0.5 | 0.5 | 0.5
None | NTGR by Measure | Mini fridge retirement ¦ Appliance Retirement | UCT | 0.5 | 0.5 | 0.5
None | NTGR by Measure | Motion sensor with dimmer switch ¦ Instant Savings | UCT | 1 | 1 | 1
None | NTGR by Measure | MSHP - Fully Electrical ¦ Green Heat | UCT | 0.58 | 0.58 | 0.58
None | NTGR by Measure | MSHP - Mainly Electrical ¦ Green Heat | UCT | 0.6 | 0.6 | 0.6
None | NTGR by Measure | Multi-Tank Conveyor Dishwasher - High Temp ¦ Business Energy Rebates | UCT | 0.86 | 0.86 | 0.86
None | NTGR by Measure | Multi-Tank Conveyor Dishwasher - High Temp ¦ Small Business Energy Solutions | UCT | 0.88 | 0.88 | 0.88
None | NTGR by Measure | Multi-Tank Conveyor Dishwasher - Low Temp ¦ Business Energy Rebates | UCT | 0.86 | 0.86 | 0.86
None | NTGR by Measure | Multi-Tank Conveyor Dishwasher - Low Temp ¦ Small Business Energy Solutions | UCT | 0.88 | 0.88 | 0.88
None | NTGR by Measure | Natural Barn Ventiliation - Year-Round ¦ Business Energy Rebates | UCT | 0.86 | 0.86 | 0.86
None | NTGR by Measure | Networked/ Connected - Indoor LED Lamp ¦ Instant Savings | UCT | 1.14 | 1.14 | 1.14
None | NTGR by Measure | Networked/Connected - High Impact Application ¦ Business Energy Rebates | UCT | 0.9 | 0.9 | 0.9
None | NTGR by Measure | Networked/Connected - Low Impact Application ¦ Business Energy Rebates | UCT | 0.9 | 0.9 | 0.9
None | NTGR by Measure | No-Loss Drain ¦ Business Energy Rebates | UCT | 0.86 | 0.86 | 0.86
None | NTGR by Measure | Occupancy Sensor (Ceiling Mounted) ¦ Business Energy Rebates | UCT | 0.86 | 0.86 | 0.86
None | NTGR by Measure | Occupancy Sensor (Ceiling Mounted) ¦ Small Business Energy Solutions | UCT | 0.88 | 0.88 | 0.88
None | NTGR by Measure | Occupancy Sensor (Wall Mounted) ¦ Business Energy Rebates | UCT | 0.86 | 0.86 | 0.86
None | NTGR by Measure | Occupancy Sensor (Wall Mounted) ¦ Small Business Energy Solutions | UCT | 0.88 | 0.88 | 0.88
None | NTGR by Measure | Occupancy Sensor (Exterior) ¦ Business Energy Rebates | UCT | 0.86 | 0.86 | 0.86
None | NTGR by Measure | Open to Closed Cooler Conversion ¦ Business Energy Rebates | UCT | 0.86 | 0.86 | 0.86
None | NTGR by Measure | Open to Closed Cooler Conversion ¦ Small Business Energy Solutions | UCT | 0.88 | 0.88 | 0.88
None | NTGR by Measure | Outdoor motion sensor ¦ Instant Savings | UCT | 1 | 1 | 1
None | NTGR by Measure | Outside Air Economizer ¦ Business Energy Rebates | UCT | 0.86 | 0.86 | 0.86
None | NTGR by Measure | Packaged Terminal Heat Pump (12kBTU/hr) ¦ Business Energy Rebates | UCT | 0.86 | 0.86 | 0.86
None | NTGR by Measure | Parking Garage Luminaire (4000 lumen) ¦ Small Business Energy Solutions | UCT | 0.88 | 0.88 | 0.88
None | NTGR by Measure | Pellet Boiler/Furnace ¦ Green Heat | UCT | 0.64 | 0.64 | 0.64
None | NTGR by Measure | Pellet Stove ¦ Green Heat | UCT | 0.64 | 0.64 | 0.64
None | NTGR by Measure | Pipe Insulation - MURB ¦ Efficient Products Installation | UCT | 1.04 | 1.04 | 1.04
None | NTGR by Measure | Pipe Insulation ¦ Efficient Products Installation | UCT | 1.04 | 1.04 | 1.04
None | NTGR by Measure | Pole/Arm-Mounted Area Luminaire (20000 lumen) ¦ Business Energy Rebates | UCT | 0.86 | 0.86 | 0.86
None | NTGR by Measure | Pole/Arm-Mounted Area Luminaire (20000 lumen) ¦ Small Business Energy Solutions | UCT | 0.88 | 0.88 | 0.88
None | NTGR by Measure | Pole/Arm-Mounted Area Luminaire (4000 lumen) ¦ Small Business Energy Solutions | UCT | 0.88 | 0.88 | 0.88
None | NTGR by Measure | Pole/Arm-Mounted Area Luminaire (60000 lumen) ¦ Business Energy Rebates | UCT | 0.86 | 0.86 | 0.86
None | NTGR by Measure | Pole/Arm-Mounted Decorative Luminaire (1500 lumen) ¦ Small Business Energy Solutions | UCT | 0.88 | 0.88 | 0.88
None | NTGR by Measure | Pole/Arm-Mounted Decorative Luminaire (5000 lumen) ¦ Business Energy Rebates | UCT | 0.86 | 0.86 | 0.86
None | NTGR by Measure | Pole/Arm-Mounted Decorative Luminaire (5000 lumen) ¦ Small Business Energy Solutions | UCT | 0.88 | 0.88 | 0.88
None | NTGR by Measure | Pot, Pan and Utensil Dishwasher - High Temp ¦ Business Energy Rebates | UCT | 0.86 | 0.86 | 0.86
None | NTGR by Measure | Power bar with timer ¦ Instant Savings | UCT | 1 | 1 | 1
None | NTGR by Measure | Premium High Bay Luminaire (15 000 lumen) ¦ Business Energy Rebates | UCT | 0.86 | 0.86 | 0.86
None | NTGR by Measure | Premium High Bay Luminaire (15 000 lumen) ¦ Small Business Energy Solutions | UCT | 0.88 | 0.88 | 0.88
None | NTGR by Measure | Premium High Bay Luminaire (35 000 lumen) ¦ Business Energy Rebates | UCT | 0.86 | 0.86 | 0.86
None | NTGR by Measure | Premium High Bay Luminaire (35 000 lumen) ¦ Small Business Energy Solutions | UCT | 0.88 | 0.88 | 0.88
None | NTGR by Measure | Premium High Bay Luminaire (60 000 lumen) ¦ Business Energy Rebates | UCT | 0.86 | 0.86 | 0.86
None | NTGR by Measure | Programmable thermostat ¦ Instant Savings | UCT | 1 | 1 | 1
None | NTGR by Measure | Programmable Thermostats ¦ First Nations Home Retrofits | UCT | 1 | 1 | 1
None | NTGR by Measure | Range / Stove replacement ¦ Appliance Retirement | UCT | 0.75 | 0.75 | 0.75
None | NTGR by Measure | Reflector Lamp (MR16) ¦ Small Business Energy Solutions | UCT | 0.88 | 0.88 | 0.88
None | NTGR by Measure | Reflector Lamp (PAR38) ¦ Small Business Energy Solutions | UCT | 0.88 | 0.88 | 0.88
None | NTGR by Measure | Refrigerated Case Luminaire ¦ Business Energy Rebates | UCT | 0.86 | 0.86 | 0.86
None | NTGR by Measure | Refrigerated Case Luminaire ¦ Small Business Energy Solutions | UCT | 0.88 | 0.88 | 0.88
None | NTGR by Measure | Refrigerator replacement (Low income only) ¦ Appliance Retirement | UCT | 1 | 1 | 1
None | NTGR by Measure | Refrigerator replacement (Low income only) ¦ First Nations Home Retrofits | UCT | 1 | 1 | 1
None | NTGR by Measure | Refrigerator retirement ¦ Appliance Retirement | UCT | 0.55 | 0.55 | 0.55
None | NTGR by Measure | Remote Condensing Unit ¦ Business Energy Rebates | UCT | 0.86 | 0.86 | 0.86
None | NTGR by Measure | Residential DHW Timer ¦ ETS Green Heat | UCT | 0.64 | 0.64 | 0.64
None | NTGR by Measure | Residential ETS System (Central) ¦ ETS Green Heat | UCT | 0.64 | 0.64 | 0.64
None | NTGR by Measure | Residential ETS System (Central) ¦ ETS Home Energy Assessment | UCT | 0.76 | 0.76 | 0.76
None | NTGR by Measure | Residential ETS System (Room) ¦ ETS Green Heat | UCT | 0.64 | 0.64 | 0.64
None | NTGR by Measure | Residential ETS System (Room) ¦ ETS Home Energy Assessment | UCT | 0.76 | 0.76 | 0.76
None | NTGR by Measure | Room air purifier ¦ Instant Savings | UCT | 1 | 1 | 1
None | NTGR by Measure | Server Virtualization and Decommissioning ¦ Business Energy Rebates | UCT | 0.86 | 0.86 | 0.86
None | NTGR by Measure | Single-Tank Door type Dishwasher - High Temp ¦ Business Energy Rebates | UCT | 0.86 | 0.86 | 0.86
None | NTGR by Measure | Single-Tank Door type Dishwasher - Low Temp ¦ Business Energy Rebates | UCT | 0.86 | 0.86 | 0.86
None | NTGR by Measure | Single -Tank Conveyor Dishwasher - High Temp ¦ Business Energy Rebates | UCT | 0.86 | 0.86 | 0.86
None | NTGR by Measure | Single -Tank Conveyor Dishwasher - Low Temp ¦ Business Energy Rebates | UCT | 0.86 | 0.86 | 0.86
None | NTGR by Measure | Single Heat Pad (Agriculture) ¦ Business Energy Rebates | UCT | 0.86 | 0.86 | 0.86
None | NTGR by Measure | Small Commercial ETS Sytem ¦ ETS Business Energy Rebates | UCT | 0.86 | 0.86 | 0.86
None | NTGR by Measure | Small Commercial ETS Sytem ¦ ETS Small Business Energy Solutions | UCT | 0.88 | 0.88 | 0.88
None | NTGR by Measure | Smart power bar ¦ Instant Savings | UCT | 1 | 1 | 1
None | NTGR by Measure | Smart Power Controllers - MURB ¦ Efficient Products Installation | UCT | 1.04 | 1.04 | 1.04
None | NTGR by Measure | Smart Power Controllers ¦ Efficient Products Installation | UCT | 1.04 | 1.04 | 1.04
None | NTGR by Measure | Solar air heating ¦ Green Heat | UCT | 0.64 | 0.64 | 0.64
None | NTGR by Measure | Solar Domestic Hot Water ¦ Green Heat | UCT | 0.64 | 0.64 | 0.64
None | NTGR by Measure | Solar Domestic Hot Water ¦ Home Energy Assessment | UCT | 0.76 | 0.76 | 0.76
None | NTGR by Measure | Solid Door Freezer ¦ Business Energy Rebates | UCT | 0.86 | 0.86 | 0.86
None | NTGR by Measure | Solid Door Freezer ¦ Small Business Energy Solutions | UCT | 0.88 | 0.88 | 0.88
None | NTGR by Measure | Solid Door Refrigerator ¦ Business Energy Rebates | UCT | 0.86 | 0.86 | 0.86
None | NTGR by Measure | Solid Door Refrigerator ¦ Small Business Energy Solutions | UCT | 0.88 | 0.88 | 0.88
None | NTGR by Measure | Standard Capacity Electric Fryer ¦ Business Energy Rebates | UCT | 0.86 | 0.86 | 0.86
None | NTGR by Measure | Standard Capacity Electric Fryer ¦ Small Business Energy Solutions | UCT | 0.88 | 0.88 | 0.88
None | NTGR by Measure | Strategic Energy Management ¦ SEM | UCT | 1 | 1 | 1
None | NTGR by Measure | Strip-Curtains for Display Cases ¦ Business Energy Rebates | UCT | 0.86 | 0.86 | 0.86
None | NTGR by Measure | Strip-Curtains for Display Cases ¦ Small Business Energy Solutions | UCT | 0.88 | 0.88 | 0.88
None | NTGR by Measure | Track/Mono-point Direction Luminaire ¦ Business Energy Rebates | UCT | 0.86 | 0.86 | 0.86
None | NTGR by Measure | Unconverted D ¦ Home Energy Assessment | UCT | 0.76 | 0.76 | 0.76
None | NTGR by Measure | Under-Counter Dishwasher - HighTemp ¦ Business Energy Rebates | UCT | 0.86 | 0.86 | 0.86
None | NTGR by Measure | Under-Counter Dishwasher - Low Temp ¦ Business Energy Rebates | UCT | 0.86 | 0.86 | 0.86
None | NTGR by Measure | Variable Speed Kitchen Exhaust Fan ¦ Business Energy Rebates | UCT | 0.86 | 0.86 | 0.86
None | NTGR by Measure | Variable Speed Kitchen Exhaust Fan ¦ Small Business Energy Solutions | UCT | 0.88 | 0.88 | 0.88
None | NTGR by Measure | Ventilation Fan (Agriculture) ¦ Business Energy Rebates | UCT | 0.86 | 0.86 | 0.86
None | NTGR by Measure | VFD - 10 hp - Institutional - Make-up Air Fan ¦ Business Energy Rebates | UCT | 0.86 | 0.86 | 0.86
None | NTGR by Measure | VFD - 10 hp - Retail - Supply Fan ¦ Business Energy Rebates | UCT | 0.86 | 0.86 | 0.86
None | NTGR by Measure | VFD - 20 hp - Institutional - Chilled Water Pump ¦ Business Energy Rebates | UCT | 0.86 | 0.86 | 0.86
None | NTGR by Measure | VFD - 20 hp - Retail - Exhaust Fan ¦ Business Energy Rebates | UCT | 0.86 | 0.86 | 0.86
None | NTGR by Measure | VFD - 30 hp - Institutional - Make-up Air Fan ¦ Business Energy Rebates | UCT | 0.86 | 0.86 | 0.86
None | NTGR by Measure | VFD - 30 hp - Retail - Supply Fan ¦ Business Energy Rebates | UCT | 0.86 | 0.86 | 0.86
None | NTGR by Measure | VFD - 40 hp - Warehousing - Exhaust Fan ¦ Business Energy Rebates | UCT | 0.86 | 0.86 | 0.86
None | NTGR by Measure | VFD - 5 hp - Institutional - Chilled Water Pump ¦ Business Energy Rebates | UCT | 0.86 | 0.86 | 0.86
None | NTGR by Measure | VFD - 5 hp - Retail - Exhaust Fan ¦ Business Energy Rebates | UCT | 0.86 | 0.86 | 0.86
None | NTGR by Measure | VFD Milk Transfer Pump ¦ Business Energy Rebates | UCT | 0.86 | 0.86 | 0.86
None | NTGR by Measure | VFD Milk Transfer Pump ¦ Small Business Energy Solutions | UCT | 0.88 | 0.88 | 0.88
None | NTGR by Measure | VFD Milk Vacuum Pump ¦ Business Energy Rebates | UCT | 0.86 | 0.86 | 0.86
None | NTGR by Measure | VFD Milk Vacuum Pump ¦ Small Business Energy Solutions | UCT | 0.88 | 0.88 | 0.88
None | NTGR by Measure | Wall Mounted Area Luminaire (1000 lumen) ¦ Business Energy Rebates | UCT | 0.86 | 0.86 | 0.86
None | NTGR by Measure | Wall Mounted Area Luminaire (1000 lumen) ¦ Small Business Energy Solutions | UCT | 0.88 | 0.88 | 0.88
None | NTGR by Measure | Wall Mounted Area Luminaire (10000 lumen) ¦ Business Energy Rebates | UCT | 0.86 | 0.86 | 0.86
None | NTGR by Measure | Wall Mounted Area Luminaire (10000 lumen) ¦ Small Business Energy Solutions | UCT | 0.88 | 0.88 | 0.88
None | NTGR by Measure | Wall Wash Luminaire (1000 lumen) ¦ Business Energy Rebates | UCT | 0.86 | 0.86 | 0.86
None | NTGR by Measure | Wall wash luminaire (1500 lumen) ¦ Business Energy Rebates | UCT | 0.86 | 0.86 | 0.86
None | NTGR by Measure | Whole Home - tier 0 (22% better than code on average) ¦ New Home Construction | UCT | 1.06 | 1.06 | 1.06
None | NTGR by Measure | Whole home - tier 1 (45% better than code target) ¦ New Home Construction | UCT | 1.06 | 1.06 | 1.06
None | NTGR by Measure | Whole home - tier 2 (60% better than code target) ¦ New Home Construction | UCT | 1.06 | 1.06 | 1.06
None | NTGR by Measure | Whole home - tier 3 (70% better than code target) ¦ New Home Construction | UCT | 0.39 | 0.39 | 0.39
None | NTGR by Measure | Whole Home ¦ Home Energy Assessment | UCT | 0.76 | 0.76 | 0.76
None | NTGR by Measure | Whole Home First Nations Retrofit ¦ First Nations Home Retrofits | UCT | 1 | 1 | 1
None | NTGR by Measure | Wood Boiler/Furnace ¦ Green Heat | UCT | 0.64 | 0.64 | 0.64
None | NTGR by Measure | Wood Stove ¦ Green Heat | UCT | 0.64 | 0.64 | 0.64
None | NTGR by Measure | Zero-Energy Doors for Reach-In Coolers ¦ Small Business Energy Solutions | UCT | 0.88 | 0.88 | 0.88
None | PV Total Net Avoided Cost kWh | ENERGY STAR Uninteruptible Power Supplies (UPS) ¦ Small Business Energy Solutions | TRC | 3554.0377 | 3773.862 | 4008.7201
None | PV Total Net Avoided Cost kWh | ENERGY STAR Washing Machine ¦ Business Energy Rebates | TRC | 495.3339 | 525.2595 | 556.3535
None | PV Total Net Avoided Cost kWh | ENERGY STAR Washing Machine ¦ Small Business Energy Solutions | TRC | 506.8533 | 537.4748 | 569.2919
None | PV Total Net Avoided Cost kWh | Engine Block Heater Timer (Agriculture) ¦ Business Energy Rebates | TRC | 186.2862 | 200.6797 | 215.4242
None | PV Total Net Avoided Cost kWh | Engine Block Heater Timer (Agriculture) ¦ Small Business Energy Solutions | TRC | 190.6184 | 205.3467 | 220.4341
None | PV Total Net Avoided Cost kWh | Evaporator Fan Motor Controls ¦ Business Energy Rebates | TRC | 1502.6464 | 1595.5881 | 1694.8861
None | PV Total Net Avoided Cost kWh | Evaporator Fan Motor Controls ¦ Small Business Energy Solutions | TRC | 1537.5917 | 1632.6948 | 1734.302
None | PV Total Net Avoided Cost kWh | Faucet Aerators - MURB ¦ Efficient Products Installation | TRC | 68.0249 | 74.5134 | 79.1506
None | PV Total Net Avoided Cost kWh | Faucet Aerators ¦ Efficient Products Installation | TRC | 70.1731 | 74.5134 | 79.1506
None | PV Total Net Avoided Cost kWh | Flood Luminaire (10000 lumen) ¦ Business Energy Rebates | TRC | 825.8944 | 874.2135 | 925.8462
None | PV Total Net Avoided Cost kWh | Flood Luminaire (10000 lumen) ¦ Small Business Energy Solutions | TRC | 845.1012 | 894.5441 | 947.3775
None | PV Total Net Avoided Cost kWh | Flood Luminaire (48000 lumen) ¦ Business Energy Rebates | TRC | 2710.6384 | 2869.2249 | 3038.6866
None | PV Total Net Avoided Cost kWh | Flood Luminaire (48000 lumen) ¦ Small Business Energy Solutions | TRC | 2773.6765 | 2935.951 | 3109.3537
None | PV Total Net Avoided Cost kWh | Four Pin Replacement Lamps for CFLs ¦ Business Energy Rebates | TRC | 49.2588 | 52.2346 | 55.2784
None | PV Total Net Avoided Cost kWh | Four Pin Replacement Lamps for CFLs ¦ Small Business Energy Solutions | TRC | 50.4043 | 53.4494 | 56.564
None | PV Total Net Avoided Cost kWh | Freezer replacement (Low income only) ¦ Appliance Retirement | TRC | 429.0459 | 468.056 | 506.6439
None | PV Total Net Avoided Cost kWh | Freezer replacement (Low income only) ¦ First Nations Home Retrofits | TRC | 429.0459 | 468.056 | 506.6439
None | PV Total Net Avoided Cost kWh | Freezer replacement ¦ Appliance Retirement | TRC | 319.0473 | 348.1904 | 377.0337
None | PV Total Net Avoided Cost kWh | Freezer retirement ¦ Appliance Retirement | TRC | 266.7372 | 284.074 | 302.4449
None | PV Total Net Avoided Cost kWh | Fridge replacement ¦ Appliance Retirement | TRC | 172.0559 | 187.2137 | 202.1511
None | PV Total Net Avoided Cost kWh | Fuel Pump Canopy Luminaire (4000 lumen) ¦ Business Energy Rebates | TRC | 155.3133 | 164.6962 | 174.2933
None | PV Total Net Avoided Cost kWh | Fuel Pump Canopy Luminaire (4000 lumen) ¦ Small Business Energy Solutions | TRC | 158.9252 | 168.5264 | 178.3467
None | PV Total Net Avoided Cost kWh | Fuel Pump Canopy Luminaire (8000 lumen) ¦ Business Energy Rebates | TRC | 310.6266 | 329.3924 | 348.5866
None | PV Total Net Avoided Cost kWh | Fuel Pump Canopy Luminaire (8000 lumen) ¦ Small Business Energy Solutions | TRC | 317.8504 | 337.0527 | 356.6933
None | PV Total Net Avoided Cost kWh | Full Size Hot Food Holding Cabinet ¦ Business Energy Rebates | TRC | 2582.189 | 2738.1564 | 2883.2944
None | PV Total Net Avoided Cost kWh | Full Size Hot Food Holding Cabinet ¦ Small Business Energy Solutions | TRC | 2642.2399 | 2801.8344 | 2950.3478
None | PV Total Net Avoided Cost kWh | Glass Door Frezzer ¦ Business Energy Rebates | TRC | 2950.9776 | 3129.2204 | 3295.0871
None | PV Total Net Avoided Cost kWh | Glass Door Frezzer ¦ Small Business Energy Solutions | TRC | 3019.605 | 3201.9929 | 3371.717
None | PV Total Net Avoided Cost kWh | Glass Door Refrigerator ¦ Business Energy Rebates | TRC | 517.1059 | 548.3397 | 577.4049
None | PV Total Net Avoided Cost kWh | Glass Door Refrigerator ¦ Small Business Energy Solutions | TRC | 529.1316 | 561.0918 | 590.8329
None | PV Total Net Avoided Cost kWh | Ground Source Heat Pump (60kBTU/hr) ¦ Business Energy Rebates | TRC | 40025.3327 | 42150.1948 | 44367.9522
None | PV Total Net Avoided Cost kWh | Ground Source Heat Pump (60kBTU/hr) ¦ Small Business Energy Solutions | TRC | 40956.1544 | 43130.4319 | 45399.765
None | PV Total Net Avoided Cost kWh | GSHP ¦ Green Heat | TRC | 13877.0567 | 14613.7609 | 15382.6726
None | PV Total Net Avoided Cost kWh | Heat Pump Clothes Dryer ¦ Business Energy Rebates | TRC | 1008.0975 | 1069.0082 | 1135.3552
None | PV Total Net Avoided Cost kWh | Heat Pump Clothes Dryer ¦ Small Business Energy Solutions | TRC | 1031.5417 | 1093.8688 | 1161.7589
None | PV Total Net Avoided Cost kWh | Heat Pump Dryer (ventless) ¦ Instant Savings | TRC | 325.3423 | 344.9934 | 363.28
None | PV Total Net Avoided Cost kWh | Heat Pump Water Heater ¦ Business Energy Rebates | TRC | 1526.0524 | 1620.4417 | 1721.2864
None | PV Total Net Avoided Cost kWh | Heat Pump Water Heater ¦ First Nations Home Retrofits | TRC | 530.8421 | 563.6758 | 598.7549
None | PV Total Net Avoided Cost kWh | Heat Pump Water Heater ¦ Green Heat | TRC | 530.8421 | 563.6758 | 598.7549
None | PV Total Net Avoided Cost kWh | Heat Pump Water Heater ¦ Home Energy Assessment | TRC | 403.44 | 428.3936 | 455.0537
None | PV Total Net Avoided Cost kWh | Heat Pump Water Heater ¦ Small Business Energy Solutions | TRC | 1561.542 | 1658.1264 | 1761.3163
None | PV Total Net Avoided Cost kWh | Heat Reclaimer Unit (Agriculture) ¦ Business Energy Rebates | TRC | 9234.8397 | 9791.7752 | 10387.7472
None | PV Total Net Avoided Cost kWh | Heat Reclaimer Unit (Agriculture) ¦ Small Business Energy Solutions | TRC | 9449.6034 | 10019.4909 | 10629.3227
None | PV Total Net Avoided Cost kWh | Heavy duty timer ¦ Instant Savings | TRC | 83.9984 | 89.1938 | 94.7446
None | PV Total Net Avoided Cost kWh | High Bay Luminaire (15 000 lumen) ¦ Business Energy Rebates | TRC | 503.4279 | 531.4592 | 560.7346
None | PV Total Net Avoided Cost kWh | High Bay Luminaire (15 000 lumen) ¦ Small Business Energy Solutions | TRC | 515.1355 | 543.8187 | 573.775
None | PV Total Net Avoided Cost kWh | High Bay Luminaire (35 000 lumen) ¦ Business Energy Rebates | TRC | 1174.6651 | 1240.0714 | 1308.3808
None | PV Total Net Avoided Cost kWh | High Bay Luminaire (35 000 lumen) ¦ Small Business Energy Solutions | TRC | 1201.9829 | 1268.9102 | 1338.8082
None | PV Total Net Avoided Cost kWh | High Bay Luminaire (60 000 lumen) ¦ Business Energy Rebates | TRC | 2013.7116 | 2125.8366 | 2242.9384
None | PV Total Net Avoided Cost kWh | High Bay Luminaire (60 000 lumen) ¦ Small Business Energy Solutions | TRC | 2060.5421 | 2175.2747 | 2295.0998
None | PV Total Net Avoided Cost kWh | High Efficiency Circulator Pump 1.5kW ¦ Business Energy Rebates | TRC | 2066.0066 | 2190.6035 | 2323.9336
None | PV Total Net Avoided Cost kWh | High Efficiency Circulator Pump 1.5kW ¦ Small Business Energy Solutions | TRC | 2114.0533 | 2241.5478 | 2377.9786
None | PV Total Net Avoided Cost kWh | High Efficiency Circulator Pump 100W ¦ Business Energy Rebates | TRC | 340.8346 | 361.3896 | 383.3855
None | PV Total Net Avoided Cost kWh | High Efficiency Circulator Pump 100W ¦ Small Business Energy Solutions | TRC | 348.7609 | 369.794 | 392.3014
None | PV Total Net Avoided Cost kWh | High Efficiency Circulator Pump 300W ¦ Business Energy Rebates | TRC | 642.0935 | 680.817 | 722.2546
None | PV Total Net Avoided Cost kWh | High Efficiency Circulator Pump 300W ¦ Small Business Energy Solutions | TRC | 657.0259 | 696.6499 | 739.0512
None | PV Total Net Avoided Cost kWh | High Volume Low Speed Fan (Agriculture) ¦ Business Energy Rebates | TRC | 10913.7487 | 11571.936 | 12276.2567
None | PV Total Net Avoided Cost kWh | High Volume Low Speed Fan (Agriculture) ¦ Small Business Energy Solutions | TRC | 11167.5568 | 11841.0508 | 12561.751
None | PV Total Net Avoided Cost kWh | Holiday Lights Exchange - MURB ¦ Efficient Products Installation | TRC | 62.5936 | 65.9166 | 69.3848
None | PV Total Net Avoided Cost kWh | Holiday Lights Exchange ¦ Efficient Products Installation | TRC | 62.5936 | 65.9166 | 69.3848
None | PV Total Net Avoided Cost kWh | Hot Water Tank Wrap - MURB ¦ Efficient Products Installation | TRC | 53.1652 | 76.3167 | 81.5143
None | PV Total Net Avoided Cost kWh | Hot Water Tank Wrap ¦ Efficient Products Installation | TRC | 71.6379 | 76.3167 | 81.5143
None | PV Total Net Avoided Cost kWh | HVAC Hotel Occupancy Sensor ¦ Business Energy Rebates | TRC | 353.7572 | 375.0916 | 397.9214
None | PV Total Net Avoided Cost kWh | HVAC Hotel Occupancy Sensor ¦ Small Business Energy Solutions | TRC | 361.9841 | 383.8147 | 407.1754
None | PV Total Net Avoided Cost kWh | Hybrid Heat Pump Dryer ¦ Instant Savings | TRC | 154.3228 | 163.6441 | 172.3182
None | PV Total Net Avoided Cost kWh | Ice-Making Head ¦ Business Energy Rebates | TRC | 690.1126 | 732.7974 | 778.4015
None | PV Total Net Avoided Cost kWh | Ice-Making Head ¦ Small Business Energy Solutions | TRC | 706.1617 | 749.8393 | 796.5039
None | PV Total Net Avoided Cost kWh | Indoor motion sensor ¦ Instant Savings | TRC | 25.8577 | 27.4571 | 29.1658
None | PV Total Net Avoided Cost kWh | Intelligent Freezer Defrost Controls ¦ Business Energy Rebates | TRC | 335.8085 | 356.5789 | 378.7698
None | PV Total Net Avoided Cost kWh | Intelligent Freezer Defrost Controls ¦ Small Business Energy Solutions | TRC | 343.618 | 364.8714 | 387.5784
None | PV Total Net Avoided Cost kWh | Large Commercial/Industrial ETS System ¦ ETS Business Energy Rebates | TRC | 0 | 0 | 0
None | PV Total Net Avoided Cost kWh | LED - ENERGY STAR Fixture with Motion Sensor ¦ Instant Savings | TRC | 74.5109 | 71.3346 | 67.5633
None | PV Total Net Avoided Cost kWh | LED - ENERGY STAR Fixture without Motion Sensor ¦ Instant Savings | TRC | 33.5308 | 31.6537 | 29.031
None | PV Total Net Avoided Cost kWh | LED - Other ¦ Instant Savings | TRC | 13.2763 | 11.962 | 10.4608
None | PV Total Net Avoided Cost kWh | LED - R, BR and Decorative ¦ Instant Savings | TRC | 10.4734 | 9.3195 | 8.0073
None | PV Total Net Avoided Cost kWh | LED - Recessed downlight ¦ Instant Savings | TRC | 15.3403 | 12.9767 | 11.1056
None | PV Total Net Avoided Cost kWh | LED Nightlights - MURB ¦ Efficient Products Installation | TRC | 34.4602 | 36.3658 | 38.3558
None | PV Total Net Avoided Cost kWh | LED Nightlights ¦ Efficient Products Installation | TRC | 34.4602 | 36.3658 | 38.3558
None | PV Total Net Avoided Cost kWh | LED Replacement Lamps for HID (10000 lumen) ¦ Business Energy Rebates | TRC | 388.2832 | 411.7406 | 435.7333
None | PV Total Net Avoided Cost kWh | LED Replacement Lamps for HID (10000 lumen) ¦ Small Business Energy Solutions | TRC | 397.3131 | 421.3159 | 445.8666
None | PV Total Net Avoided Cost kWh | LED Replacement Lamps for HID (4000 lumen) ¦ Business Energy Rebates | TRC | 155.3133 | 164.6962 | 174.2933
None | PV Total Net Avoided Cost kWh | LED Replacement Lamps for HID (4000 lumen) ¦ Small Business Energy Solutions | TRC | 158.9252 | 168.5264 | 178.3467
None | PV Total Net Avoided Cost kWh | LED Troffer (1x4) ¦ Business Energy Rebates | TRC | 159.9972 | 169.0873 | 178.804
None | PV Total Net Avoided Cost kWh | LED Troffer (1x4) ¦ Small Business Energy Solutions | TRC | 163.7181 | 173.0195 | 182.9622
None | PV Total Net Avoided Cost kWh | LED Troffer (2x2) ¦ Business Energy Rebates | TRC | 127.7797 | 135.0393 | 142.7994
None | PV Total Net Avoided Cost kWh | LED Troffer (2x2) ¦ Small Business Energy Solutions | TRC | 130.7513 | 138.1798 | 146.1204
None | PV Total Net Avoided Cost kWh | LED Troffer (4x2) ¦ Business Energy Rebates | TRC | 212.9275 | 225.0247 | 237.9559
None | PV Total Net Avoided Cost kWh | LED Troffer (4x2) ¦ Small Business Energy Solutions | TRC | 217.8793 | 230.2578 | 243.4897
None | PV Total Net Avoided Cost kWh | LED Wall Sconce (1200 lumen) ¦ Small Business Energy Solutions | TRC | 83.5299 | 77.0493 | 69.5613
None | PV Total Net Avoided Cost kWh | LED Wall Sconce (3000 lumen) ¦ Small Business Energy Solutions | TRC | 208.8249 | 192.6233 | 173.9033
None | PV Total Net Avoided Cost kWh | LED Wall Sconce (800 lumen) ¦ Small Business Energy Solutions | TRC | 49.3561 | 45.9246 | 41.9394
None | PV Total Net Avoided Cost kWh | Linear Ambient Luminaire (10000 lumen) ¦ Business Energy Rebates | TRC | 272.5527 | 289.019 | 306.1281
None | PV Total Net Avoided Cost kWh | Linear Ambient Luminaire (10000 lumen) ¦ Small Business Energy Solutions | TRC | 278.8911 | 295.7403 | 313.2474
None | PV Total Net Avoided Cost kWh | Linear Ambient Luminaire (2000 lumen) ¦ Business Energy Rebates | TRC | 29.237 | 31.0033 | 32.8386
None | PV Total Net Avoided Cost kWh | Linear Ambient Luminaire (2000 lumen) ¦ Small Business Energy Solutions | TRC | 29.9169 | 31.7243 | 33.6023
None | PV Total Net Avoided Cost kWh | Linear Ambient Luminaire (4000 lumen) ¦ Business Energy Rebates | TRC | 53.8308 | 57.083 | 60.4621
None | PV Total Net Avoided Cost kWh | Linear Ambient Luminaire (4000 lumen) ¦ Small Business Energy Solutions | TRC | 55.0827 | 58.4105 | 61.8682
None | PV Total Net Avoided Cost kWh | Linear Ambient Luminaire (8000 lumen) ¦ Business Energy Rebates | TRC | 116.0521 | 123.0633 | 130.3484
None | PV Total Net Avoided Cost kWh | Linear Ambient Luminaire (8000 lumen) ¦ Small Business Energy Solutions | TRC | 118.7509 | 125.9253 | 133.3797
None | PV Total Net Avoided Cost kWh | Linear Replacement Lamp (2 foot) ¦ Business Energy Rebates | TRC | 13.2933 | 14.0964 | 14.9309
None | PV Total Net Avoided Cost kWh | Linear Replacement Lamp (2 foot) ¦ Small Business Energy Solutions | TRC | 13.6025 | 14.4243 | 15.2781
None | PV Total Net Avoided Cost kWh | Linear Replacement Lamp (4 foot) ¦ Business Energy Rebates | TRC | 28.0804 | 29.7769 | 31.5396
None | PV Total Net Avoided Cost kWh | Linear Replacement Lamp (4 foot) ¦ Small Business Energy Solutions | TRC | 28.7335 | 30.4694 | 32.2731
None | PV Total Net Avoided Cost kWh | Low-bay Luminaire (10,000 lumen) ¦ Business Energy Rebates | TRC | 334.3652 | 354.5659 | 375.5553
None | PV Total Net Avoided Cost kWh | Low-bay Luminaire (10,000 lumen) ¦ Small Business Energy Solutions | TRC | 342.1412 | 362.8116 | 384.2891
None | PV Total Net Avoided Cost kWh | Low-bay Luminaire (5000 lumen) ¦ Business Energy Rebates | TRC | 185.9119 | 197.1438 | 208.8142
None | PV Total Net Avoided Cost kWh | Low-bay Luminaire (5000 lumen) ¦ Small Business Energy Solutions | TRC | 190.2355 | 201.7286 | 213.6704
None | PV Total Net Avoided Cost kWh | Low-flow showerhead - 0.5 gpm Reduction - MURB ¦ Efficient Products Installation | TRC | 148.2227 | 179.4404 | 190.6075
None | PV Total Net Avoided Cost kWh | Low-flow showerhead - 0.5 gpm Reduction ¦ Efficient Products Installation | TRC | 168.9882 | 179.4404 | 190.6075
None | PV Total Net Avoided Cost kWh | Low-flow showerhead - 1.0 gpm Reduction - MURB ¦ Efficient Products Installation | TRC | 295.7293 | 358.8809 | 381.2151
None | PV Total Net Avoided Cost kWh | Low-flow showerhead - 1.0 gpm Reduction ¦ Efficient Products Installation | TRC | 337.9764 | 358.8809 | 381.2151
None | PV Total Net Avoided Cost kWh | Low-flow showerhead -0.75 gpm Reduction - MURB ¦ Efficient Products Installation | TRC | 221.976 | 269.1607 | 285.9113
None | PV Total Net Avoided Cost kWh | Low-flow showerhead -0.75 gpm Reduction ¦ Efficient Products Installation | TRC | 253.4823 | 269.1607 | 285.9113
None | PV Total Net Avoided Cost kWh | Low/Zero Energy Livestock Waterer ¦ Business Energy Rebates | TRC | 794.5375 | 843.6813 | 896.1859
None | PV Total Net Avoided Cost kWh | Low/Zero Energy Livestock Waterer ¦ Small Business Energy Solutions | TRC | 813.0152 | 863.3018 | 917.0275
None | PV Total Net Avoided Cost kWh | Luminaire Level Lighting Control (LLLC) - High Impact Application ¦ Business Energy Rebates | TRC | 164.0014 | 173.892 | 184.4759
None | PV Total Net Avoided Cost kWh | Luminaire Level Lighting Control (LLLC) - High Impact Application ¦ Small Business Energy Solutions | TRC | 164.0014 | 173.892 | 184.4759
None | PV Total Net Avoided Cost kWh | Luminaire Level Lighting Control (LLLC) - Low Impact Application ¦ Business Energy Rebates | TRC | 336.1617 | 356.435 | 378.1292
None | PV Total Net Avoided Cost kWh | Luminaire Level Lighting Control (LLLC) - Low Impact Application ¦ Small Business Energy Solutions | TRC | 336.1617 | 356.435 | 378.1292
None | PV Total Net Avoided Cost kWh | Medium Commercial ETS System ¦ ETS Business Energy Rebates | TRC | 0 | 0 | 0
None | PV Total Net Avoided Cost kWh | Medium Commercial ETS System ¦ ETS Small Business Energy Solutions | TRC | 0 | 0 | 0
None | PV Total Net Avoided Cost kWh | Milk Pre-cooler ¦ Business Energy Rebates | TRC | 6051.8326 | 6416.807 | 6807.3631
None | PV Total Net Avoided Cost kWh | Milk Pre-cooler ¦ Small Business Energy Solutions | TRC | 6192.5729 | 6566.0351 | 6965.6739
None | PV Total Net Avoided Cost kWh | Mini freezer retirement ¦ Appliance Retirement | TRC | 91.8815 | 97.8534 | 104.1815
None | PV Total Net Avoided Cost kWh | Mini fridge retirement ¦ Appliance Retirement | TRC | 58.7255 | 62.5424 | 66.5869
None | PV Total Net Avoided Cost kWh | Motion sensor with dimmer switch ¦ Instant Savings | TRC | 30.2614 | 32.1332 | 34.1329
None | PV Total Net Avoided Cost kWh | MSHP - Fully Electrical ¦ Green Heat | TRC | 2227.252 | 2356.8568 | 2493.3431
None | PV Total Net Avoided Cost kWh | MSHP - Mainly Electrical ¦ Green Heat | TRC | 917.2013 | 970.5736 | 1026.7799
None | PV Total Net Avoided Cost kWh | Multi-Tank Conveyor Dishwasher - High Temp ¦ Business Energy Rebates | TRC | 28435.3321 | 30052.4457 | 31781.4298
None | PV Total Net Avoided Cost kWh | Multi-Tank Conveyor Dishwasher - High Temp ¦ Small Business Energy Solutions | TRC | 29096.6189 | 30751.3398 | 32520.5329
None | PV Total Net Avoided Cost kWh | Multi-Tank Conveyor Dishwasher - Low Temp ¦ Business Energy Rebates | TRC | 19516.5888 | 20626.4946 | 21813.1828
None | PV Total Net Avoided Cost kWh | Multi-Tank Conveyor Dishwasher - Low Temp ¦ Small Business Energy Solutions | TRC | 19970.463 | 21106.1806 | 22320.4661
None | PV Total Net Avoided Cost kWh | Natural Barn Ventiliation - Summer Only ¦ Business Energy Rebates | TRC | 2349.497 | 2491.1907 | 2642.8159
None | PV Total Net Avoided Cost kWh | Natural Barn Ventiliation - Summer Only ¦ Small Business Energy Solutions | TRC | 2404.1365 | 2549.1253 | 2704.2767
None | PV Total Net Avoided Cost kWh | Natural Barn Ventiliation - Year-Round ¦ Business Energy Rebates | TRC | 5419.431 | 5746.2665 | 6096.0105
None | PV Total Net Avoided Cost kWh | Natural Barn Ventiliation - Year-Round ¦ Small Business Energy Solutions | TRC | 5545.4643 | 5879.9006 | 6237.7781
None | PV Total Net Avoided Cost kWh | Natural Gas Conversion - Commercial Electric Clothes Dryer ¦ Business Energy Rebates | TRC | 3864.6373 | 4089.1079 | 4341.2261
None | PV Total Net Avoided Cost kWh | Natural Gas Conversion - Commercial Electric Clothes Dryer ¦ Small Business Energy Solutions | TRC | 3954.5126 | 4184.2035 | 4442.1848
None | PV Total Net Avoided Cost kWh | Networked/ Connected - Indoor LED Lamp ¦ Instant Savings | TRC | 10.8784 | 11.8998 | 12.914
None | PV Total Net Avoided Cost kWh | Networked/Connected - High Impact Application ¦ Business Energy Rebates | TRC | 192.6473 | 204.2655 | 216.6981
None | PV Total Net Avoided Cost kWh | Networked/Connected - High Impact Application ¦ Small Business Energy Solutions | TRC | 192.6473 | 204.2655 | 216.6981
None | PV Total Net Avoided Cost kWh | Networked/Connected - Low Impact Application ¦ Business Energy Rebates | TRC | 382.068 | 405.1098 | 429.7666
None | PV Total Net Avoided Cost kWh | Networked/Connected - Low Impact Application ¦ Small Business Energy Solutions | TRC | 382.068 | 405.1098 | 429.7666
None | PV Total Net Avoided Cost kWh | No-Loss Drain ¦ Business Energy Rebates | TRC | 1914.9887 | 2030.478 | 2154.0621
None | PV Total Net Avoided Cost kWh | No-Loss Drain ¦ Small Business Energy Solutions | TRC | 1959.5233 | 2077.6984 | 2204.1566
None | PV Total Net Avoided Cost kWh | Occupancy Sensor (Ceiling Mounted) ¦ Business Energy Rebates | TRC | 274.5581 | 291.5401 | 309.6835
None | PV Total Net Avoided Cost kWh | Occupancy Sensor (Ceiling Mounted) ¦ Small Business Energy Solutions | TRC | 280.9432 | 298.3201 | 316.8854
None | PV Total Net Avoided Cost kWh | Occupancy Sensor (Wall Mounted) ¦ Business Energy Rebates | TRC | 274.8022 | 291.7992 | 309.9587
None | PV Total Net Avoided Cost kWh | Occupancy Sensor (Wall Mounted) ¦ Small Business Energy Solutions | TRC | 281.1929 | 298.5852 | 317.1671
None | PV Total Net Avoided Cost kWh | Occupancy Sensor (Exterior) ¦ Business Energy Rebates | TRC | 77.4566 | 82.2475 | 87.366
None | PV Total Net Avoided Cost kWh | Occupancy Sensor (Exterior) ¦ Small Business Energy Solutions | TRC | 79.2579 | 84.1602 | 89.3977
None | PV Total Net Avoided Cost kWh | Open to Closed Cooler Conversion ¦ Business Energy Rebates | TRC | 12192.7421 | 12929.1989 | 13614.521
None | PV Total Net Avoided Cost kWh | Open to Closed Cooler Conversion ¦ Small Business Energy Solutions | TRC | 12476.2943 | 13229.8779 | 13931.1378
None | PV Total Net Avoided Cost kWh | Outdoor motion sensor ¦ Instant Savings | TRC | 109.4733 | 116.2444 | 123.4786
None | PV Total Net Avoided Cost kWh | Outside Air Economizer ¦ Business Energy Rebates | TRC | 8142.1459 | 8633.1831 | 9158.6379
None | PV Total Net Avoided Cost kWh | Outside Air Economizer ¦ Small Business Energy Solutions | TRC | 8331.4981 | 8833.9548 | 9371.6295
None | PV Total Net Avoided Cost kWh | Packaged Terminal Heat Pump (12kBTU/hr) ¦ Business Energy Rebates | TRC | 4543.1494 | 4817.138 | 5110.331
None | PV Total Net Avoided Cost kWh | Packaged Terminal Heat Pump (12kBTU/hr) ¦ Small Business Energy Solutions | TRC | 4648.804 | 4929.1645 | 5229.1759
None | PV Total Net Avoided Cost kWh | Parking Garage Luminaire (4000 lumen) ¦ Business Energy Rebates | TRC | 281.3169 | 296.9447 | 313.2656
None | PV Total Net Avoided Cost kWh | Parking Garage Luminaire (4000 lumen) ¦ Small Business Energy Solutions | TRC | 287.8592 | 303.8504 | 320.5508
None | PV Total Net Avoided Cost kWh | Parking Garage Luminaire (8000 lumen) ¦ Business Energy Rebates | TRC | 562.6338 | 593.8893 | 626.5311
None | PV Total Net Avoided Cost kWh | Parking Garage Luminaire (8000 lumen) ¦ Small Business Energy Solutions | TRC | 575.7183 | 607.7007 | 641.1016
None | PV Total Net Avoided Cost kWh | Pellet Boiler/Furnace ¦ Green Heat | TRC | 10140.7835 | 10730.8801 | 11352.309
None | PV Total Net Avoided Cost kWh | Pellet Stove ¦ Green Heat | TRC | 6019.4779 | 6369.7539 | 6738.6285
None | PV Total Net Avoided Cost kWh | Pipe Insulation - MURB ¦ Efficient Products Installation | TRC | 11.2723 | 11.9521 | 12.6795
None | PV Total Net Avoided Cost kWh | Pipe Insulation ¦ Efficient Products Installation | TRC | 11.2723 | 11.9521 | 12.6795
None | PV Total Net Avoided Cost kWh | Pole/Arm-Mounted Area Luminaire (20000 lumen) ¦ Business Energy Rebates | TRC | 272.9274 | 288.3135 | 305.8991
None | PV Total Net Avoided Cost kWh | Pole/Arm-Mounted Area Luminaire (20000 lumen) ¦ Small Business Energy Solutions | TRC | 279.2745 | 295.0185 | 313.013
None | PV Total Net Avoided Cost kWh | Pole/Arm-Mounted Area Luminaire (4000 lumen) ¦ Business Energy Rebates | TRC | 54.5855 | 57.6627 | 61.1798
None | PV Total Net Avoided Cost kWh | Pole/Arm-Mounted Area Luminaire (4000 lumen) ¦ Small Business Energy Solutions | TRC | 55.8549 | 59.0037 | 62.6026
None | PV Total Net Avoided Cost kWh | Pole/Arm-Mounted Area Luminaire (60000 lumen) ¦ Business Energy Rebates | TRC | 818.7821 | 864.9406 | 917.6972
None | PV Total Net Avoided Cost kWh | Pole/Arm-Mounted Area Luminaire (60000 lumen) ¦ Small Business Energy Solutions | TRC | 837.8235 | 885.0555 | 939.039
None | PV Total Net Avoided Cost kWh | Pole/Arm-Mounted Decorative Luminaire (1500 lumen) ¦ Business Energy Rebates | TRC | 73.6904 | 77.8447 | 82.5928
None | PV Total Net Avoided Cost kWh | Pole/Arm-Mounted Decorative Luminaire (1500 lumen) ¦ Small Business Energy Solutions | TRC | 75.4041 | 79.655 | 84.5135
None | PV Total Net Avoided Cost kWh | Pole/Arm-Mounted Decorative Luminaire (5000 lumen) ¦ Business Energy Rebates | TRC | 245.6346 | 259.4822 | 275.3092
None | PV Total Net Avoided Cost kWh | Pole/Arm-Mounted Decorative Luminaire (5000 lumen) ¦ Small Business Energy Solutions | TRC | 251.3471 | 265.5166 | 281.7117
None | PV Total Net Avoided Cost kWh | Pot, Pan and Utensil Dishwasher - High Temp ¦ Business Energy Rebates | TRC | 1878.9517 | 1995.1686 | 2119.3336
None | PV Total Net Avoided Cost kWh | Pot, Pan and Utensil Dishwasher - High Temp ¦ Small Business Energy Solutions | TRC | 1922.6483 | 2041.5679 | 2168.6205
None | PV Total Net Avoided Cost kWh | Power bar with timer ¦ Instant Savings | TRC | 15.5282 | 16.9862 | 18.4339
None | PV Total Net Avoided Cost kWh | Premium High Bay Luminaire (15 000 lumen) ¦ Business Energy Rebates | TRC | 594.3599 | 627.4543 | 662.0177
None | PV Total Net Avoided Cost kWh | Premium High Bay Luminaire (15 000 lumen) ¦ Small Business Energy Solutions | TRC | 608.1822 | 642.0463 | 677.4134
None | PV Total Net Avoided Cost kWh | Premium High Bay Luminaire (35 000 lumen) ¦ Business Energy Rebates | TRC | 1386.8397 | 1464.06 | 1544.7079
None | PV Total Net Avoided Cost kWh | Premium High Bay Luminaire (35 000 lumen) ¦ Small Business Energy Solutions | TRC | 1419.0918 | 1498.1079 | 1580.6313
None | PV Total Net Avoided Cost kWh | Premium High Bay Luminaire (60 000 lumen) ¦ Business Energy Rebates | TRC | 2377.4395 | 2509.8172 | 2648.0706
None | PV Total Net Avoided Cost kWh | Premium High Bay Luminaire (60 000 lumen) ¦ Small Business Energy Solutions | TRC | 2432.7288 | 2568.185 | 2709.6537
None | PV Total Net Avoided Cost kWh | Programmable thermostat ¦ Instant Savings | TRC | 152.161 | 161.5724 | 171.6275
None | PV Total Net Avoided Cost kWh | Programmable Thermostats ¦ First Nations Home Retrofits | TRC | 152.161 | 161.5724 | 171.6275
None | PV Total Net Avoided Cost kWh | Range / Stove replacement ¦ Appliance Retirement | TRC | 54.831 | 59.4704 | 64.0194
None | PV Total Net Avoided Cost kWh | refri ¦ Small Business Energy Solutions | TRC | 598.2159 | 634.2932 | 672.8992
None | PV Total Net Avoided Cost kWh | Refrigerated Case Luminaire ¦ Business Energy Rebates | TRC | 318.0591 | 337.0491 | 357.1853
None | PV Total Net Avoided Cost kWh | Refrigerated Case Luminaire ¦ Small Business Energy Solutions | TRC | 325.4558 | 344.8875 | 365.4919
None | PV Total Net Avoided Cost kWh | Refrigerated Vending Machine Controls ¦ Business Energy Rebates | TRC | 480.9407 | 518.101 | 556.1673
None | PV Total Net Avoided Cost kWh | Refrigerated Vending Machine Controls ¦ Small Business Energy Solutions | TRC | 492.1254 | 530.1499 | 569.1015
None | PV Total Net Avoided Cost kWh | Refrigerator replacement (Low income only) ¦ Appliance Retirement | TRC | 233.0574 | 253.4204 | 273.4671
None | PV Total Net Avoided Cost kWh | Refrigerator replacement (Low income only) ¦ First Nations Home Retrofits | TRC | 233.0574 | 253.4204 | 273.4671
None | PV Total Net Avoided Cost kWh | Refrigerator retirement ¦ Appliance Retirement | TRC | 232.1201 | 247.2069 | 263.1937
None | PV Total Net Avoided Cost kWh | Remote Condensing Unit ¦ Business Energy Rebates | TRC | 1807.0054 | 1918.7723 | 2038.1829
None | PV Total Net Avoided Cost kWh | Remote Condensing Unit ¦ Small Business Energy Solutions | TRC | 1849.0288 | 1963.3949 | 2085.5825
None | PV Total Net Avoided Cost kWh | Residential DHW Timer ¦ ETS Green Heat | TRC | 0 | 0 | 0
None | PV Total Net Avoided Cost kWh | Residential ETS System (Central) ¦ ETS Green Heat | TRC | 0 | 0 | 0
None | PV Total Net Avoided Cost kWh | Residential ETS System (Central) ¦ ETS Home Energy Assessment | TRC | 0 | 0 | 0
None | PV Total Net Avoided Cost kWh | Residential ETS System (Room) ¦ ETS Green Heat | TRC | 0 | 0 | 0
None | PV Total Net Avoided Cost kWh | Residential ETS System (Room) ¦ ETS Home Energy Assessment | TRC | 0 | 0 | 0
None | PV Total Net Avoided Cost kWh | Room air purifier ¦ Instant Savings | TRC | 300.558 | 319.2652 | 339.6967
None | PV Total Net Avoided Cost kWh | Self-Contained Ice Maker ¦ Business Energy Rebates | TRC | 223.6056 | 237.436 | 252.2123
None | PV Total Net Avoided Cost kWh | Self-Contained Ice Maker ¦ Small Business Energy Solutions | TRC | 228.8057 | 242.9578 | 258.0777
None | PV Total Net Avoided Cost kWh | Server Virtualization and Decommissioning ¦ Business Energy Rebates | TRC | 6827.9387 | 7239.7186 | 7680.3609
None | PV Total Net Avoided Cost kWh | Server Virtualization and Decommissioning ¦ Small Business Energy Solutions | TRC | 6986.728 | 7408.0842 | 7858.9739
None | PV Total Net Avoided Cost kWh | Server-based Power Management Software ¦ Business Energy Rebates | TRC | 20.5094 | 22.0941 | 23.7174
None | PV Total Net Avoided Cost kWh | Server-based Power Management Software ¦ Small Business Energy Solutions | TRC | 20.9864 | 22.6079 | 24.2689
None | PV Total Net Avoided Cost kWh | Single -Tank Conveyor Dishwasher - High Temp ¦ Business Energy Rebates | TRC | 9556.9885 | 10100.4932 | 10681.597
None | PV Total Net Avoided Cost kWh | Single -Tank Conveyor Dishwasher - High Temp ¦ Small Business Energy Solutions | TRC | 9779.244 | 10335.3884 | 10930.0063
None | PV Total Net Avoided Cost kWh | Single -Tank Conveyor Dishwasher - Low Temp ¦ Business Energy Rebates | TRC | 14137.4005 | 14941.3926 | 15801.0042
None | PV Total Net Avoided Cost kWh | Single -Tank Conveyor Dishwasher - Low Temp ¦ Small Business Energy Solutions | TRC | 14466.1773 | 15288.8669 | 16168.4694
None | PV Total Net Avoided Cost kWh | Single Heat Pad (Agriculture) ¦ Business Energy Rebates | TRC | 430.7529 | 457.3958 | 485.8608
None | PV Total Net Avoided Cost kWh | Single Heat Pad (Agriculture) ¦ Small Business Energy Solutions | TRC | 440.7704 | 468.0329 | 497.1599
None | PV Total Net Avoided Cost kWh | Single-Tank Door type Dishwasher - High Temp ¦ Business Energy Rebates | TRC | 9581.521 | 10159.3642 | 10777.7093
None | PV Total Net Avoided Cost kWh | Single-Tank Door type Dishwasher - High Temp ¦ Small Business Energy Solutions | TRC | 9804.347 | 10395.6284 | 11028.3537
None | PV Total Net Avoided Cost kWh | Single-Tank Door type Dishwasher - Low Temp ¦ Business Energy Rebates | TRC | 13045.8489 | 13832.6191 | 14674.5352
None | PV Total Net Avoided Cost kWh | Single-Tank Door type Dishwasher - Low Temp ¦ Small Business Energy Solutions | TRC | 13349.2407 | 14154.3079 | 15015.8035
None | PV Total Net Avoided Cost kWh | Small Commercial ETS Sytem ¦ ETS Business Energy Rebates | TRC | 0 | 0 | 0
None | PV Total Net Avoided Cost kWh | Small Commercial ETS Sytem ¦ ETS Small Business Energy Solutions | TRC | 0 | 0 | 0
None | PV Total Net Avoided Cost kWh | Smart power bar ¦ Instant Savings | TRC | 15.5571 | 17.0179 | 18.4682
None | PV Total Net Avoided Cost kWh | Smart Power Controllers - MURB ¦ Efficient Products Installation | TRC | 123.6008 | 135.2066 | 146.7293
None | PV Total Net Avoided Cost kWh | Smart Power Controllers ¦ Efficient Products Installation | TRC | 123.6008 | 135.2066 | 146.7293
None | PV Total Net Avoided Cost kWh | Solar air heating ¦ Green Heat | TRC | 879.5803 | 929.6019 | 983.084
None | PV Total Net Avoided Cost kWh | Solar air heating ¦ Home Energy Assessment | TRC | 1116.021 | 1179.4889 | 1247.3476
None | PV Total Net Avoided Cost kWh | Solar DHW System ¦ Business Energy Rebates | TRC | 2230.6211 | 2357.4762 | 2493.1071
None | PV Total Net Avoided Cost kWh | Solar DHW System ¦ Small Business Energy Solutions | TRC | 2282.496 | 2412.3012 | 2551.0863
None | PV Total Net Avoided Cost kWh | Solar Domestic Hot Water ¦ Green Heat | TRC | 2415.41 | 2552.7741 | 2699.6408
None | PV Total Net Avoided Cost kWh | Solar Domestic Hot Water ¦ Home Energy Assessment | TRC | 2681.3201 | 2833.8064 | 2996.8416
None | PV Total Net Avoided Cost kWh | Solid Door Freezer ¦ Business Energy Rebates | TRC | 1238.649 | 1313.4649 | 1383.0861
None | PV Total Net Avoided Cost kWh | Solid Door Freezer ¦ Small Business Energy Solutions | TRC | 1267.4548 | 1344.0106 | 1415.2509
None | PV Total Net Avoided Cost kWh | Solid Door Refrigerator ¦ Business Energy Rebates | TRC | 436.2663 | 462.6174 | 487.1388
None | PV Total Net Avoided Cost kWh | Solid Door Refrigerator ¦ Small Business Energy Solutions | TRC | 446.4121 | 473.3759 | 498.4676
None | PV Total Net Avoided Cost kWh | Stairwell and Passageway Luminaire ¦ Business Energy Rebates | TRC | 329.0083 | 347.556 | 368.7551
None | PV Total Net Avoided Cost kWh | Stairwell and Passageway Luminaire ¦ Small Business Energy Solutions | TRC | 336.6597 | 355.6387 | 377.3308
None | PV Total Net Avoided Cost kWh | Standard Capacity Electric Fryer ¦ Business Energy Rebates | TRC | 2088.4664 | 2214.6124 | 2331.9996
None | PV Total Net Avoided Cost kWh | Standard Capacity Electric Fryer ¦ Small Business Energy Solutions | TRC | 2137.0354 | 2266.115 | 2386.2321
None | PV Total Net Avoided Cost kWh | Strategic Energy Management ¦ SEM | TRC | 198226.0925 | 223100.6867 | 248007.172
None | PV Total Net Avoided Cost kWh | Strip-Curtains for Display Cases ¦ Business Energy Rebates | TRC | 414.2584 | 453.156 | 491.7756
None | PV Total Net Avoided Cost kWh | Strip-Curtains for Display Cases ¦ Small Business Energy Solutions | TRC | 423.8923 | 463.6945 | 503.2122
None | PV Total Net Avoided Cost kWh | Track/Mono-point Direction Luminaire ¦ Business Energy Rebates | TRC | 118.8823 | 126.0646 | 133.5273
None | PV Total Net Avoided Cost kWh | Track/Mono-point Direction Luminaire ¦ Small Business Energy Solutions | TRC | 121.647 | 128.9964 | 136.6326
None | PV Total Net Avoided Cost kWh | Unconverted D ¦ Home Energy Assessment | TRC | 2614.7733 | 2753.5862 | 2898.4678
None | PV Total Net Avoided Cost kWh | Under-Counter Dishwasher - HighTemp ¦ Business Energy Rebates | TRC | 1799.444 | 1910.7432 | 2029.6541
None | PV Total Net Avoided Cost kWh | Under-Counter Dishwasher - HighTemp ¦ Small Business Energy Solutions | TRC | 1841.2915 | 1955.1791 | 2076.8554
None | PV Total Net Avoided Cost kWh | Under-Counter Dishwasher - Low Temp ¦ Business Energy Rebates | TRC | 1441.2414 | 1530.385 | 1625.6252
None | PV Total Net Avoided Cost kWh | Under-Counter Dishwasher - Low Temp ¦ Small Business Energy Solutions | TRC | 1474.7586 | 1565.9754 | 1663.4305
None | PV Total Net Avoided Cost kWh | Variable Speed Kitchen Exhuast Fan ¦ Business Energy Rebates | TRC | 17839.8623 | 18915.7503 | 20067.0489
None | PV Total Net Avoided Cost kWh | Variable Speed Kitchen Exhuast Fan ¦ Small Business Energy Solutions | TRC | 18254.7428 | 19355.6514 | 20533.7245
None | PV Total Net Avoided Cost kWh | Ventilation Fan (Agriculture) ¦ Business Energy Rebates | TRC | 207.5699 | 220.088 | 233.4836
None | PV Total Net Avoided Cost kWh | Ventilation Fan (Agriculture) ¦ Small Business Energy Solutions | TRC | 212.3971 | 225.2063 | 238.9134
None | PV Total Net Avoided Cost kWh | VFD - 10 hp - Institutional - Make-up Air Fan ¦ Business Energy Rebates | TRC | 31765.0378 | 33680.7264 | 35730.6887
None | PV Total Net Avoided Cost kWh | VFD - 10 hp - Institutional - Make-up Air Fan ¦ Small Business Energy Solutions | TRC | 32503.7596 | 34463.9991 | 36561.635
None | PV Total Net Avoided Cost kWh | VFD - 10 hp - Retail - Supply Fan ¦ Business Energy Rebates | TRC | 10700.3919 | 11345.7121 | 12036.2638
None | PV Total Net Avoided Cost kWh | VFD - 10 hp - Retail - Supply Fan ¦ Small Business Energy Solutions | TRC | 10949.2382 | 11609.5659 | 12316.1769
None | PV Total Net Avoided Cost kWh | VFD - 20 hp - Institutional - Chilled Water Pump ¦ Business Energy Rebates | TRC | 43463.4708 | 46084.6696 | 48889.5923
None | PV Total Net Avoided Cost kWh | VFD - 20 hp - Institutional - Chilled Water Pump ¦ Small Business Energy Solutions | TRC | 44474.2492 | 47156.4061 | 50026.5596
None | PV Total Net Avoided Cost kWh | VFD - 20 hp - Retail - Exhaust Fan ¦ Business Energy Rebates | TRC | 55372.4976 | 58711.907 | 62285.3809
None | PV Total Net Avoided Cost kWh | VFD - 20 hp - Retail - Exhaust Fan ¦ Small Business Energy Solutions | TRC | 56660.2301 | 60077.3002 | 63733.8781
None | PV Total Net Avoided Cost kWh | VFD - 30 hp - Institutional - Make-up Air Fan ¦ Business Energy Rebates | TRC | 79322.0221 | 84105.7815 | 89224.8422
None | PV Total Net Avoided Cost kWh | VFD - 30 hp - Institutional - Make-up Air Fan ¦ Small Business Energy Solutions | TRC | 81166.7203 | 86061.7299 | 91299.8385
None | PV Total Net Avoided Cost kWh | VFD - 30 hp - Retail - Supply Fan ¦ Business Energy Rebates | TRC | 30280.8252 | 32107.0039 | 34061.1823
None | PV Total Net Avoided Cost kWh | VFD - 30 hp - Retail - Supply Fan ¦ Small Business Energy Solutions | TRC | 30985.0305 | 32853.6784 | 34853.3028
None | PV Total Net Avoided Cost kWh | VFD - 40 hp - Warehousing - Exhaust Fan ¦ Business Energy Rebates | TRC | 116613.7657 | 123646.5189 | 131172.2088
None | PV Total Net Avoided Cost kWh | VFD - 40 hp - Warehousing - Exhaust Fan ¦ Small Business Energy Solutions | TRC | 119325.7138 | 126522.0193 | 134222.7252
None | PV Total Net Avoided Cost kWh | VFD - 5 hp - Institutional - Chilled Water Pump ¦ Business Energy Rebates | TRC | 2931.8233 | 3108.636 | 3297.8417
None | PV Total Net Avoided Cost kWh | VFD - 5 hp - Institutional - Chilled Water Pump ¦ Small Business Energy Solutions | TRC | 3000.0053 | 3180.9298 | 3374.5357
None | PV Total Net Avoided Cost kWh | VFD - 5 hp - Retail - Exhaust Fan ¦ Business Energy Rebates | TRC | 14435.2578 | 15305.8206 | 16237.4025
None | PV Total Net Avoided Cost kWh | VFD - 5 hp - Retail - Exhaust Fan ¦ Small Business Energy Solutions | TRC | 14770.9615 | 15661.7699 | 16615.0165
None | PV Total Net Avoided Cost kWh | VFD Milk Transfer Pump ¦ Business Energy Rebates | TRC | 1444.9233 | 1534.2947 | 1629.7782
None | PV Total Net Avoided Cost kWh | VFD Milk Transfer Pump ¦ Small Business Energy Solutions | TRC | 1478.5261 | 1569.9759 | 1667.68
None | PV Total Net Avoided Cost kWh | VFD Milk Vacuum Pump ¦ Business Energy Rebates | TRC | 7210.3551 | 7645.1978 | 8110.5193
None | PV Total Net Avoided Cost kWh | VFD Milk Vacuum Pump ¦ Small Business Energy Solutions | TRC | 7378.0378 | 7822.9931 | 8299.1361
None | PV Total Net Avoided Cost kWh | Wall Mounted Area Luminaire (1000 lumen) ¦ Business Energy Rebates | TRC | 177.0367 | 187.2744 | 198.108
None | PV Total Net Avoided Cost kWh | Wall Mounted Area Luminaire (1000 lumen) ¦ Small Business Energy Solutions | TRC | 181.1539 | 191.6296 | 202.7152
None | PV Total Net Avoided Cost kWh | Wall Mounted Area Luminaire (10000 lumen) ¦ Business Energy Rebates | TRC | 189.6822 | 200.6512 | 212.2586
None | PV Total Net Avoided Cost kWh | Wall Mounted Area Luminaire (10000 lumen) ¦ Small Business Energy Solutions | TRC | 194.0934 | 205.3175 | 217.1948
None | PV Total Net Avoided Cost kWh | Wall Mounted Area Luminaire (50000 lumen) ¦ Business Energy Rebates | TRC | 168.6064 | 178.3566 | 188.6743
None | PV Total Net Avoided Cost kWh | Wall Mounted Area Luminaire (50000 lumen) ¦ Small Business Energy Solutions | TRC | 172.5275 | 182.5044 | 193.0621
None | PV Total Net Avoided Cost kWh | Wall wash luminaire (1500 lumen) ¦ Business Energy Rebates | TRC | 218.0811 | 231.2565 | 244.9463
None | PV Total Net Avoided Cost kWh | Wall wash luminaire (1500 lumen) ¦ Small Business Energy Solutions | TRC | 223.1528 | 236.6346 | 250.6427
None | PV Total Net Avoided Cost kWh | Wall Wash Luminaire (1000 lumen) ¦ Business Energy Rebates | TRC | 100.236 | 106.2918 | 112.584
None | PV Total Net Avoided Cost kWh | Wall Wash Luminaire (1000 lumen) ¦ Small Business Energy Solutions | TRC | 102.5671 | 108.7637 | 115.2022
None | PV Total Net Avoided Cost kWh | Whole home - tier 1 (45% better than code target) ¦ New Home Construction | TRC | 11792.3486 | 12372.549 | 12977.4577
None | PV Total Net Avoided Cost kWh | Whole home - tier 2 (60% better than code target) ¦ New Home Construction | TRC | 17479.8953 | 18339.9311 | 19236.5923
None | PV Total Net Avoided Cost kWh | Whole home - tier 3 (70% better than code target) ¦ New Home Construction | TRC | 9020.297 | 9438.207 | 9873.5134
None | PV Total Net Avoided Cost kWh | Whole Home - tier 0 (22% better than code on average) ¦ New Home Construction | TRC | 8771.9001 | 9203.4901 | 9653.4597
None | PV Total Net Avoided Cost kWh | Whole Home ¦ Home Energy Assessment | TRC | 10571.5687 | 11132.7914 | 11718.5498
None | PV Total Net Avoided Cost kWh | Whole Home First Nations Retrofit ¦ First Nations Home Retrofits | TRC | 12138.9211 | 12783.3513 | 13455.9548
None | PV Total Net Avoided Cost kWh | Wood Boiler/Furnace ¦ Green Heat | TRC | 10169.5151 | 10761.2836 | 11384.4732
None | PV Total Net Avoided Cost kWh | Wood Stove ¦ Green Heat | TRC | 6541.0892 | 6921.718 | 7322.557
None | PV Total Net Avoided Cost kWh | Zero-Energy Doors for Reach-In Coolers ¦ Business Energy Rebates | TRC | 935.3491 | 991.8454 | 1044.4189
None | PV Total Net Avoided Cost kWh | Zero-Energy Doors for Reach-In Coolers ¦ Small Business Energy Solutions | TRC | 957.1014 | 1014.9116 | 1068.7077
None | PV Total Net Avoided Cost kW | 1/2 Size Hot Food Holding Cabinet ¦ Business Energy Rebates | TRC | 353.6724 | 353.4128 | 357.1918
None | PV Total Net Avoided Cost kW | 1/2 Size Hot Food Holding Cabinet ¦ Small Business Energy Solutions | TRC | 361.8973 | 361.6317 | 365.4986
None | PV Total Net Avoided Cost kW | 11W Replacing 60W - MURB ¦ Efficient Products Installation | TRC | 3.6791 | 3.3947 | 3.234
None | PV Total Net Avoided Cost kW | 11W Replacing 60W ¦ Efficient Products Installation | TRC | 3.6791 | 3.3947 | 3.234
None | PV Total Net Avoided Cost kW | 18W Replacing 100W - MURB ¦ Efficient Products Installation | TRC | 6.5565 | 6.0971 | 5.8428
None | PV Total Net Avoided Cost kW | 18W Replacing 100W ¦ Efficient Products Installation | TRC | 6.5565 | 6.0971 | 5.8428
None | PV Total Net Avoided Cost kW | 18W Replacing 75W - MURB ¦ Efficient Products Installation | TRC | 3.5239 | 3.1771 | 2.9774
None | PV Total Net Avoided Cost kW | 18W Replacing 75W ¦ Efficient Products Installation | TRC | 3.5239 | 3.1771 | 2.9774
None | PV Total Net Avoided Cost kW | 5W Chandelier E12 - MURB ¦ Efficient Products Installation | TRC | 2.6361 | 2.1176 | 1.6216
None | PV Total Net Avoided Cost kW | 5W Chandelier E12 ¦ Efficient Products Installation | TRC | 2.6361 | 2.1176 | 1.6216
None | PV Total Net Avoided Cost kW | 7W G25 - MURB ¦ Efficient Products Installation | TRC | 2.2587 | 1.7398 | 1.2401
None | PV Total Net Avoided Cost kW | 7W G25 ¦ Efficient Products Installation | TRC | 2.2587 | 1.7398 | 1.2401
None | PV Total Net Avoided Cost kW | 7W GU10 Replacing 35W - MURB ¦ Efficient Products Installation | TRC | 1.9165 | 1.4762 | 1.0522
None | PV Total Net Avoided Cost kW | 7W GU10 Replacing 35W ¦ Efficient Products Installation | TRC | 1.9165 | 1.4762 | 1.0522
None | PV Total Net Avoided Cost kW | 7W GU10 Replacing 50W - MURB ¦ Efficient Products Installation | TRC | 3.456 | 2.8259 | 2.2243
None | PV Total Net Avoided Cost kW | 7W GU10 Replacing 50W ¦ Efficient Products Installation | TRC | 3.456 | 2.8259 | 2.2243
None | PV Total Net Avoided Cost kW | 9.5W Replacing 100W - MURB ¦ Efficient Products Installation | TRC | 8.6637 | 8.201 | 7.9585
None | PV Total Net Avoided Cost kW | 9.5W Replacing 100W ¦ Efficient Products Installation | TRC | 8.6637 | 8.201 | 7.9585
None | PV Total Net Avoided Cost kW | 9.5W Replacing 40W - MURB ¦ Efficient Products Installation | TRC | 1.659 | 1.453 | 1.3265
None | PV Total Net Avoided Cost kW | 9.5W Replacing 40W ¦ Efficient Products Installation | TRC | 1.659 | 1.453 | 1.3265
None | PV Total Net Avoided Cost kW | 9.5W Replacing 60W - MURB ¦ Efficient Products Installation | TRC | 4.0509 | 3.766 | 3.6073
None | PV Total Net Avoided Cost kW | 9.5W Replacing 60W ¦ Efficient Products Installation | TRC | 4.0509 | 3.766 | 3.6073
None | PV Total Net Avoided Cost kW | 9W Replacing 100W - MURB ¦ Efficient Products Installation | TRC | 8.7876 | 8.3248 | 8.083
None | PV Total Net Avoided Cost kW | 9W Replacing 100W ¦ Efficient Products Installation | TRC | 8.7876 | 8.3248 | 8.083
None | PV Total Net Avoided Cost kW | 9W Replacing 40W - MURB ¦ Efficient Products Installation | TRC | 1.7829 | 1.5767 | 1.451
None | PV Total Net Avoided Cost kW | 9W Replacing 40W ¦ Efficient Products Installation | TRC | 1.7829 | 1.5767 | 1.451
None | PV Total Net Avoided Cost kW | 9W Replacing 60W - MURB ¦ Efficient Products Installation | TRC | 4.1749 | 3.8898 | 3.7318
None | PV Total Net Avoided Cost kW | 9W Replacing 60W ¦ Efficient Products Installation | TRC | 4.1749 | 3.8898 | 3.7318
None | PV Total Net Avoided Cost kW | Advanced Lighting Design (Performance Lighting) ¦ Business Energy Rebates | TRC | 232.5457 | 232.819 | 235.0096
None | PV Total Net Avoided Cost kW | Advanced Lighting Design (Performance Lighting) ¦ Small Business Energy Solutions | TRC | 232.5457 | 232.819 | 235.0096
None | PV Total Net Avoided Cost kW | Air Conditioner retirement ¦ Appliance Retirement | TRC | 0 | 0 | 0
None | PV Total Net Avoided Cost kW | Air Source Heat Pump (96kBTU/hr) ¦ Business Energy Rebates | TRC | 83373.8352 | 83478.3491 | 83983.3492
None | PV Total Net Avoided Cost kW | Air Source Heat Pump (96kBTU/hr) ¦ Small Business Energy Solutions | TRC | 85312.7616 | 85419.706 | 85936.4504
None | PV Total Net Avoided Cost kW | Air-Entraining Air Nozzle ¦ Business Energy Rebates | TRC | 244.9277 | 245.2156 | 247.5228
None | PV Total Net Avoided Cost kW | ASHP and AWHP - Electrical ¦ Green Heat | TRC | 4678.3945 | 4684.2592 | 4712.5965
None | PV Total Net Avoided Cost kW | Case Lighting for Sign Retrofits ¦ Business Energy Rebates | TRC | 408.1444 | 407.9235 | 412.059
None | PV Total Net Avoided Cost kW | Case Lighting for Sign Retrofits ¦ Small Business Energy Solutions | TRC | 417.6361 | 417.4101 | 421.6418
None | PV Total Net Avoided Cost kW | CEE Tier 2 Commercial Washing Machine ¦ Business Energy Rebates | TRC | 790.2628 | 792.5408 | 805.3312
None | PV Total Net Avoided Cost kW | CEE Tier 2 Commercial Washing Machine ¦ Small Business Energy Solutions | TRC | 808.641 | 810.9719 | 824.0598
None | PV Total Net Avoided Cost kW | CEE Tier 3 Commercial Washing Machine ¦ Business Energy Rebates | TRC | 914.447 | 917.0829 | 931.8832
None | PV Total Net Avoided Cost kW | CEE Tier 3 Commercial Washing Machine ¦ Small Business Energy Solutions | TRC | 935.7132 | 938.4104 | 953.5549
None | PV Total Net Avoided Cost kW | Circulation Fan (Agriculture) ¦ Business Energy Rebates | TRC | 150.7247 | 150.9019 | 152.3217
None | PV Total Net Avoided Cost kW | Circulation Fan (Agriculture) ¦ Small Business Energy Solutions | TRC | 154.23 | 154.4112 | 155.8641
None | PV Total Net Avoided Cost kW | Clothes Dryer replacement ¦ Appliance Retirement | TRC | 27.6008 | 27.7018 | 28.7147
None | PV Total Net Avoided Cost kW | Clothes Dryers ¦ First Nations Home Retrofits | TRC | 56.0313 | 56.0533 | 56.6425
None | PV Total Net Avoided Cost kW | Clothes Washer replacement ¦ Appliance Retirement | TRC | 39.0032 | 38.9756 | 39.3985
None | PV Total Net Avoided Cost kW | Clothes Washers ¦ First Nations Home Retrofits | TRC | 38.1619 | 38.1768 | 38.5781
None | PV Total Net Avoided Cost kW | Clothes-line ¦ Instant Savings | TRC | 0 | 0 | 0
None | PV Total Net Avoided Cost kW | Cold Climate Air-Source Heat Pump (24kBTU/hr) ¦ Business Energy Rebates | TRC | 6109.2178 | 6116.876 | 6153.8799
None | PV Total Net Avoided Cost kW | Cold Climate Air-Source Heat Pump (24kBTU/hr) ¦ Small Business Energy Solutions | TRC | 6251.2926 | 6259.129 | 6296.9934
None | PV Total Net Avoided Cost kW | Cold Climate Air-Source Heat Pump (48kBTU/hr) ¦ Business Energy Rebates | TRC | 12218.4356 | 12233.7521 | 12307.7598
None | PV Total Net Avoided Cost kW | Cold Climate Air-Source Heat Pump (48kBTU/hr) ¦ Small Business Energy Solutions | TRC | 12502.5852 | 12518.2579 | 12593.9868
None | PV Total Net Avoided Cost kW | Cooler Night Covers for Display Cases ¦ Business Energy Rebates | TRC | 258.4302 | 262.7735 | 269.8008
None | PV Total Net Avoided Cost kW | Cooler Night Covers for Display Cases ¦ Small Business Energy Solutions | TRC | 264.4402 | 268.8845 | 276.0753
None | PV Total Net Avoided Cost kW | Custom Energy Efficiency ¦ Affordable MultiFamily Renter | TRC | 365339.4741 | 365768.8633 | 369210.3616
None | PV Total Net Avoided Cost kW | Custom Energy Efficiency ¦ Custom Retrofit | TRC | 523641.7092 | 524201.7103 | 529211.9774
None | PV Total Net Avoided Cost kW | Cycling Refrigerated Air Dryer - 200 CFM ¦ Business Energy Rebates | TRC | 626.453 | 626.9331 | 633.7712
None | PV Total Net Avoided Cost kW | Cycling Refrigerated Air Dryer - 200 CFM ¦ Small Business Energy Solutions | TRC | 641.0217 | 641.513 | 648.51
None | PV Total Net Avoided Cost kW | Cycling Refrigerated Air Dryer - 50 CFM ¦ Business Energy Rebates | TRC | 160.2554 | 160.3782 | 162.1275
None | PV Total Net Avoided Cost kW | Cycling Refrigerated Air Dryer - 50 CFM ¦ Small Business Energy Solutions | TRC | 163.9823 | 164.108 | 165.8979
None | PV Total Net Avoided Cost kW | Dairy Scroll Compressor ¦ Business Energy Rebates | TRC | 12811.6033 | 12826.661 | 12947.3463
None | PV Total Net Avoided Cost kW | Dairy Scroll Compressor ¦ Small Business Energy Solutions | TRC | 13109.5476 | 13124.9554 | 13248.4474
None | PV Total Net Avoided Cost kW | Daylighting Controls - Ceiling Mounted ¦ Business Energy Rebates | TRC | 87.4121 | 87.479 | 88.4332
None | PV Total Net Avoided Cost kW | Daylighting Controls - Ceiling Mounted ¦ Small Business Energy Solutions | TRC | 89.4449 | 89.5134 | 90.4898
None | PV Total Net Avoided Cost kW | Daylighting Controls - Switch-Mounted ¦ Business Energy Rebates | TRC | 14.5687 | 14.5798 | 14.7389
None | PV Total Net Avoided Cost kW | Daylighting Controls - Switch-Mounted ¦ Small Business Energy Solutions | TRC | 14.9075 | 14.9189 | 15.0816
None | PV Total Net Avoided Cost kW | Dehumidifier ¦ Instant Savings | TRC | 59.7882 | 59.7443 | 60.3831
None | PV Total Net Avoided Cost kW | Dehumidifier replacement (Low income only) ¦ Appliance Retirement | TRC | 214.9624 | 215.7714 | 223.7937
None | PV Total Net Avoided Cost kW | Dehumidifier replacement (Low income only) ¦ First Nations Home Retrofits | TRC | 214.9624 | 215.7714 | 223.7937
None | PV Total Net Avoided Cost kW | Dimmer Switch ¦ Instant Savings | TRC | 3.7672 | 3.7701 | 3.8112
None | PV Total Net Avoided Cost kW | Discus or Scroll Refrigeration Compressor ¦ Business Energy Rebates | TRC | 4050.7275 | 4055.4884 | 4093.6463
None | PV Total Net Avoided Cost kW | Discus or Scroll Refrigeration Compressor ¦ Small Business Energy Solutions | TRC | 4144.9305 | 4149.8021 | 4188.8473
None | PV Total Net Avoided Cost kW | Dishwasher replacement ¦ Appliance Retirement | TRC | 44.7095 | 44.712 | 45.399
None | PV Total Net Avoided Cost kW | Door Heater Controls ¦ Business Energy Rebates | TRC | 1359.2574 | 1360.2991 | 1375.136
None | PV Total Net Avoided Cost kW | Door Heater Controls ¦ Small Business Energy Solutions | TRC | 1390.868 | 1391.9339 | 1407.1159
None | PV Total Net Avoided Cost kW | Double Heat Pad (Agriculture) ¦ Business Energy Rebates | TRC | 262.2362 | 262.4371 | 265.2996
None | PV Total Net Avoided Cost kW | Double Heat Pad (Agriculture) ¦ Small Business Energy Solutions | TRC | 268.3347 | 268.5403 | 271.4693
None | PV Total Net Avoided Cost kW | Downlight Luminaire (1200 lumen) ¦ Small Business Energy Solutions | TRC | 29.4662 | 26.5786 | 23.9788
None | PV Total Net Avoided Cost kW | Downlight Luminaire (3000 lumen) ¦ Small Business Energy Solutions | TRC | 58.631 | 54.8661 | 51.6923
None | PV Total Net Avoided Cost kW | Downlight Luminaire (800 lumen) ¦ Small Business Energy Solutions | TRC | 39.8274 | 33.1589 | 26.8537
None | PV Total Net Avoided Cost kW | Drain Water Heat Recovery ¦ First Nations Home Retrofits | TRC | 346.8959 | 346.1772 | 347.925
None | PV Total Net Avoided Cost kW | Drain Water Heat Recovery ¦ Green Heat | TRC | 263.6409 | 263.0947 | 264.423
None | PV Total Net Avoided Cost kW | Drain Water Heat Recovery ¦ Home Energy Assessment | TRC | 263.6409 | 263.0947 | 264.423
None | PV Total Net Avoided Cost kW | Dual Enthalpy Economizer Controls ¦ Business Energy Rebates | TRC | 844.9832 | 845.6307 | 854.8541
None | PV Total Net Avoided Cost kW | Dual Enthalpy Economizer Controls ¦ Small Business Energy Solutions | TRC | 864.6339 | 865.2966 | 874.7344
None | PV Total Net Avoided Cost kW | EC Motor for Refrigeration Applications ¦ Business Energy Rebates1 | TRC | 73.4783 | 73.5647 | 74.2568
None | PV Total Net Avoided Cost kW | EC Motor for Refrigeration Applications ¦ Business Energy Rebates2 | TRC | 225.3335 | 225.5983 | 227.721
None | PV Total Net Avoided Cost kW | EC Motor for Refrigeration Applications ¦ Small Business Energy Solutions1 | TRC | 75.1871 | 75.2755 | 75.9837
None | PV Total Net Avoided Cost kW | EC Motor for Refrigeration Applications ¦ Small Business Energy Solutions2 | TRC | 230.5738 | 230.8448 | 233.0168
None | PV Total Net Avoided Cost kW | ECM Circulator Pump ¦ Home Energy Assessment | TRC | 51.7665 | 51.8274 | 52.315
None | PV Total Net Avoided Cost kW | ECM Circulator Pump ¦ Instant Savings | TRC | 68.1139 | 68.1939 | 68.8355
None | PV Total Net Avoided Cost kW | Efficient clothes washer ¦ Instant Savings | TRC | 62.6339 | 62.6585 | 63.3171
None | PV Total Net Avoided Cost kW | Efficient refrigerator ¦ Instant Savings | TRC | 14.8441 | 14.8332 | 14.9919
None | PV Total Net Avoided Cost kW | Electric Combination Oven ¦ Business Energy Rebates | TRC | 1626.893 | 1625.6988 | 1643.0823
None | PV Total Net Avoided Cost kW | Electric Combination Oven ¦ Small Business Energy Solutions | TRC | 1664.7278 | 1663.5057 | 1681.2935
None | PV Total Net Avoided Cost kW | Electric Combination Oven with Gas ¦ Business Energy Rebates | TRC | 4668.4757 | 4665.0486 | 4714.9318
None | PV Total Net Avoided Cost kW | Electric Combination Oven with Gas ¦ Small Business Energy Solutions | TRC | 4777.0449 | 4773.5381 | 4824.5813
None | PV Total Net Avoided Cost kW | Electric Convection Oven ¦ Business Energy Rebates | TRC | 495.1414 | 494.7779 | 500.0685
None | PV Total Net Avoided Cost kW | Electric Convection Oven ¦ Small Business Energy Solutions | TRC | 506.6563 | 506.2843 | 511.698
None | PV Total Net Avoided Cost kW | Electric Convection Oven with Gas ¦ Business Energy Rebates | TRC | 3079.4174 | 3077.1568 | 3110.0607
None | PV Total Net Avoided Cost kW | Electric Convection Oven with Gas ¦ Small Business Energy Solutions | TRC | 3151.0317 | 3148.7186 | 3182.3877
None | PV Total Net Avoided Cost kW | Electric Fryer Replacement with Gas ¦ Business Energy Rebates | TRC | 4645.4459 | 4642.0357 | 4691.6728
None | PV Total Net Avoided Cost kW | Electric Fryer Replacement with Gas ¦ Small Business Energy Solutions | TRC | 4753.4795 | 4749.99 | 4800.7814
None | PV Total Net Avoided Cost kW | Electric Griddle ¦ Business Energy Rebates | TRC | 486.9164 | 486.559 | 491.7617
None | PV Total Net Avoided Cost kW | Electric Griddle ¦ Small Business Energy Solutions | TRC | 498.2401 | 497.8743 | 503.1981
None | PV Total Net Avoided Cost kW | Electric Griddle Replacement with Gas ¦ Business Energy Rebates | TRC | 4038.4453 | 4035.4808 | 4078.6319
None | PV Total Net Avoided Cost kW | Electric Griddle Replacement with Gas ¦ Small Business Energy Solutions | TRC | 4132.3626 | 4129.3292 | 4173.4839
None | PV Total Net Avoided Cost kW | Electric Steam Cooker ¦ Business Energy Rebates | TRC | 2544.7963 | 2542.9282 | 2570.1196
None | PV Total Net Avoided Cost kW | Electric Steam Cooker ¦ Small Business Energy Solutions | TRC | 2603.9776 | 2602.0661 | 2629.8898
None | PV Total Net Avoided Cost kW | Electric Steam Cooker Replacement with Gas ¦ Business Energy Rebates | TRC | 4494.107 | 4490.8079 | 4538.8279
None | PV Total Net Avoided Cost kW | Electric Steam Cooker Replacement with Gas ¦ Small Business Energy Solutions | TRC | 4598.6211 | 4595.2453 | 4644.382
None | PV Total Net Avoided Cost kW | Electric to Natural Gas - Water Heater ¦ Business Energy Rebates | TRC | 2713.0454 | 2716.2341 | 2741.791
None | PV Total Net Avoided Cost kW | Electric to Natural Gas - Water Heater ¦ Small Business Energy Solutions | TRC | 2776.1395 | 2779.4023 | 2805.5536
None | PV Total Net Avoided Cost kW | Energy Management Information Systems ¦ EMIS | TRC | 99391.8741 | 100815.7283 | 104898.5269
None | PV Total Net Avoided Cost kW | Energy Star Dryer ¦ Instant Savings | TRC | 37.9176 | 37.8898 | 38.2949
None | PV Total Net Avoided Cost kW | ENERGY STAR Pool Pump ¦ Business Energy Rebates | TRC | 0 | 0 | 0
None | PV Total Net Avoided Cost kW | ENERGY STAR Pool Pump ¦ Small Business Energy Solutions | TRC | 0 | 0 | 0
None | PV Total Net Avoided Cost kW | ENERGY STAR Uninteruptible Power Supplies (UPS) ¦ Business Energy Rebates | TRC | 0 | 0 | 0
None | PV Total Net Avoided Cost kW | ENERGY STAR Uninteruptible Power Supplies (UPS) ¦ Small Business Energy Solutions | TRC | 0 | 0 | 0
None | PV Total Net Avoided Cost kW | ENERGY STAR Washing Machine ¦ Business Energy Rebates | TRC | 743.5189 | 743.1164 | 750.6502
None | PV Total Net Avoided Cost kW | ENERGY STAR Washing Machine ¦ Small Business Energy Solutions | TRC | 760.81 | 760.3982 | 768.1071
None | PV Total Net Avoided Cost kW | Engine Block Heater Timer (Agriculture) ¦ Business Energy Rebates | TRC | 458.5052 | 466.2111 | 478.6789
None | PV Total Net Avoided Cost kW | Engine Block Heater Timer (Agriculture) ¦ Small Business Energy Solutions | TRC | 469.1681 | 477.0532 | 489.8109
None | PV Total Net Avoided Cost kW | Evaporator Fan Motor Controls ¦ Business Energy Rebates | TRC | 439.974 | 440.3112 | 445.1137
None | PV Total Net Avoided Cost kW | Evaporator Fan Motor Controls ¦ Small Business Energy Solutions | TRC | 450.2059 | 450.551 | 455.4652
None | PV Total Net Avoided Cost kW | Faucet Aerators - MURB ¦ Efficient Products Installation | TRC | 28.2889 | 29.2046 | 29.5232
None | PV Total Net Avoided Cost kW | Faucet Aerators ¦ Efficient Products Installation | TRC | 29.1823 | 29.2046 | 29.5232
None | PV Total Net Avoided Cost kW | Flood Luminaire (10000 lumen) ¦ Business Energy Rebates | TRC | 421.296 | 421.8004 | 425.6995
None | PV Total Net Avoided Cost kW | Flood Luminaire (10000 lumen) ¦ Small Business Energy Solutions | TRC | 431.0936 | 431.6097 | 435.5995
None | PV Total Net Avoided Cost kW | Flood Luminaire (48000 lumen) ¦ Business Energy Rebates | TRC | 1382.7207 | 1384.3759 | 1397.1732
None | PV Total Net Avoided Cost kW | Flood Luminaire (48000 lumen) ¦ Small Business Energy Solutions | TRC | 1414.877 | 1416.5707 | 1429.6656
None | PV Total Net Avoided Cost kW | Four Pin Replacement Lamps for CFLs ¦ Business Energy Rebates | TRC | 23.9439 | 23.9303 | 24.1749
None | PV Total Net Avoided Cost kW | Four Pin Replacement Lamps for CFLs ¦ Small Business Energy Solutions | TRC | 24.5008 | 24.4868 | 24.7371
None | PV Total Net Avoided Cost kW | Freezer replacement (Low income only) ¦ Appliance Retirement | TRC | 167.628 | 168.4349 | 175.7333
None | PV Total Net Avoided Cost kW | Freezer replacement (Low income only) ¦ First Nations Home Retrofits | TRC | 167.628 | 168.4349 | 175.7333
None | PV Total Net Avoided Cost kW | Freezer replacement ¦ Appliance Retirement | TRC | 124.8758 | 125.4852 | 130.9714
None | PV Total Net Avoided Cost kW | Freezer retirement ¦ Appliance Retirement | TRC | 98.4504 | 98.5681 | 100.0428
None | PV Total Net Avoided Cost kW | Fridge replacement ¦ Appliance Retirement | TRC | 66.4114 | 66.701 | 69.4148
None | PV Total Net Avoided Cost kW | Fuel Pump Canopy Luminaire (4000 lumen) ¦ Business Energy Rebates | TRC | 76.0125 | 75.9692 | 76.7456
None | PV Total Net Avoided Cost kW | Fuel Pump Canopy Luminaire (4000 lumen) ¦ Small Business Energy Solutions | TRC | 77.7803 | 77.7359 | 78.5304
None | PV Total Net Avoided Cost kW | Fuel Pump Canopy Luminaire (8000 lumen) ¦ Business Energy Rebates | TRC | 152.025 | 151.9384 | 153.4912
None | PV Total Net Avoided Cost kW | Fuel Pump Canopy Luminaire (8000 lumen) ¦ Small Business Energy Solutions | TRC | 155.5605 | 155.4719 | 157.0608
None | PV Total Net Avoided Cost kW | Full Size Hot Food Holding Cabinet ¦ Business Energy Rebates | TRC | 986.9927 | 986.2682 | 996.8143
None | PV Total Net Avoided Cost kW | Full Size Hot Food Holding Cabinet ¦ Small Business Energy Solutions | TRC | 1009.9461 | 1009.2047 | 1019.9961
None | PV Total Net Avoided Cost kW | Glass Door Frezzer ¦ Business Energy Rebates | TRC | 564.2309 | 563.8167 | 569.8455
None | PV Total Net Avoided Cost kW | Glass Door Frezzer ¦ Small Business Energy Solutions | TRC | 577.3525 | 576.9287 | 583.0977
None | PV Total Net Avoided Cost kW | Glass Door Refrigerator ¦ Business Energy Rebates | TRC | 98.6993 | 98.6268 | 99.6814
None | PV Total Net Avoided Cost kW | Glass Door Refrigerator ¦ Small Business Energy Solutions | TRC | 100.9946 | 100.9205 | 101.9996
None | PV Total Net Avoided Cost kW | Ground Source Heat Pump (60kBTU/hr) ¦ Business Energy Rebates | TRC | 131400.4212 | 131197.6398 | 131935.968
None | PV Total Net Avoided Cost kW | Ground Source Heat Pump (60kBTU/hr) ¦ Small Business Energy Solutions | TRC | 134456.245 | 134248.7477 | 135004.2463
None | PV Total Net Avoided Cost kW | GSHP ¦ Green Heat | TRC | 20121.5952 | 20090.5429 | 20203.6045
None | PV Total Net Avoided Cost kW | Heat Pump Clothes Dryer ¦ Business Energy Rebates | TRC | 1736.869 | 1736.0807 | 1753.2445
None | PV Total Net Avoided Cost kW | Heat Pump Clothes Dryer ¦ Small Business Energy Solutions | TRC | 1777.2613 | 1776.4547 | 1794.0177
None | PV Total Net Avoided Cost kW | Heat Pump Dryer (ventless) ¦ Instant Savings | TRC | 110.5462 | 110.465 | 111.6462
None | PV Total Net Avoided Cost kW | Heat Pump Water Heater ¦ Business Energy Rebates | TRC | 961.5326 | 962.2694 | 972.765
None | PV Total Net Avoided Cost kW | Heat Pump Water Heater ¦ First Nations Home Retrofits | TRC | 530.232 | 530.6384 | 536.4261
None | PV Total Net Avoided Cost kW | Heat Pump Water Heater ¦ Green Heat | TRC | 530.232 | 530.6384 | 536.4261
None | PV Total Net Avoided Cost kW | Heat Pump Water Heater ¦ Home Energy Assessment | TRC | 402.9763 | 403.2852 | 407.6838
None | PV Total Net Avoided Cost kW | Heat Pump Water Heater ¦ Small Business Energy Solutions | TRC | 983.8938 | 984.6478 | 995.3875
None | PV Total Net Avoided Cost kW | Heat Reclaimer Unit (Agriculture) ¦ Business Energy Rebates | TRC | 6198.5551 | 6205.8404 | 6264.2308
None | PV Total Net Avoided Cost kW | Heat Reclaimer Unit (Agriculture) ¦ Small Business Energy Solutions | TRC | 6342.7076 | 6350.1623 | 6409.9106
None | PV Total Net Avoided Cost kW | Heavy duty timer ¦ Instant Savings | TRC | 0 | 0 | 0
None | PV Total Net Avoided Cost kW | High Bay Luminaire (15 000 lumen) ¦ Business Energy Rebates | TRC | 196.5888 | 196.1325 | 197.1322
None | PV Total Net Avoided Cost kW | High Bay Luminaire (15 000 lumen) ¦ Small Business Energy Solutions | TRC | 201.1606 | 200.6937 | 201.7167
None | PV Total Net Avoided Cost kW | High Bay Luminaire (35 000 lumen) ¦ Business Energy Rebates | TRC | 458.7072 | 457.6425 | 459.9751
None | PV Total Net Avoided Cost kW | High Bay Luminaire (35 000 lumen) ¦ Small Business Energy Solutions | TRC | 469.3748 | 468.2854 | 470.6722
None | PV Total Net Avoided Cost kW | High Bay Luminaire (60 000 lumen) ¦ Business Energy Rebates | TRC | 786.3553 | 784.53 | 788.5288
None | PV Total Net Avoided Cost kW | High Bay Luminaire (60 000 lumen) ¦ Small Business Energy Solutions | TRC | 804.6426 | 802.7749 | 806.8667
None | PV Total Net Avoided Cost kW | High Efficiency Circulator Pump 1.5kW ¦ Business Energy Rebates | TRC | 1002.3196 | 1003.4976 | 1012.9394
None | PV Total Net Avoided Cost kW | High Efficiency Circulator Pump 1.5kW ¦ Small Business Energy Solutions | TRC | 1025.6293 | 1026.8347 | 1036.4962
None | PV Total Net Avoided Cost kW | High Efficiency Circulator Pump 100W ¦ Business Energy Rebates | TRC | 165.4204 | 165.6148 | 167.1731
None | PV Total Net Avoided Cost kW | High Efficiency Circulator Pump 100W ¦ Small Business Energy Solutions | TRC | 169.2674 | 169.4663 | 171.0608
None | PV Total Net Avoided Cost kW | High Efficiency Circulator Pump 300W ¦ Business Energy Rebates | TRC | 310.8698 | 311.2352 | 314.1635
None | PV Total Net Avoided Cost kW | High Efficiency Circulator Pump 300W ¦ Small Business Energy Solutions | TRC | 318.0993 | 318.4732 | 321.4697
None | PV Total Net Avoided Cost kW | High Volume Low Speed Fan (Agriculture) ¦ Business Energy Rebates | TRC | 7304.4979 | 7313.083 | 7381.8914
None | PV Total Net Avoided Cost kW | High Volume Low Speed Fan (Agriculture) ¦ Small Business Energy Solutions | TRC | 7474.37 | 7483.1547 | 7553.5633
None | PV Total Net Avoided Cost kW | Holiday Lights Exchange - MURB ¦ Efficient Products Installation | TRC | 160.5322 | 160.2844 | 161.1865
None | PV Total Net Avoided Cost kW | Holiday Lights Exchange ¦ Efficient Products Installation | TRC | 160.5322 | 160.2844 | 161.1865
None | PV Total Net Avoided Cost kW | Hot Water Tank Wrap - MURB ¦ Efficient Products Installation | TRC | 23.4596 | 31.7085 | 32.2248
None | PV Total Net Avoided Cost kW | Hot Water Tank Wrap ¦ Efficient Products Installation | TRC | 31.6108 | 31.7085 | 32.2248
None | PV Total Net Avoided Cost kW | HVAC Hotel Occupancy Sensor ¦ Business Energy Rebates | TRC | 169.5653 | 169.7646 | 171.3619
None | PV Total Net Avoided Cost kW | HVAC Hotel Occupancy Sensor ¦ Small Business Energy Solutions | TRC | 173.5087 | 173.7126 | 175.3471
None | PV Total Net Avoided Cost kW | Hybrid Heat Pump Dryer ¦ Instant Savings | TRC | 52.4365 | 52.398 | 52.9583
None | PV Total Net Avoided Cost kW | Ice-Making Head ¦ Business Energy Rebates | TRC | 275.348 | 275.559 | 278.5645
None | PV Total Net Avoided Cost kW | Ice-Making Head ¦ Small Business Energy Solutions | TRC | 281.7514 | 281.9673 | 285.0428
None | PV Total Net Avoided Cost kW | Indoor motion sensor ¦ Instant Savings | TRC | 0 | 0 | 0
None | PV Total Net Avoided Cost kW | Intelligent Freezer Defrost Controls ¦ Business Energy Rebates | TRC | 1770.094 | 1771.4506 | 1790.772
None | PV Total Net Avoided Cost kW | Intelligent Freezer Defrost Controls ¦ Small Business Energy Solutions | TRC | 1811.259 | 1812.6471 | 1832.4178
None | PV Total Net Avoided Cost kW | Large Commercial/Industrial ETS System ¦ ETS Business Energy Rebates | TRC | 41686.9176 | 247418.1397 | 248914.8894
None | PV Total Net Avoided Cost kW | LED - ENERGY STAR Fixture with Motion Sensor ¦ Instant Savings | TRC | 27.808 | 24.4855 | 21.382
None | PV Total Net Avoided Cost kW | LED - ENERGY STAR Fixture without Motion Sensor ¦ Instant Savings | TRC | 11.6306 | 10.0465 | 8.4623
None | PV Total Net Avoided Cost kW | LED - Other ¦ Instant Savings | TRC | 4.7962 | 3.9734 | 3.19
None | PV Total Net Avoided Cost kW | LED - R, BR and Decorative ¦ Instant Savings | TRC | 3.994 | 3.2934 | 2.6277
None | PV Total Net Avoided Cost kW | LED - Recessed downlight ¦ Instant Savings | TRC | 5.4653 | 4.3262 | 3.4008
None | PV Total Net Avoided Cost kW | LED Nightlights - MURB ¦ Efficient Products Installation | TRC | 8.0268 | 8.0091 | 8.0505
None | PV Total Net Avoided Cost kW | LED Nightlights ¦ Efficient Products Installation | TRC | 8.0268 | 8.0091 | 8.0505
None | PV Total Net Avoided Cost kW | LED Replacement Lamps for HID (10000 lumen) ¦ Business Energy Rebates | TRC | 190.0313 | 189.923 | 191.864
None | PV Total Net Avoided Cost kW | LED Replacement Lamps for HID (10000 lumen) ¦ Small Business Energy Solutions | TRC | 194.4506 | 194.3398 | 196.326
None | PV Total Net Avoided Cost kW | LED Replacement Lamps for HID (4000 lumen) ¦ Business Energy Rebates | TRC | 76.0125 | 75.9692 | 76.7456
None | PV Total Net Avoided Cost kW | LED Replacement Lamps for HID (4000 lumen) ¦ Small Business Energy Solutions | TRC | 77.7803 | 77.7359 | 78.5304
None | PV Total Net Avoided Cost kW | LED Troffer (1x4) ¦ Business Energy Rebates | TRC | 57.978 | 57.8514 | 58.1339
None | PV Total Net Avoided Cost kW | LED Troffer (1x4) ¦ Small Business Energy Solutions | TRC | 59.3263 | 59.1968 | 59.4858
None | PV Total Net Avoided Cost kW | LED Troffer (2x2) ¦ Business Energy Rebates | TRC | 46.3147 | 46.2136 | 46.4393
None | PV Total Net Avoided Cost kW | LED Troffer (2x2) ¦ Small Business Energy Solutions | TRC | 47.3918 | 47.2884 | 47.5193
None | PV Total Net Avoided Cost kW | LED Troffer (4x2) ¦ Business Energy Rebates | TRC | 77.1556 | 76.9872 | 77.3632
None | PV Total Net Avoided Cost kW | LED Troffer (4x2) ¦ Small Business Energy Solutions | TRC | 78.9499 | 78.7776 | 79.1623
None | PV Total Net Avoided Cost kW | LED Wall Sconce (1200 lumen) ¦ Small Business Energy Solutions | TRC | 29.4662 | 26.5786 | 23.9788
None | PV Total Net Avoided Cost kW | LED Wall Sconce (3000 lumen) ¦ Small Business Energy Solutions | TRC | 58.631 | 54.8661 | 51.6923
None | PV Total Net Avoided Cost kW | LED Wall Sconce (800 lumen) ¦ Small Business Energy Solutions | TRC | 92.5984 | 73.8058 | 55.8274
None | PV Total Net Avoided Cost kW | Linear Ambient Luminaire (10000 lumen) ¦ Business Energy Rebates | TRC | 117.6943 | 117.6306 | 118.8231
None | PV Total Net Avoided Cost kW | Linear Ambient Luminaire (10000 lumen) ¦ Small Business Energy Solutions | TRC | 120.4314 | 120.3662 | 121.5865
None | PV Total Net Avoided Cost kW | Linear Ambient Luminaire (2000 lumen) ¦ Business Energy Rebates | TRC | 12.6252 | 12.6184 | 12.7463
None | PV Total Net Avoided Cost kW | Linear Ambient Luminaire (2000 lumen) ¦ Small Business Energy Solutions | TRC | 12.9189 | 12.9119 | 13.0428
None | PV Total Net Avoided Cost kW | Linear Ambient Luminaire (4000 lumen) ¦ Business Energy Rebates | TRC | 23.2547 | 23.2422 | 23.4778
None | PV Total Net Avoided Cost kW | Linear Ambient Luminaire (4000 lumen) ¦ Small Business Energy Solutions | TRC | 23.7955 | 23.7827 | 24.0238
None | PV Total Net Avoided Cost kW | Linear Ambient Luminaire (8000 lumen) ¦ Business Energy Rebates | TRC | 45.7185 | 45.6938 | 46.157
None | PV Total Net Avoided Cost kW | Linear Ambient Luminaire (8000 lumen) ¦ Small Business Energy Solutions | TRC | 46.7817 | 46.7564 | 47.2304
None | PV Total Net Avoided Cost kW | Linear Replacement Lamp (2 foot) ¦ Business Energy Rebates | TRC | 5.7404 | 5.7373 | 5.7954
None | PV Total Net Avoided Cost kW | Linear Replacement Lamp (2 foot) ¦ Small Business Energy Solutions | TRC | 5.8739 | 5.8707 | 5.9302
None | PV Total Net Avoided Cost kW | Linear Replacement Lamp (4 foot) ¦ Business Energy Rebates | TRC | 12.1392 | 12.1326 | 12.2556
None | PV Total Net Avoided Cost kW | Linear Replacement Lamp (4 foot) ¦ Small Business Energy Solutions | TRC | 12.4215 | 12.4148 | 12.5406
None | PV Total Net Avoided Cost kW | Low-bay Luminaire (10,000 lumen) ¦ Business Energy Rebates | TRC | 144.3873 | 144.3092 | 145.7722
None | PV Total Net Avoided Cost kW | Low-bay Luminaire (10,000 lumen) ¦ Small Business Energy Solutions | TRC | 147.7451 | 147.6652 | 149.1622
None | PV Total Net Avoided Cost kW | Low-bay Luminaire (5000 lumen) ¦ Business Energy Rebates | TRC | 195.5692 | 195.4633 | 197.4449
None | PV Total Net Avoided Cost kW | Low-bay Luminaire (5000 lumen) ¦ Small Business Energy Solutions | TRC | 200.1173 | 200.009 | 202.0367
None | PV Total Net Avoided Cost kW | Low-flow showerhead - 0.5 gpm Reduction - MURB ¦ Efficient Products Installation | TRC | 61.6401 | 70.3295 | 71.0966
None | PV Total Net Avoided Cost kW | Low-flow showerhead - 0.5 gpm Reduction ¦ Efficient Products Installation | TRC | 70.2757 | 70.3295 | 71.0966
None | PV Total Net Avoided Cost kW | Low-flow showerhead - 1.0 gpm Reduction - MURB ¦ Efficient Products Installation | TRC | 122.9824 | 140.6591 | 142.1933
None | PV Total Net Avoided Cost kW | Low-flow showerhead - 1.0 gpm Reduction ¦ Efficient Products Installation | TRC | 140.5514 | 140.6591 | 142.1933
None | PV Total Net Avoided Cost kW | Low-flow showerhead -0.75 gpm Reduction - MURB ¦ Efficient Products Installation | TRC | 92.3113 | 105.4943 | 106.6449
None | PV Total Net Avoided Cost kW | Low-flow showerhead -0.75 gpm Reduction ¦ Efficient Products Installation | TRC | 105.4135 | 105.4943 | 106.6449
None | PV Total Net Avoided Cost kW | Low/Zero Energy Livestock Waterer ¦ Business Energy Rebates | TRC | 859.5518 | 860.2106 | 869.593
None | PV Total Net Avoided Cost kW | Low/Zero Energy Livestock Waterer ¦ Small Business Energy Solutions | TRC | 879.5414 | 880.2155 | 889.8161
None | PV Total Net Avoided Cost kW | Luminaire Level Lighting Control (LLLC) - High Impact Application ¦ Business Energy Rebates | TRC | 112.2864 | 112.4184 | 113.4761
None | PV Total Net Avoided Cost kW | Luminaire Level Lighting Control (LLLC) - High Impact Application ¦ Small Business Energy Solutions | TRC | 112.2864 | 112.4184 | 113.4761
None | PV Total Net Avoided Cost kW | Luminaire Level Lighting Control (LLLC) - Low Impact Application ¦ Business Energy Rebates | TRC | 201.1074 | 201.3438 | 203.2382
None | PV Total Net Avoided Cost kW | Luminaire Level Lighting Control (LLLC) - Low Impact Application ¦ Small Business Energy Solutions | TRC | 201.1074 | 201.3438 | 203.2382
None | PV Total Net Avoided Cost kW | Medium Commercial ETS System ¦ ETS Business Energy Rebates | TRC | 20843.4588 | 20869.5873 | 20995.8373
None | PV Total Net Avoided Cost kW | Medium Commercial ETS System ¦ ETS Small Business Energy Solutions | TRC | 21328.1904 | 21354.9265 | 21484.1126
None | PV Total Net Avoided Cost kW | Milk Pre-cooler ¦ Business Energy Rebates | TRC | 4069.5681 | 4074.3511 | 4112.6865
None | PV Total Net Avoided Cost kW | Milk Pre-cooler ¦ Small Business Energy Solutions | TRC | 4164.2092 | 4169.1035 | 4208.3303
None | PV Total Net Avoided Cost kW | Mini freezer retirement ¦ Appliance Retirement | TRC | 33.9126 | 33.9532 | 34.4612
None | PV Total Net Avoided Cost kW | Mini fridge retirement ¦ Appliance Retirement | TRC | 21.6751 | 21.701 | 22.0256
None | PV Total Net Avoided Cost kW | Motion sensor with dimmer switch ¦ Instant Savings | TRC | 0 | 0 | 0
None | PV Total Net Avoided Cost kW | MSHP - Fully Electrical ¦ Green Heat | TRC | 4756.3013 | 4762.2636 | 4791.0728
None | PV Total Net Avoided Cost kW | MSHP - Mainly Electrical ¦ Green Heat | TRC | 4920.3117 | 4926.4796 | 4956.2822
None | PV Total Net Avoided Cost kW | Multi-Tank Conveyor Dishwasher - High Temp ¦ Business Energy Rebates | TRC | 9329.6048 | 9310.2747 | 9357.2801
None | PV Total Net Avoided Cost kW | Multi-Tank Conveyor Dishwasher - High Temp ¦ Small Business Energy Solutions | TRC | 9546.5724 | 9526.7927 | 9574.8912
None | PV Total Net Avoided Cost kW | Multi-Tank Conveyor Dishwasher - Low Temp ¦ Business Energy Rebates | TRC | 6402.455 | 6389.1897 | 6421.4472
None | PV Total Net Avoided Cost kW | Multi-Tank Conveyor Dishwasher - Low Temp ¦ Small Business Energy Solutions | TRC | 6551.3493 | 6537.7755 | 6570.7832
None | PV Total Net Avoided Cost kW | Natural Barn Ventiliation - Summer Only ¦ Business Energy Rebates | TRC | 525.6525 | 526.2704 | 531.222
None | PV Total Net Avoided Cost kW | Natural Barn Ventiliation - Summer Only ¦ Small Business Energy Solutions | TRC | 537.877 | 538.5092 | 543.576
None | PV Total Net Avoided Cost kW | Natural Barn Ventiliation - Year-Round ¦ Business Energy Rebates | TRC | 1213.3342 | 1214.7602 | 1226.1899
None | PV Total Net Avoided Cost kW | Natural Barn Ventiliation - Year-Round ¦ Small Business Energy Solutions | TRC | 1241.5513 | 1243.0105 | 1254.7059
None | PV Total Net Avoided Cost kW | Natural Gas Conversion - Commercial Electric Clothes Dryer ¦ Business Energy Rebates | TRC | 6259.38 | 6261.8341 | 6327.656
None | PV Total Net Avoided Cost kW | Natural Gas Conversion - Commercial Electric Clothes Dryer ¦ Small Business Energy Solutions | TRC | 6404.947 | 6407.4582 | 6474.8107
None | PV Total Net Avoided Cost kW | Networked/ Connected - Indoor LED Lamp ¦ Instant Savings | TRC | 4.0602 | 4.0816 | 4.2695
None | PV Total Net Avoided Cost kW | Networked/Connected - High Impact Application ¦ Business Energy Rebates | TRC | 131.8995 | 132.0546 | 133.297
None | PV Total Net Avoided Cost kW | Networked/Connected - High Impact Application ¦ Small Business Energy Solutions | TRC | 131.8995 | 132.0546 | 133.297
None | PV Total Net Avoided Cost kW | Networked/Connected - Low Impact Application ¦ Business Energy Rebates | TRC | 228.5707 | 228.8394 | 230.9925
None | PV Total Net Avoided Cost kW | Networked/Connected - Low Impact Application ¦ Small Business Energy Solutions | TRC | 228.5707 | 228.8394 | 230.9925
None | PV Total Net Avoided Cost kW | No-Loss Drain ¦ Business Energy Rebates | TRC | 828.9861 | 829.9604 | 837.7695
None | PV Total Net Avoided Cost kW | No-Loss Drain ¦ Small Business Energy Solutions | TRC | 848.2648 | 849.2618 | 857.2525
None | PV Total Net Avoided Cost kW | Occupancy Sensor (Ceiling Mounted) ¦ Business Energy Rebates | TRC | 163.1692 | 163.2942 | 165.0753
None | PV Total Net Avoided Cost kW | Occupancy Sensor (Ceiling Mounted) ¦ Small Business Energy Solutions | TRC | 166.9638 | 167.0917 | 168.9142
None | PV Total Net Avoided Cost kW | Occupancy Sensor (Wall Mounted) ¦ Business Energy Rebates | TRC | 164.626 | 164.7522 | 166.5492
None | PV Total Net Avoided Cost kW | Occupancy Sensor (Wall Mounted) ¦ Small Business Energy Solutions | TRC | 168.4545 | 168.5836 | 170.4224
None | PV Total Net Avoided Cost kW | Occupancy Sensor (Exterior) ¦ Business Energy Rebates | TRC | 45.1629 | 45.1975 | 45.6905
None | PV Total Net Avoided Cost kW | Occupancy Sensor (Exterior) ¦ Small Business Energy Solutions | TRC | 46.2132 | 46.2486 | 46.753
None | PV Total Net Avoided Cost kW | Open to Closed Cooler Conversion ¦ Business Energy Rebates | TRC | 3426.5098 | 3423.9945 | 3460.6071
None | PV Total Net Avoided Cost kW | Open to Closed Cooler Conversion ¦ Small Business Energy Solutions | TRC | 3506.1961 | 3503.6223 | 3541.0863
None | PV Total Net Avoided Cost kW | Outdoor motion sensor ¦ Instant Savings | TRC | 0 | 0 | 0
None | PV Total Net Avoided Cost kW | Outside Air Economizer ¦ Business Energy Rebates | TRC | 6339.8596 | 6347.3109 | 6407.0324
None | PV Total Net Avoided Cost kW | Outside Air Economizer ¦ Small Business Energy Solutions | TRC | 6487.2982 | 6494.9228 | 6556.0331
None | PV Total Net Avoided Cost kW | Packaged Terminal Heat Pump (12kBTU/hr) ¦ Business Energy Rebates | TRC | 0 | 0 | 0
None | PV Total Net Avoided Cost kW | Packaged Terminal Heat Pump (12kBTU/hr) ¦ Small Business Energy Solutions | TRC | 0 | 0 | 0
None | PV Total Net Avoided Cost kW | Parking Garage Luminaire (4000 lumen) ¦ Business Energy Rebates | TRC | 110.3917 | 110.1396 | 110.7037
None | PV Total Net Avoided Cost kW | Parking Garage Luminaire (4000 lumen) ¦ Small Business Energy Solutions | TRC | 112.9589 | 112.701 | 113.2783
None | PV Total Net Avoided Cost kW | Parking Garage Luminaire (8000 lumen) ¦ Business Energy Rebates | TRC | 220.7834 | 220.2791 | 221.4075
None | PV Total Net Avoided Cost kW | Parking Garage Luminaire (8000 lumen) ¦ Small Business Energy Solutions | TRC | 225.9179 | 225.4019 | 226.5565
None | PV Total Net Avoided Cost kW | Pellet Boiler/Furnace ¦ Green Heat | TRC | 12542.2686 | 12557.991 | 12633.9603
None | PV Total Net Avoided Cost kW | Pellet Stove ¦ Green Heat | TRC | 6222.7018 | 6230.5023 | 6268.1936
None | PV Total Net Avoided Cost kW | Pipe Insulation - MURB ¦ Efficient Products Installation | TRC | 4.2598 | 4.2648 | 4.3049
None | PV Total Net Avoided Cost kW | Pipe Insulation ¦ Efficient Products Installation | TRC | 4.2598 | 4.2648 | 4.3049
None | PV Total Net Avoided Cost kW | Pole/Arm-Mounted Area Luminaire (20000 lumen) ¦ Business Energy Rebates | TRC | 127.9233 | 127.9774 | 129.3062
None | PV Total Net Avoided Cost kW | Pole/Arm-Mounted Area Luminaire (20000 lumen) ¦ Small Business Energy Solutions | TRC | 130.8983 | 130.9537 | 132.3133
None | PV Total Net Avoided Cost kW | Pole/Arm-Mounted Area Luminaire (4000 lumen) ¦ Business Energy Rebates | TRC | 25.5847 | 25.5955 | 25.8612
None | PV Total Net Avoided Cost kW | Pole/Arm-Mounted Area Luminaire (4000 lumen) ¦ Small Business Energy Solutions | TRC | 26.1797 | 26.1907 | 26.4627
None | PV Total Net Avoided Cost kW | Pole/Arm-Mounted Area Luminaire (60000 lumen) ¦ Business Energy Rebates | TRC | 383.77 | 383.9323 | 387.9186
None | PV Total Net Avoided Cost kW | Pole/Arm-Mounted Area Luminaire (60000 lumen) ¦ Small Business Energy Solutions | TRC | 392.6949 | 392.861 | 396.94
None | PV Total Net Avoided Cost kW | Pole/Arm-Mounted Decorative Luminaire (1500 lumen) ¦ Business Energy Rebates | TRC | 34.5393 | 34.5539 | 34.9127
None | PV Total Net Avoided Cost kW | Pole/Arm-Mounted Decorative Luminaire (1500 lumen) ¦ Small Business Energy Solutions | TRC | 35.3425 | 35.3575 | 35.7246
None | PV Total Net Avoided Cost kW | Pole/Arm-Mounted Decorative Luminaire (5000 lumen) ¦ Business Energy Rebates | TRC | 115.131 | 115.1797 | 116.3756
None | PV Total Net Avoided Cost kW | Pole/Arm-Mounted Decorative Luminaire (5000 lumen) ¦ Small Business Energy Solutions | TRC | 117.8085 | 117.8583 | 119.082
None | PV Total Net Avoided Cost kW | Pot, Pan and Utensil Dishwasher - High Temp ¦ Business Energy Rebates | TRC | 748.8299 | 749.4038 | 757.5776
None | PV Total Net Avoided Cost kW | Pot, Pan and Utensil Dishwasher - High Temp ¦ Small Business Energy Solutions | TRC | 766.2445 | 766.8318 | 775.1957
None | PV Total Net Avoided Cost kW | Power bar with timer ¦ Instant Savings | TRC | 0 | 0 | 0
None | PV Total Net Avoided Cost kW | Premium High Bay Luminaire (15 000 lumen) ¦ Business Energy Rebates | TRC | 232.0978 | 231.5591 | 232.7393
None | PV Total Net Avoided Cost kW | Premium High Bay Luminaire (15 000 lumen) ¦ Small Business Energy Solutions | TRC | 237.4954 | 236.9442 | 238.1519
None | PV Total Net Avoided Cost kW | Premium High Bay Luminaire (35 000 lumen) ¦ Business Energy Rebates | TRC | 541.5615 | 540.3045 | 543.0584
None | PV Total Net Avoided Cost kW | Premium High Bay Luminaire (35 000 lumen) ¦ Small Business Energy Solutions | TRC | 554.156 | 552.8697 | 555.6877
None | PV Total Net Avoided Cost kW | Premium High Bay Luminaire (60 000 lumen) ¦ Business Energy Rebates | TRC | 928.3912 | 926.2362 | 930.9573
None | PV Total Net Avoided Cost kW | Premium High Bay Luminaire (60 000 lumen) ¦ Small Business Energy Solutions | TRC | 949.9817 | 947.7766 | 952.6075
None | PV Total Net Avoided Cost kW | Programmable thermostat ¦ Instant Savings | TRC | -171.4362 | -171.5676 | -173.4389
None | PV Total Net Avoided Cost kW | Programmable Thermostats ¦ First Nations Home Retrofits | TRC | -171.4362 | -171.5676 | -173.4389
None | PV Total Net Avoided Cost kW | Range / Stove replacement ¦ Appliance Retirement | TRC | 20.8453 | 20.9243 | 21.7053
None | PV Total Net Avoided Cost kW | refri ¦ Small Business Energy Solutions | TRC | 250.6237 | 250.9183 | 253.2791
None | PV Total Net Avoided Cost kW | Refrigerated Case Luminaire ¦ Business Energy Rebates | TRC | 142.2381 | 142.3213 | 143.7143
None | PV Total Net Avoided Cost kW | Refrigerated Case Luminaire ¦ Small Business Energy Solutions | TRC | 145.546 | 145.6311 | 147.0564
None | PV Total Net Avoided Cost kW | Refrigerated Vending Machine Controls ¦ Business Energy Rebates | TRC | 153.3908 | 155.9688 | 160.1398
None | PV Total Net Avoided Cost kW | Refrigerated Vending Machine Controls ¦ Small Business Energy Solutions | TRC | 156.9581 | 159.596 | 163.864
None | PV Total Net Avoided Cost kW | Refrigerator replacement (Low income only) ¦ Appliance Retirement | TRC | 89.6754 | 90.056 | 93.6579
None | PV Total Net Avoided Cost kW | Refrigerator replacement (Low income only) ¦ First Nations Home Retrofits | TRC | 89.6754 | 90.056 | 93.6579
None | PV Total Net Avoided Cost kW | Refrigerator retirement ¦ Appliance Retirement | TRC | 85.6735 | 85.776 | 87.0592
None | PV Total Net Avoided Cost kW | Remote Condensing Unit ¦ Business Energy Rebates | TRC | 719.6925 | 720.2441 | 728.0999
None | PV Total Net Avoided Cost kW | Remote Condensing Unit ¦ Small Business Energy Solutions | TRC | 736.4296 | 736.994 | 745.0324
None | PV Total Net Avoided Cost kW | Residential DHW Timer ¦ ETS Green Heat | TRC | 3147.7616 | 3151.9032 | 3193.4816
None | PV Total Net Avoided Cost kW | Residential ETS System (Central) ¦ ETS Green Heat | TRC | 8091.7862 | 8101.9297 | 8150.9421
None | PV Total Net Avoided Cost kW | Residential ETS System (Central) ¦ ETS Home Energy Assessment | TRC | 9608.9961 | 9621.0415 | 9679.2438
None | PV Total Net Avoided Cost kW | Residential ETS System (Room) ¦ ETS Green Heat | TRC | 4045.8931 | 4050.9648 | 4075.4711
None | PV Total Net Avoided Cost kW | Residential ETS System (Room) ¦ ETS Home Energy Assessment | TRC | 4804.498 | 4810.5208 | 4839.6219
None | PV Total Net Avoided Cost kW | Room air purifier ¦ Instant Savings | TRC | 148.0235 | 148.2182 | 150.1735
None | PV Total Net Avoided Cost kW | Self-Contained Ice Maker ¦ Business Energy Rebates | TRC | 88.8689 | 88.937 | 89.9071
None | PV Total Net Avoided Cost kW | Self-Contained Ice Maker ¦ Small Business Energy Solutions | TRC | 90.9356 | 91.0053 | 91.9979
None | PV Total Net Avoided Cost kW | Server Virtualization and Decommissioning ¦ Business Energy Rebates | TRC | 1818.1172 | 1820.2541 | 1837.3808
None | PV Total Net Avoided Cost kW | Server Virtualization and Decommissioning ¦ Small Business Energy Solutions | TRC | 1860.399 | 1862.5856 | 1880.1105
None | PV Total Net Avoided Cost kW | Server-based Power Management Software ¦ Business Energy Rebates | TRC | 8.3365 | 8.4766 | 8.7033
None | PV Total Net Avoided Cost kW | Server-based Power Management Software ¦ Small Business Energy Solutions | TRC | 8.5303 | 8.6737 | 8.9057
None | PV Total Net Avoided Cost kW | Single -Tank Conveyor Dishwasher - High Temp ¦ Business Energy Rebates | TRC | 3135.4489 | 3128.9525 | 3144.7498
None | PV Total Net Avoided Cost kW | Single -Tank Conveyor Dishwasher - High Temp ¦ Small Business Energy Solutions | TRC | 3208.3663 | 3201.7188 | 3217.8835
None | PV Total Net Avoided Cost kW | Single -Tank Conveyor Dishwasher - Low Temp ¦ Business Energy Rebates | TRC | 4637.3947 | 4627.7864 | 4651.151
None | PV Total Net Avoided Cost kW | Single -Tank Conveyor Dishwasher - Low Temp ¦ Small Business Energy Solutions | TRC | 4745.241 | 4735.4093 | 4759.3173
None | PV Total Net Avoided Cost kW | Single Heat Pad (Agriculture) ¦ Business Energy Rebates | TRC | 131.1181 | 131.2186 | 132.6498
None | PV Total Net Avoided Cost kW | Single Heat Pad (Agriculture) ¦ Small Business Energy Solutions | TRC | 134.1673 | 134.2702 | 135.7347
None | PV Total Net Avoided Cost kW | Single-Tank Door type Dishwasher - High Temp ¦ Business Energy Rebates | TRC | 3470.4372 | 3474.5161 | 3507.2076
None | PV Total Net Avoided Cost kW | Single-Tank Door type Dishwasher - High Temp ¦ Small Business Energy Solutions | TRC | 3551.1451 | 3555.3188 | 3588.7706
None | PV Total Net Avoided Cost kW | Single-Tank Door type Dishwasher - Low Temp ¦ Business Energy Rebates | TRC | 4725.2207 | 4730.7744 | 4775.286
None | PV Total Net Avoided Cost kW | Single-Tank Door type Dishwasher - Low Temp ¦ Small Business Energy Solutions | TRC | 4835.1096 | 4840.7924 | 4886.3391
None | PV Total Net Avoided Cost kW | Small Commercial ETS Sytem ¦ ETS Business Energy Rebates | TRC | 10421.7294 | 10434.7936 | 10497.9187
None | PV Total Net Avoided Cost kW | Small Commercial ETS Sytem ¦ ETS Small Business Energy Solutions | TRC | 10664.0952 | 10677.4633 | 10742.0563
None | PV Total Net Avoided Cost kW | Smart power bar ¦ Instant Savings | TRC | 0 | 0 | 0
None | PV Total Net Avoided Cost kW | Smart Power Controllers - MURB ¦ Efficient Products Installation | TRC | 0 | 0 | 0
None | PV Total Net Avoided Cost kW | Smart Power Controllers ¦ Efficient Products Installation | TRC | 0 | 0 | 0
None | PV Total Net Avoided Cost kW | Solar air heating ¦ Green Heat | TRC | 0 | 0 | 0
None | PV Total Net Avoided Cost kW | Solar air heating ¦ Home Energy Assessment | TRC | 0 | 0 | 0
None | PV Total Net Avoided Cost kW | Solar DHW System ¦ Business Energy Rebates | TRC | 0 | 0 | 0
None | PV Total Net Avoided Cost kW | Solar DHW System ¦ Small Business Energy Solutions | TRC | 0 | 0 | 0
None | PV Total Net Avoided Cost kW | Solar Domestic Hot Water ¦ Green Heat | TRC | 0 | 0 | 0
None | PV Total Net Avoided Cost kW | Solar Domestic Hot Water ¦ Home Energy Assessment | TRC | 0 | 0 | 0
None | PV Total Net Avoided Cost kW | Solid Door Freezer ¦ Business Energy Rebates | TRC | 236.8783 | 236.7044 | 239.2354
None | PV Total Net Avoided Cost kW | Solid Door Freezer ¦ Small Business Energy Solutions | TRC | 242.3871 | 242.2091 | 244.7991
None | PV Total Net Avoided Cost kW | Solid Door Refrigerator ¦ Business Energy Rebates | TRC | 83.8944 | 83.8328 | 84.7292
None | PV Total Net Avoided Cost kW | Solid Door Refrigerator ¦ Small Business Energy Solutions | TRC | 85.8454 | 85.7824 | 86.6997
None | PV Total Net Avoided Cost kW | Stairwell and Passageway Luminaire ¦ Business Energy Rebates | TRC | 153.508 | 153.5729 | 155.1674
None | PV Total Net Avoided Cost kW | Stairwell and Passageway Luminaire ¦ Small Business Energy Solutions | TRC | 157.078 | 157.1444 | 158.776
None | PV Total Net Avoided Cost kW | Standard Capacity Electric Fryer ¦ Business Energy Rebates | TRC | 797.8191 | 797.2335 | 805.7582
None | PV Total Net Avoided Cost kW | Standard Capacity Electric Fryer ¦ Small Business Energy Solutions | TRC | 816.3731 | 815.7738 | 824.4968
None | PV Total Net Avoided Cost kW | Strategic Energy Management ¦ SEM | TRC | 69930.825 | 70932.6302 | 73805.2339
None | PV Total Net Avoided Cost kW | Strip-Curtains for Display Cases ¦ Business Energy Rebates | TRC | 136.677 | 137.3983 | 143.7249
None | PV Total Net Avoided Cost kW | Strip-Curtains for Display Cases ¦ Small Business Energy Solutions | TRC | 139.8555 | 140.5936 | 147.0673
None | PV Total Net Avoided Cost kW | Track/Mono-point Direction Luminaire ¦ Business Energy Rebates | TRC | 51.3599 | 51.3321 | 51.8525
None | PV Total Net Avoided Cost kW | Track/Mono-point Direction Luminaire ¦ Small Business Energy Solutions | TRC | 52.5544 | 52.5259 | 53.0584
None | PV Total Net Avoided Cost kW | Unconverted D ¦ Home Energy Assessment | TRC | 1423.7135 | 1421.5163 | 1429.5161
None | PV Total Net Avoided Cost kW | Under-Counter Dishwasher - HighTemp ¦ Business Energy Rebates | TRC | 716.7788 | 717.3281 | 725.1521
None | PV Total Net Avoided Cost kW | Under-Counter Dishwasher - HighTemp ¦ Small Business Energy Solutions | TRC | 733.4481 | 734.0102 | 742.0161
None | PV Total Net Avoided Cost kW | Under-Counter Dishwasher - Low Temp ¦ Business Energy Rebates | TRC | 574.0058 | 574.4457 | 580.7112
None | PV Total Net Avoided Cost kW | Under-Counter Dishwasher - Low Temp ¦ Small Business Energy Solutions | TRC | 587.3548 | 587.8049 | 594.2162
None | PV Total Net Avoided Cost kW | Variable Speed Kitchen Exhuast Fan ¦ Business Energy Rebates | TRC | 13964.6476 | 13981.0605 | 14112.6075
None | PV Total Net Avoided Cost kW | Variable Speed Kitchen Exhuast Fan ¦ Small Business Energy Solutions | TRC | 14289.4068 | 14306.2014 | 14440.8076
None | PV Total Net Avoided Cost kW | Ventilation Fan (Agriculture) ¦ Business Energy Rebates | TRC | 169.5653 | 169.7646 | 171.3619
None | PV Total Net Avoided Cost kW | Ventilation Fan (Agriculture) ¦ Small Business Energy Solutions | TRC | 173.5087 | 173.7126 | 175.3471
None | PV Total Net Avoided Cost kW | VFD - 10 hp - Institutional - Make-up Air Fan ¦ Business Energy Rebates | TRC | 1012.8703 | 1014.0607 | 1023.602
None | PV Total Net Avoided Cost kW | VFD - 10 hp - Institutional - Make-up Air Fan ¦ Small Business Energy Solutions | TRC | 1036.4254 | 1037.6435 | 1047.4067
None | PV Total Net Avoided Cost kW | VFD - 10 hp - Retail - Supply Fan ¦ Business Energy Rebates | TRC | 1044.5225 | 1045.7501 | 1055.5895
None | PV Total Net Avoided Cost kW | VFD - 10 hp - Retail - Supply Fan ¦ Small Business Energy Solutions | TRC | 1068.8137 | 1070.0699 | 1080.1381
None | PV Total Net Avoided Cost kW | VFD - 20 hp - Institutional - Chilled Water Pump ¦ Business Energy Rebates | TRC | 8026.0927 | 8035.5258 | 8111.1317
None | PV Total Net Avoided Cost kW | VFD - 20 hp - Institutional - Chilled Water Pump ¦ Small Business Energy Solutions | TRC | 8212.746 | 8222.3985 | 8299.7626
None | PV Total Net Avoided Cost kW | VFD - 20 hp - Retail - Exhaust Fan ¦ Business Energy Rebates | TRC | 1921.7405 | 1923.9991 | 1942.1019
None | PV Total Net Avoided Cost kW | VFD - 20 hp - Retail - Exhaust Fan ¦ Small Business Energy Solutions | TRC | 1966.4321 | 1968.7433 | 1987.2671
None | PV Total Net Avoided Cost kW | VFD - 30 hp - Institutional - Make-up Air Fan ¦ Business Energy Rebates | TRC | 2826.089 | 2829.4105 | 2856.0323
None | PV Total Net Avoided Cost kW | VFD - 30 hp - Institutional - Make-up Air Fan ¦ Small Business Energy Solutions | TRC | 2891.812 | 2895.2108 | 2922.4516
None | PV Total Net Avoided Cost kW | VFD - 30 hp - Retail - Supply Fan ¦ Business Energy Rebates | TRC | 2920.2919 | 2923.7242 | 2951.2333
None | PV Total Net Avoided Cost kW | VFD - 30 hp - Retail - Supply Fan ¦ Small Business Energy Solutions | TRC | 2988.2057 | 2991.7178 | 3019.8667
None | PV Total Net Avoided Cost kW | VFD - 40 hp - Warehousing - Exhaust Fan ¦ Business Energy Rebates | TRC | 13018.8498 | 13034.1511 | 13156.7887
None | PV Total Net Avoided Cost kW | VFD - 40 hp - Warehousing - Exhaust Fan ¦ Small Business Energy Solutions | TRC | 13321.6138 | 13337.2709 | 13462.7605
None | PV Total Net Avoided Cost kW | VFD - 5 hp - Institutional - Chilled Water Pump ¦ Business Energy Rebates | TRC | 2089.045 | 2091.5002 | 2111.1791
None | PV Total Net Avoided Cost kW | VFD - 5 hp - Institutional - Chilled Water Pump ¦ Small Business Energy Solutions | TRC | 2137.6274 | 2140.1398 | 2160.2762
None | PV Total Net Avoided Cost kW | VFD - 5 hp - Retail - Exhaust Fan ¦ Business Energy Rebates | TRC | 506.4351 | 507.0304 | 511.801
None | PV Total Net Avoided Cost kW | VFD - 5 hp - Retail - Exhaust Fan ¦ Small Business Energy Solutions | TRC | 518.2127 | 518.8218 | 523.7033
None | PV Total Net Avoided Cost kW | VFD Milk Transfer Pump ¦ Business Energy Rebates | TRC | 1267.4747 | 1268.4461 | 1282.2812
None | PV Total Net Avoided Cost kW | VFD Milk Transfer Pump ¦ Small Business Energy Solutions | TRC | 1296.9509 | 1297.9448 | 1312.1017
None | PV Total Net Avoided Cost kW | VFD Milk Vacuum Pump ¦ Business Energy Rebates | TRC | 4710.1483 | 4715.6842 | 4760.0538
None | PV Total Net Avoided Cost kW | VFD Milk Vacuum Pump ¦ Small Business Energy Solutions | TRC | 4819.6866 | 4825.3513 | 4870.7527
None | PV Total Net Avoided Cost kW | Wall Mounted Area Luminaire (1000 lumen) ¦ Business Energy Rebates | TRC | 75.9262 | 75.9514 | 76.3985
None | PV Total Net Avoided Cost kW | Wall Mounted Area Luminaire (1000 lumen) ¦ Small Business Energy Solutions | TRC | 77.6919 | 77.7177 | 78.1752
None | PV Total Net Avoided Cost kW | Wall Mounted Area Luminaire (10000 lumen) ¦ Business Energy Rebates | TRC | 81.3495 | 81.3765 | 81.8555
None | PV Total Net Avoided Cost kW | Wall Mounted Area Luminaire (10000 lumen) ¦ Small Business Energy Solutions | TRC | 83.2413 | 83.269 | 83.7591
None | PV Total Net Avoided Cost kW | Wall Mounted Area Luminaire (50000 lumen) ¦ Business Energy Rebates | TRC | 72.3107 | 72.3346 | 72.7604
None | PV Total Net Avoided Cost kW | Wall Mounted Area Luminaire (50000 lumen) ¦ Small Business Energy Solutions | TRC | 73.9923 | 74.0168 | 74.4525
None | PV Total Net Avoided Cost kW | Wall wash luminaire (1500 lumen) ¦ Business Energy Rebates | TRC | 939.6454 | 939.1368 | 948.6578
None | PV Total Net Avoided Cost kW | Wall wash luminaire (1500 lumen) ¦ Small Business Energy Solutions | TRC | 961.4976 | 960.9772 | 970.7196
None | PV Total Net Avoided Cost kW | Wall Wash Luminaire (1000 lumen) ¦ Business Energy Rebates | TRC | 43.1887 | 43.1653 | 43.6029
None | PV Total Net Avoided Cost kW | Wall Wash Luminaire (1000 lumen) ¦ Small Business Energy Solutions | TRC | 44.1931 | 44.1691 | 44.6169
None | PV Total Net Avoided Cost kW | Whole home - tier 1 (45% better than code target) ¦ New Home Construction | TRC | 6028.3035 | 6026.7924 | 6066.0112
None | PV Total Net Avoided Cost kW | Whole home - tier 2 (60% better than code target) ¦ New Home Construction | TRC | 8935.8038 | 8933.5639 | 8991.6982
None | PV Total Net Avoided Cost kW | Whole home - tier 3 (70% better than code target) ¦ New Home Construction | TRC | 4389.3999 | 4392.99 | 4424.7646
None | PV Total Net Avoided Cost kW | Whole Home - tier 0 (22% better than code on average) ¦ New Home Construction | TRC | 4484.2361 | 4483.1121 | 4512.2855
None | PV Total Net Avoided Cost kW | Whole Home ¦ Home Energy Assessment | TRC | 5756.0954 | 5747.2124 | 5779.5555
None | PV Total Net Avoided Cost kW | Whole Home First Nations Retrofit ¦ First Nations Home Retrofits | TRC | 6609.5004 | 6599.3004 | 6636.4387
None | PV Total Net Avoided Cost kW | Wood Boiler/Furnace ¦ Green Heat | TRC | 12396.6164 | 12412.1563 | 12487.2433
None | PV Total Net Avoided Cost kW | Wood Stove ¦ Green Heat | TRC | 5623.9088 | 5630.9586 | 5665.023
None | PV Total Net Avoided Cost kW | Zero-Energy Doors for Reach-In Coolers ¦ Business Energy Rebates | TRC | 263.1981 | 263.0049 | 265.8172
None | PV Total Net Avoided Cost kW | Zero-Energy Doors for Reach-In Coolers ¦ Small Business Energy Solutions | TRC | 269.319 | 269.1212 | 271.9989
None | PV Total Net Avoided Cost Gas | 1/2 Size Hot Food Holding Cabinet ¦ Business Energy Rebates | TRC | 0 | 0 | 0
None | PV Total Net Avoided Cost Gas | 1/2 Size Hot Food Holding Cabinet ¦ Small Business Energy Solutions | TRC | 0 | 0 | 0
None | PV Total Net Avoided Cost Gas | 11W Replacing 60W - MURB ¦ Efficient Products Installation | TRC | 0 | 0 | 0
None | PV Total Net Avoided Cost Gas | 11W Replacing 60W ¦ Efficient Products Installation | TRC | 0 | 0 | 0
None | PV Total Net Avoided Cost Gas | 18W Replacing 100W - MURB ¦ Efficient Products Installation | TRC | 0 | 0 | 0
None | PV Total Net Avoided Cost Gas | 18W Replacing 100W ¦ Efficient Products Installation | TRC | 0 | 0 | 0
None | PV Total Net Avoided Cost Gas | 18W Replacing 75W - MURB ¦ Efficient Products Installation | TRC | 0 | 0 | 0
None | PV Total Net Avoided Cost Gas | 18W Replacing 75W ¦ Efficient Products Installation | TRC | 0 | 0 | 0
None | PV Total Net Avoided Cost Gas | 5W Chandelier E12 - MURB ¦ Efficient Products Installation | TRC | 0 | 0 | 0
None | PV Total Net Avoided Cost Gas | 5W Chandelier E12 ¦ Efficient Products Installation | TRC | 0 | 0 | 0
None | PV Total Net Avoided Cost Gas | 7W G25 - MURB ¦ Efficient Products Installation | TRC | 0 | 0 | 0
None | PV Total Net Avoided Cost Gas | 7W G25 ¦ Efficient Products Installation | TRC | 0 | 0 | 0
None | PV Total Net Avoided Cost Gas | 7W GU10 Replacing 35W - MURB ¦ Efficient Products Installation | TRC | 0 | 0 | 0
None | PV Total Net Avoided Cost Gas | 7W GU10 Replacing 35W ¦ Efficient Products Installation | TRC | 0 | 0 | 0
None | PV Total Net Avoided Cost Gas | 7W GU10 Replacing 50W - MURB ¦ Efficient Products Installation | TRC | 0 | 0 | 0
None | PV Total Net Avoided Cost Gas | 7W GU10 Replacing 50W ¦ Efficient Products Installation | TRC | 0 | 0 | 0
None | PV Total Net Avoided Cost Gas | 9.5W Replacing 100W - MURB ¦ Efficient Products Installation | TRC | 0 | 0 | 0
None | PV Total Net Avoided Cost Gas | 9.5W Replacing 100W ¦ Efficient Products Installation | TRC | 0 | 0 | 0
None | PV Total Net Avoided Cost Gas | 9.5W Replacing 40W - MURB ¦ Efficient Products Installation | TRC | 0 | 0 | 0
None | PV Total Net Avoided Cost Gas | 9.5W Replacing 40W ¦ Efficient Products Installation | TRC | 0 | 0 | 0
None | PV Total Net Avoided Cost Gas | 9.5W Replacing 60W - MURB ¦ Efficient Products Installation | TRC | 0 | 0 | 0
None | PV Total Net Avoided Cost Gas | 9.5W Replacing 60W ¦ Efficient Products Installation | TRC | 0 | 0 | 0
None | PV Total Net Avoided Cost Gas | 9W Replacing 100W - MURB ¦ Efficient Products Installation | TRC | 0 | 0 | 0
None | PV Total Net Avoided Cost Gas | 9W Replacing 100W ¦ Efficient Products Installation | TRC | 0 | 0 | 0
None | PV Total Net Avoided Cost Gas | 9W Replacing 40W - MURB ¦ Efficient Products Installation | TRC | 0 | 0 | 0
None | PV Total Net Avoided Cost Gas | 9W Replacing 40W ¦ Efficient Products Installation | TRC | 0 | 0 | 0
None | PV Total Net Avoided Cost Gas | 9W Replacing 60W - MURB ¦ Efficient Products Installation | TRC | 0 | 0 | 0
None | PV Total Net Avoided Cost Gas | 9W Replacing 60W ¦ Efficient Products Installation | TRC | 0 | 0 | 0
None | PV Total Net Avoided Cost Gas | Advanced Lighting Design (Performance Lighting) ¦ Business Energy Rebates | TRC | 0 | 0 | 0
None | PV Total Net Avoided Cost Gas | Advanced Lighting Design (Performance Lighting) ¦ Small Business Energy Solutions | TRC | 0 | 0 | 0
None | PV Total Net Avoided Cost Gas | Air Conditioner retirement ¦ Appliance Retirement | TRC | 0 | 0 | 0
None | PV Total Net Avoided Cost Gas | Air Source Heat Pump (96kBTU/hr) ¦ Business Energy Rebates | TRC | 0 | 0 | 0
None | PV Total Net Avoided Cost Gas | Air Source Heat Pump (96kBTU/hr) ¦ Small Business Energy Solutions | TRC | 0 | 0 | 0
None | PV Total Net Avoided Cost Gas | Air-Entraining Air Nozzle ¦ Business Energy Rebates | TRC | 0 | 0 | 0
None | PV Total Net Avoided Cost Gas | ASHP and AWHP - Electrical ¦ Green Heat | TRC | 0 | 0 | 0
None | PV Total Net Avoided Cost Gas | Case Lighting for Sign Retrofits ¦ Business Energy Rebates | TRC | 0 | 0 | 0
None | PV Total Net Avoided Cost Gas | Case Lighting for Sign Retrofits ¦ Small Business Energy Solutions | TRC | 0 | 0 | 0
None | PV Total Net Avoided Cost Gas | CEE Tier 2 Commercial Washing Machine ¦ Business Energy Rebates | TRC | 0 | 0 | 0
None | PV Total Net Avoided Cost Gas | CEE Tier 2 Commercial Washing Machine ¦ Small Business Energy Solutions | TRC | 0 | 0 | 0
None | PV Total Net Avoided Cost Gas | CEE Tier 3 Commercial Washing Machine ¦ Business Energy Rebates | TRC | 0 | 0 | 0
None | PV Total Net Avoided Cost Gas | CEE Tier 3 Commercial Washing Machine ¦ Small Business Energy Solutions | TRC | 0 | 0 | 0
None | PV Total Net Avoided Cost Gas | Circulation Fan (Agriculture) ¦ Business Energy Rebates | TRC | 0 | 0 | 0
None | PV Total Net Avoided Cost Gas | Circulation Fan (Agriculture) ¦ Small Business Energy Solutions | TRC | 0 | 0 | 0
None | PV Total Net Avoided Cost Gas | Clothes Dryer replacement ¦ Appliance Retirement | TRC | 0 | 0 | 0
None | PV Total Net Avoided Cost Gas | Clothes Dryers ¦ First Nations Home Retrofits | TRC | 0 | 0 | 0
None | PV Total Net Avoided Cost Gas | Clothes Washer replacement ¦ Appliance Retirement | TRC | 0 | 0 | 0
None | PV Total Net Avoided Cost Gas | Clothes Washers ¦ First Nations Home Retrofits | TRC | 0 | 0 | 0
None | PV Total Net Avoided Cost Gas | Clothes-line ¦ Instant Savings | TRC | 0 | 0 | 0
None | PV Total Net Avoided Cost Gas | Cold Climate Air-Source Heat Pump (24kBTU/hr) ¦ Business Energy Rebates | TRC | 0 | 0 | 0
None | PV Total Net Avoided Cost Gas | Cold Climate Air-Source Heat Pump (24kBTU/hr) ¦ Small Business Energy Solutions | TRC | 0 | 0 | 0
None | PV Total Net Avoided Cost Gas | Cold Climate Air-Source Heat Pump (48kBTU/hr) ¦ Business Energy Rebates | TRC | 0 | 0 | 0
None | PV Total Net Avoided Cost Gas | Cold Climate Air-Source Heat Pump (48kBTU/hr) ¦ Small Business Energy Solutions | TRC | 0 | 0 | 0
None | PV Total Net Avoided Cost Gas | Cooler Night Covers for Display Cases ¦ Business Energy Rebates | TRC | 0 | 0 | 0
None | PV Total Net Avoided Cost Gas | Cooler Night Covers for Display Cases ¦ Small Business Energy Solutions | TRC | 0 | 0 | 0
None | PV Total Net Avoided Cost Gas | Custom Energy Efficiency ¦ Affordable MultiFamily Renter | TRC | 0 | 0 | 0
None | PV Total Net Avoided Cost Gas | Custom Energy Efficiency ¦ Custom Retrofit | TRC | 0 | 0 | 0
None | PV Total Net Avoided Cost Gas | Cycling Refrigerated Air Dryer - 200 CFM ¦ Business Energy Rebates | TRC | 0 | 0 | 0
None | PV Total Net Avoided Cost Gas | Cycling Refrigerated Air Dryer - 200 CFM ¦ Small Business Energy Solutions | TRC | 0 | 0 | 0
None | PV Total Net Avoided Cost Gas | Cycling Refrigerated Air Dryer - 50 CFM ¦ Business Energy Rebates | TRC | 0 | 0 | 0
None | PV Total Net Avoided Cost Gas | Cycling Refrigerated Air Dryer - 50 CFM ¦ Small Business Energy Solutions | TRC | 0 | 0 | 0
None | PV Total Net Avoided Cost Gas | Dairy Scroll Compressor ¦ Business Energy Rebates | TRC | 0 | 0 | 0
None | PV Total Net Avoided Cost Gas | Dairy Scroll Compressor ¦ Small Business Energy Solutions | TRC | 0 | 0 | 0
None | PV Total Net Avoided Cost Gas | Daylighting Controls - Ceiling Mounted ¦ Business Energy Rebates | TRC | 0 | 0 | 0
None | PV Total Net Avoided Cost Gas | Daylighting Controls - Ceiling Mounted ¦ Small Business Energy Solutions | TRC | 0 | 0 | 0
None | PV Total Net Avoided Cost Gas | Daylighting Controls - Switch-Mounted ¦ Business Energy Rebates | TRC | 0 | 0 | 0
None | PV Total Net Avoided Cost Gas | Daylighting Controls - Switch-Mounted ¦ Small Business Energy Solutions | TRC | 0 | 0 | 0
None | PV Total Net Avoided Cost Gas | Dehumidifier ¦ Instant Savings | TRC | 0 | 0 | 0
None | PV Total Net Avoided Cost Gas | Dehumidifier replacement (Low income only) ¦ Appliance Retirement | TRC | 0 | 0 | 0
None | PV Total Net Avoided Cost Gas | Dehumidifier replacement (Low income only) ¦ First Nations Home Retrofits | TRC | 0 | 0 | 0
None | PV Total Net Avoided Cost Gas | Dimmer Switch ¦ Instant Savings | TRC | 0 | 0 | 0
None | PV Total Net Avoided Cost Gas | Discus or Scroll Refrigeration Compressor ¦ Business Energy Rebates | TRC | 0 | 0 | 0
None | PV Total Net Avoided Cost Gas | Discus or Scroll Refrigeration Compressor ¦ Small Business Energy Solutions | TRC | 0 | 0 | 0
None | PV Total Net Avoided Cost Gas | Dishwasher replacement ¦ Appliance Retirement | TRC | 0 | 0 | 0
None | PV Total Net Avoided Cost Gas | Door Heater Controls ¦ Business Energy Rebates | TRC | 0 | 0 | 0
None | PV Total Net Avoided Cost Gas | Door Heater Controls ¦ Small Business Energy Solutions | TRC | 0 | 0 | 0
None | PV Total Net Avoided Cost Gas | Double Heat Pad (Agriculture) ¦ Business Energy Rebates | TRC | 0 | 0 | 0
None | PV Total Net Avoided Cost Gas | Double Heat Pad (Agriculture) ¦ Small Business Energy Solutions | TRC | 0 | 0 | 0
None | PV Total Net Avoided Cost Gas | Downlight Luminaire (1200 lumen) ¦ Small Business Energy Solutions | TRC | 0 | 0 | 0
None | PV Total Net Avoided Cost Gas | Downlight Luminaire (3000 lumen) ¦ Small Business Energy Solutions | TRC | 0 | 0 | 0
None | PV Total Net Avoided Cost Gas | Downlight Luminaire (800 lumen) ¦ Small Business Energy Solutions | TRC | 0 | 0 | 0
None | PV Total Net Avoided Cost Gas | Drain Water Heat Recovery ¦ First Nations Home Retrofits | TRC | 0 | 0 | 0
None | PV Total Net Avoided Cost Gas | Drain Water Heat Recovery ¦ Green Heat | TRC | 0 | 0 | 0
None | PV Total Net Avoided Cost Gas | Drain Water Heat Recovery ¦ Home Energy Assessment | TRC | 0 | 0 | 0
None | PV Total Net Avoided Cost Gas | Dual Enthalpy Economizer Controls ¦ Business Energy Rebates | TRC | 0 | 0 | 0
None | PV Total Net Avoided Cost Gas | Dual Enthalpy Economizer Controls ¦ Small Business Energy Solutions | TRC | 0 | 0 | 0
None | PV Total Net Avoided Cost Gas | EC Motor for Refrigeration Applications ¦ Business Energy Rebates1 | TRC | 0 | 0 | 0
None | PV Total Net Avoided Cost Gas | EC Motor for Refrigeration Applications ¦ Business Energy Rebates2 | TRC | 0 | 0 | 0
None | PV Total Net Avoided Cost Gas | EC Motor for Refrigeration Applications ¦ Small Business Energy Solutions1 | TRC | 0 | 0 | 0
None | PV Total Net Avoided Cost Gas | EC Motor for Refrigeration Applications ¦ Small Business Energy Solutions2 | TRC | 0 | 0 | 0
None | PV Total Net Avoided Cost Gas | ECM Circulator Pump ¦ Home Energy Assessment | TRC | 0 | 0 | 0
None | PV Total Net Avoided Cost Gas | ECM Circulator Pump ¦ Instant Savings | TRC | 0 | 0 | 0
None | PV Total Net Avoided Cost Gas | Efficient clothes washer ¦ Instant Savings | TRC | 0 | 0 | 0
None | PV Total Net Avoided Cost Gas | Efficient refrigerator ¦ Instant Savings | TRC | 0 | 0 | 0
None | PV Total Net Avoided Cost Gas | Electric Combination Oven ¦ Business Energy Rebates | TRC | 0 | 0 | 0
None | PV Total Net Avoided Cost Gas | Electric Combination Oven ¦ Small Business Energy Solutions | TRC | 0 | 0 | 0
None | PV Total Net Avoided Cost Gas | Electric Combination Oven with Gas ¦ Business Energy Rebates | TRC | -12079.605 | -12321.1971 | -12567.6211
None | PV Total Net Avoided Cost Gas | Electric Combination Oven with Gas ¦ Small Business Energy Solutions | TRC | -12360.5261 | -12607.7366 | -12859.8913
None | PV Total Net Avoided Cost Gas | Electric Convection Oven ¦ Business Energy Rebates | TRC | 0 | 0 | 0
None | PV Total Net Avoided Cost Gas | Electric Convection Oven ¦ Small Business Energy Solutions | TRC | 0 | 0 | 0
None | PV Total Net Avoided Cost Gas | Electric Convection Oven with Gas ¦ Business Energy Rebates | TRC | -9360.235 | -9547.4397 | -9738.3885
None | PV Total Net Avoided Cost Gas | Electric Convection Oven with Gas ¦ Small Business Energy Solutions | TRC | -9577.9149 | -9769.4732 | -9964.8627
None | PV Total Net Avoided Cost Gas | Electric Fryer Replacement with Gas ¦ Business Energy Rebates | TRC | -12534.721 | -12785.4155 | -13041.1238
None | PV Total Net Avoided Cost Gas | Electric Fryer Replacement with Gas ¦ Small Business Energy Solutions | TRC | -12826.2262 | -13082.7507 | -13344.4057
None | PV Total Net Avoided Cost Gas | Electric Griddle ¦ Business Energy Rebates | TRC | 0 | 0 | 0
None | PV Total Net Avoided Cost Gas | Electric Griddle ¦ Small Business Energy Solutions | TRC | 0 | 0 | 0
None | PV Total Net Avoided Cost Gas | Electric Griddle Replacement with Gas ¦ Business Energy Rebates | TRC | -13480.0947 | -13749.6966 | -14024.6905
None | PV Total Net Avoided Cost Gas | Electric Griddle Replacement with Gas ¦ Small Business Energy Solutions | TRC | -13793.5853 | -14069.457 | -14350.8461
None | PV Total Net Avoided Cost Gas | Electric Steam Cooker ¦ Business Energy Rebates | TRC | 0 | 0 | 0
None | PV Total Net Avoided Cost Gas | Electric Steam Cooker ¦ Small Business Energy Solutions | TRC | 0 | 0 | 0
None | PV Total Net Avoided Cost Gas | Electric Steam Cooker Replacement with Gas ¦ Business Energy Rebates | TRC | -23353.85 | -23820.927 | -24297.3455
None | PV Total Net Avoided Cost Gas | Electric Steam Cooker Replacement with Gas ¦ Small Business Energy Solutions | TRC | -23896.9628 | -24374.902 | -24862.4001
None | PV Total Net Avoided Cost Gas | Electric to Natural Gas - Water Heater ¦ Business Energy Rebates | TRC | -3.348 | -3.4149 | -3.4832
None | PV Total Net Avoided Cost Gas | Electric to Natural Gas - Water Heater ¦ Small Business Energy Solutions | TRC | -3.4258 | -3.4944 | -3.5642
None | PV Total Net Avoided Cost Gas | Energy Management Information Systems ¦ EMIS | TRC | 0 | 0 | 0
None | PV Total Net Avoided Cost Gas | Energy Star Dryer ¦ Instant Savings | TRC | 0 | 0 | 0
None | PV Total Net Avoided Cost Gas | ENERGY STAR Pool Pump ¦ Business Energy Rebates | TRC | 0 | 0 | 0
None | PV Total Net Avoided Cost Gas | ENERGY STAR Pool Pump ¦ Small Business Energy Solutions | TRC | 0 | 0 | 0
None | PV Total Net Avoided Cost Gas | ENERGY STAR Uninteruptible Power Supplies (UPS) ¦ Business Energy Rebates | TRC | 0 | 0 | 0
None | PV Total Net Avoided Cost Gas | ENERGY STAR Uninteruptible Power Supplies (UPS) ¦ Small Business Energy Solutions | TRC | 0 | 0 | 0
None | PV Total Net Avoided Cost Gas | ENERGY STAR Washing Machine ¦ Business Energy Rebates | TRC | 0 | 0 | 0
None | PV Total Net Avoided Cost Gas | ENERGY STAR Washing Machine ¦ Small Business Energy Solutions | TRC | 0 | 0 | 0
None | PV Total Net Avoided Cost Gas | Engine Block Heater Timer (Agriculture) ¦ Business Energy Rebates | TRC | 0 | 0 | 0
None | PV Total Net Avoided Cost Gas | Engine Block Heater Timer (Agriculture) ¦ Small Business Energy Solutions | TRC | 0 | 0 | 0
None | PV Total Net Avoided Cost Gas | Evaporator Fan Motor Controls ¦ Business Energy Rebates | TRC | 0 | 0 | 0
None | PV Total Net Avoided Cost Gas | Evaporator Fan Motor Controls ¦ Small Business Energy Solutions | TRC | 0 | 0 | 0
None | PV Total Net Avoided Cost Gas | Faucet Aerators - MURB ¦ Efficient Products Installation | TRC | 0 | 0 | 0
None | PV Total Net Avoided Cost Gas | Faucet Aerators ¦ Efficient Products Installation | TRC | 0 | 0 | 0
None | PV Total Net Avoided Cost Gas | Flood Luminaire (10000 lumen) ¦ Business Energy Rebates | TRC | 0 | 0 | 0
None | PV Total Net Avoided Cost Gas | Flood Luminaire (10000 lumen) ¦ Small Business Energy Solutions | TRC | 0 | 0 | 0
None | PV Total Net Avoided Cost Gas | Flood Luminaire (48000 lumen) ¦ Business Energy Rebates | TRC | 0 | 0 | 0
None | PV Total Net Avoided Cost Gas | Flood Luminaire (48000 lumen) ¦ Small Business Energy Solutions | TRC | 0 | 0 | 0
None | PV Total Net Avoided Cost Gas | Four Pin Replacement Lamps for CFLs ¦ Business Energy Rebates | TRC | 0 | 0 | 0
None | PV Total Net Avoided Cost Gas | Four Pin Replacement Lamps for CFLs ¦ Small Business Energy Solutions | TRC | 0 | 0 | 0
None | PV Total Net Avoided Cost Gas | Freezer replacement (Low income only) ¦ Appliance Retirement | TRC | 0 | 0 | 0
None | PV Total Net Avoided Cost Gas | Freezer replacement (Low income only) ¦ First Nations Home Retrofits | TRC | 0 | 0 | 0
None | PV Total Net Avoided Cost Gas | Freezer replacement ¦ Appliance Retirement | TRC | 0 | 0 | 0
None | PV Total Net Avoided Cost Gas | Freezer retirement ¦ Appliance Retirement | TRC | 0 | 0 | 0
None | PV Total Net Avoided Cost Gas | Fridge replacement ¦ Appliance Retirement | TRC | 0 | 0 | 0
None | PV Total Net Avoided Cost Gas | Fuel Pump Canopy Luminaire (4000 lumen) ¦ Business Energy Rebates | TRC | 0 | 0 | 0
None | PV Total Net Avoided Cost Gas | Fuel Pump Canopy Luminaire (4000 lumen) ¦ Small Business Energy Solutions | TRC | 0 | 0 | 0
None | PV Total Net Avoided Cost Gas | Fuel Pump Canopy Luminaire (8000 lumen) ¦ Business Energy Rebates | TRC | 0 | 0 | 0
None | PV Total Net Avoided Cost Gas | Fuel Pump Canopy Luminaire (8000 lumen) ¦ Small Business Energy Solutions | TRC | 0 | 0 | 0
None | PV Total Net Avoided Cost Gas | Full Size Hot Food Holding Cabinet ¦ Business Energy Rebates | TRC | 0 | 0 | 0
None | PV Total Net Avoided Cost Gas | Full Size Hot Food Holding Cabinet ¦ Small Business Energy Solutions | TRC | 0 | 0 | 0
None | PV Total Net Avoided Cost Gas | Glass Door Frezzer ¦ Business Energy Rebates | TRC | 0 | 0 | 0
None | PV Total Net Avoided Cost Gas | Glass Door Frezzer ¦ Small Business Energy Solutions | TRC | 0 | 0 | 0
None | PV Total Net Avoided Cost Gas | Glass Door Refrigerator ¦ Business Energy Rebates | TRC | 0 | 0 | 0
None | PV Total Net Avoided Cost Gas | Glass Door Refrigerator ¦ Small Business Energy Solutions | TRC | 0 | 0 | 0
None | PV Total Net Avoided Cost Gas | Ground Source Heat Pump (60kBTU/hr) ¦ Business Energy Rebates | TRC | 0 | 0 | 0
None | PV Total Net Avoided Cost Gas | Ground Source Heat Pump (60kBTU/hr) ¦ Small Business Energy Solutions | TRC | 0 | 0 | 0
None | PV Total Net Avoided Cost Gas | GSHP ¦ Green Heat | TRC | 0 | 0 | 0
None | PV Total Net Avoided Cost Gas | Heat Pump Clothes Dryer ¦ Business Energy Rebates | TRC | 0 | 0 | 0
None | PV Total Net Avoided Cost Gas | Heat Pump Clothes Dryer ¦ Small Business Energy Solutions | TRC | 0 | 0 | 0
None | PV Total Net Avoided Cost Gas | Heat Pump Dryer (ventless) ¦ Instant Savings | TRC | 0 | 0 | 0
None | PV Total Net Avoided Cost Gas | Heat Pump Water Heater ¦ Business Energy Rebates | TRC | 0 | 0 | 0
None | PV Total Net Avoided Cost Gas | Heat Pump Water Heater ¦ First Nations Home Retrofits | TRC | 0 | 0 | 0
None | PV Total Net Avoided Cost Gas | Heat Pump Water Heater ¦ Green Heat | TRC | 0 | 0 | 0
None | PV Total Net Avoided Cost Gas | Heat Pump Water Heater ¦ Home Energy Assessment | TRC | 0 | 0 | 0
None | PV Total Net Avoided Cost Gas | Heat Pump Water Heater ¦ Small Business Energy Solutions | TRC | 0 | 0 | 0
None | PV Total Net Avoided Cost Gas | Heat Reclaimer Unit (Agriculture) ¦ Business Energy Rebates | TRC | 0 | 0 | 0
None | PV Total Net Avoided Cost Gas | Heat Reclaimer Unit (Agriculture) ¦ Small Business Energy Solutions | TRC | 0 | 0 | 0
None | PV Total Net Avoided Cost Gas | Heavy duty timer ¦ Instant Savings | TRC | 0 | 0 | 0
None | PV Total Net Avoided Cost Gas | High Bay Luminaire (15 000 lumen) ¦ Business Energy Rebates | TRC | 0 | 0 | 0
None | PV Total Net Avoided Cost Gas | High Bay Luminaire (15 000 lumen) ¦ Small Business Energy Solutions | TRC | 0 | 0 | 0
None | PV Total Net Avoided Cost Gas | High Bay Luminaire (35 000 lumen) ¦ Business Energy Rebates | TRC | 0 | 0 | 0
None | PV Total Net Avoided Cost Gas | High Bay Luminaire (35 000 lumen) ¦ Small Business Energy Solutions | TRC | 0 | 0 | 0
None | PV Total Net Avoided Cost Gas | High Bay Luminaire (60 000 lumen) ¦ Business Energy Rebates | TRC | 0 | 0 | 0
None | PV Total Net Avoided Cost Gas | High Bay Luminaire (60 000 lumen) ¦ Small Business Energy Solutions | TRC | 0 | 0 | 0
None | PV Total Net Avoided Cost Gas | High Efficiency Circulator Pump 1.5kW ¦ Business Energy Rebates | TRC | 0 | 0 | 0
None | PV Total Net Avoided Cost Gas | High Efficiency Circulator Pump 1.5kW ¦ Small Business Energy Solutions | TRC | 0 | 0 | 0
None | PV Total Net Avoided Cost Gas | High Efficiency Circulator Pump 100W ¦ Business Energy Rebates | TRC | 0 | 0 | 0
None | PV Total Net Avoided Cost Gas | High Efficiency Circulator Pump 100W ¦ Small Business Energy Solutions | TRC | 0 | 0 | 0
None | PV Total Net Avoided Cost Gas | High Efficiency Circulator Pump 300W ¦ Business Energy Rebates | TRC | 0 | 0 | 0
None | PV Total Net Avoided Cost Gas | High Efficiency Circulator Pump 300W ¦ Small Business Energy Solutions | TRC | 0 | 0 | 0
None | PV Total Net Avoided Cost Gas | High Volume Low Speed Fan (Agriculture) ¦ Business Energy Rebates | TRC | 0 | 0 | 0
None | PV Total Net Avoided Cost Gas | High Volume Low Speed Fan (Agriculture) ¦ Small Business Energy Solutions | TRC | 0 | 0 | 0
None | PV Total Net Avoided Cost Gas | Holiday Lights Exchange - MURB ¦ Efficient Products Installation | TRC | 0 | 0 | 0
None | PV Total Net Avoided Cost Gas | Holiday Lights Exchange ¦ Efficient Products Installation | TRC | 0 | 0 | 0
None | PV Total Net Avoided Cost Gas | Hot Water Tank Wrap - MURB ¦ Efficient Products Installation | TRC | 0 | 0 | 0
None | PV Total Net Avoided Cost Gas | Hot Water Tank Wrap ¦ Efficient Products Installation | TRC | 0 | 0 | 0
None | PV Total Net Avoided Cost Gas | HVAC Hotel Occupancy Sensor ¦ Business Energy Rebates | TRC | 0 | 0 | 0
None | PV Total Net Avoided Cost Gas | HVAC Hotel Occupancy Sensor ¦ Small Business Energy Solutions | TRC | 0 | 0 | 0
None | PV Total Net Avoided Cost Gas | Hybrid Heat Pump Dryer ¦ Instant Savings | TRC | 0 | 0 | 0
None | PV Total Net Avoided Cost Gas | Ice-Making Head ¦ Business Energy Rebates | TRC | 0 | 0 | 0
None | PV Total Net Avoided Cost Gas | Ice-Making Head ¦ Small Business Energy Solutions | TRC | 0 | 0 | 0
None | PV Total Net Avoided Cost Gas | Indoor motion sensor ¦ Instant Savings | TRC | 0 | 0 | 0
None | PV Total Net Avoided Cost Gas | Intelligent Freezer Defrost Controls ¦ Business Energy Rebates | TRC | 0 | 0 | 0
None | PV Total Net Avoided Cost Gas | Intelligent Freezer Defrost Controls ¦ Small Business Energy Solutions | TRC | 0 | 0 | 0
None | PV Total Net Avoided Cost Gas | Large Commercial/Industrial ETS System ¦ ETS Business Energy Rebates | TRC | 0 | 0 | 0
None | PV Total Net Avoided Cost Gas | LED - ENERGY STAR Fixture with Motion Sensor ¦ Instant Savings | TRC | 0 | 0 | 0
None | PV Total Net Avoided Cost Gas | LED - ENERGY STAR Fixture without Motion Sensor ¦ Instant Savings | TRC | 0 | 0 | 0
None | PV Total Net Avoided Cost Gas | LED - Other ¦ Instant Savings | TRC | 0 | 0 | 0
None | PV Total Net Avoided Cost Gas | LED - R, BR and Decorative ¦ Instant Savings | TRC | 0 | 0 | 0
None | PV Total Net Avoided Cost Gas | LED - Recessed downlight ¦ Instant Savings | TRC | 0 | 0 | 0
None | PV Total Net Avoided Cost Gas | LED Nightlights - MURB ¦ Efficient Products Installation | TRC | 0 | 0 | 0
None | PV Total Net Avoided Cost Gas | LED Nightlights ¦ Efficient Products Installation | TRC | 0 | 0 | 0
None | PV Total Net Avoided Cost Gas | LED Replacement Lamps for HID (10000 lumen) ¦ Business Energy Rebates | TRC | 0 | 0 | 0
None | PV Total Net Avoided Cost Gas | LED Replacement Lamps for HID (10000 lumen) ¦ Small Business Energy Solutions | TRC | 0 | 0 | 0
None | PV Total Net Avoided Cost Gas | LED Replacement Lamps for HID (4000 lumen) ¦ Business Energy Rebates | TRC | 0 | 0 | 0
None | PV Total Net Avoided Cost Gas | LED Replacement Lamps for HID (4000 lumen) ¦ Small Business Energy Solutions | TRC | 0 | 0 | 0
None | PV Total Net Avoided Cost Gas | LED Troffer (1x4) ¦ Business Energy Rebates | TRC | 0 | 0 | 0
None | PV Total Net Avoided Cost Gas | LED Troffer (1x4) ¦ Small Business Energy Solutions | TRC | 0 | 0 | 0
None | PV Total Net Avoided Cost Gas | LED Troffer (2x2) ¦ Business Energy Rebates | TRC | 0 | 0 | 0
None | PV Total Net Avoided Cost Gas | LED Troffer (2x2) ¦ Small Business Energy Solutions | TRC | 0 | 0 | 0
None | PV Total Net Avoided Cost Gas | LED Troffer (4x2) ¦ Business Energy Rebates | TRC | 0 | 0 | 0
None | PV Total Net Avoided Cost Gas | LED Troffer (4x2) ¦ Small Business Energy Solutions | TRC | 0 | 0 | 0
None | PV Total Net Avoided Cost Gas | LED Wall Sconce (1200 lumen) ¦ Small Business Energy Solutions | TRC | 0 | 0 | 0
None | PV Total Net Avoided Cost Gas | LED Wall Sconce (3000 lumen) ¦ Small Business Energy Solutions | TRC | 0 | 0 | 0
None | PV Total Net Avoided Cost Gas | LED Wall Sconce (800 lumen) ¦ Small Business Energy Solutions | TRC | 0 | 0 | 0
None | PV Total Net Avoided Cost Gas | Linear Ambient Luminaire (10000 lumen) ¦ Business Energy Rebates | TRC | 0 | 0 | 0
None | PV Total Net Avoided Cost Gas | Linear Ambient Luminaire (10000 lumen) ¦ Small Business Energy Solutions | TRC | 0 | 0 | 0
None | PV Total Net Avoided Cost Gas | Linear Ambient Luminaire (2000 lumen) ¦ Business Energy Rebates | TRC | 0 | 0 | 0
None | PV Total Net Avoided Cost Gas | Linear Ambient Luminaire (2000 lumen) ¦ Small Business Energy Solutions | TRC | 0 | 0 | 0
None | PV Total Net Avoided Cost Gas | Linear Ambient Luminaire (4000 lumen) ¦ Business Energy Rebates | TRC | 0 | 0 | 0
None | PV Total Net Avoided Cost Gas | Linear Ambient Luminaire (4000 lumen) ¦ Small Business Energy Solutions | TRC | 0 | 0 | 0
None | PV Total Net Avoided Cost Gas | Linear Ambient Luminaire (8000 lumen) ¦ Business Energy Rebates | TRC | 0 | 0 | 0
None | PV Total Net Avoided Cost Gas | Linear Ambient Luminaire (8000 lumen) ¦ Small Business Energy Solutions | TRC | 0 | 0 | 0
None | PV Total Net Avoided Cost Gas | Linear Replacement Lamp (2 foot) ¦ Business Energy Rebates | TRC | 0 | 0 | 0
None | PV Total Net Avoided Cost Gas | Linear Replacement Lamp (2 foot) ¦ Small Business Energy Solutions | TRC | 0 | 0 | 0
None | PV Total Net Avoided Cost Gas | Linear Replacement Lamp (4 foot) ¦ Business Energy Rebates | TRC | 0 | 0 | 0
None | PV Total Net Avoided Cost Gas | Linear Replacement Lamp (4 foot) ¦ Small Business Energy Solutions | TRC | 0 | 0 | 0
None | PV Total Net Avoided Cost Gas | Low-bay Luminaire (10,000 lumen) ¦ Business Energy Rebates | TRC | 0 | 0 | 0
None | PV Total Net Avoided Cost Gas | Low-bay Luminaire (10,000 lumen) ¦ Small Business Energy Solutions | TRC | 0 | 0 | 0
None | PV Total Net Avoided Cost Gas | Low-bay Luminaire (5000 lumen) ¦ Business Energy Rebates | TRC | 0 | 0 | 0
None | PV Total Net Avoided Cost Gas | Low-bay Luminaire (5000 lumen) ¦ Small Business Energy Solutions | TRC | 0 | 0 | 0
None | PV Total Net Avoided Cost Gas | Low-flow showerhead - 0.5 gpm Reduction - MURB ¦ Efficient Products Installation | TRC | 0 | 0 | 0
None | PV Total Net Avoided Cost Gas | Low-flow showerhead - 0.5 gpm Reduction ¦ Efficient Products Installation | TRC | 0 | 0 | 0
None | PV Total Net Avoided Cost Gas | Low-flow showerhead - 1.0 gpm Reduction - MURB ¦ Efficient Products Installation | TRC | 0 | 0 | 0
None | PV Total Net Avoided Cost Gas | Low-flow showerhead - 1.0 gpm Reduction ¦ Efficient Products Installation | TRC | 0 | 0 | 0
None | PV Total Net Avoided Cost Gas | Low-flow showerhead -0.75 gpm Reduction - MURB ¦ Efficient Products Installation | TRC | 0 | 0 | 0
None | PV Total Net Avoided Cost Gas | Low-flow showerhead -0.75 gpm Reduction ¦ Efficient Products Installation | TRC | 0 | 0 | 0
None | PV Total Net Avoided Cost Gas | Low/Zero Energy Livestock Waterer ¦ Business Energy Rebates | TRC | 0 | 0 | 0
None | PV Total Net Avoided Cost Gas | Low/Zero Energy Livestock Waterer ¦ Small Business Energy Solutions | TRC | 0 | 0 | 0
None | PV Total Net Avoided Cost Gas | Luminaire Level Lighting Control (LLLC) - High Impact Application ¦ Business Energy Rebates | TRC | 0 | 0 | 0
None | PV Total Net Avoided Cost Gas | Luminaire Level Lighting Control (LLLC) - High Impact Application ¦ Small Business Energy Solutions | TRC | 0 | 0 | 0
None | PV Total Net Avoided Cost Gas | Luminaire Level Lighting Control (LLLC) - Low Impact Application ¦ Business Energy Rebates | TRC | 0 | 0 | 0
None | PV Total Net Avoided Cost Gas | Luminaire Level Lighting Control (LLLC) - Low Impact Application ¦ Small Business Energy Solutions | TRC | 0 | 0 | 0
None | PV Total Net Avoided Cost Gas | Medium Commercial ETS System ¦ ETS Business Energy Rebates | TRC | 0 | 0 | 0
None | PV Total Net Avoided Cost Gas | Medium Commercial ETS System ¦ ETS Small Business Energy Solutions | TRC | 0 | 0 | 0
None | PV Total Net Avoided Cost Gas | Milk Pre-cooler ¦ Business Energy Rebates | TRC | 0 | 0 | 0
None | PV Total Net Avoided Cost Gas | Milk Pre-cooler ¦ Small Business Energy Solutions | TRC | 0 | 0 | 0
None | PV Total Net Avoided Cost Gas | Mini freezer retirement ¦ Appliance Retirement | TRC | 0 | 0 | 0
None | PV Total Net Avoided Cost Gas | Mini fridge retirement ¦ Appliance Retirement | TRC | 0 | 0 | 0
None | PV Total Net Avoided Cost Gas | Motion sensor with dimmer switch ¦ Instant Savings | TRC | 0 | 0 | 0
None | PV Total Net Avoided Cost Gas | MSHP - Fully Electrical ¦ Green Heat | TRC | 0 | 0 | 0
None | PV Total Net Avoided Cost Gas | MSHP - Mainly Electrical ¦ Green Heat | TRC | 0 | 0 | 0
None | PV Total Net Avoided Cost Gas | Multi-Tank Conveyor Dishwasher - High Temp ¦ Business Energy Rebates | TRC | 0 | 0 | 0
None | PV Total Net Avoided Cost Gas | Multi-Tank Conveyor Dishwasher - High Temp ¦ Small Business Energy Solutions | TRC | 0 | 0 | 0
None | PV Total Net Avoided Cost Gas | Multi-Tank Conveyor Dishwasher - Low Temp ¦ Business Energy Rebates | TRC | 0 | 0 | 0
None | PV Total Net Avoided Cost Gas | Multi-Tank Conveyor Dishwasher - Low Temp ¦ Small Business Energy Solutions | TRC | 0 | 0 | 0
None | PV Total Net Avoided Cost Gas | Natural Barn Ventiliation - Summer Only ¦ Business Energy Rebates | TRC | 0 | 0 | 0
None | PV Total Net Avoided Cost Gas | Natural Barn Ventiliation - Summer Only ¦ Small Business Energy Solutions | TRC | 0 | 0 | 0
None | PV Total Net Avoided Cost Gas | Natural Barn Ventiliation - Year-Round ¦ Business Energy Rebates | TRC | 0 | 0 | 0
None | PV Total Net Avoided Cost Gas | Natural Barn Ventiliation - Year-Round ¦ Small Business Energy Solutions | TRC | 0 | 0 | 0
None | PV Total Net Avoided Cost Gas | Natural Gas Conversion - Commercial Electric Clothes Dryer ¦ Business Energy Rebates | TRC | -2829.3003 | -2885.8863 | -2943.604
None | PV Total Net Avoided Cost Gas | Natural Gas Conversion - Commercial Electric Clothes Dryer ¦ Small Business Energy Solutions | TRC | -2895.0979 | -2952.9999 | -3012.0599
None | PV Total Net Avoided Cost Gas | Networked/ Connected - Indoor LED Lamp ¦ Instant Savings | TRC | 0 | 0 | 0
None | PV Total Net Avoided Cost Gas | Networked/Connected - High Impact Application ¦ Business Energy Rebates | TRC | 0 | 0 | 0
None | PV Total Net Avoided Cost Gas | Networked/Connected - High Impact Application ¦ Small Business Energy Solutions | TRC | 0 | 0 | 0
None | PV Total Net Avoided Cost Gas | Networked/Connected - Low Impact Application ¦ Business Energy Rebates | TRC | 0 | 0 | 0
None | PV Total Net Avoided Cost Gas | Networked/Connected - Low Impact Application ¦ Small Business Energy Solutions | TRC | 0 | 0 | 0
None | PV Total Net Avoided Cost Gas | No-Loss Drain ¦ Business Energy Rebates | TRC | 0 | 0 | 0
None | PV Total Net Avoided Cost Gas | No-Loss Drain ¦ Small Business Energy Solutions | TRC | 0 | 0 | 0
None | PV Total Net Avoided Cost Gas | Occupancy Sensor (Ceiling Mounted) ¦ Business Energy Rebates | TRC | 0 | 0 | 0
None | PV Total Net Avoided Cost Gas | Occupancy Sensor (Ceiling Mounted) ¦ Small Business Energy Solutions | TRC | 0 | 0 | 0
None | PV Total Net Avoided Cost Gas | Occupancy Sensor (Wall Mounted) ¦ Business Energy Rebates | TRC | 0 | 0 | 0
None | PV Total Net Avoided Cost Gas | Occupancy Sensor (Wall Mounted) ¦ Small Business Energy Solutions | TRC | 0 | 0 | 0
None | PV Total Net Avoided Cost Gas | Occupancy Sensor (Exterior) ¦ Business Energy Rebates | TRC | 0 | 0 | 0
None | PV Total Net Avoided Cost Gas | Occupancy Sensor (Exterior) ¦ Small Business Energy Solutions | TRC | 0 | 0 | 0
None | PV Total Net Avoided Cost Gas | Open to Closed Cooler Conversion ¦ Business Energy Rebates | TRC | 0 | 0 | 0
None | PV Total Net Avoided Cost Gas | Open to Closed Cooler Conversion ¦ Small Business Energy Solutions | TRC | 0 | 0 | 0
None | PV Total Net Avoided Cost Gas | Outdoor motion sensor ¦ Instant Savings | TRC | 0 | 0 | 0
None | PV Total Net Avoided Cost Gas | Outside Air Economizer ¦ Business Energy Rebates | TRC | 0 | 0 | 0
None | PV Total Net Avoided Cost Gas | Outside Air Economizer ¦ Small Business Energy Solutions | TRC | 0 | 0 | 0
None | PV Total Net Avoided Cost Gas | Packaged Terminal Heat Pump (12kBTU/hr) ¦ Business Energy Rebates | TRC | 0 | 0 | 0
None | PV Total Net Avoided Cost Gas | Packaged Terminal Heat Pump (12kBTU/hr) ¦ Small Business Energy Solutions | TRC | 0 | 0 | 0
None | PV Total Net Avoided Cost Gas | Parking Garage Luminaire (4000 lumen) ¦ Business Energy Rebates | TRC | 0 | 0 | 0
None | PV Total Net Avoided Cost Gas | Parking Garage Luminaire (4000 lumen) ¦ Small Business Energy Solutions | TRC | 0 | 0 | 0
None | PV Total Net Avoided Cost Gas | Parking Garage Luminaire (8000 lumen) ¦ Business Energy Rebates | TRC | 0 | 0 | 0
None | PV Total Net Avoided Cost Gas | Parking Garage Luminaire (8000 lumen) ¦ Small Business Energy Solutions | TRC | 0 | 0 | 0
None | PV Total Net Avoided Cost Gas | Pellet Boiler/Furnace ¦ Green Heat | TRC | 0 | 0 | 0
None | PV Total Net Avoided Cost Gas | Pellet Stove ¦ Green Heat | TRC | 0 | 0 | 0
None | PV Total Net Avoided Cost Gas | Pipe Insulation - MURB ¦ Efficient Products Installation | TRC | 0 | 0 | 0
None | PV Total Net Avoided Cost Gas | Pipe Insulation ¦ Efficient Products Installation | TRC | 0 | 0 | 0
None | PV Total Net Avoided Cost Gas | Pole/Arm-Mounted Area Luminaire (20000 lumen) ¦ Business Energy Rebates | TRC | 0 | 0 | 0
None | PV Total Net Avoided Cost Gas | Pole/Arm-Mounted Area Luminaire (20000 lumen) ¦ Small Business Energy Solutions | TRC | 0 | 0 | 0
None | PV Total Net Avoided Cost Gas | Pole/Arm-Mounted Area Luminaire (4000 lumen) ¦ Business Energy Rebates | TRC | 0 | 0 | 0
None | PV Total Net Avoided Cost Gas | Pole/Arm-Mounted Area Luminaire (4000 lumen) ¦ Small Business Energy Solutions | TRC | 0 | 0 | 0
None | PV Total Net Avoided Cost Gas | Pole/Arm-Mounted Area Luminaire (60000 lumen) ¦ Business Energy Rebates | TRC | 0 | 0 | 0
None | PV Total Net Avoided Cost Gas | Pole/Arm-Mounted Area Luminaire (60000 lumen) ¦ Small Business Energy Solutions | TRC | 0 | 0 | 0
None | PV Total Net Avoided Cost Gas | Pole/Arm-Mounted Decorative Luminaire (1500 lumen) ¦ Business Energy Rebates | TRC | 0 | 0 | 0
None | PV Total Net Avoided Cost Gas | Pole/Arm-Mounted Decorative Luminaire (1500 lumen) ¦ Small Business Energy Solutions | TRC | 0 | 0 | 0
None | PV Total Net Avoided Cost Gas | Pole/Arm-Mounted Decorative Luminaire (5000 lumen) ¦ Business Energy Rebates | TRC | 0 | 0 | 0
None | PV Total Net Avoided Cost Gas | Pole/Arm-Mounted Decorative Luminaire (5000 lumen) ¦ Small Business Energy Solutions | TRC | 0 | 0 | 0
None | PV Total Net Avoided Cost Gas | Pot, Pan and Utensil Dishwasher - High Temp ¦ Business Energy Rebates | TRC | 0 | 0 | 0
None | PV Total Net Avoided Cost Gas | Pot, Pan and Utensil Dishwasher - High Temp ¦ Small Business Energy Solutions | TRC | 0 | 0 | 0
None | PV Total Net Avoided Cost Gas | Power bar with timer ¦ Instant Savings | TRC | 0 | 0 | 0
None | PV Total Net Avoided Cost Gas | Premium High Bay Luminaire (15 000 lumen) ¦ Business Energy Rebates | TRC | 0 | 0 | 0
None | PV Total Net Avoided Cost Gas | Premium High Bay Luminaire (15 000 lumen) ¦ Small Business Energy Solutions | TRC | 0 | 0 | 0
None | PV Total Net Avoided Cost Gas | Premium High Bay Luminaire (35 000 lumen) ¦ Business Energy Rebates | TRC | 0 | 0 | 0
None | PV Total Net Avoided Cost Gas | Premium High Bay Luminaire (35 000 lumen) ¦ Small Business Energy Solutions | TRC | 0 | 0 | 0
None | PV Total Net Avoided Cost Gas | Premium High Bay Luminaire (60 000 lumen) ¦ Business Energy Rebates | TRC | 0 | 0 | 0
None | PV Total Net Avoided Cost Gas | Premium High Bay Luminaire (60 000 lumen) ¦ Small Business Energy Solutions | TRC | 0 | 0 | 0
None | PV Total Net Avoided Cost Gas | Programmable thermostat ¦ Instant Savings | TRC | 0 | 0 | 0
None | PV Total Net Avoided Cost Gas | Programmable Thermostats ¦ First Nations Home Retrofits | TRC | 0 | 0 | 0
None | PV Total Net Avoided Cost Gas | Range / Stove replacement ¦ Appliance Retirement | TRC | 0 | 0 | 0
None | PV Total Net Avoided Cost Gas | refri ¦ Small Business Energy Solutions | TRC | 0 | 0 | 0
None | PV Total Net Avoided Cost Gas | Refrigerated Case Luminaire ¦ Business Energy Rebates | TRC | 0 | 0 | 0
None | PV Total Net Avoided Cost Gas | Refrigerated Case Luminaire ¦ Small Business Energy Solutions | TRC | 0 | 0 | 0
None | PV Total Net Avoided Cost Gas | Refrigerated Vending Machine Controls ¦ Business Energy Rebates | TRC | 0 | 0 | 0
None | PV Total Net Avoided Cost Gas | Refrigerated Vending Machine Controls ¦ Small Business Energy Solutions | TRC | 0 | 0 | 0
None | PV Total Net Avoided Cost Gas | Refrigerator replacement (Low income only) ¦ Appliance Retirement | TRC | 0 | 0 | 0
None | PV Total Net Avoided Cost Gas | Refrigerator replacement (Low income only) ¦ First Nations Home Retrofits | TRC | 0 | 0 | 0
None | PV Total Net Avoided Cost Gas | Refrigerator retirement ¦ Appliance Retirement | TRC | 0 | 0 | 0
None | PV Total Net Avoided Cost Gas | Remote Condensing Unit ¦ Business Energy Rebates | TRC | 0 | 0 | 0
None | PV Total Net Avoided Cost Gas | Remote Condensing Unit ¦ Small Business Energy Solutions | TRC | 0 | 0 | 0
None | PV Total Net Avoided Cost Gas | Residential DHW Timer ¦ ETS Green Heat | TRC | 0 | 0 | 0
None | PV Total Net Avoided Cost Gas | Residential ETS System (Central) ¦ ETS Green Heat | TRC | 0 | 0 | 0
None | PV Total Net Avoided Cost Gas | Residential ETS System (Central) ¦ ETS Home Energy Assessment | TRC | 0 | 0 | 0
None | PV Total Net Avoided Cost Gas | Residential ETS System (Room) ¦ ETS Green Heat | TRC | 0 | 0 | 0
None | PV Total Net Avoided Cost Gas | Residential ETS System (Room) ¦ ETS Home Energy Assessment | TRC | 0 | 0 | 0
None | PV Total Net Avoided Cost Gas | Room air purifier ¦ Instant Savings | TRC | 0 | 0 | 0
None | PV Total Net Avoided Cost Gas | Self-Contained Ice Maker ¦ Business Energy Rebates | TRC | 0 | 0 | 0
None | PV Total Net Avoided Cost Gas | Self-Contained Ice Maker ¦ Small Business Energy Solutions | TRC | 0 | 0 | 0
None | PV Total Net Avoided Cost Gas | Server Virtualization and Decommissioning ¦ Business Energy Rebates | TRC | 0 | 0 | 0
None | PV Total Net Avoided Cost Gas | Server Virtualization and Decommissioning ¦ Small Business Energy Solutions | TRC | 0 | 0 | 0
None | PV Total Net Avoided Cost Gas | Server-based Power Management Software ¦ Business Energy Rebates | TRC | 0 | 0 | 0
None | PV Total Net Avoided Cost Gas | Server-based Power Management Software ¦ Small Business Energy Solutions | TRC | 0 | 0 | 0
None | PV Total Net Avoided Cost Gas | Single -Tank Conveyor Dishwasher - High Temp ¦ Business Energy Rebates | TRC | 0 | 0 | 0
None | PV Total Net Avoided Cost Gas | Single -Tank Conveyor Dishwasher - High Temp ¦ Small Business Energy Solutions | TRC | 0 | 0 | 0
None | PV Total Net Avoided Cost Gas | Single -Tank Conveyor Dishwasher - Low Temp ¦ Business Energy Rebates | TRC | 0 | 0 | 0
None | PV Total Net Avoided Cost Gas | Single -Tank Conveyor Dishwasher - Low Temp ¦ Small Business Energy Solutions | TRC | 0 | 0 | 0
None | PV Total Net Avoided Cost Gas | Single Heat Pad (Agriculture) ¦ Business Energy Rebates | TRC | 0 | 0 | 0
None | PV Total Net Avoided Cost Gas | Single Heat Pad (Agriculture) ¦ Small Business Energy Solutions | TRC | 0 | 0 | 0
None | PV Total Net Avoided Cost Gas | Single-Tank Door type Dishwasher - High Temp ¦ Business Energy Rebates | TRC | 0 | 0 | 0
None | PV Total Net Avoided Cost Gas | Single-Tank Door type Dishwasher - High Temp ¦ Small Business Energy Solutions | TRC | 0 | 0 | 0
None | PV Total Net Avoided Cost Gas | Single-Tank Door type Dishwasher - Low Temp ¦ Business Energy Rebates | TRC | 0 | 0 | 0
None | PV Total Net Avoided Cost Gas | Single-Tank Door type Dishwasher - Low Temp ¦ Small Business Energy Solutions | TRC | 0 | 0 | 0
None | PV Total Net Avoided Cost Gas | Small Commercial ETS Sytem ¦ ETS Business Energy Rebates | TRC | 0 | 0 | 0
None | PV Total Net Avoided Cost Gas | Small Commercial ETS Sytem ¦ ETS Small Business Energy Solutions | TRC | 0 | 0 | 0
None | PV Total Net Avoided Cost Gas | Smart power bar ¦ Instant Savings | TRC | 0 | 0 | 0
None | PV Total Net Avoided Cost Gas | Smart Power Controllers - MURB ¦ Efficient Products Installation | TRC | 0 | 0 | 0
None | PV Total Net Avoided Cost Gas | Smart Power Controllers ¦ Efficient Products Installation | TRC | 0 | 0 | 0
None | PV Total Net Avoided Cost Gas | Solar air heating ¦ Green Heat | TRC | 0 | 0 | 0
None | PV Total Net Avoided Cost Gas | Solar air heating ¦ Home Energy Assessment | TRC | 0 | 0 | 0
None | PV Total Net Avoided Cost Gas | Solar DHW System ¦ Business Energy Rebates | TRC | 0 | 0 | 0
None | PV Total Net Avoided Cost Gas | Solar DHW System ¦ Small Business Energy Solutions | TRC | 0 | 0 | 0
None | PV Total Net Avoided Cost Gas | Solar Domestic Hot Water ¦ Green Heat | TRC | 0 | 0 | 0
None | PV Total Net Avoided Cost Gas | Solar Domestic Hot Water ¦ Home Energy Assessment | TRC | 0 | 0 | 0
None | PV Total Net Avoided Cost Gas | Solid Door Freezer ¦ Business Energy Rebates | TRC | 0 | 0 | 0
None | PV Total Net Avoided Cost Gas | Solid Door Freezer ¦ Small Business Energy Solutions | TRC | 0 | 0 | 0
None | PV Total Net Avoided Cost Gas | Solid Door Refrigerator ¦ Business Energy Rebates | TRC | 0 | 0 | 0
None | PV Total Net Avoided Cost Gas | Solid Door Refrigerator ¦ Small Business Energy Solutions | TRC | 0 | 0 | 0
None | PV Total Net Avoided Cost Gas | Stairwell and Passageway Luminaire ¦ Business Energy Rebates | TRC | 0 | 0 | 0
None | PV Total Net Avoided Cost Gas | Stairwell and Passageway Luminaire ¦ Small Business Energy Solutions | TRC | 0 | 0 | 0
None | PV Total Net Avoided Cost Gas | Standard Capacity Electric Fryer ¦ Business Energy Rebates | TRC | 0 | 0 | 0
None | PV Total Net Avoided Cost Gas | Standard Capacity Electric Fryer ¦ Small Business Energy Solutions | TRC | 0 | 0 | 0
None | PV Total Net Avoided Cost Gas | Strategic Energy Management ¦ SEM | TRC | 0 | 0 | 0
None | PV Total Net Avoided Cost Gas | Strip-Curtains for Display Cases ¦ Business Energy Rebates | TRC | 0 | 0 | 0
None | PV Total Net Avoided Cost Gas | Strip-Curtains for Display Cases ¦ Small Business Energy Solutions | TRC | 0 | 0 | 0
None | PV Total Net Avoided Cost Gas | Track/Mono-point Direction Luminaire ¦ Business Energy Rebates | TRC | 0 | 0 | 0
None | PV Total Net Avoided Cost Gas | Track/Mono-point Direction Luminaire ¦ Small Business Energy Solutions | TRC | 0 | 0 | 0
None | PV Total Net Avoided Cost Gas | Unconverted D ¦ Home Energy Assessment | TRC | 0 | 0 | 0
None | PV Total Net Avoided Cost Gas | Under-Counter Dishwasher - HighTemp ¦ Business Energy Rebates | TRC | 0 | 0 | 0
None | PV Total Net Avoided Cost Gas | Under-Counter Dishwasher - HighTemp ¦ Small Business Energy Solutions | TRC | 0 | 0 | 0
None | PV Total Net Avoided Cost Gas | Under-Counter Dishwasher - Low Temp ¦ Business Energy Rebates | TRC | 0 | 0 | 0
None | PV Total Net Avoided Cost Gas | Under-Counter Dishwasher - Low Temp ¦ Small Business Energy Solutions | TRC | 0 | 0 | 0
None | PV Total Net Avoided Cost Gas | Variable Speed Kitchen Exhuast Fan ¦ Business Energy Rebates | TRC | 0 | 0 | 0
None | PV Total Net Avoided Cost Gas | Variable Speed Kitchen Exhuast Fan ¦ Small Business Energy Solutions | TRC | 0 | 0 | 0
None | PV Total Net Avoided Cost Gas | Ventilation Fan (Agriculture) ¦ Business Energy Rebates | TRC | 0 | 0 | 0
None | PV Total Net Avoided Cost Gas | Ventilation Fan (Agriculture) ¦ Small Business Energy Solutions | TRC | 0 | 0 | 0
None | PV Total Net Avoided Cost Gas | VFD - 10 hp - Institutional - Make-up Air Fan ¦ Business Energy Rebates | TRC | 0 | 0 | 0
None | PV Total Net Avoided Cost Gas | VFD - 10 hp - Institutional - Make-up Air Fan ¦ Small Business Energy Solutions | TRC | 0 | 0 | 0
None | PV Total Net Avoided Cost Gas | VFD - 10 hp - Retail - Supply Fan ¦ Business Energy Rebates | TRC | 0 | 0 | 0
None | PV Total Net Avoided Cost Gas | VFD - 10 hp - Retail - Supply Fan ¦ Small Business Energy Solutions | TRC | 0 | 0 | 0
None | PV Total Net Avoided Cost Gas | VFD - 20 hp - Institutional - Chilled Water Pump ¦ Business Energy Rebates | TRC | 0 | 0 | 0
None | PV Total Net Avoided Cost Gas | VFD - 20 hp - Institutional - Chilled Water Pump ¦ Small Business Energy Solutions | TRC | 0 | 0 | 0
None | PV Total Net Avoided Cost Gas | VFD - 20 hp - Retail - Exhaust Fan ¦ Business Energy Rebates | TRC | 0 | 0 | 0
None | PV Total Net Avoided Cost Gas | VFD - 20 hp - Retail - Exhaust Fan ¦ Small Business Energy Solutions | TRC | 0 | 0 | 0
None | PV Total Net Avoided Cost Gas | VFD - 30 hp - Institutional - Make-up Air Fan ¦ Business Energy Rebates | TRC | 0 | 0 | 0
None | PV Total Net Avoided Cost Gas | VFD - 30 hp - Institutional - Make-up Air Fan ¦ Small Business Energy Solutions | TRC | 0 | 0 | 0
None | PV Total Net Avoided Cost Gas | VFD - 30 hp - Retail - Supply Fan ¦ Business Energy Rebates | TRC | 0 | 0 | 0
None | PV Total Net Avoided Cost Gas | VFD - 30 hp - Retail - Supply Fan ¦ Small Business Energy Solutions | TRC | 0 | 0 | 0
None | PV Total Net Avoided Cost Gas | VFD - 40 hp - Warehousing - Exhaust Fan ¦ Business Energy Rebates | TRC | 0 | 0 | 0
None | PV Total Net Avoided Cost Gas | VFD - 40 hp - Warehousing - Exhaust Fan ¦ Small Business Energy Solutions | TRC | 0 | 0 | 0
None | PV Total Net Avoided Cost Gas | VFD - 5 hp - Institutional - Chilled Water Pump ¦ Business Energy Rebates | TRC | 0 | 0 | 0
None | PV Total Net Avoided Cost Gas | VFD - 5 hp - Institutional - Chilled Water Pump ¦ Small Business Energy Solutions | TRC | 0 | 0 | 0
None | PV Total Net Avoided Cost Gas | VFD - 5 hp - Retail - Exhaust Fan ¦ Business Energy Rebates | TRC | 0 | 0 | 0
None | PV Total Net Avoided Cost Gas | VFD - 5 hp - Retail - Exhaust Fan ¦ Small Business Energy Solutions | TRC | 0 | 0 | 0
None | PV Total Net Avoided Cost Gas | VFD Milk Transfer Pump ¦ Business Energy Rebates | TRC | 0 | 0 | 0
None | PV Total Net Avoided Cost Gas | VFD Milk Transfer Pump ¦ Small Business Energy Solutions | TRC | 0 | 0 | 0
None | PV Total Net Avoided Cost Gas | VFD Milk Vacuum Pump ¦ Business Energy Rebates | TRC | 0 | 0 | 0
None | PV Total Net Avoided Cost Gas | VFD Milk Vacuum Pump ¦ Small Business Energy Solutions | TRC | 0 | 0 | 0
None | PV Total Net Avoided Cost Gas | Wall Mounted Area Luminaire (1000 lumen) ¦ Business Energy Rebates | TRC | 0 | 0 | 0
None | PV Total Net Avoided Cost Gas | Wall Mounted Area Luminaire (1000 lumen) ¦ Small Business Energy Solutions | TRC | 0 | 0 | 0
None | PV Total Net Avoided Cost Gas | Wall Mounted Area Luminaire (10000 lumen) ¦ Business Energy Rebates | TRC | 0 | 0 | 0
None | PV Total Net Avoided Cost Gas | Wall Mounted Area Luminaire (10000 lumen) ¦ Small Business Energy Solutions | TRC | 0 | 0 | 0
None | PV Total Net Avoided Cost Gas | Wall Mounted Area Luminaire (50000 lumen) ¦ Business Energy Rebates | TRC | 0 | 0 | 0
None | PV Total Net Avoided Cost Gas | Wall Mounted Area Luminaire (50000 lumen) ¦ Small Business Energy Solutions | TRC | 0 | 0 | 0
None | PV Total Net Avoided Cost Gas | Wall wash luminaire (1500 lumen) ¦ Business Energy Rebates | TRC | 0 | 0 | 0
None | PV Total Net Avoided Cost Gas | Wall wash luminaire (1500 lumen) ¦ Small Business Energy Solutions | TRC | 0 | 0 | 0
None | PV Total Net Avoided Cost Gas | Wall Wash Luminaire (1000 lumen) ¦ Business Energy Rebates | TRC | 0 | 0 | 0
None | PV Total Net Avoided Cost Gas | Wall Wash Luminaire (1000 lumen) ¦ Small Business Energy Solutions | TRC | 0 | 0 | 0
None | PV Total Net Avoided Cost Gas | Whole home - tier 1 (45% better than code target) ¦ New Home Construction | TRC | 0 | 0 | 0
None | PV Total Net Avoided Cost Gas | Whole home - tier 2 (60% better than code target) ¦ New Home Construction | TRC | 0 | 0 | 0
None | PV Total Net Avoided Cost Gas | Whole home - tier 3 (70% better than code target) ¦ New Home Construction | TRC | 0 | 0 | 0
None | PV Total Net Avoided Cost Gas | Whole Home - tier 0 (22% better than code on average) ¦ New Home Construction | TRC | 0 | 0 | 0
None | PV Total Net Avoided Cost Gas | Whole Home ¦ Home Energy Assessment | TRC | 0 | 0 | 0
None | PV Total Net Avoided Cost Gas | Whole Home First Nations Retrofit ¦ First Nations Home Retrofits | TRC | 0 | 0 | 0
None | PV Total Net Avoided Cost Gas | Wood Boiler/Furnace ¦ Green Heat | TRC | 0 | 0 | 0
None | PV Total Net Avoided Cost Gas | Wood Stove ¦ Green Heat | TRC | 0 | 0 | 0
None | PV Total Net Avoided Cost Gas | Zero-Energy Doors for Reach-In Coolers ¦ Business Energy Rebates | TRC | 0 | 0 | 0
None | PV Total Net Avoided Cost Gas | Zero-Energy Doors for Reach-In Coolers ¦ Small Business Energy Solutions | TRC | 0 | 0 | 0
None | PV Total Net Avoided Cost Water | 1/2 Size Hot Food Holding Cabinet ¦ Business Energy Rebates | TRC | 0 | 0 | 0
None | PV Total Net Avoided Cost Water | 1/2 Size Hot Food Holding Cabinet ¦ Small Business Energy Solutions | TRC | 0 | 0 | 0
None | PV Total Net Avoided Cost Water | 11W Replacing 60W - MURB ¦ Efficient Products Installation | TRC | 0 | 0 | 0
None | PV Total Net Avoided Cost Water | 11W Replacing 60W ¦ Efficient Products Installation | TRC | 0 | 0 | 0
None | PV Total Net Avoided Cost Water | 18W Replacing 100W - MURB ¦ Efficient Products Installation | TRC | 0 | 0 | 0
None | PV Total Net Avoided Cost Water | 18W Replacing 100W ¦ Efficient Products Installation | TRC | 0 | 0 | 0
None | PV Total Net Avoided Cost Water | 18W Replacing 75W - MURB ¦ Efficient Products Installation | TRC | 0 | 0 | 0
None | PV Total Net Avoided Cost Water | 18W Replacing 75W ¦ Efficient Products Installation | TRC | 0 | 0 | 0
None | PV Total Net Avoided Cost Water | 5W Chandelier E12 - MURB ¦ Efficient Products Installation | TRC | 0 | 0 | 0
None | PV Total Net Avoided Cost Water | 5W Chandelier E12 ¦ Efficient Products Installation | TRC | 0 | 0 | 0
None | PV Total Net Avoided Cost Water | 7W G25 - MURB ¦ Efficient Products Installation | TRC | 0 | 0 | 0
None | PV Total Net Avoided Cost Water | 7W G25 ¦ Efficient Products Installation | TRC | 0 | 0 | 0
None | PV Total Net Avoided Cost Water | 7W GU10 Replacing 35W - MURB ¦ Efficient Products Installation | TRC | 0 | 0 | 0
None | PV Total Net Avoided Cost Water | 7W GU10 Replacing 35W ¦ Efficient Products Installation | TRC | 0 | 0 | 0
None | PV Total Net Avoided Cost Water | 7W GU10 Replacing 50W - MURB ¦ Efficient Products Installation | TRC | 0 | 0 | 0
None | PV Total Net Avoided Cost Water | 7W GU10 Replacing 50W ¦ Efficient Products Installation | TRC | 0 | 0 | 0
None | PV Total Net Avoided Cost Water | 9.5W Replacing 100W - MURB ¦ Efficient Products Installation | TRC | 0 | 0 | 0
None | PV Total Net Avoided Cost Water | 9.5W Replacing 100W ¦ Efficient Products Installation | TRC | 0 | 0 | 0
None | PV Total Net Avoided Cost Water | 9.5W Replacing 40W - MURB ¦ Efficient Products Installation | TRC | 0 | 0 | 0
None | PV Total Net Avoided Cost Water | 9.5W Replacing 40W ¦ Efficient Products Installation | TRC | 0 | 0 | 0
None | PV Total Net Avoided Cost Water | 9.5W Replacing 60W - MURB ¦ Efficient Products Installation | TRC | 0 | 0 | 0
None | PV Total Net Avoided Cost Water | 9.5W Replacing 60W ¦ Efficient Products Installation | TRC | 0 | 0 | 0
None | PV Total Net Avoided Cost Water | 9W Replacing 100W - MURB ¦ Efficient Products Installation | TRC | 0 | 0 | 0
None | PV Total Net Avoided Cost Water | 9W Replacing 100W ¦ Efficient Products Installation | TRC | 0 | 0 | 0
None | PV Total Net Avoided Cost Water | 9W Replacing 40W - MURB ¦ Efficient Products Installation | TRC | 0 | 0 | 0
None | PV Total Net Avoided Cost Water | 9W Replacing 40W ¦ Efficient Products Installation | TRC | 0 | 0 | 0
None | PV Total Net Avoided Cost Water | 9W Replacing 60W - MURB ¦ Efficient Products Installation | TRC | 0 | 0 | 0
None | PV Total Net Avoided Cost Water | 9W Replacing 60W ¦ Efficient Products Installation | TRC | 0 | 0 | 0
None | PV Total Net Avoided Cost Water | Advanced Lighting Design (Performance Lighting) ¦ Business Energy Rebates | TRC | 0 | 0 | 0
None | PV Total Net Avoided Cost Water | Advanced Lighting Design (Performance Lighting) ¦ Small Business Energy Solutions | TRC | 0 | 0 | 0
None | PV Total Net Avoided Cost Water | Air Conditioner retirement ¦ Appliance Retirement | TRC | 0 | 0 | 0
None | PV Total Net Avoided Cost Water | Air Source Heat Pump (96kBTU/hr) ¦ Business Energy Rebates | TRC | 0 | 0 | 0
None | PV Total Net Avoided Cost Water | Air Source Heat Pump (96kBTU/hr) ¦ Small Business Energy Solutions | TRC | 0 | 0 | 0
None | PV Total Net Avoided Cost Water | Air-Entraining Air Nozzle ¦ Business Energy Rebates | TRC | 0 | 0 | 0
None | PV Total Net Avoided Cost Water | ASHP and AWHP - Electrical ¦ Green Heat | TRC | 0 | 0 | 0
None | PV Total Net Avoided Cost Water | Case Lighting for Sign Retrofits ¦ Business Energy Rebates | TRC | 0 | 0 | 0
None | PV Total Net Avoided Cost Water | Case Lighting for Sign Retrofits ¦ Small Business Energy Solutions | TRC | 0 | 0 | 0
None | PV Total Net Avoided Cost Water | CEE Tier 2 Commercial Washing Machine ¦ Business Energy Rebates | TRC | 3.4574 | 3.5265 | 3.5971
None | PV Total Net Avoided Cost Water | CEE Tier 2 Commercial Washing Machine ¦ Small Business Energy Solutions | TRC | 3.5378 | 3.6085 | 3.6807
None | PV Total Net Avoided Cost Water | CEE Tier 3 Commercial Washing Machine ¦ Business Energy Rebates | TRC | 3.4574 | 3.5265 | 3.5971
None | PV Total Net Avoided Cost Water | CEE Tier 3 Commercial Washing Machine ¦ Small Business Energy Solutions | TRC | 3.5378 | 3.6085 | 3.6807
None | PV Total Net Avoided Cost Water | Circulation Fan (Agriculture) ¦ Business Energy Rebates | TRC | 0 | 0 | 0
None | PV Total Net Avoided Cost Water | Circulation Fan (Agriculture) ¦ Small Business Energy Solutions | TRC | 0 | 0 | 0
None | PV Total Net Avoided Cost Water | Clothes Dryer replacement ¦ Appliance Retirement | TRC | 0 | 0 | 0
None | PV Total Net Avoided Cost Water | Clothes Dryers ¦ First Nations Home Retrofits | TRC | 0 | 0 | 0
None | PV Total Net Avoided Cost Water | Clothes Washer replacement ¦ Appliance Retirement | TRC | 0 | 0 | 0
None | PV Total Net Avoided Cost Water | Clothes Washers ¦ First Nations Home Retrofits | TRC | 0 | 0 | 0
None | PV Total Net Avoided Cost Water | Clothes-line ¦ Instant Savings | TRC | 0 | 0 | 0
None | PV Total Net Avoided Cost Water | Cold Climate Air-Source Heat Pump (24kBTU/hr) ¦ Business Energy Rebates | TRC | 0 | 0 | 0
None | PV Total Net Avoided Cost Water | Cold Climate Air-Source Heat Pump (24kBTU/hr) ¦ Small Business Energy Solutions | TRC | 0 | 0 | 0
None | PV Total Net Avoided Cost Water | Cold Climate Air-Source Heat Pump (48kBTU/hr) ¦ Business Energy Rebates | TRC | 0 | 0 | 0
None | PV Total Net Avoided Cost Water | Cold Climate Air-Source Heat Pump (48kBTU/hr) ¦ Small Business Energy Solutions | TRC | 0 | 0 | 0
None | PV Total Net Avoided Cost Water | Cooler Night Covers for Display Cases ¦ Business Energy Rebates | TRC | 0 | 0 | 0
None | PV Total Net Avoided Cost Water | Cooler Night Covers for Display Cases ¦ Small Business Energy Solutions | TRC | 0 | 0 | 0
None | PV Total Net Avoided Cost Water | Custom Energy Efficiency ¦ Affordable MultiFamily Renter | TRC | 0 | 0 | 0
None | PV Total Net Avoided Cost Water | Custom Energy Efficiency ¦ Custom Retrofit | TRC | 0 | 0 | 0
None | PV Total Net Avoided Cost Water | Cycling Refrigerated Air Dryer - 200 CFM ¦ Business Energy Rebates | TRC | 0 | 0 | 0
None | PV Total Net Avoided Cost Water | Cycling Refrigerated Air Dryer - 200 CFM ¦ Small Business Energy Solutions | TRC | 0 | 0 | 0
None | PV Total Net Avoided Cost Water | Cycling Refrigerated Air Dryer - 50 CFM ¦ Business Energy Rebates | TRC | 0 | 0 | 0
None | PV Total Net Avoided Cost Water | Cycling Refrigerated Air Dryer - 50 CFM ¦ Small Business Energy Solutions | TRC | 0 | 0 | 0
None | PV Total Net Avoided Cost Water | Dairy Scroll Compressor ¦ Business Energy Rebates | TRC | 0 | 0 | 0
None | PV Total Net Avoided Cost Water | Dairy Scroll Compressor ¦ Small Business Energy Solutions | TRC | 0 | 0 | 0
None | PV Total Net Avoided Cost Water | Daylighting Controls - Ceiling Mounted ¦ Business Energy Rebates | TRC | 0 | 0 | 0
None | PV Total Net Avoided Cost Water | Daylighting Controls - Ceiling Mounted ¦ Small Business Energy Solutions | TRC | 0 | 0 | 0
None | PV Total Net Avoided Cost Water | Daylighting Controls - Switch-Mounted ¦ Business Energy Rebates | TRC | 0 | 0 | 0
None | PV Total Net Avoided Cost Water | Daylighting Controls - Switch-Mounted ¦ Small Business Energy Solutions | TRC | 0 | 0 | 0
None | PV Total Net Avoided Cost Water | Dehumidifier ¦ Instant Savings | TRC | 0 | 0 | 0
None | PV Total Net Avoided Cost Water | Dehumidifier replacement (Low income only) ¦ Appliance Retirement | TRC | 0 | 0 | 0
None | PV Total Net Avoided Cost Water | Dehumidifier replacement (Low income only) ¦ First Nations Home Retrofits | TRC | 0 | 0 | 0
None | PV Total Net Avoided Cost Water | Dimmer Switch ¦ Instant Savings | TRC | 0 | 0 | 0
None | PV Total Net Avoided Cost Water | Discus or Scroll Refrigeration Compressor ¦ Business Energy Rebates | TRC | 0 | 0 | 0
None | PV Total Net Avoided Cost Water | Discus or Scroll Refrigeration Compressor ¦ Small Business Energy Solutions | TRC | 0 | 0 | 0
None | PV Total Net Avoided Cost Water | Dishwasher replacement ¦ Appliance Retirement | TRC | 0 | 0 | 0
None | PV Total Net Avoided Cost Water | Door Heater Controls ¦ Business Energy Rebates | TRC | 0 | 0 | 0
None | PV Total Net Avoided Cost Water | Door Heater Controls ¦ Small Business Energy Solutions | TRC | 0 | 0 | 0
None | PV Total Net Avoided Cost Water | Double Heat Pad (Agriculture) ¦ Business Energy Rebates | TRC | 0 | 0 | 0
None | PV Total Net Avoided Cost Water | Double Heat Pad (Agriculture) ¦ Small Business Energy Solutions | TRC | 0 | 0 | 0
None | PV Total Net Avoided Cost Water | Downlight Luminaire (1200 lumen) ¦ Small Business Energy Solutions | TRC | 0 | 0 | 0
None | PV Total Net Avoided Cost Water | Downlight Luminaire (3000 lumen) ¦ Small Business Energy Solutions | TRC | 0 | 0 | 0
None | PV Total Net Avoided Cost Water | Downlight Luminaire (800 lumen) ¦ Small Business Energy Solutions | TRC | 0 | 0 | 0
None | PV Total Net Avoided Cost Water | Drain Water Heat Recovery ¦ First Nations Home Retrofits | TRC | 0 | 0 | 0
None | PV Total Net Avoided Cost Water | Drain Water Heat Recovery ¦ Green Heat | TRC | 0 | 0 | 0
None | PV Total Net Avoided Cost Water | Drain Water Heat Recovery ¦ Home Energy Assessment | TRC | 0 | 0 | 0
None | PV Total Net Avoided Cost Water | Dual Enthalpy Economizer Controls ¦ Business Energy Rebates | TRC | 0 | 0 | 0
None | PV Total Net Avoided Cost Water | Dual Enthalpy Economizer Controls ¦ Small Business Energy Solutions | TRC | 0 | 0 | 0
None | PV Total Net Avoided Cost Water | EC Motor for Refrigeration Applications ¦ Business Energy Rebates1 | TRC | 0 | 0 | 0
None | PV Total Net Avoided Cost Water | EC Motor for Refrigeration Applications ¦ Business Energy Rebates2 | TRC | 0 | 0 | 0
None | PV Total Net Avoided Cost Water | EC Motor for Refrigeration Applications ¦ Small Business Energy Solutions1 | TRC | 0 | 0 | 0
None | PV Total Net Avoided Cost Water | EC Motor for Refrigeration Applications ¦ Small Business Energy Solutions2 | TRC | 0 | 0 | 0
None | PV Total Net Avoided Cost Water | ECM Circulator Pump ¦ Home Energy Assessment | TRC | 0 | 0 | 0
None | PV Total Net Avoided Cost Water | ECM Circulator Pump ¦ Instant Savings | TRC | 0 | 0 | 0
None | PV Total Net Avoided Cost Water | Efficient clothes washer ¦ Instant Savings | TRC | 0.0014165 | 0.0014449 | 0.0014738
None | PV Total Net Avoided Cost Water | Efficient refrigerator ¦ Instant Savings | TRC | 0 | 0 | 0
None | PV Total Net Avoided Cost Water | Electric Combination Oven ¦ Business Energy Rebates | TRC | 0 | 0 | 0
None | PV Total Net Avoided Cost Water | Electric Combination Oven ¦ Small Business Energy Solutions | TRC | 0 | 0 | 0
None | PV Total Net Avoided Cost Water | Electric Combination Oven with Gas ¦ Business Energy Rebates | TRC | 0 | 0 | 0
None | PV Total Net Avoided Cost Water | Electric Combination Oven with Gas ¦ Small Business Energy Solutions | TRC | 0 | 0 | 0
None | PV Total Net Avoided Cost Water | Electric Convection Oven ¦ Business Energy Rebates | TRC | 0 | 0 | 0
None | PV Total Net Avoided Cost Water | Electric Convection Oven ¦ Small Business Energy Solutions | TRC | 0 | 0 | 0
None | PV Total Net Avoided Cost Water | Electric Convection Oven with Gas ¦ Business Energy Rebates | TRC | 0 | 0 | 0
None | PV Total Net Avoided Cost Water | Electric Convection Oven with Gas ¦ Small Business Energy Solutions | TRC | 0 | 0 | 0
None | PV Total Net Avoided Cost Water | Electric Fryer Replacement with Gas ¦ Business Energy Rebates | TRC | 0 | 0 | 0
None | PV Total Net Avoided Cost Water | Electric Fryer Replacement with Gas ¦ Small Business Energy Solutions | TRC | 0 | 0 | 0
None | PV Total Net Avoided Cost Water | Electric Griddle ¦ Business Energy Rebates | TRC | 0 | 0 | 0
None | PV Total Net Avoided Cost Water | Electric Griddle ¦ Small Business Energy Solutions | TRC | 0 | 0 | 0
None | PV Total Net Avoided Cost Water | Electric Griddle Replacement with Gas ¦ Business Energy Rebates | TRC | 0 | 0 | 0
None | PV Total Net Avoided Cost Water | Electric Griddle Replacement with Gas ¦ Small Business Energy Solutions | TRC | 0 | 0 | 0
None | PV Total Net Avoided Cost Water | Electric Steam Cooker ¦ Business Energy Rebates | TRC | 0 | 0 | 0
None | PV Total Net Avoided Cost Water | Electric Steam Cooker ¦ Small Business Energy Solutions | TRC | 0 | 0 | 0
None | PV Total Net Avoided Cost Water | Electric Steam Cooker Replacement with Gas ¦ Business Energy Rebates | TRC | 0 | 0 | 0
None | PV Total Net Avoided Cost Water | Electric Steam Cooker Replacement with Gas ¦ Small Business Energy Solutions | TRC | 0 | 0 | 0
None | PV Total Net Avoided Cost Water | Electric to Natural Gas - Water Heater ¦ Business Energy Rebates | TRC | 0 | 0 | 0
None | PV Total Net Avoided Cost Water | Electric to Natural Gas - Water Heater ¦ Small Business Energy Solutions | TRC | 0 | 0 | 0
None | PV Total Net Avoided Cost Water | Energy Management Information Systems ¦ EMIS | TRC | 0 | 0 | 0
None | PV Total Net Avoided Cost Water | Energy Star Dryer ¦ Instant Savings | TRC | 0 | 0 | 0
None | PV Total Net Avoided Cost Water | ENERGY STAR Pool Pump ¦ Business Energy Rebates | TRC | 0 | 0 | 0
None | PV Total Net Avoided Cost Water | ENERGY STAR Pool Pump ¦ Small Business Energy Solutions | TRC | 0 | 0 | 0
None | PV Total Net Avoided Cost Water | ENERGY STAR Uninteruptible Power Supplies (UPS) ¦ Business Energy Rebates | TRC | 0 | 0 | 0
None | PV Total Net Avoided Cost Water | ENERGY STAR Uninteruptible Power Supplies (UPS) ¦ Small Business Energy Solutions | TRC | 0 | 0 | 0
None | PV Total Net Avoided Cost Water | ENERGY STAR Washing Machine ¦ Business Energy Rebates | TRC | 1.8913 | 1.9291 | 1.9677
None | PV Total Net Avoided Cost Water | ENERGY STAR Washing Machine ¦ Small Business Energy Solutions | TRC | 1.9353 | 1.974 | 2.0135
None | PV Total Net Avoided Cost Water | Engine Block Heater Timer (Agriculture) ¦ Business Energy Rebates | TRC | 0 | 0 | 0
None | PV Total Net Avoided Cost Water | Engine Block Heater Timer (Agriculture) ¦ Small Business Energy Solutions | TRC | 0 | 0 | 0
None | PV Total Net Avoided Cost Water | Evaporator Fan Motor Controls ¦ Business Energy Rebates | TRC | 0 | 0 | 0
None | PV Total Net Avoided Cost Water | Evaporator Fan Motor Controls ¦ Small Business Energy Solutions | TRC | 0 | 0 | 0
None | PV Total Net Avoided Cost Water | Faucet Aerators - MURB ¦ Efficient Products Installation | TRC | 0.00024237 | 0.00024722 | 0.00025216
None | PV Total Net Avoided Cost Water | Faucet Aerators ¦ Efficient Products Installation | TRC | 0.00025181 | 0.00025685 | 0.00026199
None | PV Total Net Avoided Cost Water | Flood Luminaire (10000 lumen) ¦ Business Energy Rebates | TRC | 0 | 0 | 0
None | PV Total Net Avoided Cost Water | Flood Luminaire (10000 lumen) ¦ Small Business Energy Solutions | TRC | 0 | 0 | 0
None | PV Total Net Avoided Cost Water | Flood Luminaire (48000 lumen) ¦ Business Energy Rebates | TRC | 0 | 0 | 0
None | PV Total Net Avoided Cost Water | Flood Luminaire (48000 lumen) ¦ Small Business Energy Solutions | TRC | 0 | 0 | 0
None | PV Total Net Avoided Cost Water | Four Pin Replacement Lamps for CFLs ¦ Business Energy Rebates | TRC | 0 | 0 | 0
None | PV Total Net Avoided Cost Water | Four Pin Replacement Lamps for CFLs ¦ Small Business Energy Solutions | TRC | 0 | 0 | 0
None | PV Total Net Avoided Cost Water | Freezer replacement (Low income only) ¦ Appliance Retirement | TRC | 0 | 0 | 0
None | PV Total Net Avoided Cost Water | Freezer replacement (Low income only) ¦ First Nations Home Retrofits | TRC | 0 | 0 | 0
None | PV Total Net Avoided Cost Water | Freezer replacement ¦ Appliance Retirement | TRC | 0 | 0 | 0
None | PV Total Net Avoided Cost Water | Freezer retirement ¦ Appliance Retirement | TRC | 0 | 0 | 0
None | PV Total Net Avoided Cost Water | Fridge replacement ¦ Appliance Retirement | TRC | 0 | 0 | 0
None | PV Total Net Avoided Cost Water | Fuel Pump Canopy Luminaire (4000 lumen) ¦ Business Energy Rebates | TRC | 0 | 0 | 0
None | PV Total Net Avoided Cost Water | Fuel Pump Canopy Luminaire (4000 lumen) ¦ Small Business Energy Solutions | TRC | 0 | 0 | 0
None | PV Total Net Avoided Cost Water | Fuel Pump Canopy Luminaire (8000 lumen) ¦ Business Energy Rebates | TRC | 0 | 0 | 0
None | PV Total Net Avoided Cost Water | Fuel Pump Canopy Luminaire (8000 lumen) ¦ Small Business Energy Solutions | TRC | 0 | 0 | 0
None | PV Total Net Avoided Cost Water | Full Size Hot Food Holding Cabinet ¦ Business Energy Rebates | TRC | 0 | 0 | 0
None | PV Total Net Avoided Cost Water | Full Size Hot Food Holding Cabinet ¦ Small Business Energy Solutions | TRC | 0 | 0 | 0
None | PV Total Net Avoided Cost Water | Glass Door Frezzer ¦ Business Energy Rebates | TRC | 0 | 0 | 0
None | PV Total Net Avoided Cost Water | Glass Door Frezzer ¦ Small Business Energy Solutions | TRC | 0 | 0 | 0
None | PV Total Net Avoided Cost Water | Glass Door Refrigerator ¦ Business Energy Rebates | TRC | 0 | 0 | 0
None | PV Total Net Avoided Cost Water | Glass Door Refrigerator ¦ Small Business Energy Solutions | TRC | 0 | 0 | 0
None | PV Total Net Avoided Cost Water | Ground Source Heat Pump (60kBTU/hr) ¦ Business Energy Rebates | TRC | 0 | 0 | 0
None | PV Total Net Avoided Cost Water | Ground Source Heat Pump (60kBTU/hr) ¦ Small Business Energy Solutions | TRC | 0 | 0 | 0
None | PV Total Net Avoided Cost Water | GSHP ¦ Green Heat | TRC | 0 | 0 | 0
None | PV Total Net Avoided Cost Water | Heat Pump Clothes Dryer ¦ Business Energy Rebates | TRC | 0 | 0 | 0
None | PV Total Net Avoided Cost Water | Heat Pump Clothes Dryer ¦ Small Business Energy Solutions | TRC | 0 | 0 | 0
None | PV Total Net Avoided Cost Water | Heat Pump Dryer (ventless) ¦ Instant Savings | TRC | 0 | 0 | 0
None | PV Total Net Avoided Cost Water | Heat Pump Water Heater ¦ Business Energy Rebates | TRC | 0 | 0 | 0
None | PV Total Net Avoided Cost Water | Heat Pump Water Heater ¦ First Nations Home Retrofits | TRC | 0 | 0 | 0
None | PV Total Net Avoided Cost Water | Heat Pump Water Heater ¦ Green Heat | TRC | 0 | 0 | 0
None | PV Total Net Avoided Cost Water | Heat Pump Water Heater ¦ Home Energy Assessment | TRC | 0 | 0 | 0
None | PV Total Net Avoided Cost Water | Heat Pump Water Heater ¦ Small Business Energy Solutions | TRC | 0 | 0 | 0
None | PV Total Net Avoided Cost Water | Heat Reclaimer Unit (Agriculture) ¦ Business Energy Rebates | TRC | 0 | 0 | 0
None | PV Total Net Avoided Cost Water | Heat Reclaimer Unit (Agriculture) ¦ Small Business Energy Solutions | TRC | 0 | 0 | 0
None | PV Total Net Avoided Cost Water | Heavy duty timer ¦ Instant Savings | TRC | 0 | 0 | 0
None | PV Total Net Avoided Cost Water | High Bay Luminaire (15 000 lumen) ¦ Business Energy Rebates | TRC | 0 | 0 | 0
None | PV Total Net Avoided Cost Water | High Bay Luminaire (15 000 lumen) ¦ Small Business Energy Solutions | TRC | 0 | 0 | 0
None | PV Total Net Avoided Cost Water | High Bay Luminaire (35 000 lumen) ¦ Business Energy Rebates | TRC | 0 | 0 | 0
None | PV Total Net Avoided Cost Water | High Bay Luminaire (35 000 lumen) ¦ Small Business Energy Solutions | TRC | 0 | 0 | 0
None | PV Total Net Avoided Cost Water | High Bay Luminaire (60 000 lumen) ¦ Business Energy Rebates | TRC | 0 | 0 | 0
None | PV Total Net Avoided Cost Water | High Bay Luminaire (60 000 lumen) ¦ Small Business Energy Solutions | TRC | 0 | 0 | 0
None | PV Total Net Avoided Cost Water | High Efficiency Circulator Pump 1.5kW ¦ Business Energy Rebates | TRC | 0 | 0 | 0
None | PV Total Net Avoided Cost Water | High Efficiency Circulator Pump 1.5kW ¦ Small Business Energy Solutions | TRC | 0 | 0 | 0
None | PV Total Net Avoided Cost Water | High Efficiency Circulator Pump 100W ¦ Business Energy Rebates | TRC | 0 | 0 | 0
None | PV Total Net Avoided Cost Water | High Efficiency Circulator Pump 100W ¦ Small Business Energy Solutions | TRC | 0 | 0 | 0
None | PV Total Net Avoided Cost Water | High Efficiency Circulator Pump 300W ¦ Business Energy Rebates | TRC | 0 | 0 | 0
None | PV Total Net Avoided Cost Water | High Efficiency Circulator Pump 300W ¦ Small Business Energy Solutions | TRC | 0 | 0 | 0
None | PV Total Net Avoided Cost Water | High Volume Low Speed Fan (Agriculture) ¦ Business Energy Rebates | TRC | 0 | 0 | 0
None | PV Total Net Avoided Cost Water | High Volume Low Speed Fan (Agriculture) ¦ Small Business Energy Solutions | TRC | 0 | 0 | 0
None | PV Total Net Avoided Cost Water | Holiday Lights Exchange - MURB ¦ Efficient Products Installation | TRC | 0 | 0 | 0
None | PV Total Net Avoided Cost Water | Holiday Lights Exchange ¦ Efficient Products Installation | TRC | 0 | 0 | 0
None | PV Total Net Avoided Cost Water | Hot Water Tank Wrap - MURB ¦ Efficient Products Installation | TRC | 0 | 0 | 0
None | PV Total Net Avoided Cost Water | Hot Water Tank Wrap ¦ Efficient Products Installation | TRC | 0 | 0 | 0
None | PV Total Net Avoided Cost Water | HVAC Hotel Occupancy Sensor ¦ Business Energy Rebates | TRC | 0 | 0 | 0
None | PV Total Net Avoided Cost Water | HVAC Hotel Occupancy Sensor ¦ Small Business Energy Solutions | TRC | 0 | 0 | 0
None | PV Total Net Avoided Cost Water | Hybrid Heat Pump Dryer ¦ Instant Savings | TRC | 0 | 0 | 0
None | PV Total Net Avoided Cost Water | Ice-Making Head ¦ Business Energy Rebates | TRC | 0 | 0 | 0
None | PV Total Net Avoided Cost Water | Ice-Making Head ¦ Small Business Energy Solutions | TRC | 0 | 0 | 0
None | PV Total Net Avoided Cost Water | Indoor motion sensor ¦ Instant Savings | TRC | 0 | 0 | 0
None | PV Total Net Avoided Cost Water | Intelligent Freezer Defrost Controls ¦ Business Energy Rebates | TRC | 0 | 0 | 0
None | PV Total Net Avoided Cost Water | Intelligent Freezer Defrost Controls ¦ Small Business Energy Solutions | TRC | 0 | 0 | 0
None | PV Total Net Avoided Cost Water | Large Commercial/Industrial ETS System ¦ ETS Business Energy Rebates | TRC | 0 | 0 | 0
None | PV Total Net Avoided Cost Water | LED - ENERGY STAR Fixture with Motion Sensor ¦ Instant Savings | TRC | 0 | 0 | 0
None | PV Total Net Avoided Cost Water | LED - ENERGY STAR Fixture without Motion Sensor ¦ Instant Savings | TRC | 0 | 0 | 0
None | PV Total Net Avoided Cost Water | LED - Other ¦ Instant Savings | TRC | 0 | 0 | 0
None | PV Total Net Avoided Cost Water | LED - R, BR and Decorative ¦ Instant Savings | TRC | 0 | 0 | 0
None | PV Total Net Avoided Cost Water | LED - Recessed downlight ¦ Instant Savings | TRC | 0 | 0 | 0
None | PV Total Net Avoided Cost Water | LED Nightlights - MURB ¦ Efficient Products Installation | TRC | 0 | 0 | 0
None | PV Total Net Avoided Cost Water | LED Nightlights ¦ Efficient Products Installation | TRC | 0 | 0 | 0
None | PV Total Net Avoided Cost Water | LED Replacement Lamps for HID (10000 lumen) ¦ Business Energy Rebates | TRC | 0 | 0 | 0
None | PV Total Net Avoided Cost Water | LED Replacement Lamps for HID (10000 lumen) ¦ Small Business Energy Solutions | TRC | 0 | 0 | 0
None | PV Total Net Avoided Cost Water | LED Replacement Lamps for HID (4000 lumen) ¦ Business Energy Rebates | TRC | 0 | 0 | 0
None | PV Total Net Avoided Cost Water | LED Replacement Lamps for HID (4000 lumen) ¦ Small Business Energy Solutions | TRC | 0 | 0 | 0
None | PV Total Net Avoided Cost Water | LED Troffer (1x4) ¦ Business Energy Rebates | TRC | 0 | 0 | 0
None | PV Total Net Avoided Cost Water | LED Troffer (1x4) ¦ Small Business Energy Solutions | TRC | 0 | 0 | 0
None | PV Total Net Avoided Cost Water | LED Troffer (2x2) ¦ Business Energy Rebates | TRC | 0 | 0 | 0
None | PV Total Net Avoided Cost Water | LED Troffer (2x2) ¦ Small Business Energy Solutions | TRC | 0 | 0 | 0
None | PV Total Net Avoided Cost Water | LED Troffer (4x2) ¦ Business Energy Rebates | TRC | 0 | 0 | 0
None | PV Total Net Avoided Cost Water | LED Troffer (4x2) ¦ Small Business Energy Solutions | TRC | 0 | 0 | 0
None | PV Total Net Avoided Cost Water | LED Wall Sconce (1200 lumen) ¦ Small Business Energy Solutions | TRC | 0 | 0 | 0
None | PV Total Net Avoided Cost Water | LED Wall Sconce (3000 lumen) ¦ Small Business Energy Solutions | TRC | 0 | 0 | 0
None | PV Total Net Avoided Cost Water | LED Wall Sconce (800 lumen) ¦ Small Business Energy Solutions | TRC | 0 | 0 | 0
None | PV Total Net Avoided Cost Water | Linear Ambient Luminaire (10000 lumen) ¦ Business Energy Rebates | TRC | 0 | 0 | 0
None | PV Total Net Avoided Cost Water | Linear Ambient Luminaire (10000 lumen) ¦ Small Business Energy Solutions | TRC | 0 | 0 | 0
None | PV Total Net Avoided Cost Water | Linear Ambient Luminaire (2000 lumen) ¦ Business Energy Rebates | TRC | 0 | 0 | 0
None | PV Total Net Avoided Cost Water | Linear Ambient Luminaire (2000 lumen) ¦ Small Business Energy Solutions | TRC | 0 | 0 | 0
None | PV Total Net Avoided Cost Water | Linear Ambient Luminaire (4000 lumen) ¦ Business Energy Rebates | TRC | 0 | 0 | 0
None | PV Total Net Avoided Cost Water | Linear Ambient Luminaire (4000 lumen) ¦ Small Business Energy Solutions | TRC | 0 | 0 | 0
None | PV Total Net Avoided Cost Water | Linear Ambient Luminaire (8000 lumen) ¦ Business Energy Rebates | TRC | 0 | 0 | 0
None | PV Total Net Avoided Cost Water | Linear Ambient Luminaire (8000 lumen) ¦ Small Business Energy Solutions | TRC | 0 | 0 | 0
None | PV Total Net Avoided Cost Water | Linear Replacement Lamp (2 foot) ¦ Business Energy Rebates | TRC | 0 | 0 | 0
None | PV Total Net Avoided Cost Water | Linear Replacement Lamp (2 foot) ¦ Small Business Energy Solutions | TRC | 0 | 0 | 0
None | PV Total Net Avoided Cost Water | Linear Replacement Lamp (4 foot) ¦ Business Energy Rebates | TRC | 0 | 0 | 0
None | PV Total Net Avoided Cost Water | Linear Replacement Lamp (4 foot) ¦ Small Business Energy Solutions | TRC | 0 | 0 | 0
None | PV Total Net Avoided Cost Water | Low-bay Luminaire (10,000 lumen) ¦ Business Energy Rebates | TRC | 0 | 0 | 0
None | PV Total Net Avoided Cost Water | Low-bay Luminaire (10,000 lumen) ¦ Small Business Energy Solutions | TRC | 0 | 0 | 0
None | PV Total Net Avoided Cost Water | Low-bay Luminaire (5000 lumen) ¦ Business Energy Rebates | TRC | 0 | 0 | 0
None | PV Total Net Avoided Cost Water | Low-bay Luminaire (5000 lumen) ¦ Small Business Energy Solutions | TRC | 0 | 0 | 0
None | PV Total Net Avoided Cost Water | Low-flow showerhead - 0.5 gpm Reduction - MURB ¦ Efficient Products Installation | TRC | 0.00093252 | 0.00095117 | 0.00097019
None | PV Total Net Avoided Cost Water | Low-flow showerhead - 0.5 gpm Reduction ¦ Efficient Products Installation | TRC | 0.0012952 | 0.0013211 | 0.0013475
None | PV Total Net Avoided Cost Water | Low-flow showerhead - 1.0 gpm Reduction - MURB ¦ Efficient Products Installation | TRC | 0.001865 | 0.0019023 | 0.0019404
None | PV Total Net Avoided Cost Water | Low-flow showerhead - 1.0 gpm Reduction ¦ Efficient Products Installation | TRC | 0.0025903 | 0.0026421 | 0.002695
None | PV Total Net Avoided Cost Water | Low-flow showerhead -0.75 gpm Reduction - MURB ¦ Efficient Products Installation | TRC | 0.0013988 | 0.0014267 | 0.0014553
None | PV Total Net Avoided Cost Water | Low-flow showerhead -0.75 gpm Reduction ¦ Efficient Products Installation | TRC | 0.0019427 | 0.0019816 | 0.0020212
None | PV Total Net Avoided Cost Water | Low/Zero Energy Livestock Waterer ¦ Business Energy Rebates | TRC | 0 | 0 | 0
None | PV Total Net Avoided Cost Water | Low/Zero Energy Livestock Waterer ¦ Small Business Energy Solutions | TRC | 0 | 0 | 0
None | PV Total Net Avoided Cost Water | Luminaire Level Lighting Control (LLLC) - High Impact Application ¦ Business Energy Rebates | TRC | 0 | 0 | 0
None | PV Total Net Avoided Cost Water | Luminaire Level Lighting Control (LLLC) - High Impact Application ¦ Small Business Energy Solutions | TRC | 0 | 0 | 0
None | PV Total Net Avoided Cost Water | Luminaire Level Lighting Control (LLLC) - Low Impact Application ¦ Business Energy Rebates | TRC | 0 | 0 | 0
None | PV Total Net Avoided Cost Water | Luminaire Level Lighting Control (LLLC) - Low Impact Application ¦ Small Business Energy Solutions | TRC | 0 | 0 | 0
None | PV Total Net Avoided Cost Water | Medium Commercial ETS System ¦ ETS Business Energy Rebates | TRC | 0 | 0 | 0
None | PV Total Net Avoided Cost Water | Medium Commercial ETS System ¦ ETS Small Business Energy Solutions | TRC | 0 | 0 | 0
None | PV Total Net Avoided Cost Water | Milk Pre-cooler ¦ Business Energy Rebates | TRC | 0 | 0 | 0
None | PV Total Net Avoided Cost Water | Milk Pre-cooler ¦ Small Business Energy Solutions | TRC | 0 | 0 | 0
None | PV Total Net Avoided Cost Water | Mini freezer retirement ¦ Appliance Retirement | TRC | 0 | 0 | 0
None | PV Total Net Avoided Cost Water | Mini fridge retirement ¦ Appliance Retirement | TRC | 0 | 0 | 0
None | PV Total Net Avoided Cost Water | Motion sensor with dimmer switch ¦ Instant Savings | TRC | 0 | 0 | 0
None | PV Total Net Avoided Cost Water | MSHP - Fully Electrical ¦ Green Heat | TRC | 0 | 0 | 0
None | PV Total Net Avoided Cost Water | MSHP - Mainly Electrical ¦ Green Heat | TRC | 0 | 0 | 0
None | PV Total Net Avoided Cost Water | Multi-Tank Conveyor Dishwasher - High Temp ¦ Business Energy Rebates | TRC | 17.0755 | 17.4171 | 17.7654
None | PV Total Net Avoided Cost Water | Multi-Tank Conveyor Dishwasher - High Temp ¦ Small Business Energy Solutions | TRC | 17.4726 | 17.8221 | 18.1785
None | PV Total Net Avoided Cost Water | Multi-Tank Conveyor Dishwasher - Low Temp ¦ Business Energy Rebates | TRC | 19.8553 | 20.2524 | 20.6574
None | PV Total Net Avoided Cost Water | Multi-Tank Conveyor Dishwasher - Low Temp ¦ Small Business Energy Solutions | TRC | 20.317 | 20.7234 | 21.1378
None | PV Total Net Avoided Cost Water | Natural Barn Ventiliation - Summer Only ¦ Business Energy Rebates | TRC | 0 | 0 | 0
None | PV Total Net Avoided Cost Water | Natural Barn Ventiliation - Summer Only ¦ Small Business Energy Solutions | TRC | 0 | 0 | 0
None | PV Total Net Avoided Cost Water | Natural Barn Ventiliation - Year-Round ¦ Business Energy Rebates | TRC | 0 | 0 | 0
None | PV Total Net Avoided Cost Water | Natural Barn Ventiliation - Year-Round ¦ Small Business Energy Solutions | TRC | 0 | 0 | 0
None | PV Total Net Avoided Cost Water | Natural Gas Conversion - Commercial Electric Clothes Dryer ¦ Business Energy Rebates | TRC | 0 | 0 | 0
None | PV Total Net Avoided Cost Water | Natural Gas Conversion - Commercial Electric Clothes Dryer ¦ Small Business Energy Solutions | TRC | 0 | 0 | 0
None | PV Total Net Avoided Cost Water | Networked/ Connected - Indoor LED Lamp ¦ Instant Savings | TRC | 0 | 0 | 0
None | PV Total Net Avoided Cost Water | Networked/Connected - High Impact Application ¦ Business Energy Rebates | TRC | 0 | 0 | 0
None | PV Total Net Avoided Cost Water | Networked/Connected - High Impact Application ¦ Small Business Energy Solutions | TRC | 0 | 0 | 0
None | PV Total Net Avoided Cost Water | Networked/Connected - Low Impact Application ¦ Business Energy Rebates | TRC | 0 | 0 | 0
None | PV Total Net Avoided Cost Water | Networked/Connected - Low Impact Application ¦ Small Business Energy Solutions | TRC | 0 | 0 | 0
None | PV Total Net Avoided Cost Water | No-Loss Drain ¦ Business Energy Rebates | TRC | 0 | 0 | 0
None | PV Total Net Avoided Cost Water | No-Loss Drain ¦ Small Business Energy Solutions | TRC | 0 | 0 | 0
None | PV Total Net Avoided Cost Water | Occupancy Sensor (Ceiling Mounted) ¦ Business Energy Rebates | TRC | 0 | 0 | 0
None | PV Total Net Avoided Cost Water | Occupancy Sensor (Ceiling Mounted) ¦ Small Business Energy Solutions | TRC | 0 | 0 | 0
None | PV Total Net Avoided Cost Water | Occupancy Sensor (Wall Mounted) ¦ Business Energy Rebates | TRC | 0 | 0 | 0
None | PV Total Net Avoided Cost Water | Occupancy Sensor (Wall Mounted) ¦ Small Business Energy Solutions | TRC | 0 | 0 | 0
None | PV Total Net Avoided Cost Water | Occupancy Sensor (Exterior) ¦ Business Energy Rebates | TRC | 0 | 0 | 0
None | PV Total Net Avoided Cost Water | Occupancy Sensor (Exterior) ¦ Small Business Energy Solutions | TRC | 0 | 0 | 0
None | PV Total Net Avoided Cost Water | Open to Closed Cooler Conversion ¦ Business Energy Rebates | TRC | 0 | 0 | 0
None | PV Total Net Avoided Cost Water | Open to Closed Cooler Conversion ¦ Small Business Energy Solutions | TRC | 0 | 0 | 0
None | PV Total Net Avoided Cost Water | Outdoor motion sensor ¦ Instant Savings | TRC | 0 | 0 | 0
None | PV Total Net Avoided Cost Water | Outside Air Economizer ¦ Business Energy Rebates | TRC | 0 | 0 | 0
None | PV Total Net Avoided Cost Water | Outside Air Economizer ¦ Small Business Energy Solutions | TRC | 0 | 0 | 0
None | PV Total Net Avoided Cost Water | Packaged Terminal Heat Pump (12kBTU/hr) ¦ Business Energy Rebates | TRC | 0 | 0 | 0
None | PV Total Net Avoided Cost Water | Packaged Terminal Heat Pump (12kBTU/hr) ¦ Small Business Energy Solutions | TRC | 0 | 0 | 0
None | PV Total Net Avoided Cost Water | Parking Garage Luminaire (4000 lumen) ¦ Business Energy Rebates | TRC | 0 | 0 | 0
None | PV Total Net Avoided Cost Water | Parking Garage Luminaire (4000 lumen) ¦ Small Business Energy Solutions | TRC | 0 | 0 | 0
None | PV Total Net Avoided Cost Water | Parking Garage Luminaire (8000 lumen) ¦ Business Energy Rebates | TRC | 0 | 0 | 0
None | PV Total Net Avoided Cost Water | Parking Garage Luminaire (8000 lumen) ¦ Small Business Energy Solutions | TRC | 0 | 0 | 0
None | PV Total Net Avoided Cost Water | Pellet Boiler/Furnace ¦ Green Heat | TRC | 0 | 0 | 0
None | PV Total Net Avoided Cost Water | Pellet Stove ¦ Green Heat | TRC | 0 | 0 | 0
None | PV Total Net Avoided Cost Water | Pipe Insulation - MURB ¦ Efficient Products Installation | TRC | 0 | 0 | 0
None | PV Total Net Avoided Cost Water | Pipe Insulation ¦ Efficient Products Installation | TRC | 0 | 0 | 0
None | PV Total Net Avoided Cost Water | Pole/Arm-Mounted Area Luminaire (20000 lumen) ¦ Business Energy Rebates | TRC | 0 | 0 | 0
None | PV Total Net Avoided Cost Water | Pole/Arm-Mounted Area Luminaire (20000 lumen) ¦ Small Business Energy Solutions | TRC | 0 | 0 | 0
None | PV Total Net Avoided Cost Water | Pole/Arm-Mounted Area Luminaire (4000 lumen) ¦ Business Energy Rebates | TRC | 0 | 0 | 0
None | PV Total Net Avoided Cost Water | Pole/Arm-Mounted Area Luminaire (4000 lumen) ¦ Small Business Energy Solutions | TRC | 0 | 0 | 0
None | PV Total Net Avoided Cost Water | Pole/Arm-Mounted Area Luminaire (60000 lumen) ¦ Business Energy Rebates | TRC | 0 | 0 | 0
None | PV Total Net Avoided Cost Water | Pole/Arm-Mounted Area Luminaire (60000 lumen) ¦ Small Business Energy Solutions | TRC | 0 | 0 | 0
None | PV Total Net Avoided Cost Water | Pole/Arm-Mounted Decorative Luminaire (1500 lumen) ¦ Business Energy Rebates | TRC | 0 | 0 | 0
None | PV Total Net Avoided Cost Water | Pole/Arm-Mounted Decorative Luminaire (1500 lumen) ¦ Small Business Energy Solutions | TRC | 0 | 0 | 0
None | PV Total Net Avoided Cost Water | Pole/Arm-Mounted Decorative Luminaire (5000 lumen) ¦ Business Energy Rebates | TRC | 0 | 0 | 0
None | PV Total Net Avoided Cost Water | Pole/Arm-Mounted Decorative Luminaire (5000 lumen) ¦ Small Business Energy Solutions | TRC | 0 | 0 | 0
None | PV Total Net Avoided Cost Water | Pot, Pan and Utensil Dishwasher - High Temp ¦ Business Energy Rebates | TRC | 1.3676 | 1.3949 | 1.4228
None | PV Total Net Avoided Cost Water | Pot, Pan and Utensil Dishwasher - High Temp ¦ Small Business Energy Solutions | TRC | 1.3994 | 1.4274 | 1.4559
None | PV Total Net Avoided Cost Water | Power bar with timer ¦ Instant Savings | TRC | 0 | 0 | 0
None | PV Total Net Avoided Cost Water | Premium High Bay Luminaire (15 000 lumen) ¦ Business Energy Rebates | TRC | 0 | 0 | 0
None | PV Total Net Avoided Cost Water | Premium High Bay Luminaire (15 000 lumen) ¦ Small Business Energy Solutions | TRC | 0 | 0 | 0
None | PV Total Net Avoided Cost Water | Premium High Bay Luminaire (35 000 lumen) ¦ Business Energy Rebates | TRC | 0 | 0 | 0
None | PV Total Net Avoided Cost Water | Premium High Bay Luminaire (35 000 lumen) ¦ Small Business Energy Solutions | TRC | 0 | 0 | 0
None | PV Total Net Avoided Cost Water | Premium High Bay Luminaire (60 000 lumen) ¦ Business Energy Rebates | TRC | 0 | 0 | 0
None | PV Total Net Avoided Cost Water | Premium High Bay Luminaire (60 000 lumen) ¦ Small Business Energy Solutions | TRC | 0 | 0 | 0
None | PV Total Net Avoided Cost Water | Programmable thermostat ¦ Instant Savings | TRC | 0 | 0 | 0
None | PV Total Net Avoided Cost Water | Programmable Thermostats ¦ First Nations Home Retrofits | TRC | 0 | 0 | 0
None | PV Total Net Avoided Cost Water | Range / Stove replacement ¦ Appliance Retirement | TRC | 0 | 0 | 0
None | PV Total Net Avoided Cost Water | refri ¦ Small Business Energy Solutions | TRC | 0 | 0 | 0
None | PV Total Net Avoided Cost Water | Refrigerated Case Luminaire ¦ Business Energy Rebates | TRC | 0 | 0 | 0
None | PV Total Net Avoided Cost Water | Refrigerated Case Luminaire ¦ Small Business Energy Solutions | TRC | 0 | 0 | 0
None | PV Total Net Avoided Cost Water | Refrigerated Vending Machine Controls ¦ Business Energy Rebates | TRC | 0 | 0 | 0
None | PV Total Net Avoided Cost Water | Refrigerated Vending Machine Controls ¦ Small Business Energy Solutions | TRC | 0 | 0 | 0
None | PV Total Net Avoided Cost Water | Refrigerator replacement (Low income only) ¦ Appliance Retirement | TRC | 0 | 0 | 0
None | PV Total Net Avoided Cost Water | Refrigerator replacement (Low income only) ¦ First Nations Home Retrofits | TRC | 0 | 0 | 0
None | PV Total Net Avoided Cost Water | Refrigerator retirement ¦ Appliance Retirement | TRC | 0 | 0 | 0
None | PV Total Net Avoided Cost Water | Remote Condensing Unit ¦ Business Energy Rebates | TRC | 0 | 0 | 0
None | PV Total Net Avoided Cost Water | Remote Condensing Unit ¦ Small Business Energy Solutions | TRC | 0 | 0 | 0
None | PV Total Net Avoided Cost Water | Residential DHW Timer ¦ ETS Green Heat | TRC | 0 | 0 | 0
None | PV Total Net Avoided Cost Water | Residential ETS System (Central) ¦ ETS Green Heat | TRC | 0 | 0 | 0
None | PV Total Net Avoided Cost Water | Residential ETS System (Central) ¦ ETS Home Energy Assessment | TRC | 0 | 0 | 0
None | PV Total Net Avoided Cost Water | Residential ETS System (Room) ¦ ETS Green Heat | TRC | 0 | 0 | 0
None | PV Total Net Avoided Cost Water | Residential ETS System (Room) ¦ ETS Home Energy Assessment | TRC | 0 | 0 | 0
None | PV Total Net Avoided Cost Water | Room air purifier ¦ Instant Savings | TRC | 0 | 0 | 0
None | PV Total Net Avoided Cost Water | Self-Contained Ice Maker ¦ Business Energy Rebates | TRC | 0 | 0 | 0
None | PV Total Net Avoided Cost Water | Self-Contained Ice Maker ¦ Small Business Energy Solutions | TRC | 0 | 0 | 0
None | PV Total Net Avoided Cost Water | Server Virtualization and Decommissioning ¦ Business Energy Rebates | TRC | 0 | 0 | 0
None | PV Total Net Avoided Cost Water | Server Virtualization and Decommissioning ¦ Small Business Energy Solutions | TRC | 0 | 0 | 0
None | PV Total Net Avoided Cost Water | Server-based Power Management Software ¦ Business Energy Rebates | TRC | 0 | 0 | 0
None | PV Total Net Avoided Cost Water | Server-based Power Management Software ¦ Small Business Energy Solutions | TRC | 0 | 0 | 0
None | PV Total Net Avoided Cost Water | Single -Tank Conveyor Dishwasher - High Temp ¦ Business Energy Rebates | TRC | 4.5005 | 4.5905 | 4.6824
None | PV Total Net Avoided Cost Water | Single -Tank Conveyor Dishwasher - High Temp ¦ Small Business Energy Solutions | TRC | 4.6052 | 4.6973 | 4.7912
None | PV Total Net Avoided Cost Water | Single -Tank Conveyor Dishwasher - Low Temp ¦ Business Energy Rebates | TRC | 13.7663 | 14.0417 | 14.3225
None | PV Total Net Avoided Cost Water | Single -Tank Conveyor Dishwasher - Low Temp ¦ Small Business Energy Solutions | TRC | 14.0865 | 14.3682 | 14.6556
None | PV Total Net Avoided Cost Water | Single Heat Pad (Agriculture) ¦ Business Energy Rebates | TRC | 0 | 0 | 0
None | PV Total Net Avoided Cost Water | Single Heat Pad (Agriculture) ¦ Small Business Energy Solutions | TRC | 0 | 0 | 0
None | PV Total Net Avoided Cost Water | Single-Tank Door type Dishwasher - High Temp ¦ Business Energy Rebates | TRC | 6.1519 | 6.275 | 6.4005
None | PV Total Net Avoided Cost Water | Single-Tank Door type Dishwasher - High Temp ¦ Small Business Energy Solutions | TRC | 6.295 | 6.4209 | 6.5493
None | PV Total Net Avoided Cost Water | Single-Tank Door type Dishwasher - Low Temp ¦ Business Energy Rebates | TRC | 14.1494 | 14.4324 | 14.721
None | PV Total Net Avoided Cost Water | Single-Tank Door type Dishwasher - Low Temp ¦ Small Business Energy Solutions | TRC | 14.4785 | 14.768 | 15.0634
None | PV Total Net Avoided Cost Water | Small Commercial ETS Sytem ¦ ETS Business Energy Rebates | TRC | 0 | 0 | 0
None | PV Total Net Avoided Cost Water | Small Commercial ETS Sytem ¦ ETS Small Business Energy Solutions | TRC | 0 | 0 | 0
None | PV Total Net Avoided Cost Water | Smart power bar ¦ Instant Savings | TRC | 0 | 0 | 0
None | PV Total Net Avoided Cost Water | Smart Power Controllers - MURB ¦ Efficient Products Installation | TRC | 0 | 0 | 0
None | PV Total Net Avoided Cost Water | Smart Power Controllers ¦ Efficient Products Installation | TRC | 0 | 0 | 0
None | PV Total Net Avoided Cost Water | Solar air heating ¦ Green Heat | TRC | 0 | 0 | 0
None | PV Total Net Avoided Cost Water | Solar air heating ¦ Home Energy Assessment | TRC | 0 | 0 | 0
None | PV Total Net Avoided Cost Water | Solar DHW System ¦ Business Energy Rebates | TRC | 0 | 0 | 0
None | PV Total Net Avoided Cost Water | Solar DHW System ¦ Small Business Energy Solutions | TRC | 0 | 0 | 0
None | PV Total Net Avoided Cost Water | Solar Domestic Hot Water ¦ Green Heat | TRC | 0 | 0 | 0
None | PV Total Net Avoided Cost Water | Solar Domestic Hot Water ¦ Home Energy Assessment | TRC | 0 | 0 | 0
None | PV Total Net Avoided Cost Water | Solid Door Freezer ¦ Business Energy Rebates | TRC | 0 | 0 | 0
None | PV Total Net Avoided Cost Water | Solid Door Freezer ¦ Small Business Energy Solutions | TRC | 0 | 0 | 0
None | PV Total Net Avoided Cost Water | Solid Door Refrigerator ¦ Business Energy Rebates | TRC | 0 | 0 | 0
None | PV Total Net Avoided Cost Water | Solid Door Refrigerator ¦ Small Business Energy Solutions | TRC | 0 | 0 | 0
None | PV Total Net Avoided Cost Water | Stairwell and Passageway Luminaire ¦ Business Energy Rebates | TRC | 0 | 0 | 0
None | PV Total Net Avoided Cost Water | Stairwell and Passageway Luminaire ¦ Small Business Energy Solutions | TRC | 0 | 0 | 0
None | PV Total Net Avoided Cost Water | Standard Capacity Electric Fryer ¦ Business Energy Rebates | TRC | 0 | 0 | 0
None | PV Total Net Avoided Cost Water | Standard Capacity Electric Fryer ¦ Small Business Energy Solutions | TRC | 0 | 0 | 0
None | PV Total Net Avoided Cost Water | Strategic Energy Management ¦ SEM | TRC | 0 | 0 | 0
None | PV Total Net Avoided Cost Water | Strip-Curtains for Display Cases ¦ Business Energy Rebates | TRC | 0 | 0 | 0
None | PV Total Net Avoided Cost Water | Strip-Curtains for Display Cases ¦ Small Business Energy Solutions | TRC | 0 | 0 | 0
None | PV Total Net Avoided Cost Water | Track/Mono-point Direction Luminaire ¦ Business Energy Rebates | TRC | 0 | 0 | 0
None | PV Total Net Avoided Cost Water | Track/Mono-point Direction Luminaire ¦ Small Business Energy Solutions | TRC | 0 | 0 | 0
None | PV Total Net Avoided Cost Water | Unconverted D ¦ Home Energy Assessment | TRC | 0 | 0 | 0
None | PV Total Net Avoided Cost Water | Under-Counter Dishwasher - HighTemp ¦ Business Energy Rebates | TRC | 0.7021 | 0.71615 | 0.73047
None | PV Total Net Avoided Cost Water | Under-Counter Dishwasher - HighTemp ¦ Small Business Energy Solutions | TRC | 0.71843 | 0.7328 | 0.74746
None | PV Total Net Avoided Cost Water | Under-Counter Dishwasher - Low Temp ¦ Business Energy Rebates | TRC | 1.6484 | 1.6814 | 1.715
None | PV Total Net Avoided Cost Water | Under-Counter Dishwasher - Low Temp ¦ Small Business Energy Solutions | TRC | 1.6868 | 1.7205 | 1.7549
None | PV Total Net Avoided Cost Water | Variable Speed Kitchen Exhuast Fan ¦ Business Energy Rebates | TRC | 0 | 0 | 0
None | PV Total Net Avoided Cost Water | Variable Speed Kitchen Exhuast Fan ¦ Small Business Energy Solutions | TRC | 0 | 0 | 0
None | PV Total Net Avoided Cost Water | Ventilation Fan (Agriculture) ¦ Business Energy Rebates | TRC | 0 | 0 | 0
None | PV Total Net Avoided Cost Water | Ventilation Fan (Agriculture) ¦ Small Business Energy Solutions | TRC | 0 | 0 | 0
None | PV Total Net Avoided Cost Water | VFD - 10 hp - Institutional - Make-up Air Fan ¦ Business Energy Rebates | TRC | 0 | 0 | 0
None | PV Total Net Avoided Cost Water | VFD - 10 hp - Institutional - Make-up Air Fan ¦ Small Business Energy Solutions | TRC | 0 | 0 | 0
None | PV Total Net Avoided Cost Water | VFD - 10 hp - Retail - Supply Fan ¦ Business Energy Rebates | TRC | 0 | 0 | 0
None | PV Total Net Avoided Cost Water | VFD - 10 hp - Retail - Supply Fan ¦ Small Business Energy Solutions | TRC | 0 | 0 | 0
None | PV Total Net Avoided Cost Water | VFD - 20 hp - Institutional - Chilled Water Pump ¦ Business Energy Rebates | TRC | 0 | 0 | 0
None | PV Total Net Avoided Cost Water | VFD - 20 hp - Institutional - Chilled Water Pump ¦ Small Business Energy Solutions | TRC | 0 | 0 | 0
None | PV Total Net Avoided Cost Water | VFD - 20 hp - Retail - Exhaust Fan ¦ Business Energy Rebates | TRC | 0 | 0 | 0
None | PV Total Net Avoided Cost Water | VFD - 20 hp - Retail - Exhaust Fan ¦ Small Business Energy Solutions | TRC | 0 | 0 | 0
None | PV Total Net Avoided Cost Water | VFD - 30 hp - Institutional - Make-up Air Fan ¦ Business Energy Rebates | TRC | 0 | 0 | 0
None | PV Total Net Avoided Cost Water | VFD - 30 hp - Institutional - Make-up Air Fan ¦ Small Business Energy Solutions | TRC | 0 | 0 | 0
None | PV Total Net Avoided Cost Water | VFD - 30 hp - Retail - Supply Fan ¦ Business Energy Rebates | TRC | 0 | 0 | 0
None | PV Total Net Avoided Cost Water | VFD - 30 hp - Retail - Supply Fan ¦ Small Business Energy Solutions | TRC | 0 | 0 | 0
None | PV Total Net Avoided Cost Water | VFD - 40 hp - Warehousing - Exhaust Fan ¦ Business Energy Rebates | TRC | 0 | 0 | 0
None | PV Total Net Avoided Cost Water | VFD - 40 hp - Warehousing - Exhaust Fan ¦ Small Business Energy Solutions | TRC | 0 | 0 | 0
None | PV Total Net Avoided Cost Water | VFD - 5 hp - Institutional - Chilled Water Pump ¦ Business Energy Rebates | TRC | 0 | 0 | 0
None | PV Total Net Avoided Cost Water | VFD - 5 hp - Institutional - Chilled Water Pump ¦ Small Business Energy Solutions | TRC | 0 | 0 | 0
None | PV Total Net Avoided Cost Water | VFD - 5 hp - Retail - Exhaust Fan ¦ Business Energy Rebates | TRC | 0 | 0 | 0
None | PV Total Net Avoided Cost Water | VFD - 5 hp - Retail - Exhaust Fan ¦ Small Business Energy Solutions | TRC | 0 | 0 | 0
None | PV Total Net Avoided Cost Water | VFD Milk Transfer Pump ¦ Business Energy Rebates | TRC | 0 | 0 | 0
None | PV Total Net Avoided Cost Water | VFD Milk Transfer Pump ¦ Small Business Energy Solutions | TRC | 0 | 0 | 0
None | PV Total Net Avoided Cost Water | VFD Milk Vacuum Pump ¦ Business Energy Rebates | TRC | 0 | 0 | 0
None | PV Total Net Avoided Cost Water | VFD Milk Vacuum Pump ¦ Small Business Energy Solutions | TRC | 0 | 0 | 0
None | PV Total Net Avoided Cost Water | Wall Mounted Area Luminaire (1000 lumen) ¦ Business Energy Rebates | TRC | 0 | 0 | 0
None | PV Total Net Avoided Cost Water | Wall Mounted Area Luminaire (1000 lumen) ¦ Small Business Energy Solutions | TRC | 0 | 0 | 0
None | PV Total Net Avoided Cost Water | Wall Mounted Area Luminaire (10000 lumen) ¦ Business Energy Rebates | TRC | 0 | 0 | 0
None | PV Total Net Avoided Cost Water | Wall Mounted Area Luminaire (10000 lumen) ¦ Small Business Energy Solutions | TRC | 0 | 0 | 0
None | PV Total Net Avoided Cost Water | Wall Mounted Area Luminaire (50000 lumen) ¦ Business Energy Rebates | TRC | 0 | 0 | 0
None | PV Total Net Avoided Cost Water | Wall Mounted Area Luminaire (50000 lumen) ¦ Small Business Energy Solutions | TRC | 0 | 0 | 0
None | PV Total Net Avoided Cost Water | Wall wash luminaire (1500 lumen) ¦ Business Energy Rebates | TRC | 0 | 0 | 0
None | PV Total Net Avoided Cost Water | Wall wash luminaire (1500 lumen) ¦ Small Business Energy Solutions | TRC | 0 | 0 | 0
None | PV Total Net Avoided Cost Water | Wall Wash Luminaire (1000 lumen) ¦ Business Energy Rebates | TRC | 0 | 0 | 0
None | PV Total Net Avoided Cost Water | Wall Wash Luminaire (1000 lumen) ¦ Small Business Energy Solutions | TRC | 0 | 0 | 0
None | PV Total Net Avoided Cost Water | Whole home - tier 1 (45% better than code target) ¦ New Home Construction | TRC | 0 | 0 | 0
None | PV Total Net Avoided Cost Water | Whole home - tier 2 (60% better than code target) ¦ New Home Construction | TRC | 0 | 0 | 0
None | PV Total Net Avoided Cost Water | Whole home - tier 3 (70% better than code target) ¦ New Home Construction | TRC | 0 | 0 | 0
None | PV Total Net Avoided Cost Water | Whole Home - tier 0 (22% better than code on average) ¦ New Home Construction | TRC | 0 | 0 | 0
None | PV Total Net Avoided Cost Water | Whole Home ¦ Home Energy Assessment | TRC | 0 | 0 | 0
None | PV Total Net Avoided Cost Water | Whole Home First Nations Retrofit ¦ First Nations Home Retrofits | TRC | 0 | 0 | 0
None | PV Total Net Avoided Cost Water | Wood Boiler/Furnace ¦ Green Heat | TRC | 0 | 0 | 0
None | PV Total Net Avoided Cost Water | Wood Stove ¦ Green Heat | TRC | 0 | 0 | 0
None | PV Total Net Avoided Cost Water | Zero-Energy Doors for Reach-In Coolers ¦ Business Energy Rebates | TRC | 0 | 0 | 0
None | PV Total Net Avoided Cost Water | Zero-Energy Doors for Reach-In Coolers ¦ Small Business Energy Solutions | TRC | 0 | 0 | 0
None | Cumulative Program Savings kWh | 1/2 Size Hot Food Holding Cabinet ¦ Business Energy Rebates | TRC | 0 | 0 | 0
None | Cumulative Program Savings kWh | 1/2 Size Hot Food Holding Cabinet ¦ Small Business Energy Solutions | TRC | 0 | 0 | 0
None | Cumulative Program Savings kWh | 11W Replacing 60W - MURB ¦ Efficient Products Installation | TRC | 0 | 0 | 0
None | Cumulative Program Savings kWh | 11W Replacing 60W ¦ Efficient Products Installation | TRC | 0 | 0 | 0
None | Cumulative Program Savings kWh | 18W Replacing 100W - MURB ¦ Efficient Products Installation | TRC | 0 | 0 | 0
None | Cumulative Program Savings kWh | 18W Replacing 100W ¦ Efficient Products Installation | TRC | 0 | 0 | 0
None | Cumulative Program Savings kWh | 18W Replacing 75W - MURB ¦ Efficient Products Installation | TRC | 0 | 0 | 0
None | Cumulative Program Savings kWh | 18W Replacing 75W ¦ Efficient Products Installation | TRC | 0 | 0 | 0
None | Cumulative Program Savings kWh | 5W Chandelier E12 - MURB ¦ Efficient Products Installation | TRC | 0 | 0 | 0
None | Cumulative Program Savings kWh | 5W Chandelier E12 ¦ Efficient Products Installation | TRC | 0 | 0 | 0
None | Cumulative Program Savings kWh | 7W G25 - MURB ¦ Efficient Products Installation | TRC | 0 | 0 | 0
None | Cumulative Program Savings kWh | 7W G25 ¦ Efficient Products Installation | TRC | 0 | 0 | 0
None | Cumulative Program Savings kWh | 7W GU10 Replacing 35W - MURB ¦ Efficient Products Installation | TRC | 0 | 0 | 0
None | Cumulative Program Savings kWh | 7W GU10 Replacing 35W ¦ Efficient Products Installation | TRC | 0 | 0 | 0
None | Cumulative Program Savings kWh | 7W GU10 Replacing 50W - MURB ¦ Efficient Products Installation | TRC | 0 | 0 | 0
None | Cumulative Program Savings kWh | 7W GU10 Replacing 50W ¦ Efficient Products Installation | TRC | 0 | 0 | 0
None | Cumulative Program Savings kWh | 9.5W Replacing 100W - MURB ¦ Efficient Products Installation | TRC | 0 | 0 | 0
None | Cumulative Program Savings kWh | 9.5W Replacing 100W ¦ Efficient Products Installation | TRC | 0 | 0 | 0
None | Cumulative Program Savings kWh | 9.5W Replacing 40W - MURB ¦ Efficient Products Installation | TRC | 0 | 0 | 0
None | Cumulative Program Savings kWh | 9.5W Replacing 40W ¦ Efficient Products Installation | TRC | 0 | 0 | 0
None | Cumulative Program Savings kWh | 9.5W Replacing 60W - MURB ¦ Efficient Products Installation | TRC | 0 | 0 | 0
None | Cumulative Program Savings kWh | 9.5W Replacing 60W ¦ Efficient Products Installation | TRC | 0 | 0 | 0
None | Cumulative Program Savings kWh | 9W Replacing 100W - MURB ¦ Efficient Products Installation | TRC | 0 | 0 | 0
None | Cumulative Program Savings kWh | 9W Replacing 100W ¦ Efficient Products Installation | TRC | 0 | 0 | 0
None | Cumulative Program Savings kWh | 9W Replacing 40W - MURB ¦ Efficient Products Installation | TRC | 0 | 0 | 0
None | Cumulative Program Savings kWh | 9W Replacing 40W ¦ Efficient Products Installation | TRC | 0 | 0 | 0
None | Cumulative Program Savings kWh | 9W Replacing 60W - MURB ¦ Efficient Products Installation | TRC | 0 | 0 | 0
None | Cumulative Program Savings kWh | 9W Replacing 60W ¦ Efficient Products Installation | TRC | 0 | 0 | 0
None | Cumulative Program Savings kWh | Advanced Lighting Design (Performance Lighting) ¦ Business Energy Rebates | TRC | 0 | 0 | 0
None | Cumulative Program Savings kWh | Advanced Lighting Design (Performance Lighting) ¦ Small Business Energy Solutions | TRC | 0 | 0 | 0
None | Cumulative Program Savings kWh | Air Conditioner retirement ¦ Appliance Retirement | TRC | 0 | 0 | 0
None | Cumulative Program Savings kWh | Air Source Heat Pump (96kBTU/hr) ¦ Business Energy Rebates | TRC | 1393430188.9179 | 2753404671.019 | 4130107006.5284
None | Cumulative Program Savings kWh | Air Source Heat Pump (96kBTU/hr) ¦ Small Business Energy Solutions | TRC | 0 | 0 | 0
None | Cumulative Program Savings kWh | Air-Entraining Air Nozzle ¦ Business Energy Rebates | TRC | 0 | 0 | 0
None | Cumulative Program Savings kWh | ASHP and AWHP - Electrical ¦ Green Heat | TRC | 0 | 0 | 0
None | Cumulative Program Savings kWh | Case Lighting for Sign Retrofits ¦ Business Energy Rebates | TRC | 0 | 0 | 0
None | Cumulative Program Savings kWh | Case Lighting for Sign Retrofits ¦ Small Business Energy Solutions | TRC | 0 | 0 | 0
None | Cumulative Program Savings kWh | CEE Tier 2 Commercial Washing Machine ¦ Business Energy Rebates | TRC | 0 | 0 | 0
None | Cumulative Program Savings kWh | CEE Tier 2 Commercial Washing Machine ¦ Small Business Energy Solutions | TRC | 0 | 0 | 0
None | Cumulative Program Savings kWh | CEE Tier 3 Commercial Washing Machine ¦ Business Energy Rebates | TRC | 0 | 0 | 0
None | Cumulative Program Savings kWh | CEE Tier 3 Commercial Washing Machine ¦ Small Business Energy Solutions | TRC | 0 | 0 | 0
None | Cumulative Program Savings kWh | Circulation Fan (Agriculture) ¦ Business Energy Rebates | TRC | 0 | 0 | 0
None | Cumulative Program Savings kWh | Circulation Fan (Agriculture) ¦ Small Business Energy Solutions | TRC | 0 | 0 | 0
None | Cumulative Program Savings kWh | Clothes Dryer replacement ¦ Appliance Retirement | TRC | 0 | 0 | 0
None | Cumulative Program Savings kWh | Clothes Dryers ¦ First Nations Home Retrofits | TRC | 0 | 0 | 0
None | Cumulative Program Savings kWh | Clothes Washer replacement ¦ Appliance Retirement | TRC | 0 | 0 | 0
None | Cumulative Program Savings kWh | Clothes Washers ¦ First Nations Home Retrofits | TRC | 0 | 0 | 0
None | Cumulative Program Savings kWh | Clothes-line ¦ Instant Savings | TRC | 0 | 0 | 0
None | Cumulative Program Savings kWh | Cold Climate Air-Source Heat Pump (24kBTU/hr) ¦ Business Energy Rebates | TRC | 0 | 0 | 0
None | Cumulative Program Savings kWh | Cold Climate Air-Source Heat Pump (24kBTU/hr) ¦ Small Business Energy Solutions | TRC | 0 | 0 | 0
None | Cumulative Program Savings kWh | Cold Climate Air-Source Heat Pump (48kBTU/hr) ¦ Business Energy Rebates | TRC | 0 | 0 | 0
None | Cumulative Program Savings kWh | Cold Climate Air-Source Heat Pump (48kBTU/hr) ¦ Small Business Energy Solutions | TRC | 0 | 0 | 0
None | Cumulative Program Savings kWh | Cooler Night Covers for Display Cases ¦ Business Energy Rebates | TRC | 0 | 0 | 0
None | Cumulative Program Savings kWh | Cooler Night Covers for Display Cases ¦ Small Business Energy Solutions | TRC | 0 | 0 | 0
None | Cumulative Program Savings kWh | Custom Energy Efficiency ¦ Affordable MultiFamily Renter | TRC | 0 | 0 | 0
None | Cumulative Program Savings kWh | Custom Energy Efficiency ¦ Custom Retrofit | TRC | 0 | 0 | 0
None | Cumulative Program Savings kWh | Cycling Refrigerated Air Dryer - 200 CFM ¦ Business Energy Rebates | TRC | 0 | 0 | 0
None | Cumulative Program Savings kWh | Cycling Refrigerated Air Dryer - 200 CFM ¦ Small Business Energy Solutions | TRC | 0 | 0 | 0
None | Cumulative Program Savings kWh | Cycling Refrigerated Air Dryer - 50 CFM ¦ Business Energy Rebates | TRC | 0 | 0 | 0
None | Cumulative Program Savings kWh | Cycling Refrigerated Air Dryer - 50 CFM ¦ Small Business Energy Solutions | TRC | 0 | 0 | 0
None | Cumulative Program Savings kWh | Dairy Scroll Compressor ¦ Business Energy Rebates | TRC | 0 | 0 | 0
None | Cumulative Program Savings kWh | Dairy Scroll Compressor ¦ Small Business Energy Solutions | TRC | 0 | 0 | 0
None | Cumulative Program Savings kWh | Daylighting Controls - Ceiling Mounted ¦ Business Energy Rebates | TRC | 0 | 0 | 0
None | Cumulative Program Savings kWh | Daylighting Controls - Ceiling Mounted ¦ Small Business Energy Solutions | TRC | 0 | 0 | 0
None | Cumulative Program Savings kWh | Daylighting Controls - Switch-Mounted ¦ Business Energy Rebates | TRC | 0 | 0 | 0
None | Cumulative Program Savings kWh | Daylighting Controls - Switch-Mounted ¦ Small Business Energy Solutions | TRC | 0 | 0 | 0
None | Cumulative Program Savings kWh | Dehumidifier ¦ Instant Savings | TRC | 0 | 0 | 0
None | Cumulative Program Savings kWh | Dehumidifier replacement (Low income only) ¦ Appliance Retirement | TRC | 0 | 0 | 0
None | Cumulative Program Savings kWh | Dehumidifier replacement (Low income only) ¦ First Nations Home Retrofits | TRC | 0 | 0 | 0
None | Cumulative Program Savings kWh | Dimmer Switch ¦ Instant Savings | TRC | 0 | 0 | 0
None | Cumulative Program Savings kWh | Discus or Scroll Refrigeration Compressor ¦ Business Energy Rebates | TRC | 0 | 0 | 0
None | Cumulative Program Savings kWh | Discus or Scroll Refrigeration Compressor ¦ Small Business Energy Solutions | TRC | 0 | 0 | 0
None | Cumulative Program Savings kWh | Dishwasher replacement ¦ Appliance Retirement | TRC | 0 | 0 | 0
None | Cumulative Program Savings kWh | Door Heater Controls ¦ Business Energy Rebates | TRC | 0 | 0 | 0
None | Cumulative Program Savings kWh | Door Heater Controls ¦ Small Business Energy Solutions | TRC | 0 | 0 | 0
None | Cumulative Program Savings kWh | Double Heat Pad (Agriculture) ¦ Business Energy Rebates | TRC | 0 | 0 | 0
None | Cumulative Program Savings kWh | Double Heat Pad (Agriculture) ¦ Small Business Energy Solutions | TRC | 0 | 0 | 0
None | Cumulative Program Savings kWh | Downlight Luminaire (1200 lumen) ¦ Small Business Energy Solutions | TRC | 0 | 0 | 0
None | Cumulative Program Savings kWh | Downlight Luminaire (3000 lumen) ¦ Small Business Energy Solutions | TRC | 0 | 0 | 0
None | Cumulative Program Savings kWh | Downlight Luminaire (800 lumen) ¦ Small Business Energy Solutions | TRC | 0 | 0 | 0
None | Cumulative Program Savings kWh | Drain Water Heat Recovery ¦ First Nations Home Retrofits | TRC | 0 | 0 | 0
None | Cumulative Program Savings kWh | Drain Water Heat Recovery ¦ Green Heat | TRC | 0 | 0 | 0
None | Cumulative Program Savings kWh | Drain Water Heat Recovery ¦ Home Energy Assessment | TRC | 0 | 0 | 0
None | Cumulative Program Savings kWh | Dual Enthalpy Economizer Controls ¦ Business Energy Rebates | TRC | 0 | 0 | 0
None | Cumulative Program Savings kWh | Dual Enthalpy Economizer Controls ¦ Small Business Energy Solutions | TRC | 0 | 0 | 0
None | Cumulative Program Savings kWh | EC Motor for Refrigeration Applications ¦ Business Energy Rebates1 | TRC | 0 | 0 | 0
None | Cumulative Program Savings kWh | EC Motor for Refrigeration Applications ¦ Business Energy Rebates2 | TRC | 0 | 0 | 0
None | Cumulative Program Savings kWh | EC Motor for Refrigeration Applications ¦ Small Business Energy Solutions1 | TRC | 0 | 0 | 0
None | Cumulative Program Savings kWh | EC Motor for Refrigeration Applications ¦ Small Business Energy Solutions2 | TRC | 0 | 0 | 0
None | Cumulative Program Savings kWh | ECM Circulator Pump ¦ Home Energy Assessment | TRC | 0 | 0 | 0
None | Cumulative Program Savings kWh | ECM Circulator Pump ¦ Instant Savings | TRC | 0 | 0 | 0
None | Cumulative Program Savings kWh | Efficient clothes washer ¦ Instant Savings | TRC | 0 | 0 | 0
None | Cumulative Program Savings kWh | Efficient refrigerator ¦ Instant Savings | TRC | 0 | 0 | 0
None | Cumulative Program Savings kWh | Electric Combination Oven ¦ Business Energy Rebates | TRC | 0 | 0 | 0
None | Cumulative Program Savings kWh | Electric Combination Oven ¦ Small Business Energy Solutions | TRC | 0 | 0 | 0
None | Cumulative Program Savings kWh | Electric Combination Oven with Gas ¦ Business Energy Rebates | TRC | 0 | 0 | 0
None | Cumulative Program Savings kWh | Electric Combination Oven with Gas ¦ Small Business Energy Solutions | TRC | 0 | 0 | 0
None | Cumulative Program Savings kWh | Electric Convection Oven ¦ Business Energy Rebates | TRC | 0 | 0 | 0
None | Cumulative Program Savings kWh | Electric Convection Oven ¦ Small Business Energy Solutions | TRC | 0 | 0 | 0
None | Cumulative Program Savings kWh | Electric Convection Oven with Gas ¦ Business Energy Rebates | TRC | 0 | 0 | 0
None | Cumulative Program Savings kWh | Electric Convection Oven with Gas ¦ Small Business Energy Solutions | TRC | 0 | 0 | 0
None | Cumulative Program Savings kWh | Electric Fryer Replacement with Gas ¦ Business Energy Rebates | TRC | 0 | 0 | 0
None | Cumulative Program Savings kWh | Electric Fryer Replacement with Gas ¦ Small Business Energy Solutions | TRC | 0 | 0 | 0
None | Cumulative Program Savings kWh | Electric Griddle ¦ Business Energy Rebates | TRC | 0 | 0 | 0
None | Cumulative Program Savings kWh | Electric Griddle ¦ Small Business Energy Solutions | TRC | 0 | 0 | 0
None | Cumulative Program Savings kWh | Electric Griddle Replacement with Gas ¦ Business Energy Rebates | TRC | 0 | 0 | 0
None | Cumulative Program Savings kWh | Electric Griddle Replacement with Gas ¦ Small Business Energy Solutions | TRC | 0 | 0 | 0
None | Cumulative Program Savings kWh | Electric Steam Cooker ¦ Business Energy Rebates | TRC | 0 | 0 | 0
None | Cumulative Program Savings kWh | Electric Steam Cooker ¦ Small Business Energy Solutions | TRC | 0 | 0 | 0
None | Cumulative Program Savings kWh | Electric Steam Cooker Replacement with Gas ¦ Business Energy Rebates | TRC | 0 | 0 | 0
None | Cumulative Program Savings kWh | Electric Steam Cooker Replacement with Gas ¦ Small Business Energy Solutions | TRC | 0 | 0 | 0
None | Cumulative Program Savings kWh | Electric to Natural Gas - Water Heater ¦ Business Energy Rebates | TRC | 0 | 0 | 0
None | Cumulative Program Savings kWh | Electric to Natural Gas - Water Heater ¦ Small Business Energy Solutions | TRC | 0 | 0 | 0
None | Cumulative Program Savings kWh | Energy Management Information Systems ¦ EMIS | TRC | 0 | 0 | 0
None | Cumulative Program Savings kWh | Energy Star Dryer ¦ Instant Savings | TRC | 0 | 0 | 0
None | Cumulative Program Savings kWh | ENERGY STAR Pool Pump ¦ Business Energy Rebates | TRC | 0 | 0 | 0
None | Cumulative Program Savings kWh | ENERGY STAR Pool Pump ¦ Small Business Energy Solutions | TRC | 0 | 0 | 0
None | Cumulative Program Savings kWh | ENERGY STAR Uninteruptible Power Supplies (UPS) ¦ Business Energy Rebates | TRC | 0 | 0 | 0
None | Cumulative Program Savings kWh | ENERGY STAR Uninteruptible Power Supplies (UPS) ¦ Small Business Energy Solutions | TRC | 0 | 0 | 0
None | Cumulative Program Savings kWh | ENERGY STAR Washing Machine ¦ Business Energy Rebates | TRC | 0 | 0 | 0
None | Cumulative Program Savings kWh | ENERGY STAR Washing Machine ¦ Small Business Energy Solutions | TRC | 0 | 0 | 0
None | Cumulative Program Savings kWh | Engine Block Heater Timer (Agriculture) ¦ Business Energy Rebates | TRC | 0 | 0 | 0
None | Cumulative Program Savings kWh | Engine Block Heater Timer (Agriculture) ¦ Small Business Energy Solutions | TRC | 0 | 0 | 0
None | Cumulative Program Savings kWh | Evaporator Fan Motor Controls ¦ Business Energy Rebates | TRC | 0 | 0 | 0
None | Cumulative Program Savings kWh | Evaporator Fan Motor Controls ¦ Small Business Energy Solutions | TRC | 0 | 0 | 0
None | Cumulative Program Savings kWh | Faucet Aerators - MURB ¦ Efficient Products Installation | TRC | 0 | 0 | 0
None | Cumulative Program Savings kWh | Faucet Aerators ¦ Efficient Products Installation | TRC | 0 | 0 | 0
None | Cumulative Program Savings kWh | Flood Luminaire (10000 lumen) ¦ Business Energy Rebates | TRC | 0 | 0 | 0
None | Cumulative Program Savings kWh | Flood Luminaire (10000 lumen) ¦ Small Business Energy Solutions | TRC | 0 | 0 | 0
None | Cumulative Program Savings kWh | Flood Luminaire (48000 lumen) ¦ Business Energy Rebates | TRC | 0 | 0 | 0
None | Cumulative Program Savings kWh | Flood Luminaire (48000 lumen) ¦ Small Business Energy Solutions | TRC | 0 | 0 | 0
None | Cumulative Program Savings kWh | Four Pin Replacement Lamps for CFLs ¦ Business Energy Rebates | TRC | 0 | 0 | 0
None | Cumulative Program Savings kWh | Four Pin Replacement Lamps for CFLs ¦ Small Business Energy Solutions | TRC | 0 | 0 | 0
None | Cumulative Program Savings kWh | Freezer replacement (Low income only) ¦ Appliance Retirement | TRC | 0 | 0 | 0
None | Cumulative Program Savings kWh | Freezer replacement (Low income only) ¦ First Nations Home Retrofits | TRC | 0 | 0 | 0
None | Cumulative Program Savings kWh | Freezer replacement ¦ Appliance Retirement | TRC | 0 | 0 | 0
None | Cumulative Program Savings kWh | Freezer retirement ¦ Appliance Retirement | TRC | 0 | 0 | 0
None | Cumulative Program Savings kWh | Fridge replacement ¦ Appliance Retirement | TRC | 0 | 0 | 0
None | Cumulative Program Savings kWh | Fuel Pump Canopy Luminaire (4000 lumen) ¦ Business Energy Rebates | TRC | 0 | 0 | 0
None | Cumulative Program Savings kWh | Fuel Pump Canopy Luminaire (4000 lumen) ¦ Small Business Energy Solutions | TRC | 0 | 0 | 0
None | Cumulative Program Savings kWh | Fuel Pump Canopy Luminaire (8000 lumen) ¦ Business Energy Rebates | TRC | 0 | 0 | 0
None | Cumulative Program Savings kWh | Fuel Pump Canopy Luminaire (8000 lumen) ¦ Small Business Energy Solutions | TRC | 0 | 0 | 0
None | Cumulative Program Savings kWh | Full Size Hot Food Holding Cabinet ¦ Business Energy Rebates | TRC | 0 | 0 | 0
None | Cumulative Program Savings kWh | Full Size Hot Food Holding Cabinet ¦ Small Business Energy Solutions | TRC | 0 | 0 | 0
None | Cumulative Program Savings kWh | Glass Door Frezzer ¦ Business Energy Rebates | TRC | 0 | 0 | 0
None | Cumulative Program Savings kWh | Glass Door Frezzer ¦ Small Business Energy Solutions | TRC | 0 | 0 | 0
None | Cumulative Program Savings kWh | Glass Door Refrigerator ¦ Business Energy Rebates | TRC | 0 | 0 | 0
None | Cumulative Program Savings kWh | Glass Door Refrigerator ¦ Small Business Energy Solutions | TRC | 0 | 0 | 0
None | Cumulative Program Savings kWh | Ground Source Heat Pump (60kBTU/hr) ¦ Business Energy Rebates | TRC | 0 | 0 | 0
None | Cumulative Program Savings kWh | Ground Source Heat Pump (60kBTU/hr) ¦ Small Business Energy Solutions | TRC | 0 | 0 | 0
None | Cumulative Program Savings kWh | GSHP ¦ Green Heat | TRC | 0 | 0 | 0
None | Cumulative Program Savings kWh | Heat Pump Clothes Dryer ¦ Business Energy Rebates | TRC | 0 | 0 | 0
None | Cumulative Program Savings kWh | Heat Pump Clothes Dryer ¦ Small Business Energy Solutions | TRC | 0 | 0 | 0
None | Cumulative Program Savings kWh | Heat Pump Dryer (ventless) ¦ Instant Savings | TRC | 0 | 0 | 0
None | Cumulative Program Savings kWh | Heat Pump Water Heater ¦ Business Energy Rebates | TRC | 0 | 0 | 0
None | Cumulative Program Savings kWh | Heat Pump Water Heater ¦ First Nations Home Retrofits | TRC | 0 | 0 | 0
None | Cumulative Program Savings kWh | Heat Pump Water Heater ¦ Green Heat | TRC | 0 | 0 | 0
None | Cumulative Program Savings kWh | Heat Pump Water Heater ¦ Home Energy Assessment | TRC | 0 | 0 | 0
None | Cumulative Program Savings kWh | Heat Pump Water Heater ¦ Small Business Energy Solutions | TRC | 0 | 0 | 0
None | Cumulative Program Savings kWh | Heat Reclaimer Unit (Agriculture) ¦ Business Energy Rebates | TRC | 0 | 0 | 0
None | Cumulative Program Savings kWh | Heat Reclaimer Unit (Agriculture) ¦ Small Business Energy Solutions | TRC | 0 | 0 | 0
None | Cumulative Program Savings kWh | Heavy duty timer ¦ Instant Savings | TRC | 0 | 0 | 0
None | Cumulative Program Savings kWh | High Bay Luminaire (15 000 lumen) ¦ Business Energy Rebates | TRC | 0 | 0 | 0
None | Cumulative Program Savings kWh | High Bay Luminaire (15 000 lumen) ¦ Small Business Energy Solutions | TRC | 0 | 0 | 0
None | Cumulative Program Savings kWh | High Bay Luminaire (35 000 lumen) ¦ Business Energy Rebates | TRC | 0 | 0 | 0
None | Cumulative Program Savings kWh | High Bay Luminaire (35 000 lumen) ¦ Small Business Energy Solutions | TRC | 0 | 0 | 0
None | Cumulative Program Savings kWh | High Bay Luminaire (60 000 lumen) ¦ Business Energy Rebates | TRC | 0 | 0 | 0
None | Cumulative Program Savings kWh | High Bay Luminaire (60 000 lumen) ¦ Small Business Energy Solutions | TRC | 0 | 0 | 0
None | Cumulative Program Savings kWh | High Efficiency Circulator Pump 1.5kW ¦ Business Energy Rebates | TRC | 0 | 0 | 0
None | Cumulative Program Savings kWh | High Efficiency Circulator Pump 1.5kW ¦ Small Business Energy Solutions | TRC | 0 | 0 | 0
None | Cumulative Program Savings kWh | High Efficiency Circulator Pump 100W ¦ Business Energy Rebates | TRC | 0 | 0 | 0
None | Cumulative Program Savings kWh | High Efficiency Circulator Pump 100W ¦ Small Business Energy Solutions | TRC | 0 | 0 | 0
None | Cumulative Program Savings kWh | High Efficiency Circulator Pump 300W ¦ Business Energy Rebates | TRC | 0 | 0 | 0
None | Cumulative Program Savings kWh | High Efficiency Circulator Pump 300W ¦ Small Business Energy Solutions | TRC | 0 | 0 | 0
None | Cumulative Program Savings kWh | High Volume Low Speed Fan (Agriculture) ¦ Business Energy Rebates | TRC | 0 | 0 | 0
None | Cumulative Program Savings kWh | High Volume Low Speed Fan (Agriculture) ¦ Small Business Energy Solutions | TRC | 0 | 0 | 0
None | Cumulative Program Savings kWh | Holiday Lights Exchange - MURB ¦ Efficient Products Installation | TRC | 0 | 0 | 0
None | Cumulative Program Savings kWh | Holiday Lights Exchange ¦ Efficient Products Installation | TRC | 0 | 0 | 0
None | Cumulative Program Savings kWh | Hot Water Tank Wrap - MURB ¦ Efficient Products Installation | TRC | 0 | 0 | 0
None | Cumulative Program Savings kWh | Hot Water Tank Wrap ¦ Efficient Products Installation | TRC | 0 | 0 | 0
None | Cumulative Program Savings kWh | HVAC Hotel Occupancy Sensor ¦ Business Energy Rebates | TRC | 0 | 0 | 0
None | Cumulative Program Savings kWh | HVAC Hotel Occupancy Sensor ¦ Small Business Energy Solutions | TRC | 0 | 0 | 0
None | Cumulative Program Savings kWh | Hybrid Heat Pump Dryer ¦ Instant Savings | TRC | 0 | 0 | 0
None | Cumulative Program Savings kWh | Ice-Making Head ¦ Business Energy Rebates | TRC | 0 | 0 | 0
None | Cumulative Program Savings kWh | Ice-Making Head ¦ Small Business Energy Solutions | TRC | 0 | 0 | 0
None | Cumulative Program Savings kWh | Indoor motion sensor ¦ Instant Savings | TRC | 0 | 0 | 0
None | Cumulative Program Savings kWh | Intelligent Freezer Defrost Controls ¦ Business Energy Rebates | TRC | 0 | 0 | 0
None | Cumulative Program Savings kWh | Intelligent Freezer Defrost Controls ¦ Small Business Energy Solutions | TRC | 0 | 0 | 0
None | Cumulative Program Savings kWh | Large Commercial/Industrial ETS System ¦ ETS Business Energy Rebates | TRC | 0 | 0 | 0
None | Cumulative Program Savings kWh | LED - ENERGY STAR Fixture with Motion Sensor ¦ Instant Savings | TRC | 0 | 0 | 0
None | Cumulative Program Savings kWh | LED - ENERGY STAR Fixture without Motion Sensor ¦ Instant Savings | TRC | 0 | 0 | 0
None | Cumulative Program Savings kWh | LED - Other ¦ Instant Savings | TRC | 0 | 0 | 0
None | Cumulative Program Savings kWh | LED - R, BR and Decorative ¦ Instant Savings | TRC | 0 | 0 | 0
None | Cumulative Program Savings kWh | LED - Recessed downlight ¦ Instant Savings | TRC | 0 | 0 | 0
None | Cumulative Program Savings kWh | LED Nightlights - MURB ¦ Efficient Products Installation | TRC | 0 | 0 | 0
None | Cumulative Program Savings kWh | LED Nightlights ¦ Efficient Products Installation | TRC | 0 | 0 | 0
None | Cumulative Program Savings kWh | LED Replacement Lamps for HID (10000 lumen) ¦ Business Energy Rebates | TRC | 0 | 0 | 0
None | Cumulative Program Savings kWh | LED Replacement Lamps for HID (10000 lumen) ¦ Small Business Energy Solutions | TRC | 0 | 0 | 0
None | Cumulative Program Savings kWh | LED Replacement Lamps for HID (4000 lumen) ¦ Business Energy Rebates | TRC | 0 | 0 | 0
None | Cumulative Program Savings kWh | LED Replacement Lamps for HID (4000 lumen) ¦ Small Business Energy Solutions | TRC | 0 | 0 | 0
None | Cumulative Program Savings kWh | LED Troffer (1x4) ¦ Business Energy Rebates | TRC | 0 | 0 | 0
None | Cumulative Program Savings kWh | LED Troffer (1x4) ¦ Small Business Energy Solutions | TRC | 0 | 0 | 0
None | Cumulative Program Savings kWh | LED Troffer (2x2) ¦ Business Energy Rebates | TRC | 0 | 0 | 0
None | Cumulative Program Savings kWh | LED Troffer (2x2) ¦ Small Business Energy Solutions | TRC | 0 | 0 | 0
None | Cumulative Program Savings kWh | LED Troffer (4x2) ¦ Business Energy Rebates | TRC | 0 | 0 | 0
None | Cumulative Program Savings kWh | LED Troffer (4x2) ¦ Small Business Energy Solutions | TRC | 0 | 0 | 0
None | Cumulative Program Savings kWh | LED Wall Sconce (1200 lumen) ¦ Small Business Energy Solutions | TRC | 0 | 0 | 0
None | Cumulative Program Savings kWh | LED Wall Sconce (3000 lumen) ¦ Small Business Energy Solutions | TRC | 0 | 0 | 0
None | Cumulative Program Savings kWh | LED Wall Sconce (800 lumen) ¦ Small Business Energy Solutions | TRC | 0 | 0 | 0
None | Cumulative Program Savings kWh | Linear Ambient Luminaire (10000 lumen) ¦ Business Energy Rebates | TRC | 0 | 0 | 0
None | Cumulative Program Savings kWh | Linear Ambient Luminaire (10000 lumen) ¦ Small Business Energy Solutions | TRC | 0 | 0 | 0
None | Cumulative Program Savings kWh | Linear Ambient Luminaire (2000 lumen) ¦ Business Energy Rebates | TRC | 0 | 0 | 0
None | Cumulative Program Savings kWh | Linear Ambient Luminaire (2000 lumen) ¦ Small Business Energy Solutions | TRC | 0 | 0 | 0
None | Cumulative Program Savings kWh | Linear Ambient Luminaire (4000 lumen) ¦ Business Energy Rebates | TRC | 0 | 0 | 0
None | Cumulative Program Savings kWh | Linear Ambient Luminaire (4000 lumen) ¦ Small Business Energy Solutions | TRC | 0 | 0 | 0
None | Cumulative Program Savings kWh | Linear Ambient Luminaire (8000 lumen) ¦ Business Energy Rebates | TRC | 0 | 0 | 0
None | Cumulative Program Savings kWh | Linear Ambient Luminaire (8000 lumen) ¦ Small Business Energy Solutions | TRC | 0 | 0 | 0
None | Cumulative Program Savings kWh | Linear Replacement Lamp (2 foot) ¦ Business Energy Rebates | TRC | 0 | 0 | 0
None | Cumulative Program Savings kWh | Linear Replacement Lamp (2 foot) ¦ Small Business Energy Solutions | TRC | 0 | 0 | 0
None | Cumulative Program Savings kWh | Linear Replacement Lamp (4 foot) ¦ Business Energy Rebates | TRC | 0 | 0 | 0
None | Cumulative Program Savings kWh | Linear Replacement Lamp (4 foot) ¦ Small Business Energy Solutions | TRC | 0 | 0 | 0
None | Cumulative Program Savings kWh | Low-bay Luminaire (10,000 lumen) ¦ Business Energy Rebates | TRC | 0 | 0 | 0
None | Cumulative Program Savings kWh | Low-bay Luminaire (10,000 lumen) ¦ Small Business Energy Solutions | TRC | 0 | 0 | 0
None | Cumulative Program Savings kWh | Low-bay Luminaire (5000 lumen) ¦ Business Energy Rebates | TRC | 0 | 0 | 0
None | Cumulative Program Savings kWh | Low-bay Luminaire (5000 lumen) ¦ Small Business Energy Solutions | TRC | 0 | 0 | 0
None | Cumulative Program Savings kWh | Low-flow showerhead - 0.5 gpm Reduction - MURB ¦ Efficient Products Installation | TRC | 0 | 0 | 0
None | Cumulative Program Savings kWh | Low-flow showerhead - 0.5 gpm Reduction ¦ Efficient Products Installation | TRC | 0 | 0 | 0
None | Cumulative Program Savings kWh | Low-flow showerhead - 1.0 gpm Reduction - MURB ¦ Efficient Products Installation | TRC | 0 | 0 | 0
None | Cumulative Program Savings kWh | Low-flow showerhead - 1.0 gpm Reduction ¦ Efficient Products Installation | TRC | 0 | 0 | 0
None | Cumulative Program Savings kWh | Low-flow showerhead -0.75 gpm Reduction - MURB ¦ Efficient Products Installation | TRC | 0 | 0 | 0
None | Cumulative Program Savings kWh | Low-flow showerhead -0.75 gpm Reduction ¦ Efficient Products Installation | TRC | 0 | 0 | 0
None | Cumulative Program Savings kWh | Low/Zero Energy Livestock Waterer ¦ Business Energy Rebates | TRC | 0 | 0 | 0
None | Cumulative Program Savings kWh | Low/Zero Energy Livestock Waterer ¦ Small Business Energy Solutions | TRC | 0 | 0 | 0
None | Cumulative Program Savings kWh | Luminaire Level Lighting Control (LLLC) - High Impact Application ¦ Business Energy Rebates | TRC | 0 | 0 | 0
None | Cumulative Program Savings kWh | Luminaire Level Lighting Control (LLLC) - High Impact Application ¦ Small Business Energy Solutions | TRC | 0 | 0 | 0
None | Cumulative Program Savings kWh | Luminaire Level Lighting Control (LLLC) - Low Impact Application ¦ Business Energy Rebates | TRC | 0 | 0 | 0
None | Cumulative Program Savings kWh | Luminaire Level Lighting Control (LLLC) - Low Impact Application ¦ Small Business Energy Solutions | TRC | 0 | 0 | 0
None | Cumulative Program Savings kWh | Medium Commercial ETS System ¦ ETS Business Energy Rebates | TRC | 0 | 0 | 0
None | Cumulative Program Savings kWh | Medium Commercial ETS System ¦ ETS Small Business Energy Solutions | TRC | 0 | 0 | 0
None | Cumulative Program Savings kWh | Milk Pre-cooler ¦ Business Energy Rebates | TRC | 0 | 0 | 0
None | Cumulative Program Savings kWh | Milk Pre-cooler ¦ Small Business Energy Solutions | TRC | 0 | 0 | 0
None | Cumulative Program Savings kWh | Mini freezer retirement ¦ Appliance Retirement | TRC | 0 | 0 | 0
None | Cumulative Program Savings kWh | Mini fridge retirement ¦ Appliance Retirement | TRC | 0 | 0 | 0
None | Cumulative Program Savings kWh | Motion sensor with dimmer switch ¦ Instant Savings | TRC | 0 | 0 | 0
None | Cumulative Program Savings kWh | MSHP - Fully Electrical ¦ Green Heat | TRC | 0 | 0 | 0
None | Cumulative Program Savings kWh | MSHP - Mainly Electrical ¦ Green Heat | TRC | 0 | 0 | 0
None | Cumulative Program Savings kWh | Multi-Tank Conveyor Dishwasher - High Temp ¦ Business Energy Rebates | TRC | 0 | 0 | 0
None | Cumulative Program Savings kWh | Multi-Tank Conveyor Dishwasher - High Temp ¦ Small Business Energy Solutions | TRC | 0 | 0 | 0
None | Cumulative Program Savings kWh | Multi-Tank Conveyor Dishwasher - Low Temp ¦ Business Energy Rebates | TRC | 0 | 0 | 0
None | Cumulative Program Savings kWh | Multi-Tank Conveyor Dishwasher - Low Temp ¦ Small Business Energy Solutions | TRC | 0 | 0 | 0
None | Cumulative Program Savings kWh | Natural Barn Ventiliation - Summer Only ¦ Business Energy Rebates | TRC | 0 | 0 | 0
None | Cumulative Program Savings kWh | Natural Barn Ventiliation - Summer Only ¦ Small Business Energy Solutions | TRC | 0 | 0 | 0
None | Cumulative Program Savings kWh | Natural Barn Ventiliation - Year-Round ¦ Business Energy Rebates | TRC | 0 | 0 | 0
None | Cumulative Program Savings kWh | Natural Barn Ventiliation - Year-Round ¦ Small Business Energy Solutions | TRC | 0 | 0 | 0
None | Cumulative Program Savings kWh | Natural Gas Conversion - Commercial Electric Clothes Dryer ¦ Business Energy Rebates | TRC | 0 | 0 | 0
None | Cumulative Program Savings kWh | Natural Gas Conversion - Commercial Electric Clothes Dryer ¦ Small Business Energy Solutions | TRC | 0 | 0 | 0
None | Cumulative Program Savings kWh | Networked/ Connected - Indoor LED Lamp ¦ Instant Savings | TRC | 0 | 0 | 0
None | Cumulative Program Savings kWh | Networked/Connected - High Impact Application ¦ Business Energy Rebates | TRC | 0 | 0 | 0
None | Cumulative Program Savings kWh | Networked/Connected - High Impact Application ¦ Small Business Energy Solutions | TRC | 0 | 0 | 0
None | Cumulative Program Savings kWh | Networked/Connected - Low Impact Application ¦ Business Energy Rebates | TRC | 0 | 0 | 0
None | Cumulative Program Savings kWh | Networked/Connected - Low Impact Application ¦ Small Business Energy Solutions | TRC | 0 | 0 | 0
None | Cumulative Program Savings kWh | No-Loss Drain ¦ Business Energy Rebates | TRC | 0 | 0 | 0
None | Cumulative Program Savings kWh | No-Loss Drain ¦ Small Business Energy Solutions | TRC | 0 | 0 | 0
None | Cumulative Program Savings kWh | Occupancy Sensor (Ceiling Mounted) ¦ Business Energy Rebates | TRC | 0 | 0 | 0
None | Cumulative Program Savings kWh | Occupancy Sensor (Ceiling Mounted) ¦ Small Business Energy Solutions | TRC | 0 | 0 | 0
None | Cumulative Program Savings kWh | Occupancy Sensor (Wall Mounted) ¦ Business Energy Rebates | TRC | 0 | 0 | 0
None | Cumulative Program Savings kWh | Occupancy Sensor (Wall Mounted) ¦ Small Business Energy Solutions | TRC | 0 | 0 | 0
None | Cumulative Program Savings kWh | Occupancy Sensor (Exterior) ¦ Business Energy Rebates | TRC | 0 | 0 | 0
None | Cumulative Program Savings kWh | Occupancy Sensor (Exterior) ¦ Small Business Energy Solutions | TRC | 0 | 0 | 0
None | Cumulative Program Savings kWh | Open to Closed Cooler Conversion ¦ Business Energy Rebates | TRC | 0 | 0 | 0
None | Cumulative Program Savings kWh | Open to Closed Cooler Conversion ¦ Small Business Energy Solutions | TRC | 0 | 0 | 0
None | Cumulative Program Savings kWh | Outdoor motion sensor ¦ Instant Savings | TRC | 0 | 0 | 0
None | Cumulative Program Savings kWh | Outside Air Economizer ¦ Business Energy Rebates | TRC | 0 | 0 | 0
None | Cumulative Program Savings kWh | Outside Air Economizer ¦ Small Business Energy Solutions | TRC | 0 | 0 | 0
None | Cumulative Program Savings kWh | Packaged Terminal Heat Pump (12kBTU/hr) ¦ Business Energy Rebates | TRC | 0 | 0 | 0
None | Cumulative Program Savings kWh | Packaged Terminal Heat Pump (12kBTU/hr) ¦ Small Business Energy Solutions | TRC | 0 | 0 | 0
None | Cumulative Program Savings kWh | Parking Garage Luminaire (4000 lumen) ¦ Business Energy Rebates | TRC | 0 | 0 | 0
None | Cumulative Program Savings kWh | Parking Garage Luminaire (4000 lumen) ¦ Small Business Energy Solutions | TRC | 0 | 0 | 0
None | Cumulative Program Savings kWh | Parking Garage Luminaire (8000 lumen) ¦ Business Energy Rebates | TRC | 0 | 0 | 0
None | Cumulative Program Savings kWh | Parking Garage Luminaire (8000 lumen) ¦ Small Business Energy Solutions | TRC | 0 | 0 | 0
None | Cumulative Program Savings kWh | Pellet Boiler/Furnace ¦ Green Heat | TRC | 0 | 0 | 0
None | Cumulative Program Savings kWh | Pellet Stove ¦ Green Heat | TRC | 0 | 0 | 0
None | Cumulative Program Savings kWh | Pipe Insulation - MURB ¦ Efficient Products Installation | TRC | 0 | 0 | 0
None | Cumulative Program Savings kWh | Pipe Insulation ¦ Efficient Products Installation | TRC | 0 | 0 | 0
None | Cumulative Program Savings kWh | Pole/Arm-Mounted Area Luminaire (20000 lumen) ¦ Business Energy Rebates | TRC | 0 | 0 | 0
None | Cumulative Program Savings kWh | Pole/Arm-Mounted Area Luminaire (20000 lumen) ¦ Small Business Energy Solutions | TRC | 0 | 0 | 0
None | Cumulative Program Savings kWh | Pole/Arm-Mounted Area Luminaire (4000 lumen) ¦ Business Energy Rebates | TRC | 0 | 0 | 0
None | Cumulative Program Savings kWh | Pole/Arm-Mounted Area Luminaire (4000 lumen) ¦ Small Business Energy Solutions | TRC | 0 | 0 | 0
None | Cumulative Program Savings kWh | Pole/Arm-Mounted Area Luminaire (60000 lumen) ¦ Business Energy Rebates | TRC | 0 | 0 | 0
None | Cumulative Program Savings kWh | Pole/Arm-Mounted Area Luminaire (60000 lumen) ¦ Small Business Energy Solutions | TRC | 0 | 0 | 0
None | Cumulative Program Savings kWh | Pole/Arm-Mounted Decorative Luminaire (1500 lumen) ¦ Business Energy Rebates | TRC | 0 | 0 | 0
None | Cumulative Program Savings kWh | Pole/Arm-Mounted Decorative Luminaire (1500 lumen) ¦ Small Business Energy Solutions | TRC | 0 | 0 | 0
None | Cumulative Program Savings kWh | Pole/Arm-Mounted Decorative Luminaire (5000 lumen) ¦ Business Energy Rebates | TRC | 0 | 0 | 0
None | Cumulative Program Savings kWh | Pole/Arm-Mounted Decorative Luminaire (5000 lumen) ¦ Small Business Energy Solutions | TRC | 0 | 0 | 0
None | Cumulative Program Savings kWh | Pot, Pan and Utensil Dishwasher - High Temp ¦ Business Energy Rebates | TRC | 0 | 0 | 0
None | Cumulative Program Savings kWh | Pot, Pan and Utensil Dishwasher - High Temp ¦ Small Business Energy Solutions | TRC | 0 | 0 | 0
None | Cumulative Program Savings kWh | Power bar with timer ¦ Instant Savings | TRC | 0 | 0 | 0
None | Cumulative Program Savings kWh | Premium High Bay Luminaire (15 000 lumen) ¦ Business Energy Rebates | TRC | 0 | 0 | 0
None | Cumulative Program Savings kWh | Premium High Bay Luminaire (15 000 lumen) ¦ Small Business Energy Solutions | TRC | 0 | 0 | 0
None | Cumulative Program Savings kWh | Premium High Bay Luminaire (35 000 lumen) ¦ Business Energy Rebates | TRC | 0 | 0 | 0
None | Cumulative Program Savings kWh | Premium High Bay Luminaire (35 000 lumen) ¦ Small Business Energy Solutions | TRC | 0 | 0 | 0
None | Cumulative Program Savings kWh | Premium High Bay Luminaire (60 000 lumen) ¦ Business Energy Rebates | TRC | 0 | 0 | 0
None | Cumulative Program Savings kWh | Premium High Bay Luminaire (60 000 lumen) ¦ Small Business Energy Solutions | TRC | 0 | 0 | 0
None | Cumulative Program Savings kWh | Programmable thermostat ¦ Instant Savings | TRC | 0 | 0 | 0
None | Cumulative Program Savings kWh | Programmable Thermostats ¦ First Nations Home Retrofits | TRC | 0 | 0 | 0
None | Cumulative Program Savings kWh | Range / Stove replacement ¦ Appliance Retirement | TRC | 0 | 0 | 0
None | Cumulative Program Savings kWh | refri ¦ Small Business Energy Solutions | TRC | 0 | 0 | 0
None | Cumulative Program Savings kWh | Refrigerated Case Luminaire ¦ Business Energy Rebates | TRC | 0 | 0 | 0
None | Cumulative Program Savings kWh | Refrigerated Case Luminaire ¦ Small Business Energy Solutions | TRC | 0 | 0 | 0
None | Cumulative Program Savings kWh | Refrigerated Vending Machine Controls ¦ Business Energy Rebates | TRC | 0 | 0 | 0
None | Cumulative Program Savings kWh | Refrigerated Vending Machine Controls ¦ Small Business Energy Solutions | TRC | 0 | 0 | 0
None | Cumulative Program Savings kWh | Refrigerator replacement (Low income only) ¦ Appliance Retirement | TRC | 0 | 0 | 0
None | Cumulative Program Savings kWh | Refrigerator replacement (Low income only) ¦ First Nations Home Retrofits | TRC | 0 | 0 | 0
None | Cumulative Program Savings kWh | Refrigerator retirement ¦ Appliance Retirement | TRC | 0 | 0 | 0
None | Cumulative Program Savings kWh | Remote Condensing Unit ¦ Business Energy Rebates | TRC | 0 | 0 | 0
None | Cumulative Program Savings kWh | Remote Condensing Unit ¦ Small Business Energy Solutions | TRC | 0 | 0 | 0
None | Cumulative Program Savings kWh | Residential DHW Timer ¦ ETS Green Heat | TRC | 0 | 0 | 0
None | Cumulative Program Savings kWh | Residential ETS System (Central) ¦ ETS Green Heat | TRC | 0 | 0 | 0
None | Cumulative Program Savings kWh | Residential ETS System (Central) ¦ ETS Home Energy Assessment | TRC | 0 | 0 | 0
None | Cumulative Program Savings kWh | Residential ETS System (Room) ¦ ETS Green Heat | TRC | 0 | 0 | 0
None | Cumulative Program Savings kWh | Residential ETS System (Room) ¦ ETS Home Energy Assessment | TRC | 0 | 0 | 0
None | Cumulative Program Savings kWh | Room air purifier ¦ Instant Savings | TRC | 0 | 0 | 0
None | Cumulative Program Savings kWh | Self-Contained Ice Maker ¦ Business Energy Rebates | TRC | 0 | 0 | 0
None | Cumulative Program Savings kWh | Self-Contained Ice Maker ¦ Small Business Energy Solutions | TRC | 0 | 0 | 0
None | Cumulative Program Savings kWh | Server Virtualization and Decommissioning ¦ Business Energy Rebates | TRC | 0 | 0 | 0
None | Cumulative Program Savings kWh | Server Virtualization and Decommissioning ¦ Small Business Energy Solutions | TRC | 0 | 0 | 0
None | Cumulative Program Savings kWh | Server-based Power Management Software ¦ Business Energy Rebates | TRC | 0 | 0 | 0
None | Cumulative Program Savings kWh | Server-based Power Management Software ¦ Small Business Energy Solutions | TRC | 0 | 0 | 0
None | Cumulative Program Savings kWh | Single -Tank Conveyor Dishwasher - High Temp ¦ Business Energy Rebates | TRC | 0 | 0 | 0
None | Cumulative Program Savings kWh | Single -Tank Conveyor Dishwasher - High Temp ¦ Small Business Energy Solutions | TRC | 0 | 0 | 0
None | Cumulative Program Savings kWh | Single -Tank Conveyor Dishwasher - Low Temp ¦ Business Energy Rebates | TRC | 0 | 0 | 0
None | Cumulative Program Savings kWh | Single -Tank Conveyor Dishwasher - Low Temp ¦ Small Business Energy Solutions | TRC | 0 | 0 | 0
None | Cumulative Program Savings kWh | Single Heat Pad (Agriculture) ¦ Business Energy Rebates | TRC | 0 | 0 | 0
None | Cumulative Program Savings kWh | Single Heat Pad (Agriculture) ¦ Small Business Energy Solutions | TRC | 0 | 0 | 0
None | Cumulative Program Savings kWh | Single-Tank Door type Dishwasher - High Temp ¦ Business Energy Rebates | TRC | 0 | 0 | 0
None | Cumulative Program Savings kWh | Single-Tank Door type Dishwasher - High Temp ¦ Small Business Energy Solutions | TRC | 0 | 0 | 0
None | Cumulative Program Savings kWh | Single-Tank Door type Dishwasher - Low Temp ¦ Business Energy Rebates | TRC | 0 | 0 | 0
None | Cumulative Program Savings kWh | Single-Tank Door type Dishwasher - Low Temp ¦ Small Business Energy Solutions | TRC | 0 | 0 | 0
None | Cumulative Program Savings kWh | Small Commercial ETS Sytem ¦ ETS Business Energy Rebates | TRC | 0 | 0 | 0
None | Cumulative Program Savings kWh | Small Commercial ETS Sytem ¦ ETS Small Business Energy Solutions | TRC | 0 | 0 | 0
None | Cumulative Program Savings kWh | Smart power bar ¦ Instant Savings | TRC | 0 | 0 | 0
None | Cumulative Program Savings kWh | Smart Power Controllers - MURB ¦ Efficient Products Installation | TRC | 0 | 0 | 0
None | Cumulative Program Savings kWh | Smart Power Controllers ¦ Efficient Products Installation | TRC | 0 | 0 | 0
None | Cumulative Program Savings kWh | Solar air heating ¦ Green Heat | TRC | 0 | 0 | 0
None | Cumulative Program Savings kWh | Solar air heating ¦ Home Energy Assessment | TRC | 0 | 0 | 0
None | Cumulative Program Savings kWh | Solar DHW System ¦ Business Energy Rebates | TRC | 0 | 0 | 0
None | Cumulative Program Savings kWh | Solar DHW System ¦ Small Business Energy Solutions | TRC | 0 | 0 | 0
None | Cumulative Program Savings kWh | Solar Domestic Hot Water ¦ Green Heat | TRC | 0 | 0 | 0
None | Cumulative Program Savings kWh | Solar Domestic Hot Water ¦ Home Energy Assessment | TRC | 0 | 0 | 0
None | Cumulative Program Savings kWh | Solid Door Freezer ¦ Business Energy Rebates | TRC | 0 | 0 | 0
None | Cumulative Program Savings kWh | Solid Door Freezer ¦ Small Business Energy Solutions | TRC | 0 | 0 | 0
None | Cumulative Program Savings kWh | Solid Door Refrigerator ¦ Business Energy Rebates | TRC | 0 | 0 | 0
None | Cumulative Program Savings kWh | Solid Door Refrigerator ¦ Small Business Energy Solutions | TRC | 0 | 0 | 0
None | Cumulative Program Savings kWh | Stairwell and Passageway Luminaire ¦ Business Energy Rebates | TRC | 0 | 0 | 0
None | Cumulative Program Savings kWh | Stairwell and Passageway Luminaire ¦ Small Business Energy Solutions | TRC | 0 | 0 | 0
None | Cumulative Program Savings kWh | Standard Capacity Electric Fryer ¦ Business Energy Rebates | TRC | 0 | 0 | 0
None | Cumulative Program Savings kWh | Standard Capacity Electric Fryer ¦ Small Business Energy Solutions | TRC | 0 | 0 | 0
None | Cumulative Program Savings kWh | Strategic Energy Management ¦ SEM | TRC | 0 | 0 | 0
None | Cumulative Program Savings kWh | Strip-Curtains for Display Cases ¦ Business Energy Rebates | TRC | 0 | 0 | 0
None | Cumulative Program Savings kWh | Strip-Curtains for Display Cases ¦ Small Business Energy Solutions | TRC | 0 | 0 | 0
None | Cumulative Program Savings kWh | Track/Mono-point Direction Luminaire ¦ Business Energy Rebates | TRC | 0 | 0 | 0
None | Cumulative Program Savings kWh | Track/Mono-point Direction Luminaire ¦ Small Business Energy Solutions | TRC | 0 | 0 | 0
None | Cumulative Program Savings kWh | Unconverted D ¦ Home Energy Assessment | TRC | 0 | 0 | 0
None | Cumulative Program Savings kWh | Under-Counter Dishwasher - HighTemp ¦ Business Energy Rebates | TRC | 0 | 0 | 0
None | Cumulative Program Savings kWh | Under-Counter Dishwasher - HighTemp ¦ Small Business Energy Solutions | TRC | 0 | 0 | 0
None | Cumulative Program Savings kWh | Under-Counter Dishwasher - Low Temp ¦ Business Energy Rebates | TRC | 0 | 0 | 0
None | Cumulative Program Savings kWh | Under-Counter Dishwasher - Low Temp ¦ Small Business Energy Solutions | TRC | 0 | 0 | 0
None | Cumulative Program Savings kWh | Variable Speed Kitchen Exhuast Fan ¦ Business Energy Rebates | TRC | 0 | 0 | 0
None | Cumulative Program Savings kWh | Variable Speed Kitchen Exhuast Fan ¦ Small Business Energy Solutions | TRC | 0 | 0 | 0
None | Cumulative Program Savings kWh | Ventilation Fan (Agriculture) ¦ Business Energy Rebates | TRC | 0 | 0 | 0
None | Cumulative Program Savings kWh | Ventilation Fan (Agriculture) ¦ Small Business Energy Solutions | TRC | 0 | 0 | 0
None | Cumulative Program Savings kWh | VFD - 10 hp - Institutional - Make-up Air Fan ¦ Business Energy Rebates | TRC | 0 | 0 | 0
None | Cumulative Program Savings kWh | VFD - 10 hp - Institutional - Make-up Air Fan ¦ Small Business Energy Solutions | TRC | 0 | 0 | 0
None | Cumulative Program Savings kWh | VFD - 10 hp - Retail - Supply Fan ¦ Business Energy Rebates | TRC | 0 | 0 | 0
None | Cumulative Program Savings kWh | VFD - 10 hp - Retail - Supply Fan ¦ Small Business Energy Solutions | TRC | 0 | 0 | 0
None | Cumulative Program Savings kWh | VFD - 20 hp - Institutional - Chilled Water Pump ¦ Business Energy Rebates | TRC | 0 | 0 | 0
None | Cumulative Program Savings kWh | VFD - 20 hp - Institutional - Chilled Water Pump ¦ Small Business Energy Solutions | TRC | 0 | 0 | 0
None | Cumulative Program Savings kWh | VFD - 20 hp - Retail - Exhaust Fan ¦ Business Energy Rebates | TRC | 0 | 0 | 0
None | Cumulative Program Savings kWh | VFD - 20 hp - Retail - Exhaust Fan ¦ Small Business Energy Solutions | TRC | 0 | 0 | 0
None | Cumulative Program Savings kWh | VFD - 30 hp - Institutional - Make-up Air Fan ¦ Business Energy Rebates | TRC | 0 | 0 | 0
None | Cumulative Program Savings kWh | VFD - 30 hp - Institutional - Make-up Air Fan ¦ Small Business Energy Solutions | TRC | 0 | 0 | 0
None | Cumulative Program Savings kWh | VFD - 30 hp - Retail - Supply Fan ¦ Business Energy Rebates | TRC | 0 | 0 | 0
None | Cumulative Program Savings kWh | VFD - 30 hp - Retail - Supply Fan ¦ Small Business Energy Solutions | TRC | 0 | 0 | 0
None | Cumulative Program Savings kWh | VFD - 40 hp - Warehousing - Exhaust Fan ¦ Business Energy Rebates | TRC | 0 | 0 | 0
None | Cumulative Program Savings kWh | VFD - 40 hp - Warehousing - Exhaust Fan ¦ Small Business Energy Solutions | TRC | 0 | 0 | 0
None | Cumulative Program Savings kWh | VFD - 5 hp - Institutional - Chilled Water Pump ¦ Business Energy Rebates | TRC | 0 | 0 | 0
None | Cumulative Program Savings kWh | VFD - 5 hp - Institutional - Chilled Water Pump ¦ Small Business Energy Solutions | TRC | 0 | 0 | 0
None | Cumulative Program Savings kWh | VFD - 5 hp - Retail - Exhaust Fan ¦ Business Energy Rebates | TRC | 0 | 0 | 0
None | Cumulative Program Savings kWh | VFD - 5 hp - Retail - Exhaust Fan ¦ Small Business Energy Solutions | TRC | 0 | 0 | 0
None | Cumulative Program Savings kWh | VFD Milk Transfer Pump ¦ Business Energy Rebates | TRC | 0 | 0 | 0
None | Cumulative Program Savings kWh | VFD Milk Transfer Pump ¦ Small Business Energy Solutions | TRC | 0 | 0 | 0
None | Cumulative Program Savings kWh | VFD Milk Vacuum Pump ¦ Business Energy Rebates | TRC | 0 | 0 | 0
None | Cumulative Program Savings kWh | VFD Milk Vacuum Pump ¦ Small Business Energy Solutions | TRC | 0 | 0 | 0
None | Cumulative Program Savings kWh | Wall Mounted Area Luminaire (1000 lumen) ¦ Business Energy Rebates | TRC | 0 | 0 | 0
None | Cumulative Program Savings kWh | Wall Mounted Area Luminaire (1000 lumen) ¦ Small Business Energy Solutions | TRC | 0 | 0 | 0
None | Cumulative Program Savings kWh | Wall Mounted Area Luminaire (10000 lumen) ¦ Business Energy Rebates | TRC | 0 | 0 | 0
None | Cumulative Program Savings kWh | Wall Mounted Area Luminaire (10000 lumen) ¦ Small Business Energy Solutions | TRC | 0 | 0 | 0
None | Cumulative Program Savings kWh | Wall Mounted Area Luminaire (50000 lumen) ¦ Business Energy Rebates | TRC | 0 | 0 | 0
None | Cumulative Program Savings kWh | Wall Mounted Area Luminaire (50000 lumen) ¦ Small Business Energy Solutions | TRC | 0 | 0 | 0
None | Cumulative Program Savings kWh | Wall wash luminaire (1500 lumen) ¦ Business Energy Rebates | TRC | 0 | 0 | 0
None | Cumulative Program Savings kWh | Wall wash luminaire (1500 lumen) ¦ Small Business Energy Solutions | TRC | 0 | 0 | 0
None | Cumulative Program Savings kWh | Wall Wash Luminaire (1000 lumen) ¦ Business Energy Rebates | TRC | 0 | 0 | 0
None | Cumulative Program Savings kWh | Wall Wash Luminaire (1000 lumen) ¦ Small Business Energy Solutions | TRC | 0 | 0 | 0
None | Cumulative Program Savings kWh | Whole home - tier 1 (45% better than code target) ¦ New Home Construction | TRC | 0 | 0 | 0
None | Cumulative Program Savings kWh | Whole home - tier 2 (60% better than code target) ¦ New Home Construction | TRC | 0 | 0 | 0
None | Cumulative Program Savings kWh | Whole home - tier 3 (70% better than code target) ¦ New Home Construction | TRC | 0 | 0 | 0
None | Cumulative Program Savings kWh | Whole Home - tier 0 (22% better than code on average) ¦ New Home Construction | TRC | 0 | 0 | 0
None | Cumulative Program Savings kWh | Whole Home ¦ Home Energy Assessment | TRC | 0 | 0 | 0
None | Cumulative Program Savings kWh | Whole Home First Nations Retrofit ¦ First Nations Home Retrofits | TRC | 0 | 0 | 0
None | Cumulative Program Savings kWh | Wood Boiler/Furnace ¦ Green Heat | TRC | 0 | 0 | 0
None | Cumulative Program Savings kWh | Wood Stove ¦ Green Heat | TRC | 0 | 0 | 0
None | Cumulative Program Savings kWh | Zero-Energy Doors for Reach-In Coolers ¦ Business Energy Rebates | TRC | 0 | 0 | 0
None | Cumulative Program Savings kWh | Zero-Energy Doors for Reach-In Coolers ¦ Small Business Energy Solutions | TRC | 0 | 0 | 0
None | Cumulative Program Savings kW | 1/2 Size Hot Food Holding Cabinet ¦ Business Energy Rebates | TRC | 0 | 0 | 0
None | Cumulative Program Savings kW | 1/2 Size Hot Food Holding Cabinet ¦ Small Business Energy Solutions | TRC | 0 | 0 | 0
None | Cumulative Program Savings kW | 11W Replacing 60W - MURB ¦ Efficient Products Installation | TRC | 0 | 0 | 0
None | Cumulative Program Savings kW | 11W Replacing 60W ¦ Efficient Products Installation | TRC | 0 | 0 | 0
None | Cumulative Program Savings kW | 18W Replacing 100W - MURB ¦ Efficient Products Installation | TRC | 0 | 0 | 0
None | Cumulative Program Savings kW | 18W Replacing 100W ¦ Efficient Products Installation | TRC | 0 | 0 | 0
None | Cumulative Program Savings kW | 18W Replacing 75W - MURB ¦ Efficient Products Installation | TRC | 0 | 0 | 0
None | Cumulative Program Savings kW | 18W Replacing 75W ¦ Efficient Products Installation | TRC | 0 | 0 | 0
None | Cumulative Program Savings kW | 5W Chandelier E12 - MURB ¦ Efficient Products Installation | TRC | 0 | 0 | 0
None | Cumulative Program Savings kW | 5W Chandelier E12 ¦ Efficient Products Installation | TRC | 0 | 0 | 0
None | Cumulative Program Savings kW | 7W G25 - MURB ¦ Efficient Products Installation | TRC | 0 | 0 | 0
None | Cumulative Program Savings kW | 7W G25 ¦ Efficient Products Installation | TRC | 0 | 0 | 0
None | Cumulative Program Savings kW | 7W GU10 Replacing 35W - MURB ¦ Efficient Products Installation | TRC | 0 | 0 | 0
None | Cumulative Program Savings kW | 7W GU10 Replacing 35W ¦ Efficient Products Installation | TRC | 0 | 0 | 0
None | Cumulative Program Savings kW | 7W GU10 Replacing 50W - MURB ¦ Efficient Products Installation | TRC | 0 | 0 | 0
None | Cumulative Program Savings kW | 7W GU10 Replacing 50W ¦ Efficient Products Installation | TRC | 0 | 0 | 0
None | Cumulative Program Savings kW | 9.5W Replacing 100W - MURB ¦ Efficient Products Installation | TRC | 0 | 0 | 0
None | Cumulative Program Savings kW | 9.5W Replacing 100W ¦ Efficient Products Installation | TRC | 0 | 0 | 0
None | Cumulative Program Savings kW | 9.5W Replacing 40W - MURB ¦ Efficient Products Installation | TRC | 0 | 0 | 0
None | Cumulative Program Savings kW | 9.5W Replacing 40W ¦ Efficient Products Installation | TRC | 0 | 0 | 0
None | Cumulative Program Savings kW | 9.5W Replacing 60W - MURB ¦ Efficient Products Installation | TRC | 0 | 0 | 0
None | Cumulative Program Savings kW | 9.5W Replacing 60W ¦ Efficient Products Installation | TRC | 0 | 0 | 0
None | Cumulative Program Savings kW | 9W Replacing 100W - MURB ¦ Efficient Products Installation | TRC | 0 | 0 | 0
None | Cumulative Program Savings kW | 9W Replacing 100W ¦ Efficient Products Installation | TRC | 0 | 0 | 0
None | Cumulative Program Savings kW | 9W Replacing 40W - MURB ¦ Efficient Products Installation | TRC | 0 | 0 | 0
None | Cumulative Program Savings kW | 9W Replacing 40W ¦ Efficient Products Installation | TRC | 0 | 0 | 0
None | Cumulative Program Savings kW | 9W Replacing 60W - MURB ¦ Efficient Products Installation | TRC | 0 | 0 | 0
None | Cumulative Program Savings kW | 9W Replacing 60W ¦ Efficient Products Installation | TRC | 0 | 0 | 0
None | Cumulative Program Savings kW | Advanced Lighting Design (Performance Lighting) ¦ Business Energy Rebates | TRC | 0 | 0 | 0
None | Cumulative Program Savings kW | Advanced Lighting Design (Performance Lighting) ¦ Small Business Energy Solutions | TRC | 0 | 0 | 0
None | Cumulative Program Savings kW | Air Conditioner retirement ¦ Appliance Retirement | TRC | 0 | 0 | 0
None | Cumulative Program Savings kW | Air Source Heat Pump (96kBTU/hr) ¦ Business Energy Rebates | TRC | 1131359.2708 | 2235555.0536 | 3353332.5804
None | Cumulative Program Savings kW | Air Source Heat Pump (96kBTU/hr) ¦ Small Business Energy Solutions | TRC | 0 | 0 | 0
None | Cumulative Program Savings kW | Air-Entraining Air Nozzle ¦ Business Energy Rebates | TRC | 0 | 0 | 0
None | Cumulative Program Savings kW | ASHP and AWHP - Electrical ¦ Green Heat | TRC | 0 | 0 | 0
None | Cumulative Program Savings kW | Case Lighting for Sign Retrofits ¦ Business Energy Rebates | TRC | 0 | 0 | 0
None | Cumulative Program Savings kW | Case Lighting for Sign Retrofits ¦ Small Business Energy Solutions | TRC | 0 | 0 | 0
None | Cumulative Program Savings kW | CEE Tier 2 Commercial Washing Machine ¦ Business Energy Rebates | TRC | 0 | 0 | 0
None | Cumulative Program Savings kW | CEE Tier 2 Commercial Washing Machine ¦ Small Business Energy Solutions | TRC | 0 | 0 | 0
None | Cumulative Program Savings kW | CEE Tier 3 Commercial Washing Machine ¦ Business Energy Rebates | TRC | 0 | 0 | 0
None | Cumulative Program Savings kW | CEE Tier 3 Commercial Washing Machine ¦ Small Business Energy Solutions | TRC | 0 | 0 | 0
None | Cumulative Program Savings kW | Circulation Fan (Agriculture) ¦ Business Energy Rebates | TRC | 0 | 0 | 0
None | Cumulative Program Savings kW | Circulation Fan (Agriculture) ¦ Small Business Energy Solutions | TRC | 0 | 0 | 0
None | Cumulative Program Savings kW | Clothes Dryer replacement ¦ Appliance Retirement | TRC | 0 | 0 | 0
None | Cumulative Program Savings kW | Clothes Dryers ¦ First Nations Home Retrofits | TRC | 0 | 0 | 0
None | Cumulative Program Savings kW | Clothes Washer replacement ¦ Appliance Retirement | TRC | 0 | 0 | 0
None | Cumulative Program Savings kW | Clothes Washers ¦ First Nations Home Retrofits | TRC | 0 | 0 | 0
None | Cumulative Program Savings kW | Clothes-line ¦ Instant Savings | TRC | 0 | 0 | 0
None | Cumulative Program Savings kW | Cold Climate Air-Source Heat Pump (24kBTU/hr) ¦ Business Energy Rebates | TRC | 0 | 0 | 0
None | Cumulative Program Savings kW | Cold Climate Air-Source Heat Pump (24kBTU/hr) ¦ Small Business Energy Solutions | TRC | 0 | 0 | 0
None | Cumulative Program Savings kW | Cold Climate Air-Source Heat Pump (48kBTU/hr) ¦ Business Energy Rebates | TRC | 0 | 0 | 0
None | Cumulative Program Savings kW | Cold Climate Air-Source Heat Pump (48kBTU/hr) ¦ Small Business Energy Solutions | TRC | 0 | 0 | 0
None | Cumulative Program Savings kW | Cooler Night Covers for Display Cases ¦ Business Energy Rebates | TRC | 0 | 0 | 0
None | Cumulative Program Savings kW | Cooler Night Covers for Display Cases ¦ Small Business Energy Solutions | TRC | 0 | 0 | 0
None | Cumulative Program Savings kW | Custom Energy Efficiency ¦ Affordable MultiFamily Renter | TRC | 0 | 0 | 0
None | Cumulative Program Savings kW | Custom Energy Efficiency ¦ Custom Retrofit | TRC | 0 | 0 | 0
None | Cumulative Program Savings kW | Cycling Refrigerated Air Dryer - 200 CFM ¦ Business Energy Rebates | TRC | 0 | 0 | 0
None | Cumulative Program Savings kW | Cycling Refrigerated Air Dryer - 200 CFM ¦ Small Business Energy Solutions | TRC | 0 | 0 | 0
None | Cumulative Program Savings kW | Cycling Refrigerated Air Dryer - 50 CFM ¦ Business Energy Rebates | TRC | 0 | 0 | 0
None | Cumulative Program Savings kW | Cycling Refrigerated Air Dryer - 50 CFM ¦ Small Business Energy Solutions | TRC | 0 | 0 | 0
None | Cumulative Program Savings kW | Dairy Scroll Compressor ¦ Business Energy Rebates | TRC | 0 | 0 | 0
None | Cumulative Program Savings kW | Dairy Scroll Compressor ¦ Small Business Energy Solutions | TRC | 0 | 0 | 0
None | Cumulative Program Savings kW | Daylighting Controls - Ceiling Mounted ¦ Business Energy Rebates | TRC | 0 | 0 | 0
None | Cumulative Program Savings kW | Daylighting Controls - Ceiling Mounted ¦ Small Business Energy Solutions | TRC | 0 | 0 | 0
None | Cumulative Program Savings kW | Daylighting Controls - Switch-Mounted ¦ Business Energy Rebates | TRC | 0 | 0 | 0
None | Cumulative Program Savings kW | Daylighting Controls - Switch-Mounted ¦ Small Business Energy Solutions | TRC | 0 | 0 | 0
None | Cumulative Program Savings kW | Dehumidifier ¦ Instant Savings | TRC | 0 | 0 | 0
None | Cumulative Program Savings kW | Dehumidifier replacement (Low income only) ¦ Appliance Retirement | TRC | 0 | 0 | 0
None | Cumulative Program Savings kW | Dehumidifier replacement (Low income only) ¦ First Nations Home Retrofits | TRC | 0 | 0 | 0
None | Cumulative Program Savings kW | Dimmer Switch ¦ Instant Savings | TRC | 0 | 0 | 0
None | Cumulative Program Savings kW | Discus or Scroll Refrigeration Compressor ¦ Business Energy Rebates | TRC | 0 | 0 | 0
None | Cumulative Program Savings kW | Discus or Scroll Refrigeration Compressor ¦ Small Business Energy Solutions | TRC | 0 | 0 | 0
None | Cumulative Program Savings kW | Dishwasher replacement ¦ Appliance Retirement | TRC | 0 | 0 | 0
None | Cumulative Program Savings kW | Door Heater Controls ¦ Business Energy Rebates | TRC | 0 | 0 | 0
None | Cumulative Program Savings kW | Door Heater Controls ¦ Small Business Energy Solutions | TRC | 0 | 0 | 0
None | Cumulative Program Savings kW | Double Heat Pad (Agriculture) ¦ Business Energy Rebates | TRC | 0 | 0 | 0
None | Cumulative Program Savings kW | Double Heat Pad (Agriculture) ¦ Small Business Energy Solutions | TRC | 0 | 0 | 0
None | Cumulative Program Savings kW | Downlight Luminaire (1200 lumen) ¦ Small Business Energy Solutions | TRC | 0 | 0 | 0
None | Cumulative Program Savings kW | Downlight Luminaire (3000 lumen) ¦ Small Business Energy Solutions | TRC | 0 | 0 | 0
None | Cumulative Program Savings kW | Downlight Luminaire (800 lumen) ¦ Small Business Energy Solutions | TRC | 0 | 0 | 0
None | Cumulative Program Savings kW | Drain Water Heat Recovery ¦ First Nations Home Retrofits | TRC | 0 | 0 | 0
None | Cumulative Program Savings kW | Drain Water Heat Recovery ¦ Green Heat | TRC | 0 | 0 | 0
None | Cumulative Program Savings kW | Drain Water Heat Recovery ¦ Home Energy Assessment | TRC | 0 | 0 | 0
None | Cumulative Program Savings kW | Dual Enthalpy Economizer Controls ¦ Business Energy Rebates | TRC | 0 | 0 | 0
None | Cumulative Program Savings kW | Dual Enthalpy Economizer Controls ¦ Small Business Energy Solutions | TRC | 0 | 0 | 0
None | Cumulative Program Savings kW | EC Motor for Refrigeration Applications ¦ Business Energy Rebates1 | TRC | 0 | 0 | 0
None | Cumulative Program Savings kW | EC Motor for Refrigeration Applications ¦ Business Energy Rebates2 | TRC | 0 | 0 | 0
None | Cumulative Program Savings kW | EC Motor for Refrigeration Applications ¦ Small Business Energy Solutions1 | TRC | 0 | 0 | 0
None | Cumulative Program Savings kW | EC Motor for Refrigeration Applications ¦ Small Business Energy Solutions2 | TRC | 0 | 0 | 0
None | Cumulative Program Savings kW | ECM Circulator Pump ¦ Home Energy Assessment | TRC | 0 | 0 | 0
None | Cumulative Program Savings kW | ECM Circulator Pump ¦ Instant Savings | TRC | 0 | 0 | 0
None | Cumulative Program Savings kW | Efficient clothes washer ¦ Instant Savings | TRC | 0 | 0 | 0
None | Cumulative Program Savings kW | Efficient refrigerator ¦ Instant Savings | TRC | 0 | 0 | 0
None | Cumulative Program Savings kW | Electric Combination Oven ¦ Business Energy Rebates | TRC | 0 | 0 | 0
None | Cumulative Program Savings kW | Electric Combination Oven ¦ Small Business Energy Solutions | TRC | 0 | 0 | 0
None | Cumulative Program Savings kW | Electric Combination Oven with Gas ¦ Business Energy Rebates | TRC | 0 | 0 | 0
None | Cumulative Program Savings kW | Electric Combination Oven with Gas ¦ Small Business Energy Solutions | TRC | 0 | 0 | 0
None | Cumulative Program Savings kW | Electric Convection Oven ¦ Business Energy Rebates | TRC | 0 | 0 | 0
None | Cumulative Program Savings kW | Electric Convection Oven ¦ Small Business Energy Solutions | TRC | 0 | 0 | 0
None | Cumulative Program Savings kW | Electric Convection Oven with Gas ¦ Business Energy Rebates | TRC | 0 | 0 | 0
None | Cumulative Program Savings kW | Electric Convection Oven with Gas ¦ Small Business Energy Solutions | TRC | 0 | 0 | 0
None | Cumulative Program Savings kW | Electric Fryer Replacement with Gas ¦ Business Energy Rebates | TRC | 0 | 0 | 0
None | Cumulative Program Savings kW | Electric Fryer Replacement with Gas ¦ Small Business Energy Solutions | TRC | 0 | 0 | 0
None | Cumulative Program Savings kW | Electric Griddle ¦ Business Energy Rebates | TRC | 0 | 0 | 0
None | Cumulative Program Savings kW | Electric Griddle ¦ Small Business Energy Solutions | TRC | 0 | 0 | 0
None | Cumulative Program Savings kW | Electric Griddle Replacement with Gas ¦ Business Energy Rebates | TRC | 0 | 0 | 0
None | Cumulative Program Savings kW | Electric Griddle Replacement with Gas ¦ Small Business Energy Solutions | TRC | 0 | 0 | 0
None | Cumulative Program Savings kW | Electric Steam Cooker ¦ Business Energy Rebates | TRC | 0 | 0 | 0
None | Cumulative Program Savings kW | Electric Steam Cooker ¦ Small Business Energy Solutions | TRC | 0 | 0 | 0
None | Cumulative Program Savings kW | Electric Steam Cooker Replacement with Gas ¦ Business Energy Rebates | TRC | 0 | 0 | 0
None | Cumulative Program Savings kW | Electric Steam Cooker Replacement with Gas ¦ Small Business Energy Solutions | TRC | 0 | 0 | 0
None | Cumulative Program Savings kW | Electric to Natural Gas - Water Heater ¦ Business Energy Rebates | TRC | 0 | 0 | 0
None | Cumulative Program Savings kW | Electric to Natural Gas - Water Heater ¦ Small Business Energy Solutions | TRC | 0 | 0 | 0
None | Cumulative Program Savings kW | Energy Management Information Systems ¦ EMIS | TRC | 0 | 0 | 0
None | Cumulative Program Savings kW | Energy Star Dryer ¦ Instant Savings | TRC | 0 | 0 | 0
None | Cumulative Program Savings kW | ENERGY STAR Pool Pump ¦ Business Energy Rebates | TRC | 0 | 0 | 0
None | Cumulative Program Savings kW | ENERGY STAR Pool Pump ¦ Small Business Energy Solutions | TRC | 0 | 0 | 0
None | Cumulative Program Savings kW | ENERGY STAR Uninteruptible Power Supplies (UPS) ¦ Business Energy Rebates | TRC | 0 | 0 | 0
None | Cumulative Program Savings kW | ENERGY STAR Uninteruptible Power Supplies (UPS) ¦ Small Business Energy Solutions | TRC | 0 | 0 | 0
None | Cumulative Program Savings kW | ENERGY STAR Washing Machine ¦ Business Energy Rebates | TRC | 0 | 0 | 0
None | Cumulative Program Savings kW | ENERGY STAR Washing Machine ¦ Small Business Energy Solutions | TRC | 0 | 0 | 0
None | Cumulative Program Savings kW | Engine Block Heater Timer (Agriculture) ¦ Business Energy Rebates | TRC | 0 | 0 | 0
None | Cumulative Program Savings kW | Engine Block Heater Timer (Agriculture) ¦ Small Business Energy Solutions | TRC | 0 | 0 | 0
None | Cumulative Program Savings kW | Evaporator Fan Motor Controls ¦ Business Energy Rebates | TRC | 0 | 0 | 0
None | Cumulative Program Savings kW | Evaporator Fan Motor Controls ¦ Small Business Energy Solutions | TRC | 0 | 0 | 0
None | Cumulative Program Savings kW | Faucet Aerators - MURB ¦ Efficient Products Installation | TRC | 0 | 0 | 0
None | Cumulative Program Savings kW | Faucet Aerators ¦ Efficient Products Installation | TRC | 0 | 0 | 0
None | Cumulative Program Savings kW | Flood Luminaire (10000 lumen) ¦ Business Energy Rebates | TRC | 0 | 0 | 0
None | Cumulative Program Savings kW | Flood Luminaire (10000 lumen) ¦ Small Business Energy Solutions | TRC | 0 | 0 | 0
None | Cumulative Program Savings kW | Flood Luminaire (48000 lumen) ¦ Business Energy Rebates | TRC | 0 | 0 | 0
None | Cumulative Program Savings kW | Flood Luminaire (48000 lumen) ¦ Small Business Energy Solutions | TRC | 0 | 0 | 0
None | Cumulative Program Savings kW | Four Pin Replacement Lamps for CFLs ¦ Business Energy Rebates | TRC | 0 | 0 | 0
None | Cumulative Program Savings kW | Four Pin Replacement Lamps for CFLs ¦ Small Business Energy Solutions | TRC | 0 | 0 | 0
None | Cumulative Program Savings kW | Freezer replacement (Low income only) ¦ Appliance Retirement | TRC | 0 | 0 | 0
None | Cumulative Program Savings kW | Freezer replacement (Low income only) ¦ First Nations Home Retrofits | TRC | 0 | 0 | 0
None | Cumulative Program Savings kW | Freezer replacement ¦ Appliance Retirement | TRC | 0 | 0 | 0
None | Cumulative Program Savings kW | Freezer retirement ¦ Appliance Retirement | TRC | 0 | 0 | 0
None | Cumulative Program Savings kW | Fridge replacement ¦ Appliance Retirement | TRC | 0 | 0 | 0
None | Cumulative Program Savings kW | Fuel Pump Canopy Luminaire (4000 lumen) ¦ Business Energy Rebates | TRC | 0 | 0 | 0
None | Cumulative Program Savings kW | Fuel Pump Canopy Luminaire (4000 lumen) ¦ Small Business Energy Solutions | TRC | 0 | 0 | 0
None | Cumulative Program Savings kW | Fuel Pump Canopy Luminaire (8000 lumen) ¦ Business Energy Rebates | TRC | 0 | 0 | 0
None | Cumulative Program Savings kW | Fuel Pump Canopy Luminaire (8000 lumen) ¦ Small Business Energy Solutions | TRC | 0 | 0 | 0
None | Cumulative Program Savings kW | Full Size Hot Food Holding Cabinet ¦ Business Energy Rebates | TRC | 0 | 0 | 0
None | Cumulative Program Savings kW | Full Size Hot Food Holding Cabinet ¦ Small Business Energy Solutions | TRC | 0 | 0 | 0
None | Cumulative Program Savings kW | Glass Door Frezzer ¦ Business Energy Rebates | TRC | 0 | 0 | 0
None | Cumulative Program Savings kW | Glass Door Frezzer ¦ Small Business Energy Solutions | TRC | 0 | 0 | 0
None | Cumulative Program Savings kW | Glass Door Refrigerator ¦ Business Energy Rebates | TRC | 0 | 0 | 0
None | Cumulative Program Savings kW | Glass Door Refrigerator ¦ Small Business Energy Solutions | TRC | 0 | 0 | 0
None | Cumulative Program Savings kW | Ground Source Heat Pump (60kBTU/hr) ¦ Business Energy Rebates | TRC | 0 | 0 | 0
None | Cumulative Program Savings kW | Ground Source Heat Pump (60kBTU/hr) ¦ Small Business Energy Solutions | TRC | 0 | 0 | 0
None | Cumulative Program Savings kW | GSHP ¦ Green Heat | TRC | 0 | 0 | 0
None | Cumulative Program Savings kW | Heat Pump Clothes Dryer ¦ Business Energy Rebates | TRC | 0 | 0 | 0
None | Cumulative Program Savings kW | Heat Pump Clothes Dryer ¦ Small Business Energy Solutions | TRC | 0 | 0 | 0
None | Cumulative Program Savings kW | Heat Pump Dryer (ventless) ¦ Instant Savings | TRC | 0 | 0 | 0
None | Cumulative Program Savings kW | Heat Pump Water Heater ¦ Business Energy Rebates | TRC | 0 | 0 | 0
None | Cumulative Program Savings kW | Heat Pump Water Heater ¦ First Nations Home Retrofits | TRC | 0 | 0 | 0
None | Cumulative Program Savings kW | Heat Pump Water Heater ¦ Green Heat | TRC | 0 | 0 | 0
None | Cumulative Program Savings kW | Heat Pump Water Heater ¦ Home Energy Assessment | TRC | 0 | 0 | 0
None | Cumulative Program Savings kW | Heat Pump Water Heater ¦ Small Business Energy Solutions | TRC | 0 | 0 | 0
None | Cumulative Program Savings kW | Heat Reclaimer Unit (Agriculture) ¦ Business Energy Rebates | TRC | 0 | 0 | 0
None | Cumulative Program Savings kW | Heat Reclaimer Unit (Agriculture) ¦ Small Business Energy Solutions | TRC | 0 | 0 | 0
None | Cumulative Program Savings kW | Heavy duty timer ¦ Instant Savings | TRC | 0 | 0 | 0
None | Cumulative Program Savings kW | High Bay Luminaire (15 000 lumen) ¦ Business Energy Rebates | TRC | 0 | 0 | 0
None | Cumulative Program Savings kW | High Bay Luminaire (15 000 lumen) ¦ Small Business Energy Solutions | TRC | 0 | 0 | 0
None | Cumulative Program Savings kW | High Bay Luminaire (35 000 lumen) ¦ Business Energy Rebates | TRC | 0 | 0 | 0
None | Cumulative Program Savings kW | High Bay Luminaire (35 000 lumen) ¦ Small Business Energy Solutions | TRC | 0 | 0 | 0
None | Cumulative Program Savings kW | High Bay Luminaire (60 000 lumen) ¦ Business Energy Rebates | TRC | 0 | 0 | 0
None | Cumulative Program Savings kW | High Bay Luminaire (60 000 lumen) ¦ Small Business Energy Solutions | TRC | 0 | 0 | 0
None | Cumulative Program Savings kW | High Efficiency Circulator Pump 1.5kW ¦ Business Energy Rebates | TRC | 0 | 0 | 0
None | Cumulative Program Savings kW | High Efficiency Circulator Pump 1.5kW ¦ Small Business Energy Solutions | TRC | 0 | 0 | 0
None | Cumulative Program Savings kW | High Efficiency Circulator Pump 100W ¦ Business Energy Rebates | TRC | 0 | 0 | 0
None | Cumulative Program Savings kW | High Efficiency Circulator Pump 100W ¦ Small Business Energy Solutions | TRC | 0 | 0 | 0
None | Cumulative Program Savings kW | High Efficiency Circulator Pump 300W ¦ Business Energy Rebates | TRC | 0 | 0 | 0
None | Cumulative Program Savings kW | High Efficiency Circulator Pump 300W ¦ Small Business Energy Solutions | TRC | 0 | 0 | 0
None | Cumulative Program Savings kW | High Volume Low Speed Fan (Agriculture) ¦ Business Energy Rebates | TRC | 0 | 0 | 0
None | Cumulative Program Savings kW | High Volume Low Speed Fan (Agriculture) ¦ Small Business Energy Solutions | TRC | 0 | 0 | 0
None | Cumulative Program Savings kW | Holiday Lights Exchange - MURB ¦ Efficient Products Installation | TRC | 0 | 0 | 0
None | Cumulative Program Savings kW | Holiday Lights Exchange ¦ Efficient Products Installation | TRC | 0 | 0 | 0
None | Cumulative Program Savings kW | Hot Water Tank Wrap - MURB ¦ Efficient Products Installation | TRC | 0 | 0 | 0
None | Cumulative Program Savings kW | Hot Water Tank Wrap ¦ Efficient Products Installation | TRC | 0 | 0 | 0
None | Cumulative Program Savings kW | HVAC Hotel Occupancy Sensor ¦ Business Energy Rebates | TRC | 0 | 0 | 0
None | Cumulative Program Savings kW | HVAC Hotel Occupancy Sensor ¦ Small Business Energy Solutions | TRC | 0 | 0 | 0
None | Cumulative Program Savings kW | Hybrid Heat Pump Dryer ¦ Instant Savings | TRC | 0 | 0 | 0
None | Cumulative Program Savings kW | Ice-Making Head ¦ Business Energy Rebates | TRC | 0 | 0 | 0
None | Cumulative Program Savings kW | Ice-Making Head ¦ Small Business Energy Solutions | TRC | 0 | 0 | 0
None | Cumulative Program Savings kW | Indoor motion sensor ¦ Instant Savings | TRC | 0 | 0 | 0
None | Cumulative Program Savings kW | Intelligent Freezer Defrost Controls ¦ Business Energy Rebates | TRC | 0 | 0 | 0
None | Cumulative Program Savings kW | Intelligent Freezer Defrost Controls ¦ Small Business Energy Solutions | TRC | 0 | 0 | 0
None | Cumulative Program Savings kW | Large Commercial/Industrial ETS System ¦ ETS Business Energy Rebates | TRC | 0 | 0 | 0
None | Cumulative Program Savings kW | LED - ENERGY STAR Fixture with Motion Sensor ¦ Instant Savings | TRC | 0 | 0 | 0
None | Cumulative Program Savings kW | LED - ENERGY STAR Fixture without Motion Sensor ¦ Instant Savings | TRC | 0 | 0 | 0
None | Cumulative Program Savings kW | LED - Other ¦ Instant Savings | TRC | 0 | 0 | 0
None | Cumulative Program Savings kW | LED - R, BR and Decorative ¦ Instant Savings | TRC | 0 | 0 | 0
None | Cumulative Program Savings kW | LED - Recessed downlight ¦ Instant Savings | TRC | 0 | 0 | 0
None | Cumulative Program Savings kW | LED Nightlights - MURB ¦ Efficient Products Installation | TRC | 0 | 0 | 0
None | Cumulative Program Savings kW | LED Nightlights ¦ Efficient Products Installation | TRC | 0 | 0 | 0
None | Cumulative Program Savings kW | LED Replacement Lamps for HID (10000 lumen) ¦ Business Energy Rebates | TRC | 0 | 0 | 0
None | Cumulative Program Savings kW | LED Replacement Lamps for HID (10000 lumen) ¦ Small Business Energy Solutions | TRC | 0 | 0 | 0
None | Cumulative Program Savings kW | LED Replacement Lamps for HID (4000 lumen) ¦ Business Energy Rebates | TRC | 0 | 0 | 0
None | Cumulative Program Savings kW | LED Replacement Lamps for HID (4000 lumen) ¦ Small Business Energy Solutions | TRC | 0 | 0 | 0
None | Cumulative Program Savings kW | LED Troffer (1x4) ¦ Business Energy Rebates | TRC | 0 | 0 | 0
None | Cumulative Program Savings kW | LED Troffer (1x4) ¦ Small Business Energy Solutions | TRC | 0 | 0 | 0
None | Cumulative Program Savings kW | LED Troffer (2x2) ¦ Business Energy Rebates | TRC | 0 | 0 | 0
None | Cumulative Program Savings kW | LED Troffer (2x2) ¦ Small Business Energy Solutions | TRC | 0 | 0 | 0
None | Cumulative Program Savings kW | LED Troffer (4x2) ¦ Business Energy Rebates | TRC | 0 | 0 | 0
None | Cumulative Program Savings kW | LED Troffer (4x2) ¦ Small Business Energy Solutions | TRC | 0 | 0 | 0
None | Cumulative Program Savings kW | LED Wall Sconce (1200 lumen) ¦ Small Business Energy Solutions | TRC | 0 | 0 | 0
None | Cumulative Program Savings kW | LED Wall Sconce (3000 lumen) ¦ Small Business Energy Solutions | TRC | 0 | 0 | 0
None | Cumulative Program Savings kW | LED Wall Sconce (800 lumen) ¦ Small Business Energy Solutions | TRC | 0 | 0 | 0
None | Cumulative Program Savings kW | Linear Ambient Luminaire (10000 lumen) ¦ Business Energy Rebates | TRC | 0 | 0 | 0
None | Cumulative Program Savings kW | Linear Ambient Luminaire (10000 lumen) ¦ Small Business Energy Solutions | TRC | 0 | 0 | 0
None | Cumulative Program Savings kW | Linear Ambient Luminaire (2000 lumen) ¦ Business Energy Rebates | TRC | 0 | 0 | 0
None | Cumulative Program Savings kW | Linear Ambient Luminaire (2000 lumen) ¦ Small Business Energy Solutions | TRC | 0 | 0 | 0
None | Cumulative Program Savings kW | Linear Ambient Luminaire (4000 lumen) ¦ Business Energy Rebates | TRC | 0 | 0 | 0
None | Cumulative Program Savings kW | Linear Ambient Luminaire (4000 lumen) ¦ Small Business Energy Solutions | TRC | 0 | 0 | 0
None | Cumulative Program Savings kW | Linear Ambient Luminaire (8000 lumen) ¦ Business Energy Rebates | TRC | 0 | 0 | 0
None | Cumulative Program Savings kW | Linear Ambient Luminaire (8000 lumen) ¦ Small Business Energy Solutions | TRC | 0 | 0 | 0
None | Cumulative Program Savings kW | Linear Replacement Lamp (2 foot) ¦ Business Energy Rebates | TRC | 0 | 0 | 0
None | Cumulative Program Savings kW | Linear Replacement Lamp (2 foot) ¦ Small Business Energy Solutions | TRC | 0 | 0 | 0
None | Cumulative Program Savings kW | Linear Replacement Lamp (4 foot) ¦ Business Energy Rebates | TRC | 0 | 0 | 0
None | Cumulative Program Savings kW | Linear Replacement Lamp (4 foot) ¦ Small Business Energy Solutions | TRC | 0 | 0 | 0
None | Cumulative Program Savings kW | Low-bay Luminaire (10,000 lumen) ¦ Business Energy Rebates | TRC | 0 | 0 | 0
None | Cumulative Program Savings kW | Low-bay Luminaire (10,000 lumen) ¦ Small Business Energy Solutions | TRC | 0 | 0 | 0
None | Cumulative Program Savings kW | Low-bay Luminaire (5000 lumen) ¦ Business Energy Rebates | TRC | 0 | 0 | 0
None | Cumulative Program Savings kW | Low-bay Luminaire (5000 lumen) ¦ Small Business Energy Solutions | TRC | 0 | 0 | 0
None | Cumulative Program Savings kW | Low-flow showerhead - 0.5 gpm Reduction - MURB ¦ Efficient Products Installation | TRC | 0 | 0 | 0
None | Cumulative Program Savings kW | Low-flow showerhead - 0.5 gpm Reduction ¦ Efficient Products Installation | TRC | 0 | 0 | 0
None | Cumulative Program Savings kW | Low-flow showerhead - 1.0 gpm Reduction - MURB ¦ Efficient Products Installation | TRC | 0 | 0 | 0
None | Cumulative Program Savings kW | Low-flow showerhead - 1.0 gpm Reduction ¦ Efficient Products Installation | TRC | 0 | 0 | 0
None | Cumulative Program Savings kW | Low-flow showerhead -0.75 gpm Reduction - MURB ¦ Efficient Products Installation | TRC | 0 | 0 | 0
None | Cumulative Program Savings kW | Low-flow showerhead -0.75 gpm Reduction ¦ Efficient Products Installation | TRC | 0 | 0 | 0
None | Cumulative Program Savings kW | Low/Zero Energy Livestock Waterer ¦ Business Energy Rebates | TRC | 0 | 0 | 0
None | Cumulative Program Savings kW | Low/Zero Energy Livestock Waterer ¦ Small Business Energy Solutions | TRC | 0 | 0 | 0
None | Cumulative Program Savings kW | Luminaire Level Lighting Control (LLLC) - High Impact Application ¦ Business Energy Rebates | TRC | 0 | 0 | 0
None | Cumulative Program Savings kW | Luminaire Level Lighting Control (LLLC) - High Impact Application ¦ Small Business Energy Solutions | TRC | 0 | 0 | 0
None | Cumulative Program Savings kW | Luminaire Level Lighting Control (LLLC) - Low Impact Application ¦ Business Energy Rebates | TRC | 0 | 0 | 0
None | Cumulative Program Savings kW | Luminaire Level Lighting Control (LLLC) - Low Impact Application ¦ Small Business Energy Solutions | TRC | 0 | 0 | 0
None | Cumulative Program Savings kW | Medium Commercial ETS System ¦ ETS Business Energy Rebates | TRC | 0 | 0 | 0
None | Cumulative Program Savings kW | Medium Commercial ETS System ¦ ETS Small Business Energy Solutions | TRC | 0 | 0 | 0
None | Cumulative Program Savings kW | Milk Pre-cooler ¦ Business Energy Rebates | TRC | 0 | 0 | 0
None | Cumulative Program Savings kW | Milk Pre-cooler ¦ Small Business Energy Solutions | TRC | 0 | 0 | 0
None | Cumulative Program Savings kW | Mini freezer retirement ¦ Appliance Retirement | TRC | 0 | 0 | 0
None | Cumulative Program Savings kW | Mini fridge retirement ¦ Appliance Retirement | TRC | 0 | 0 | 0
None | Cumulative Program Savings kW | Motion sensor with dimmer switch ¦ Instant Savings | TRC | 0 | 0 | 0
None | Cumulative Program Savings kW | MSHP - Fully Electrical ¦ Green Heat | TRC | 0 | 0 | 0
None | Cumulative Program Savings kW | MSHP - Mainly Electrical ¦ Green Heat | TRC | 0 | 0 | 0
None | Cumulative Program Savings kW | Multi-Tank Conveyor Dishwasher - High Temp ¦ Business Energy Rebates | TRC | 0 | 0 | 0
None | Cumulative Program Savings kW | Multi-Tank Conveyor Dishwasher - High Temp ¦ Small Business Energy Solutions | TRC | 0 | 0 | 0
None | Cumulative Program Savings kW | Multi-Tank Conveyor Dishwasher - Low Temp ¦ Business Energy Rebates | TRC | 0 | 0 | 0
None | Cumulative Program Savings kW | Multi-Tank Conveyor Dishwasher - Low Temp ¦ Small Business Energy Solutions | TRC | 0 | 0 | 0
None | Cumulative Program Savings kW | Natural Barn Ventiliation - Summer Only ¦ Business Energy Rebates | TRC | 0 | 0 | 0
None | Cumulative Program Savings kW | Natural Barn Ventiliation - Summer Only ¦ Small Business Energy Solutions | TRC | 0 | 0 | 0
None | Cumulative Program Savings kW | Natural Barn Ventiliation - Year-Round ¦ Business Energy Rebates | TRC | 0 | 0 | 0
None | Cumulative Program Savings kW | Natural Barn Ventiliation - Year-Round ¦ Small Business Energy Solutions | TRC | 0 | 0 | 0
None | Cumulative Program Savings kW | Natural Gas Conversion - Commercial Electric Clothes Dryer ¦ Business Energy Rebates | TRC | 0 | 0 | 0
None | Cumulative Program Savings kW | Natural Gas Conversion - Commercial Electric Clothes Dryer ¦ Small Business Energy Solutions | TRC | 0 | 0 | 0
None | Cumulative Program Savings kW | Networked/ Connected - Indoor LED Lamp ¦ Instant Savings | TRC | 0 | 0 | 0
None | Cumulative Program Savings kW | Networked/Connected - High Impact Application ¦ Business Energy Rebates | TRC | 0 | 0 | 0
None | Cumulative Program Savings kW | Networked/Connected - High Impact Application ¦ Small Business Energy Solutions | TRC | 0 | 0 | 0
None | Cumulative Program Savings kW | Networked/Connected - Low Impact Application ¦ Business Energy Rebates | TRC | 0 | 0 | 0
None | Cumulative Program Savings kW | Networked/Connected - Low Impact Application ¦ Small Business Energy Solutions | TRC | 0 | 0 | 0
None | Cumulative Program Savings kW | No-Loss Drain ¦ Business Energy Rebates | TRC | 0 | 0 | 0
None | Cumulative Program Savings kW | No-Loss Drain ¦ Small Business Energy Solutions | TRC | 0 | 0 | 0
None | Cumulative Program Savings kW | Occupancy Sensor (Ceiling Mounted) ¦ Business Energy Rebates | TRC | 0 | 0 | 0
None | Cumulative Program Savings kW | Occupancy Sensor (Ceiling Mounted) ¦ Small Business Energy Solutions | TRC | 0 | 0 | 0
None | Cumulative Program Savings kW | Occupancy Sensor (Wall Mounted) ¦ Business Energy Rebates | TRC | 0 | 0 | 0
None | Cumulative Program Savings kW | Occupancy Sensor (Wall Mounted) ¦ Small Business Energy Solutions | TRC | 0 | 0 | 0
None | Cumulative Program Savings kW | Occupancy Sensor (Exterior) ¦ Business Energy Rebates | TRC | 0 | 0 | 0
None | Cumulative Program Savings kW | Occupancy Sensor (Exterior) ¦ Small Business Energy Solutions | TRC | 0 | 0 | 0
None | Cumulative Program Savings kW | Open to Closed Cooler Conversion ¦ Business Energy Rebates | TRC | 0 | 0 | 0
None | Cumulative Program Savings kW | Open to Closed Cooler Conversion ¦ Small Business Energy Solutions | TRC | 0 | 0 | 0
None | Cumulative Program Savings kW | Outdoor motion sensor ¦ Instant Savings | TRC | 0 | 0 | 0
None | Cumulative Program Savings kW | Outside Air Economizer ¦ Business Energy Rebates | TRC | 0 | 0 | 0
None | Cumulative Program Savings kW | Outside Air Economizer ¦ Small Business Energy Solutions | TRC | 0 | 0 | 0
None | Cumulative Program Savings kW | Packaged Terminal Heat Pump (12kBTU/hr) ¦ Business Energy Rebates | TRC | 0 | 0 | 0
None | Cumulative Program Savings kW | Packaged Terminal Heat Pump (12kBTU/hr) ¦ Small Business Energy Solutions | TRC | 0 | 0 | 0
None | Cumulative Program Savings kW | Parking Garage Luminaire (4000 lumen) ¦ Business Energy Rebates | TRC | 0 | 0 | 0
None | Cumulative Program Savings kW | Parking Garage Luminaire (4000 lumen) ¦ Small Business Energy Solutions | TRC | 0 | 0 | 0
None | Cumulative Program Savings kW | Parking Garage Luminaire (8000 lumen) ¦ Business Energy Rebates | TRC | 0 | 0 | 0
None | Cumulative Program Savings kW | Parking Garage Luminaire (8000 lumen) ¦ Small Business Energy Solutions | TRC | 0 | 0 | 0
None | Cumulative Program Savings kW | Pellet Boiler/Furnace ¦ Green Heat | TRC | 0 | 0 | 0
None | Cumulative Program Savings kW | Pellet Stove ¦ Green Heat | TRC | 0 | 0 | 0
None | Cumulative Program Savings kW | Pipe Insulation - MURB ¦ Efficient Products Installation | TRC | 0 | 0 | 0
None | Cumulative Program Savings kW | Pipe Insulation ¦ Efficient Products Installation | TRC | 0 | 0 | 0
None | Cumulative Program Savings kW | Pole/Arm-Mounted Area Luminaire (20000 lumen) ¦ Business Energy Rebates | TRC | 0 | 0 | 0
None | Cumulative Program Savings kW | Pole/Arm-Mounted Area Luminaire (20000 lumen) ¦ Small Business Energy Solutions | TRC | 0 | 0 | 0
None | Cumulative Program Savings kW | Pole/Arm-Mounted Area Luminaire (4000 lumen) ¦ Business Energy Rebates | TRC | 0 | 0 | 0
None | Cumulative Program Savings kW | Pole/Arm-Mounted Area Luminaire (4000 lumen) ¦ Small Business Energy Solutions | TRC | 0 | 0 | 0
None | Cumulative Program Savings kW | Pole/Arm-Mounted Area Luminaire (60000 lumen) ¦ Business Energy Rebates | TRC | 0 | 0 | 0
None | Cumulative Program Savings kW | Pole/Arm-Mounted Area Luminaire (60000 lumen) ¦ Small Business Energy Solutions | TRC | 0 | 0 | 0
None | Cumulative Program Savings kW | Pole/Arm-Mounted Decorative Luminaire (1500 lumen) ¦ Business Energy Rebates | TRC | 0 | 0 | 0
None | Cumulative Program Savings kW | Pole/Arm-Mounted Decorative Luminaire (1500 lumen) ¦ Small Business Energy Solutions | TRC | 0 | 0 | 0
None | Cumulative Program Savings kW | Pole/Arm-Mounted Decorative Luminaire (5000 lumen) ¦ Business Energy Rebates | TRC | 0 | 0 | 0
None | Cumulative Program Savings kW | Pole/Arm-Mounted Decorative Luminaire (5000 lumen) ¦ Small Business Energy Solutions | TRC | 0 | 0 | 0
None | Cumulative Program Savings kW | Pot, Pan and Utensil Dishwasher - High Temp ¦ Business Energy Rebates | TRC | 0 | 0 | 0
None | Cumulative Program Savings kW | Pot, Pan and Utensil Dishwasher - High Temp ¦ Small Business Energy Solutions | TRC | 0 | 0 | 0
None | Cumulative Program Savings kW | Power bar with timer ¦ Instant Savings | TRC | 0 | 0 | 0
None | Cumulative Program Savings kW | Premium High Bay Luminaire (15 000 lumen) ¦ Business Energy Rebates | TRC | 0 | 0 | 0
None | Cumulative Program Savings kW | Premium High Bay Luminaire (15 000 lumen) ¦ Small Business Energy Solutions | TRC | 0 | 0 | 0
None | Cumulative Program Savings kW | Premium High Bay Luminaire (35 000 lumen) ¦ Business Energy Rebates | TRC | 0 | 0 | 0
None | Cumulative Program Savings kW | Premium High Bay Luminaire (35 000 lumen) ¦ Small Business Energy Solutions | TRC | 0 | 0 | 0
None | Cumulative Program Savings kW | Premium High Bay Luminaire (60 000 lumen) ¦ Business Energy Rebates | TRC | 0 | 0 | 0
None | Cumulative Program Savings kW | Premium High Bay Luminaire (60 000 lumen) ¦ Small Business Energy Solutions | TRC | 0 | 0 | 0
None | Cumulative Program Savings kW | Programmable thermostat ¦ Instant Savings | TRC | 0 | 0 | 0
None | Cumulative Program Savings kW | Programmable Thermostats ¦ First Nations Home Retrofits | TRC | 0 | 0 | 0
None | Cumulative Program Savings kW | Range / Stove replacement ¦ Appliance Retirement | TRC | 0 | 0 | 0
None | Cumulative Program Savings kW | refri ¦ Small Business Energy Solutions | TRC | 0 | 0 | 0
None | Cumulative Program Savings kW | Refrigerated Case Luminaire ¦ Business Energy Rebates | TRC | 0 | 0 | 0
None | Cumulative Program Savings kW | Refrigerated Case Luminaire ¦ Small Business Energy Solutions | TRC | 0 | 0 | 0
None | Cumulative Program Savings kW | Refrigerated Vending Machine Controls ¦ Business Energy Rebates | TRC | 0 | 0 | 0
None | Cumulative Program Savings kW | Refrigerated Vending Machine Controls ¦ Small Business Energy Solutions | TRC | 0 | 0 | 0
None | Cumulative Program Savings kW | Refrigerator replacement (Low income only) ¦ Appliance Retirement | TRC | 0 | 0 | 0
None | Cumulative Program Savings kW | Refrigerator replacement (Low income only) ¦ First Nations Home Retrofits | TRC | 0 | 0 | 0
None | Cumulative Program Savings kW | Refrigerator retirement ¦ Appliance Retirement | TRC | 0 | 0 | 0
None | Cumulative Program Savings kW | Remote Condensing Unit ¦ Business Energy Rebates | TRC | 0 | 0 | 0
None | Cumulative Program Savings kW | Remote Condensing Unit ¦ Small Business Energy Solutions | TRC | 0 | 0 | 0
None | Cumulative Program Savings kW | Residential DHW Timer ¦ ETS Green Heat | TRC | 0 | 0 | 0
None | Cumulative Program Savings kW | Residential ETS System (Central) ¦ ETS Green Heat | TRC | 0 | 0 | 0
None | Cumulative Program Savings kW | Residential ETS System (Central) ¦ ETS Home Energy Assessment | TRC | 0 | 0 | 0
None | Cumulative Program Savings kW | Residential ETS System (Room) ¦ ETS Green Heat | TRC | 0 | 0 | 0
None | Cumulative Program Savings kW | Residential ETS System (Room) ¦ ETS Home Energy Assessment | TRC | 0 | 0 | 0
None | Cumulative Program Savings kW | Room air purifier ¦ Instant Savings | TRC | 0 | 0 | 0
None | Cumulative Program Savings kW | Self-Contained Ice Maker ¦ Business Energy Rebates | TRC | 0 | 0 | 0
None | Cumulative Program Savings kW | Self-Contained Ice Maker ¦ Small Business Energy Solutions | TRC | 0 | 0 | 0
None | Cumulative Program Savings kW | Server Virtualization and Decommissioning ¦ Business Energy Rebates | TRC | 0 | 0 | 0
None | Cumulative Program Savings kW | Server Virtualization and Decommissioning ¦ Small Business Energy Solutions | TRC | 0 | 0 | 0
None | Cumulative Program Savings kW | Server-based Power Management Software ¦ Business Energy Rebates | TRC | 0 | 0 | 0
None | Cumulative Program Savings kW | Server-based Power Management Software ¦ Small Business Energy Solutions | TRC | 0 | 0 | 0
None | Cumulative Program Savings kW | Single -Tank Conveyor Dishwasher - High Temp ¦ Business Energy Rebates | TRC | 0 | 0 | 0
None | Cumulative Program Savings kW | Single -Tank Conveyor Dishwasher - High Temp ¦ Small Business Energy Solutions | TRC | 0 | 0 | 0
None | Cumulative Program Savings kW | Single -Tank Conveyor Dishwasher - Low Temp ¦ Business Energy Rebates | TRC | 0 | 0 | 0
None | Cumulative Program Savings kW | Single -Tank Conveyor Dishwasher - Low Temp ¦ Small Business Energy Solutions | TRC | 0 | 0 | 0
None | Cumulative Program Savings kW | Single Heat Pad (Agriculture) ¦ Business Energy Rebates | TRC | 0 | 0 | 0
None | Cumulative Program Savings kW | Single Heat Pad (Agriculture) ¦ Small Business Energy Solutions | TRC | 0 | 0 | 0
None | Cumulative Program Savings kW | Single-Tank Door type Dishwasher - High Temp ¦ Business Energy Rebates | TRC | 0 | 0 | 0
None | Cumulative Program Savings kW | Single-Tank Door type Dishwasher - High Temp ¦ Small Business Energy Solutions | TRC | 0 | 0 | 0
None | Cumulative Program Savings kW | Single-Tank Door type Dishwasher - Low Temp ¦ Business Energy Rebates | TRC | 0 | 0 | 0
None | Cumulative Program Savings kW | Single-Tank Door type Dishwasher - Low Temp ¦ Small Business Energy Solutions | TRC | 0 | 0 | 0
None | Cumulative Program Savings kW | Small Commercial ETS Sytem ¦ ETS Business Energy Rebates | TRC | 0 | 0 | 0
None | Cumulative Program Savings kW | Small Commercial ETS Sytem ¦ ETS Small Business Energy Solutions | TRC | 0 | 0 | 0
None | Cumulative Program Savings kW | Smart power bar ¦ Instant Savings | TRC | 0 | 0 | 0
None | Cumulative Program Savings kW | Smart Power Controllers - MURB ¦ Efficient Products Installation | TRC | 0 | 0 | 0
None | Cumulative Program Savings kW | Smart Power Controllers ¦ Efficient Products Installation | TRC | 0 | 0 | 0
None | Cumulative Program Savings kW | Solar air heating ¦ Green Heat | TRC | 0 | 0 | 0
None | Cumulative Program Savings kW | Solar air heating ¦ Home Energy Assessment | TRC | 0 | 0 | 0
None | Cumulative Program Savings kW | Solar DHW System ¦ Business Energy Rebates | TRC | 0 | 0 | 0
None | Cumulative Program Savings kW | Solar DHW System ¦ Small Business Energy Solutions | TRC | 0 | 0 | 0
None | Cumulative Program Savings kW | Solar Domestic Hot Water ¦ Green Heat | TRC | 0 | 0 | 0
None | Cumulative Program Savings kW | Solar Domestic Hot Water ¦ Home Energy Assessment | TRC | 0 | 0 | 0
None | Cumulative Program Savings kW | Solid Door Freezer ¦ Business Energy Rebates | TRC | 0 | 0 | 0
None | Cumulative Program Savings kW | Solid Door Freezer ¦ Small Business Energy Solutions | TRC | 0 | 0 | 0
None | Cumulative Program Savings kW | Solid Door Refrigerator ¦ Business Energy Rebates | TRC | 0 | 0 | 0
None | Cumulative Program Savings kW | Solid Door Refrigerator ¦ Small Business Energy Solutions | TRC | 0 | 0 | 0
None | Cumulative Program Savings kW | Stairwell and Passageway Luminaire ¦ Business Energy Rebates | TRC | 0 | 0 | 0
None | Cumulative Program Savings kW | Stairwell and Passageway Luminaire ¦ Small Business Energy Solutions | TRC | 0 | 0 | 0
None | Cumulative Program Savings kW | Standard Capacity Electric Fryer ¦ Business Energy Rebates | TRC | 0 | 0 | 0
None | Cumulative Program Savings kW | Standard Capacity Electric Fryer ¦ Small Business Energy Solutions | TRC | 0 | 0 | 0
None | Cumulative Program Savings kW | Strategic Energy Management ¦ SEM | TRC | 0 | 0 | 0
None | Cumulative Program Savings kW | Strip-Curtains for Display Cases ¦ Business Energy Rebates | TRC | 0 | 0 | 0
None | Cumulative Program Savings kW | Strip-Curtains for Display Cases ¦ Small Business Energy Solutions | TRC | 0 | 0 | 0
None | Cumulative Program Savings kW | Track/Mono-point Direction Luminaire ¦ Business Energy Rebates | TRC | 0 | 0 | 0
None | Cumulative Program Savings kW | Track/Mono-point Direction Luminaire ¦ Small Business Energy Solutions | TRC | 0 | 0 | 0
None | Cumulative Program Savings kW | Unconverted D ¦ Home Energy Assessment | TRC | 0 | 0 | 0
None | Cumulative Program Savings kW | Under-Counter Dishwasher - HighTemp ¦ Business Energy Rebates | TRC | 0 | 0 | 0
None | Cumulative Program Savings kW | Under-Counter Dishwasher - HighTemp ¦ Small Business Energy Solutions | TRC | 0 | 0 | 0
None | Cumulative Program Savings kW | Under-Counter Dishwasher - Low Temp ¦ Business Energy Rebates | TRC | 0 | 0 | 0
None | Cumulative Program Savings kW | Under-Counter Dishwasher - Low Temp ¦ Small Business Energy Solutions | TRC | 0 | 0 | 0
None | Cumulative Program Savings kW | Variable Speed Kitchen Exhuast Fan ¦ Business Energy Rebates | TRC | 0 | 0 | 0
None | Cumulative Program Savings kW | Variable Speed Kitchen Exhuast Fan ¦ Small Business Energy Solutions | TRC | 0 | 0 | 0
None | Cumulative Program Savings kW | Ventilation Fan (Agriculture) ¦ Business Energy Rebates | TRC | 0 | 0 | 0
None | Cumulative Program Savings kW | Ventilation Fan (Agriculture) ¦ Small Business Energy Solutions | TRC | 0 | 0 | 0
None | Cumulative Program Savings kW | VFD - 10 hp - Institutional - Make-up Air Fan ¦ Business Energy Rebates | TRC | 0 | 0 | 0
None | Cumulative Program Savings kW | VFD - 10 hp - Institutional - Make-up Air Fan ¦ Small Business Energy Solutions | TRC | 0 | 0 | 0
None | Cumulative Program Savings kW | VFD - 10 hp - Retail - Supply Fan ¦ Business Energy Rebates | TRC | 0 | 0 | 0
None | Cumulative Program Savings kW | VFD - 10 hp - Retail - Supply Fan ¦ Small Business Energy Solutions | TRC | 0 | 0 | 0
None | Cumulative Program Savings kW | VFD - 20 hp - Institutional - Chilled Water Pump ¦ Business Energy Rebates | TRC | 0 | 0 | 0
None | Cumulative Program Savings kW | VFD - 20 hp - Institutional - Chilled Water Pump ¦ Small Business Energy Solutions | TRC | 0 | 0 | 0
None | Cumulative Program Savings kW | VFD - 20 hp - Retail - Exhaust Fan ¦ Business Energy Rebates | TRC | 0 | 0 | 0
None | Cumulative Program Savings kW | VFD - 20 hp - Retail - Exhaust Fan ¦ Small Business Energy Solutions | TRC | 0 | 0 | 0
None | Cumulative Program Savings kW | VFD - 30 hp - Institutional - Make-up Air Fan ¦ Business Energy Rebates | TRC | 0 | 0 | 0
None | Cumulative Program Savings kW | VFD - 30 hp - Institutional - Make-up Air Fan ¦ Small Business Energy Solutions | TRC | 0 | 0 | 0
None | Cumulative Program Savings kW | VFD - 30 hp - Retail - Supply Fan ¦ Business Energy Rebates | TRC | 0 | 0 | 0
None | Cumulative Program Savings kW | VFD - 30 hp - Retail - Supply Fan ¦ Small Business Energy Solutions | TRC | 0 | 0 | 0
None | Cumulative Program Savings kW | VFD - 40 hp - Warehousing - Exhaust Fan ¦ Business Energy Rebates | TRC | 0 | 0 | 0
None | Cumulative Program Savings kW | VFD - 40 hp - Warehousing - Exhaust Fan ¦ Small Business Energy Solutions | TRC | 0 | 0 | 0
None | Cumulative Program Savings kW | VFD - 5 hp - Institutional - Chilled Water Pump ¦ Business Energy Rebates | TRC | 0 | 0 | 0
None | Cumulative Program Savings kW | VFD - 5 hp - Institutional - Chilled Water Pump ¦ Small Business Energy Solutions | TRC | 0 | 0 | 0
None | Cumulative Program Savings kW | VFD - 5 hp - Retail - Exhaust Fan ¦ Business Energy Rebates | TRC | 0 | 0 | 0
None | Cumulative Program Savings kW | VFD - 5 hp - Retail - Exhaust Fan ¦ Small Business Energy Solutions | TRC | 0 | 0 | 0
None | Cumulative Program Savings kW | VFD Milk Transfer Pump ¦ Business Energy Rebates | TRC | 0 | 0 | 0
None | Cumulative Program Savings kW | VFD Milk Transfer Pump ¦ Small Business Energy Solutions | TRC | 0 | 0 | 0
None | Cumulative Program Savings kW | VFD Milk Vacuum Pump ¦ Business Energy Rebates | TRC | 0 | 0 | 0
None | Cumulative Program Savings kW | VFD Milk Vacuum Pump ¦ Small Business Energy Solutions | TRC | 0 | 0 | 0
None | Cumulative Program Savings kW | Wall Mounted Area Luminaire (1000 lumen) ¦ Business Energy Rebates | TRC | 0 | 0 | 0
None | Cumulative Program Savings kW | Wall Mounted Area Luminaire (1000 lumen) ¦ Small Business Energy Solutions | TRC | 0 | 0 | 0
None | Cumulative Program Savings kW | Wall Mounted Area Luminaire (10000 lumen) ¦ Business Energy Rebates | TRC | 0 | 0 | 0
None | Cumulative Program Savings kW | Wall Mounted Area Luminaire (10000 lumen) ¦ Small Business Energy Solutions | TRC | 0 | 0 | 0
None | Cumulative Program Savings kW | Wall Mounted Area Luminaire (50000 lumen) ¦ Business Energy Rebates | TRC | 0 | 0 | 0
None | Cumulative Program Savings kW | Wall Mounted Area Luminaire (50000 lumen) ¦ Small Business Energy Solutions | TRC | 0 | 0 | 0
None | Cumulative Program Savings kW | Wall wash luminaire (1500 lumen) ¦ Business Energy Rebates | TRC | 0 | 0 | 0
None | Cumulative Program Savings kW | Wall wash luminaire (1500 lumen) ¦ Small Business Energy Solutions | TRC | 0 | 0 | 0
None | Cumulative Program Savings kW | Wall Wash Luminaire (1000 lumen) ¦ Business Energy Rebates | TRC | 0 | 0 | 0
None | Cumulative Program Savings kW | Wall Wash Luminaire (1000 lumen) ¦ Small Business Energy Solutions | TRC | 0 | 0 | 0
None | Cumulative Program Savings kW | Whole home - tier 1 (45% better than code target) ¦ New Home Construction | TRC | 0 | 0 | 0
None | Cumulative Program Savings kW | Whole home - tier 2 (60% better than code target) ¦ New Home Construction | TRC | 0 | 0 | 0
None | Cumulative Program Savings kW | Whole home - tier 3 (70% better than code target) ¦ New Home Construction | TRC | 0 | 0 | 0
None | Cumulative Program Savings kW | Whole Home - tier 0 (22% better than code on average) ¦ New Home Construction | TRC | 0 | 0 | 0
None | Cumulative Program Savings kW | Whole Home ¦ Home Energy Assessment | TRC | 0 | 0 | 0
None | Cumulative Program Savings kW | Whole Home First Nations Retrofit ¦ First Nations Home Retrofits | TRC | 0 | 0 | 0
None | Cumulative Program Savings kW | Wood Boiler/Furnace ¦ Green Heat | TRC | 0 | 0 | 0
None | Cumulative Program Savings kW | Wood Stove ¦ Green Heat | TRC | 0 | 0 | 0
None | Cumulative Program Savings kW | Zero-Energy Doors for Reach-In Coolers ¦ Business Energy Rebates | TRC | 0 | 0 | 0
None | Cumulative Program Savings kW | Zero-Energy Doors for Reach-In Coolers ¦ Small Business Energy Solutions | TRC | 0 | 0 | 0
None | Cumulative Program Savings Gas | 1/2 Size Hot Food Holding Cabinet ¦ Business Energy Rebates | TRC | 0 | 0 | 0
None | Cumulative Program Savings Gas | 1/2 Size Hot Food Holding Cabinet ¦ Small Business Energy Solutions | TRC | 0 | 0 | 0
None | Cumulative Program Savings Gas | 11W Replacing 60W - MURB ¦ Efficient Products Installation | TRC | 0 | 0 | 0
None | Cumulative Program Savings Gas | 11W Replacing 60W ¦ Efficient Products Installation | TRC | 0 | 0 | 0
None | Cumulative Program Savings Gas | 18W Replacing 100W - MURB ¦ Efficient Products Installation | TRC | 0 | 0 | 0
None | Cumulative Program Savings Gas | 18W Replacing 100W ¦ Efficient Products Installation | TRC | 0 | 0 | 0
None | Cumulative Program Savings Gas | 18W Replacing 75W - MURB ¦ Efficient Products Installation | TRC | 0 | 0 | 0
None | Cumulative Program Savings Gas | 18W Replacing 75W ¦ Efficient Products Installation | TRC | 0 | 0 | 0
None | Cumulative Program Savings Gas | 5W Chandelier E12 - MURB ¦ Efficient Products Installation | TRC | 0 | 0 | 0
None | Cumulative Program Savings Gas | 5W Chandelier E12 ¦ Efficient Products Installation | TRC | 0 | 0 | 0
None | Cumulative Program Savings Gas | 7W G25 - MURB ¦ Efficient Products Installation | TRC | 0 | 0 | 0
None | Cumulative Program Savings Gas | 7W G25 ¦ Efficient Products Installation | TRC | 0 | 0 | 0
None | Cumulative Program Savings Gas | 7W GU10 Replacing 35W - MURB ¦ Efficient Products Installation | TRC | 0 | 0 | 0
None | Cumulative Program Savings Gas | 7W GU10 Replacing 35W ¦ Efficient Products Installation | TRC | 0 | 0 | 0
None | Cumulative Program Savings Gas | 7W GU10 Replacing 50W - MURB ¦ Efficient Products Installation | TRC | 0 | 0 | 0
None | Cumulative Program Savings Gas | 7W GU10 Replacing 50W ¦ Efficient Products Installation | TRC | 0 | 0 | 0
None | Cumulative Program Savings Gas | 9.5W Replacing 100W - MURB ¦ Efficient Products Installation | TRC | 0 | 0 | 0
None | Cumulative Program Savings Gas | 9.5W Replacing 100W ¦ Efficient Products Installation | TRC | 0 | 0 | 0
None | Cumulative Program Savings Gas | 9.5W Replacing 40W - MURB ¦ Efficient Products Installation | TRC | 0 | 0 | 0
None | Cumulative Program Savings Gas | 9.5W Replacing 40W ¦ Efficient Products Installation | TRC | 0 | 0 | 0
None | Cumulative Program Savings Gas | 9.5W Replacing 60W - MURB ¦ Efficient Products Installation | TRC | 0 | 0 | 0
None | Cumulative Program Savings Gas | 9.5W Replacing 60W ¦ Efficient Products Installation | TRC | 0 | 0 | 0
None | Cumulative Program Savings Gas | 9W Replacing 100W - MURB ¦ Efficient Products Installation | TRC | 0 | 0 | 0
None | Cumulative Program Savings Gas | 9W Replacing 100W ¦ Efficient Products Installation | TRC | 0 | 0 | 0
None | Cumulative Program Savings Gas | 9W Replacing 40W - MURB ¦ Efficient Products Installation | TRC | 0 | 0 | 0
None | Cumulative Program Savings Gas | 9W Replacing 40W ¦ Efficient Products Installation | TRC | 0 | 0 | 0
None | Cumulative Program Savings Gas | 9W Replacing 60W - MURB ¦ Efficient Products Installation | TRC | 0 | 0 | 0
None | Cumulative Program Savings Gas | 9W Replacing 60W ¦ Efficient Products Installation | TRC | 0 | 0 | 0
None | Cumulative Program Savings Gas | Advanced Lighting Design (Performance Lighting) ¦ Business Energy Rebates | TRC | 0 | 0 | 0
None | Cumulative Program Savings Gas | Advanced Lighting Design (Performance Lighting) ¦ Small Business Energy Solutions | TRC | 0 | 0 | 0
None | Cumulative Program Savings Gas | Air Conditioner retirement ¦ Appliance Retirement | TRC | 0 | 0 | 0
None | Cumulative Program Savings Gas | Air Source Heat Pump (96kBTU/hr) ¦ Business Energy Rebates | TRC | 0 | 0 | 0
None | Cumulative Program Savings Gas | Air Source Heat Pump (96kBTU/hr) ¦ Small Business Energy Solutions | TRC | 0 | 0 | 0
None | Cumulative Program Savings Gas | Air-Entraining Air Nozzle ¦ Business Energy Rebates | TRC | 0 | 0 | 0
None | Cumulative Program Savings Gas | ASHP and AWHP - Electrical ¦ Green Heat | TRC | 0 | 0 | 0
None | Cumulative Program Savings Gas | Case Lighting for Sign Retrofits ¦ Business Energy Rebates | TRC | 0 | 0 | 0
None | Cumulative Program Savings Gas | Case Lighting for Sign Retrofits ¦ Small Business Energy Solutions | TRC | 0 | 0 | 0
None | Cumulative Program Savings Gas | CEE Tier 2 Commercial Washing Machine ¦ Business Energy Rebates | TRC | 0 | 0 | 0
None | Cumulative Program Savings Gas | CEE Tier 2 Commercial Washing Machine ¦ Small Business Energy Solutions | TRC | 0 | 0 | 0
None | Cumulative Program Savings Gas | CEE Tier 3 Commercial Washing Machine ¦ Business Energy Rebates | TRC | 0 | 0 | 0
None | Cumulative Program Savings Gas | CEE Tier 3 Commercial Washing Machine ¦ Small Business Energy Solutions | TRC | 0 | 0 | 0
None | Cumulative Program Savings Gas | Circulation Fan (Agriculture) ¦ Business Energy Rebates | TRC | 0 | 0 | 0
None | Cumulative Program Savings Gas | Circulation Fan (Agriculture) ¦ Small Business Energy Solutions | TRC | 0 | 0 | 0
None | Cumulative Program Savings Gas | Clothes Dryer replacement ¦ Appliance Retirement | TRC | 0 | 0 | 0
None | Cumulative Program Savings Gas | Clothes Dryers ¦ First Nations Home Retrofits | TRC | 0 | 0 | 0
None | Cumulative Program Savings Gas | Clothes Washer replacement ¦ Appliance Retirement | TRC | 0 | 0 | 0
None | Cumulative Program Savings Gas | Clothes Washers ¦ First Nations Home Retrofits | TRC | 0 | 0 | 0
None | Cumulative Program Savings Gas | Clothes-line ¦ Instant Savings | TRC | 0 | 0 | 0
None | Cumulative Program Savings Gas | Cold Climate Air-Source Heat Pump (24kBTU/hr) ¦ Business Energy Rebates | TRC | 0 | 0 | 0
None | Cumulative Program Savings Gas | Cold Climate Air-Source Heat Pump (24kBTU/hr) ¦ Small Business Energy Solutions | TRC | 0 | 0 | 0
None | Cumulative Program Savings Gas | Cold Climate Air-Source Heat Pump (48kBTU/hr) ¦ Business Energy Rebates | TRC | 0 | 0 | 0
None | Cumulative Program Savings Gas | Cold Climate Air-Source Heat Pump (48kBTU/hr) ¦ Small Business Energy Solutions | TRC | 0 | 0 | 0
None | Cumulative Program Savings Gas | Cooler Night Covers for Display Cases ¦ Business Energy Rebates | TRC | 0 | 0 | 0
None | Cumulative Program Savings Gas | Cooler Night Covers for Display Cases ¦ Small Business Energy Solutions | TRC | 0 | 0 | 0
None | Cumulative Program Savings Gas | Custom Energy Efficiency ¦ Affordable MultiFamily Renter | TRC | 0 | 0 | 0
None | Cumulative Program Savings Gas | Custom Energy Efficiency ¦ Custom Retrofit | TRC | 0 | 0 | 0
None | Cumulative Program Savings Gas | Cycling Refrigerated Air Dryer - 200 CFM ¦ Business Energy Rebates | TRC | 0 | 0 | 0
None | Cumulative Program Savings Gas | Cycling Refrigerated Air Dryer - 200 CFM ¦ Small Business Energy Solutions | TRC | 0 | 0 | 0
None | Cumulative Program Savings Gas | Cycling Refrigerated Air Dryer - 50 CFM ¦ Business Energy Rebates | TRC | 0 | 0 | 0
None | Cumulative Program Savings Gas | Cycling Refrigerated Air Dryer - 50 CFM ¦ Small Business Energy Solutions | TRC | 0 | 0 | 0
None | Cumulative Program Savings Gas | Dairy Scroll Compressor ¦ Business Energy Rebates | TRC | 0 | 0 | 0
None | Cumulative Program Savings Gas | Dairy Scroll Compressor ¦ Small Business Energy Solutions | TRC | 0 | 0 | 0
None | Cumulative Program Savings Gas | Daylighting Controls - Ceiling Mounted ¦ Business Energy Rebates | TRC | 0 | 0 | 0
None | Cumulative Program Savings Gas | Daylighting Controls - Ceiling Mounted ¦ Small Business Energy Solutions | TRC | 0 | 0 | 0
None | Cumulative Program Savings Gas | Daylighting Controls - Switch-Mounted ¦ Business Energy Rebates | TRC | 0 | 0 | 0
None | Cumulative Program Savings Gas | Daylighting Controls - Switch-Mounted ¦ Small Business Energy Solutions | TRC | 0 | 0 | 0
None | Cumulative Program Savings Gas | Dehumidifier ¦ Instant Savings | TRC | 0 | 0 | 0
None | Cumulative Program Savings Gas | Dehumidifier replacement (Low income only) ¦ Appliance Retirement | TRC | 0 | 0 | 0
None | Cumulative Program Savings Gas | Dehumidifier replacement (Low income only) ¦ First Nations Home Retrofits | TRC | 0 | 0 | 0
None | Cumulative Program Savings Gas | Dimmer Switch ¦ Instant Savings | TRC | 0 | 0 | 0
None | Cumulative Program Savings Gas | Discus or Scroll Refrigeration Compressor ¦ Business Energy Rebates | TRC | 0 | 0 | 0
None | Cumulative Program Savings Gas | Discus or Scroll Refrigeration Compressor ¦ Small Business Energy Solutions | TRC | 0 | 0 | 0
None | Cumulative Program Savings Gas | Dishwasher replacement ¦ Appliance Retirement | TRC | 0 | 0 | 0
None | Cumulative Program Savings Gas | Door Heater Controls ¦ Business Energy Rebates | TRC | 0 | 0 | 0
None | Cumulative Program Savings Gas | Door Heater Controls ¦ Small Business Energy Solutions | TRC | 0 | 0 | 0
None | Cumulative Program Savings Gas | Double Heat Pad (Agriculture) ¦ Business Energy Rebates | TRC | 0 | 0 | 0
None | Cumulative Program Savings Gas | Double Heat Pad (Agriculture) ¦ Small Business Energy Solutions | TRC | 0 | 0 | 0
None | Cumulative Program Savings Gas | Downlight Luminaire (1200 lumen) ¦ Small Business Energy Solutions | TRC | 0 | 0 | 0
None | Cumulative Program Savings Gas | Downlight Luminaire (3000 lumen) ¦ Small Business Energy Solutions | TRC | 0 | 0 | 0
None | Cumulative Program Savings Gas | Downlight Luminaire (800 lumen) ¦ Small Business Energy Solutions | TRC | 0 | 0 | 0
None | Cumulative Program Savings Gas | Drain Water Heat Recovery ¦ First Nations Home Retrofits | TRC | 0 | 0 | 0
None | Cumulative Program Savings Gas | Drain Water Heat Recovery ¦ Green Heat | TRC | 0 | 0 | 0
None | Cumulative Program Savings Gas | Drain Water Heat Recovery ¦ Home Energy Assessment | TRC | 0 | 0 | 0
None | Cumulative Program Savings Gas | Dual Enthalpy Economizer Controls ¦ Business Energy Rebates | TRC | 0 | 0 | 0
None | Cumulative Program Savings Gas | Dual Enthalpy Economizer Controls ¦ Small Business Energy Solutions | TRC | 0 | 0 | 0
None | Cumulative Program Savings Gas | EC Motor for Refrigeration Applications ¦ Business Energy Rebates1 | TRC | 0 | 0 | 0
None | Cumulative Program Savings Gas | EC Motor for Refrigeration Applications ¦ Business Energy Rebates2 | TRC | 0 | 0 | 0
None | Cumulative Program Savings Gas | EC Motor for Refrigeration Applications ¦ Small Business Energy Solutions1 | TRC | 0 | 0 | 0
None | Cumulative Program Savings Gas | EC Motor for Refrigeration Applications ¦ Small Business Energy Solutions2 | TRC | 0 | 0 | 0
None | Cumulative Program Savings Gas | ECM Circulator Pump ¦ Home Energy Assessment | TRC | 0 | 0 | 0
None | Cumulative Program Savings Gas | ECM Circulator Pump ¦ Instant Savings | TRC | 0 | 0 | 0
None | Cumulative Program Savings Gas | Efficient clothes washer ¦ Instant Savings | TRC | 0 | 0 | 0
None | Cumulative Program Savings Gas | Efficient refrigerator ¦ Instant Savings | TRC | 0 | 0 | 0
None | Cumulative Program Savings Gas | Electric Combination Oven ¦ Business Energy Rebates | TRC | 0 | 0 | 0
None | Cumulative Program Savings Gas | Electric Combination Oven ¦ Small Business Energy Solutions | TRC | 0 | 0 | 0
None | Cumulative Program Savings Gas | Electric Combination Oven with Gas ¦ Business Energy Rebates | TRC | 0 | 0 | 0
None | Cumulative Program Savings Gas | Electric Combination Oven with Gas ¦ Small Business Energy Solutions | TRC | 0 | 0 | 0
None | Cumulative Program Savings Gas | Electric Convection Oven ¦ Business Energy Rebates | TRC | 0 | 0 | 0
None | Cumulative Program Savings Gas | Electric Convection Oven ¦ Small Business Energy Solutions | TRC | 0 | 0 | 0
None | Cumulative Program Savings Gas | Electric Convection Oven with Gas ¦ Business Energy Rebates | TRC | 0 | 0 | 0
None | Cumulative Program Savings Gas | Electric Convection Oven with Gas ¦ Small Business Energy Solutions | TRC | 0 | 0 | 0
None | Cumulative Program Savings Gas | Electric Fryer Replacement with Gas ¦ Business Energy Rebates | TRC | 0 | 0 | 0
None | Cumulative Program Savings Gas | Electric Fryer Replacement with Gas ¦ Small Business Energy Solutions | TRC | 0 | 0 | 0
None | Cumulative Program Savings Gas | Electric Griddle ¦ Business Energy Rebates | TRC | 0 | 0 | 0
None | Cumulative Program Savings Gas | Electric Griddle ¦ Small Business Energy Solutions | TRC | 0 | 0 | 0
None | Cumulative Program Savings Gas | Electric Griddle Replacement with Gas ¦ Business Energy Rebates | TRC | 0 | 0 | 0
None | Cumulative Program Savings Gas | Electric Griddle Replacement with Gas ¦ Small Business Energy Solutions | TRC | 0 | 0 | 0
None | Cumulative Program Savings Gas | Electric Steam Cooker ¦ Business Energy Rebates | TRC | 0 | 0 | 0
None | Cumulative Program Savings Gas | Electric Steam Cooker ¦ Small Business Energy Solutions | TRC | 0 | 0 | 0
None | Cumulative Program Savings Gas | Electric Steam Cooker Replacement with Gas ¦ Business Energy Rebates | TRC | 0 | 0 | 0
None | Cumulative Program Savings Gas | Electric Steam Cooker Replacement with Gas ¦ Small Business Energy Solutions | TRC | 0 | 0 | 0
None | Cumulative Program Savings Gas | Electric to Natural Gas - Water Heater ¦ Business Energy Rebates | TRC | 0 | 0 | 0
None | Cumulative Program Savings Gas | Electric to Natural Gas - Water Heater ¦ Small Business Energy Solutions | TRC | 0 | 0 | 0
None | Cumulative Program Savings Gas | Energy Management Information Systems ¦ EMIS | TRC | 0 | 0 | 0
None | Cumulative Program Savings Gas | Energy Star Dryer ¦ Instant Savings | TRC | 0 | 0 | 0
None | Cumulative Program Savings Gas | ENERGY STAR Pool Pump ¦ Business Energy Rebates | TRC | 0 | 0 | 0
None | Cumulative Program Savings Gas | ENERGY STAR Pool Pump ¦ Small Business Energy Solutions | TRC | 0 | 0 | 0
None | Cumulative Program Savings Gas | ENERGY STAR Uninteruptible Power Supplies (UPS) ¦ Business Energy Rebates | TRC | 0 | 0 | 0
None | Cumulative Program Savings Gas | ENERGY STAR Uninteruptible Power Supplies (UPS) ¦ Small Business Energy Solutions | TRC | 0 | 0 | 0
None | Cumulative Program Savings Gas | ENERGY STAR Washing Machine ¦ Business Energy Rebates | TRC | 0 | 0 | 0
None | Cumulative Program Savings Gas | ENERGY STAR Washing Machine ¦ Small Business Energy Solutions | TRC | 0 | 0 | 0
None | Cumulative Program Savings Gas | Engine Block Heater Timer (Agriculture) ¦ Business Energy Rebates | TRC | 0 | 0 | 0
None | Cumulative Program Savings Gas | Engine Block Heater Timer (Agriculture) ¦ Small Business Energy Solutions | TRC | 0 | 0 | 0
None | Cumulative Program Savings Gas | Evaporator Fan Motor Controls ¦ Business Energy Rebates | TRC | 0 | 0 | 0
None | Cumulative Program Savings Gas | Evaporator Fan Motor Controls ¦ Small Business Energy Solutions | TRC | 0 | 0 | 0
None | Cumulative Program Savings Gas | Faucet Aerators - MURB ¦ Efficient Products Installation | TRC | 0 | 0 | 0
None | Cumulative Program Savings Gas | Faucet Aerators ¦ Efficient Products Installation | TRC | 0 | 0 | 0
None | Cumulative Program Savings Gas | Flood Luminaire (10000 lumen) ¦ Business Energy Rebates | TRC | 0 | 0 | 0
None | Cumulative Program Savings Gas | Flood Luminaire (10000 lumen) ¦ Small Business Energy Solutions | TRC | 0 | 0 | 0
None | Cumulative Program Savings Gas | Flood Luminaire (48000 lumen) ¦ Business Energy Rebates | TRC | 0 | 0 | 0
None | Cumulative Program Savings Gas | Flood Luminaire (48000 lumen) ¦ Small Business Energy Solutions | TRC | 0 | 0 | 0
None | Cumulative Program Savings Gas | Four Pin Replacement Lamps for CFLs ¦ Business Energy Rebates | TRC | 0 | 0 | 0
None | Cumulative Program Savings Gas | Four Pin Replacement Lamps for CFLs ¦ Small Business Energy Solutions | TRC | 0 | 0 | 0
None | Cumulative Program Savings Gas | Freezer replacement (Low income only) ¦ Appliance Retirement | TRC | 0 | 0 | 0
None | Cumulative Program Savings Gas | Freezer replacement (Low income only) ¦ First Nations Home Retrofits | TRC | 0 | 0 | 0
None | Cumulative Program Savings Gas | Freezer replacement ¦ Appliance Retirement | TRC | 0 | 0 | 0
None | Cumulative Program Savings Gas | Freezer retirement ¦ Appliance Retirement | TRC | 0 | 0 | 0
None | Cumulative Program Savings Gas | Fridge replacement ¦ Appliance Retirement | TRC | 0 | 0 | 0
None | Cumulative Program Savings Gas | Fuel Pump Canopy Luminaire (4000 lumen) ¦ Business Energy Rebates | TRC | 0 | 0 | 0
None | Cumulative Program Savings Gas | Fuel Pump Canopy Luminaire (4000 lumen) ¦ Small Business Energy Solutions | TRC | 0 | 0 | 0
None | Cumulative Program Savings Gas | Fuel Pump Canopy Luminaire (8000 lumen) ¦ Business Energy Rebates | TRC | 0 | 0 | 0
None | Cumulative Program Savings Gas | Fuel Pump Canopy Luminaire (8000 lumen) ¦ Small Business Energy Solutions | TRC | 0 | 0 | 0
None | Cumulative Program Savings Gas | Full Size Hot Food Holding Cabinet ¦ Business Energy Rebates | TRC | 0 | 0 | 0
None | Cumulative Program Savings Gas | Full Size Hot Food Holding Cabinet ¦ Small Business Energy Solutions | TRC | 0 | 0 | 0
None | Cumulative Program Savings Gas | Glass Door Frezzer ¦ Business Energy Rebates | TRC | 0 | 0 | 0
None | Cumulative Program Savings Gas | Glass Door Frezzer ¦ Small Business Energy Solutions | TRC | 0 | 0 | 0
None | Cumulative Program Savings Gas | Glass Door Refrigerator ¦ Business Energy Rebates | TRC | 0 | 0 | 0
None | Cumulative Program Savings Gas | Glass Door Refrigerator ¦ Small Business Energy Solutions | TRC | 0 | 0 | 0
None | Cumulative Program Savings Gas | Ground Source Heat Pump (60kBTU/hr) ¦ Business Energy Rebates | TRC | 0 | 0 | 0
None | Cumulative Program Savings Gas | Ground Source Heat Pump (60kBTU/hr) ¦ Small Business Energy Solutions | TRC | 0 | 0 | 0
None | Cumulative Program Savings Gas | GSHP ¦ Green Heat | TRC | 0 | 0 | 0
None | Cumulative Program Savings Gas | Heat Pump Clothes Dryer ¦ Business Energy Rebates | TRC | 0 | 0 | 0
None | Cumulative Program Savings Gas | Heat Pump Clothes Dryer ¦ Small Business Energy Solutions | TRC | 0 | 0 | 0
None | Cumulative Program Savings Gas | Heat Pump Dryer (ventless) ¦ Instant Savings | TRC | 0 | 0 | 0
None | Cumulative Program Savings Gas | Heat Pump Water Heater ¦ Business Energy Rebates | TRC | 0 | 0 | 0
None | Cumulative Program Savings Gas | Heat Pump Water Heater ¦ First Nations Home Retrofits | TRC | 0 | 0 | 0
None | Cumulative Program Savings Gas | Heat Pump Water Heater ¦ Green Heat | TRC | 0 | 0 | 0
None | Cumulative Program Savings Gas | Heat Pump Water Heater ¦ Home Energy Assessment | TRC | 0 | 0 | 0
None | Cumulative Program Savings Gas | Heat Pump Water Heater ¦ Small Business Energy Solutions | TRC | 0 | 0 | 0
None | Cumulative Program Savings Gas | Heat Reclaimer Unit (Agriculture) ¦ Business Energy Rebates | TRC | 0 | 0 | 0
None | Cumulative Program Savings Gas | Heat Reclaimer Unit (Agriculture) ¦ Small Business Energy Solutions | TRC | 0 | 0 | 0
None | Cumulative Program Savings Gas | Heavy duty timer ¦ Instant Savings | TRC | 0 | 0 | 0
None | Cumulative Program Savings Gas | High Bay Luminaire (15 000 lumen) ¦ Business Energy Rebates | TRC | 0 | 0 | 0
None | Cumulative Program Savings Gas | High Bay Luminaire (15 000 lumen) ¦ Small Business Energy Solutions | TRC | 0 | 0 | 0
None | Cumulative Program Savings Gas | High Bay Luminaire (35 000 lumen) ¦ Business Energy Rebates | TRC | 0 | 0 | 0
None | Cumulative Program Savings Gas | High Bay Luminaire (35 000 lumen) ¦ Small Business Energy Solutions | TRC | 0 | 0 | 0
None | Cumulative Program Savings Gas | High Bay Luminaire (60 000 lumen) ¦ Business Energy Rebates | TRC | 0 | 0 | 0
None | Cumulative Program Savings Gas | High Bay Luminaire (60 000 lumen) ¦ Small Business Energy Solutions | TRC | 0 | 0 | 0
None | Cumulative Program Savings Gas | High Efficiency Circulator Pump 1.5kW ¦ Business Energy Rebates | TRC | 0 | 0 | 0
None | Cumulative Program Savings Gas | High Efficiency Circulator Pump 1.5kW ¦ Small Business Energy Solutions | TRC | 0 | 0 | 0
None | Cumulative Program Savings Gas | High Efficiency Circulator Pump 100W ¦ Business Energy Rebates | TRC | 0 | 0 | 0
None | Cumulative Program Savings Gas | High Efficiency Circulator Pump 100W ¦ Small Business Energy Solutions | TRC | 0 | 0 | 0
None | Cumulative Program Savings Gas | High Efficiency Circulator Pump 300W ¦ Business Energy Rebates | TRC | 0 | 0 | 0
None | Cumulative Program Savings Gas | High Efficiency Circulator Pump 300W ¦ Small Business Energy Solutions | TRC | 0 | 0 | 0
None | Cumulative Program Savings Gas | High Volume Low Speed Fan (Agriculture) ¦ Business Energy Rebates | TRC | 0 | 0 | 0
None | Cumulative Program Savings Gas | High Volume Low Speed Fan (Agriculture) ¦ Small Business Energy Solutions | TRC | 0 | 0 | 0
None | Cumulative Program Savings Gas | Holiday Lights Exchange - MURB ¦ Efficient Products Installation | TRC | 0 | 0 | 0
None | Cumulative Program Savings Gas | Holiday Lights Exchange ¦ Efficient Products Installation | TRC | 0 | 0 | 0
None | Cumulative Program Savings Gas | Hot Water Tank Wrap - MURB ¦ Efficient Products Installation | TRC | 0 | 0 | 0
None | Cumulative Program Savings Gas | Hot Water Tank Wrap ¦ Efficient Products Installation | TRC | 0 | 0 | 0
None | Cumulative Program Savings Gas | HVAC Hotel Occupancy Sensor ¦ Business Energy Rebates | TRC | 0 | 0 | 0
None | Cumulative Program Savings Gas | HVAC Hotel Occupancy Sensor ¦ Small Business Energy Solutions | TRC | 0 | 0 | 0
None | Cumulative Program Savings Gas | Hybrid Heat Pump Dryer ¦ Instant Savings | TRC | 0 | 0 | 0
None | Cumulative Program Savings Gas | Ice-Making Head ¦ Business Energy Rebates | TRC | 0 | 0 | 0
None | Cumulative Program Savings Gas | Ice-Making Head ¦ Small Business Energy Solutions | TRC | 0 | 0 | 0
None | Cumulative Program Savings Gas | Indoor motion sensor ¦ Instant Savings | TRC | 0 | 0 | 0
None | Cumulative Program Savings Gas | Intelligent Freezer Defrost Controls ¦ Business Energy Rebates | TRC | 0 | 0 | 0
None | Cumulative Program Savings Gas | Intelligent Freezer Defrost Controls ¦ Small Business Energy Solutions | TRC | 0 | 0 | 0
None | Cumulative Program Savings Gas | Large Commercial/Industrial ETS System ¦ ETS Business Energy Rebates | TRC | 0 | 0 | 0
None | Cumulative Program Savings Gas | LED - ENERGY STAR Fixture with Motion Sensor ¦ Instant Savings | TRC | 0 | 0 | 0
None | Cumulative Program Savings Gas | LED - ENERGY STAR Fixture without Motion Sensor ¦ Instant Savings | TRC | 0 | 0 | 0
None | Cumulative Program Savings Gas | LED - Other ¦ Instant Savings | TRC | 0 | 0 | 0
None | Cumulative Program Savings Gas | LED - R, BR and Decorative ¦ Instant Savings | TRC | 0 | 0 | 0
None | Cumulative Program Savings Gas | LED - Recessed downlight ¦ Instant Savings | TRC | 0 | 0 | 0
None | Cumulative Program Savings Gas | LED Nightlights - MURB ¦ Efficient Products Installation | TRC | 0 | 0 | 0
None | Cumulative Program Savings Gas | LED Nightlights ¦ Efficient Products Installation | TRC | 0 | 0 | 0
None | Cumulative Program Savings Gas | LED Replacement Lamps for HID (10000 lumen) ¦ Business Energy Rebates | TRC | 0 | 0 | 0
None | Cumulative Program Savings Gas | LED Replacement Lamps for HID (10000 lumen) ¦ Small Business Energy Solutions | TRC | 0 | 0 | 0
None | Cumulative Program Savings Gas | LED Replacement Lamps for HID (4000 lumen) ¦ Business Energy Rebates | TRC | 0 | 0 | 0
None | Cumulative Program Savings Gas | LED Replacement Lamps for HID (4000 lumen) ¦ Small Business Energy Solutions | TRC | 0 | 0 | 0
None | Cumulative Program Savings Gas | LED Troffer (1x4) ¦ Business Energy Rebates | TRC | 0 | 0 | 0
None | Cumulative Program Savings Gas | LED Troffer (1x4) ¦ Small Business Energy Solutions | TRC | 0 | 0 | 0
None | Cumulative Program Savings Gas | LED Troffer (2x2) ¦ Business Energy Rebates | TRC | 0 | 0 | 0
None | Cumulative Program Savings Gas | LED Troffer (2x2) ¦ Small Business Energy Solutions | TRC | 0 | 0 | 0
None | Cumulative Program Savings Gas | LED Troffer (4x2) ¦ Business Energy Rebates | TRC | 0 | 0 | 0
None | Cumulative Program Savings Gas | LED Troffer (4x2) ¦ Small Business Energy Solutions | TRC | 0 | 0 | 0
None | Cumulative Program Savings Gas | LED Wall Sconce (1200 lumen) ¦ Small Business Energy Solutions | TRC | 0 | 0 | 0
None | Cumulative Program Savings Gas | LED Wall Sconce (3000 lumen) ¦ Small Business Energy Solutions | TRC | 0 | 0 | 0
None | Cumulative Program Savings Gas | LED Wall Sconce (800 lumen) ¦ Small Business Energy Solutions | TRC | 0 | 0 | 0
None | Cumulative Program Savings Gas | Linear Ambient Luminaire (10000 lumen) ¦ Business Energy Rebates | TRC | 0 | 0 | 0
None | Cumulative Program Savings Gas | Linear Ambient Luminaire (10000 lumen) ¦ Small Business Energy Solutions | TRC | 0 | 0 | 0
None | Cumulative Program Savings Gas | Linear Ambient Luminaire (2000 lumen) ¦ Business Energy Rebates | TRC | 0 | 0 | 0
None | Cumulative Program Savings Gas | Linear Ambient Luminaire (2000 lumen) ¦ Small Business Energy Solutions | TRC | 0 | 0 | 0
None | Cumulative Program Savings Gas | Linear Ambient Luminaire (4000 lumen) ¦ Business Energy Rebates | TRC | 0 | 0 | 0
None | Cumulative Program Savings Gas | Linear Ambient Luminaire (4000 lumen) ¦ Small Business Energy Solutions | TRC | 0 | 0 | 0
None | Cumulative Program Savings Gas | Linear Ambient Luminaire (8000 lumen) ¦ Business Energy Rebates | TRC | 0 | 0 | 0
None | Cumulative Program Savings Gas | Linear Ambient Luminaire (8000 lumen) ¦ Small Business Energy Solutions | TRC | 0 | 0 | 0
None | Cumulative Program Savings Gas | Linear Replacement Lamp (2 foot) ¦ Business Energy Rebates | TRC | 0 | 0 | 0
None | Cumulative Program Savings Gas | Linear Replacement Lamp (2 foot) ¦ Small Business Energy Solutions | TRC | 0 | 0 | 0
None | Cumulative Program Savings Gas | Linear Replacement Lamp (4 foot) ¦ Business Energy Rebates | TRC | 0 | 0 | 0
None | Cumulative Program Savings Gas | Linear Replacement Lamp (4 foot) ¦ Small Business Energy Solutions | TRC | 0 | 0 | 0
None | Cumulative Program Savings Gas | Low-bay Luminaire (10,000 lumen) ¦ Business Energy Rebates | TRC | 0 | 0 | 0
None | Cumulative Program Savings Gas | Low-bay Luminaire (10,000 lumen) ¦ Small Business Energy Solutions | TRC | 0 | 0 | 0
None | Cumulative Program Savings Gas | Low-bay Luminaire (5000 lumen) ¦ Business Energy Rebates | TRC | 0 | 0 | 0
None | Cumulative Program Savings Gas | Low-bay Luminaire (5000 lumen) ¦ Small Business Energy Solutions | TRC | 0 | 0 | 0
None | Cumulative Program Savings Gas | Low-flow showerhead - 0.5 gpm Reduction - MURB ¦ Efficient Products Installation | TRC | 0 | 0 | 0
None | Cumulative Program Savings Gas | Low-flow showerhead - 0.5 gpm Reduction ¦ Efficient Products Installation | TRC | 0 | 0 | 0
None | Cumulative Program Savings Gas | Low-flow showerhead - 1.0 gpm Reduction - MURB ¦ Efficient Products Installation | TRC | 0 | 0 | 0
None | Cumulative Program Savings Gas | Low-flow showerhead - 1.0 gpm Reduction ¦ Efficient Products Installation | TRC | 0 | 0 | 0
None | Cumulative Program Savings Gas | Low-flow showerhead -0.75 gpm Reduction - MURB ¦ Efficient Products Installation | TRC | 0 | 0 | 0
None | Cumulative Program Savings Gas | Low-flow showerhead -0.75 gpm Reduction ¦ Efficient Products Installation | TRC | 0 | 0 | 0
None | Cumulative Program Savings Gas | Low/Zero Energy Livestock Waterer ¦ Business Energy Rebates | TRC | 0 | 0 | 0
None | Cumulative Program Savings Gas | Low/Zero Energy Livestock Waterer ¦ Small Business Energy Solutions | TRC | 0 | 0 | 0
None | Cumulative Program Savings Gas | Luminaire Level Lighting Control (LLLC) - High Impact Application ¦ Business Energy Rebates | TRC | 0 | 0 | 0
None | Cumulative Program Savings Gas | Luminaire Level Lighting Control (LLLC) - High Impact Application ¦ Small Business Energy Solutions | TRC | 0 | 0 | 0
None | Cumulative Program Savings Gas | Luminaire Level Lighting Control (LLLC) - Low Impact Application ¦ Business Energy Rebates | TRC | 0 | 0 | 0
None | Cumulative Program Savings Gas | Luminaire Level Lighting Control (LLLC) - Low Impact Application ¦ Small Business Energy Solutions | TRC | 0 | 0 | 0
None | Cumulative Program Savings Gas | Medium Commercial ETS System ¦ ETS Business Energy Rebates | TRC | 0 | 0 | 0
None | Cumulative Program Savings Gas | Medium Commercial ETS System ¦ ETS Small Business Energy Solutions | TRC | 0 | 0 | 0
None | Cumulative Program Savings Gas | Milk Pre-cooler ¦ Business Energy Rebates | TRC | 0 | 0 | 0
None | Cumulative Program Savings Gas | Milk Pre-cooler ¦ Small Business Energy Solutions | TRC | 0 | 0 | 0
None | Cumulative Program Savings Gas | Mini freezer retirement ¦ Appliance Retirement | TRC | 0 | 0 | 0
None | Cumulative Program Savings Gas | Mini fridge retirement ¦ Appliance Retirement | TRC | 0 | 0 | 0
None | Cumulative Program Savings Gas | Motion sensor with dimmer switch ¦ Instant Savings | TRC | 0 | 0 | 0
None | Cumulative Program Savings Gas | MSHP - Fully Electrical ¦ Green Heat | TRC | 0 | 0 | 0
None | Cumulative Program Savings Gas | MSHP - Mainly Electrical ¦ Green Heat | TRC | 0 | 0 | 0
None | Cumulative Program Savings Gas | Multi-Tank Conveyor Dishwasher - High Temp ¦ Business Energy Rebates | TRC | 0 | 0 | 0
None | Cumulative Program Savings Gas | Multi-Tank Conveyor Dishwasher - High Temp ¦ Small Business Energy Solutions | TRC | 0 | 0 | 0
None | Cumulative Program Savings Gas | Multi-Tank Conveyor Dishwasher - Low Temp ¦ Business Energy Rebates | TRC | 0 | 0 | 0
None | Cumulative Program Savings Gas | Multi-Tank Conveyor Dishwasher - Low Temp ¦ Small Business Energy Solutions | TRC | 0 | 0 | 0
None | Cumulative Program Savings Gas | Natural Barn Ventiliation - Summer Only ¦ Business Energy Rebates | TRC | 0 | 0 | 0
None | Cumulative Program Savings Gas | Natural Barn Ventiliation - Summer Only ¦ Small Business Energy Solutions | TRC | 0 | 0 | 0
None | Cumulative Program Savings Gas | Natural Barn Ventiliation - Year-Round ¦ Business Energy Rebates | TRC | 0 | 0 | 0
None | Cumulative Program Savings Gas | Natural Barn Ventiliation - Year-Round ¦ Small Business Energy Solutions | TRC | 0 | 0 | 0
None | Cumulative Program Savings Gas | Natural Gas Conversion - Commercial Electric Clothes Dryer ¦ Business Energy Rebates | TRC | 0 | 0 | 0
None | Cumulative Program Savings Gas | Natural Gas Conversion - Commercial Electric Clothes Dryer ¦ Small Business Energy Solutions | TRC | 0 | 0 | 0
None | Cumulative Program Savings Gas | Networked/ Connected - Indoor LED Lamp ¦ Instant Savings | TRC | 0 | 0 | 0
None | Cumulative Program Savings Gas | Networked/Connected - High Impact Application ¦ Business Energy Rebates | TRC | 0 | 0 | 0
None | Cumulative Program Savings Gas | Networked/Connected - High Impact Application ¦ Small Business Energy Solutions | TRC | 0 | 0 | 0
None | Cumulative Program Savings Gas | Networked/Connected - Low Impact Application ¦ Business Energy Rebates | TRC | 0 | 0 | 0
None | Cumulative Program Savings Gas | Networked/Connected - Low Impact Application ¦ Small Business Energy Solutions | TRC | 0 | 0 | 0
None | Cumulative Program Savings Gas | No-Loss Drain ¦ Business Energy Rebates | TRC | 0 | 0 | 0
None | Cumulative Program Savings Gas | No-Loss Drain ¦ Small Business Energy Solutions | TRC | 0 | 0 | 0
None | Cumulative Program Savings Gas | Occupancy Sensor (Ceiling Mounted) ¦ Business Energy Rebates | TRC | 0 | 0 | 0
None | Cumulative Program Savings Gas | Occupancy Sensor (Ceiling Mounted) ¦ Small Business Energy Solutions | TRC | 0 | 0 | 0
None | Cumulative Program Savings Gas | Occupancy Sensor (Wall Mounted) ¦ Business Energy Rebates | TRC | 0 | 0 | 0
None | Cumulative Program Savings Gas | Occupancy Sensor (Wall Mounted) ¦ Small Business Energy Solutions | TRC | 0 | 0 | 0
None | Cumulative Program Savings Gas | Occupancy Sensor (Exterior) ¦ Business Energy Rebates | TRC | 0 | 0 | 0
None | Cumulative Program Savings Gas | Occupancy Sensor (Exterior) ¦ Small Business Energy Solutions | TRC | 0 | 0 | 0
None | Cumulative Program Savings Gas | Open to Closed Cooler Conversion ¦ Business Energy Rebates | TRC | 0 | 0 | 0
None | Cumulative Program Savings Gas | Open to Closed Cooler Conversion ¦ Small Business Energy Solutions | TRC | 0 | 0 | 0
None | Cumulative Program Savings Gas | Outdoor motion sensor ¦ Instant Savings | TRC | 0 | 0 | 0
None | Cumulative Program Savings Gas | Outside Air Economizer ¦ Business Energy Rebates | TRC | 0 | 0 | 0
None | Cumulative Program Savings Gas | Outside Air Economizer ¦ Small Business Energy Solutions | TRC | 0 | 0 | 0
None | Cumulative Program Savings Gas | Packaged Terminal Heat Pump (12kBTU/hr) ¦ Business Energy Rebates | TRC | 0 | 0 | 0
None | Cumulative Program Savings Gas | Packaged Terminal Heat Pump (12kBTU/hr) ¦ Small Business Energy Solutions | TRC | 0 | 0 | 0
None | Cumulative Program Savings Gas | Parking Garage Luminaire (4000 lumen) ¦ Business Energy Rebates | TRC | 0 | 0 | 0
None | Cumulative Program Savings Gas | Parking Garage Luminaire (4000 lumen) ¦ Small Business Energy Solutions | TRC | 0 | 0 | 0
None | Cumulative Program Savings Gas | Parking Garage Luminaire (8000 lumen) ¦ Business Energy Rebates | TRC | 0 | 0 | 0
None | Cumulative Program Savings Gas | Parking Garage Luminaire (8000 lumen) ¦ Small Business Energy Solutions | TRC | 0 | 0 | 0
None | Cumulative Program Savings Gas | Pellet Boiler/Furnace ¦ Green Heat | TRC | 0 | 0 | 0
None | Cumulative Program Savings Gas | Pellet Stove ¦ Green Heat | TRC | 0 | 0 | 0
None | Cumulative Program Savings Gas | Pipe Insulation - MURB ¦ Efficient Products Installation | TRC | 0 | 0 | 0
None | Cumulative Program Savings Gas | Pipe Insulation ¦ Efficient Products Installation | TRC | 0 | 0 | 0
None | Cumulative Program Savings Gas | Pole/Arm-Mounted Area Luminaire (20000 lumen) ¦ Business Energy Rebates | TRC | 0 | 0 | 0
None | Cumulative Program Savings Gas | Pole/Arm-Mounted Area Luminaire (20000 lumen) ¦ Small Business Energy Solutions | TRC | 0 | 0 | 0
None | Cumulative Program Savings Gas | Pole/Arm-Mounted Area Luminaire (4000 lumen) ¦ Business Energy Rebates | TRC | 0 | 0 | 0
None | Cumulative Program Savings Gas | Pole/Arm-Mounted Area Luminaire (4000 lumen) ¦ Small Business Energy Solutions | TRC | 0 | 0 | 0
None | Cumulative Program Savings Gas | Pole/Arm-Mounted Area Luminaire (60000 lumen) ¦ Business Energy Rebates | TRC | 0 | 0 | 0
None | Cumulative Program Savings Gas | Pole/Arm-Mounted Area Luminaire (60000 lumen) ¦ Small Business Energy Solutions | TRC | 0 | 0 | 0
None | Cumulative Program Savings Gas | Pole/Arm-Mounted Decorative Luminaire (1500 lumen) ¦ Business Energy Rebates | TRC | 0 | 0 | 0
None | Cumulative Program Savings Gas | Pole/Arm-Mounted Decorative Luminaire (1500 lumen) ¦ Small Business Energy Solutions | TRC | 0 | 0 | 0
None | Cumulative Program Savings Gas | Pole/Arm-Mounted Decorative Luminaire (5000 lumen) ¦ Business Energy Rebates | TRC | 0 | 0 | 0
None | Cumulative Program Savings Gas | Pole/Arm-Mounted Decorative Luminaire (5000 lumen) ¦ Small Business Energy Solutions | TRC | 0 | 0 | 0
None | Cumulative Program Savings Gas | Pot, Pan and Utensil Dishwasher - High Temp ¦ Business Energy Rebates | TRC | 0 | 0 | 0
None | Cumulative Program Savings Gas | Pot, Pan and Utensil Dishwasher - High Temp ¦ Small Business Energy Solutions | TRC | 0 | 0 | 0
None | Cumulative Program Savings Gas | Power bar with timer ¦ Instant Savings | TRC | 0 | 0 | 0
None | Cumulative Program Savings Gas | Premium High Bay Luminaire (15 000 lumen) ¦ Business Energy Rebates | TRC | 0 | 0 | 0
None | Cumulative Program Savings Gas | Premium High Bay Luminaire (15 000 lumen) ¦ Small Business Energy Solutions | TRC | 0 | 0 | 0
None | Cumulative Program Savings Gas | Premium High Bay Luminaire (35 000 lumen) ¦ Business Energy Rebates | TRC | 0 | 0 | 0
None | Cumulative Program Savings Gas | Premium High Bay Luminaire (35 000 lumen) ¦ Small Business Energy Solutions | TRC | 0 | 0 | 0
None | Cumulative Program Savings Gas | Premium High Bay Luminaire (60 000 lumen) ¦ Business Energy Rebates | TRC | 0 | 0 | 0
None | Cumulative Program Savings Gas | Premium High Bay Luminaire (60 000 lumen) ¦ Small Business Energy Solutions | TRC | 0 | 0 | 0
None | Cumulative Program Savings Gas | Programmable thermostat ¦ Instant Savings | TRC | 0 | 0 | 0
None | Cumulative Program Savings Gas | Programmable Thermostats ¦ First Nations Home Retrofits | TRC | 0 | 0 | 0
None | Cumulative Program Savings Gas | Range / Stove replacement ¦ Appliance Retirement | TRC | 0 | 0 | 0
None | Cumulative Program Savings Gas | refri ¦ Small Business Energy Solutions | TRC | 0 | 0 | 0
None | Cumulative Program Savings Gas | Refrigerated Case Luminaire ¦ Business Energy Rebates | TRC | 0 | 0 | 0
None | Cumulative Program Savings Gas | Refrigerated Case Luminaire ¦ Small Business Energy Solutions | TRC | 0 | 0 | 0
None | Cumulative Program Savings Gas | Refrigerated Vending Machine Controls ¦ Business Energy Rebates | TRC | 0 | 0 | 0
None | Cumulative Program Savings Gas | Refrigerated Vending Machine Controls ¦ Small Business Energy Solutions | TRC | 0 | 0 | 0
None | Cumulative Program Savings Gas | Refrigerator replacement (Low income only) ¦ Appliance Retirement | TRC | 0 | 0 | 0
None | Cumulative Program Savings Gas | Refrigerator replacement (Low income only) ¦ First Nations Home Retrofits | TRC | 0 | 0 | 0
None | Cumulative Program Savings Gas | Refrigerator retirement ¦ Appliance Retirement | TRC | 0 | 0 | 0
None | Cumulative Program Savings Gas | Remote Condensing Unit ¦ Business Energy Rebates | TRC | 0 | 0 | 0
None | Cumulative Program Savings Gas | Remote Condensing Unit ¦ Small Business Energy Solutions | TRC | 0 | 0 | 0
None | Cumulative Program Savings Gas | Residential DHW Timer ¦ ETS Green Heat | TRC | 0 | 0 | 0
None | Cumulative Program Savings Gas | Residential ETS System (Central) ¦ ETS Green Heat | TRC | 0 | 0 | 0
None | Cumulative Program Savings Gas | Residential ETS System (Central) ¦ ETS Home Energy Assessment | TRC | 0 | 0 | 0
None | Cumulative Program Savings Gas | Residential ETS System (Room) ¦ ETS Green Heat | TRC | 0 | 0 | 0
None | Cumulative Program Savings Gas | Residential ETS System (Room) ¦ ETS Home Energy Assessment | TRC | 0 | 0 | 0
None | Cumulative Program Savings Gas | Room air purifier ¦ Instant Savings | TRC | 0 | 0 | 0
None | Cumulative Program Savings Gas | Self-Contained Ice Maker ¦ Business Energy Rebates | TRC | 0 | 0 | 0
None | Cumulative Program Savings Gas | Self-Contained Ice Maker ¦ Small Business Energy Solutions | TRC | 0 | 0 | 0
None | Cumulative Program Savings Gas | Server Virtualization and Decommissioning ¦ Business Energy Rebates | TRC | 0 | 0 | 0
None | Cumulative Program Savings Gas | Server Virtualization and Decommissioning ¦ Small Business Energy Solutions | TRC | 0 | 0 | 0
None | Cumulative Program Savings Gas | Server-based Power Management Software ¦ Business Energy Rebates | TRC | 0 | 0 | 0
None | Cumulative Program Savings Gas | Server-based Power Management Software ¦ Small Business Energy Solutions | TRC | 0 | 0 | 0
None | Cumulative Program Savings Gas | Single -Tank Conveyor Dishwasher - High Temp ¦ Business Energy Rebates | TRC | 0 | 0 | 0
None | Cumulative Program Savings Gas | Single -Tank Conveyor Dishwasher - High Temp ¦ Small Business Energy Solutions | TRC | 0 | 0 | 0
None | Cumulative Program Savings Gas | Single -Tank Conveyor Dishwasher - Low Temp ¦ Business Energy Rebates | TRC | 0 | 0 | 0
None | Cumulative Program Savings Gas | Single -Tank Conveyor Dishwasher - Low Temp ¦ Small Business Energy Solutions | TRC | 0 | 0 | 0
None | Cumulative Program Savings Gas | Single Heat Pad (Agriculture) ¦ Business Energy Rebates | TRC | 0 | 0 | 0
None | Cumulative Program Savings Gas | Single Heat Pad (Agriculture) ¦ Small Business Energy Solutions | TRC | 0 | 0 | 0
None | Cumulative Program Savings Gas | Single-Tank Door type Dishwasher - High Temp ¦ Business Energy Rebates | TRC | 0 | 0 | 0
None | Cumulative Program Savings Gas | Single-Tank Door type Dishwasher - High Temp ¦ Small Business Energy Solutions | TRC | 0 | 0 | 0
None | Cumulative Program Savings Gas | Single-Tank Door type Dishwasher - Low Temp ¦ Business Energy Rebates | TRC | 0 | 0 | 0
None | Cumulative Program Savings Gas | Single-Tank Door type Dishwasher - Low Temp ¦ Small Business Energy Solutions | TRC | 0 | 0 | 0
None | Cumulative Program Savings Gas | Small Commercial ETS Sytem ¦ ETS Business Energy Rebates | TRC | 0 | 0 | 0
None | Cumulative Program Savings Gas | Small Commercial ETS Sytem ¦ ETS Small Business Energy Solutions | TRC | 0 | 0 | 0
None | Cumulative Program Savings Gas | Smart power bar ¦ Instant Savings | TRC | 0 | 0 | 0
None | Cumulative Program Savings Gas | Smart Power Controllers - MURB ¦ Efficient Products Installation | TRC | 0 | 0 | 0
None | Cumulative Program Savings Gas | Smart Power Controllers ¦ Efficient Products Installation | TRC | 0 | 0 | 0
None | Cumulative Program Savings Gas | Solar air heating ¦ Green Heat | TRC | 0 | 0 | 0
None | Cumulative Program Savings Gas | Solar air heating ¦ Home Energy Assessment | TRC | 0 | 0 | 0
None | Cumulative Program Savings Gas | Solar DHW System ¦ Business Energy Rebates | TRC | 0 | 0 | 0
None | Cumulative Program Savings Gas | Solar DHW System ¦ Small Business Energy Solutions | TRC | 0 | 0 | 0
None | Cumulative Program Savings Gas | Solar Domestic Hot Water ¦ Green Heat | TRC | 0 | 0 | 0
None | Cumulative Program Savings Gas | Solar Domestic Hot Water ¦ Home Energy Assessment | TRC | 0 | 0 | 0
None | Cumulative Program Savings Gas | Solid Door Freezer ¦ Business Energy Rebates | TRC | 0 | 0 | 0
None | Cumulative Program Savings Gas | Solid Door Freezer ¦ Small Business Energy Solutions | TRC | 0 | 0 | 0
None | Cumulative Program Savings Gas | Solid Door Refrigerator ¦ Business Energy Rebates | TRC | 0 | 0 | 0
None | Cumulative Program Savings Gas | Solid Door Refrigerator ¦ Small Business Energy Solutions | TRC | 0 | 0 | 0
None | Cumulative Program Savings Gas | Stairwell and Passageway Luminaire ¦ Business Energy Rebates | TRC | 0 | 0 | 0
None | Cumulative Program Savings Gas | Stairwell and Passageway Luminaire ¦ Small Business Energy Solutions | TRC | 0 | 0 | 0
None | Cumulative Program Savings Gas | Standard Capacity Electric Fryer ¦ Business Energy Rebates | TRC | 0 | 0 | 0
None | Cumulative Program Savings Gas | Standard Capacity Electric Fryer ¦ Small Business Energy Solutions | TRC | 0 | 0 | 0
None | Cumulative Program Savings Gas | Strategic Energy Management ¦ SEM | TRC | 0 | 0 | 0
None | Cumulative Program Savings Gas | Strip-Curtains for Display Cases ¦ Business Energy Rebates | TRC | 0 | 0 | 0
None | Cumulative Program Savings Gas | Strip-Curtains for Display Cases ¦ Small Business Energy Solutions | TRC | 0 | 0 | 0
None | Cumulative Program Savings Gas | Track/Mono-point Direction Luminaire ¦ Business Energy Rebates | TRC | 0 | 0 | 0
None | Cumulative Program Savings Gas | Track/Mono-point Direction Luminaire ¦ Small Business Energy Solutions | TRC | 0 | 0 | 0
None | Cumulative Program Savings Gas | Unconverted D ¦ Home Energy Assessment | TRC | 0 | 0 | 0
None | Cumulative Program Savings Gas | Under-Counter Dishwasher - HighTemp ¦ Business Energy Rebates | TRC | 0 | 0 | 0
None | Cumulative Program Savings Gas | Under-Counter Dishwasher - HighTemp ¦ Small Business Energy Solutions | TRC | 0 | 0 | 0
None | Cumulative Program Savings Gas | Under-Counter Dishwasher - Low Temp ¦ Business Energy Rebates | TRC | 0 | 0 | 0
None | Cumulative Program Savings Gas | Under-Counter Dishwasher - Low Temp ¦ Small Business Energy Solutions | TRC | 0 | 0 | 0
None | Cumulative Program Savings Gas | Variable Speed Kitchen Exhuast Fan ¦ Business Energy Rebates | TRC | 0 | 0 | 0
None | Cumulative Program Savings Gas | Variable Speed Kitchen Exhuast Fan ¦ Small Business Energy Solutions | TRC | 0 | 0 | 0
None | Cumulative Program Savings Gas | Ventilation Fan (Agriculture) ¦ Business Energy Rebates | TRC | 0 | 0 | 0
None | Cumulative Program Savings Gas | Ventilation Fan (Agriculture) ¦ Small Business Energy Solutions | TRC | 0 | 0 | 0
None | Cumulative Program Savings Gas | VFD - 10 hp - Institutional - Make-up Air Fan ¦ Business Energy Rebates | TRC | 0 | 0 | 0
None | Cumulative Program Savings Gas | VFD - 10 hp - Institutional - Make-up Air Fan ¦ Small Business Energy Solutions | TRC | 0 | 0 | 0
None | Cumulative Program Savings Gas | VFD - 10 hp - Retail - Supply Fan ¦ Business Energy Rebates | TRC | 0 | 0 | 0
None | Cumulative Program Savings Gas | VFD - 10 hp - Retail - Supply Fan ¦ Small Business Energy Solutions | TRC | 0 | 0 | 0
None | Cumulative Program Savings Gas | VFD - 20 hp - Institutional - Chilled Water Pump ¦ Business Energy Rebates | TRC | 0 | 0 | 0
None | Cumulative Program Savings Gas | VFD - 20 hp - Institutional - Chilled Water Pump ¦ Small Business Energy Solutions | TRC | 0 | 0 | 0
None | Cumulative Program Savings Gas | VFD - 20 hp - Retail - Exhaust Fan ¦ Business Energy Rebates | TRC | 0 | 0 | 0
None | Cumulative Program Savings Gas | VFD - 20 hp - Retail - Exhaust Fan ¦ Small Business Energy Solutions | TRC | 0 | 0 | 0
None | Cumulative Program Savings Gas | VFD - 30 hp - Institutional - Make-up Air Fan ¦ Business Energy Rebates | TRC | 0 | 0 | 0
None | Cumulative Program Savings Gas | VFD - 30 hp - Institutional - Make-up Air Fan ¦ Small Business Energy Solutions | TRC | 0 | 0 | 0
None | Cumulative Program Savings Gas | VFD - 30 hp - Retail - Supply Fan ¦ Business Energy Rebates | TRC | 0 | 0 | 0
None | Cumulative Program Savings Gas | VFD - 30 hp - Retail - Supply Fan ¦ Small Business Energy Solutions | TRC | 0 | 0 | 0
None | Cumulative Program Savings Gas | VFD - 40 hp - Warehousing - Exhaust Fan ¦ Business Energy Rebates | TRC | 0 | 0 | 0
None | Cumulative Program Savings Gas | VFD - 40 hp - Warehousing - Exhaust Fan ¦ Small Business Energy Solutions | TRC | 0 | 0 | 0
None | Cumulative Program Savings Gas | VFD - 5 hp - Institutional - Chilled Water Pump ¦ Business Energy Rebates | TRC | 0 | 0 | 0
None | Cumulative Program Savings Gas | VFD - 5 hp - Institutional - Chilled Water Pump ¦ Small Business Energy Solutions | TRC | 0 | 0 | 0
None | Cumulative Program Savings Gas | VFD - 5 hp - Retail - Exhaust Fan ¦ Business Energy Rebates | TRC | 0 | 0 | 0
None | Cumulative Program Savings Gas | VFD - 5 hp - Retail - Exhaust Fan ¦ Small Business Energy Solutions | TRC | 0 | 0 | 0
None | Cumulative Program Savings Gas | VFD Milk Transfer Pump ¦ Business Energy Rebates | TRC | 0 | 0 | 0
None | Cumulative Program Savings Gas | VFD Milk Transfer Pump ¦ Small Business Energy Solutions | TRC | 0 | 0 | 0
None | Cumulative Program Savings Gas | VFD Milk Vacuum Pump ¦ Business Energy Rebates | TRC | 0 | 0 | 0
None | Cumulative Program Savings Gas | VFD Milk Vacuum Pump ¦ Small Business Energy Solutions | TRC | 0 | 0 | 0
None | Cumulative Program Savings Gas | Wall Mounted Area Luminaire (1000 lumen) ¦ Business Energy Rebates | TRC | 0 | 0 | 0
None | Cumulative Program Savings Gas | Wall Mounted Area Luminaire (1000 lumen) ¦ Small Business Energy Solutions | TRC | 0 | 0 | 0
None | Cumulative Program Savings Gas | Wall Mounted Area Luminaire (10000 lumen) ¦ Business Energy Rebates | TRC | 0 | 0 | 0
None | Cumulative Program Savings Gas | Wall Mounted Area Luminaire (10000 lumen) ¦ Small Business Energy Solutions | TRC | 0 | 0 | 0
None | Cumulative Program Savings Gas | Wall Mounted Area Luminaire (50000 lumen) ¦ Business Energy Rebates | TRC | 0 | 0 | 0
None | Cumulative Program Savings Gas | Wall Mounted Area Luminaire (50000 lumen) ¦ Small Business Energy Solutions | TRC | 0 | 0 | 0
None | Cumulative Program Savings Gas | Wall wash luminaire (1500 lumen) ¦ Business Energy Rebates | TRC | 0 | 0 | 0
None | Cumulative Program Savings Gas | Wall wash luminaire (1500 lumen) ¦ Small Business Energy Solutions | TRC | 0 | 0 | 0
None | Cumulative Program Savings Gas | Wall Wash Luminaire (1000 lumen) ¦ Business Energy Rebates | TRC | 0 | 0 | 0
None | Cumulative Program Savings Gas | Wall Wash Luminaire (1000 lumen) ¦ Small Business Energy Solutions | TRC | 0 | 0 | 0
None | Cumulative Program Savings Gas | Whole home - tier 1 (45% better than code target) ¦ New Home Construction | TRC | 0 | 0 | 0
None | Cumulative Program Savings Gas | Whole home - tier 2 (60% better than code target) ¦ New Home Construction | TRC | 0 | 0 | 0
None | Cumulative Program Savings Gas | Whole home - tier 3 (70% better than code target) ¦ New Home Construction | TRC | 0 | 0 | 0
None | Cumulative Program Savings Gas | Whole Home - tier 0 (22% better than code on average) ¦ New Home Construction | TRC | 0 | 0 | 0
None | Cumulative Program Savings Gas | Whole Home ¦ Home Energy Assessment | TRC | 0 | 0 | 0
None | Cumulative Program Savings Gas | Whole Home First Nations Retrofit ¦ First Nations Home Retrofits | TRC | 0 | 0 | 0
None | Cumulative Program Savings Gas | Wood Boiler/Furnace ¦ Green Heat | TRC | 0 | 0 | 0
None | Cumulative Program Savings Gas | Wood Stove ¦ Green Heat | TRC | 0 | 0 | 0
None | Cumulative Program Savings Gas | Zero-Energy Doors for Reach-In Coolers ¦ Business Energy Rebates | TRC | 0 | 0 | 0
None | Cumulative Program Savings Gas | Zero-Energy Doors for Reach-In Coolers ¦ Small Business Energy Solutions | TRC | 0 | 0 | 0
None | Cumulative Program Savings Water | 1/2 Size Hot Food Holding Cabinet ¦ Business Energy Rebates | TRC | 0 | 0 | 0
None | Cumulative Program Savings Water | 1/2 Size Hot Food Holding Cabinet ¦ Small Business Energy Solutions | TRC | 0 | 0 | 0
None | Cumulative Program Savings Water | 11W Replacing 60W - MURB ¦ Efficient Products Installation | TRC | 0 | 0 | 0
None | Cumulative Program Savings Water | 11W Replacing 60W ¦ Efficient Products Installation | TRC | 0 | 0 | 0
None | Cumulative Program Savings Water | 18W Replacing 100W - MURB ¦ Efficient Products Installation | TRC | 0 | 0 | 0
None | Cumulative Program Savings Water | 18W Replacing 100W ¦ Efficient Products Installation | TRC | 0 | 0 | 0
None | Cumulative Program Savings Water | 18W Replacing 75W - MURB ¦ Efficient Products Installation | TRC | 0 | 0 | 0
None | Cumulative Program Savings Water | 18W Replacing 75W ¦ Efficient Products Installation | TRC | 0 | 0 | 0
None | Cumulative Program Savings Water | 5W Chandelier E12 - MURB ¦ Efficient Products Installation | TRC | 0 | 0 | 0
None | Cumulative Program Savings Water | 5W Chandelier E12 ¦ Efficient Products Installation | TRC | 0 | 0 | 0
None | Cumulative Program Savings Water | 7W G25 - MURB ¦ Efficient Products Installation | TRC | 0 | 0 | 0
None | Cumulative Program Savings Water | 7W G25 ¦ Efficient Products Installation | TRC | 0 | 0 | 0
None | Cumulative Program Savings Water | 7W GU10 Replacing 35W - MURB ¦ Efficient Products Installation | TRC | 0 | 0 | 0
None | Cumulative Program Savings Water | 7W GU10 Replacing 35W ¦ Efficient Products Installation | TRC | 0 | 0 | 0
None | Cumulative Program Savings Water | 7W GU10 Replacing 50W - MURB ¦ Efficient Products Installation | TRC | 0 | 0 | 0
None | Cumulative Program Savings Water | 7W GU10 Replacing 50W ¦ Efficient Products Installation | TRC | 0 | 0 | 0
None | Cumulative Program Savings Water | 9.5W Replacing 100W - MURB ¦ Efficient Products Installation | TRC | 0 | 0 | 0
None | Cumulative Program Savings Water | 9.5W Replacing 100W ¦ Efficient Products Installation | TRC | 0 | 0 | 0
None | Cumulative Program Savings Water | 9.5W Replacing 40W - MURB ¦ Efficient Products Installation | TRC | 0 | 0 | 0
None | Cumulative Program Savings Water | 9.5W Replacing 40W ¦ Efficient Products Installation | TRC | 0 | 0 | 0
None | Cumulative Program Savings Water | 9.5W Replacing 60W - MURB ¦ Efficient Products Installation | TRC | 0 | 0 | 0
None | Cumulative Program Savings Water | 9.5W Replacing 60W ¦ Efficient Products Installation | TRC | 0 | 0 | 0
None | Cumulative Program Savings Water | 9W Replacing 100W - MURB ¦ Efficient Products Installation | TRC | 0 | 0 | 0
None | Cumulative Program Savings Water | 9W Replacing 100W ¦ Efficient Products Installation | TRC | 0 | 0 | 0
None | Cumulative Program Savings Water | 9W Replacing 40W - MURB ¦ Efficient Products Installation | TRC | 0 | 0 | 0
None | Cumulative Program Savings Water | 9W Replacing 40W ¦ Efficient Products Installation | TRC | 0 | 0 | 0
None | Cumulative Program Savings Water | 9W Replacing 60W - MURB ¦ Efficient Products Installation | TRC | 0 | 0 | 0
None | Cumulative Program Savings Water | 9W Replacing 60W ¦ Efficient Products Installation | TRC | 0 | 0 | 0
None | Cumulative Program Savings Water | Advanced Lighting Design (Performance Lighting) ¦ Business Energy Rebates | TRC | 0 | 0 | 0
None | Cumulative Program Savings Water | Advanced Lighting Design (Performance Lighting) ¦ Small Business Energy Solutions | TRC | 0 | 0 | 0
None | Cumulative Program Savings Water | Air Conditioner retirement ¦ Appliance Retirement | TRC | 0 | 0 | 0
None | Cumulative Program Savings Water | Air Source Heat Pump (96kBTU/hr) ¦ Business Energy Rebates | TRC | 0 | 0 | 0
None | Cumulative Program Savings Water | Air Source Heat Pump (96kBTU/hr) ¦ Small Business Energy Solutions | TRC | 0 | 0 | 0
None | Cumulative Program Savings Water | Air-Entraining Air Nozzle ¦ Business Energy Rebates | TRC | 0 | 0 | 0
None | Cumulative Program Savings Water | ASHP and AWHP - Electrical ¦ Green Heat | TRC | 0 | 0 | 0
None | Cumulative Program Savings Water | Case Lighting for Sign Retrofits ¦ Business Energy Rebates | TRC | 0 | 0 | 0
None | Cumulative Program Savings Water | Case Lighting for Sign Retrofits ¦ Small Business Energy Solutions | TRC | 0 | 0 | 0
None | Cumulative Program Savings Water | CEE Tier 2 Commercial Washing Machine ¦ Business Energy Rebates | TRC | 0 | 0 | 0
None | Cumulative Program Savings Water | CEE Tier 2 Commercial Washing Machine ¦ Small Business Energy Solutions | TRC | 0 | 0 | 0
None | Cumulative Program Savings Water | CEE Tier 3 Commercial Washing Machine ¦ Business Energy Rebates | TRC | 0 | 0 | 0
None | Cumulative Program Savings Water | CEE Tier 3 Commercial Washing Machine ¦ Small Business Energy Solutions | TRC | 0 | 0 | 0
None | Cumulative Program Savings Water | Circulation Fan (Agriculture) ¦ Business Energy Rebates | TRC | 0 | 0 | 0
None | Cumulative Program Savings Water | Circulation Fan (Agriculture) ¦ Small Business Energy Solutions | TRC | 0 | 0 | 0
None | Cumulative Program Savings Water | Clothes Dryer replacement ¦ Appliance Retirement | TRC | 0 | 0 | 0
None | Cumulative Program Savings Water | Clothes Dryers ¦ First Nations Home Retrofits | TRC | 0 | 0 | 0
None | Cumulative Program Savings Water | Clothes Washer replacement ¦ Appliance Retirement | TRC | 0 | 0 | 0
None | Cumulative Program Savings Water | Clothes Washers ¦ First Nations Home Retrofits | TRC | 0 | 0 | 0
None | Cumulative Program Savings Water | Clothes-line ¦ Instant Savings | TRC | 0 | 0 | 0
None | Cumulative Program Savings Water | Cold Climate Air-Source Heat Pump (24kBTU/hr) ¦ Business Energy Rebates | TRC | 0 | 0 | 0
None | Cumulative Program Savings Water | Cold Climate Air-Source Heat Pump (24kBTU/hr) ¦ Small Business Energy Solutions | TRC | 0 | 0 | 0
None | Cumulative Program Savings Water | Cold Climate Air-Source Heat Pump (48kBTU/hr) ¦ Business Energy Rebates | TRC | 0 | 0 | 0
None | Cumulative Program Savings Water | Cold Climate Air-Source Heat Pump (48kBTU/hr) ¦ Small Business Energy Solutions | TRC | 0 | 0 | 0
None | Cumulative Program Savings Water | Cooler Night Covers for Display Cases ¦ Business Energy Rebates | TRC | 0 | 0 | 0
None | Cumulative Program Savings Water | Cooler Night Covers for Display Cases ¦ Small Business Energy Solutions | TRC | 0 | 0 | 0
None | Cumulative Program Savings Water | Custom Energy Efficiency ¦ Affordable MultiFamily Renter | TRC | 0 | 0 | 0
None | Cumulative Program Savings Water | Custom Energy Efficiency ¦ Custom Retrofit | TRC | 0 | 0 | 0
None | Cumulative Program Savings Water | Cycling Refrigerated Air Dryer - 200 CFM ¦ Business Energy Rebates | TRC | 0 | 0 | 0
None | Cumulative Program Savings Water | Cycling Refrigerated Air Dryer - 200 CFM ¦ Small Business Energy Solutions | TRC | 0 | 0 | 0
None | Cumulative Program Savings Water | Cycling Refrigerated Air Dryer - 50 CFM ¦ Business Energy Rebates | TRC | 0 | 0 | 0
None | Cumulative Program Savings Water | Cycling Refrigerated Air Dryer - 50 CFM ¦ Small Business Energy Solutions | TRC | 0 | 0 | 0
None | Cumulative Program Savings Water | Dairy Scroll Compressor ¦ Business Energy Rebates | TRC | 0 | 0 | 0
None | Cumulative Program Savings Water | Dairy Scroll Compressor ¦ Small Business Energy Solutions | TRC | 0 | 0 | 0
None | Cumulative Program Savings Water | Daylighting Controls - Ceiling Mounted ¦ Business Energy Rebates | TRC | 0 | 0 | 0
None | Cumulative Program Savings Water | Daylighting Controls - Ceiling Mounted ¦ Small Business Energy Solutions | TRC | 0 | 0 | 0
None | Cumulative Program Savings Water | Daylighting Controls - Switch-Mounted ¦ Business Energy Rebates | TRC | 0 | 0 | 0
None | Cumulative Program Savings Water | Daylighting Controls - Switch-Mounted ¦ Small Business Energy Solutions | TRC | 0 | 0 | 0
None | Cumulative Program Savings Water | Dehumidifier ¦ Instant Savings | TRC | 0 | 0 | 0
None | Cumulative Program Savings Water | Dehumidifier replacement (Low income only) ¦ Appliance Retirement | TRC | 0 | 0 | 0
None | Cumulative Program Savings Water | Dehumidifier replacement (Low income only) ¦ First Nations Home Retrofits | TRC | 0 | 0 | 0
None | Cumulative Program Savings Water | Dimmer Switch ¦ Instant Savings | TRC | 0 | 0 | 0
None | Cumulative Program Savings Water | Discus or Scroll Refrigeration Compressor ¦ Business Energy Rebates | TRC | 0 | 0 | 0
None | Cumulative Program Savings Water | Discus or Scroll Refrigeration Compressor ¦ Small Business Energy Solutions | TRC | 0 | 0 | 0
None | Cumulative Program Savings Water | Dishwasher replacement ¦ Appliance Retirement | TRC | 0 | 0 | 0
None | Cumulative Program Savings Water | Door Heater Controls ¦ Business Energy Rebates | TRC | 0 | 0 | 0
None | Cumulative Program Savings Water | Door Heater Controls ¦ Small Business Energy Solutions | TRC | 0 | 0 | 0
None | Cumulative Program Savings Water | Double Heat Pad (Agriculture) ¦ Business Energy Rebates | TRC | 0 | 0 | 0
None | Cumulative Program Savings Water | Double Heat Pad (Agriculture) ¦ Small Business Energy Solutions | TRC | 0 | 0 | 0
None | Cumulative Program Savings Water | Downlight Luminaire (1200 lumen) ¦ Small Business Energy Solutions | TRC | 0 | 0 | 0
None | Cumulative Program Savings Water | Downlight Luminaire (3000 lumen) ¦ Small Business Energy Solutions | TRC | 0 | 0 | 0
None | Cumulative Program Savings Water | Downlight Luminaire (800 lumen) ¦ Small Business Energy Solutions | TRC | 0 | 0 | 0
None | Cumulative Program Savings Water | Drain Water Heat Recovery ¦ First Nations Home Retrofits | TRC | 0 | 0 | 0
None | Cumulative Program Savings Water | Drain Water Heat Recovery ¦ Green Heat | TRC | 0 | 0 | 0
None | Cumulative Program Savings Water | Drain Water Heat Recovery ¦ Home Energy Assessment | TRC | 0 | 0 | 0
None | Cumulative Program Savings Water | Dual Enthalpy Economizer Controls ¦ Business Energy Rebates | TRC | 0 | 0 | 0
None | Cumulative Program Savings Water | Dual Enthalpy Economizer Controls ¦ Small Business Energy Solutions | TRC | 0 | 0 | 0
None | Cumulative Program Savings Water | EC Motor for Refrigeration Applications ¦ Business Energy Rebates1 | TRC | 0 | 0 | 0
None | Cumulative Program Savings Water | EC Motor for Refrigeration Applications ¦ Business Energy Rebates2 | TRC | 0 | 0 | 0
None | Cumulative Program Savings Water | EC Motor for Refrigeration Applications ¦ Small Business Energy Solutions1 | TRC | 0 | 0 | 0
None | Cumulative Program Savings Water | EC Motor for Refrigeration Applications ¦ Small Business Energy Solutions2 | TRC | 0 | 0 | 0
None | Cumulative Program Savings Water | ECM Circulator Pump ¦ Home Energy Assessment | TRC | 0 | 0 | 0
None | Cumulative Program Savings Water | ECM Circulator Pump ¦ Instant Savings | TRC | 0 | 0 | 0
None | Cumulative Program Savings Water | Efficient clothes washer ¦ Instant Savings | TRC | 0 | 0 | 0
None | Cumulative Program Savings Water | Efficient refrigerator ¦ Instant Savings | TRC | 0 | 0 | 0
None | Cumulative Program Savings Water | Electric Combination Oven ¦ Business Energy Rebates | TRC | 0 | 0 | 0
None | Cumulative Program Savings Water | Electric Combination Oven ¦ Small Business Energy Solutions | TRC | 0 | 0 | 0
None | Cumulative Program Savings Water | Electric Combination Oven with Gas ¦ Business Energy Rebates | TRC | 0 | 0 | 0
None | Cumulative Program Savings Water | Electric Combination Oven with Gas ¦ Small Business Energy Solutions | TRC | 0 | 0 | 0
None | Cumulative Program Savings Water | Electric Convection Oven ¦ Business Energy Rebates | TRC | 0 | 0 | 0
None | Cumulative Program Savings Water | Electric Convection Oven ¦ Small Business Energy Solutions | TRC | 0 | 0 | 0
None | Cumulative Program Savings Water | Electric Convection Oven with Gas ¦ Business Energy Rebates | TRC | 0 | 0 | 0
None | Cumulative Program Savings Water | Electric Convection Oven with Gas ¦ Small Business Energy Solutions | TRC | 0 | 0 | 0
None | Cumulative Program Savings Water | Electric Fryer Replacement with Gas ¦ Business Energy Rebates | TRC | 0 | 0 | 0
None | Cumulative Program Savings Water | Electric Fryer Replacement with Gas ¦ Small Business Energy Solutions | TRC | 0 | 0 | 0
None | Cumulative Program Savings Water | Electric Griddle ¦ Business Energy Rebates | TRC | 0 | 0 | 0
None | Cumulative Program Savings Water | Electric Griddle ¦ Small Business Energy Solutions | TRC | 0 | 0 | 0
None | Cumulative Program Savings Water | Electric Griddle Replacement with Gas ¦ Business Energy Rebates | TRC | 0 | 0 | 0
None | Cumulative Program Savings Water | Electric Griddle Replacement with Gas ¦ Small Business Energy Solutions | TRC | 0 | 0 | 0
None | Cumulative Program Savings Water | Electric Steam Cooker ¦ Business Energy Rebates | TRC | 0 | 0 | 0
None | Cumulative Program Savings Water | Electric Steam Cooker ¦ Small Business Energy Solutions | TRC | 0 | 0 | 0
None | Cumulative Program Savings Water | Electric Steam Cooker Replacement with Gas ¦ Business Energy Rebates | TRC | 0 | 0 | 0
None | Cumulative Program Savings Water | Electric Steam Cooker Replacement with Gas ¦ Small Business Energy Solutions | TRC | 0 | 0 | 0
None | Cumulative Program Savings Water | Electric to Natural Gas - Water Heater ¦ Business Energy Rebates | TRC | 0 | 0 | 0
None | Cumulative Program Savings Water | Electric to Natural Gas - Water Heater ¦ Small Business Energy Solutions | TRC | 0 | 0 | 0
None | Cumulative Program Savings Water | Energy Management Information Systems ¦ EMIS | TRC | 0 | 0 | 0
None | Cumulative Program Savings Water | Energy Star Dryer ¦ Instant Savings | TRC | 0 | 0 | 0
None | Cumulative Program Savings Water | ENERGY STAR Pool Pump ¦ Business Energy Rebates | TRC | 0 | 0 | 0
None | Cumulative Program Savings Water | ENERGY STAR Pool Pump ¦ Small Business Energy Solutions | TRC | 0 | 0 | 0
None | Cumulative Program Savings Water | ENERGY STAR Uninteruptible Power Supplies (UPS) ¦ Business Energy Rebates | TRC | 0 | 0 | 0
None | Cumulative Program Savings Water | ENERGY STAR Uninteruptible Power Supplies (UPS) ¦ Small Business Energy Solutions | TRC | 0 | 0 | 0
None | Cumulative Program Savings Water | ENERGY STAR Washing Machine ¦ Business Energy Rebates | TRC | 0 | 0 | 0
None | Cumulative Program Savings Water | ENERGY STAR Washing Machine ¦ Small Business Energy Solutions | TRC | 0 | 0 | 0
None | Cumulative Program Savings Water | Engine Block Heater Timer (Agriculture) ¦ Business Energy Rebates | TRC | 0 | 0 | 0
None | Cumulative Program Savings Water | Engine Block Heater Timer (Agriculture) ¦ Small Business Energy Solutions | TRC | 0 | 0 | 0
None | Cumulative Program Savings Water | Evaporator Fan Motor Controls ¦ Business Energy Rebates | TRC | 0 | 0 | 0
None | Cumulative Program Savings Water | Evaporator Fan Motor Controls ¦ Small Business Energy Solutions | TRC | 0 | 0 | 0
None | Cumulative Program Savings Water | Faucet Aerators - MURB ¦ Efficient Products Installation | TRC | 0 | 0 | 0
None | Cumulative Program Savings Water | Faucet Aerators ¦ Efficient Products Installation | TRC | 0 | 0 | 0
None | Cumulative Program Savings Water | Flood Luminaire (10000 lumen) ¦ Business Energy Rebates | TRC | 0 | 0 | 0
None | Cumulative Program Savings Water | Flood Luminaire (10000 lumen) ¦ Small Business Energy Solutions | TRC | 0 | 0 | 0
None | Cumulative Program Savings Water | Flood Luminaire (48000 lumen) ¦ Business Energy Rebates | TRC | 0 | 0 | 0
None | Cumulative Program Savings Water | Flood Luminaire (48000 lumen) ¦ Small Business Energy Solutions | TRC | 0 | 0 | 0
None | Cumulative Program Savings Water | Four Pin Replacement Lamps for CFLs ¦ Business Energy Rebates | TRC | 0 | 0 | 0
None | Cumulative Program Savings Water | Four Pin Replacement Lamps for CFLs ¦ Small Business Energy Solutions | TRC | 0 | 0 | 0
None | Cumulative Program Savings Water | Freezer replacement (Low income only) ¦ Appliance Retirement | TRC | 0 | 0 | 0
None | Cumulative Program Savings Water | Freezer replacement (Low income only) ¦ First Nations Home Retrofits | TRC | 0 | 0 | 0
None | Cumulative Program Savings Water | Freezer replacement ¦ Appliance Retirement | TRC | 0 | 0 | 0
None | Cumulative Program Savings Water | Freezer retirement ¦ Appliance Retirement | TRC | 0 | 0 | 0
None | Cumulative Program Savings Water | Fridge replacement ¦ Appliance Retirement | TRC | 0 | 0 | 0
None | Cumulative Program Savings Water | Fuel Pump Canopy Luminaire (4000 lumen) ¦ Business Energy Rebates | TRC | 0 | 0 | 0
None | Cumulative Program Savings Water | Fuel Pump Canopy Luminaire (4000 lumen) ¦ Small Business Energy Solutions | TRC | 0 | 0 | 0
None | Cumulative Program Savings Water | Fuel Pump Canopy Luminaire (8000 lumen) ¦ Business Energy Rebates | TRC | 0 | 0 | 0
None | Cumulative Program Savings Water | Fuel Pump Canopy Luminaire (8000 lumen) ¦ Small Business Energy Solutions | TRC | 0 | 0 | 0
None | Cumulative Program Savings Water | Full Size Hot Food Holding Cabinet ¦ Business Energy Rebates | TRC | 0 | 0 | 0
None | Cumulative Program Savings Water | Full Size Hot Food Holding Cabinet ¦ Small Business Energy Solutions | TRC | 0 | 0 | 0
None | Cumulative Program Savings Water | Glass Door Frezzer ¦ Business Energy Rebates | TRC | 0 | 0 | 0
None | Cumulative Program Savings Water | Glass Door Frezzer ¦ Small Business Energy Solutions | TRC | 0 | 0 | 0
None | Cumulative Program Savings Water | Glass Door Refrigerator ¦ Business Energy Rebates | TRC | 0 | 0 | 0
None | Cumulative Program Savings Water | Glass Door Refrigerator ¦ Small Business Energy Solutions | TRC | 0 | 0 | 0
None | Cumulative Program Savings Water | Ground Source Heat Pump (60kBTU/hr) ¦ Business Energy Rebates | TRC | 0 | 0 | 0
None | Cumulative Program Savings Water | Ground Source Heat Pump (60kBTU/hr) ¦ Small Business Energy Solutions | TRC | 0 | 0 | 0
None | Cumulative Program Savings Water | GSHP ¦ Green Heat | TRC | 0 | 0 | 0
None | Cumulative Program Savings Water | Heat Pump Clothes Dryer ¦ Business Energy Rebates | TRC | 0 | 0 | 0
None | Cumulative Program Savings Water | Heat Pump Clothes Dryer ¦ Small Business Energy Solutions | TRC | 0 | 0 | 0
None | Cumulative Program Savings Water | Heat Pump Dryer (ventless) ¦ Instant Savings | TRC | 0 | 0 | 0
None | Cumulative Program Savings Water | Heat Pump Water Heater ¦ Business Energy Rebates | TRC | 0 | 0 | 0
None | Cumulative Program Savings Water | Heat Pump Water Heater ¦ First Nations Home Retrofits | TRC | 0 | 0 | 0
None | Cumulative Program Savings Water | Heat Pump Water Heater ¦ Green Heat | TRC | 0 | 0 | 0
None | Cumulative Program Savings Water | Heat Pump Water Heater ¦ Home Energy Assessment | TRC | 0 | 0 | 0
None | Cumulative Program Savings Water | Heat Pump Water Heater ¦ Small Business Energy Solutions | TRC | 0 | 0 | 0
None | Cumulative Program Savings Water | Heat Reclaimer Unit (Agriculture) ¦ Business Energy Rebates | TRC | 0 | 0 | 0
None | Cumulative Program Savings Water | Heat Reclaimer Unit (Agriculture) ¦ Small Business Energy Solutions | TRC | 0 | 0 | 0
None | Cumulative Program Savings Water | Heavy duty timer ¦ Instant Savings | TRC | 0 | 0 | 0
None | Cumulative Program Savings Water | High Bay Luminaire (15 000 lumen) ¦ Business Energy Rebates | TRC | 0 | 0 | 0
None | Cumulative Program Savings Water | High Bay Luminaire (15 000 lumen) ¦ Small Business Energy Solutions | TRC | 0 | 0 | 0
None | Cumulative Program Savings Water | High Bay Luminaire (35 000 lumen) ¦ Business Energy Rebates | TRC | 0 | 0 | 0
None | Cumulative Program Savings Water | High Bay Luminaire (35 000 lumen) ¦ Small Business Energy Solutions | TRC | 0 | 0 | 0
None | Cumulative Program Savings Water | High Bay Luminaire (60 000 lumen) ¦ Business Energy Rebates | TRC | 0 | 0 | 0
None | Cumulative Program Savings Water | High Bay Luminaire (60 000 lumen) ¦ Small Business Energy Solutions | TRC | 0 | 0 | 0
None | Cumulative Program Savings Water | High Efficiency Circulator Pump 1.5kW ¦ Business Energy Rebates | TRC | 0 | 0 | 0
None | Cumulative Program Savings Water | High Efficiency Circulator Pump 1.5kW ¦ Small Business Energy Solutions | TRC | 0 | 0 | 0
None | Cumulative Program Savings Water | High Efficiency Circulator Pump 100W ¦ Business Energy Rebates | TRC | 0 | 0 | 0
None | Cumulative Program Savings Water | High Efficiency Circulator Pump 100W ¦ Small Business Energy Solutions | TRC | 0 | 0 | 0
None | Cumulative Program Savings Water | High Efficiency Circulator Pump 300W ¦ Business Energy Rebates | TRC | 0 | 0 | 0
None | Cumulative Program Savings Water | High Efficiency Circulator Pump 300W ¦ Small Business Energy Solutions | TRC | 0 | 0 | 0
None | Cumulative Program Savings Water | High Volume Low Speed Fan (Agriculture) ¦ Business Energy Rebates | TRC | 0 | 0 | 0
None | Cumulative Program Savings Water | High Volume Low Speed Fan (Agriculture) ¦ Small Business Energy Solutions | TRC | 0 | 0 | 0
None | Cumulative Program Savings Water | Holiday Lights Exchange - MURB ¦ Efficient Products Installation | TRC | 0 | 0 | 0
None | Cumulative Program Savings Water | Holiday Lights Exchange ¦ Efficient Products Installation | TRC | 0 | 0 | 0
None | Cumulative Program Savings Water | Hot Water Tank Wrap - MURB ¦ Efficient Products Installation | TRC | 0 | 0 | 0
None | Cumulative Program Savings Water | Hot Water Tank Wrap ¦ Efficient Products Installation | TRC | 0 | 0 | 0
None | Cumulative Program Savings Water | HVAC Hotel Occupancy Sensor ¦ Business Energy Rebates | TRC | 0 | 0 | 0
None | Cumulative Program Savings Water | HVAC Hotel Occupancy Sensor ¦ Small Business Energy Solutions | TRC | 0 | 0 | 0
None | Cumulative Program Savings Water | Hybrid Heat Pump Dryer ¦ Instant Savings | TRC | 0 | 0 | 0
None | Cumulative Program Savings Water | Ice-Making Head ¦ Business Energy Rebates | TRC | 0 | 0 | 0
None | Cumulative Program Savings Water | Ice-Making Head ¦ Small Business Energy Solutions | TRC | 0 | 0 | 0
None | Cumulative Program Savings Water | Indoor motion sensor ¦ Instant Savings | TRC | 0 | 0 | 0
None | Cumulative Program Savings Water | Intelligent Freezer Defrost Controls ¦ Business Energy Rebates | TRC | 0 | 0 | 0
None | Cumulative Program Savings Water | Intelligent Freezer Defrost Controls ¦ Small Business Energy Solutions | TRC | 0 | 0 | 0
None | Cumulative Program Savings Water | Large Commercial/Industrial ETS System ¦ ETS Business Energy Rebates | TRC | 0 | 0 | 0
None | Cumulative Program Savings Water | LED - ENERGY STAR Fixture with Motion Sensor ¦ Instant Savings | TRC | 0 | 0 | 0
None | Cumulative Program Savings Water | LED - ENERGY STAR Fixture without Motion Sensor ¦ Instant Savings | TRC | 0 | 0 | 0
None | Cumulative Program Savings Water | LED - Other ¦ Instant Savings | TRC | 0 | 0 | 0
None | Cumulative Program Savings Water | LED - R, BR and Decorative ¦ Instant Savings | TRC | 0 | 0 | 0
None | Cumulative Program Savings Water | LED - Recessed downlight ¦ Instant Savings | TRC | 0 | 0 | 0
None | Cumulative Program Savings Water | LED Nightlights - MURB ¦ Efficient Products Installation | TRC | 0 | 0 | 0
None | Cumulative Program Savings Water | LED Nightlights ¦ Efficient Products Installation | TRC | 0 | 0 | 0
None | Cumulative Program Savings Water | LED Replacement Lamps for HID (10000 lumen) ¦ Business Energy Rebates | TRC | 0 | 0 | 0
None | Cumulative Program Savings Water | LED Replacement Lamps for HID (10000 lumen) ¦ Small Business Energy Solutions | TRC | 0 | 0 | 0
None | Cumulative Program Savings Water | LED Replacement Lamps for HID (4000 lumen) ¦ Business Energy Rebates | TRC | 0 | 0 | 0
None | Cumulative Program Savings Water | LED Replacement Lamps for HID (4000 lumen) ¦ Small Business Energy Solutions | TRC | 0 | 0 | 0
None | Cumulative Program Savings Water | LED Troffer (1x4) ¦ Business Energy Rebates | TRC | 0 | 0 | 0
None | Cumulative Program Savings Water | LED Troffer (1x4) ¦ Small Business Energy Solutions | TRC | 0 | 0 | 0
None | Cumulative Program Savings Water | LED Troffer (2x2) ¦ Business Energy Rebates | TRC | 0 | 0 | 0
None | Cumulative Program Savings Water | LED Troffer (2x2) ¦ Small Business Energy Solutions | TRC | 0 | 0 | 0
None | Cumulative Program Savings Water | LED Troffer (4x2) ¦ Business Energy Rebates | TRC | 0 | 0 | 0
None | Cumulative Program Savings Water | LED Troffer (4x2) ¦ Small Business Energy Solutions | TRC | 0 | 0 | 0
None | Cumulative Program Savings Water | LED Wall Sconce (1200 lumen) ¦ Small Business Energy Solutions | TRC | 0 | 0 | 0
None | Cumulative Program Savings Water | LED Wall Sconce (3000 lumen) ¦ Small Business Energy Solutions | TRC | 0 | 0 | 0
None | Cumulative Program Savings Water | LED Wall Sconce (800 lumen) ¦ Small Business Energy Solutions | TRC | 0 | 0 | 0
None | Cumulative Program Savings Water | Linear Ambient Luminaire (10000 lumen) ¦ Business Energy Rebates | TRC | 0 | 0 | 0
None | Cumulative Program Savings Water | Linear Ambient Luminaire (10000 lumen) ¦ Small Business Energy Solutions | TRC | 0 | 0 | 0
None | Cumulative Program Savings Water | Linear Ambient Luminaire (2000 lumen) ¦ Business Energy Rebates | TRC | 0 | 0 | 0
None | Cumulative Program Savings Water | Linear Ambient Luminaire (2000 lumen) ¦ Small Business Energy Solutions | TRC | 0 | 0 | 0
None | Cumulative Program Savings Water | Linear Ambient Luminaire (4000 lumen) ¦ Business Energy Rebates | TRC | 0 | 0 | 0
None | Cumulative Program Savings Water | Linear Ambient Luminaire (4000 lumen) ¦ Small Business Energy Solutions | TRC | 0 | 0 | 0
None | Cumulative Program Savings Water | Linear Ambient Luminaire (8000 lumen) ¦ Business Energy Rebates | TRC | 0 | 0 | 0
None | Cumulative Program Savings Water | Linear Ambient Luminaire (8000 lumen) ¦ Small Business Energy Solutions | TRC | 0 | 0 | 0
None | Cumulative Program Savings Water | Linear Replacement Lamp (2 foot) ¦ Business Energy Rebates | TRC | 0 | 0 | 0
None | Cumulative Program Savings Water | Linear Replacement Lamp (2 foot) ¦ Small Business Energy Solutions | TRC | 0 | 0 | 0
None | Cumulative Program Savings Water | Linear Replacement Lamp (4 foot) ¦ Business Energy Rebates | TRC | 0 | 0 | 0
None | Cumulative Program Savings Water | Linear Replacement Lamp (4 foot) ¦ Small Business Energy Solutions | TRC | 0 | 0 | 0
None | Cumulative Program Savings Water | Low-bay Luminaire (10,000 lumen) ¦ Business Energy Rebates | TRC | 0 | 0 | 0
None | Cumulative Program Savings Water | Low-bay Luminaire (10,000 lumen) ¦ Small Business Energy Solutions | TRC | 0 | 0 | 0
None | Cumulative Program Savings Water | Low-bay Luminaire (5000 lumen) ¦ Business Energy Rebates | TRC | 0 | 0 | 0
None | Cumulative Program Savings Water | Low-bay Luminaire (5000 lumen) ¦ Small Business Energy Solutions | TRC | 0 | 0 | 0
None | Cumulative Program Savings Water | Low-flow showerhead - 0.5 gpm Reduction - MURB ¦ Efficient Products Installation | TRC | 0 | 0 | 0
None | Cumulative Program Savings Water | Low-flow showerhead - 0.5 gpm Reduction ¦ Efficient Products Installation | TRC | 0 | 0 | 0
None | Cumulative Program Savings Water | Low-flow showerhead - 1.0 gpm Reduction - MURB ¦ Efficient Products Installation | TRC | 0 | 0 | 0
None | Cumulative Program Savings Water | Low-flow showerhead - 1.0 gpm Reduction ¦ Efficient Products Installation | TRC | 0 | 0 | 0
None | Cumulative Program Savings Water | Low-flow showerhead -0.75 gpm Reduction - MURB ¦ Efficient Products Installation | TRC | 0 | 0 | 0
None | Cumulative Program Savings Water | Low-flow showerhead -0.75 gpm Reduction ¦ Efficient Products Installation | TRC | 0 | 0 | 0
None | Cumulative Program Savings Water | Low/Zero Energy Livestock Waterer ¦ Business Energy Rebates | TRC | 0 | 0 | 0
None | Cumulative Program Savings Water | Low/Zero Energy Livestock Waterer ¦ Small Business Energy Solutions | TRC | 0 | 0 | 0
None | Cumulative Program Savings Water | Luminaire Level Lighting Control (LLLC) - High Impact Application ¦ Business Energy Rebates | TRC | 0 | 0 | 0
None | Cumulative Program Savings Water | Luminaire Level Lighting Control (LLLC) - High Impact Application ¦ Small Business Energy Solutions | TRC | 0 | 0 | 0
None | Cumulative Program Savings Water | Luminaire Level Lighting Control (LLLC) - Low Impact Application ¦ Business Energy Rebates | TRC | 0 | 0 | 0
None | Cumulative Program Savings Water | Luminaire Level Lighting Control (LLLC) - Low Impact Application ¦ Small Business Energy Solutions | TRC | 0 | 0 | 0
None | Cumulative Program Savings Water | Medium Commercial ETS System ¦ ETS Business Energy Rebates | TRC | 0 | 0 | 0
None | Cumulative Program Savings Water | Medium Commercial ETS System ¦ ETS Small Business Energy Solutions | TRC | 0 | 0 | 0
None | Cumulative Program Savings Water | Milk Pre-cooler ¦ Business Energy Rebates | TRC | 0 | 0 | 0
None | Cumulative Program Savings Water | Milk Pre-cooler ¦ Small Business Energy Solutions | TRC | 0 | 0 | 0
None | Cumulative Program Savings Water | Mini freezer retirement ¦ Appliance Retirement | TRC | 0 | 0 | 0
None | Cumulative Program Savings Water | Mini fridge retirement ¦ Appliance Retirement | TRC | 0 | 0 | 0
None | Cumulative Program Savings Water | Motion sensor with dimmer switch ¦ Instant Savings | TRC | 0 | 0 | 0
None | Cumulative Program Savings Water | MSHP - Fully Electrical ¦ Green Heat | TRC | 0 | 0 | 0
None | Cumulative Program Savings Water | MSHP - Mainly Electrical ¦ Green Heat | TRC | 0 | 0 | 0
None | Cumulative Program Savings Water | Multi-Tank Conveyor Dishwasher - High Temp ¦ Business Energy Rebates | TRC | 0 | 0 | 0
None | Cumulative Program Savings Water | Multi-Tank Conveyor Dishwasher - High Temp ¦ Small Business Energy Solutions | TRC | 0 | 0 | 0
None | Cumulative Program Savings Water | Multi-Tank Conveyor Dishwasher - Low Temp ¦ Business Energy Rebates | TRC | 0 | 0 | 0
None | Cumulative Program Savings Water | Multi-Tank Conveyor Dishwasher - Low Temp ¦ Small Business Energy Solutions | TRC | 0 | 0 | 0
None | Cumulative Program Savings Water | Natural Barn Ventiliation - Summer Only ¦ Business Energy Rebates | TRC | 0 | 0 | 0
None | Cumulative Program Savings Water | Natural Barn Ventiliation - Summer Only ¦ Small Business Energy Solutions | TRC | 0 | 0 | 0
None | Cumulative Program Savings Water | Natural Barn Ventiliation - Year-Round ¦ Business Energy Rebates | TRC | 0 | 0 | 0
None | Cumulative Program Savings Water | Natural Barn Ventiliation - Year-Round ¦ Small Business Energy Solutions | TRC | 0 | 0 | 0
None | Cumulative Program Savings Water | Natural Gas Conversion - Commercial Electric Clothes Dryer ¦ Business Energy Rebates | TRC | 0 | 0 | 0
None | Cumulative Program Savings Water | Natural Gas Conversion - Commercial Electric Clothes Dryer ¦ Small Business Energy Solutions | TRC | 0 | 0 | 0
None | Cumulative Program Savings Water | Networked/ Connected - Indoor LED Lamp ¦ Instant Savings | TRC | 0 | 0 | 0
None | Cumulative Program Savings Water | Networked/Connected - High Impact Application ¦ Business Energy Rebates | TRC | 0 | 0 | 0
None | Cumulative Program Savings Water | Networked/Connected - High Impact Application ¦ Small Business Energy Solutions | TRC | 0 | 0 | 0
None | Cumulative Program Savings Water | Networked/Connected - Low Impact Application ¦ Business Energy Rebates | TRC | 0 | 0 | 0
None | Cumulative Program Savings Water | Networked/Connected - Low Impact Application ¦ Small Business Energy Solutions | TRC | 0 | 0 | 0
None | Cumulative Program Savings Water | No-Loss Drain ¦ Business Energy Rebates | TRC | 0 | 0 | 0
None | Cumulative Program Savings Water | No-Loss Drain ¦ Small Business Energy Solutions | TRC | 0 | 0 | 0
None | Cumulative Program Savings Water | Occupancy Sensor (Ceiling Mounted) ¦ Business Energy Rebates | TRC | 0 | 0 | 0
None | Cumulative Program Savings Water | Occupancy Sensor (Ceiling Mounted) ¦ Small Business Energy Solutions | TRC | 0 | 0 | 0
None | Cumulative Program Savings Water | Occupancy Sensor (Wall Mounted) ¦ Business Energy Rebates | TRC | 0 | 0 | 0
None | Cumulative Program Savings Water | Occupancy Sensor (Wall Mounted) ¦ Small Business Energy Solutions | TRC | 0 | 0 | 0
None | Cumulative Program Savings Water | Occupancy Sensor (Exterior) ¦ Business Energy Rebates | TRC | 0 | 0 | 0
None | Cumulative Program Savings Water | Occupancy Sensor (Exterior) ¦ Small Business Energy Solutions | TRC | 0 | 0 | 0
None | Cumulative Program Savings Water | Open to Closed Cooler Conversion ¦ Business Energy Rebates | TRC | 0 | 0 | 0
None | Cumulative Program Savings Water | Open to Closed Cooler Conversion ¦ Small Business Energy Solutions | TRC | 0 | 0 | 0
None | Cumulative Program Savings Water | Outdoor motion sensor ¦ Instant Savings | TRC | 0 | 0 | 0
None | Cumulative Program Savings Water | Outside Air Economizer ¦ Business Energy Rebates | TRC | 0 | 0 | 0
None | Cumulative Program Savings Water | Outside Air Economizer ¦ Small Business Energy Solutions | TRC | 0 | 0 | 0
None | Cumulative Program Savings Water | Packaged Terminal Heat Pump (12kBTU/hr) ¦ Business Energy Rebates | TRC | 0 | 0 | 0
None | Cumulative Program Savings Water | Packaged Terminal Heat Pump (12kBTU/hr) ¦ Small Business Energy Solutions | TRC | 0 | 0 | 0
None | Cumulative Program Savings Water | Parking Garage Luminaire (4000 lumen) ¦ Business Energy Rebates | TRC | 0 | 0 | 0
None | Cumulative Program Savings Water | Parking Garage Luminaire (4000 lumen) ¦ Small Business Energy Solutions | TRC | 0 | 0 | 0
None | Cumulative Program Savings Water | Parking Garage Luminaire (8000 lumen) ¦ Business Energy Rebates | TRC | 0 | 0 | 0
None | Cumulative Program Savings Water | Parking Garage Luminaire (8000 lumen) ¦ Small Business Energy Solutions | TRC | 0 | 0 | 0
None | Cumulative Program Savings Water | Pellet Boiler/Furnace ¦ Green Heat | TRC | 0 | 0 | 0
None | Cumulative Program Savings Water | Pellet Stove ¦ Green Heat | TRC | 0 | 0 | 0
None | Cumulative Program Savings Water | Pipe Insulation - MURB ¦ Efficient Products Installation | TRC | 0 | 0 | 0
None | Cumulative Program Savings Water | Pipe Insulation ¦ Efficient Products Installation | TRC | 0 | 0 | 0
None | Cumulative Program Savings Water | Pole/Arm-Mounted Area Luminaire (20000 lumen) ¦ Business Energy Rebates | TRC | 0 | 0 | 0
None | Cumulative Program Savings Water | Pole/Arm-Mounted Area Luminaire (20000 lumen) ¦ Small Business Energy Solutions | TRC | 0 | 0 | 0
None | Cumulative Program Savings Water | Pole/Arm-Mounted Area Luminaire (4000 lumen) ¦ Business Energy Rebates | TRC | 0 | 0 | 0
None | Cumulative Program Savings Water | Pole/Arm-Mounted Area Luminaire (4000 lumen) ¦ Small Business Energy Solutions | TRC | 0 | 0 | 0
None | Cumulative Program Savings Water | Pole/Arm-Mounted Area Luminaire (60000 lumen) ¦ Business Energy Rebates | TRC | 0 | 0 | 0
None | Cumulative Program Savings Water | Pole/Arm-Mounted Area Luminaire (60000 lumen) ¦ Small Business Energy Solutions | TRC | 0 | 0 | 0
None | Cumulative Program Savings Water | Pole/Arm-Mounted Decorative Luminaire (1500 lumen) ¦ Business Energy Rebates | TRC | 0 | 0 | 0
None | Cumulative Program Savings Water | Pole/Arm-Mounted Decorative Luminaire (1500 lumen) ¦ Small Business Energy Solutions | TRC | 0 | 0 | 0
None | Cumulative Program Savings Water | Pole/Arm-Mounted Decorative Luminaire (5000 lumen) ¦ Business Energy Rebates | TRC | 0 | 0 | 0
None | Cumulative Program Savings Water | Pole/Arm-Mounted Decorative Luminaire (5000 lumen) ¦ Small Business Energy Solutions | TRC | 0 | 0 | 0
None | Cumulative Program Savings Water | Pot, Pan and Utensil Dishwasher - High Temp ¦ Business Energy Rebates | TRC | 0 | 0 | 0
None | Cumulative Program Savings Water | Pot, Pan and Utensil Dishwasher - High Temp ¦ Small Business Energy Solutions | TRC | 0 | 0 | 0
None | Cumulative Program Savings Water | Power bar with timer ¦ Instant Savings | TRC | 0 | 0 | 0
None | Cumulative Program Savings Water | Premium High Bay Luminaire (15 000 lumen) ¦ Business Energy Rebates | TRC | 0 | 0 | 0
None | Cumulative Program Savings Water | Premium High Bay Luminaire (15 000 lumen) ¦ Small Business Energy Solutions | TRC | 0 | 0 | 0
None | Cumulative Program Savings Water | Premium High Bay Luminaire (35 000 lumen) ¦ Business Energy Rebates | TRC | 0 | 0 | 0
None | Cumulative Program Savings Water | Premium High Bay Luminaire (35 000 lumen) ¦ Small Business Energy Solutions | TRC | 0 | 0 | 0
None | Cumulative Program Savings Water | Premium High Bay Luminaire (60 000 lumen) ¦ Business Energy Rebates | TRC | 0 | 0 | 0
None | Cumulative Program Savings Water | Premium High Bay Luminaire (60 000 lumen) ¦ Small Business Energy Solutions | TRC | 0 | 0 | 0
None | Cumulative Program Savings Water | Programmable thermostat ¦ Instant Savings | TRC | 0 | 0 | 0
None | Cumulative Program Savings Water | Programmable Thermostats ¦ First Nations Home Retrofits | TRC | 0 | 0 | 0
None | Cumulative Program Savings Water | Range / Stove replacement ¦ Appliance Retirement | TRC | 0 | 0 | 0
None | Cumulative Program Savings Water | refri ¦ Small Business Energy Solutions | TRC | 0 | 0 | 0
None | Cumulative Program Savings Water | Refrigerated Case Luminaire ¦ Business Energy Rebates | TRC | 0 | 0 | 0
None | Cumulative Program Savings Water | Refrigerated Case Luminaire ¦ Small Business Energy Solutions | TRC | 0 | 0 | 0
None | Cumulative Program Savings Water | Refrigerated Vending Machine Controls ¦ Business Energy Rebates | TRC | 0 | 0 | 0
None | Cumulative Program Savings Water | Refrigerated Vending Machine Controls ¦ Small Business Energy Solutions | TRC | 0 | 0 | 0
None | Cumulative Program Savings Water | Refrigerator replacement (Low income only) ¦ Appliance Retirement | TRC | 0 | 0 | 0
None | Cumulative Program Savings Water | Refrigerator replacement (Low income only) ¦ First Nations Home Retrofits | TRC | 0 | 0 | 0
None | Cumulative Program Savings Water | Refrigerator retirement ¦ Appliance Retirement | TRC | 0 | 0 | 0
None | Cumulative Program Savings Water | Remote Condensing Unit ¦ Business Energy Rebates | TRC | 0 | 0 | 0
None | Cumulative Program Savings Water | Remote Condensing Unit ¦ Small Business Energy Solutions | TRC | 0 | 0 | 0
None | Cumulative Program Savings Water | Residential DHW Timer ¦ ETS Green Heat | TRC | 0 | 0 | 0
None | Cumulative Program Savings Water | Residential ETS System (Central) ¦ ETS Green Heat | TRC | 0 | 0 | 0
None | Cumulative Program Savings Water | Residential ETS System (Central) ¦ ETS Home Energy Assessment | TRC | 0 | 0 | 0
None | Cumulative Program Savings Water | Residential ETS System (Room) ¦ ETS Green Heat | TRC | 0 | 0 | 0
None | Cumulative Program Savings Water | Residential ETS System (Room) ¦ ETS Home Energy Assessment | TRC | 0 | 0 | 0
None | Cumulative Program Savings Water | Room air purifier ¦ Instant Savings | TRC | 0 | 0 | 0
None | Cumulative Program Savings Water | Self-Contained Ice Maker ¦ Business Energy Rebates | TRC | 0 | 0 | 0
None | Cumulative Program Savings Water | Self-Contained Ice Maker ¦ Small Business Energy Solutions | TRC | 0 | 0 | 0
None | Cumulative Program Savings Water | Server Virtualization and Decommissioning ¦ Business Energy Rebates | TRC | 0 | 0 | 0
None | Cumulative Program Savings Water | Server Virtualization and Decommissioning ¦ Small Business Energy Solutions | TRC | 0 | 0 | 0
None | Cumulative Program Savings Water | Server-based Power Management Software ¦ Business Energy Rebates | TRC | 0 | 0 | 0
None | Cumulative Program Savings Water | Server-based Power Management Software ¦ Small Business Energy Solutions | TRC | 0 | 0 | 0
None | Cumulative Program Savings Water | Single -Tank Conveyor Dishwasher - High Temp ¦ Business Energy Rebates | TRC | 0 | 0 | 0
None | Cumulative Program Savings Water | Single -Tank Conveyor Dishwasher - High Temp ¦ Small Business Energy Solutions | TRC | 0 | 0 | 0
None | Cumulative Program Savings Water | Single -Tank Conveyor Dishwasher - Low Temp ¦ Business Energy Rebates | TRC | 0 | 0 | 0
None | Cumulative Program Savings Water | Single -Tank Conveyor Dishwasher - Low Temp ¦ Small Business Energy Solutions | TRC | 0 | 0 | 0
None | Cumulative Program Savings Water | Single Heat Pad (Agriculture) ¦ Business Energy Rebates | TRC | 0 | 0 | 0
None | Cumulative Program Savings Water | Single Heat Pad (Agriculture) ¦ Small Business Energy Solutions | TRC | 0 | 0 | 0
None | Cumulative Program Savings Water | Single-Tank Door type Dishwasher - High Temp ¦ Business Energy Rebates | TRC | 0 | 0 | 0
None | Cumulative Program Savings Water | Single-Tank Door type Dishwasher - High Temp ¦ Small Business Energy Solutions | TRC | 0 | 0 | 0
None | Cumulative Program Savings Water | Single-Tank Door type Dishwasher - Low Temp ¦ Business Energy Rebates | TRC | 0 | 0 | 0
None | Cumulative Program Savings Water | Single-Tank Door type Dishwasher - Low Temp ¦ Small Business Energy Solutions | TRC | 0 | 0 | 0
None | Cumulative Program Savings Water | Small Commercial ETS Sytem ¦ ETS Business Energy Rebates | TRC | 0 | 0 | 0
None | Cumulative Program Savings Water | Small Commercial ETS Sytem ¦ ETS Small Business Energy Solutions | TRC | 0 | 0 | 0
None | Cumulative Program Savings Water | Smart power bar ¦ Instant Savings | TRC | 0 | 0 | 0
None | Cumulative Program Savings Water | Smart Power Controllers - MURB ¦ Efficient Products Installation | TRC | 0 | 0 | 0
None | Cumulative Program Savings Water | Smart Power Controllers ¦ Efficient Products Installation | TRC | 0 | 0 | 0
None | Cumulative Program Savings Water | Solar air heating ¦ Green Heat | TRC | 0 | 0 | 0
None | Cumulative Program Savings Water | Solar air heating ¦ Home Energy Assessment | TRC | 0 | 0 | 0
None | Cumulative Program Savings Water | Solar DHW System ¦ Business Energy Rebates | TRC | 0 | 0 | 0
None | Cumulative Program Savings Water | Solar DHW System ¦ Small Business Energy Solutions | TRC | 0 | 0 | 0
None | Cumulative Program Savings Water | Solar Domestic Hot Water ¦ Green Heat | TRC | 0 | 0 | 0
None | Cumulative Program Savings Water | Solar Domestic Hot Water ¦ Home Energy Assessment | TRC | 0 | 0 | 0
None | Cumulative Program Savings Water | Solid Door Freezer ¦ Business Energy Rebates | TRC | 0 | 0 | 0
None | Cumulative Program Savings Water | Solid Door Freezer ¦ Small Business Energy Solutions | TRC | 0 | 0 | 0
None | Cumulative Program Savings Water | Solid Door Refrigerator ¦ Business Energy Rebates | TRC | 0 | 0 | 0
None | Cumulative Program Savings Water | Solid Door Refrigerator ¦ Small Business Energy Solutions | TRC | 0 | 0 | 0
None | Cumulative Program Savings Water | Stairwell and Passageway Luminaire ¦ Business Energy Rebates | TRC | 0 | 0 | 0
None | Cumulative Program Savings Water | Stairwell and Passageway Luminaire ¦ Small Business Energy Solutions | TRC | 0 | 0 | 0
None | Cumulative Program Savings Water | Standard Capacity Electric Fryer ¦ Business Energy Rebates | TRC | 0 | 0 | 0
None | Cumulative Program Savings Water | Standard Capacity Electric Fryer ¦ Small Business Energy Solutions | TRC | 0 | 0 | 0
None | Cumulative Program Savings Water | Strategic Energy Management ¦ SEM | TRC | 0 | 0 | 0
None | Cumulative Program Savings Water | Strip-Curtains for Display Cases ¦ Business Energy Rebates | TRC | 0 | 0 | 0
None | Cumulative Program Savings Water | Strip-Curtains for Display Cases ¦ Small Business Energy Solutions | TRC | 0 | 0 | 0
None | Cumulative Program Savings Water | Track/Mono-point Direction Luminaire ¦ Business Energy Rebates | TRC | 0 | 0 | 0
None | Cumulative Program Savings Water | Track/Mono-point Direction Luminaire ¦ Small Business Energy Solutions | TRC | 0 | 0 | 0
None | Cumulative Program Savings Water | Unconverted D ¦ Home Energy Assessment | TRC | 0 | 0 | 0
None | Cumulative Program Savings Water | Under-Counter Dishwasher - HighTemp ¦ Business Energy Rebates | TRC | 0 | 0 | 0
None | Cumulative Program Savings Water | Under-Counter Dishwasher - HighTemp ¦ Small Business Energy Solutions | TRC | 0 | 0 | 0
None | Cumulative Program Savings Water | Under-Counter Dishwasher - Low Temp ¦ Business Energy Rebates | TRC | 0 | 0 | 0
None | Cumulative Program Savings Water | Under-Counter Dishwasher - Low Temp ¦ Small Business Energy Solutions | TRC | 0 | 0 | 0
None | Cumulative Program Savings Water | Variable Speed Kitchen Exhuast Fan ¦ Business Energy Rebates | TRC | 0 | 0 | 0
None | Cumulative Program Savings Water | Variable Speed Kitchen Exhuast Fan ¦ Small Business Energy Solutions | TRC | 0 | 0 | 0
None | Cumulative Program Savings Water | Ventilation Fan (Agriculture) ¦ Business Energy Rebates | TRC | 0 | 0 | 0
None | Cumulative Program Savings Water | Ventilation Fan (Agriculture) ¦ Small Business Energy Solutions | TRC | 0 | 0 | 0
None | Cumulative Program Savings Water | VFD - 10 hp - Institutional - Make-up Air Fan ¦ Business Energy Rebates | TRC | 0 | 0 | 0
None | Cumulative Program Savings Water | VFD - 10 hp - Institutional - Make-up Air Fan ¦ Small Business Energy Solutions | TRC | 0 | 0 | 0
None | Cumulative Program Savings Water | VFD - 10 hp - Retail - Supply Fan ¦ Business Energy Rebates | TRC | 0 | 0 | 0
None | Cumulative Program Savings Water | VFD - 10 hp - Retail - Supply Fan ¦ Small Business Energy Solutions | TRC | 0 | 0 | 0
None | Cumulative Program Savings Water | VFD - 20 hp - Institutional - Chilled Water Pump ¦ Business Energy Rebates | TRC | 0 | 0 | 0
None | Cumulative Program Savings Water | VFD - 20 hp - Institutional - Chilled Water Pump ¦ Small Business Energy Solutions | TRC | 0 | 0 | 0
None | Cumulative Program Savings Water | VFD - 20 hp - Retail - Exhaust Fan ¦ Business Energy Rebates | TRC | 0 | 0 | 0
None | Cumulative Program Savings Water | VFD - 20 hp - Retail - Exhaust Fan ¦ Small Business Energy Solutions | TRC | 0 | 0 | 0
None | Cumulative Program Savings Water | VFD - 30 hp - Institutional - Make-up Air Fan ¦ Business Energy Rebates | TRC | 0 | 0 | 0
None | Cumulative Program Savings Water | VFD - 30 hp - Institutional - Make-up Air Fan ¦ Small Business Energy Solutions | TRC | 0 | 0 | 0
None | Cumulative Program Savings Water | VFD - 30 hp - Retail - Supply Fan ¦ Business Energy Rebates | TRC | 0 | 0 | 0
None | Cumulative Program Savings Water | VFD - 30 hp - Retail - Supply Fan ¦ Small Business Energy Solutions | TRC | 0 | 0 | 0
None | Cumulative Program Savings Water | VFD - 40 hp - Warehousing - Exhaust Fan ¦ Business Energy Rebates | TRC | 0 | 0 | 0
None | Cumulative Program Savings Water | VFD - 40 hp - Warehousing - Exhaust Fan ¦ Small Business Energy Solutions | TRC | 0 | 0 | 0
None | Cumulative Program Savings Water | VFD - 5 hp - Institutional - Chilled Water Pump ¦ Business Energy Rebates | TRC | 0 | 0 | 0
None | Cumulative Program Savings Water | VFD - 5 hp - Institutional - Chilled Water Pump ¦ Small Business Energy Solutions | TRC | 0 | 0 | 0
None | Cumulative Program Savings Water | VFD - 5 hp - Retail - Exhaust Fan ¦ Business Energy Rebates | TRC | 0 | 0 | 0
None | Cumulative Program Savings Water | VFD - 5 hp - Retail - Exhaust Fan ¦ Small Business Energy Solutions | TRC | 0 | 0 | 0
None | Cumulative Program Savings Water | VFD Milk Transfer Pump ¦ Business Energy Rebates | TRC | 0 | 0 | 0
None | Cumulative Program Savings Water | VFD Milk Transfer Pump ¦ Small Business Energy Solutions | TRC | 0 | 0 | 0
None | Cumulative Program Savings Water | VFD Milk Vacuum Pump ¦ Business Energy Rebates | TRC | 0 | 0 | 0
None | Cumulative Program Savings Water | VFD Milk Vacuum Pump ¦ Small Business Energy Solutions | TRC | 0 | 0 | 0
None | Cumulative Program Savings Water | Wall Mounted Area Luminaire (1000 lumen) ¦ Business Energy Rebates | TRC | 0 | 0 | 0
None | Cumulative Program Savings Water | Wall Mounted Area Luminaire (1000 lumen) ¦ Small Business Energy Solutions | TRC | 0 | 0 | 0
None | Cumulative Program Savings Water | Wall Mounted Area Luminaire (10000 lumen) ¦ Business Energy Rebates | TRC | 0 | 0 | 0
None | Cumulative Program Savings Water | Wall Mounted Area Luminaire (10000 lumen) ¦ Small Business Energy Solutions | TRC | 0 | 0 | 0
None | Cumulative Program Savings Water | Wall Mounted Area Luminaire (50000 lumen) ¦ Business Energy Rebates | TRC | 0 | 0 | 0
None | Cumulative Program Savings Water | Wall Mounted Area Luminaire (50000 lumen) ¦ Small Business Energy Solutions | TRC | 0 | 0 | 0
None | Cumulative Program Savings Water | Wall wash luminaire (1500 lumen) ¦ Business Energy Rebates | TRC | 0 | 0 | 0
None | Cumulative Program Savings Water | Wall wash luminaire (1500 lumen) ¦ Small Business Energy Solutions | TRC | 0 | 0 | 0
None | Cumulative Program Savings Water | Wall Wash Luminaire (1000 lumen) ¦ Business Energy Rebates | TRC | 0 | 0 | 0
None | Cumulative Program Savings Water | Wall Wash Luminaire (1000 lumen) ¦ Small Business Energy Solutions | TRC | 0 | 0 | 0
None | Cumulative Program Savings Water | Whole home - tier 1 (45% better than code target) ¦ New Home Construction | TRC | 0 | 0 | 0
None | Cumulative Program Savings Water | Whole home - tier 2 (60% better than code target) ¦ New Home Construction | TRC | 0 | 0 | 0
None | Cumulative Program Savings Water | Whole home - tier 3 (70% better than code target) ¦ New Home Construction | TRC | 0 | 0 | 0
None | Cumulative Program Savings Water | Whole Home - tier 0 (22% better than code on average) ¦ New Home Construction | TRC | 0 | 0 | 0
None | Cumulative Program Savings Water | Whole Home ¦ Home Energy Assessment | TRC | 0 | 0 | 0
None | Cumulative Program Savings Water | Whole Home First Nations Retrofit ¦ First Nations Home Retrofits | TRC | 0 | 0 | 0
None | Cumulative Program Savings Water | Wood Boiler/Furnace ¦ Green Heat | TRC | 0 | 0 | 0
None | Cumulative Program Savings Water | Wood Stove ¦ Green Heat | TRC | 0 | 0 | 0
None | Cumulative Program Savings Water | Zero-Energy Doors for Reach-In Coolers ¦ Business Energy Rebates | TRC | 0 | 0 | 0
None | Cumulative Program Savings Water | Zero-Energy Doors for Reach-In Coolers ¦ Small Business Energy Solutions | TRC | 0 | 0 | 0
None | RUL by Measure | 1/2 Size Hot Food Holding Cabinet ¦ Business Energy Rebates | TRC | 0 | 0 | 0
None | RUL by Measure | 1/2 Size Hot Food Holding Cabinet ¦ Small Business Energy Solutions | TRC | 0 | 0 | 0
None | RUL by Measure | 11W Replacing 60W - MURB ¦ Efficient Products Installation | TRC | 1 | 1 | 1
None | RUL by Measure | 11W Replacing 60W ¦ Efficient Products Installation | TRC | 1 | 1 | 1
None | RUL by Measure | 18W Replacing 100W - MURB ¦ Efficient Products Installation | TRC | 1 | 1 | 1
None | RUL by Measure | 18W Replacing 100W ¦ Efficient Products Installation | TRC | 1 | 1 | 1
None | RUL by Measure | 18W Replacing 75W - MURB ¦ Efficient Products Installation | TRC | 1 | 1 | 1
None | RUL by Measure | 18W Replacing 75W ¦ Efficient Products Installation | TRC | 1 | 1 | 1
None | RUL by Measure | 5W Chandelier E12 - MURB ¦ Efficient Products Installation | TRC | 4 | 3 | 2
None | RUL by Measure | 5W Chandelier E12 ¦ Efficient Products Installation | TRC | 4 | 3 | 2
None | RUL by Measure | 7W G25 - MURB ¦ Efficient Products Installation | TRC | 4 | 3 | 2
None | RUL by Measure | 7W G25 ¦ Efficient Products Installation | TRC | 4 | 3 | 2
None | RUL by Measure | 7W GU10 Replacing 35W - MURB ¦ Efficient Products Installation | TRC | 4 | 3 | 2
None | RUL by Measure | 7W GU10 Replacing 35W ¦ Efficient Products Installation | TRC | 4 | 3 | 2
None | RUL by Measure | 7W GU10 Replacing 50W - MURB ¦ Efficient Products Installation | TRC | 4 | 3 | 2
None | RUL by Measure | 7W GU10 Replacing 50W ¦ Efficient Products Installation | TRC | 4 | 3 | 2
None | RUL by Measure | 9.5W Replacing 100W - MURB ¦ Efficient Products Installation | TRC | 1 | 1 | 1
None | RUL by Measure | 9.5W Replacing 100W ¦ Efficient Products Installation | TRC | 1 | 1 | 1
None | RUL by Measure | 9.5W Replacing 40W - MURB ¦ Efficient Products Installation | TRC | 1 | 1 | 1
None | RUL by Measure | 9.5W Replacing 40W ¦ Efficient Products Installation | TRC | 1 | 1 | 1
None | RUL by Measure | 9.5W Replacing 60W - MURB ¦ Efficient Products Installation | TRC | 1 | 1 | 1
None | RUL by Measure | 9.5W Replacing 60W ¦ Efficient Products Installation | TRC | 1 | 1 | 1
None | RUL by Measure | 9W Replacing 100W - MURB ¦ Efficient Products Installation | TRC | 1 | 1 | 1
None | RUL by Measure | 9W Replacing 100W ¦ Efficient Products Installation | TRC | 1 | 1 | 1
None | RUL by Measure | 9W Replacing 40W - MURB ¦ Efficient Products Installation | TRC | 1 | 1 | 1
None | RUL by Measure | 9W Replacing 40W ¦ Efficient Products Installation | TRC | 1 | 1 | 1
None | RUL by Measure | 9W Replacing 60W - MURB ¦ Efficient Products Installation | TRC | 1 | 1 | 1
None | RUL by Measure | 9W Replacing 60W ¦ Efficient Products Installation | TRC | 1 | 1 | 1
None | RUL by Measure | Advanced Lighting Design (Performance Lighting) ¦ Business Energy Rebates | TRC | 0 | 0 | 0
None | RUL by Measure | Advanced Lighting Design (Performance Lighting) ¦ Small Business Energy Solutions | TRC | 0 | 0 | 0
None | RUL by Measure | Air Conditioner retirement ¦ Appliance Retirement | TRC | 0 | 0 | 0
None | RUL by Measure | Air Source Heat Pump (96kBTU/hr) ¦ Business Energy Rebates | TRC | 0 | 0 | 0
None | RUL by Measure | Air Source Heat Pump (96kBTU/hr) ¦ Small Business Energy Solutions | TRC | 0 | 0 | 0
None | RUL by Measure | Air-Entraining Air Nozzle ¦ Business Energy Rebates | TRC | 0 | 0 | 0
None | RUL by Measure | ASHP and AWHP - Electrical ¦ Green Heat | TRC | 6 | 6 | 6
None | RUL by Measure | Case Lighting for Sign Retrofits ¦ Business Energy Rebates | TRC | 0 | 0 | 0
None | RUL by Measure | Case Lighting for Sign Retrofits ¦ Small Business Energy Solutions | TRC | 0 | 0 | 0
None | RUL by Measure | CEE Tier 2 Commercial Washing Machine ¦ Business Energy Rebates | TRC | 0 | 0 | 0
None | RUL by Measure | CEE Tier 2 Commercial Washing Machine ¦ Small Business Energy Solutions | TRC | 0 | 0 | 0
None | RUL by Measure | CEE Tier 3 Commercial Washing Machine ¦ Business Energy Rebates | TRC | 0 | 0 | 0
None | RUL by Measure | CEE Tier 3 Commercial Washing Machine ¦ Small Business Energy Solutions | TRC | 0 | 0 | 0
None | RUL by Measure | Circulation Fan (Agriculture) ¦ Business Energy Rebates | TRC | 0 | 0 | 0
None | RUL by Measure | Circulation Fan (Agriculture) ¦ Small Business Energy Solutions | TRC | 0 | 0 | 0
None | RUL by Measure | Clothes Dryer replacement ¦ Appliance Retirement | TRC | 4 | 4 | 4
None | RUL by Measure | Clothes Dryers ¦ First Nations Home Retrofits | TRC | 0 | 0 | 0
None | RUL by Measure | Clothes Washer replacement ¦ Appliance Retirement | TRC | 4 | 4 | 4
None | RUL by Measure | Clothes Washers ¦ First Nations Home Retrofits | TRC | 0 | 0 | 0
None | RUL by Measure | Clothes-line ¦ Instant Savings | TRC | 0 | 0 | 0
None | RUL by Measure | Cold Climate Air-Source Heat Pump (24kBTU/hr) ¦ Business Energy Rebates | TRC | 0 | 0 | 0
None | RUL by Measure | Cold Climate Air-Source Heat Pump (24kBTU/hr) ¦ Small Business Energy Solutions | TRC | 0 | 0 | 0
None | RUL by Measure | Cold Climate Air-Source Heat Pump (48kBTU/hr) ¦ Business Energy Rebates | TRC | 0 | 0 | 0
None | RUL by Measure | Cold Climate Air-Source Heat Pump (48kBTU/hr) ¦ Small Business Energy Solutions | TRC | 0 | 0 | 0
None | RUL by Measure | Cooler Night Covers for Display Cases ¦ Business Energy Rebates | TRC | 0 | 0 | 0
None | RUL by Measure | Cooler Night Covers for Display Cases ¦ Small Business Energy Solutions | TRC | 0 | 0 | 0
None | RUL by Measure | Custom Energy Efficiency ¦ Affordable MultiFamily Renter | TRC | 0 | 0 | 0
None | RUL by Measure | Custom Energy Efficiency ¦ Custom Retrofit | TRC | 0 | 0 | 0
None | RUL by Measure | Cycling Refrigerated Air Dryer - 200 CFM ¦ Business Energy Rebates | TRC | 0 | 0 | 0
None | RUL by Measure | Cycling Refrigerated Air Dryer - 200 CFM ¦ Small Business Energy Solutions | TRC | 0 | 0 | 0
None | RUL by Measure | Cycling Refrigerated Air Dryer - 50 CFM ¦ Business Energy Rebates | TRC | 0 | 0 | 0
None | RUL by Measure | Cycling Refrigerated Air Dryer - 50 CFM ¦ Small Business Energy Solutions | TRC | 0 | 0 | 0
None | RUL by Measure | Dairy Scroll Compressor ¦ Business Energy Rebates | TRC | 0 | 0 | 0
None | RUL by Measure | Dairy Scroll Compressor ¦ Small Business Energy Solutions | TRC | 0 | 0 | 0
None | RUL by Measure | Daylighting Controls - Ceiling Mounted ¦ Business Energy Rebates | TRC | 0 | 0 | 0
None | RUL by Measure | Daylighting Controls - Ceiling Mounted ¦ Small Business Energy Solutions | TRC | 0 | 0 | 0
None | RUL by Measure | Daylighting Controls - Switch-Mounted ¦ Business Energy Rebates | TRC | 0 | 0 | 0
None | RUL by Measure | Daylighting Controls - Switch-Mounted ¦ Small Business Energy Solutions | TRC | 0 | 0 | 0
None | RUL by Measure | Dehumidifier ¦ Instant Savings | TRC | 0 | 0 | 0
None | RUL by Measure | Dehumidifier replacement (Low income only) ¦ Appliance Retirement | TRC | 4 | 4 | 4
None | RUL by Measure | Dehumidifier replacement (Low income only) ¦ First Nations Home Retrofits | TRC | 4 | 4 | 4
None | RUL by Measure | Dimmer Switch ¦ Instant Savings | TRC | 0 | 0 | 0
None | RUL by Measure | Discus or Scroll Refrigeration Compressor ¦ Business Energy Rebates | TRC | 0 | 0 | 0
None | RUL by Measure | Discus or Scroll Refrigeration Compressor ¦ Small Business Energy Solutions | TRC | 0 | 0 | 0
None | RUL by Measure | Dishwasher replacement ¦ Appliance Retirement | TRC | 4 | 4 | 4
None | RUL by Measure | Door Heater Controls ¦ Business Energy Rebates | TRC | 0 | 0 | 0
None | RUL by Measure | Door Heater Controls ¦ Small Business Energy Solutions | TRC | 0 | 0 | 0
None | RUL by Measure | Double Heat Pad (Agriculture) ¦ Business Energy Rebates | TRC | 0 | 0 | 0
None | RUL by Measure | Double Heat Pad (Agriculture) ¦ Small Business Energy Solutions | TRC | 0 | 0 | 0
None | RUL by Measure | Downlight Luminaire (1200 lumen) ¦ Small Business Energy Solutions | TRC | 4 | 3 | 2
None | RUL by Measure | Downlight Luminaire (3000 lumen) ¦ Small Business Energy Solutions | TRC | 4 | 3 | 2
None | RUL by Measure | Downlight Luminaire (800 lumen) ¦ Small Business Energy Solutions | TRC | 4 | 3 | 2
None | RUL by Measure | Drain Water Heat Recovery ¦ First Nations Home Retrofits | TRC | 6.6667 | 6.6667 | 6.6667
None | RUL by Measure | Drain Water Heat Recovery ¦ Green Heat | TRC | 6.6667 | 6.6667 | 6.6667
None | RUL by Measure | Drain Water Heat Recovery ¦ Home Energy Assessment | TRC | 6.6667 | 6.6667 | 6.6667
None | RUL by Measure | Dual Enthalpy Economizer Controls ¦ Business Energy Rebates | TRC | 0 | 0 | 0
None | RUL by Measure | Dual Enthalpy Economizer Controls ¦ Small Business Energy Solutions | TRC | 0 | 0 | 0
None | RUL by Measure | EC Motor for Refrigeration Applications ¦ Business Energy Rebates1 | TRC | 5 | 5 | 5
None | RUL by Measure | EC Motor for Refrigeration Applications ¦ Business Energy Rebates2 | TRC | 5 | 5 | 5
None | RUL by Measure | EC Motor for Refrigeration Applications ¦ Small Business Energy Solutions1 | TRC | 5 | 5 | 5
None | RUL by Measure | EC Motor for Refrigeration Applications ¦ Small Business Energy Solutions2 | TRC | 5 | 5 | 5
None | RUL by Measure | ECM Circulator Pump ¦ Home Energy Assessment | TRC | 5 | 5 | 5
None | RUL by Measure | ECM Circulator Pump ¦ Instant Savings | TRC | 0 | 0 | 0
None | RUL by Measure | Efficient clothes washer ¦ Instant Savings | TRC | 0 | 0 | 0
None | RUL by Measure | Efficient refrigerator ¦ Instant Savings | TRC | 0 | 0 | 0
None | RUL by Measure | Electric Combination Oven ¦ Business Energy Rebates | TRC | 0 | 0 | 0
None | RUL by Measure | Electric Combination Oven ¦ Small Business Energy Solutions | TRC | 0 | 0 | 0
None | RUL by Measure | Electric Combination Oven with Gas ¦ Business Energy Rebates | TRC | 4 | 4 | 4
None | RUL by Measure | Electric Combination Oven with Gas ¦ Small Business Energy Solutions | TRC | 4 | 4 | 4
None | RUL by Measure | Electric Convection Oven ¦ Business Energy Rebates | TRC | 0 | 0 | 0
None | RUL by Measure | Electric Convection Oven ¦ Small Business Energy Solutions | TRC | 0 | 0 | 0
None | RUL by Measure | Electric Convection Oven with Gas ¦ Business Energy Rebates | TRC | 4 | 4 | 4
None | RUL by Measure | Electric Convection Oven with Gas ¦ Small Business Energy Solutions | TRC | 4 | 4 | 4
None | RUL by Measure | Electric Fryer Replacement with Gas ¦ Business Energy Rebates | TRC | 4 | 4 | 4
None | RUL by Measure | Electric Fryer Replacement with Gas ¦ Small Business Energy Solutions | TRC | 4 | 4 | 4
None | RUL by Measure | Electric Griddle ¦ Business Energy Rebates | TRC | 0 | 0 | 0
None | RUL by Measure | Electric Griddle ¦ Small Business Energy Solutions | TRC | 0 | 0 | 0
None | RUL by Measure | Electric Griddle Replacement with Gas ¦ Business Energy Rebates | TRC | 4 | 4 | 4
None | RUL by Measure | Electric Griddle Replacement with Gas ¦ Small Business Energy Solutions | TRC | 4 | 4 | 4
None | RUL by Measure | Electric Steam Cooker ¦ Business Energy Rebates | TRC | 0 | 0 | 0
None | RUL by Measure | Electric Steam Cooker ¦ Small Business Energy Solutions | TRC | 0 | 0 | 0
None | RUL by Measure | Electric Steam Cooker Replacement with Gas ¦ Business Energy Rebates | TRC | 4 | 4 | 4
None | RUL by Measure | Electric Steam Cooker Replacement with Gas ¦ Small Business Energy Solutions | TRC | 4 | 4 | 4
None | RUL by Measure | Electric to Natural Gas - Water Heater ¦ Business Energy Rebates | TRC | 0 | 0 | 0
None | RUL by Measure | Electric to Natural Gas - Water Heater ¦ Small Business Energy Solutions | TRC | 0 | 0 | 0
None | RUL by Measure | Energy Management Information Systems ¦ EMIS | TRC | 0 | 0 | 0
None | RUL by Measure | Energy Star Dryer ¦ Instant Savings | TRC | 0 | 0 | 0
None | RUL by Measure | ENERGY STAR Pool Pump ¦ Business Energy Rebates | TRC | 5 | 5 | 5
None | RUL by Measure | ENERGY STAR Pool Pump ¦ Small Business Energy Solutions | TRC | 5 | 5 | 5
None | RUL by Measure | ENERGY STAR Uninteruptible Power Supplies (UPS) ¦ Business Energy Rebates | TRC | 0 | 0 | 0
None | RUL by Measure | ENERGY STAR Uninteruptible Power Supplies (UPS) ¦ Small Business Energy Solutions | TRC | 0 | 0 | 0
None | RUL by Measure | ENERGY STAR Washing Machine ¦ Business Energy Rebates | TRC | 0 | 0 | 0
None | RUL by Measure | ENERGY STAR Washing Machine ¦ Small Business Energy Solutions | TRC | 0 | 0 | 0
None | RUL by Measure | Engine Block Heater Timer (Agriculture) ¦ Business Energy Rebates | TRC | 0 | 0 | 0
None | RUL by Measure | Engine Block Heater Timer (Agriculture) ¦ Small Business Energy Solutions | TRC | 0 | 0 | 0
None | RUL by Measure | Evaporator Fan Motor Controls ¦ Business Energy Rebates | TRC | 0 | 0 | 0
None | RUL by Measure | Evaporator Fan Motor Controls ¦ Small Business Energy Solutions | TRC | 0 | 0 | 0
None | RUL by Measure | Faucet Aerators - MURB ¦ Efficient Products Installation | TRC | 0 | 0 | 0
None | RUL by Measure | Faucet Aerators ¦ Efficient Products Installation | TRC | 0 | 0 | 0
None | RUL by Measure | Flood Luminaire (10000 lumen) ¦ Business Energy Rebates | TRC | 0 | 0 | 0
None | RUL by Measure | Flood Luminaire (10000 lumen) ¦ Small Business Energy Solutions | TRC | 0 | 0 | 0
None | RUL by Measure | Flood Luminaire (48000 lumen) ¦ Business Energy Rebates | TRC | 0 | 0 | 0
None | RUL by Measure | Flood Luminaire (48000 lumen) ¦ Small Business Energy Solutions | TRC | 0 | 0 | 0
None | RUL by Measure | Four Pin Replacement Lamps for CFLs ¦ Business Energy Rebates | TRC | 0 | 0 | 0
None | RUL by Measure | Four Pin Replacement Lamps for CFLs ¦ Small Business Energy Solutions | TRC | 0 | 0 | 0
None | RUL by Measure | Freezer replacement (Low income only) ¦ Appliance Retirement | TRC | 4 | 4 | 4
None | RUL by Measure | Freezer replacement (Low income only) ¦ First Nations Home Retrofits | TRC | 4 | 4 | 4
None | RUL by Measure | Freezer replacement ¦ Appliance Retirement | TRC | 4 | 4 | 4
None | RUL by Measure | Freezer retirement ¦ Appliance Retirement | TRC | 0 | 0 | 0
None | RUL by Measure | Fridge replacement ¦ Appliance Retirement | TRC | 4 | 4 | 4
None | RUL by Measure | Fuel Pump Canopy Luminaire (4000 lumen) ¦ Business Energy Rebates | TRC | 0 | 0 | 0
None | RUL by Measure | Fuel Pump Canopy Luminaire (4000 lumen) ¦ Small Business Energy Solutions | TRC | 0 | 0 | 0
None | RUL by Measure | Fuel Pump Canopy Luminaire (8000 lumen) ¦ Business Energy Rebates | TRC | 0 | 0 | 0
None | RUL by Measure | Fuel Pump Canopy Luminaire (8000 lumen) ¦ Small Business Energy Solutions | TRC | 0 | 0 | 0
None | RUL by Measure | Full Size Hot Food Holding Cabinet ¦ Business Energy Rebates | TRC | 0 | 0 | 0
None | RUL by Measure | Full Size Hot Food Holding Cabinet ¦ Small Business Energy Solutions | TRC | 0 | 0 | 0
None | RUL by Measure | Glass Door Frezzer ¦ Business Energy Rebates | TRC | 0 | 0 | 0
None | RUL by Measure | Glass Door Frezzer ¦ Small Business Energy Solutions | TRC | 0 | 0 | 0
None | RUL by Measure | Glass Door Refrigerator ¦ Business Energy Rebates | TRC | 0 | 0 | 0
None | RUL by Measure | Glass Door Refrigerator ¦ Small Business Energy Solutions | TRC | 0 | 0 | 0
None | RUL by Measure | Ground Source Heat Pump (60kBTU/hr) ¦ Business Energy Rebates | TRC | 0 | 0 | 0
None | RUL by Measure | Ground Source Heat Pump (60kBTU/hr) ¦ Small Business Energy Solutions | TRC | 0 | 0 | 0
None | RUL by Measure | GSHP ¦ Green Heat | TRC | 8.3333 | 8.3333 | 8.3333
None | RUL by Measure | Heat Pump Clothes Dryer ¦ Business Energy Rebates | TRC | 0 | 0 | 0
None | RUL by Measure | Heat Pump Clothes Dryer ¦ Small Business Energy Solutions | TRC | 0 | 0 | 0
None | RUL by Measure | Heat Pump Dryer (ventless) ¦ Instant Savings | TRC | 0 | 0 | 0
None | RUL by Measure | Heat Pump Water Heater ¦ Business Energy Rebates | TRC | 0 | 0 | 0
None | RUL by Measure | Heat Pump Water Heater ¦ First Nations Home Retrofits | TRC | 0 | 0 | 0
None | RUL by Measure | Heat Pump Water Heater ¦ Green Heat | TRC | 3.3333 | 3.3333 | 3.3333
None | RUL by Measure | Heat Pump Water Heater ¦ Home Energy Assessment | TRC | 3.3333 | 3.3333 | 3.3333
None | RUL by Measure | Heat Pump Water Heater ¦ Small Business Energy Solutions | TRC | 0 | 0 | 0
None | RUL by Measure | Heat Reclaimer Unit (Agriculture) ¦ Business Energy Rebates | TRC | 0 | 0 | 0
None | RUL by Measure | Heat Reclaimer Unit (Agriculture) ¦ Small Business Energy Solutions | TRC | 0 | 0 | 0
None | RUL by Measure | Heavy duty timer ¦ Instant Savings | TRC | 0 | 0 | 0
None | RUL by Measure | High Bay Luminaire (15 000 lumen) ¦ Business Energy Rebates | TRC | 0 | 0 | 0
None | RUL by Measure | High Bay Luminaire (15 000 lumen) ¦ Small Business Energy Solutions | TRC | 0 | 0 | 0
None | RUL by Measure | High Bay Luminaire (35 000 lumen) ¦ Business Energy Rebates | TRC | 0 | 0 | 0
None | RUL by Measure | High Bay Luminaire (35 000 lumen) ¦ Small Business Energy Solutions | TRC | 0 | 0 | 0
None | RUL by Measure | High Bay Luminaire (60 000 lumen) ¦ Business Energy Rebates | TRC | 0 | 0 | 0
None | RUL by Measure | High Bay Luminaire (60 000 lumen) ¦ Small Business Energy Solutions | TRC | 0 | 0 | 0
None | RUL by Measure | High Efficiency Circulator Pump 1.5kW ¦ Business Energy Rebates | TRC | 0 | 0 | 0
None | RUL by Measure | High Efficiency Circulator Pump 1.5kW ¦ Small Business Energy Solutions | TRC | 0 | 0 | 0
None | RUL by Measure | High Efficiency Circulator Pump 100W ¦ Business Energy Rebates | TRC | 0 | 0 | 0
None | RUL by Measure | High Efficiency Circulator Pump 100W ¦ Small Business Energy Solutions | TRC | 0 | 0 | 0
None | RUL by Measure | High Efficiency Circulator Pump 300W ¦ Business Energy Rebates | TRC | 0 | 0 | 0
None | RUL by Measure | High Efficiency Circulator Pump 300W ¦ Small Business Energy Solutions | TRC | 0 | 0 | 0
None | RUL by Measure | High Volume Low Speed Fan (Agriculture) ¦ Business Energy Rebates | TRC | 0 | 0 | 0
None | RUL by Measure | High Volume Low Speed Fan (Agriculture) ¦ Small Business Energy Solutions | TRC | 0 | 0 | 0
None | RUL by Measure | Holiday Lights Exchange - MURB ¦ Efficient Products Installation | TRC | 8.3333 | 8.3333 | 8.3333
None | RUL by Measure | Holiday Lights Exchange ¦ Efficient Products Installation | TRC | 8.3333 | 8.3333 | 8.3333
None | RUL by Measure | Hot Water Tank Wrap - MURB ¦ Efficient Products Installation | TRC | 0 | 0 | 0
None | RUL by Measure | Hot Water Tank Wrap ¦ Efficient Products Installation | TRC | 0 | 0 | 0
None | RUL by Measure | HVAC Hotel Occupancy Sensor ¦ Business Energy Rebates | TRC | 0 | 0 | 0
None | RUL by Measure | HVAC Hotel Occupancy Sensor ¦ Small Business Energy Solutions | TRC | 0 | 0 | 0
None | RUL by Measure | Hybrid Heat Pump Dryer ¦ Instant Savings | TRC | 0 | 0 | 0
None | RUL by Measure | Ice-Making Head ¦ Business Energy Rebates | TRC | 0 | 0 | 0
None | RUL by Measure | Ice-Making Head ¦ Small Business Energy Solutions | TRC | 0 | 0 | 0
None | RUL by Measure | Indoor motion sensor ¦ Instant Savings | TRC | 0 | 0 | 0
None | RUL by Measure | Intelligent Freezer Defrost Controls ¦ Business Energy Rebates | TRC | 0 | 0 | 0
None | RUL by Measure | Intelligent Freezer Defrost Controls ¦ Small Business Energy Solutions | TRC | 0 | 0 | 0
None | RUL by Measure | Large Commercial/Industrial ETS System ¦ ETS Business Energy Rebates | TRC | 0 | 0 | 0
None | RUL by Measure | LED - ENERGY STAR Fixture with Motion Sensor ¦ Instant Savings | TRC | 4 | 3 | 2
None | RUL by Measure | LED - ENERGY STAR Fixture without Motion Sensor ¦ Instant Savings | TRC | 4 | 3 | 2
None | RUL by Measure | LED - Other ¦ Instant Savings | TRC | 4 | 3 | 2
None | RUL by Measure | LED - R, BR and Decorative ¦ Instant Savings | TRC | 4 | 3 | 2
None | RUL by Measure | LED - Recessed downlight ¦ Instant Savings | TRC | 4 | 3 | 2
None | RUL by Measure | LED Nightlights - MURB ¦ Efficient Products Installation | TRC | 7.6667 | 7.6667 | 7.6667
None | RUL by Measure | LED Nightlights ¦ Efficient Products Installation | TRC | 7.6667 | 7.6667 | 7.6667
None | RUL by Measure | LED Replacement Lamps for HID (10000 lumen) ¦ Business Energy Rebates | TRC | 0 | 0 | 0
None | RUL by Measure | LED Replacement Lamps for HID (10000 lumen) ¦ Small Business Energy Solutions | TRC | 0 | 0 | 0
None | RUL by Measure | LED Replacement Lamps for HID (4000 lumen) ¦ Business Energy Rebates | TRC | 0 | 0 | 0
None | RUL by Measure | LED Replacement Lamps for HID (4000 lumen) ¦ Small Business Energy Solutions | TRC | 0 | 0 | 0
None | RUL by Measure | LED Troffer (1x4) ¦ Business Energy Rebates | TRC | 3.7667 | 3.7667 | 3.7667
None | RUL by Measure | LED Troffer (1x4) ¦ Small Business Energy Solutions | TRC | 3.7667 | 3.7667 | 3.7667
None | RUL by Measure | LED Troffer (2x2) ¦ Business Energy Rebates | TRC | 3.7667 | 3.7667 | 3.7667
None | RUL by Measure | LED Troffer (2x2) ¦ Small Business Energy Solutions | TRC | 3.7667 | 3.7667 | 3.7667
None | RUL by Measure | LED Troffer (4x2) ¦ Business Energy Rebates | TRC | 3.7667 | 3.7667 | 3.7667
None | RUL by Measure | LED Troffer (4x2) ¦ Small Business Energy Solutions | TRC | 3.7667 | 3.7667 | 3.7667
None | RUL by Measure | LED Wall Sconce (1200 lumen) ¦ Small Business Energy Solutions | TRC | 4 | 3 | 2
None | RUL by Measure | LED Wall Sconce (3000 lumen) ¦ Small Business Energy Solutions | TRC | 4 | 3 | 2
None | RUL by Measure | LED Wall Sconce (800 lumen) ¦ Small Business Energy Solutions | TRC | 4 | 3 | 2
None | RUL by Measure | Linear Ambient Luminaire (10000 lumen) ¦ Business Energy Rebates | TRC | 0 | 0 | 0
None | RUL by Measure | Linear Ambient Luminaire (10000 lumen) ¦ Small Business Energy Solutions | TRC | 0 | 0 | 0
None | RUL by Measure | Linear Ambient Luminaire (2000 lumen) ¦ Business Energy Rebates | TRC | 0 | 0 | 0
None | RUL by Measure | Linear Ambient Luminaire (2000 lumen) ¦ Small Business Energy Solutions | TRC | 0 | 0 | 0
None | RUL by Measure | Linear Ambient Luminaire (4000 lumen) ¦ Business Energy Rebates | TRC | 0 | 0 | 0
None | RUL by Measure | Linear Ambient Luminaire (4000 lumen) ¦ Small Business Energy Solutions | TRC | 0 | 0 | 0
None | RUL by Measure | Linear Ambient Luminaire (8000 lumen) ¦ Business Energy Rebates | TRC | 0 | 0 | 0
None | RUL by Measure | Linear Ambient Luminaire (8000 lumen) ¦ Small Business Energy Solutions | TRC | 0 | 0 | 0
None | RUL by Measure | Linear Replacement Lamp (2 foot) ¦ Business Energy Rebates | TRC | 0 | 0 | 0
None | RUL by Measure | Linear Replacement Lamp (2 foot) ¦ Small Business Energy Solutions | TRC | 0 | 0 | 0
None | RUL by Measure | Linear Replacement Lamp (4 foot) ¦ Business Energy Rebates | TRC | 0 | 0 | 0
None | RUL by Measure | Linear Replacement Lamp (4 foot) ¦ Small Business Energy Solutions | TRC | 0 | 0 | 0
None | RUL by Measure | Low-bay Luminaire (10,000 lumen) ¦ Business Energy Rebates | TRC | 0 | 0 | 0
None | RUL by Measure | Low-bay Luminaire (10,000 lumen) ¦ Small Business Energy Solutions | TRC | 0 | 0 | 0
None | RUL by Measure | Low-bay Luminaire (5000 lumen) ¦ Business Energy Rebates | TRC | 0 | 0 | 0
None | RUL by Measure | Low-bay Luminaire (5000 lumen) ¦ Small Business Energy Solutions | TRC | 0 | 0 | 0
None | RUL by Measure | Low-flow showerhead - 0.5 gpm Reduction - MURB ¦ Efficient Products Installation | TRC | 0 | 0 | 0
None | RUL by Measure | Low-flow showerhead - 0.5 gpm Reduction ¦ Efficient Products Installation | TRC | 0 | 0 | 0
None | RUL by Measure | Low-flow showerhead - 1.0 gpm Reduction - MURB ¦ Efficient Products Installation | TRC | 0 | 0 | 0
None | RUL by Measure | Low-flow showerhead - 1.0 gpm Reduction ¦ Efficient Products Installation | TRC | 0 | 0 | 0
None | RUL by Measure | Low-flow showerhead -0.75 gpm Reduction - MURB ¦ Efficient Products Installation | TRC | 0 | 0 | 0
None | RUL by Measure | Low-flow showerhead -0.75 gpm Reduction ¦ Efficient Products Installation | TRC | 0 | 0 | 0
None | RUL by Measure | Low/Zero Energy Livestock Waterer ¦ Business Energy Rebates | TRC | 0 | 0 | 0
None | RUL by Measure | Low/Zero Energy Livestock Waterer ¦ Small Business Energy Solutions | TRC | 0 | 0 | 0
None | RUL by Measure | Luminaire Level Lighting Control (LLLC) - High Impact Application ¦ Business Energy Rebates | TRC | 0 | 0 | 0
None | RUL by Measure | Luminaire Level Lighting Control (LLLC) - High Impact Application ¦ Small Business Energy Solutions | TRC | 0 | 0 | 0
None | RUL by Measure | Luminaire Level Lighting Control (LLLC) - Low Impact Application ¦ Business Energy Rebates | TRC | 0 | 0 | 0
None | RUL by Measure | Luminaire Level Lighting Control (LLLC) - Low Impact Application ¦ Small Business Energy Solutions | TRC | 0 | 0 | 0
None | RUL by Measure | Medium Commercial ETS System ¦ ETS Business Energy Rebates | TRC | 0 | 0 | 0
None | RUL by Measure | Medium Commercial ETS System ¦ ETS Small Business Energy Solutions | TRC | 0 | 0 | 0
None | RUL by Measure | Milk Pre-cooler ¦ Business Energy Rebates | TRC | 0 | 0 | 0
None | RUL by Measure | Milk Pre-cooler ¦ Small Business Energy Solutions | TRC | 0 | 0 | 0
None | RUL by Measure | Mini freezer retirement ¦ Appliance Retirement | TRC | 0 | 0 | 0
None | RUL by Measure | Mini fridge retirement ¦ Appliance Retirement | TRC | 0 | 0 | 0
None | RUL by Measure | Motion sensor with dimmer switch ¦ Instant Savings | TRC | 0 | 0 | 0
None | RUL by Measure | MSHP - Fully Electrical ¦ Green Heat | TRC | 6 | 6 | 6
None | RUL by Measure | MSHP - Mainly Electrical ¦ Green Heat | TRC | 6 | 6 | 6
None | RUL by Measure | Multi-Tank Conveyor Dishwasher - High Temp ¦ Business Energy Rebates | TRC | 0 | 0 | 0
None | RUL by Measure | Multi-Tank Conveyor Dishwasher - High Temp ¦ Small Business Energy Solutions | TRC | 0 | 0 | 0
None | RUL by Measure | Multi-Tank Conveyor Dishwasher - Low Temp ¦ Business Energy Rebates | TRC | 0 | 0 | 0
None | RUL by Measure | Multi-Tank Conveyor Dishwasher - Low Temp ¦ Small Business Energy Solutions | TRC | 0 | 0 | 0
None | RUL by Measure | Natural Barn Ventiliation - Summer Only ¦ Business Energy Rebates | TRC | 0 | 0 | 0
None | RUL by Measure | Natural Barn Ventiliation - Summer Only ¦ Small Business Energy Solutions | TRC | 0 | 0 | 0
None | RUL by Measure | Natural Barn Ventiliation - Year-Round ¦ Business Energy Rebates | TRC | 0 | 0 | 0
None | RUL by Measure | Natural Barn Ventiliation - Year-Round ¦ Small Business Energy Solutions | TRC | 0 | 0 | 0
None | RUL by Measure | Natural Gas Conversion - Commercial Electric Clothes Dryer ¦ Business Energy Rebates | TRC | 0 | 0 | 0
None | RUL by Measure | Natural Gas Conversion - Commercial Electric Clothes Dryer ¦ Small Business Energy Solutions | TRC | 0 | 0 | 0
None | RUL by Measure | Networked/ Connected - Indoor LED Lamp ¦ Instant Savings | TRC | 0 | 0 | 0
None | RUL by Measure | Networked/Connected - High Impact Application ¦ Business Energy Rebates | TRC | 0 | 0 | 0
None | RUL by Measure | Networked/Connected - High Impact Application ¦ Small Business Energy Solutions | TRC | 0 | 0 | 0
None | RUL by Measure | Networked/Connected - Low Impact Application ¦ Business Energy Rebates | TRC | 0 | 0 | 0
None | RUL by Measure | Networked/Connected - Low Impact Application ¦ Small Business Energy Solutions | TRC | 0 | 0 | 0
None | RUL by Measure | No-Loss Drain ¦ Business Energy Rebates | TRC | 0 | 0 | 0
None | RUL by Measure | No-Loss Drain ¦ Small Business Energy Solutions | TRC | 0 | 0 | 0
None | RUL by Measure | Occupancy Sensor (Ceiling Mounted) ¦ Business Energy Rebates | TRC | 0 | 0 | 0
None | RUL by Measure | Occupancy Sensor (Ceiling Mounted) ¦ Small Business Energy Solutions | TRC | 0 | 0 | 0
None | RUL by Measure | Occupancy Sensor (Wall Mounted) ¦ Business Energy Rebates | TRC | 0 | 0 | 0
None | RUL by Measure | Occupancy Sensor (Wall Mounted) ¦ Small Business Energy Solutions | TRC | 0 | 0 | 0
None | RUL by Measure | Occupancy Sensor (Exterior) ¦ Business Energy Rebates | TRC | 0 | 0 | 0
None | RUL by Measure | Occupancy Sensor (Exterior) ¦ Small Business Energy Solutions | TRC | 0 | 0 | 0
None | RUL by Measure | Open to Closed Cooler Conversion ¦ Business Energy Rebates | TRC | 4 | 4 | 4
None | RUL by Measure | Open to Closed Cooler Conversion ¦ Small Business Energy Solutions | TRC | 4 | 4 | 4
None | RUL by Measure | Outdoor motion sensor ¦ Instant Savings | TRC | 0 | 0 | 0
None | RUL by Measure | Outside Air Economizer ¦ Business Energy Rebates | TRC | 0 | 0 | 0
None | RUL by Measure | Outside Air Economizer ¦ Small Business Energy Solutions | TRC | 0 | 0 | 0
None | RUL by Measure | Packaged Terminal Heat Pump (12kBTU/hr) ¦ Business Energy Rebates | TRC | 0 | 0 | 0
None | RUL by Measure | Packaged Terminal Heat Pump (12kBTU/hr) ¦ Small Business Energy Solutions | TRC | 0 | 0 | 0
None | RUL by Measure | Parking Garage Luminaire (4000 lumen) ¦ Business Energy Rebates | TRC | 0 | 0 | 0
None | RUL by Measure | Parking Garage Luminaire (4000 lumen) ¦ Small Business Energy Solutions | TRC | 0 | 0 | 0
None | RUL by Measure | Parking Garage Luminaire (8000 lumen) ¦ Business Energy Rebates | TRC | 0 | 0 | 0
None | RUL by Measure | Parking Garage Luminaire (8000 lumen) ¦ Small Business Energy Solutions | TRC | 0 | 0 | 0
None | RUL by Measure | Pellet Boiler/Furnace ¦ Green Heat | TRC | 6 | 6 | 6
None | RUL by Measure | Pellet Stove ¦ Green Heat | TRC | 6 | 6 | 6
None | RUL by Measure | Pipe Insulation - MURB ¦ Efficient Products Installation | TRC | 0 | 0 | 0
None | RUL by Measure | Pipe Insulation ¦ Efficient Products Installation | TRC | 0 | 0 | 0
None | RUL by Measure | Pole/Arm-Mounted Area Luminaire (20000 lumen) ¦ Business Energy Rebates | TRC | 0 | 0 | 0
None | RUL by Measure | Pole/Arm-Mounted Area Luminaire (20000 lumen) ¦ Small Business Energy Solutions | TRC | 0 | 0 | 0
None | RUL by Measure | Pole/Arm-Mounted Area Luminaire (4000 lumen) ¦ Business Energy Rebates | TRC | 0 | 0 | 0
None | RUL by Measure | Pole/Arm-Mounted Area Luminaire (4000 lumen) ¦ Small Business Energy Solutions | TRC | 0 | 0 | 0
None | RUL by Measure | Pole/Arm-Mounted Area Luminaire (60000 lumen) ¦ Business Energy Rebates | TRC | 0 | 0 | 0
None | RUL by Measure | Pole/Arm-Mounted Area Luminaire (60000 lumen) ¦ Small Business Energy Solutions | TRC | 0 | 0 | 0
None | RUL by Measure | Pole/Arm-Mounted Decorative Luminaire (1500 lumen) ¦ Business Energy Rebates | TRC | 0 | 0 | 0
None | RUL by Measure | Pole/Arm-Mounted Decorative Luminaire (1500 lumen) ¦ Small Business Energy Solutions | TRC | 0 | 0 | 0
None | RUL by Measure | Pole/Arm-Mounted Decorative Luminaire (5000 lumen) ¦ Business Energy Rebates | TRC | 0 | 0 | 0
None | RUL by Measure | Pole/Arm-Mounted Decorative Luminaire (5000 lumen) ¦ Small Business Energy Solutions | TRC | 0 | 0 | 0
None | RUL by Measure | Pot, Pan and Utensil Dishwasher - High Temp ¦ Business Energy Rebates | TRC | 0 | 0 | 0
None | RUL by Measure | Pot, Pan and Utensil Dishwasher - High Temp ¦ Small Business Energy Solutions | TRC | 0 | 0 | 0
None | RUL by Measure | Power bar with timer ¦ Instant Savings | TRC | 0 | 0 | 0
None | RUL by Measure | Premium High Bay Luminaire (15 000 lumen) ¦ Business Energy Rebates | TRC | 0 | 0 | 0
None | RUL by Measure | Premium High Bay Luminaire (15 000 lumen) ¦ Small Business Energy Solutions | TRC | 0 | 0 | 0
None | RUL by Measure | Premium High Bay Luminaire (35 000 lumen) ¦ Business Energy Rebates | TRC | 0 | 0 | 0
None | RUL by Measure | Premium High Bay Luminaire (35 000 lumen) ¦ Small Business Energy Solutions | TRC | 0 | 0 | 0
None | RUL by Measure | Premium High Bay Luminaire (60 000 lumen) ¦ Business Energy Rebates | TRC | 0 | 0 | 0
None | RUL by Measure | Premium High Bay Luminaire (60 000 lumen) ¦ Small Business Energy Solutions | TRC | 0 | 0 | 0
None | RUL by Measure | Programmable thermostat ¦ Instant Savings | TRC | 0 | 0 | 0
None | RUL by Measure | Programmable Thermostats ¦ First Nations Home Retrofits | TRC | 0 | 0 | 0
None | RUL by Measure | Range / Stove replacement ¦ Appliance Retirement | TRC | 4 | 4 | 4
None | RUL by Measure | refri ¦ Small Business Energy Solutions | TRC | 0 | 0 | 0
None | RUL by Measure | Refrigerated Case Luminaire ¦ Business Energy Rebates | TRC | 0 | 0 | 0
None | RUL by Measure | Refrigerated Case Luminaire ¦ Small Business Energy Solutions | TRC | 0 | 0 | 0
None | RUL by Measure | Refrigerated Vending Machine Controls ¦ Business Energy Rebates | TRC | 0 | 0 | 0
None | RUL by Measure | Refrigerated Vending Machine Controls ¦ Small Business Energy Solutions | TRC | 0 | 0 | 0
None | RUL by Measure | Refrigerator replacement (Low income only) ¦ Appliance Retirement | TRC | 4 | 4 | 4
None | RUL by Measure | Refrigerator replacement (Low income only) ¦ First Nations Home Retrofits | TRC | 4 | 4 | 4
None | RUL by Measure | Refrigerator retirement ¦ Appliance Retirement | TRC | 0 | 0 | 0
None | RUL by Measure | Remote Condensing Unit ¦ Business Energy Rebates | TRC | 0 | 0 | 0
None | RUL by Measure | Remote Condensing Unit ¦ Small Business Energy Solutions | TRC | 0 | 0 | 0
None | RUL by Measure | Residential DHW Timer ¦ ETS Green Heat | TRC | 6 | 6 | 6
None | RUL by Measure | Residential ETS System (Central) ¦ ETS Green Heat | TRC | 6 | 6 | 6
None | RUL by Measure | Residential ETS System (Central) ¦ ETS Home Energy Assessment | TRC | 6 | 6 | 6
None | RUL by Measure | Residential ETS System (Room) ¦ ETS Green Heat | TRC | 6 | 6 | 6
None | RUL by Measure | Residential ETS System (Room) ¦ ETS Home Energy Assessment | TRC | 6 | 6 | 6
None | RUL by Measure | Room air purifier ¦ Instant Savings | TRC | 0 | 0 | 0
None | RUL by Measure | Self-Contained Ice Maker ¦ Business Energy Rebates | TRC | 0 | 0 | 0
None | RUL by Measure | Self-Contained Ice Maker ¦ Small Business Energy Solutions | TRC | 0 | 0 | 0
None | RUL by Measure | Server Virtualization and Decommissioning ¦ Business Energy Rebates | TRC | 5 | 5 | 5
None | RUL by Measure | Server Virtualization and Decommissioning ¦ Small Business Energy Solutions | TRC | 5 | 5 | 5
None | RUL by Measure | Server-based Power Management Software ¦ Business Energy Rebates | TRC | 0 | 0 | 0
None | RUL by Measure | Server-based Power Management Software ¦ Small Business Energy Solutions | TRC | 0 | 0 | 0
None | RUL by Measure | Single -Tank Conveyor Dishwasher - High Temp ¦ Business Energy Rebates | TRC | 0 | 0 | 0
None | RUL by Measure | Single -Tank Conveyor Dishwasher - High Temp ¦ Small Business Energy Solutions | TRC | 0 | 0 | 0
None | RUL by Measure | Single -Tank Conveyor Dishwasher - Low Temp ¦ Business Energy Rebates | TRC | 0 | 0 | 0
None | RUL by Measure | Single -Tank Conveyor Dishwasher - Low Temp ¦ Small Business Energy Solutions | TRC | 0 | 0 | 0
None | RUL by Measure | Single Heat Pad (Agriculture) ¦ Business Energy Rebates | TRC | 0 | 0 | 0
None | RUL by Measure | Single Heat Pad (Agriculture) ¦ Small Business Energy Solutions | TRC | 0 | 0 | 0
None | RUL by Measure | Single-Tank Door type Dishwasher - High Temp ¦ Business Energy Rebates | TRC | 0 | 0 | 0
None | RUL by Measure | Single-Tank Door type Dishwasher - High Temp ¦ Small Business Energy Solutions | TRC | 0 | 0 | 0
None | RUL by Measure | Single-Tank Door type Dishwasher - Low Temp ¦ Business Energy Rebates | TRC | 0 | 0 | 0
None | RUL by Measure | Single-Tank Door type Dishwasher - Low Temp ¦ Small Business Energy Solutions | TRC | 0 | 0 | 0
None | RUL by Measure | Small Commercial ETS Sytem ¦ ETS Business Energy Rebates | TRC | 0 | 0 | 0
None | RUL by Measure | Small Commercial ETS Sytem ¦ ETS Small Business Energy Solutions | TRC | 0 | 0 | 0
None | RUL by Measure | Smart power bar ¦ Instant Savings | TRC | 0 | 0 | 0
None | RUL by Measure | Smart Power Controllers - MURB ¦ Efficient Products Installation | TRC | 0 | 0 | 0
None | RUL by Measure | Smart Power Controllers ¦ Efficient Products Installation | TRC | 0 | 0 | 0
None | RUL by Measure | Solar air heating ¦ Green Heat | TRC | 6.6667 | 6.6667 | 6.6667
None | RUL by Measure | Solar air heating ¦ Home Energy Assessment | TRC | 6.6667 | 6.6667 | 6.6667
None | RUL by Measure | Solar DHW System ¦ Business Energy Rebates | TRC | 0 | 0 | 0
None | RUL by Measure | Solar DHW System ¦ Small Business Energy Solutions | TRC | 0 | 0 | 0
None | RUL by Measure | Solar Domestic Hot Water ¦ Green Heat | TRC | 6.6667 | 6.6667 | 6.6667
None | RUL by Measure | Solar Domestic Hot Water ¦ Home Energy Assessment | TRC | 6.6667 | 6.6667 | 6.6667
None | RUL by Measure | Solid Door Freezer ¦ Business Energy Rebates | TRC | 0 | 0 | 0
None | RUL by Measure | Solid Door Freezer ¦ Small Business Energy Solutions | TRC | 0 | 0 | 0
None | RUL by Measure | Solid Door Refrigerator ¦ Business Energy Rebates | TRC | 0 | 0 | 0
None | RUL by Measure | Solid Door Refrigerator ¦ Small Business Energy Solutions | TRC | 0 | 0 | 0
None | RUL by Measure | Stairwell and Passageway Luminaire ¦ Business Energy Rebates | TRC | 0 | 0 | 0
None | RUL by Measure | Stairwell and Passageway Luminaire ¦ Small Business Energy Solutions | TRC | 0 | 0 | 0
None | RUL by Measure | Standard Capacity Electric Fryer ¦ Business Energy Rebates | TRC | 0 | 0 | 0
None | RUL by Measure | Standard Capacity Electric Fryer ¦ Small Business Energy Solutions | TRC | 0 | 0 | 0
None | RUL by Measure | Strategic Energy Management ¦ SEM | TRC | 0 | 0 | 0
None | RUL by Measure | Strip-Curtains for Display Cases ¦ Business Energy Rebates | TRC | 0 | 0 | 0
None | RUL by Measure | Strip-Curtains for Display Cases ¦ Small Business Energy Solutions | TRC | 0 | 0 | 0
None | RUL by Measure | Track/Mono-point Direction Luminaire ¦ Business Energy Rebates | TRC | 0 | 0 | 0
None | RUL by Measure | Track/Mono-point Direction Luminaire ¦ Small Business Energy Solutions | TRC | 0 | 0 | 0
None | RUL by Measure | Unconverted D ¦ Home Energy Assessment | TRC | 8.3333 | 8.3333 | 8.3333
None | RUL by Measure | Under-Counter Dishwasher - HighTemp ¦ Business Energy Rebates | TRC | 0 | 0 | 0
None | RUL by Measure | Under-Counter Dishwasher - HighTemp ¦ Small Business Energy Solutions | TRC | 0 | 0 | 0
None | RUL by Measure | Under-Counter Dishwasher - Low Temp ¦ Business Energy Rebates | TRC | 0 | 0 | 0
None | RUL by Measure | Under-Counter Dishwasher - Low Temp ¦ Small Business Energy Solutions | TRC | 0 | 0 | 0
None | RUL by Measure | Variable Speed Kitchen Exhuast Fan ¦ Business Energy Rebates | TRC | 0 | 0 | 0
None | RUL by Measure | Variable Speed Kitchen Exhuast Fan ¦ Small Business Energy Solutions | TRC | 0 | 0 | 0
None | RUL by Measure | Ventilation Fan (Agriculture) ¦ Business Energy Rebates | TRC | 0 | 0 | 0
None | RUL by Measure | Ventilation Fan (Agriculture) ¦ Small Business Energy Solutions | TRC | 0 | 0 | 0
None | RUL by Measure | VFD - 10 hp - Institutional - Make-up Air Fan ¦ Business Energy Rebates | TRC | 0 | 0 | 0
None | RUL by Measure | VFD - 10 hp - Institutional - Make-up Air Fan ¦ Small Business Energy Solutions | TRC | 0 | 0 | 0
None | RUL by Measure | VFD - 10 hp - Retail - Supply Fan ¦ Business Energy Rebates | TRC | 0 | 0 | 0
None | RUL by Measure | VFD - 10 hp - Retail - Supply Fan ¦ Small Business Energy Solutions | TRC | 0 | 0 | 0
None | RUL by Measure | VFD - 20 hp - Institutional - Chilled Water Pump ¦ Business Energy Rebates | TRC | 0 | 0 | 0
None | RUL by Measure | VFD - 20 hp - Institutional - Chilled Water Pump ¦ Small Business Energy Solutions | TRC | 0 | 0 | 0
None | RUL by Measure | VFD - 20 hp - Retail - Exhaust Fan ¦ Business Energy Rebates | TRC | 0 | 0 | 0
None | RUL by Measure | VFD - 20 hp - Retail - Exhaust Fan ¦ Small Business Energy Solutions | TRC | 0 | 0 | 0
None | RUL by Measure | VFD - 30 hp - Institutional - Make-up Air Fan ¦ Business Energy Rebates | TRC | 0 | 0 | 0
None | RUL by Measure | VFD - 30 hp - Institutional - Make-up Air Fan ¦ Small Business Energy Solutions | TRC | 0 | 0 | 0
None | RUL by Measure | VFD - 30 hp - Retail - Supply Fan ¦ Business Energy Rebates | TRC | 0 | 0 | 0
None | RUL by Measure | VFD - 30 hp - Retail - Supply Fan ¦ Small Business Energy Solutions | TRC | 0 | 0 | 0
None | RUL by Measure | VFD - 40 hp - Warehousing - Exhaust Fan ¦ Business Energy Rebates | TRC | 0 | 0 | 0
None | RUL by Measure | VFD - 40 hp - Warehousing - Exhaust Fan ¦ Small Business Energy Solutions | TRC | 0 | 0 | 0
None | RUL by Measure | VFD - 5 hp - Institutional - Chilled Water Pump ¦ Business Energy Rebates | TRC | 0 | 0 | 0
None | RUL by Measure | VFD - 5 hp - Institutional - Chilled Water Pump ¦ Small Business Energy Solutions | TRC | 0 | 0 | 0
None | RUL by Measure | VFD - 5 hp - Retail - Exhaust Fan ¦ Business Energy Rebates | TRC | 0 | 0 | 0
None | RUL by Measure | VFD - 5 hp - Retail - Exhaust Fan ¦ Small Business Energy Solutions | TRC | 0 | 0 | 0
None | RUL by Measure | VFD Milk Transfer Pump ¦ Business Energy Rebates | TRC | 0 | 0 | 0
None | RUL by Measure | VFD Milk Transfer Pump ¦ Small Business Energy Solutions | TRC | 0 | 0 | 0
None | RUL by Measure | VFD Milk Vacuum Pump ¦ Business Energy Rebates | TRC | 0 | 0 | 0
None | RUL by Measure | VFD Milk Vacuum Pump ¦ Small Business Energy Solutions | TRC | 0 | 0 | 0
None | RUL by Measure | Wall Mounted Area Luminaire (1000 lumen) ¦ Business Energy Rebates | TRC | 0 | 0 | 0
None | RUL by Measure | Wall Mounted Area Luminaire (1000 lumen) ¦ Small Business Energy Solutions | TRC | 0 | 0 | 0
None | RUL by Measure | Wall Mounted Area Luminaire (10000 lumen) ¦ Business Energy Rebates | TRC | 0 | 0 | 0
None | RUL by Measure | Wall Mounted Area Luminaire (10000 lumen) ¦ Small Business Energy Solutions | TRC | 0 | 0 | 0
None | RUL by Measure | Wall Mounted Area Luminaire (50000 lumen) ¦ Business Energy Rebates | TRC | 0 | 0 | 0
None | RUL by Measure | Wall Mounted Area Luminaire (50000 lumen) ¦ Small Business Energy Solutions | TRC | 0 | 0 | 0
None | RUL by Measure | Wall wash luminaire (1500 lumen) ¦ Business Energy Rebates | TRC | 0 | 0 | 0
None | RUL by Measure | Wall wash luminaire (1500 lumen) ¦ Small Business Energy Solutions | TRC | 0 | 0 | 0
None | RUL by Measure | Wall Wash Luminaire (1000 lumen) ¦ Business Energy Rebates | TRC | 0 | 0 | 0
None | RUL by Measure | Wall Wash Luminaire (1000 lumen) ¦ Small Business Energy Solutions | TRC | 0 | 0 | 0
None | RUL by Measure | Whole home - tier 1 (45% better than code target) ¦ New Home Construction | TRC | 0 | 0 | 0
None | RUL by Measure | Whole home - tier 2 (60% better than code target) ¦ New Home Construction | TRC | 0 | 0 | 0
None | RUL by Measure | Whole home - tier 3 (70% better than code target) ¦ New Home Construction | TRC | 0 | 0 | 0
None | RUL by Measure | Whole Home - tier 0 (22% better than code on average) ¦ New Home Construction | TRC | 0 | 0 | 0
None | RUL by Measure | Whole Home ¦ Home Energy Assessment | TRC | 8.3333 | 8.3333 | 8.3333
None | RUL by Measure | Whole Home First Nations Retrofit ¦ First Nations Home Retrofits | TRC | 0 | 0 | 0
None | RUL by Measure | Wood Boiler/Furnace ¦ Green Heat | TRC | 6 | 6 | 6
None | RUL by Measure | Wood Stove ¦ Green Heat | TRC | 6 | 6 | 6
None | RUL by Measure | Zero-Energy Doors for Reach-In Coolers ¦ Business Energy Rebates | TRC | 0 | 0 | 0
None | RUL by Measure | Zero-Energy Doors for Reach-In Coolers ¦ Small Business Energy Solutions | TRC | 0 | 0 | 0
None | EUL by Measure | 1/2 Size Hot Food Holding Cabinet ¦ Business Energy Rebates | TRC | 12 | 12 | 12
None | EUL by Measure | 1/2 Size Hot Food Holding Cabinet ¦ Small Business Energy Solutions | TRC | 12 | 12 | 12
None | EUL by Measure | 11W Replacing 60W - MURB ¦ Efficient Products Installation | TRC | 25 | 25 | 25
None | EUL by Measure | 11W Replacing 60W ¦ Efficient Products Installation | TRC | 25 | 25 | 25
None | EUL by Measure | 18W Replacing 100W - MURB ¦ Efficient Products Installation | TRC | 25 | 25 | 25
None | EUL by Measure | 18W Replacing 100W ¦ Efficient Products Installation | TRC | 25 | 25 | 25
None | EUL by Measure | 18W Replacing 75W - MURB ¦ Efficient Products Installation | TRC | 25 | 25 | 25
None | EUL by Measure | 18W Replacing 75W ¦ Efficient Products Installation | TRC | 25 | 25 | 25
None | EUL by Measure | 5W Chandelier E12 - MURB ¦ Efficient Products Installation | TRC | 15 | 15 | 15
None | EUL by Measure | 5W Chandelier E12 ¦ Efficient Products Installation | TRC | 15 | 15 | 15
None | EUL by Measure | 7W G25 - MURB ¦ Efficient Products Installation | TRC | 15 | 15 | 15
None | EUL by Measure | 7W G25 ¦ Efficient Products Installation | TRC | 15 | 15 | 15
None | EUL by Measure | 7W GU10 Replacing 35W - MURB ¦ Efficient Products Installation | TRC | 25 | 25 | 25
None | EUL by Measure | 7W GU10 Replacing 35W ¦ Efficient Products Installation | TRC | 25 | 25 | 25
None | EUL by Measure | 7W GU10 Replacing 50W - MURB ¦ Efficient Products Installation | TRC | 25 | 25 | 25
None | EUL by Measure | 7W GU10 Replacing 50W ¦ Efficient Products Installation | TRC | 25 | 25 | 25
None | EUL by Measure | 9.5W Replacing 100W - MURB ¦ Efficient Products Installation | TRC | 25 | 25 | 25
None | EUL by Measure | 9.5W Replacing 100W ¦ Efficient Products Installation | TRC | 25 | 25 | 25
None | EUL by Measure | 9.5W Replacing 40W - MURB ¦ Efficient Products Installation | TRC | 25 | 25 | 25
None | EUL by Measure | 9.5W Replacing 40W ¦ Efficient Products Installation | TRC | 25 | 25 | 25
None | EUL by Measure | 9.5W Replacing 60W - MURB ¦ Efficient Products Installation | TRC | 25 | 25 | 25
None | EUL by Measure | 9.5W Replacing 60W ¦ Efficient Products Installation | TRC | 25 | 25 | 25
None | EUL by Measure | 9W Replacing 100W - MURB ¦ Efficient Products Installation | TRC | 25 | 25 | 25
None | EUL by Measure | 9W Replacing 100W ¦ Efficient Products Installation | TRC | 25 | 25 | 25
None | EUL by Measure | 9W Replacing 40W - MURB ¦ Efficient Products Installation | TRC | 25 | 25 | 25
None | EUL by Measure | 9W Replacing 40W ¦ Efficient Products Installation | TRC | 25 | 25 | 25
None | EUL by Measure | 9W Replacing 60W - MURB ¦ Efficient Products Installation | TRC | 25 | 25 | 25
None | EUL by Measure | 9W Replacing 60W ¦ Efficient Products Installation | TRC | 25 | 25 | 25
None | EUL by Measure | Advanced Lighting Design (Performance Lighting) ¦ Business Energy Rebates | TRC | 15 | 15 | 15
None | EUL by Measure | Advanced Lighting Design (Performance Lighting) ¦ Small Business Energy Solutions | TRC | 15 | 15 | 15
None | EUL by Measure | Air Conditioner retirement ¦ Appliance Retirement | TRC | 3 | 3 | 3
None | EUL by Measure | Air Source Heat Pump (96kBTU/hr) ¦ Business Energy Rebates | TRC | 18 | 18 | 18
None | EUL by Measure | Air Source Heat Pump (96kBTU/hr) ¦ Small Business Energy Solutions | TRC | 18 | 18 | 18
None | EUL by Measure | Air-Entraining Air Nozzle ¦ Business Energy Rebates | TRC | 15 | 15 | 15
None | EUL by Measure | ASHP and AWHP - Electrical ¦ Green Heat | TRC | 18 | 18 | 18
None | EUL by Measure | Case Lighting for Sign Retrofits ¦ Business Energy Rebates | TRC | 11.3 | 11.3 | 11.3
None | EUL by Measure | Case Lighting for Sign Retrofits ¦ Small Business Energy Solutions | TRC | 11.3 | 11.3 | 11.3
None | EUL by Measure | CEE Tier 2 Commercial Washing Machine ¦ Business Energy Rebates | TRC | 7.1 | 7.1 | 7.1
None | EUL by Measure | CEE Tier 2 Commercial Washing Machine ¦ Small Business Energy Solutions | TRC | 7.1 | 7.1 | 7.1
None | EUL by Measure | CEE Tier 3 Commercial Washing Machine ¦ Business Energy Rebates | TRC | 7.1 | 7.1 | 7.1
None | EUL by Measure | CEE Tier 3 Commercial Washing Machine ¦ Small Business Energy Solutions | TRC | 7.1 | 7.1 | 7.1
None | EUL by Measure | Circulation Fan (Agriculture) ¦ Business Energy Rebates | TRC | 15 | 15 | 15
None | EUL by Measure | Circulation Fan (Agriculture) ¦ Small Business Energy Solutions | TRC | 15 | 15 | 15
None | EUL by Measure | Clothes Dryer replacement ¦ Appliance Retirement | TRC | 12 | 12 | 12
None | EUL by Measure | Clothes Dryers ¦ First Nations Home Retrofits | TRC | 14 | 14 | 14
None | EUL by Measure | Clothes Washer replacement ¦ Appliance Retirement | TRC | 12 | 12 | 12
None | EUL by Measure | Clothes Washers ¦ First Nations Home Retrofits | TRC | 14 | 14 | 14
None | EUL by Measure | Clothes-line ¦ Instant Savings | TRC | 10 | 10 | 10
None | EUL by Measure | Cold Climate Air-Source Heat Pump (24kBTU/hr) ¦ Business Energy Rebates | TRC | 18 | 18 | 18
None | EUL by Measure | Cold Climate Air-Source Heat Pump (24kBTU/hr) ¦ Small Business Energy Solutions | TRC | 18 | 18 | 18
None | EUL by Measure | Cold Climate Air-Source Heat Pump (48kBTU/hr) ¦ Business Energy Rebates | TRC | 18 | 18 | 18
None | EUL by Measure | Cold Climate Air-Source Heat Pump (48kBTU/hr) ¦ Small Business Energy Solutions | TRC | 18 | 18 | 18
None | EUL by Measure | Cooler Night Covers for Display Cases ¦ Business Energy Rebates | TRC | 5 | 5 | 5
None | EUL by Measure | Cooler Night Covers for Display Cases ¦ Small Business Energy Solutions | TRC | 5 | 5 | 5
None | EUL by Measure | Custom Energy Efficiency ¦ Affordable MultiFamily Renter | TRC | 15 | 15 | 15
None | EUL by Measure | Custom Energy Efficiency ¦ Custom Retrofit | TRC | 14.86 | 14.86 | 14.86
None | EUL by Measure | Cycling Refrigerated Air Dryer - 200 CFM ¦ Business Energy Rebates | TRC | 10 | 10 | 10
None | EUL by Measure | Cycling Refrigerated Air Dryer - 200 CFM ¦ Small Business Energy Solutions | TRC | 10 | 10 | 10
None | EUL by Measure | Cycling Refrigerated Air Dryer - 50 CFM ¦ Business Energy Rebates | TRC | 10 | 10 | 10
None | EUL by Measure | Cycling Refrigerated Air Dryer - 50 CFM ¦ Small Business Energy Solutions | TRC | 10 | 10 | 10
None | EUL by Measure | Dairy Scroll Compressor ¦ Business Energy Rebates | TRC | 15 | 15 | 15
None | EUL by Measure | Dairy Scroll Compressor ¦ Small Business Energy Solutions | TRC | 15 | 15 | 15
None | EUL by Measure | Daylighting Controls - Ceiling Mounted ¦ Business Energy Rebates | TRC | 10 | 10 | 10
None | EUL by Measure | Daylighting Controls - Ceiling Mounted ¦ Small Business Energy Solutions | TRC | 10 | 10 | 10
None | EUL by Measure | Daylighting Controls - Switch-Mounted ¦ Business Energy Rebates | TRC | 10 | 10 | 10
None | EUL by Measure | Daylighting Controls - Switch-Mounted ¦ Small Business Energy Solutions | TRC | 10 | 10 | 10
None | EUL by Measure | Dehumidifier ¦ Instant Savings | TRC | 12 | 12 | 12
None | EUL by Measure | Dehumidifier replacement (Low income only) ¦ Appliance Retirement | TRC | 12 | 12 | 12
None | EUL by Measure | Dehumidifier replacement (Low income only) ¦ First Nations Home Retrofits | TRC | 12 | 12 | 12
None | EUL by Measure | Dimmer Switch ¦ Instant Savings | TRC | 10 | 10 | 10
None | EUL by Measure | Discus or Scroll Refrigeration Compressor ¦ Business Energy Rebates | TRC | 15 | 15 | 15
None | EUL by Measure | Discus or Scroll Refrigeration Compressor ¦ Small Business Energy Solutions | TRC | 15 | 15 | 15
None | EUL by Measure | Dishwasher replacement ¦ Appliance Retirement | TRC | 12 | 12 | 12
None | EUL by Measure | Door Heater Controls ¦ Business Energy Rebates | TRC | 10 | 10 | 10
None | EUL by Measure | Door Heater Controls ¦ Small Business Energy Solutions | TRC | 10 | 10 | 10
None | EUL by Measure | Double Heat Pad (Agriculture) ¦ Business Energy Rebates | TRC | 10 | 10 | 10
None | EUL by Measure | Double Heat Pad (Agriculture) ¦ Small Business Energy Solutions | TRC | 10 | 10 | 10
None | EUL by Measure | Downlight Luminaire (1200 lumen) ¦ Small Business Energy Solutions | TRC | 11.3 | 11.3 | 11.3
None | EUL by Measure | Downlight Luminaire (3000 lumen) ¦ Small Business Energy Solutions | TRC | 11.3 | 11.3 | 11.3
None | EUL by Measure | Downlight Luminaire (800 lumen) ¦ Small Business Energy Solutions | TRC | 11.3 | 11.3 | 11.3
None | EUL by Measure | Drain Water Heat Recovery ¦ First Nations Home Retrofits | TRC | 20 | 20 | 20
None | EUL by Measure | Drain Water Heat Recovery ¦ Green Heat | TRC | 20 | 20 | 20
None | EUL by Measure | Drain Water Heat Recovery ¦ Home Energy Assessment | TRC | 20 | 20 | 20
None | EUL by Measure | Dual Enthalpy Economizer Controls ¦ Business Energy Rebates | TRC | 10 | 10 | 10
None | EUL by Measure | Dual Enthalpy Economizer Controls ¦ Small Business Energy Solutions | TRC | 10 | 10 | 10
None | EUL by Measure | EC Motor for Refrigeration Applications ¦ Business Energy Rebates1 | TRC | 15 | 15 | 15
None | EUL by Measure | EC Motor for Refrigeration Applications ¦ Business Energy Rebates2 | TRC | 15 | 15 | 15
None | EUL by Measure | EC Motor for Refrigeration Applications ¦ Small Business Energy Solutions1 | TRC | 15 | 15 | 15
None | EUL by Measure | EC Motor for Refrigeration Applications ¦ Small Business Energy Solutions2 | TRC | 15 | 15 | 15
None | EUL by Measure | ECM Circulator Pump ¦ Home Energy Assessment | TRC | 15 | 15 | 15
None | EUL by Measure | ECM Circulator Pump ¦ Instant Savings | TRC | 15 | 15 | 15
None | EUL by Measure | Efficient clothes washer ¦ Instant Savings | TRC | 14 | 14 | 14
None | EUL by Measure | Efficient refrigerator ¦ Instant Savings | TRC | 12 | 12 | 12
None | EUL by Measure | Electric Combination Oven ¦ Business Energy Rebates | TRC | 12 | 12 | 12
None | EUL by Measure | Electric Combination Oven ¦ Small Business Energy Solutions | TRC | 12 | 12 | 12
None | EUL by Measure | Electric Combination Oven with Gas ¦ Business Energy Rebates | TRC | 12 | 12 | 12
None | EUL by Measure | Electric Combination Oven with Gas ¦ Small Business Energy Solutions | TRC | 12 | 12 | 12
None | EUL by Measure | Electric Convection Oven ¦ Business Energy Rebates | TRC | 12 | 12 | 12
None | EUL by Measure | Electric Convection Oven ¦ Small Business Energy Solutions | TRC | 12 | 12 | 12
None | EUL by Measure | Electric Convection Oven with Gas ¦ Business Energy Rebates | TRC | 12 | 12 | 12
None | EUL by Measure | Electric Convection Oven with Gas ¦ Small Business Energy Solutions | TRC | 12 | 12 | 12
None | EUL by Measure | Electric Fryer Replacement with Gas ¦ Business Energy Rebates | TRC | 12 | 12 | 12
None | EUL by Measure | Electric Fryer Replacement with Gas ¦ Small Business Energy Solutions | TRC | 12 | 12 | 12
None | EUL by Measure | Electric Griddle ¦ Business Energy Rebates | TRC | 12 | 12 | 12
None | EUL by Measure | Electric Griddle ¦ Small Business Energy Solutions | TRC | 12 | 12 | 12
None | EUL by Measure | Electric Griddle Replacement with Gas ¦ Business Energy Rebates | TRC | 12 | 12 | 12
None | EUL by Measure | Electric Griddle Replacement with Gas ¦ Small Business Energy Solutions | TRC | 12 | 12 | 12
None | EUL by Measure | Electric Steam Cooker ¦ Business Energy Rebates | TRC | 12 | 12 | 12
None | EUL by Measure | Electric Steam Cooker ¦ Small Business Energy Solutions | TRC | 12 | 12 | 12
None | EUL by Measure | Electric Steam Cooker Replacement with Gas ¦ Business Energy Rebates | TRC | 12 | 12 | 12
None | EUL by Measure | Electric Steam Cooker Replacement with Gas ¦ Small Business Energy Solutions | TRC | 12 | 12 | 12
None | EUL by Measure | Electric to Natural Gas - Water Heater ¦ Business Energy Rebates | TRC | 15 | 15 | 15
None | EUL by Measure | Electric to Natural Gas - Water Heater ¦ Small Business Energy Solutions | TRC | 15 | 15 | 15
None | EUL by Measure | Energy Management Information Systems ¦ EMIS | TRC | 2.933 | 2.933 | 2.933
None | EUL by Measure | Energy Star Dryer ¦ Instant Savings | TRC | 12 | 12 | 12
None | EUL by Measure | ENERGY STAR Pool Pump ¦ Business Energy Rebates | TRC | 15 | 15 | 15
None | EUL by Measure | ENERGY STAR Pool Pump ¦ Small Business Energy Solutions | TRC | 15 | 15 | 15
None | EUL by Measure | ENERGY STAR Uninteruptible Power Supplies (UPS) ¦ Business Energy Rebates | TRC | 10 | 10 | 10
None | EUL by Measure | ENERGY STAR Uninteruptible Power Supplies (UPS) ¦ Small Business Energy Solutions | TRC | 10 | 10 | 10
None | EUL by Measure | ENERGY STAR Washing Machine ¦ Business Energy Rebates | TRC | 11.3 | 11.3 | 11.3
None | EUL by Measure | ENERGY STAR Washing Machine ¦ Small Business Energy Solutions | TRC | 11.3 | 11.3 | 11.3
None | EUL by Measure | Engine Block Heater Timer (Agriculture) ¦ Business Energy Rebates | TRC | 5 | 5 | 5
None | EUL by Measure | Engine Block Heater Timer (Agriculture) ¦ Small Business Energy Solutions | TRC | 5 | 5 | 5
None | EUL by Measure | Evaporator Fan Motor Controls ¦ Business Energy Rebates | TRC | 10 | 10 | 10
None | EUL by Measure | Evaporator Fan Motor Controls ¦ Small Business Energy Solutions | TRC | 10 | 10 | 10
None | EUL by Measure | Faucet Aerators - MURB ¦ Efficient Products Installation | TRC | 10 | 10 | 10
None | EUL by Measure | Faucet Aerators ¦ Efficient Products Installation | TRC | 10 | 10 | 10
None | EUL by Measure | Flood Luminaire (10000 lumen) ¦ Business Energy Rebates | TRC | 17.1 | 17.1 | 17.1
None | EUL by Measure | Flood Luminaire (10000 lumen) ¦ Small Business Energy Solutions | TRC | 17.1 | 17.1 | 17.1
None | EUL by Measure | Flood Luminaire (48000 lumen) ¦ Business Energy Rebates | TRC | 17.1 | 17.1 | 17.1
None | EUL by Measure | Flood Luminaire (48000 lumen) ¦ Small Business Energy Solutions | TRC | 17.1 | 17.1 | 17.1
None | EUL by Measure | Four Pin Replacement Lamps for CFLs ¦ Business Energy Rebates | TRC | 11.4 | 11.4 | 11.4
None | EUL by Measure | Four Pin Replacement Lamps for CFLs ¦ Small Business Energy Solutions | TRC | 11.4 | 11.4 | 11.4
None | EUL by Measure | Freezer replacement (Low income only) ¦ Appliance Retirement | TRC | 12 | 12 | 12
None | EUL by Measure | Freezer replacement (Low income only) ¦ First Nations Home Retrofits | TRC | 12 | 12 | 12
None | EUL by Measure | Freezer replacement ¦ Appliance Retirement | TRC | 12 | 12 | 12
None | EUL by Measure | Freezer retirement ¦ Appliance Retirement | TRC | 8 | 8 | 8
None | EUL by Measure | Fridge replacement ¦ Appliance Retirement | TRC | 12 | 12 | 12
None | EUL by Measure | Fuel Pump Canopy Luminaire (4000 lumen) ¦ Business Energy Rebates | TRC | 11.4 | 11.4 | 11.4
None | EUL by Measure | Fuel Pump Canopy Luminaire (4000 lumen) ¦ Small Business Energy Solutions | TRC | 11.4 | 11.4 | 11.4
None | EUL by Measure | Fuel Pump Canopy Luminaire (8000 lumen) ¦ Business Energy Rebates | TRC | 11.4 | 11.4 | 11.4
None | EUL by Measure | Fuel Pump Canopy Luminaire (8000 lumen) ¦ Small Business Energy Solutions | TRC | 11.4 | 11.4 | 11.4
None | EUL by Measure | Full Size Hot Food Holding Cabinet ¦ Business Energy Rebates | TRC | 12 | 12 | 12
None | EUL by Measure | Full Size Hot Food Holding Cabinet ¦ Small Business Energy Solutions | TRC | 12 | 12 | 12
None | EUL by Measure | Glass Door Frezzer ¦ Business Energy Rebates | TRC | 12 | 12 | 12
None | EUL by Measure | Glass Door Frezzer ¦ Small Business Energy Solutions | TRC | 12 | 12 | 12
None | EUL by Measure | Glass Door Refrigerator ¦ Business Energy Rebates | TRC | 12 | 12 | 12
None | EUL by Measure | Glass Door Refrigerator ¦ Small Business Energy Solutions | TRC | 12 | 12 | 12
None | EUL by Measure | Ground Source Heat Pump (60kBTU/hr) ¦ Business Energy Rebates | TRC | 25 | 25 | 25
None | EUL by Measure | Ground Source Heat Pump (60kBTU/hr) ¦ Small Business Energy Solutions | TRC | 25 | 25 | 25
None | EUL by Measure | GSHP ¦ Green Heat | TRC | 25 | 25 | 25
None | EUL by Measure | Heat Pump Clothes Dryer ¦ Business Energy Rebates | TRC | 11 | 11 | 11
None | EUL by Measure | Heat Pump Clothes Dryer ¦ Small Business Energy Solutions | TRC | 11 | 11 | 11
None | EUL by Measure | Heat Pump Dryer (ventless) ¦ Instant Savings | TRC | 12 | 12 | 12
None | EUL by Measure | Heat Pump Water Heater ¦ Business Energy Rebates | TRC | 10 | 10 | 10
None | EUL by Measure | Heat Pump Water Heater ¦ First Nations Home Retrofits | TRC | 10 | 10 | 10
None | EUL by Measure | Heat Pump Water Heater ¦ Green Heat | TRC | 10 | 10 | 10
None | EUL by Measure | Heat Pump Water Heater ¦ Home Energy Assessment | TRC | 10 | 10 | 10
None | EUL by Measure | Heat Pump Water Heater ¦ Small Business Energy Solutions | TRC | 10 | 10 | 10
None | EUL by Measure | Heat Reclaimer Unit (Agriculture) ¦ Business Energy Rebates | TRC | 15 | 15 | 15
None | EUL by Measure | Heat Reclaimer Unit (Agriculture) ¦ Small Business Energy Solutions | TRC | 15 | 15 | 15
None | EUL by Measure | Heavy duty timer ¦ Instant Savings | TRC | 10 | 10 | 10
None | EUL by Measure | High Bay Luminaire (15 000 lumen) ¦ Business Energy Rebates | TRC | 22.7 | 22.7 | 22.7
None | EUL by Measure | High Bay Luminaire (15 000 lumen) ¦ Small Business Energy Solutions | TRC | 22.7 | 22.7 | 22.7
None | EUL by Measure | High Bay Luminaire (35 000 lumen) ¦ Business Energy Rebates | TRC | 22.7 | 22.7 | 22.7
None | EUL by Measure | High Bay Luminaire (35 000 lumen) ¦ Small Business Energy Solutions | TRC | 22.7 | 22.7 | 22.7
None | EUL by Measure | High Bay Luminaire (60 000 lumen) ¦ Business Energy Rebates | TRC | 22.7 | 22.7 | 22.7
None | EUL by Measure | High Bay Luminaire (60 000 lumen) ¦ Small Business Energy Solutions | TRC | 22.7 | 22.7 | 22.7
None | EUL by Measure | High Efficiency Circulator Pump 1.5kW ¦ Business Energy Rebates | TRC | 15 | 15 | 15
None | EUL by Measure | High Efficiency Circulator Pump 1.5kW ¦ Small Business Energy Solutions | TRC | 15 | 15 | 15
None | EUL by Measure | High Efficiency Circulator Pump 100W ¦ Business Energy Rebates | TRC | 15 | 15 | 15
None | EUL by Measure | High Efficiency Circulator Pump 100W ¦ Small Business Energy Solutions | TRC | 15 | 15 | 15
None | EUL by Measure | High Efficiency Circulator Pump 300W ¦ Business Energy Rebates | TRC | 15 | 15 | 15
None | EUL by Measure | High Efficiency Circulator Pump 300W ¦ Small Business Energy Solutions | TRC | 15 | 15 | 15
None | EUL by Measure | High Volume Low Speed Fan (Agriculture) ¦ Business Energy Rebates | TRC | 15 | 15 | 15
None | EUL by Measure | High Volume Low Speed Fan (Agriculture) ¦ Small Business Energy Solutions | TRC | 15 | 15 | 15
None | EUL by Measure | Holiday Lights Exchange - MURB ¦ Efficient Products Installation | TRC | 25 | 25 | 25
None | EUL by Measure | Holiday Lights Exchange ¦ Efficient Products Installation | TRC | 25 | 25 | 25
None | EUL by Measure | Hot Water Tank Wrap - MURB ¦ Efficient Products Installation | TRC | 7 | 7 | 7
None | EUL by Measure | Hot Water Tank Wrap ¦ Efficient Products Installation | TRC | 7 | 7 | 7
None | EUL by Measure | HVAC Hotel Occupancy Sensor ¦ Business Energy Rebates | TRC | 15 | 15 | 15
None | EUL by Measure | HVAC Hotel Occupancy Sensor ¦ Small Business Energy Solutions | TRC | 15 | 15 | 15
None | EUL by Measure | Hybrid Heat Pump Dryer ¦ Instant Savings | TRC | 12 | 12 | 12
None | EUL by Measure | Ice-Making Head ¦ Business Energy Rebates | TRC | 10 | 10 | 10
None | EUL by Measure | Ice-Making Head ¦ Small Business Energy Solutions | TRC | 10 | 10 | 10
None | EUL by Measure | Indoor motion sensor ¦ Instant Savings | TRC | 10 | 10 | 10
None | EUL by Measure | Intelligent Freezer Defrost Controls ¦ Business Energy Rebates | TRC | 10 | 10 | 10
None | EUL by Measure | Intelligent Freezer Defrost Controls ¦ Small Business Energy Solutions | TRC | 10 | 10 | 10
None | EUL by Measure | Large Commercial/Industrial ETS System ¦ ETS Business Energy Rebates | TRC | 18 | 18 | 18
None | EUL by Measure | LED - ENERGY STAR Fixture with Motion Sensor ¦ Instant Savings | TRC | 25 | 25 | 25
None | EUL by Measure | LED - ENERGY STAR Fixture without Motion Sensor ¦ Instant Savings | TRC | 25 | 25 | 25
None | EUL by Measure | LED - Other ¦ Instant Savings | TRC | 24 | 24 | 24
None | EUL by Measure | LED - R, BR and Decorative ¦ Instant Savings | TRC | 16 | 16 | 16
None | EUL by Measure | LED - Recessed downlight ¦ Instant Savings | TRC | 25 | 25 | 25
None | EUL by Measure | LED Nightlights - MURB ¦ Efficient Products Installation | TRC | 23 | 23 | 23
None | EUL by Measure | LED Nightlights ¦ Efficient Products Installation | TRC | 23 | 23 | 23
None | EUL by Measure | LED Replacement Lamps for HID (10000 lumen) ¦ Business Energy Rebates | TRC | 11.4 | 11.4 | 11.4
None | EUL by Measure | LED Replacement Lamps for HID (10000 lumen) ¦ Small Business Energy Solutions | TRC | 11.4 | 11.4 | 11.4
None | EUL by Measure | LED Replacement Lamps for HID (4000 lumen) ¦ Business Energy Rebates | TRC | 11.4 | 11.4 | 11.4
None | EUL by Measure | LED Replacement Lamps for HID (4000 lumen) ¦ Small Business Energy Solutions | TRC | 11.4 | 11.4 | 11.4
None | EUL by Measure | LED Troffer (1x4) ¦ Business Energy Rebates | TRC | 20.4 | 20.4 | 20.4
None | EUL by Measure | LED Troffer (1x4) ¦ Small Business Energy Solutions | TRC | 20.4 | 20.4 | 20.4
None | EUL by Measure | LED Troffer (2x2) ¦ Business Energy Rebates | TRC | 20.4 | 20.4 | 20.4
None | EUL by Measure | LED Troffer (2x2) ¦ Small Business Energy Solutions | TRC | 20.4 | 20.4 | 20.4
None | EUL by Measure | LED Troffer (4x2) ¦ Business Energy Rebates | TRC | 20.4 | 20.4 | 20.4
None | EUL by Measure | LED Troffer (4x2) ¦ Small Business Energy Solutions | TRC | 20.4 | 20.4 | 20.4
None | EUL by Measure | LED Wall Sconce (1200 lumen) ¦ Small Business Energy Solutions | TRC | 11.3 | 11.3 | 11.3
None | EUL by Measure | LED Wall Sconce (3000 lumen) ¦ Small Business Energy Solutions | TRC | 11.3 | 11.3 | 11.3
None | EUL by Measure | LED Wall Sconce (800 lumen) ¦ Small Business Energy Solutions | TRC | 11.3 | 11.3 | 11.3
None | EUL by Measure | Linear Ambient Luminaire (10000 lumen) ¦ Business Energy Rebates | TRC | 11.3 | 11.3 | 11.3
None | EUL by Measure | Linear Ambient Luminaire (10000 lumen) ¦ Small Business Energy Solutions | TRC | 11.3 | 11.3 | 11.3
None | EUL by Measure | Linear Ambient Luminaire (2000 lumen) ¦ Business Energy Rebates | TRC | 11.3 | 11.3 | 11.3
None | EUL by Measure | Linear Ambient Luminaire (2000 lumen) ¦ Small Business Energy Solutions | TRC | 11.3 | 11.3 | 11.3
None | EUL by Measure | Linear Ambient Luminaire (4000 lumen) ¦ Business Energy Rebates | TRC | 11.3 | 11.3 | 11.3
None | EUL by Measure | Linear Ambient Luminaire (4000 lumen) ¦ Small Business Energy Solutions | TRC | 11.3 | 11.3 | 11.3
None | EUL by Measure | Linear Ambient Luminaire (8000 lumen) ¦ Business Energy Rebates | TRC | 11.3 | 11.3 | 11.3
None | EUL by Measure | Linear Ambient Luminaire (8000 lumen) ¦ Small Business Energy Solutions | TRC | 11.3 | 11.3 | 11.3
None | EUL by Measure | Linear Replacement Lamp (2 foot) ¦ Business Energy Rebates | TRC | 11.3 | 11.3 | 11.3
None | EUL by Measure | Linear Replacement Lamp (2 foot) ¦ Small Business Energy Solutions | TRC | 11.3 | 11.3 | 11.3
None | EUL by Measure | Linear Replacement Lamp (4 foot) ¦ Business Energy Rebates | TRC | 11.3 | 11.3 | 11.3
None | EUL by Measure | Linear Replacement Lamp (4 foot) ¦ Small Business Energy Solutions | TRC | 11.3 | 11.3 | 11.3
None | EUL by Measure | Low-bay Luminaire (10,000 lumen) ¦ Business Energy Rebates | TRC | 11.3 | 11.3 | 11.3
None | EUL by Measure | Low-bay Luminaire (10,000 lumen) ¦ Small Business Energy Solutions | TRC | 11.3 | 11.3 | 11.3
None | EUL by Measure | Low-bay Luminaire (5000 lumen) ¦ Business Energy Rebates | TRC | 11.3 | 11.3 | 11.3
None | EUL by Measure | Low-bay Luminaire (5000 lumen) ¦ Small Business Energy Solutions | TRC | 11.3 | 11.3 | 11.3
None | EUL by Measure | Low-flow showerhead - 0.5 gpm Reduction - MURB ¦ Efficient Products Installation | TRC | 10 | 10 | 10
None | EUL by Measure | Low-flow showerhead - 0.5 gpm Reduction ¦ Efficient Products Installation | TRC | 10 | 10 | 10
None | EUL by Measure | Low-flow showerhead - 1.0 gpm Reduction - MURB ¦ Efficient Products Installation | TRC | 10 | 10 | 10
None | EUL by Measure | Low-flow showerhead - 1.0 gpm Reduction ¦ Efficient Products Installation | TRC | 10 | 10 | 10
None | EUL by Measure | Low-flow showerhead -0.75 gpm Reduction - MURB ¦ Efficient Products Installation | TRC | 10 | 10 | 10
None | EUL by Measure | Low-flow showerhead -0.75 gpm Reduction ¦ Efficient Products Installation | TRC | 10 | 10 | 10
None | EUL by Measure | Low/Zero Energy Livestock Waterer ¦ Business Energy Rebates | TRC | 10 | 10 | 10
None | EUL by Measure | Low/Zero Energy Livestock Waterer ¦ Small Business Energy Solutions | TRC | 10 | 10 | 10
None | EUL by Measure | Luminaire Level Lighting Control (LLLC) - High Impact Application ¦ Business Energy Rebates | TRC | 15 | 15 | 15
None | EUL by Measure | Luminaire Level Lighting Control (LLLC) - High Impact Application ¦ Small Business Energy Solutions | TRC | 15 | 15 | 15
None | EUL by Measure | Luminaire Level Lighting Control (LLLC) - Low Impact Application ¦ Business Energy Rebates | TRC | 15 | 15 | 15
None | EUL by Measure | Luminaire Level Lighting Control (LLLC) - Low Impact Application ¦ Small Business Energy Solutions | TRC | 15 | 15 | 15
None | EUL by Measure | Medium Commercial ETS System ¦ ETS Business Energy Rebates | TRC | 18 | 18 | 18
None | EUL by Measure | Medium Commercial ETS System ¦ ETS Small Business Energy Solutions | TRC | 18 | 18 | 18
None | EUL by Measure | Milk Pre-cooler ¦ Business Energy Rebates | TRC | 15 | 15 | 15
None | EUL by Measure | Milk Pre-cooler ¦ Small Business Energy Solutions | TRC | 15 | 15 | 15
None | EUL by Measure | Mini freezer retirement ¦ Appliance Retirement | TRC | 8 | 8 | 8
None | EUL by Measure | Mini fridge retirement ¦ Appliance Retirement | TRC | 8 | 8 | 8
None | EUL by Measure | Motion sensor with dimmer switch ¦ Instant Savings | TRC | 10 | 10 | 10
None | EUL by Measure | MSHP - Fully Electrical ¦ Green Heat | TRC | 18 | 18 | 18
None | EUL by Measure | MSHP - Mainly Electrical ¦ Green Heat | TRC | 18 | 18 | 18
None | EUL by Measure | Multi-Tank Conveyor Dishwasher - High Temp ¦ Business Energy Rebates | TRC | 20 | 20 | 20
None | EUL by Measure | Multi-Tank Conveyor Dishwasher - High Temp ¦ Small Business Energy Solutions | TRC | 20 | 20 | 20
None | EUL by Measure | Multi-Tank Conveyor Dishwasher - Low Temp ¦ Business Energy Rebates | TRC | 20 | 20 | 20
None | EUL by Measure | Multi-Tank Conveyor Dishwasher - Low Temp ¦ Small Business Energy Solutions | TRC | 20 | 20 | 20
None | EUL by Measure | Natural Barn Ventiliation - Summer Only ¦ Business Energy Rebates | TRC | 15 | 15 | 15
None | EUL by Measure | Natural Barn Ventiliation - Summer Only ¦ Small Business Energy Solutions | TRC | 15 | 15 | 15
None | EUL by Measure | Natural Barn Ventiliation - Year-Round ¦ Business Energy Rebates | TRC | 15 | 15 | 15
None | EUL by Measure | Natural Barn Ventiliation - Year-Round ¦ Small Business Energy Solutions | TRC | 15 | 15 | 15
None | EUL by Measure | Natural Gas Conversion - Commercial Electric Clothes Dryer ¦ Business Energy Rebates | TRC | 14 | 14 | 14
None | EUL by Measure | Natural Gas Conversion - Commercial Electric Clothes Dryer ¦ Small Business Energy Solutions | TRC | 14 | 14 | 14
None | EUL by Measure | Networked/ Connected - Indoor LED Lamp ¦ Instant Savings | TRC | 4 | 4 | 4
None | EUL by Measure | Networked/Connected - High Impact Application ¦ Business Energy Rebates | TRC | 15 | 15 | 15
None | EUL by Measure | Networked/Connected - High Impact Application ¦ Small Business Energy Solutions | TRC | 15 | 15 | 15
None | EUL by Measure | Networked/Connected - Low Impact Application ¦ Business Energy Rebates | TRC | 15 | 15 | 15
None | EUL by Measure | Networked/Connected - Low Impact Application ¦ Small Business Energy Solutions | TRC | 15 | 15 | 15
None | EUL by Measure | No-Loss Drain ¦ Business Energy Rebates | TRC | 15 | 15 | 15
None | EUL by Measure | No-Loss Drain ¦ Small Business Energy Solutions | TRC | 15 | 15 | 15
None | EUL by Measure | Occupancy Sensor (Ceiling Mounted) ¦ Business Energy Rebates | TRC | 10 | 10 | 10
None | EUL by Measure | Occupancy Sensor (Ceiling Mounted) ¦ Small Business Energy Solutions | TRC | 10 | 10 | 10
None | EUL by Measure | Occupancy Sensor (Wall Mounted) ¦ Business Energy Rebates | TRC | 10 | 10 | 10
None | EUL by Measure | Occupancy Sensor (Wall Mounted) ¦ Small Business Energy Solutions | TRC | 10 | 10 | 10
None | EUL by Measure | Occupancy Sensor (Exterior) ¦ Business Energy Rebates | TRC | 10 | 10 | 10
None | EUL by Measure | Occupancy Sensor (Exterior) ¦ Small Business Energy Solutions | TRC | 10 | 10 | 10
None | EUL by Measure | Open to Closed Cooler Conversion ¦ Business Energy Rebates | TRC | 12 | 12 | 12
None | EUL by Measure | Open to Closed Cooler Conversion ¦ Small Business Energy Solutions | TRC | 12 | 12 | 12
None | EUL by Measure | Outdoor motion sensor ¦ Instant Savings | TRC | 10 | 10 | 10
None | EUL by Measure | Outside Air Economizer ¦ Business Energy Rebates | TRC | 15 | 15 | 15
None | EUL by Measure | Outside Air Economizer ¦ Small Business Energy Solutions | TRC | 15 | 15 | 15
None | EUL by Measure | Packaged Terminal Heat Pump (12kBTU/hr) ¦ Business Energy Rebates | TRC | 15 | 15 | 15
None | EUL by Measure | Packaged Terminal Heat Pump (12kBTU/hr) ¦ Small Business Energy Solutions | TRC | 15 | 15 | 15
None | EUL by Measure | Parking Garage Luminaire (4000 lumen) ¦ Business Energy Rebates | TRC | 22.8 | 22.8 | 22.8
None | EUL by Measure | Parking Garage Luminaire (4000 lumen) ¦ Small Business Energy Solutions | TRC | 22.8 | 22.8 | 22.8
None | EUL by Measure | Parking Garage Luminaire (8000 lumen) ¦ Business Energy Rebates | TRC | 22.8 | 22.8 | 22.8
None | EUL by Measure | Parking Garage Luminaire (8000 lumen) ¦ Small Business Energy Solutions | TRC | 22.8 | 22.8 | 22.8
None | EUL by Measure | Pellet Boiler/Furnace ¦ Green Heat | TRC | 18 | 18 | 18
None | EUL by Measure | Pellet Stove ¦ Green Heat | TRC | 18 | 18 | 18
None | EUL by Measure | Pipe Insulation - MURB ¦ Efficient Products Installation | TRC | 15 | 15 | 15
None | EUL by Measure | Pipe Insulation ¦ Efficient Products Installation | TRC | 15 | 15 | 15
None | EUL by Measure | Pole/Arm-Mounted Area Luminaire (20000 lumen) ¦ Business Energy Rebates | TRC | 13.7 | 13.7 | 13.7
None | EUL by Measure | Pole/Arm-Mounted Area Luminaire (20000 lumen) ¦ Small Business Energy Solutions | TRC | 13.7 | 13.7 | 13.7
None | EUL by Measure | Pole/Arm-Mounted Area Luminaire (4000 lumen) ¦ Business Energy Rebates | TRC | 13.7 | 13.7 | 13.7
None | EUL by Measure | Pole/Arm-Mounted Area Luminaire (4000 lumen) ¦ Small Business Energy Solutions | TRC | 13.7 | 13.7 | 13.7
None | EUL by Measure | Pole/Arm-Mounted Area Luminaire (60000 lumen) ¦ Business Energy Rebates | TRC | 13.7 | 13.7 | 13.7
None | EUL by Measure | Pole/Arm-Mounted Area Luminaire (60000 lumen) ¦ Small Business Energy Solutions | TRC | 13.7 | 13.7 | 13.7
None | EUL by Measure | Pole/Arm-Mounted Decorative Luminaire (1500 lumen) ¦ Business Energy Rebates | TRC | 13.7 | 13.7 | 13.7
None | EUL by Measure | Pole/Arm-Mounted Decorative Luminaire (1500 lumen) ¦ Small Business Energy Solutions | TRC | 13.7 | 13.7 | 13.7
None | EUL by Measure | Pole/Arm-Mounted Decorative Luminaire (5000 lumen) ¦ Business Energy Rebates | TRC | 13.7 | 13.7 | 13.7
None | EUL by Measure | Pole/Arm-Mounted Decorative Luminaire (5000 lumen) ¦ Small Business Energy Solutions | TRC | 13.7 | 13.7 | 13.7
None | EUL by Measure | Pot, Pan and Utensil Dishwasher - High Temp ¦ Business Energy Rebates | TRC | 10 | 10 | 10
None | EUL by Measure | Pot, Pan and Utensil Dishwasher - High Temp ¦ Small Business Energy Solutions | TRC | 10 | 10 | 10
None | EUL by Measure | Power bar with timer ¦ Instant Savings | TRC | 4 | 4 | 4
None | EUL by Measure | Premium High Bay Luminaire (15 000 lumen) ¦ Business Energy Rebates | TRC | 22.7 | 22.7 | 22.7
None | EUL by Measure | Premium High Bay Luminaire (15 000 lumen) ¦ Small Business Energy Solutions | TRC | 22.7 | 22.7 | 22.7
None | EUL by Measure | Premium High Bay Luminaire (35 000 lumen) ¦ Business Energy Rebates | TRC | 22.7 | 22.7 | 22.7
None | EUL by Measure | Premium High Bay Luminaire (35 000 lumen) ¦ Small Business Energy Solutions | TRC | 22.7 | 22.7 | 22.7
None | EUL by Measure | Premium High Bay Luminaire (60 000 lumen) ¦ Business Energy Rebates | TRC | 22.7 | 22.7 | 22.7
None | EUL by Measure | Premium High Bay Luminaire (60 000 lumen) ¦ Small Business Energy Solutions | TRC | 22.7 | 22.7 | 22.7
None | EUL by Measure | Programmable thermostat ¦ Instant Savings | TRC | 10 | 10 | 10
None | EUL by Measure | Programmable Thermostats ¦ First Nations Home Retrofits | TRC | 10 | 10 | 10
None | EUL by Measure | Range / Stove replacement ¦ Appliance Retirement | TRC | 12 | 12 | 12
None | EUL by Measure | refri ¦ Small Business Energy Solutions | TRC | 15 | 15 | 15
None | EUL by Measure | Refrigerated Case Luminaire ¦ Business Energy Rebates | TRC | 15.9 | 15.9 | 15.9
None | EUL by Measure | Refrigerated Case Luminaire ¦ Small Business Energy Solutions | TRC | 15.9 | 15.9 | 15.9
None | EUL by Measure | Refrigerated Vending Machine Controls ¦ Business Energy Rebates | TRC | 5 | 5 | 5
None | EUL by Measure | Refrigerated Vending Machine Controls ¦ Small Business Energy Solutions | TRC | 5 | 5 | 5
None | EUL by Measure | Refrigerator replacement (Low income only) ¦ Appliance Retirement | TRC | 12 | 12 | 12
None | EUL by Measure | Refrigerator replacement (Low income only) ¦ First Nations Home Retrofits | TRC | 12 | 12 | 12
None | EUL by Measure | Refrigerator retirement ¦ Appliance Retirement | TRC | 8 | 8 | 8
None | EUL by Measure | Remote Condensing Unit ¦ Business Energy Rebates | TRC | 10 | 10 | 10
None | EUL by Measure | Remote Condensing Unit ¦ Small Business Energy Solutions | TRC | 10 | 10 | 10
None | EUL by Measure | Residential DHW Timer ¦ ETS Green Heat | TRC | 9 | 9 | 9
None | EUL by Measure | Residential ETS System (Central) ¦ ETS Green Heat | TRC | 18 | 18 | 18
None | EUL by Measure | Residential ETS System (Central) ¦ ETS Home Energy Assessment | TRC | 18 | 18 | 18
None | EUL by Measure | Residential ETS System (Room) ¦ ETS Green Heat | TRC | 18 | 18 | 18
None | EUL by Measure | Residential ETS System (Room) ¦ ETS Home Energy Assessment | TRC | 18 | 18 | 18
None | EUL by Measure | Room air purifier ¦ Instant Savings | TRC | 9 | 9 | 9
None | EUL by Measure | Self-Contained Ice Maker ¦ Business Energy Rebates | TRC | 10 | 10 | 10
None | EUL by Measure | Self-Contained Ice Maker ¦ Small Business Energy Solutions | TRC | 10 | 10 | 10
None | EUL by Measure | Server Virtualization and Decommissioning ¦ Business Energy Rebates | TRC | 15 | 15 | 15
None | EUL by Measure | Server Virtualization and Decommissioning ¦ Small Business Energy Solutions | TRC | 15 | 15 | 15
None | EUL by Measure | Server-based Power Management Software ¦ Business Energy Rebates | TRC | 5 | 5 | 5
None | EUL by Measure | Server-based Power Management Software ¦ Small Business Energy Solutions | TRC | 5 | 5 | 5
None | EUL by Measure | Single -Tank Conveyor Dishwasher - High Temp ¦ Business Energy Rebates | TRC | 20 | 20 | 20
None | EUL by Measure | Single -Tank Conveyor Dishwasher - High Temp ¦ Small Business Energy Solutions | TRC | 20 | 20 | 20
None | EUL by Measure | Single -Tank Conveyor Dishwasher - Low Temp ¦ Business Energy Rebates | TRC | 20 | 20 | 20
None | EUL by Measure | Single -Tank Conveyor Dishwasher - Low Temp ¦ Small Business Energy Solutions | TRC | 20 | 20 | 20
None | EUL by Measure | Single Heat Pad (Agriculture) ¦ Business Energy Rebates | TRC | 10 | 10 | 10
None | EUL by Measure | Single Heat Pad (Agriculture) ¦ Small Business Energy Solutions | TRC | 10 | 10 | 10
None | EUL by Measure | Single-Tank Door type Dishwasher - High Temp ¦ Business Energy Rebates | TRC | 15 | 15 | 15
None | EUL by Measure | Single-Tank Door type Dishwasher - High Temp ¦ Small Business Energy Solutions | TRC | 15 | 15 | 15
None | EUL by Measure | Single-Tank Door type Dishwasher - Low Temp ¦ Business Energy Rebates | TRC | 15 | 15 | 15
None | EUL by Measure | Single-Tank Door type Dishwasher - Low Temp ¦ Small Business Energy Solutions | TRC | 15 | 15 | 15
None | EUL by Measure | Small Commercial ETS Sytem ¦ ETS Business Energy Rebates | TRC | 18 | 18 | 18
None | EUL by Measure | Small Commercial ETS Sytem ¦ ETS Small Business Energy Solutions | TRC | 18 | 18 | 18
None | EUL by Measure | Smart power bar ¦ Instant Savings | TRC | 4 | 4 | 4
None | EUL by Measure | Smart Power Controllers - MURB ¦ Efficient Products Installation | TRC | 4 | 4 | 4
None | EUL by Measure | Smart Power Controllers ¦ Efficient Products Installation | TRC | 4 | 4 | 4
None | EUL by Measure | Solar air heating ¦ Green Heat | TRC | 20 | 20 | 20
None | EUL by Measure | Solar air heating ¦ Home Energy Assessment | TRC | 20 | 20 | 20
None | EUL by Measure | Solar DHW System ¦ Business Energy Rebates | TRC | 20 | 20 | 20
None | EUL by Measure | Solar DHW System ¦ Small Business Energy Solutions | TRC | 20 | 20 | 20
None | EUL by Measure | Solar Domestic Hot Water ¦ Green Heat | TRC | 20 | 20 | 20
None | EUL by Measure | Solar Domestic Hot Water ¦ Home Energy Assessment | TRC | 20 | 20 | 20
None | EUL by Measure | Solid Door Freezer ¦ Business Energy Rebates | TRC | 12 | 12 | 12
None | EUL by Measure | Solid Door Freezer ¦ Small Business Energy Solutions | TRC | 12 | 12 | 12
None | EUL by Measure | Solid Door Refrigerator ¦ Business Energy Rebates | TRC | 12 | 12 | 12
None | EUL by Measure | Solid Door Refrigerator ¦ Small Business Energy Solutions | TRC | 12 | 12 | 12
None | EUL by Measure | Stairwell and Passageway Luminaire ¦ Business Energy Rebates | TRC | 13.7 | 13.7 | 13.7
None | EUL by Measure | Stairwell and Passageway Luminaire ¦ Small Business Energy Solutions | TRC | 13.7 | 13.7 | 13.7
None | EUL by Measure | Standard Capacity Electric Fryer ¦ Business Energy Rebates | TRC | 12 | 12 | 12
None | EUL by Measure | Standard Capacity Electric Fryer ¦ Small Business Energy Solutions | TRC | 12 | 12 | 12
None | EUL by Measure | Strategic Energy Management ¦ SEM | TRC | 2.933 | 2.933 | 2.933
None | EUL by Measure | Strip-Curtains for Display Cases ¦ Business Energy Rebates | TRC | 4 | 4 | 4
None | EUL by Measure | Strip-Curtains for Display Cases ¦ Small Business Energy Solutions | TRC | 4 | 4 | 4
None | EUL by Measure | Track/Mono-point Direction Luminaire ¦ Business Energy Rebates | TRC | 11.3 | 11.3 | 11.3
None | EUL by Measure | Track/Mono-point Direction Luminaire ¦ Small Business Energy Solutions | TRC | 11.3 | 11.3 | 11.3
None | EUL by Measure | Unconverted D ¦ Home Energy Assessment | TRC | 25 | 25 | 25
None | EUL by Measure | Under-Counter Dishwasher - HighTemp ¦ Business Energy Rebates | TRC | 10 | 10 | 10
None | EUL by Measure | Under-Counter Dishwasher - HighTemp ¦ Small Business Energy Solutions | TRC | 10 | 10 | 10
None | EUL by Measure | Under-Counter Dishwasher - Low Temp ¦ Business Energy Rebates | TRC | 10 | 10 | 10
None | EUL by Measure | Under-Counter Dishwasher - Low Temp ¦ Small Business Energy Solutions | TRC | 10 | 10 | 10
None | EUL by Measure | Variable Speed Kitchen Exhuast Fan ¦ Business Energy Rebates | TRC | 15 | 15 | 15
None | EUL by Measure | Variable Speed Kitchen Exhuast Fan ¦ Small Business Energy Solutions | TRC | 15 | 15 | 15
None | EUL by Measure | Ventilation Fan (Agriculture) ¦ Business Energy Rebates | TRC | 15 | 15 | 15
None | EUL by Measure | Ventilation Fan (Agriculture) ¦ Small Business Energy Solutions | TRC | 15 | 15 | 15
None | EUL by Measure | VFD - 10 hp - Institutional - Make-up Air Fan ¦ Business Energy Rebates | TRC | 15 | 15 | 15
None | EUL by Measure | VFD - 10 hp - Institutional - Make-up Air Fan ¦ Small Business Energy Solutions | TRC | 15 | 15 | 15
None | EUL by Measure | VFD - 10 hp - Retail - Supply Fan ¦ Business Energy Rebates | TRC | 15 | 15 | 15
None | EUL by Measure | VFD - 10 hp - Retail - Supply Fan ¦ Small Business Energy Solutions | TRC | 15 | 15 | 15
None | EUL by Measure | VFD - 20 hp - Institutional - Chilled Water Pump ¦ Business Energy Rebates | TRC | 15 | 15 | 15
None | EUL by Measure | VFD - 20 hp - Institutional - Chilled Water Pump ¦ Small Business Energy Solutions | TRC | 15 | 15 | 15
None | EUL by Measure | VFD - 20 hp - Retail - Exhaust Fan ¦ Business Energy Rebates | TRC | 15 | 15 | 15
None | EUL by Measure | VFD - 20 hp - Retail - Exhaust Fan ¦ Small Business Energy Solutions | TRC | 15 | 15 | 15
None | EUL by Measure | VFD - 30 hp - Institutional - Make-up Air Fan ¦ Business Energy Rebates | TRC | 15 | 15 | 15
None | EUL by Measure | VFD - 30 hp - Institutional - Make-up Air Fan ¦ Small Business Energy Solutions | TRC | 15 | 15 | 15
None | EUL by Measure | VFD - 30 hp - Retail - Supply Fan ¦ Business Energy Rebates | TRC | 15 | 15 | 15
None | EUL by Measure | VFD - 30 hp - Retail - Supply Fan ¦ Small Business Energy Solutions | TRC | 15 | 15 | 15
None | EUL by Measure | VFD - 40 hp - Warehousing - Exhaust Fan ¦ Business Energy Rebates | TRC | 15 | 15 | 15
None | EUL by Measure | VFD - 40 hp - Warehousing - Exhaust Fan ¦ Small Business Energy Solutions | TRC | 15 | 15 | 15
None | EUL by Measure | VFD - 5 hp - Institutional - Chilled Water Pump ¦ Business Energy Rebates | TRC | 15 | 15 | 15
None | EUL by Measure | VFD - 5 hp - Institutional - Chilled Water Pump ¦ Small Business Energy Solutions | TRC | 15 | 15 | 15
None | EUL by Measure | VFD - 5 hp - Retail - Exhaust Fan ¦ Business Energy Rebates | TRC | 15 | 15 | 15
None | EUL by Measure | VFD - 5 hp - Retail - Exhaust Fan ¦ Small Business Energy Solutions | TRC | 15 | 15 | 15
None | EUL by Measure | VFD Milk Transfer Pump ¦ Business Energy Rebates | TRC | 10 | 10 | 10
None | EUL by Measure | VFD Milk Transfer Pump ¦ Small Business Energy Solutions | TRC | 10 | 10 | 10
None | EUL by Measure | VFD Milk Vacuum Pump ¦ Business Energy Rebates | TRC | 15 | 15 | 15
None | EUL by Measure | VFD Milk Vacuum Pump ¦ Small Business Energy Solutions | TRC | 15 | 15 | 15
None | EUL by Measure | Wall Mounted Area Luminaire (1000 lumen) ¦ Business Energy Rebates | TRC | 18.3 | 18.3 | 18.3
None | EUL by Measure | Wall Mounted Area Luminaire (1000 lumen) ¦ Small Business Energy Solutions | TRC | 18.3 | 18.3 | 18.3
None | EUL by Measure | Wall Mounted Area Luminaire (10000 lumen) ¦ Business Energy Rebates | TRC | 18.3 | 18.3 | 18.3
None | EUL by Measure | Wall Mounted Area Luminaire (10000 lumen) ¦ Small Business Energy Solutions | TRC | 18.3 | 18.3 | 18.3
None | EUL by Measure | Wall Mounted Area Luminaire (50000 lumen) ¦ Business Energy Rebates | TRC | 18.3 | 18.3 | 18.3
None | EUL by Measure | Wall Mounted Area Luminaire (50000 lumen) ¦ Small Business Energy Solutions | TRC | 18.3 | 18.3 | 18.3
None | EUL by Measure | Wall wash luminaire (1500 lumen) ¦ Business Energy Rebates | TRC | 11.3 | 11.3 | 11.3
None | EUL by Measure | Wall wash luminaire (1500 lumen) ¦ Small Business Energy Solutions | TRC | 11.3 | 11.3 | 11.3
None | EUL by Measure | Wall Wash Luminaire (1000 lumen) ¦ Business Energy Rebates | TRC | 11.3 | 11.3 | 11.3
None | EUL by Measure | Wall Wash Luminaire (1000 lumen) ¦ Small Business Energy Solutions | TRC | 11.3 | 11.3 | 11.3
None | EUL by Measure | Whole home - tier 1 (45% better than code target) ¦ New Home Construction | TRC | 30 | 30 | 30
None | EUL by Measure | Whole home - tier 2 (60% better than code target) ¦ New Home Construction | TRC | 30 | 30 | 30
None | EUL by Measure | Whole home - tier 3 (70% better than code target) ¦ New Home Construction | TRC | 36 | 36 | 36
None | EUL by Measure | Whole Home - tier 0 (22% better than code on average) ¦ New Home Construction | TRC | 30 | 30 | 30
None | EUL by Measure | Whole Home ¦ Home Energy Assessment | TRC | 25 | 25 | 25
None | EUL by Measure | Whole Home First Nations Retrofit ¦ First Nations Home Retrofits | TRC | 25 | 25 | 25
None | EUL by Measure | Wood Boiler/Furnace ¦ Green Heat | TRC | 18 | 18 | 18
None | EUL by Measure | Wood Stove ¦ Green Heat | TRC | 18 | 18 | 18
None | EUL by Measure | Zero-Energy Doors for Reach-In Coolers ¦ Business Energy Rebates | TRC | 12 | 12 | 12
None | EUL by Measure | Zero-Energy Doors for Reach-In Coolers ¦ Small Business Energy Solutions | TRC | 12 | 12 | 12
None | NTGR by Measure | 1/2 Size Hot Food Holding Cabinet ¦ Business Energy Rebates | TRC | 0.86 | 0.86 | 0.86
None | NTGR by Measure | 1/2 Size Hot Food Holding Cabinet ¦ Small Business Energy Solutions | TRC | 0.88 | 0.88 | 0.88
None | NTGR by Measure | 11W Replacing 60W - MURB ¦ Efficient Products Installation | TRC | 0.87 | 0.87 | 0.87
None | NTGR by Measure | 11W Replacing 60W ¦ Efficient Products Installation | TRC | 0.87 | 0.87 | 0.87
None | NTGR by Measure | 18W Replacing 100W - MURB ¦ Efficient Products Installation | TRC | 0.87 | 0.87 | 0.87
None | NTGR by Measure | 18W Replacing 100W ¦ Efficient Products Installation | TRC | 0.87 | 0.87 | 0.87
None | NTGR by Measure | 18W Replacing 75W - MURB ¦ Efficient Products Installation | TRC | 0.87 | 0.87 | 0.87
None | NTGR by Measure | 18W Replacing 75W ¦ Efficient Products Installation | TRC | 0.87 | 0.87 | 0.87
None | NTGR by Measure | 5W Chandelier E12 - MURB ¦ Efficient Products Installation | TRC | 0.87 | 0.87 | 0.87
None | NTGR by Measure | 5W Chandelier E12 ¦ Efficient Products Installation | TRC | 0.87 | 0.87 | 0.87
None | NTGR by Measure | 7W G25 - MURB ¦ Efficient Products Installation | TRC | 0.87 | 0.87 | 0.87
None | NTGR by Measure | 7W G25 ¦ Efficient Products Installation | TRC | 0.87 | 0.87 | 0.87
None | NTGR by Measure | 7W GU10 Replacing 35W - MURB ¦ Efficient Products Installation | TRC | 0.87 | 0.87 | 0.87
None | NTGR by Measure | 7W GU10 Replacing 35W ¦ Efficient Products Installation | TRC | 0.87 | 0.87 | 0.87
None | NTGR by Measure | 7W GU10 Replacing 50W - MURB ¦ Efficient Products Installation | TRC | 0.87 | 0.87 | 0.87
None | NTGR by Measure | 7W GU10 Replacing 50W ¦ Efficient Products Installation | TRC | 0.87 | 0.87 | 0.87
None | NTGR by Measure | 9.5W Replacing 100W - MURB ¦ Efficient Products Installation | TRC | 0.87 | 0.87 | 0.87
None | NTGR by Measure | 9.5W Replacing 100W ¦ Efficient Products Installation | TRC | 0.87 | 0.87 | 0.87
None | NTGR by Measure | 9.5W Replacing 40W - MURB ¦ Efficient Products Installation | TRC | 0.87 | 0.87 | 0.87
None | NTGR by Measure | 9.5W Replacing 40W ¦ Efficient Products Installation | TRC | 0.87 | 0.87 | 0.87
None | NTGR by Measure | 9.5W Replacing 60W - MURB ¦ Efficient Products Installation | TRC | 0.87 | 0.87 | 0.87
None | NTGR by Measure | 9.5W Replacing 60W ¦ Efficient Products Installation | TRC | 0.87 | 0.87 | 0.87
None | NTGR by Measure | 9W Replacing 100W - MURB ¦ Efficient Products Installation | TRC | 0.87 | 0.87 | 0.87
None | NTGR by Measure | 9W Replacing 100W ¦ Efficient Products Installation | TRC | 0.87 | 0.87 | 0.87
None | NTGR by Measure | 9W Replacing 40W - MURB ¦ Efficient Products Installation | TRC | 0.87 | 0.87 | 0.87
None | NTGR by Measure | 9W Replacing 40W ¦ Efficient Products Installation | TRC | 0.87 | 0.87 | 0.87
None | NTGR by Measure | 9W Replacing 60W - MURB ¦ Efficient Products Installation | TRC | 0.87 | 0.87 | 0.87
None | NTGR by Measure | 9W Replacing 60W ¦ Efficient Products Installation | TRC | 0.87 | 0.87 | 0.87
None | NTGR by Measure | Advanced Lighting Design (Performance Lighting) ¦ Business Energy Rebates | TRC | 0.9 | 0.9 | 0.9
None | NTGR by Measure | Advanced Lighting Design (Performance Lighting) ¦ Small Business Energy Solutions | TRC | 0.9 | 0.9 | 0.9
None | NTGR by Measure | Air Conditioner retirement ¦ Appliance Retirement | TRC | 0.32 | 0.32 | 0.32
None | NTGR by Measure | Air Source Heat Pump (96kBTU/hr) ¦ Business Energy Rebates | TRC | 0.86 | 0.86 | 0.86
None | NTGR by Measure | Air Source Heat Pump (96kBTU/hr) ¦ Small Business Energy Solutions | TRC | 0.88 | 0.88 | 0.88
None | NTGR by Measure | Air-Entraining Air Nozzle ¦ Business Energy Rebates | TRC | 0.86 | 0.86 | 0.86
None | NTGR by Measure | ASHP and AWHP - Electrical ¦ Green Heat | TRC | 0.56 | 0.56 | 0.56
None | NTGR by Measure | Case Lighting for Sign Retrofits ¦ Business Energy Rebates | TRC | 0.86 | 0.86 | 0.86
None | NTGR by Measure | Case Lighting for Sign Retrofits ¦ Small Business Energy Solutions | TRC | 0.88 | 0.88 | 0.88
None | NTGR by Measure | CEE Tier 2 Commercial Washing Machine ¦ Business Energy Rebates | TRC | 0.86 | 0.86 | 0.86
None | NTGR by Measure | CEE Tier 2 Commercial Washing Machine ¦ Small Business Energy Solutions | TRC | 0.88 | 0.88 | 0.88
None | NTGR by Measure | CEE Tier 3 Commercial Washing Machine ¦ Business Energy Rebates | TRC | 0.86 | 0.86 | 0.86
None | NTGR by Measure | CEE Tier 3 Commercial Washing Machine ¦ Small Business Energy Solutions | TRC | 0.88 | 0.88 | 0.88
None | NTGR by Measure | Circulation Fan (Agriculture) ¦ Business Energy Rebates | TRC | 0.86 | 0.86 | 0.86
None | NTGR by Measure | Circulation Fan (Agriculture) ¦ Small Business Energy Solutions | TRC | 0.88 | 0.88 | 0.88
None | NTGR by Measure | Clothes Dryer replacement ¦ Appliance Retirement | TRC | 0.75 | 0.75 | 0.75
None | NTGR by Measure | Clothes Dryers ¦ First Nations Home Retrofits | TRC | 1 | 1 | 1
None | NTGR by Measure | Clothes Washer replacement ¦ Appliance Retirement | TRC | 0.75 | 0.75 | 0.75
None | NTGR by Measure | Clothes Washers ¦ First Nations Home Retrofits | TRC | 1 | 1 | 1
None | NTGR by Measure | Clothes-line ¦ Instant Savings | TRC | 1 | 1 | 1
None | NTGR by Measure | Cold Climate Air-Source Heat Pump (24kBTU/hr) ¦ Business Energy Rebates | TRC | 0.86 | 0.86 | 0.86
None | NTGR by Measure | Cold Climate Air-Source Heat Pump (24kBTU/hr) ¦ Small Business Energy Solutions | TRC | 0.88 | 0.88 | 0.88
None | NTGR by Measure | Cold Climate Air-Source Heat Pump (48kBTU/hr) ¦ Business Energy Rebates | TRC | 0.86 | 0.86 | 0.86
None | NTGR by Measure | Cold Climate Air-Source Heat Pump (48kBTU/hr) ¦ Small Business Energy Solutions | TRC | 0.88 | 0.88 | 0.88
None | NTGR by Measure | Cooler Night Covers for Display Cases ¦ Business Energy Rebates | TRC | 0.86 | 0.86 | 0.86
None | NTGR by Measure | Cooler Night Covers for Display Cases ¦ Small Business Energy Solutions | TRC | 0.88 | 0.88 | 0.88
None | NTGR by Measure | Custom Energy Efficiency ¦ Affordable MultiFamily Renter | TRC | 1 | 1 | 1
None | NTGR by Measure | Custom Energy Efficiency ¦ Custom Retrofit | TRC | 0.94 | 0.94 | 0.94
None | NTGR by Measure | Cycling Refrigerated Air Dryer - 200 CFM ¦ Business Energy Rebates | TRC | 0.86 | 0.86 | 0.86
None | NTGR by Measure | Cycling Refrigerated Air Dryer - 200 CFM ¦ Small Business Energy Solutions | TRC | 0.88 | 0.88 | 0.88
None | NTGR by Measure | Cycling Refrigerated Air Dryer - 50 CFM ¦ Business Energy Rebates | TRC | 0.86 | 0.86 | 0.86
None | NTGR by Measure | Cycling Refrigerated Air Dryer - 50 CFM ¦ Small Business Energy Solutions | TRC | 0.88 | 0.88 | 0.88
None | NTGR by Measure | Dairy Scroll Compressor ¦ Business Energy Rebates | TRC | 0.86 | 0.86 | 0.86
None | NTGR by Measure | Dairy Scroll Compressor ¦ Small Business Energy Solutions | TRC | 0.88 | 0.88 | 0.88
None | NTGR by Measure | Daylighting Controls - Ceiling Mounted ¦ Business Energy Rebates | TRC | 0.86 | 0.86 | 0.86
None | NTGR by Measure | Daylighting Controls - Ceiling Mounted ¦ Small Business Energy Solutions | TRC | 0.88 | 0.88 | 0.88
None | NTGR by Measure | Daylighting Controls - Switch-Mounted ¦ Business Energy Rebates | TRC | 0.86 | 0.86 | 0.86
None | NTGR by Measure | Daylighting Controls - Switch-Mounted ¦ Small Business Energy Solutions | TRC | 0.88 | 0.88 | 0.88
None | NTGR by Measure | Dehumidifier ¦ Instant Savings | TRC | 1 | 1 | 1
None | NTGR by Measure | Dehumidifier replacement (Low income only) ¦ Appliance Retirement | TRC | 1 | 1 | 1
None | NTGR by Measure | Dehumidifier replacement (Low income only) ¦ First Nations Home Retrofits | TRC | 1 | 1 | 1
None | NTGR by Measure | Dimmer Switch ¦ Instant Savings | TRC | 1 | 1 | 1
None | NTGR by Measure | Discus or Scroll Refrigeration Compressor ¦ Business Energy Rebates | TRC | 0.86 | 0.86 | 0.86
None | NTGR by Measure | Discus or Scroll Refrigeration Compressor ¦ Small Business Energy Solutions | TRC | 0.88 | 0.88 | 0.88
None | NTGR by Measure | Dishwasher replacement ¦ Appliance Retirement | TRC | 0.75 | 0.75 | 0.75
None | NTGR by Measure | Door Heater Controls ¦ Business Energy Rebates | TRC | 0.86 | 0.86 | 0.86
None | NTGR by Measure | Door Heater Controls ¦ Small Business Energy Solutions | TRC | 0.88 | 0.88 | 0.88
None | NTGR by Measure | Double Heat Pad (Agriculture) ¦ Business Energy Rebates | TRC | 0.86 | 0.86 | 0.86
None | NTGR by Measure | Double Heat Pad (Agriculture) ¦ Small Business Energy Solutions | TRC | 0.88 | 0.88 | 0.88
None | NTGR by Measure | Downlight Luminaire (1200 lumen) ¦ Small Business Energy Solutions | TRC | 0.88 | 0.88 | 0.88
None | NTGR by Measure | Downlight Luminaire (3000 lumen) ¦ Small Business Energy Solutions | TRC | 0.88 | 0.88 | 0.88
None | NTGR by Measure | Downlight Luminaire (800 lumen) ¦ Small Business Energy Solutions | TRC | 0.88 | 0.88 | 0.88
None | NTGR by Measure | Drain Water Heat Recovery ¦ First Nations Home Retrofits | TRC | 1 | 1 | 1
None | NTGR by Measure | Drain Water Heat Recovery ¦ Green Heat | TRC | 0.76 | 0.76 | 0.76
None | NTGR by Measure | Drain Water Heat Recovery ¦ Home Energy Assessment | TRC | 0.76 | 0.76 | 0.76
None | NTGR by Measure | Dual Enthalpy Economizer Controls ¦ Business Energy Rebates | TRC | 0.86 | 0.86 | 0.86
None | NTGR by Measure | Dual Enthalpy Economizer Controls ¦ Small Business Energy Solutions | TRC | 0.88 | 0.88 | 0.88
None | NTGR by Measure | EC Motor for Refrigeration Applications ¦ Business Energy Rebates1 | TRC | 0.86 | 0.86 | 0.86
None | NTGR by Measure | EC Motor for Refrigeration Applications ¦ Business Energy Rebates2 | TRC | 0.86 | 0.86 | 0.86
None | NTGR by Measure | EC Motor for Refrigeration Applications ¦ Small Business Energy Solutions1 | TRC | 0.88 | 0.88 | 0.88
None | NTGR by Measure | EC Motor for Refrigeration Applications ¦ Small Business Energy Solutions2 | TRC | 0.88 | 0.88 | 0.88
None | NTGR by Measure | ECM Circulator Pump ¦ Home Energy Assessment | TRC | 0.76 | 0.76 | 0.76
None | NTGR by Measure | ECM Circulator Pump ¦ Instant Savings | TRC | 1 | 1 | 1
None | NTGR by Measure | Efficient clothes washer ¦ Instant Savings | TRC | 1 | 1 | 1
None | NTGR by Measure | Efficient refrigerator ¦ Instant Savings | TRC | 1 | 1 | 1
None | NTGR by Measure | Electric Combination Oven ¦ Business Energy Rebates | TRC | 0.86 | 0.86 | 0.86
None | NTGR by Measure | Electric Combination Oven ¦ Small Business Energy Solutions | TRC | 0.88 | 0.88 | 0.88
None | NTGR by Measure | Electric Combination Oven with Gas ¦ Business Energy Rebates | TRC | 0.86 | 0.86 | 0.86
None | NTGR by Measure | Electric Combination Oven with Gas ¦ Small Business Energy Solutions | TRC | 0.88 | 0.88 | 0.88
None | NTGR by Measure | Electric Convection Oven ¦ Business Energy Rebates | TRC | 0.86 | 0.86 | 0.86
None | NTGR by Measure | Electric Convection Oven ¦ Small Business Energy Solutions | TRC | 0.88 | 0.88 | 0.88
None | NTGR by Measure | Electric Convection Oven with Gas ¦ Business Energy Rebates | TRC | 0.86 | 0.86 | 0.86
None | NTGR by Measure | Electric Convection Oven with Gas ¦ Small Business Energy Solutions | TRC | 0.88 | 0.88 | 0.88
None | NTGR by Measure | Electric Fryer Replacement with Gas ¦ Business Energy Rebates | TRC | 0.86 | 0.86 | 0.86
None | NTGR by Measure | Electric Fryer Replacement with Gas ¦ Small Business Energy Solutions | TRC | 0.88 | 0.88 | 0.88
None | NTGR by Measure | Electric Griddle ¦ Business Energy Rebates | TRC | 0.86 | 0.86 | 0.86
None | NTGR by Measure | Electric Griddle ¦ Small Business Energy Solutions | TRC | 0.88 | 0.88 | 0.88
None | NTGR by Measure | Electric Griddle Replacement with Gas ¦ Business Energy Rebates | TRC | 0.86 | 0.86 | 0.86
None | NTGR by Measure | Electric Griddle Replacement with Gas ¦ Small Business Energy Solutions | TRC | 0.88 | 0.88 | 0.88
None | NTGR by Measure | Electric Steam Cooker ¦ Business Energy Rebates | TRC | 0.86 | 0.86 | 0.86
None | NTGR by Measure | Electric Steam Cooker ¦ Small Business Energy Solutions | TRC | 0.88 | 0.88 | 0.88
None | NTGR by Measure | Electric Steam Cooker Replacement with Gas ¦ Business Energy Rebates | TRC | 0.86 | 0.86 | 0.86
None | NTGR by Measure | Electric Steam Cooker Replacement with Gas ¦ Small Business Energy Solutions | TRC | 0.88 | 0.88 | 0.88
None | NTGR by Measure | Electric to Natural Gas - Water Heater ¦ Business Energy Rebates | TRC | 0.86 | 0.86 | 0.86
None | NTGR by Measure | Electric to Natural Gas - Water Heater ¦ Small Business Energy Solutions | TRC | 0.88 | 0.88 | 0.88
None | NTGR by Measure | Energy Management Information Systems ¦ EMIS | TRC | 1 | 1 | 1
None | NTGR by Measure | Energy Star Dryer ¦ Instant Savings | TRC | 0.475 | 0.475 | 0.475
None | NTGR by Measure | ENERGY STAR Pool Pump ¦ Business Energy Rebates | TRC | 0.86 | 0.86 | 0.86
None | NTGR by Measure | ENERGY STAR Pool Pump ¦ Small Business Energy Solutions | TRC | 0.88 | 0.88 | 0.88
None | NTGR by Measure | ENERGY STAR Uninteruptible Power Supplies (UPS) ¦ Business Energy Rebates | TRC | 0.86 | 0.86 | 0.86
None | NTGR by Measure | ENERGY STAR Uninteruptible Power Supplies (UPS) ¦ Small Business Energy Solutions | TRC | 0.88 | 0.88 | 0.88
None | NTGR by Measure | ENERGY STAR Washing Machine ¦ Business Energy Rebates | TRC | 0.86 | 0.86 | 0.86
None | NTGR by Measure | ENERGY STAR Washing Machine ¦ Small Business Energy Solutions | TRC | 0.88 | 0.88 | 0.88
None | NTGR by Measure | Engine Block Heater Timer (Agriculture) ¦ Business Energy Rebates | TRC | 0.86 | 0.86 | 0.86
None | NTGR by Measure | Engine Block Heater Timer (Agriculture) ¦ Small Business Energy Solutions | TRC | 0.88 | 0.88 | 0.88
None | NTGR by Measure | Evaporator Fan Motor Controls ¦ Business Energy Rebates | TRC | 0.86 | 0.86 | 0.86
None | NTGR by Measure | Evaporator Fan Motor Controls ¦ Small Business Energy Solutions | TRC | 0.88 | 0.88 | 0.88
None | NTGR by Measure | Faucet Aerators - MURB ¦ Efficient Products Installation | TRC | 1.04 | 1.04 | 1.04
None | NTGR by Measure | Faucet Aerators ¦ Efficient Products Installation | TRC | 1.04 | 1.04 | 1.04
None | NTGR by Measure | Flood Luminaire (10000 lumen) ¦ Business Energy Rebates | TRC | 0.86 | 0.86 | 0.86
None | NTGR by Measure | Flood Luminaire (10000 lumen) ¦ Small Business Energy Solutions | TRC | 0.88 | 0.88 | 0.88
None | NTGR by Measure | Flood Luminaire (48000 lumen) ¦ Business Energy Rebates | TRC | 0.86 | 0.86 | 0.86
None | NTGR by Measure | Flood Luminaire (48000 lumen) ¦ Small Business Energy Solutions | TRC | 0.88 | 0.88 | 0.88
None | NTGR by Measure | Four Pin Replacement Lamps for CFLs ¦ Business Energy Rebates | TRC | 0.86 | 0.86 | 0.86
None | NTGR by Measure | Four Pin Replacement Lamps for CFLs ¦ Small Business Energy Solutions | TRC | 0.88 | 0.88 | 0.88
None | NTGR by Measure | Freezer replacement (Low income only) ¦ Appliance Retirement | TRC | 1 | 1 | 1
None | NTGR by Measure | Freezer replacement (Low income only) ¦ First Nations Home Retrofits | TRC | 1 | 1 | 1
None | NTGR by Measure | Freezer replacement ¦ Appliance Retirement | TRC | 0.75 | 0.75 | 0.75
None | NTGR by Measure | Freezer retirement ¦ Appliance Retirement | TRC | 0.55 | 0.55 | 0.55
None | NTGR by Measure | Fridge replacement ¦ Appliance Retirement | TRC | 0.75 | 0.75 | 0.75
None | NTGR by Measure | Fuel Pump Canopy Luminaire (4000 lumen) ¦ Business Energy Rebates | TRC | 0.86 | 0.86 | 0.86
None | NTGR by Measure | Fuel Pump Canopy Luminaire (4000 lumen) ¦ Small Business Energy Solutions | TRC | 0.88 | 0.88 | 0.88
None | NTGR by Measure | Fuel Pump Canopy Luminaire (8000 lumen) ¦ Business Energy Rebates | TRC | 0.86 | 0.86 | 0.86
None | NTGR by Measure | Fuel Pump Canopy Luminaire (8000 lumen) ¦ Small Business Energy Solutions | TRC | 0.88 | 0.88 | 0.88
None | NTGR by Measure | Full Size Hot Food Holding Cabinet ¦ Business Energy Rebates | TRC | 0.86 | 0.86 | 0.86
None | NTGR by Measure | Full Size Hot Food Holding Cabinet ¦ Small Business Energy Solutions | TRC | 0.88 | 0.88 | 0.88
None | NTGR by Measure | Glass Door Frezzer ¦ Business Energy Rebates | TRC | 0.86 | 0.86 | 0.86
None | NTGR by Measure | Glass Door Frezzer ¦ Small Business Energy Solutions | TRC | 0.88 | 0.88 | 0.88
None | NTGR by Measure | Glass Door Refrigerator ¦ Business Energy Rebates | TRC | 0.86 | 0.86 | 0.86
None | NTGR by Measure | Glass Door Refrigerator ¦ Small Business Energy Solutions | TRC | 0.88 | 0.88 | 0.88
None | NTGR by Measure | Ground Source Heat Pump (60kBTU/hr) ¦ Business Energy Rebates | TRC | 0.86 | 0.86 | 0.86
None | NTGR by Measure | Ground Source Heat Pump (60kBTU/hr) ¦ Small Business Energy Solutions | TRC | 0.88 | 0.88 | 0.88
None | NTGR by Measure | GSHP ¦ Green Heat | TRC | 0.56 | 0.56 | 0.56
None | NTGR by Measure | Heat Pump Clothes Dryer ¦ Business Energy Rebates | TRC | 0.86 | 0.86 | 0.86
None | NTGR by Measure | Heat Pump Clothes Dryer ¦ Small Business Energy Solutions | TRC | 0.88 | 0.88 | 0.88
None | NTGR by Measure | Heat Pump Dryer (ventless) ¦ Instant Savings | TRC | 0.9 | 0.9 | 0.9
None | NTGR by Measure | Heat Pump Water Heater ¦ Business Energy Rebates | TRC | 0.86 | 0.86 | 0.86
None | NTGR by Measure | Heat Pump Water Heater ¦ First Nations Home Retrofits | TRC | 1 | 1 | 1
None | NTGR by Measure | Heat Pump Water Heater ¦ Green Heat | TRC | 1 | 1 | 1
None | NTGR by Measure | Heat Pump Water Heater ¦ Home Energy Assessment | TRC | 0.76 | 0.76 | 0.76
None | NTGR by Measure | Heat Pump Water Heater ¦ Small Business Energy Solutions | TRC | 0.88 | 0.88 | 0.88
None | NTGR by Measure | Heat Reclaimer Unit (Agriculture) ¦ Business Energy Rebates | TRC | 0.86 | 0.86 | 0.86
None | NTGR by Measure | Heat Reclaimer Unit (Agriculture) ¦ Small Business Energy Solutions | TRC | 0.88 | 0.88 | 0.88
None | NTGR by Measure | Heavy duty timer ¦ Instant Savings | TRC | 1 | 1 | 1
None | NTGR by Measure | High Bay Luminaire (15 000 lumen) ¦ Business Energy Rebates | TRC | 0.86 | 0.86 | 0.86
None | NTGR by Measure | High Bay Luminaire (15 000 lumen) ¦ Small Business Energy Solutions | TRC | 0.88 | 0.88 | 0.88
None | NTGR by Measure | High Bay Luminaire (35 000 lumen) ¦ Business Energy Rebates | TRC | 0.86 | 0.86 | 0.86
None | NTGR by Measure | High Bay Luminaire (35 000 lumen) ¦ Small Business Energy Solutions | TRC | 0.88 | 0.88 | 0.88
None | NTGR by Measure | High Bay Luminaire (60 000 lumen) ¦ Business Energy Rebates | TRC | 0.86 | 0.86 | 0.86
None | NTGR by Measure | High Bay Luminaire (60 000 lumen) ¦ Small Business Energy Solutions | TRC | 0.88 | 0.88 | 0.88
None | NTGR by Measure | High Efficiency Circulator Pump 1.5kW ¦ Business Energy Rebates | TRC | 0.86 | 0.86 | 0.86
None | NTGR by Measure | High Efficiency Circulator Pump 1.5kW ¦ Small Business Energy Solutions | TRC | 0.88 | 0.88 | 0.88
None | NTGR by Measure | High Efficiency Circulator Pump 100W ¦ Business Energy Rebates | TRC | 0.86 | 0.86 | 0.86
None | NTGR by Measure | High Efficiency Circulator Pump 100W ¦ Small Business Energy Solutions | TRC | 0.88 | 0.88 | 0.88
None | NTGR by Measure | High Efficiency Circulator Pump 300W ¦ Business Energy Rebates | TRC | 0.86 | 0.86 | 0.86
None | NTGR by Measure | High Efficiency Circulator Pump 300W ¦ Small Business Energy Solutions | TRC | 0.88 | 0.88 | 0.88
None | NTGR by Measure | High Volume Low Speed Fan (Agriculture) ¦ Business Energy Rebates | TRC | 0.86 | 0.86 | 0.86
None | NTGR by Measure | High Volume Low Speed Fan (Agriculture) ¦ Small Business Energy Solutions | TRC | 0.88 | 0.88 | 0.88
None | NTGR by Measure | Holiday Lights Exchange - MURB ¦ Efficient Products Installation | TRC | 1.04 | 1.04 | 1.04
None | NTGR by Measure | Holiday Lights Exchange ¦ Efficient Products Installation | TRC | 1.04 | 1.04 | 1.04
None | NTGR by Measure | Hot Water Tank Wrap - MURB ¦ Efficient Products Installation | TRC | 1.04 | 1.04 | 1.04
None | NTGR by Measure | Hot Water Tank Wrap ¦ Efficient Products Installation | TRC | 1.04 | 1.04 | 1.04
None | NTGR by Measure | HVAC Hotel Occupancy Sensor ¦ Business Energy Rebates | TRC | 0.86 | 0.86 | 0.86
None | NTGR by Measure | HVAC Hotel Occupancy Sensor ¦ Small Business Energy Solutions | TRC | 0.88 | 0.88 | 0.88
None | NTGR by Measure | Hybrid Heat Pump Dryer ¦ Instant Savings | TRC | 0.85 | 0.85 | 0.85
None | NTGR by Measure | Ice-Making Head ¦ Business Energy Rebates | TRC | 0.86 | 0.86 | 0.86
None | NTGR by Measure | Ice-Making Head ¦ Small Business Energy Solutions | TRC | 0.88 | 0.88 | 0.88
None | NTGR by Measure | Indoor motion sensor ¦ Instant Savings | TRC | 1 | 1 | 1
None | NTGR by Measure | Intelligent Freezer Defrost Controls ¦ Business Energy Rebates | TRC | 0.86 | 0.86 | 0.86
None | NTGR by Measure | Intelligent Freezer Defrost Controls ¦ Small Business Energy Solutions | TRC | 0.88 | 0.88 | 0.88
None | NTGR by Measure | Large Commercial/Industrial ETS System ¦ ETS Business Energy Rebates | TRC | 0.86 | 0.86 | 0.86
None | NTGR by Measure | LED - ENERGY STAR Fixture with Motion Sensor ¦ Instant Savings | TRC | 1 | 1 | 1
None | NTGR by Measure | LED - ENERGY STAR Fixture without Motion Sensor ¦ Instant Savings | TRC | 1 | 1 | 1
None | NTGR by Measure | LED - Other ¦ Instant Savings | TRC | 0.84 | 0.84 | 0.84
None | NTGR by Measure | LED - R, BR and Decorative ¦ Instant Savings | TRC | 0.84 | 0.84 | 0.84
None | NTGR by Measure | LED - Recessed downlight ¦ Instant Savings | TRC | 1 | 1 | 1
None | NTGR by Measure | LED Nightlights - MURB ¦ Efficient Products Installation | TRC | 1.04 | 1.04 | 1.04
None | NTGR by Measure | LED Nightlights ¦ Efficient Products Installation | TRC | 1.04 | 1.04 | 1.04
None | NTGR by Measure | LED Replacement Lamps for HID (10000 lumen) ¦ Business Energy Rebates | TRC | 0.86 | 0.86 | 0.86
None | NTGR by Measure | LED Replacement Lamps for HID (10000 lumen) ¦ Small Business Energy Solutions | TRC | 0.88 | 0.88 | 0.88
None | NTGR by Measure | LED Replacement Lamps for HID (4000 lumen) ¦ Business Energy Rebates | TRC | 0.86 | 0.86 | 0.86
None | NTGR by Measure | LED Replacement Lamps for HID (4000 lumen) ¦ Small Business Energy Solutions | TRC | 0.88 | 0.88 | 0.88
None | NTGR by Measure | LED Troffer (1x4) ¦ Business Energy Rebates | TRC | 0.86 | 0.86 | 0.86
None | NTGR by Measure | LED Troffer (1x4) ¦ Small Business Energy Solutions | TRC | 0.88 | 0.88 | 0.88
None | NTGR by Measure | LED Troffer (2x2) ¦ Business Energy Rebates | TRC | 0.86 | 0.86 | 0.86
None | NTGR by Measure | LED Troffer (2x2) ¦ Small Business Energy Solutions | TRC | 0.88 | 0.88 | 0.88
None | NTGR by Measure | LED Troffer (4x2) ¦ Business Energy Rebates | TRC | 0.86 | 0.86 | 0.86
None | NTGR by Measure | LED Troffer (4x2) ¦ Small Business Energy Solutions | TRC | 0.88 | 0.88 | 0.88
None | NTGR by Measure | LED Wall Sconce (1200 lumen) ¦ Small Business Energy Solutions | TRC | 0.88 | 0.88 | 0.88
None | NTGR by Measure | LED Wall Sconce (3000 lumen) ¦ Small Business Energy Solutions | TRC | 0.88 | 0.88 | 0.88
None | NTGR by Measure | LED Wall Sconce (800 lumen) ¦ Small Business Energy Solutions | TRC | 0.88 | 0.88 | 0.88
None | NTGR by Measure | Linear Ambient Luminaire (10000 lumen) ¦ Business Energy Rebates | TRC | 0.86 | 0.86 | 0.86
None | NTGR by Measure | Linear Ambient Luminaire (10000 lumen) ¦ Small Business Energy Solutions | TRC | 0.88 | 0.88 | 0.88
None | NTGR by Measure | Linear Ambient Luminaire (2000 lumen) ¦ Business Energy Rebates | TRC | 0.86 | 0.86 | 0.86
None | NTGR by Measure | Linear Ambient Luminaire (2000 lumen) ¦ Small Business Energy Solutions | TRC | 0.88 | 0.88 | 0.88
None | NTGR by Measure | Linear Ambient Luminaire (4000 lumen) ¦ Business Energy Rebates | TRC | 0.86 | 0.86 | 0.86
None | NTGR by Measure | Linear Ambient Luminaire (4000 lumen) ¦ Small Business Energy Solutions | TRC | 0.88 | 0.88 | 0.88
None | NTGR by Measure | Linear Ambient Luminaire (8000 lumen) ¦ Business Energy Rebates | TRC | 0.86 | 0.86 | 0.86
None | NTGR by Measure | Linear Ambient Luminaire (8000 lumen) ¦ Small Business Energy Solutions | TRC | 0.88 | 0.88 | 0.88
None | NTGR by Measure | Linear Replacement Lamp (2 foot) ¦ Business Energy Rebates | TRC | 0.86 | 0.86 | 0.86
None | NTGR by Measure | Linear Replacement Lamp (2 foot) ¦ Small Business Energy Solutions | TRC | 0.88 | 0.88 | 0.88
None | NTGR by Measure | Linear Replacement Lamp (4 foot) ¦ Business Energy Rebates | TRC | 0.86 | 0.86 | 0.86
None | NTGR by Measure | Linear Replacement Lamp (4 foot) ¦ Small Business Energy Solutions | TRC | 0.88 | 0.88 | 0.88
None | NTGR by Measure | Low-bay Luminaire (10,000 lumen) ¦ Business Energy Rebates | TRC | 0.86 | 0.86 | 0.86
None | NTGR by Measure | Low-bay Luminaire (10,000 lumen) ¦ Small Business Energy Solutions | TRC | 0.88 | 0.88 | 0.88
None | NTGR by Measure | Low-bay Luminaire (5000 lumen) ¦ Business Energy Rebates | TRC | 0.86 | 0.86 | 0.86
None | NTGR by Measure | Low-bay Luminaire (5000 lumen) ¦ Small Business Energy Solutions | TRC | 0.88 | 0.88 | 0.88
None | NTGR by Measure | Low-flow showerhead - 0.5 gpm Reduction - MURB ¦ Efficient Products Installation | TRC | 1.04 | 1.04 | 1.04
None | NTGR by Measure | Low-flow showerhead - 0.5 gpm Reduction ¦ Efficient Products Installation | TRC | 1.04 | 1.04 | 1.04
None | NTGR by Measure | Low-flow showerhead - 1.0 gpm Reduction - MURB ¦ Efficient Products Installation | TRC | 1.04 | 1.04 | 1.04
None | NTGR by Measure | Low-flow showerhead - 1.0 gpm Reduction ¦ Efficient Products Installation | TRC | 1.04 | 1.04 | 1.04
None | NTGR by Measure | Low-flow showerhead -0.75 gpm Reduction - MURB ¦ Efficient Products Installation | TRC | 1.04 | 1.04 | 1.04
None | NTGR by Measure | Low-flow showerhead -0.75 gpm Reduction ¦ Efficient Products Installation | TRC | 1.04 | 1.04 | 1.04
None | NTGR by Measure | Low/Zero Energy Livestock Waterer ¦ Business Energy Rebates | TRC | 0.86 | 0.86 | 0.86
None | NTGR by Measure | Low/Zero Energy Livestock Waterer ¦ Small Business Energy Solutions | TRC | 0.88 | 0.88 | 0.88
None | NTGR by Measure | Luminaire Level Lighting Control (LLLC) - High Impact Application ¦ Business Energy Rebates | TRC | 0.9 | 0.9 | 0.9
None | NTGR by Measure | Luminaire Level Lighting Control (LLLC) - High Impact Application ¦ Small Business Energy Solutions | TRC | 0.9 | 0.9 | 0.9
None | NTGR by Measure | Luminaire Level Lighting Control (LLLC) - Low Impact Application ¦ Business Energy Rebates | TRC | 0.9 | 0.9 | 0.9
None | NTGR by Measure | Luminaire Level Lighting Control (LLLC) - Low Impact Application ¦ Small Business Energy Solutions | TRC | 0.9 | 0.9 | 0.9
None | NTGR by Measure | Medium Commercial ETS System ¦ ETS Business Energy Rebates | TRC | 0.86 | 0.86 | 0.86
None | NTGR by Measure | Medium Commercial ETS System ¦ ETS Small Business Energy Solutions | TRC | 0.88 | 0.88 | 0.88
None | NTGR by Measure | Milk Pre-cooler ¦ Business Energy Rebates | TRC | 0.86 | 0.86 | 0.86
None | NTGR by Measure | Milk Pre-cooler ¦ Small Business Energy Solutions | TRC | 0.88 | 0.88 | 0.88
None | NTGR by Measure | Mini freezer retirement ¦ Appliance Retirement | TRC | 0.5 | 0.5 | 0.5
None | NTGR by Measure | Mini fridge retirement ¦ Appliance Retirement | TRC | 0.5 | 0.5 | 0.5
None | NTGR by Measure | Motion sensor with dimmer switch ¦ Instant Savings | TRC | 1 | 1 | 1
None | NTGR by Measure | MSHP - Fully Electrical ¦ Green Heat | TRC | 0.58 | 0.58 | 0.58
None | NTGR by Measure | MSHP - Mainly Electrical ¦ Green Heat | TRC | 0.6 | 0.6 | 0.6
None | NTGR by Measure | Multi-Tank Conveyor Dishwasher - High Temp ¦ Business Energy Rebates | TRC | 0.86 | 0.86 | 0.86
None | NTGR by Measure | Multi-Tank Conveyor Dishwasher - High Temp ¦ Small Business Energy Solutions | TRC | 0.88 | 0.88 | 0.88
None | NTGR by Measure | Multi-Tank Conveyor Dishwasher - Low Temp ¦ Business Energy Rebates | TRC | 0.86 | 0.86 | 0.86
None | NTGR by Measure | Multi-Tank Conveyor Dishwasher - Low Temp ¦ Small Business Energy Solutions | TRC | 0.88 | 0.88 | 0.88
None | NTGR by Measure | Natural Barn Ventiliation - Summer Only ¦ Business Energy Rebates | TRC | 0.86 | 0.86 | 0.86
None | NTGR by Measure | Natural Barn Ventiliation - Summer Only ¦ Small Business Energy Solutions | TRC | 0.88 | 0.88 | 0.88
None | NTGR by Measure | Natural Barn Ventiliation - Year-Round ¦ Business Energy Rebates | TRC | 0.86 | 0.86 | 0.86
None | NTGR by Measure | Natural Barn Ventiliation - Year-Round ¦ Small Business Energy Solutions | TRC | 0.88 | 0.88 | 0.88
None | NTGR by Measure | Natural Gas Conversion - Commercial Electric Clothes Dryer ¦ Business Energy Rebates | TRC | 0.86 | 0.86 | 0.86
None | NTGR by Measure | Natural Gas Conversion - Commercial Electric Clothes Dryer ¦ Small Business Energy Solutions | TRC | 0.88 | 0.88 | 0.88
None | NTGR by Measure | Networked/ Connected - Indoor LED Lamp ¦ Instant Savings | TRC | 1.14 | 1.14 | 1.14
None | NTGR by Measure | Networked/Connected - High Impact Application ¦ Business Energy Rebates | TRC | 0.9 | 0.9 | 0.9
None | NTGR by Measure | Networked/Connected - High Impact Application ¦ Small Business Energy Solutions | TRC | 0.9 | 0.9 | 0.9
None | NTGR by Measure | Networked/Connected - Low Impact Application ¦ Business Energy Rebates | TRC | 0.9 | 0.9 | 0.9
None | NTGR by Measure | Networked/Connected - Low Impact Application ¦ Small Business Energy Solutions | TRC | 0.9 | 0.9 | 0.9
None | NTGR by Measure | No-Loss Drain ¦ Business Energy Rebates | TRC | 0.86 | 0.86 | 0.86
None | NTGR by Measure | No-Loss Drain ¦ Small Business Energy Solutions | TRC | 0.88 | 0.88 | 0.88
None | NTGR by Measure | Occupancy Sensor (Ceiling Mounted) ¦ Business Energy Rebates | TRC | 0.86 | 0.86 | 0.86
None | NTGR by Measure | Occupancy Sensor (Ceiling Mounted) ¦ Small Business Energy Solutions | TRC | 0.88 | 0.88 | 0.88
None | NTGR by Measure | Occupancy Sensor (Wall Mounted) ¦ Business Energy Rebates | TRC | 0.86 | 0.86 | 0.86
None | NTGR by Measure | Occupancy Sensor (Wall Mounted) ¦ Small Business Energy Solutions | TRC | 0.88 | 0.88 | 0.88
None | NTGR by Measure | Occupancy Sensor (Exterior) ¦ Business Energy Rebates | TRC | 0.86 | 0.86 | 0.86
None | NTGR by Measure | Occupancy Sensor (Exterior) ¦ Small Business Energy Solutions | TRC | 0.88 | 0.88 | 0.88
None | NTGR by Measure | Open to Closed Cooler Conversion ¦ Business Energy Rebates | TRC | 0.86 | 0.86 | 0.86
None | NTGR by Measure | Open to Closed Cooler Conversion ¦ Small Business Energy Solutions | TRC | 0.88 | 0.88 | 0.88
None | NTGR by Measure | Outdoor motion sensor ¦ Instant Savings | TRC | 1 | 1 | 1
None | NTGR by Measure | Outside Air Economizer ¦ Business Energy Rebates | TRC | 0.86 | 0.86 | 0.86
None | NTGR by Measure | Outside Air Economizer ¦ Small Business Energy Solutions | TRC | 0.88 | 0.88 | 0.88
None | NTGR by Measure | Packaged Terminal Heat Pump (12kBTU/hr) ¦ Business Energy Rebates | TRC | 0.86 | 0.86 | 0.86
None | NTGR by Measure | Packaged Terminal Heat Pump (12kBTU/hr) ¦ Small Business Energy Solutions | TRC | 0.88 | 0.88 | 0.88
None | NTGR by Measure | Parking Garage Luminaire (4000 lumen) ¦ Business Energy Rebates | TRC | 0.86 | 0.86 | 0.86
None | NTGR by Measure | Parking Garage Luminaire (4000 lumen) ¦ Small Business Energy Solutions | TRC | 0.88 | 0.88 | 0.88
None | NTGR by Measure | Parking Garage Luminaire (8000 lumen) ¦ Business Energy Rebates | TRC | 0.86 | 0.86 | 0.86
None | NTGR by Measure | Parking Garage Luminaire (8000 lumen) ¦ Small Business Energy Solutions | TRC | 0.88 | 0.88 | 0.88
None | NTGR by Measure | Pellet Boiler/Furnace ¦ Green Heat | TRC | 0.64 | 0.64 | 0.64
None | NTGR by Measure | Pellet Stove ¦ Green Heat | TRC | 0.64 | 0.64 | 0.64
None | NTGR by Measure | Pipe Insulation - MURB ¦ Efficient Products Installation | TRC | 1.04 | 1.04 | 1.04
None | NTGR by Measure | Pipe Insulation ¦ Efficient Products Installation | TRC | 1.04 | 1.04 | 1.04
None | NTGR by Measure | Pole/Arm-Mounted Area Luminaire (20000 lumen) ¦ Business Energy Rebates | TRC | 0.86 | 0.86 | 0.86
None | NTGR by Measure | Pole/Arm-Mounted Area Luminaire (20000 lumen) ¦ Small Business Energy Solutions | TRC | 0.88 | 0.88 | 0.88
None | NTGR by Measure | Pole/Arm-Mounted Area Luminaire (4000 lumen) ¦ Business Energy Rebates | TRC | 0.86 | 0.86 | 0.86
None | NTGR by Measure | Pole/Arm-Mounted Area Luminaire (4000 lumen) ¦ Small Business Energy Solutions | TRC | 0.88 | 0.88 | 0.88
None | NTGR by Measure | Pole/Arm-Mounted Area Luminaire (60000 lumen) ¦ Business Energy Rebates | TRC | 0.86 | 0.86 | 0.86
None | NTGR by Measure | Pole/Arm-Mounted Area Luminaire (60000 lumen) ¦ Small Business Energy Solutions | TRC | 0.88 | 0.88 | 0.88
None | NTGR by Measure | Pole/Arm-Mounted Decorative Luminaire (1500 lumen) ¦ Business Energy Rebates | TRC | 0.86 | 0.86 | 0.86
None | NTGR by Measure | Pole/Arm-Mounted Decorative Luminaire (1500 lumen) ¦ Small Business Energy Solutions | TRC | 0.88 | 0.88 | 0.88
None | NTGR by Measure | Pole/Arm-Mounted Decorative Luminaire (5000 lumen) ¦ Business Energy Rebates | TRC | 0.86 | 0.86 | 0.86
None | NTGR by Measure | Pole/Arm-Mounted Decorative Luminaire (5000 lumen) ¦ Small Business Energy Solutions | TRC | 0.88 | 0.88 | 0.88
None | NTGR by Measure | Pot, Pan and Utensil Dishwasher - High Temp ¦ Business Energy Rebates | TRC | 0.86 | 0.86 | 0.86
None | NTGR by Measure | Pot, Pan and Utensil Dishwasher - High Temp ¦ Small Business Energy Solutions | TRC | 0.88 | 0.88 | 0.88
None | NTGR by Measure | Power bar with timer ¦ Instant Savings | TRC | 1 | 1 | 1
None | NTGR by Measure | Premium High Bay Luminaire (15 000 lumen) ¦ Business Energy Rebates | TRC | 0.86 | 0.86 | 0.86
None | NTGR by Measure | Premium High Bay Luminaire (15 000 lumen) ¦ Small Business Energy Solutions | TRC | 0.88 | 0.88 | 0.88
None | NTGR by Measure | Premium High Bay Luminaire (35 000 lumen) ¦ Business Energy Rebates | TRC | 0.86 | 0.86 | 0.86
None | NTGR by Measure | Premium High Bay Luminaire (35 000 lumen) ¦ Small Business Energy Solutions | TRC | 0.88 | 0.88 | 0.88
None | NTGR by Measure | Premium High Bay Luminaire (60 000 lumen) ¦ Business Energy Rebates | TRC | 0.86 | 0.86 | 0.86
None | NTGR by Measure | Premium High Bay Luminaire (60 000 lumen) ¦ Small Business Energy Solutions | TRC | 0.88 | 0.88 | 0.88
None | NTGR by Measure | Programmable thermostat ¦ Instant Savings | TRC | 1 | 1 | 1
None | NTGR by Measure | Programmable Thermostats ¦ First Nations Home Retrofits | TRC | 1 | 1 | 1
None | NTGR by Measure | Range / Stove replacement ¦ Appliance Retirement | TRC | 0.75 | 0.75 | 0.75
None | NTGR by Measure | refri ¦ Small Business Energy Solutions | TRC | 0.88 | 0.88 | 0.88
None | NTGR by Measure | Refrigerated Case Luminaire ¦ Business Energy Rebates | TRC | 0.86 | 0.86 | 0.86
None | NTGR by Measure | Refrigerated Case Luminaire ¦ Small Business Energy Solutions | TRC | 0.88 | 0.88 | 0.88
None | NTGR by Measure | Refrigerated Vending Machine Controls ¦ Business Energy Rebates | TRC | 0.86 | 0.86 | 0.86
None | NTGR by Measure | Refrigerated Vending Machine Controls ¦ Small Business Energy Solutions | TRC | 0.88 | 0.88 | 0.88
None | NTGR by Measure | Refrigerator replacement (Low income only) ¦ Appliance Retirement | TRC | 1 | 1 | 1
None | NTGR by Measure | Refrigerator replacement (Low income only) ¦ First Nations Home Retrofits | TRC | 1 | 1 | 1
None | NTGR by Measure | Refrigerator retirement ¦ Appliance Retirement | TRC | 0.55 | 0.55 | 0.55
None | NTGR by Measure | Remote Condensing Unit ¦ Business Energy Rebates | TRC | 0.86 | 0.86 | 0.86
None | NTGR by Measure | Remote Condensing Unit ¦ Small Business Energy Solutions | TRC | 0.88 | 0.88 | 0.88
None | NTGR by Measure | Residential DHW Timer ¦ ETS Green Heat | TRC | 0.64 | 0.64 | 0.64
None | NTGR by Measure | Residential ETS System (Central) ¦ ETS Green Heat | TRC | 0.64 | 0.64 | 0.64
None | NTGR by Measure | Residential ETS System (Central) ¦ ETS Home Energy Assessment | TRC | 0.76 | 0.76 | 0.76
None | NTGR by Measure | Residential ETS System (Room) ¦ ETS Green Heat | TRC | 0.64 | 0.64 | 0.64
None | NTGR by Measure | Residential ETS System (Room) ¦ ETS Home Energy Assessment | TRC | 0.76 | 0.76 | 0.76
None | NTGR by Measure | Room air purifier ¦ Instant Savings | TRC | 1 | 1 | 1
None | NTGR by Measure | Self-Contained Ice Maker ¦ Business Energy Rebates | TRC | 0.86 | 0.86 | 0.86
None | NTGR by Measure | Self-Contained Ice Maker ¦ Small Business Energy Solutions | TRC | 0.88 | 0.88 | 0.88
None | NTGR by Measure | Server Virtualization and Decommissioning ¦ Business Energy Rebates | TRC | 0.86 | 0.86 | 0.86
None | NTGR by Measure | Server Virtualization and Decommissioning ¦ Small Business Energy Solutions | TRC | 0.88 | 0.88 | 0.88
None | NTGR by Measure | Server-based Power Management Software ¦ Business Energy Rebates | TRC | 0.86 | 0.86 | 0.86
None | NTGR by Measure | Server-based Power Management Software ¦ Small Business Energy Solutions | TRC | 0.88 | 0.88 | 0.88
None | NTGR by Measure | Single -Tank Conveyor Dishwasher - High Temp ¦ Business Energy Rebates | TRC | 0.86 | 0.86 | 0.86
None | NTGR by Measure | Single -Tank Conveyor Dishwasher - High Temp ¦ Small Business Energy Solutions | TRC | 0.88 | 0.88 | 0.88
None | NTGR by Measure | Single -Tank Conveyor Dishwasher - Low Temp ¦ Business Energy Rebates | TRC | 0.86 | 0.86 | 0.86
None | NTGR by Measure | Single -Tank Conveyor Dishwasher - Low Temp ¦ Small Business Energy Solutions | TRC | 0.88 | 0.88 | 0.88
None | NTGR by Measure | Single Heat Pad (Agriculture) ¦ Business Energy Rebates | TRC | 0.86 | 0.86 | 0.86
None | NTGR by Measure | Single Heat Pad (Agriculture) ¦ Small Business Energy Solutions | TRC | 0.88 | 0.88 | 0.88
None | NTGR by Measure | Single-Tank Door type Dishwasher - High Temp ¦ Business Energy Rebates | TRC | 0.86 | 0.86 | 0.86
None | NTGR by Measure | Single-Tank Door type Dishwasher - High Temp ¦ Small Business Energy Solutions | TRC | 0.88 | 0.88 | 0.88
None | NTGR by Measure | Single-Tank Door type Dishwasher - Low Temp ¦ Business Energy Rebates | TRC | 0.86 | 0.86 | 0.86
None | NTGR by Measure | Single-Tank Door type Dishwasher - Low Temp ¦ Small Business Energy Solutions | TRC | 0.88 | 0.88 | 0.88
None | NTGR by Measure | Small Commercial ETS Sytem ¦ ETS Business Energy Rebates | TRC | 0.86 | 0.86 | 0.86
None | NTGR by Measure | Small Commercial ETS Sytem ¦ ETS Small Business Energy Solutions | TRC | 0.88 | 0.88 | 0.88
None | NTGR by Measure | Smart power bar ¦ Instant Savings | TRC | 1 | 1 | 1
None | NTGR by Measure | Smart Power Controllers - MURB ¦ Efficient Products Installation | TRC | 1.04 | 1.04 | 1.04
None | NTGR by Measure | Smart Power Controllers ¦ Efficient Products Installation | TRC | 1.04 | 1.04 | 1.04
None | NTGR by Measure | Solar air heating ¦ Green Heat | TRC | 0.64 | 0.64 | 0.64
None | NTGR by Measure | Solar air heating ¦ Home Energy Assessment | TRC | 0.76 | 0.76 | 0.76
None | NTGR by Measure | Solar DHW System ¦ Business Energy Rebates | TRC | 0.86 | 0.86 | 0.86
None | NTGR by Measure | Solar DHW System ¦ Small Business Energy Solutions | TRC | 0.88 | 0.88 | 0.88
None | NTGR by Measure | Solar Domestic Hot Water ¦ Green Heat | TRC | 0.64 | 0.64 | 0.64
None | NTGR by Measure | Solar Domestic Hot Water ¦ Home Energy Assessment | TRC | 0.76 | 0.76 | 0.76
None | NTGR by Measure | Solid Door Freezer ¦ Business Energy Rebates | TRC | 0.86 | 0.86 | 0.86
None | NTGR by Measure | Solid Door Freezer ¦ Small Business Energy Solutions | TRC | 0.88 | 0.88 | 0.88
None | NTGR by Measure | Solid Door Refrigerator ¦ Business Energy Rebates | TRC | 0.86 | 0.86 | 0.86
None | NTGR by Measure | Solid Door Refrigerator ¦ Small Business Energy Solutions | TRC | 0.88 | 0.88 | 0.88
None | NTGR by Measure | Stairwell and Passageway Luminaire ¦ Business Energy Rebates | TRC | 0.86 | 0.86 | 0.86
None | NTGR by Measure | Stairwell and Passageway Luminaire ¦ Small Business Energy Solutions | TRC | 0.88 | 0.88 | 0.88
None | NTGR by Measure | Standard Capacity Electric Fryer ¦ Business Energy Rebates | TRC | 0.86 | 0.86 | 0.86
None | NTGR by Measure | Standard Capacity Electric Fryer ¦ Small Business Energy Solutions | TRC | 0.88 | 0.88 | 0.88
None | NTGR by Measure | Strategic Energy Management ¦ SEM | TRC | 1 | 1 | 1
None | NTGR by Measure | Strip-Curtains for Display Cases ¦ Business Energy Rebates | TRC | 0.86 | 0.86 | 0.86
None | NTGR by Measure | Strip-Curtains for Display Cases ¦ Small Business Energy Solutions | TRC | 0.88 | 0.88 | 0.88
None | NTGR by Measure | Track/Mono-point Direction Luminaire ¦ Business Energy Rebates | TRC | 0.86 | 0.86 | 0.86
None | NTGR by Measure | Track/Mono-point Direction Luminaire ¦ Small Business Energy Solutions | TRC | 0.88 | 0.88 | 0.88
None | NTGR by Measure | Unconverted D ¦ Home Energy Assessment | TRC | 0.76 | 0.76 | 0.76
None | NTGR by Measure | Under-Counter Dishwasher - HighTemp ¦ Business Energy Rebates | TRC | 0.86 | 0.86 | 0.86
None | NTGR by Measure | Under-Counter Dishwasher - HighTemp ¦ Small Business Energy Solutions | TRC | 0.88 | 0.88 | 0.88
None | NTGR by Measure | Under-Counter Dishwasher - Low Temp ¦ Business Energy Rebates | TRC | 0.86 | 0.86 | 0.86
None | NTGR by Measure | Under-Counter Dishwasher - Low Temp ¦ Small Business Energy Solutions | TRC | 0.88 | 0.88 | 0.88
None | NTGR by Measure | Variable Speed Kitchen Exhuast Fan ¦ Business Energy Rebates | TRC | 0.86 | 0.86 | 0.86
None | NTGR by Measure | Variable Speed Kitchen Exhuast Fan ¦ Small Business Energy Solutions | TRC | 0.88 | 0.88 | 0.88
None | NTGR by Measure | Ventilation Fan (Agriculture) ¦ Business Energy Rebates | TRC | 0.86 | 0.86 | 0.86
None | NTGR by Measure | Ventilation Fan (Agriculture) ¦ Small Business Energy Solutions | TRC | 0.88 | 0.88 | 0.88
None | NTGR by Measure | VFD - 10 hp - Institutional - Make-up Air Fan ¦ Business Energy Rebates | TRC | 0.86 | 0.86 | 0.86
None | NTGR by Measure | VFD - 10 hp - Institutional - Make-up Air Fan ¦ Small Business Energy Solutions | TRC | 0.88 | 0.88 | 0.88
None | NTGR by Measure | VFD - 10 hp - Retail - Supply Fan ¦ Business Energy Rebates | TRC | 0.86 | 0.86 | 0.86
None | NTGR by Measure | VFD - 10 hp - Retail - Supply Fan ¦ Small Business Energy Solutions | TRC | 0.88 | 0.88 | 0.88
None | NTGR by Measure | VFD - 20 hp - Institutional - Chilled Water Pump ¦ Business Energy Rebates | TRC | 0.86 | 0.86 | 0.86
None | NTGR by Measure | VFD - 20 hp - Institutional - Chilled Water Pump ¦ Small Business Energy Solutions | TRC | 0.88 | 0.88 | 0.88
None | NTGR by Measure | VFD - 20 hp - Retail - Exhaust Fan ¦ Business Energy Rebates | TRC | 0.86 | 0.86 | 0.86
None | NTGR by Measure | VFD - 20 hp - Retail - Exhaust Fan ¦ Small Business Energy Solutions | TRC | 0.88 | 0.88 | 0.88
None | NTGR by Measure | VFD - 30 hp - Institutional - Make-up Air Fan ¦ Business Energy Rebates | TRC | 0.86 | 0.86 | 0.86
None | NTGR by Measure | VFD - 30 hp - Institutional - Make-up Air Fan ¦ Small Business Energy Solutions | TRC | 0.88 | 0.88 | 0.88
None | NTGR by Measure | VFD - 30 hp - Retail - Supply Fan ¦ Business Energy Rebates | TRC | 0.86 | 0.86 | 0.86
None | NTGR by Measure | VFD - 30 hp - Retail - Supply Fan ¦ Small Business Energy Solutions | TRC | 0.88 | 0.88 | 0.88
None | NTGR by Measure | VFD - 40 hp - Warehousing - Exhaust Fan ¦ Business Energy Rebates | TRC | 0.86 | 0.86 | 0.86
None | NTGR by Measure | VFD - 40 hp - Warehousing - Exhaust Fan ¦ Small Business Energy Solutions | TRC | 0.88 | 0.88 | 0.88
None | NTGR by Measure | VFD - 5 hp - Institutional - Chilled Water Pump ¦ Business Energy Rebates | TRC | 0.86 | 0.86 | 0.86
None | NTGR by Measure | VFD - 5 hp - Institutional - Chilled Water Pump ¦ Small Business Energy Solutions | TRC | 0.88 | 0.88 | 0.88
None | NTGR by Measure | VFD - 5 hp - Retail - Exhaust Fan ¦ Business Energy Rebates | TRC | 0.86 | 0.86 | 0.86
None | NTGR by Measure | VFD - 5 hp - Retail - Exhaust Fan ¦ Small Business Energy Solutions | TRC | 0.88 | 0.88 | 0.88
None | NTGR by Measure | VFD Milk Transfer Pump ¦ Business Energy Rebates | TRC | 0.86 | 0.86 | 0.86
None | NTGR by Measure | VFD Milk Transfer Pump ¦ Small Business Energy Solutions | TRC | 0.88 | 0.88 | 0.88
None | NTGR by Measure | VFD Milk Vacuum Pump ¦ Business Energy Rebates | TRC | 0.86 | 0.86 | 0.86
None | NTGR by Measure | VFD Milk Vacuum Pump ¦ Small Business Energy Solutions | TRC | 0.88 | 0.88 | 0.88
None | NTGR by Measure | Wall Mounted Area Luminaire (1000 lumen) ¦ Business Energy Rebates | TRC | 0.86 | 0.86 | 0.86
None | NTGR by Measure | Wall Mounted Area Luminaire (1000 lumen) ¦ Small Business Energy Solutions | TRC | 0.88 | 0.88 | 0.88
None | NTGR by Measure | Wall Mounted Area Luminaire (10000 lumen) ¦ Business Energy Rebates | TRC | 0.86 | 0.86 | 0.86
None | NTGR by Measure | Wall Mounted Area Luminaire (10000 lumen) ¦ Small Business Energy Solutions | TRC | 0.88 | 0.88 | 0.88
None | NTGR by Measure | Wall Mounted Area Luminaire (50000 lumen) ¦ Business Energy Rebates | TRC | 0.86 | 0.86 | 0.86
None | NTGR by Measure | Wall Mounted Area Luminaire (50000 lumen) ¦ Small Business Energy Solutions | TRC | 0.88 | 0.88 | 0.88
None | NTGR by Measure | Wall wash luminaire (1500 lumen) ¦ Business Energy Rebates | TRC | 0.86 | 0.86 | 0.86
None | NTGR by Measure | Wall wash luminaire (1500 lumen) ¦ Small Business Energy Solutions | TRC | 0.88 | 0.88 | 0.88
None | NTGR by Measure | Wall Wash Luminaire (1000 lumen) ¦ Business Energy Rebates | TRC | 0.86 | 0.86 | 0.86
None | NTGR by Measure | Wall Wash Luminaire (1000 lumen) ¦ Small Business Energy Solutions | TRC | 0.88 | 0.88 | 0.88
None | NTGR by Measure | Whole home - tier 1 (45% better than code target) ¦ New Home Construction | TRC | 1.06 | 1.06 | 1.06
None | NTGR by Measure | Whole home - tier 2 (60% better than code target) ¦ New Home Construction | TRC | 1.06 | 1.06 | 1.06
None | NTGR by Measure | Whole home - tier 3 (70% better than code target) ¦ New Home Construction | TRC | 0.39 | 0.39 | 0.39
None | NTGR by Measure | Whole Home - tier 0 (22% better than code on average) ¦ New Home Construction | TRC | 1.06 | 1.06 | 1.06
None | NTGR by Measure | Whole Home ¦ Home Energy Assessment | TRC | 0.76 | 0.76 | 0.76
None | NTGR by Measure | Whole Home First Nations Retrofit ¦ First Nations Home Retrofits | TRC | 1 | 1 | 1
None | NTGR by Measure | Wood Boiler/Furnace ¦ Green Heat | TRC | 0.64 | 0.64 | 0.64
None | NTGR by Measure | Wood Stove ¦ Green Heat | TRC | 0.64 | 0.64 | 0.64
None | NTGR by Measure | Zero-Energy Doors for Reach-In Coolers ¦ Business Energy Rebates | TRC | 0.86 | 0.86 | 0.86
None | NTGR by Measure | Zero-Energy Doors for Reach-In Coolers ¦ Small Business Energy Solutions | TRC | 0.88 | 0.88 | 0.88
None | NTGR by Measure | 18W Replacing 75W - MURB ¦ Efficient Products Installation | TRC | 0.87 | 0.87 | 0.87
None | NTGR by Measure | 18W Replacing 75W ¦ Efficient Products Installation | TRC | 0.87 | 0.87 | 0.87
None | NTGR by Measure | 5W Chandelier E12 - MURB ¦ Efficient Products Installation | TRC | 0.87 | 0.87 | 0.87
None | NTGR by Measure | 5W Chandelier E12 ¦ Efficient Products Installation | TRC | 0.87 | 0.87 | 0.87
None | NTGR by Measure | 7W G25 - MURB ¦ Efficient Products Installation | TRC | 0.87 | 0.87 | 0.87
None | NTGR by Measure | 7W G25 ¦ Efficient Products Installation | TRC | 0.87 | 0.87 | 0.87
None | NTGR by Measure | 7W GU10 Replacing 35W - MURB ¦ Efficient Products Installation | TRC | 0.87 | 0.87 | 0.87
None | NTGR by Measure | 7W GU10 Replacing 35W ¦ Efficient Products Installation | TRC | 0.87 | 0.87 | 0.87
None | NTGR by Measure | 7W GU10 Replacing 50W - MURB ¦ Efficient Products Installation | TRC | 0.87 | 0.87 | 0.87
None | NTGR by Measure | 7W GU10 Replacing 50W ¦ Efficient Products Installation | TRC | 0.87 | 0.87 | 0.87
None | NTGR by Measure | 9.5W Replacing 100W - MURB ¦ Efficient Products Installation | TRC | 0.87 | 0.87 | 0.87
None | NTGR by Measure | 9.5W Replacing 100W ¦ Efficient Products Installation | TRC | 0.87 | 0.87 | 0.87
None | NTGR by Measure | 9.5W Replacing 40W - MURB ¦ Efficient Products Installation | TRC | 0.87 | 0.87 | 0.87
None | NTGR by Measure | 9.5W Replacing 40W ¦ Efficient Products Installation | TRC | 0.87 | 0.87 | 0.87
None | NTGR by Measure | 9.5W Replacing 60W - MURB ¦ Efficient Products Installation | TRC | 0.87 | 0.87 | 0.87
None | NTGR by Measure | 9.5W Replacing 60W ¦ Efficient Products Installation | TRC | 0.87 | 0.87 | 0.87
None | NTGR by Measure | 9W Replacing 100W - MURB ¦ Efficient Products Installation | TRC | 0.87 | 0.87 | 0.87
None | NTGR by Measure | 9W Replacing 100W ¦ Efficient Products Installation | TRC | 0.87 | 0.87 | 0.87
None | NTGR by Measure | 9W Replacing 40W - MURB ¦ Efficient Products Installation | TRC | 0.87 | 0.87 | 0.87
None | NTGR by Measure | 9W Replacing 40W ¦ Efficient Products Installation | TRC | 0.87 | 0.87 | 0.87
None | NTGR by Measure | 9W Replacing 60W - MURB ¦ Efficient Products Installation | TRC | 0.87 | 0.87 | 0.87
None | NTGR by Measure | 9W Replacing 60W ¦ Efficient Products Installation | TRC | 0.87 | 0.87 | 0.87
None | NTGR by Measure | Advanced Lighting Design (Performance Lighting) ¦ Business Energy Rebates | TRC | 0.9 | 0.9 | 0.9
None | NTGR by Measure | Advanced Lighting Design (Performance Lighting) ¦ Small Business Energy Solutions | TRC | 0.9 | 0.9 | 0.9
None | NTGR by Measure | Air Conditioner retirement ¦ Appliance Retirement | TRC | 0.32 | 0.32 | 0.32
None | NTGR by Measure | Air Source Heat Pump (96kBTU/hr) ¦ Business Energy Rebates | TRC | 0.86 | 0.86 | 0.86
None | NTGR by Measure | Air Source Heat Pump (96kBTU/hr) ¦ Small Business Energy Solutions | TRC | 0.88 | 0.88 | 0.88
None | NTGR by Measure | Air-Entraining Air Nozzle ¦ Business Energy Rebates | TRC | 0.86 | 0.86 | 0.86
None | NTGR by Measure | ASHP and AWHP - Electrical ¦ Green Heat | TRC | 0.56 | 0.56 | 0.56
None | NTGR by Measure | Case Lighting for Sign Retrofits ¦ Business Energy Rebates | TRC | 0.86 | 0.86 | 0.86
None | NTGR by Measure | Case Lighting for Sign Retrofits ¦ Small Business Energy Solutions | TRC | 0.88 | 0.88 | 0.88
None | NTGR by Measure | CEE Tier 2 Commercial Washing Machine ¦ Business Energy Rebates | TRC | 0.86 | 0.86 | 0.86
None | NTGR by Measure | CEE Tier 2 Commercial Washing Machine ¦ Small Business Energy Solutions | TRC | 0.88 | 0.88 | 0.88
None | NTGR by Measure | CEE Tier 3 Commercial Washing Machine ¦ Business Energy Rebates | TRC | 0.86 | 0.86 | 0.86
None | NTGR by Measure | CEE Tier 3 Commercial Washing Machine ¦ Small Business Energy Solutions | TRC | 0.88 | 0.88 | 0.88
None | NTGR by Measure | Circulation Fan (Agriculture) ¦ Business Energy Rebates | TRC | 0.86 | 0.86 | 0.86
None | NTGR by Measure | Circulation Fan (Agriculture) ¦ Small Business Energy Solutions | TRC | 0.88 | 0.88 | 0.88
None | NTGR by Measure | Clothes Dryer replacement ¦ Appliance Retirement | TRC | 0.75 | 0.75 | 0.75
None | NTGR by Measure | Clothes Dryers ¦ First Nations Home Retrofits | TRC | 1 | 1 | 1
None | NTGR by Measure | Clothes Washer replacement ¦ Appliance Retirement | TRC | 0.75 | 0.75 | 0.75
None | NTGR by Measure | Clothes Washers ¦ First Nations Home Retrofits | TRC | 1 | 1 | 1
None | NTGR by Measure | Clothes-line ¦ Instant Savings | TRC | 1 | 1 | 1
None | NTGR by Measure | Cold Climate Air-Source Heat Pump (24kBTU/hr) ¦ Business Energy Rebates | TRC | 0.86 | 0.86 | 0.86
None | NTGR by Measure | Cold Climate Air-Source Heat Pump (24kBTU/hr) ¦ Small Business Energy Solutions | TRC | 0.88 | 0.88 | 0.88
None | NTGR by Measure | Cold Climate Air-Source Heat Pump (48kBTU/hr) ¦ Business Energy Rebates | TRC | 0.86 | 0.86 | 0.86
None | NTGR by Measure | Cold Climate Air-Source Heat Pump (48kBTU/hr) ¦ Small Business Energy Solutions | TRC | 0.88 | 0.88 | 0.88
None | NTGR by Measure | Cooler Night Covers for Display Cases ¦ Business Energy Rebates | TRC | 0.86 | 0.86 | 0.86
None | NTGR by Measure | Cooler Night Covers for Display Cases ¦ Small Business Energy Solutions | TRC | 0.88 | 0.88 | 0.88
None | NTGR by Measure | Custom Energy Efficiency ¦ Affordable MultiFamily Renter | TRC | 1 | 1 | 1
None | NTGR by Measure | Custom Energy Efficiency ¦ Custom Retrofit | TRC | 0.94 | 0.94 | 0.94
None | NTGR by Measure | Cycling Refrigerated Air Dryer - 200 CFM ¦ Business Energy Rebates | TRC | 0.86 | 0.86 | 0.86
None | NTGR by Measure | Cycling Refrigerated Air Dryer - 200 CFM ¦ Small Business Energy Solutions | TRC | 0.88 | 0.88 | 0.88
None | NTGR by Measure | Cycling Refrigerated Air Dryer - 50 CFM ¦ Business Energy Rebates | TRC | 0.86 | 0.86 | 0.86
None | NTGR by Measure | Cycling Refrigerated Air Dryer - 50 CFM ¦ Small Business Energy Solutions | TRC | 0.88 | 0.88 | 0.88
None | NTGR by Measure | Dairy Scroll Compressor ¦ Business Energy Rebates | TRC | 0.86 | 0.86 | 0.86
None | NTGR by Measure | Dairy Scroll Compressor ¦ Small Business Energy Solutions | TRC | 0.88 | 0.88 | 0.88
None | NTGR by Measure | Daylighting Controls - Ceiling Mounted ¦ Business Energy Rebates | TRC | 0.86 | 0.86 | 0.86
None | NTGR by Measure | Daylighting Controls - Ceiling Mounted ¦ Small Business Energy Solutions | TRC | 0.88 | 0.88 | 0.88
None | NTGR by Measure | Daylighting Controls - Switch-Mounted ¦ Business Energy Rebates | TRC | 0.86 | 0.86 | 0.86
None | NTGR by Measure | Daylighting Controls - Switch-Mounted ¦ Small Business Energy Solutions | TRC | 0.88 | 0.88 | 0.88
None | NTGR by Measure | Dehumidifier ¦ Instant Savings | TRC | 1 | 1 | 1
None | NTGR by Measure | Dehumidifier replacement (Low income only) ¦ Appliance Retirement | TRC | 1 | 1 | 1
None | NTGR by Measure | Dehumidifier replacement (Low income only) ¦ First Nations Home Retrofits | TRC | 1 | 1 | 1
None | NTGR by Measure | Dimmer Switch ¦ Instant Savings | TRC | 1 | 1 | 1
None | NTGR by Measure | Discus or Scroll Refrigeration Compressor ¦ Business Energy Rebates | TRC | 0.86 | 0.86 | 0.86
None | NTGR by Measure | Discus or Scroll Refrigeration Compressor ¦ Small Business Energy Solutions | TRC | 0.88 | 0.88 | 0.88
None | NTGR by Measure | Dishwasher replacement ¦ Appliance Retirement | TRC | 0.75 | 0.75 | 0.75
None | NTGR by Measure | Door Heater Controls ¦ Business Energy Rebates | TRC | 0.86 | 0.86 | 0.86
None | NTGR by Measure | Door Heater Controls ¦ Small Business Energy Solutions | TRC | 0.88 | 0.88 | 0.88
None | NTGR by Measure | Double Heat Pad (Agriculture) ¦ Business Energy Rebates | TRC | 0.86 | 0.86 | 0.86
None | NTGR by Measure | Double Heat Pad (Agriculture) ¦ Small Business Energy Solutions | TRC | 0.88 | 0.88 | 0.88
None | NTGR by Measure | Downlight Luminaire (1200 lumen) ¦ Small Business Energy Solutions | TRC | 0.88 | 0.88 | 0.88
None | NTGR by Measure | Downlight Luminaire (3000 lumen) ¦ Small Business Energy Solutions | TRC | 0.88 | 0.88 | 0.88
None | NTGR by Measure | Downlight Luminaire (800 lumen) ¦ Small Business Energy Solutions | TRC | 0.88 | 0.88 | 0.88
None | NTGR by Measure | Drain Water Heat Recovery ¦ First Nations Home Retrofits | TRC | 1 | 1 | 1
None | NTGR by Measure | Drain Water Heat Recovery ¦ Green Heat | TRC | 0.76 | 0.76 | 0.76
None | NTGR by Measure | Drain Water Heat Recovery ¦ Home Energy Assessment | TRC | 0.76 | 0.76 | 0.76
None | NTGR by Measure | Dual Enthalpy Economizer Controls ¦ Business Energy Rebates | TRC | 0.86 | 0.86 | 0.86
None | NTGR by Measure | Dual Enthalpy Economizer Controls ¦ Small Business Energy Solutions | TRC | 0.88 | 0.88 | 0.88
None | NTGR by Measure | EC Motor for Refrigeration Applications ¦ Business Energy Rebates1 | TRC | 0.86 | 0.86 | 0.86
None | NTGR by Measure | EC Motor for Refrigeration Applications ¦ Business Energy Rebates2 | TRC | 0.86 | 0.86 | 0.86
None | NTGR by Measure | EC Motor for Refrigeration Applications ¦ Small Business Energy Solutions1 | TRC | 0.88 | 0.88 | 0.88
None | NTGR by Measure | EC Motor for Refrigeration Applications ¦ Small Business Energy Solutions2 | TRC | 0.88 | 0.88 | 0.88
None | NTGR by Measure | ECM Circulator Pump ¦ Home Energy Assessment | TRC | 0.76 | 0.76 | 0.76
None | NTGR by Measure | ECM Circulator Pump ¦ Instant Savings | TRC | 1 | 1 | 1
None | NTGR by Measure | Efficient clothes washer ¦ Instant Savings | TRC | 1 | 1 | 1
None | NTGR by Measure | Efficient refrigerator ¦ Instant Savings | TRC | 1 | 1 | 1
None | NTGR by Measure | Electric Combination Oven ¦ Business Energy Rebates | TRC | 0.86 | 0.86 | 0.86
None | NTGR by Measure | Electric Combination Oven ¦ Small Business Energy Solutions | TRC | 0.88 | 0.88 | 0.88
None | NTGR by Measure | Electric Combination Oven with Gas ¦ Business Energy Rebates | TRC | 0.86 | 0.86 | 0.86
None | NTGR by Measure | Electric Combination Oven with Gas ¦ Small Business Energy Solutions | TRC | 0.88 | 0.88 | 0.88
None | NTGR by Measure | Electric Convection Oven ¦ Business Energy Rebates | TRC | 0.86 | 0.86 | 0.86
None | NTGR by Measure | Electric Convection Oven ¦ Small Business Energy Solutions | TRC | 0.88 | 0.88 | 0.88
None | NTGR by Measure | Electric Convection Oven with Gas ¦ Business Energy Rebates | TRC | 0.86 | 0.86 | 0.86
None | NTGR by Measure | Electric Convection Oven with Gas ¦ Small Business Energy Solutions | TRC | 0.88 | 0.88 | 0.88
None | NTGR by Measure | Electric Fryer Replacement with Gas ¦ Business Energy Rebates | TRC | 0.86 | 0.86 | 0.86
None | NTGR by Measure | Electric Fryer Replacement with Gas ¦ Small Business Energy Solutions | TRC | 0.88 | 0.88 | 0.88
None | NTGR by Measure | Electric Griddle ¦ Business Energy Rebates | TRC | 0.86 | 0.86 | 0.86
None | NTGR by Measure | Electric Griddle ¦ Small Business Energy Solutions | TRC | 0.88 | 0.88 | 0.88
None | NTGR by Measure | Electric Griddle Replacement with Gas ¦ Business Energy Rebates | TRC | 0.86 | 0.86 | 0.86
None | NTGR by Measure | Electric Griddle Replacement with Gas ¦ Small Business Energy Solutions | TRC | 0.88 | 0.88 | 0.88
None | NTGR by Measure | Electric Steam Cooker ¦ Business Energy Rebates | TRC | 0.86 | 0.86 | 0.86
None | NTGR by Measure | Electric Steam Cooker ¦ Small Business Energy Solutions | TRC | 0.88 | 0.88 | 0.88
None | NTGR by Measure | Electric Steam Cooker Replacement with Gas ¦ Business Energy Rebates | TRC | 0.86 | 0.86 | 0.86
None | NTGR by Measure | Electric Steam Cooker Replacement with Gas ¦ Small Business Energy Solutions | TRC | 0.88 | 0.88 | 0.88
None | NTGR by Measure | Electric to Natural Gas - Water Heater ¦ Business Energy Rebates | TRC | 0.86 | 0.86 | 0.86
None | NTGR by Measure | Electric to Natural Gas - Water Heater ¦ Small Business Energy Solutions | TRC | 0.88 | 0.88 | 0.88
None | NTGR by Measure | Energy Management Information Systems ¦ EMIS | TRC | 1 | 1 | 1
None | NTGR by Measure | Energy Star Dryer ¦ Instant Savings | TRC | 0.475 | 0.475 | 0.475
None | NTGR by Measure | ENERGY STAR Pool Pump ¦ Business Energy Rebates | TRC | 0.86 | 0.86 | 0.86
None | NTGR by Measure | ENERGY STAR Pool Pump ¦ Small Business Energy Solutions | TRC | 0.88 | 0.88 | 0.88
None | NTGR by Measure | ENERGY STAR Uninteruptible Power Supplies (UPS) ¦ Business Energy Rebates | TRC | 0.86 | 0.86 | 0.86
None | NTGR by Measure | ENERGY STAR Uninteruptible Power Supplies (UPS) ¦ Small Business Energy Solutions | TRC | 0.88 | 0.88 | 0.88
None | NTGR by Measure | ENERGY STAR Washing Machine ¦ Business Energy Rebates | TRC | 0.86 | 0.86 | 0.86
None | NTGR by Measure | ENERGY STAR Washing Machine ¦ Small Business Energy Solutions | TRC | 0.88 | 0.88 | 0.88
None | NTGR by Measure | Engine Block Heater Timer (Agriculture) ¦ Business Energy Rebates | TRC | 0.86 | 0.86 | 0.86
None | NTGR by Measure | Engine Block Heater Timer (Agriculture) ¦ Small Business Energy Solutions | TRC | 0.88 | 0.88 | 0.88
None | NTGR by Measure | Evaporator Fan Motor Controls ¦ Business Energy Rebates | TRC | 0.86 | 0.86 | 0.86
None | NTGR by Measure | Evaporator Fan Motor Controls ¦ Small Business Energy Solutions | TRC | 0.88 | 0.88 | 0.88
None | NTGR by Measure | Faucet Aerators - MURB ¦ Efficient Products Installation | TRC | 1.04 | 1.04 | 1.04
None | NTGR by Measure | Faucet Aerators ¦ Efficient Products Installation | TRC | 1.04 | 1.04 | 1.04
None | NTGR by Measure | Flood Luminaire (10000 lumen) ¦ Business Energy Rebates | TRC | 0.86 | 0.86 | 0.86
None | NTGR by Measure | Flood Luminaire (10000 lumen) ¦ Small Business Energy Solutions | TRC | 0.88 | 0.88 | 0.88
None | NTGR by Measure | Flood Luminaire (48000 lumen) ¦ Business Energy Rebates | TRC | 0.86 | 0.86 | 0.86
None | NTGR by Measure | Flood Luminaire (48000 lumen) ¦ Small Business Energy Solutions | TRC | 0.88 | 0.88 | 0.88
None | NTGR by Measure | Four Pin Replacement Lamps for CFLs ¦ Business Energy Rebates | TRC | 0.86 | 0.86 | 0.86
None | NTGR by Measure | Four Pin Replacement Lamps for CFLs ¦ Small Business Energy Solutions | TRC | 0.88 | 0.88 | 0.88
None | NTGR by Measure | Freezer replacement (Low income only) ¦ Appliance Retirement | TRC | 1 | 1 | 1
None | NTGR by Measure | Freezer replacement (Low income only) ¦ First Nations Home Retrofits | TRC | 1 | 1 | 1
None | NTGR by Measure | Freezer replacement ¦ Appliance Retirement | TRC | 0.75 | 0.75 | 0.75
None | NTGR by Measure | Freezer retirement ¦ Appliance Retirement | TRC | 0.55 | 0.55 | 0.55
None | NTGR by Measure | Fridge replacement ¦ Appliance Retirement | TRC | 0.75 | 0.75 | 0.75
None | NTGR by Measure | Fuel Pump Canopy Luminaire (4000 lumen) ¦ Business Energy Rebates | TRC | 0.86 | 0.86 | 0.86
None | NTGR by Measure | Fuel Pump Canopy Luminaire (4000 lumen) ¦ Small Business Energy Solutions | TRC | 0.88 | 0.88 | 0.88
None | NTGR by Measure | Fuel Pump Canopy Luminaire (8000 lumen) ¦ Business Energy Rebates | TRC | 0.86 | 0.86 | 0.86
None | NTGR by Measure | Fuel Pump Canopy Luminaire (8000 lumen) ¦ Small Business Energy Solutions | TRC | 0.88 | 0.88 | 0.88
None | NTGR by Measure | Full Size Hot Food Holding Cabinet ¦ Business Energy Rebates | TRC | 0.86 | 0.86 | 0.86
None | NTGR by Measure | Full Size Hot Food Holding Cabinet ¦ Small Business Energy Solutions | TRC | 0.88 | 0.88 | 0.88
None | NTGR by Measure | Glass Door Frezzer ¦ Business Energy Rebates | TRC | 0.86 | 0.86 | 0.86
None | NTGR by Measure | Glass Door Frezzer ¦ Small Business Energy Solutions | TRC | 0.88 | 0.88 | 0.88
None | NTGR by Measure | Glass Door Refrigerator ¦ Business Energy Rebates | TRC | 0.86 | 0.86 | 0.86
None | NTGR by Measure | Glass Door Refrigerator ¦ Small Business Energy Solutions | TRC | 0.88 | 0.88 | 0.88
None | NTGR by Measure | Ground Source Heat Pump (60kBTU/hr) ¦ Business Energy Rebates | TRC | 0.86 | 0.86 | 0.86
None | NTGR by Measure | Ground Source Heat Pump (60kBTU/hr) ¦ Small Business Energy Solutions | TRC | 0.88 | 0.88 | 0.88
None | NTGR by Measure | GSHP ¦ Green Heat | TRC | 0.56 | 0.56 | 0.56
None | NTGR by Measure | Heat Pump Clothes Dryer ¦ Business Energy Rebates | TRC | 0.86 | 0.86 | 0.86
None | NTGR by Measure | Heat Pump Clothes Dryer ¦ Small Business Energy Solutions | TRC | 0.88 | 0.88 | 0.88
None | NTGR by Measure | Heat Pump Dryer (ventless) ¦ Instant Savings | TRC | 0.9 | 0.9 | 0.9
None | NTGR by Measure | Heat Pump Water Heater ¦ Business Energy Rebates | TRC | 0.86 | 0.86 | 0.86
None | NTGR by Measure | Heat Pump Water Heater ¦ First Nations Home Retrofits | TRC | 1 | 1 | 1
None | NTGR by Measure | Heat Pump Water Heater ¦ Green Heat | TRC | 1 | 1 | 1
None | NTGR by Measure | Heat Pump Water Heater ¦ Home Energy Assessment | TRC | 0.76 | 0.76 | 0.76
None | NTGR by Measure | Heat Pump Water Heater ¦ Small Business Energy Solutions | TRC | 0.88 | 0.88 | 0.88
None | NTGR by Measure | Heat Reclaimer Unit (Agriculture) ¦ Business Energy Rebates | TRC | 0.86 | 0.86 | 0.86
None | NTGR by Measure | Heat Reclaimer Unit (Agriculture) ¦ Small Business Energy Solutions | TRC | 0.88 | 0.88 | 0.88
None | NTGR by Measure | Heavy duty timer ¦ Instant Savings | TRC | 1 | 1 | 1
None | NTGR by Measure | High Bay Luminaire (15 000 lumen) ¦ Business Energy Rebates | TRC | 0.86 | 0.86 | 0.86
None | NTGR by Measure | High Bay Luminaire (15 000 lumen) ¦ Small Business Energy Solutions | TRC | 0.88 | 0.88 | 0.88
None | NTGR by Measure | High Bay Luminaire (35 000 lumen) ¦ Business Energy Rebates | TRC | 0.86 | 0.86 | 0.86
None | NTGR by Measure | High Bay Luminaire (35 000 lumen) ¦ Small Business Energy Solutions | TRC | 0.88 | 0.88 | 0.88
None | NTGR by Measure | High Bay Luminaire (60 000 lumen) ¦ Business Energy Rebates | TRC | 0.86 | 0.86 | 0.86
None | NTGR by Measure | High Bay Luminaire (60 000 lumen) ¦ Small Business Energy Solutions | TRC | 0.88 | 0.88 | 0.88
None | NTGR by Measure | High Efficiency Circulator Pump 1.5kW ¦ Business Energy Rebates | TRC | 0.86 | 0.86 | 0.86
None | NTGR by Measure | High Efficiency Circulator Pump 1.5kW ¦ Small Business Energy Solutions | TRC | 0.88 | 0.88 | 0.88
None | NTGR by Measure | High Efficiency Circulator Pump 100W ¦ Business Energy Rebates | TRC | 0.86 | 0.86 | 0.86
None | NTGR by Measure | High Efficiency Circulator Pump 100W ¦ Small Business Energy Solutions | TRC | 0.88 | 0.88 | 0.88
None | NTGR by Measure | High Efficiency Circulator Pump 300W ¦ Business Energy Rebates | TRC | 0.86 | 0.86 | 0.86
None | NTGR by Measure | High Efficiency Circulator Pump 300W ¦ Small Business Energy Solutions | TRC | 0.88 | 0.88 | 0.88
None | NTGR by Measure | High Volume Low Speed Fan (Agriculture) ¦ Business Energy Rebates | TRC | 0.86 | 0.86 | 0.86
None | NTGR by Measure | High Volume Low Speed Fan (Agriculture) ¦ Small Business Energy Solutions | TRC | 0.88 | 0.88 | 0.88
None | NTGR by Measure | Holiday Lights Exchange - MURB ¦ Efficient Products Installation | TRC | 1.04 | 1.04 | 1.04
None | NTGR by Measure | Holiday Lights Exchange ¦ Efficient Products Installation | TRC | 1.04 | 1.04 | 1.04
None | NTGR by Measure | Hot Water Tank Wrap - MURB ¦ Efficient Products Installation | TRC | 1.04 | 1.04 | 1.04
None | NTGR by Measure | Hot Water Tank Wrap ¦ Efficient Products Installation | TRC | 1.04 | 1.04 | 1.04
None | NTGR by Measure | HVAC Hotel Occupancy Sensor ¦ Business Energy Rebates | TRC | 0.86 | 0.86 | 0.86
None | NTGR by Measure | HVAC Hotel Occupancy Sensor ¦ Small Business Energy Solutions | TRC | 0.88 | 0.88 | 0.88
None | NTGR by Measure | Hybrid Heat Pump Dryer ¦ Instant Savings | TRC | 0.85 | 0.85 | 0.85
None | NTGR by Measure | Ice-Making Head ¦ Business Energy Rebates | TRC | 0.86 | 0.86 | 0.86
None | NTGR by Measure | Ice-Making Head ¦ Small Business Energy Solutions | TRC | 0.88 | 0.88 | 0.88
None | NTGR by Measure | Indoor motion sensor ¦ Instant Savings | TRC | 1 | 1 | 1
None | NTGR by Measure | Intelligent Freezer Defrost Controls ¦ Business Energy Rebates | TRC | 0.86 | 0.86 | 0.86
None | NTGR by Measure | Intelligent Freezer Defrost Controls ¦ Small Business Energy Solutions | TRC | 0.88 | 0.88 | 0.88
None | NTGR by Measure | Large Commercial/Industrial ETS System ¦ ETS Business Energy Rebates | TRC | 0.86 | 0.86 | 0.86
None | NTGR by Measure | LED - ENERGY STAR Fixture with Motion Sensor ¦ Instant Savings | TRC | 1 | 1 | 1
None | NTGR by Measure | LED - ENERGY STAR Fixture without Motion Sensor ¦ Instant Savings | TRC | 1 | 1 | 1
None | NTGR by Measure | LED - Other ¦ Instant Savings | TRC | 0.84 | 0.84 | 0.84
None | NTGR by Measure | LED - R, BR and Decorative ¦ Instant Savings | TRC | 0.84 | 0.84 | 0.84
None | NTGR by Measure | LED - Recessed downlight ¦ Instant Savings | TRC | 1 | 1 | 1
None | NTGR by Measure | LED Nightlights - MURB ¦ Efficient Products Installation | TRC | 1.04 | 1.04 | 1.04
None | NTGR by Measure | LED Nightlights ¦ Efficient Products Installation | TRC | 1.04 | 1.04 | 1.04
None | NTGR by Measure | LED Replacement Lamps for HID (10000 lumen) ¦ Business Energy Rebates | TRC | 0.86 | 0.86 | 0.86
None | NTGR by Measure | LED Replacement Lamps for HID (10000 lumen) ¦ Small Business Energy Solutions | TRC | 0.88 | 0.88 | 0.88
None | NTGR by Measure | LED Replacement Lamps for HID (4000 lumen) ¦ Business Energy Rebates | TRC | 0.86 | 0.86 | 0.86
None | NTGR by Measure | LED Replacement Lamps for HID (4000 lumen) ¦ Small Business Energy Solutions | TRC | 0.88 | 0.88 | 0.88
None | NTGR by Measure | LED Troffer (1x4) ¦ Business Energy Rebates | TRC | 0.86 | 0.86 | 0.86
None | NTGR by Measure | LED Troffer (1x4) ¦ Small Business Energy Solutions | TRC | 0.88 | 0.88 | 0.88
None | NTGR by Measure | LED Troffer (2x2) ¦ Business Energy Rebates | TRC | 0.86 | 0.86 | 0.86
None | NTGR by Measure | LED Troffer (2x2) ¦ Small Business Energy Solutions | TRC | 0.88 | 0.88 | 0.88
None | NTGR by Measure | LED Troffer (4x2) ¦ Business Energy Rebates | TRC | 0.86 | 0.86 | 0.86
None | NTGR by Measure | LED Troffer (4x2) ¦ Small Business Energy Solutions | TRC | 0.88 | 0.88 | 0.88
None | NTGR by Measure | LED Wall Sconce (1200 lumen) ¦ Small Business Energy Solutions | TRC | 0.88 | 0.88 | 0.88
None | NTGR by Measure | LED Wall Sconce (3000 lumen) ¦ Small Business Energy Solutions | TRC | 0.88 | 0.88 | 0.88
None | NTGR by Measure | LED Wall Sconce (800 lumen) ¦ Small Business Energy Solutions | TRC | 0.88 | 0.88 | 0.88
None | NTGR by Measure | Linear Ambient Luminaire (10000 lumen) ¦ Business Energy Rebates | TRC | 0.86 | 0.86 | 0.86
None | NTGR by Measure | Linear Ambient Luminaire (10000 lumen) ¦ Small Business Energy Solutions | TRC | 0.88 | 0.88 | 0.88
None | NTGR by Measure | Linear Ambient Luminaire (2000 lumen) ¦ Business Energy Rebates | TRC | 0.86 | 0.86 | 0.86
None | NTGR by Measure | Linear Ambient Luminaire (2000 lumen) ¦ Small Business Energy Solutions | TRC | 0.88 | 0.88 | 0.88
None | NTGR by Measure | Linear Ambient Luminaire (4000 lumen) ¦ Business Energy Rebates | TRC | 0.86 | 0.86 | 0.86
None | NTGR by Measure | Linear Ambient Luminaire (4000 lumen) ¦ Small Business Energy Solutions | TRC | 0.88 | 0.88 | 0.88
None | NTGR by Measure | Linear Ambient Luminaire (8000 lumen) ¦ Business Energy Rebates | TRC | 0.86 | 0.86 | 0.86
None | NTGR by Measure | Linear Ambient Luminaire (8000 lumen) ¦ Small Business Energy Solutions | TRC | 0.88 | 0.88 | 0.88
None | NTGR by Measure | Linear Replacement Lamp (2 foot) ¦ Business Energy Rebates | TRC | 0.86 | 0.86 | 0.86
None | NTGR by Measure | Linear Replacement Lamp (2 foot) ¦ Small Business Energy Solutions | TRC | 0.88 | 0.88 | 0.88
None | NTGR by Measure | Linear Replacement Lamp (4 foot) ¦ Business Energy Rebates | TRC | 0.86 | 0.86 | 0.86
None | NTGR by Measure | Linear Replacement Lamp (4 foot) ¦ Small Business Energy Solutions | TRC | 0.88 | 0.88 | 0.88
None | NTGR by Measure | Low-bay Luminaire (10,000 lumen) ¦ Business Energy Rebates | TRC | 0.86 | 0.86 | 0.86
None | NTGR by Measure | Low-bay Luminaire (10,000 lumen) ¦ Small Business Energy Solutions | TRC | 0.88 | 0.88 | 0.88
None | NTGR by Measure | Low-bay Luminaire (5000 lumen) ¦ Business Energy Rebates | TRC | 0.86 | 0.86 | 0.86
None | NTGR by Measure | Low-bay Luminaire (5000 lumen) ¦ Small Business Energy Solutions | TRC | 0.88 | 0.88 | 0.88
None | NTGR by Measure | Low-flow showerhead - 0.5 gpm Reduction - MURB ¦ Efficient Products Installation | TRC | 1.04 | 1.04 | 1.04
None | NTGR by Measure | Low-flow showerhead - 0.5 gpm Reduction ¦ Efficient Products Installation | TRC | 1.04 | 1.04 | 1.04
None | NTGR by Measure | Low-flow showerhead - 1.0 gpm Reduction - MURB ¦ Efficient Products Installation | TRC | 1.04 | 1.04 | 1.04
None | NTGR by Measure | Low-flow showerhead - 1.0 gpm Reduction ¦ Efficient Products Installation | TRC | 1.04 | 1.04 | 1.04
None | NTGR by Measure | Low-flow showerhead -0.75 gpm Reduction - MURB ¦ Efficient Products Installation | TRC | 1.04 | 1.04 | 1.04
None | NTGR by Measure | Low-flow showerhead -0.75 gpm Reduction ¦ Efficient Products Installation | TRC | 1.04 | 1.04 | 1.04
None | NTGR by Measure | Low/Zero Energy Livestock Waterer ¦ Business Energy Rebates | TRC | 0.86 | 0.86 | 0.86
None | NTGR by Measure | Low/Zero Energy Livestock Waterer ¦ Small Business Energy Solutions | TRC | 0.88 | 0.88 | 0.88
None | NTGR by Measure | Luminaire Level Lighting Control (LLLC) - High Impact Application ¦ Business Energy Rebates | TRC | 0.9 | 0.9 | 0.9
None | NTGR by Measure | Luminaire Level Lighting Control (LLLC) - High Impact Application ¦ Small Business Energy Solutions | TRC | 0.9 | 0.9 | 0.9
None | NTGR by Measure | Luminaire Level Lighting Control (LLLC) - Low Impact Application ¦ Business Energy Rebates | TRC | 0.9 | 0.9 | 0.9
None | NTGR by Measure | Luminaire Level Lighting Control (LLLC) - Low Impact Application ¦ Small Business Energy Solutions | TRC | 0.9 | 0.9 | 0.9
None | NTGR by Measure | Medium Commercial ETS System ¦ ETS Business Energy Rebates | TRC | 0.86 | 0.86 | 0.86
None | NTGR by Measure | Medium Commercial ETS System ¦ ETS Small Business Energy Solutions | TRC | 0.88 | 0.88 | 0.88
None | NTGR by Measure | Milk Pre-cooler ¦ Business Energy Rebates | TRC | 0.86 | 0.86 | 0.86
None | NTGR by Measure | Milk Pre-cooler ¦ Small Business Energy Solutions | TRC | 0.88 | 0.88 | 0.88
None | NTGR by Measure | Mini freezer retirement ¦ Appliance Retirement | TRC | 0.5 | 0.5 | 0.5
None | NTGR by Measure | Mini fridge retirement ¦ Appliance Retirement | TRC | 0.5 | 0.5 | 0.5
None | NTGR by Measure | Motion sensor with dimmer switch ¦ Instant Savings | TRC | 1 | 1 | 1
None | NTGR by Measure | MSHP - Fully Electrical ¦ Green Heat | TRC | 0.58 | 0.58 | 0.58
None | NTGR by Measure | MSHP - Mainly Electrical ¦ Green Heat | TRC | 0.6 | 0.6 | 0.6
None | NTGR by Measure | Multi-Tank Conveyor Dishwasher - High Temp ¦ Business Energy Rebates | TRC | 0.86 | 0.86 | 0.86
None | NTGR by Measure | Multi-Tank Conveyor Dishwasher - High Temp ¦ Small Business Energy Solutions | TRC | 0.88 | 0.88 | 0.88
None | NTGR by Measure | Multi-Tank Conveyor Dishwasher - Low Temp ¦ Business Energy Rebates | TRC | 0.86 | 0.86 | 0.86
None | NTGR by Measure | Multi-Tank Conveyor Dishwasher - Low Temp ¦ Small Business Energy Solutions | TRC | 0.88 | 0.88 | 0.88
None | NTGR by Measure | Natural Barn Ventiliation - Summer Only ¦ Business Energy Rebates | TRC | 0.86 | 0.86 | 0.86
None | NTGR by Measure | Natural Barn Ventiliation - Summer Only ¦ Small Business Energy Solutions | TRC | 0.88 | 0.88 | 0.88
None | NTGR by Measure | Natural Barn Ventiliation - Year-Round ¦ Business Energy Rebates | TRC | 0.86 | 0.86 | 0.86
None | NTGR by Measure | Natural Barn Ventiliation - Year-Round ¦ Small Business Energy Solutions | TRC | 0.88 | 0.88 | 0.88
None | NTGR by Measure | Natural Gas Conversion - Commercial Electric Clothes Dryer ¦ Business Energy Rebates | TRC | 0.86 | 0.86 | 0.86
None | NTGR by Measure | Natural Gas Conversion - Commercial Electric Clothes Dryer ¦ Small Business Energy Solutions | TRC | 0.88 | 0.88 | 0.88
None | NTGR by Measure | Networked/ Connected - Indoor LED Lamp ¦ Instant Savings | TRC | 1.14 | 1.14 | 1.14
None | NTGR by Measure | Networked/Connected - High Impact Application ¦ Business Energy Rebates | TRC | 0.9 | 0.9 | 0.9
None | NTGR by Measure | Networked/Connected - High Impact Application ¦ Small Business Energy Solutions | TRC | 0.9 | 0.9 | 0.9
None | NTGR by Measure | Networked/Connected - Low Impact Application ¦ Business Energy Rebates | TRC | 0.9 | 0.9 | 0.9
None | NTGR by Measure | Networked/Connected - Low Impact Application ¦ Small Business Energy Solutions | TRC | 0.9 | 0.9 | 0.9
None | NTGR by Measure | No-Loss Drain ¦ Business Energy Rebates | TRC | 0.86 | 0.86 | 0.86
None | NTGR by Measure | No-Loss Drain ¦ Small Business Energy Solutions | TRC | 0.88 | 0.88 | 0.88
None | NTGR by Measure | Occupancy Sensor (Ceiling Mounted) ¦ Business Energy Rebates | TRC | 0.86 | 0.86 | 0.86
None | NTGR by Measure | Occupancy Sensor (Ceiling Mounted) ¦ Small Business Energy Solutions | TRC | 0.88 | 0.88 | 0.88
None | NTGR by Measure | Occupancy Sensor (Wall Mounted) ¦ Business Energy Rebates | TRC | 0.86 | 0.86 | 0.86
None | NTGR by Measure | Occupancy Sensor (Wall Mounted) ¦ Small Business Energy Solutions | TRC | 0.88 | 0.88 | 0.88
None | NTGR by Measure | Occupancy Sensor (Exterior) ¦ Business Energy Rebates | TRC | 0.86 | 0.86 | 0.86
None | NTGR by Measure | Occupancy Sensor (Exterior) ¦ Small Business Energy Solutions | TRC | 0.88 | 0.88 | 0.88
None | NTGR by Measure | Open to Closed Cooler Conversion ¦ Business Energy Rebates | TRC | 0.86 | 0.86 | 0.86
None | NTGR by Measure | Open to Closed Cooler Conversion ¦ Small Business Energy Solutions | TRC | 0.88 | 0.88 | 0.88
None | NTGR by Measure | Outdoor motion sensor ¦ Instant Savings | TRC | 1 | 1 | 1
None | NTGR by Measure | Outside Air Economizer ¦ Business Energy Rebates | TRC | 0.86 | 0.86 | 0.86
None | NTGR by Measure | Outside Air Economizer ¦ Small Business Energy Solutions | TRC | 0.88 | 0.88 | 0.88
None | NTGR by Measure | Packaged Terminal Heat Pump (12kBTU/hr) ¦ Business Energy Rebates | TRC | 0.86 | 0.86 | 0.86
None | NTGR by Measure | Packaged Terminal Heat Pump (12kBTU/hr) ¦ Small Business Energy Solutions | TRC | 0.88 | 0.88 | 0.88
None | NTGR by Measure | Parking Garage Luminaire (4000 lumen) ¦ Business Energy Rebates | TRC | 0.86 | 0.86 | 0.86
None | NTGR by Measure | Parking Garage Luminaire (4000 lumen) ¦ Small Business Energy Solutions | TRC | 0.88 | 0.88 | 0.88
None | NTGR by Measure | Parking Garage Luminaire (8000 lumen) ¦ Business Energy Rebates | TRC | 0.86 | 0.86 | 0.86
None | NTGR by Measure | Parking Garage Luminaire (8000 lumen) ¦ Small Business Energy Solutions | TRC | 0.88 | 0.88 | 0.88
None | NTGR by Measure | Pellet Boiler/Furnace ¦ Green Heat | TRC | 0.64 | 0.64 | 0.64
None | NTGR by Measure | Pellet Stove ¦ Green Heat | TRC | 0.64 | 0.64 | 0.64
None | NTGR by Measure | Pipe Insulation - MURB ¦ Efficient Products Installation | TRC | 1.04 | 1.04 | 1.04
None | NTGR by Measure | Pipe Insulation ¦ Efficient Products Installation | TRC | 1.04 | 1.04 | 1.04
None | NTGR by Measure | Pole/Arm-Mounted Area Luminaire (20000 lumen) ¦ Business Energy Rebates | TRC | 0.86 | 0.86 | 0.86
None | NTGR by Measure | Pole/Arm-Mounted Area Luminaire (20000 lumen) ¦ Small Business Energy Solutions | TRC | 0.88 | 0.88 | 0.88
None | NTGR by Measure | Pole/Arm-Mounted Area Luminaire (4000 lumen) ¦ Business Energy Rebates | TRC | 0.86 | 0.86 | 0.86
None | NTGR by Measure | Pole/Arm-Mounted Area Luminaire (4000 lumen) ¦ Small Business Energy Solutions | TRC | 0.88 | 0.88 | 0.88
None | NTGR by Measure | Pole/Arm-Mounted Area Luminaire (60000 lumen) ¦ Business Energy Rebates | TRC | 0.86 | 0.86 | 0.86
None | NTGR by Measure | Pole/Arm-Mounted Area Luminaire (60000 lumen) ¦ Small Business Energy Solutions | TRC | 0.88 | 0.88 | 0.88
None | NTGR by Measure | Pole/Arm-Mounted Decorative Luminaire (1500 lumen) ¦ Business Energy Rebates | TRC | 0.86 | 0.86 | 0.86
None | NTGR by Measure | Pole/Arm-Mounted Decorative Luminaire (1500 lumen) ¦ Small Business Energy Solutions | TRC | 0.88 | 0.88 | 0.88
None | NTGR by Measure | Pole/Arm-Mounted Decorative Luminaire (5000 lumen) ¦ Business Energy Rebates | TRC | 0.86 | 0.86 | 0.86
None | NTGR by Measure | Pole/Arm-Mounted Decorative Luminaire (5000 lumen) ¦ Small Business Energy Solutions | TRC | 0.88 | 0.88 | 0.88
None | NTGR by Measure | Pot, Pan and Utensil Dishwasher - High Temp ¦ Business Energy Rebates | TRC | 0.86 | 0.86 | 0.86
None | NTGR by Measure | Pot, Pan and Utensil Dishwasher - High Temp ¦ Small Business Energy Solutions | TRC | 0.88 | 0.88 | 0.88
None | NTGR by Measure | Power bar with timer ¦ Instant Savings | TRC | 1 | 1 | 1
None | NTGR by Measure | Premium High Bay Luminaire (15 000 lumen) ¦ Business Energy Rebates | TRC | 0.86 | 0.86 | 0.86
None | NTGR by Measure | Premium High Bay Luminaire (15 000 lumen) ¦ Small Business Energy Solutions | TRC | 0.88 | 0.88 | 0.88
None | NTGR by Measure | Premium High Bay Luminaire (35 000 lumen) ¦ Business Energy Rebates | TRC | 0.86 | 0.86 | 0.86
None | NTGR by Measure | Premium High Bay Luminaire (35 000 lumen) ¦ Small Business Energy Solutions | TRC | 0.88 | 0.88 | 0.88
None | NTGR by Measure | Premium High Bay Luminaire (60 000 lumen) ¦ Business Energy Rebates | TRC | 0.86 | 0.86 | 0.86
None | NTGR by Measure | Premium High Bay Luminaire (60 000 lumen) ¦ Small Business Energy Solutions | TRC | 0.88 | 0.88 | 0.88
None | NTGR by Measure | Programmable thermostat ¦ Instant Savings | TRC | 1 | 1 | 1
None | NTGR by Measure | Programmable Thermostats ¦ First Nations Home Retrofits | TRC | 1 | 1 | 1
None | NTGR by Measure | Range / Stove replacement ¦ Appliance Retirement | TRC | 0.75 | 0.75 | 0.75
None | NTGR by Measure | refri ¦ Small Business Energy Solutions | TRC | 0.88 | 0.88 | 0.88
None | NTGR by Measure | Refrigerated Case Luminaire ¦ Business Energy Rebates | TRC | 0.86 | 0.86 | 0.86
None | NTGR by Measure | Refrigerated Case Luminaire ¦ Small Business Energy Solutions | TRC | 0.88 | 0.88 | 0.88
None | NTGR by Measure | Refrigerated Vending Machine Controls ¦ Business Energy Rebates | TRC | 0.86 | 0.86 | 0.86
None | NTGR by Measure | Refrigerated Vending Machine Controls ¦ Small Business Energy Solutions | TRC | 0.88 | 0.88 | 0.88
None | NTGR by Measure | Refrigerator replacement (Low income only) ¦ Appliance Retirement | TRC | 1 | 1 | 1
None | NTGR by Measure | Refrigerator replacement (Low income only) ¦ First Nations Home Retrofits | TRC | 1 | 1 | 1
None | NTGR by Measure | Refrigerator retirement ¦ Appliance Retirement | TRC | 0.55 | 0.55 | 0.55
None | NTGR by Measure | Remote Condensing Unit ¦ Business Energy Rebates | TRC | 0.86 | 0.86 | 0.86
None | NTGR by Measure | Remote Condensing Unit ¦ Small Business Energy Solutions | TRC | 0.88 | 0.88 | 0.88
None | NTGR by Measure | Residential DHW Timer ¦ ETS Green Heat | TRC | 0.64 | 0.64 | 0.64
None | NTGR by Measure | Residential ETS System (Central) ¦ ETS Green Heat | TRC | 0.64 | 0.64 | 0.64
None | NTGR by Measure | Residential ETS System (Central) ¦ ETS Home Energy Assessment | TRC | 0.76 | 0.76 | 0.76
None | NTGR by Measure | Residential ETS System (Room) ¦ ETS Green Heat | TRC | 0.64 | 0.64 | 0.64
None | NTGR by Measure | Residential ETS System (Room) ¦ ETS Home Energy Assessment | TRC | 0.76 | 0.76 | 0.76
None | NTGR by Measure | Room air purifier ¦ Instant Savings | TRC | 1 | 1 | 1
None | NTGR by Measure | Self-Contained Ice Maker ¦ Business Energy Rebates | TRC | 0.86 | 0.86 | 0.86
None | NTGR by Measure | Self-Contained Ice Maker ¦ Small Business Energy Solutions | TRC | 0.88 | 0.88 | 0.88
None | NTGR by Measure | Server Virtualization and Decommissioning ¦ Business Energy Rebates | TRC | 0.86 | 0.86 | 0.86
None | NTGR by Measure | Server Virtualization and Decommissioning ¦ Small Business Energy Solutions | TRC | 0.88 | 0.88 | 0.88
None | NTGR by Measure | Server-based Power Management Software ¦ Business Energy Rebates | TRC | 0.86 | 0.86 | 0.86
None | NTGR by Measure | Server-based Power Management Software ¦ Small Business Energy Solutions | TRC | 0.88 | 0.88 | 0.88
None | NTGR by Measure | Single -Tank Conveyor Dishwasher - High Temp ¦ Business Energy Rebates | TRC | 0.86 | 0.86 | 0.86
None | NTGR by Measure | Single -Tank Conveyor Dishwasher - High Temp ¦ Small Business Energy Solutions | TRC | 0.88 | 0.88 | 0.88
None | NTGR by Measure | Single -Tank Conveyor Dishwasher - Low Temp ¦ Business Energy Rebates | TRC | 0.86 | 0.86 | 0.86
None | NTGR by Measure | Single -Tank Conveyor Dishwasher - Low Temp ¦ Small Business Energy Solutions | TRC | 0.88 | 0.88 | 0.88
None | NTGR by Measure | Single Heat Pad (Agriculture) ¦ Business Energy Rebates | TRC | 0.86 | 0.86 | 0.86
None | NTGR by Measure | Single Heat Pad (Agriculture) ¦ Small Business Energy Solutions | TRC | 0.88 | 0.88 | 0.88
None | NTGR by Measure | Single-Tank Door type Dishwasher - High Temp ¦ Business Energy Rebates | TRC | 0.86 | 0.86 | 0.86
None | NTGR by Measure | Single-Tank Door type Dishwasher - High Temp ¦ Small Business Energy Solutions | TRC | 0.88 | 0.88 | 0.88
None | NTGR by Measure | Single-Tank Door type Dishwasher - Low Temp ¦ Business Energy Rebates | TRC | 0.86 | 0.86 | 0.86
None | NTGR by Measure | Single-Tank Door type Dishwasher - Low Temp ¦ Small Business Energy Solutions | TRC | 0.88 | 0.88 | 0.88
None | NTGR by Measure | Small Commercial ETS Sytem ¦ ETS Business Energy Rebates | TRC | 0.86 | 0.86 | 0.86
None | NTGR by Measure | Small Commercial ETS Sytem ¦ ETS Small Business Energy Solutions | TRC | 0.88 | 0.88 | 0.88
None | NTGR by Measure | Smart power bar ¦ Instant Savings | TRC | 1 | 1 | 1
None | NTGR by Measure | Smart Power Controllers - MURB ¦ Efficient Products Installation | TRC | 1.04 | 1.04 | 1.04
None | NTGR by Measure | Smart Power Controllers ¦ Efficient Products Installation | TRC | 1.04 | 1.04 | 1.04
None | NTGR by Measure | Solar air heating ¦ Green Heat | TRC | 0.64 | 0.64 | 0.64
None | NTGR by Measure | Solar air heating ¦ Home Energy Assessment | TRC | 0.76 | 0.76 | 0.76
None | NTGR by Measure | Solar DHW System ¦ Business Energy Rebates | TRC | 0.86 | 0.86 | 0.86
None | NTGR by Measure | Solar DHW System ¦ Small Business Energy Solutions | TRC | 0.88 | 0.88 | 0.88
None | NTGR by Measure | Solar Domestic Hot Water ¦ Green Heat | TRC | 0.64 | 0.64 | 0.64
None | NTGR by Measure | Solar Domestic Hot Water ¦ Home Energy Assessment | TRC | 0.76 | 0.76 | 0.76
None | NTGR by Measure | Solid Door Freezer ¦ Business Energy Rebates | TRC | 0.86 | 0.86 | 0.86
None | NTGR by Measure | Solid Door Freezer ¦ Small Business Energy Solutions | TRC | 0.88 | 0.88 | 0.88
None | NTGR by Measure | Solid Door Refrigerator ¦ Business Energy Rebates | TRC | 0.86 | 0.86 | 0.86
None | NTGR by Measure | Solid Door Refrigerator ¦ Small Business Energy Solutions | TRC | 0.88 | 0.88 | 0.88
None | NTGR by Measure | Stairwell and Passageway Luminaire ¦ Business Energy Rebates | TRC | 0.86 | 0.86 | 0.86
None | NTGR by Measure | Stairwell and Passageway Luminaire ¦ Small Business Energy Solutions | TRC | 0.88 | 0.88 | 0.88
None | NTGR by Measure | Standard Capacity Electric Fryer ¦ Business Energy Rebates | TRC | 0.86 | 0.86 | 0.86
None | NTGR by Measure | Standard Capacity Electric Fryer ¦ Small Business Energy Solutions | TRC | 0.88 | 0.88 | 0.88
None | NTGR by Measure | Strategic Energy Management ¦ SEM | TRC | 1 | 1 | 1
None | NTGR by Measure | Strip-Curtains for Display Cases ¦ Business Energy Rebates | TRC | 0.86 | 0.86 | 0.86
None | NTGR by Measure | Strip-Curtains for Display Cases ¦ Small Business Energy Solutions | TRC | 0.88 | 0.88 | 0.88
None | NTGR by Measure | Track/Mono-point Direction Luminaire ¦ Business Energy Rebates | TRC | 0.86 | 0.86 | 0.86
None | NTGR by Measure | Track/Mono-point Direction Luminaire ¦ Small Business Energy Solutions | TRC | 0.88 | 0.88 | 0.88
None | NTGR by Measure | Unconverted D ¦ Home Energy Assessment | TRC | 0.76 | 0.76 | 0.76
None | NTGR by Measure | Under-Counter Dishwasher - HighTemp ¦ Business Energy Rebates | TRC | 0.86 | 0.86 | 0.86
None | NTGR by Measure | Under-Counter Dishwasher - HighTemp ¦ Small Business Energy Solutions | TRC | 0.88 | 0.88 | 0.88
None | NTGR by Measure | Under-Counter Dishwasher - Low Temp ¦ Business Energy Rebates | TRC | 0.86 | 0.86 | 0.86
None | NTGR by Measure | Under-Counter Dishwasher - Low Temp ¦ Small Business Energy Solutions | TRC | 0.88 | 0.88 | 0.88
None | NTGR by Measure | Variable Speed Kitchen Exhuast Fan ¦ Business Energy Rebates | TRC | 0.86 | 0.86 | 0.86
None | NTGR by Measure | Variable Speed Kitchen Exhuast Fan ¦ Small Business Energy Solutions | TRC | 0.88 | 0.88 | 0.88
None | NTGR by Measure | Ventilation Fan (Agriculture) ¦ Business Energy Rebates | TRC | 0.86 | 0.86 | 0.86
None | NTGR by Measure | Ventilation Fan (Agriculture) ¦ Small Business Energy Solutions | TRC | 0.88 | 0.88 | 0.88
None | NTGR by Measure | VFD - 10 hp - Institutional - Make-up Air Fan ¦ Business Energy Rebates | TRC | 0.86 | 0.86 | 0.86
None | NTGR by Measure | VFD - 10 hp - Institutional - Make-up Air Fan ¦ Small Business Energy Solutions | TRC | 0.88 | 0.88 | 0.88
None | NTGR by Measure | VFD - 10 hp - Retail - Supply Fan ¦ Business Energy Rebates | TRC | 0.86 | 0.86 | 0.86
None | NTGR by Measure | VFD - 10 hp - Retail - Supply Fan ¦ Small Business Energy Solutions | TRC | 0.88 | 0.88 | 0.88
None | NTGR by Measure | VFD - 20 hp - Institutional - Chilled Water Pump ¦ Business Energy Rebates | TRC | 0.86 | 0.86 | 0.86
None | NTGR by Measure | VFD - 20 hp - Institutional - Chilled Water Pump ¦ Small Business Energy Solutions | TRC | 0.88 | 0.88 | 0.88
None | NTGR by Measure | VFD - 20 hp - Retail - Exhaust Fan ¦ Business Energy Rebates | TRC | 0.86 | 0.86 | 0.86
None | NTGR by Measure | VFD - 20 hp - Retail - Exhaust Fan ¦ Small Business Energy Solutions | TRC | 0.88 | 0.88 | 0.88
None | NTGR by Measure | VFD - 30 hp - Institutional - Make-up Air Fan ¦ Business Energy Rebates | TRC | 0.86 | 0.86 | 0.86
None | NTGR by Measure | VFD - 30 hp - Institutional - Make-up Air Fan ¦ Small Business Energy Solutions | TRC | 0.88 | 0.88 | 0.88
None | NTGR by Measure | VFD - 30 hp - Retail - Supply Fan ¦ Business Energy Rebates | TRC | 0.86 | 0.86 | 0.86
None | NTGR by Measure | VFD - 30 hp - Retail - Supply Fan ¦ Small Business Energy Solutions | TRC | 0.88 | 0.88 | 0.88
None | NTGR by Measure | VFD - 40 hp - Warehousing - Exhaust Fan ¦ Business Energy Rebates | TRC | 0.86 | 0.86 | 0.86
None | NTGR by Measure | VFD - 40 hp - Warehousing - Exhaust Fan ¦ Small Business Energy Solutions | TRC | 0.88 | 0.88 | 0.88
None | NTGR by Measure | VFD - 5 hp - Institutional - Chilled Water Pump ¦ Business Energy Rebates | TRC | 0.86 | 0.86 | 0.86
None | NTGR by Measure | VFD - 5 hp - Institutional - Chilled Water Pump ¦ Small Business Energy Solutions | TRC | 0.88 | 0.88 | 0.88
None | NTGR by Measure | VFD - 5 hp - Retail - Exhaust Fan ¦ Business Energy Rebates | TRC | 0.86 | 0.86 | 0.86
None | NTGR by Measure | VFD - 5 hp - Retail - Exhaust Fan ¦ Small Business Energy Solutions | TRC | 0.88 | 0.88 | 0.88
None | NTGR by Measure | VFD Milk Transfer Pump ¦ Business Energy Rebates | TRC | 0.86 | 0.86 | 0.86
None | NTGR by Measure | VFD Milk Transfer Pump ¦ Small Business Energy Solutions | TRC | 0.88 | 0.88 | 0.88
None | NTGR by Measure | VFD Milk Vacuum Pump ¦ Business Energy Rebates | TRC | 0.86 | 0.86 | 0.86
None | NTGR by Measure | VFD Milk Vacuum Pump ¦ Small Business Energy Solutions | TRC | 0.88 | 0.88 | 0.88
None | NTGR by Measure | Wall Mounted Area Luminaire (1000 lumen) ¦ Business Energy Rebates | TRC | 0.86 | 0.86 | 0.86
None | NTGR by Measure | Wall Mounted Area Luminaire (1000 lumen) ¦ Small Business Energy Solutions | TRC | 0.88 | 0.88 | 0.88
None | NTGR by Measure | Wall Mounted Area Luminaire (10000 lumen) ¦ Business Energy Rebates | TRC | 0.86 | 0.86 | 0.86
None | NTGR by Measure | Wall Mounted Area Luminaire (10000 lumen) ¦ Small Business Energy Solutions | TRC | 0.88 | 0.88 | 0.88
None | NTGR by Measure | Wall Mounted Area Luminaire (50000 lumen) ¦ Business Energy Rebates | TRC | 0.86 | 0.86 | 0.86
None | NTGR by Measure | Wall Mounted Area Luminaire (50000 lumen) ¦ Small Business Energy Solutions | TRC | 0.88 | 0.88 | 0.88
None | NTGR by Measure | Wall wash luminaire (1500 lumen) ¦ Business Energy Rebates | TRC | 0.86 | 0.86 | 0.86
None | NTGR by Measure | Wall wash luminaire (1500 lumen) ¦ Small Business Energy Solutions | TRC | 0.88 | 0.88 | 0.88
None | NTGR by Measure | Wall Wash Luminaire (1000 lumen) ¦ Business Energy Rebates | TRC | 0.86 | 0.86 | 0.86
None | NTGR by Measure | Wall Wash Luminaire (1000 lumen) ¦ Small Business Energy Solutions | TRC | 0.88 | 0.88 | 0.88
None | NTGR by Measure | Whole home - tier 1 (45% better than code target) ¦ New Home Construction | TRC | 1.06 | 1.06 | 1.06
None | NTGR by Measure | Whole home - tier 2 (60% better than code target) ¦ New Home Construction | TRC | 1.06 | 1.06 | 1.06
None | NTGR by Measure | Whole home - tier 3 (70% better than code target) ¦ New Home Construction | TRC | 0.39 | 0.39 | 0.39
None | NTGR by Measure | Whole Home - tier 0 (22% better than code on average) ¦ New Home Construction | TRC | 1.06 | 1.06 | 1.06
None | NTGR by Measure | Whole Home ¦ Home Energy Assessment | TRC | 0.76 | 0.76 | 0.76
None | NTGR by Measure | Whole Home First Nations Retrofit ¦ First Nations Home Retrofits | TRC | 1 | 1 | 1
None | NTGR by Measure | Wood Boiler/Furnace ¦ Green Heat | TRC | 0.64 | 0.64 | 0.64
None | NTGR by Measure | Wood Stove ¦ Green Heat | TRC | 0.64 | 0.64 | 0.64
None | NTGR by Measure | Zero-Energy Doors for Reach-In Coolers ¦ Business Energy Rebates | TRC | 0.86 | 0.86 | 0.86
None | NTGR by Measure | Zero-Energy Doors for Reach-In Coolers ¦ Small Business Energy Solutions | TRC | 0.88 | 0.88 | 0.88