## Portfolio
Selected_Cost_Tests | Selected_Vintages | Select_Port_Outputs | 2020 | 2021 | 2022
TRC | None | Benefit-to-Cost Ratio without Enabling Strategies $ | 3.1356 | 3.2465 | 3.3624
TRC | None | First Year Net Savings ¦ Energy Savings (kWh) | 166484497.5732 | 143200944.7233 | 132072906.0879
TRC | None | Lifetime Savings ¦ Energy Savings (kWh) | 2173981473.4895 | 1941872304.9923 | 1810101364.5238
TRC | None | First Year Net Savings ¦ Coinc. Demand Savings (kW) | 39969.1892 | 35276.7207 | 33236.8175
TRC | None | Lifetime Savings ¦ Coinc. Demand Savings (kW) | 627261.4506 | 586421.5144 | 562865.1551
TRC | None | Spending ($) no Enabling Strategies | 36220945.864 | 32440982.3529 | 31491826.9194
TRC |  | Enabling Strategies | 3000000 | 3000000 | 3000000
TRC |  | Total Spending ($) with Enabling Strategies | 39220945.864 | 35440982.3529 | 34491826.9194
TRC |  | Benefit-to-Cost Ratio with Enabling Strategies $ | 2.8958 | 2.9716 | 3.0699

## Sector
Selected_Cost_Tests | Selected_Vintages | Selected_Sectors | Select_Sector_Output | 2020 | 2021 | 2022
TRC | None | BNI | Benefit-to-Cost Ratio | 3.2527 | 3.4267 | 3.6688
TRC | None | BNI | First Year Net Savings ¦ Energy Savings (kWh) | 89264571.5677 | 72968392.3385 | 61799584.7778
TRC | None | BNI | Lifetime Savings ¦ Energy Savings (kWh) | 1232028422.2839 | 1066828510.9293 | 927346054.9466
TRC | None | BNI | First Year Net Savings ¦ Coinc. Demand Savings (kW) | 22195.3166 | 18340.5794 | 16455.1322
TRC | None | BNI | Lifetime Savings ¦ Coinc. Demand Savings (kW) | 333604.434 | 301013.1482 | 277349.8587
TRC | None | BNI | Spending ($) | 15229127.9396 | 13072452.556 | 11403592.2291
TRC | None | Residential | Benefit-to-Cost Ratio | 3.036 | 3.1099 | 3.1644
TRC | None | Residential | First Year Net Savings ¦ Energy Savings (kWh) | 77219926.0055 | 70232552.3848 | 70273321.3101
TRC | None | Residential | Lifetime Savings ¦ Energy Savings (kWh) | 941953051.2056 | 875043794.063 | 882755309.5772
TRC | None | Residential | First Year Net Savings ¦ Coinc. Demand Savings (kW) | 17773.8726 | 16936.1413 | 16781.6853
TRC | None | Residential | Lifetime Savings ¦ Coinc. Demand Savings (kW) | 293657.0166 | 285408.3662 | 285515.2964
TRC | None | Residential | Spending ($) | 20991817.9244 | 19368529.7969 | 20088234.6902

## Program
Selected_Cost_Tests | Selected_Vintages | Select_Prog_Outputs | Select_Program_Names | 2020 | 2021 | 2022
TRC | None | Benefit-to-Cost Ratio | Custom Incentives | 2.1899 | 2.2747 | 2.3729
TRC | None | Benefit-to-Cost Ratio | Direct Installation | 3.793 | 3.7978 | 3.8208
TRC | None | Benefit-to-Cost Ratio | Efficient Product Rebates | 4.1932 | 4.3959 | 4.7787
TRC | None | Benefit-to-Cost Ratio | Existing Residential | 3.5036 | 3.6379 | 3.6104
TRC | None | Benefit-to-Cost Ratio | New Residential | 1.6529 | 1.6993 | 1.7509
TRC | None | Benefit-to-Cost Ratio | Residential Efficient Products | 2.5419 | 2.5352 | 2.6564
TRC | None | First Year Net Savings ¦ Energy Savings (kWh) | Custom Incentives | 34612018.6173 | 29234279.4717 | 25548572.9767
TRC | None | First Year Net Savings ¦ Energy Savings (kWh) | Efficient Product Rebates | 54652552.9504 | 43734112.8668 | 36251011.8011
TRC | None | First Year Net Savings ¦ Energy Savings (kWh) | Existing Residential | 41090938.9527 | 34103565.3321 | 41777190.0504
TRC | None | First Year Net Savings ¦ Energy Savings (kWh) | New Residential | 3979234.0879 | 3979234.0879 | 3979234.0879
TRC | None | First Year Net Savings ¦ Energy Savings (kWh) | Residential Efficient Products | 32149752.9648 | 32149752.9648 | 24516897.1717
TRC | None | >>> Pct of Portfolio (%) ¦ Energy Savings (kWh) | Custom Incentives | 20.7899 | 20.4149 | 19.3443
TRC | None | >>> Pct of Portfolio (%) ¦ Energy Savings (kWh) | Efficient Product Rebates | 32.8274 | 30.5404 | 27.4477
TRC | None | >>> Pct of Portfolio (%) ¦ Energy Savings (kWh) | Existing Residential | 24.6815 | 23.8152 | 31.6319
TRC | None | >>> Pct of Portfolio (%) ¦ Energy Savings (kWh) | New Residential | 2.3902 | 2.7788 | 3.0129
TRC | None | >>> Pct of Portfolio (%) ¦ Energy Savings (kWh) | Residential Efficient Products | 19.311 | 22.4508 | 18.5632
TRC | None | Lifetime Savings ¦ Energy Savings (kWh) | Custom Incentives | 452854370.4838 | 372941166.7796 | 318171568.2634
TRC | None | Lifetime Savings ¦ Energy Savings (kWh) | Efficient Product Rebates | 779174051.8 | 693887344.1496 | 609174486.6832
TRC | None | Lifetime Savings ¦ Energy Savings (kWh) | Existing Residential | 596874908.7406 | 540778731.8897 | 587912595.6446
TRC | None | Lifetime Savings ¦ Energy Savings (kWh) | New Residential | 119995396.3059 | 119995396.3059 | 119995396.3059
TRC | None | Lifetime Savings ¦ Energy Savings (kWh) | Residential Efficient Products | 225082746.1591 | 214269665.8674 | 174847317.6266
TRC | None | First Year Net Savings ¦ Coinc. Demand Savings (kW) | Custom Incentives | 5641.5979 | 4744.7883 | 4130.1477
TRC | None | First Year Net Savings ¦ Coinc. Demand Savings (kW) | Direct Installation | 731.5183 | 731.5183 | 731.5183
TRC | None | First Year Net Savings ¦ Coinc. Demand Savings (kW) | Efficient Product Rebates | 15822.2005 | 12864.2728 | 11593.4662
TRC | None | First Year Net Savings ¦ Coinc. Demand Savings (kW) | Existing Residential | 12750.4316 | 11912.7003 | 12834.477
TRC | None | First Year Net Savings ¦ Coinc. Demand Savings (kW) | New Residential | 1126.1232 | 1126.1232 | 1126.1232
TRC | None | First Year Net Savings ¦ Coinc. Demand Savings (kW) | Residential Efficient Products | 3897.3177 | 3897.3177 | 2821.0851
TRC | None | Lifetime Savings ¦ Coinc. Demand Savings (kW) | Custom Incentives | 75136.9774 | 61810.3878 | 52676.8288
TRC | None | Lifetime Savings ¦ Coinc. Demand Savings (kW) | Direct Installation | 13167.3292 | 13167.3292 | 13167.3292
TRC | None | Lifetime Savings ¦ Coinc. Demand Savings (kW) | Efficient Product Rebates | 245300.1274 | 226035.4312 | 211505.7007
TRC | None | Lifetime Savings ¦ Coinc. Demand Savings (kW) | Existing Residential | 234356.3749 | 227632.3688 | 233297.8501
TRC | None | Lifetime Savings ¦ Coinc. Demand Savings (kW) | New Residential | 33958.6972 | 33958.6972 | 33958.6972
TRC | None | Lifetime Savings ¦ Coinc. Demand Savings (kW) | Residential Efficient Products | 25341.9445 | 23817.3002 | 18258.7491
TRC | None | Spending ($) | Custom Incentives | 6221444.1603 | 5275347.4274 | 4626927.1937
TRC | None | Spending ($) | Direct Installation | 332500 | 332500 | 332500
TRC | None | Spending ($) | Efficient Product Rebates | 8675183.7793 | 7464605.1286 | 6444165.0354
TRC | None | Spending ($) | Existing Residential | 11519077.7164 | 9895789.5889 | 11672178.3797
TRC | None | Spending ($) | New Residential | 1998833.0381 | 1998833.0381 | 1998833.0381
TRC | None | Spending ($) | Residential Efficient Products | 7473907.1699 | 7473907.1699 | 6417223.2724

## Program Component
Program_Components | Selected_Cost_Tests | Selected_Vintages | Selected_User_Output | 2020 | 2021 | 2022
Appliance Retirement | TRC | None | Benefit-to-Cost Ratio | 1.795 | 1.8815 | 1.98
Appliance Retirement | TRC | None | First Year Net Savings ¦ Energy Savings (kWh) | 6886332.75 | 6886332.75 | 6886332.75
Appliance Retirement | TRC | None | Lifetime Savings ¦ Energy Savings (kWh) | 53002708.4 | 53002708.4 | 53002708.4
Appliance Retirement | TRC | None | First Year Net Savings ¦ Coinc. Demand Savings (kW) | 968.3568 | 968.3568 | 968.3568
Appliance Retirement | TRC | None | Lifetime Savings ¦ Coinc. Demand Savings (kW) | 7414.8327 | 7414.8327 | 7414.8327
Appliance Retirement | TRC | None | Spending ($) | 3781873.4109 | 3781873.4109 | 3781873.4109
Instant Savings | TRC | None | Benefit-to-Cost Ratio | 2.881 | 2.8337 | 3.0906
Instant Savings | TRC | None | First Year Net Savings ¦ Energy Savings (kWh) | 25263420.2148 | 25263420.2148 | 17630564.4217
Instant Savings | TRC | None | Lifetime Savings ¦ Energy Savings (kWh) | 172080037.7591 | 161266957.4674 | 121844609.2266
Instant Savings | TRC | None | First Year Net Savings ¦ Coinc. Demand Savings (kW) | 2928.9609 | 2928.9609 | 1852.7282
Instant Savings | TRC | None | Lifetime Savings ¦ Coinc. Demand Savings (kW) | 17927.1119 | 16402.4675 | 10843.9164
Instant Savings | TRC | None | Spending ($) | 3692033.759 | 3692033.759 | 2635349.8615
Efficient Products Installation | TRC | None | Benefit-to-Cost Ratio | 10.1278 | 14.418 | 9.9656
Efficient Products Installation | TRC | None | First Year Net Savings ¦ Energy Savings (kWh) | 22357749.5027 | 15370375.8821 | 23044000.6004
Efficient Products Installation | TRC | None | Lifetime Savings ¦ Energy Savings (kWh) | 170576302.1906 | 114480125.3397 | 161613989.0946
Efficient Products Installation | TRC | None | First Year Net Savings ¦ Coinc. Demand Savings (kW) | 2557.9105 | 1720.1791 | 2641.9559
Efficient Products Installation | TRC | None | Lifetime Savings ¦ Coinc. Demand Savings (kW) | 25344.483 | 18620.4769 | 24285.9582
Efficient Products Installation | TRC | None | Spending ($) | 4654147.446 | 3030859.3185 | 4807248.1093
Green Heat | TRC | None | Benefit-to-Cost Ratio | 1.4711 | 1.5015 | 1.538
Green Heat | TRC | None | First Year Net Savings ¦ Energy Savings (kWh) | 6104879.9 | 6104879.9 | 6104879.9
Green Heat | TRC | None | Lifetime Savings ¦ Energy Savings (kWh) | 110590867.8 | 110590867.8 | 110590867.8
Green Heat | TRC | None | First Year Net Savings ¦ Coinc. Demand Savings (kW) | 5277.6262 | 5277.6262 | 5277.6262
Green Heat | TRC | None | Lifetime Savings ¦ Coinc. Demand Savings (kW) | 95527.1018 | 95527.1018 | 95527.1018
Green Heat | TRC | None | Spending ($) | 2056490.715 | 2056490.715 | 2056490.715
Home Energy Assessment | TRC | None | Benefit-to-Cost Ratio | 3.0398 | 3.1333 | 3.238
Home Energy Assessment | TRC | None | First Year Net Savings ¦ Energy Savings (kWh) | 12628309.55 | 12628309.55 | 12628309.55
Home Energy Assessment | TRC | None | Lifetime Savings ¦ Energy Savings (kWh) | 315707738.75 | 315707738.75 | 315707738.75
Home Energy Assessment | TRC | None | First Year Net Savings ¦ Coinc. Demand Savings (kW) | 3573.8116 | 3573.8116 | 3573.8116
Home Energy Assessment | TRC | None | Lifetime Savings ¦ Coinc. Demand Savings (kW) | 89345.2901 | 89345.2901 | 89345.2901
Home Energy Assessment | TRC | None | Spending ($) | 4143439.5554 | 4143439.5554 | 4143439.5554
New Home Construction | TRC | None | Benefit-to-Cost Ratio | 1.6529 | 1.6993 | 1.7509
New Home Construction | TRC | None | First Year Net Savings ¦ Energy Savings (kWh) | 3979234.0879 | 3979234.0879 | 3979234.0879
New Home Construction | TRC | None | Lifetime Savings ¦ Energy Savings (kWh) | 119995396.3059 | 119995396.3059 | 119995396.3059
New Home Construction | TRC | None | First Year Net Savings ¦ Coinc. Demand Savings (kW) | 1126.1232 | 1126.1232 | 1126.1232
New Home Construction | TRC | None | Lifetime Savings ¦ Coinc. Demand Savings (kW) | 33958.6972 | 33958.6972 | 33958.6972
New Home Construction | TRC | None | Spending ($) | 1998833.0381 | 1998833.0381 | 1998833.0381
Business Energy Rebates | TRC | None | Benefit-to-Cost Ratio | 4.2056 | 4.4173 | 4.8193
Business Energy Rebates | TRC | None | First Year Net Savings ¦ Energy Savings (kWh) | 54652552.9504 | 43734112.8668 | 36251011.8011
Business Energy Rebates | TRC | None | Lifetime Savings ¦ Energy Savings (kWh) | 779174051.8 | 693887344.1496 | 609174486.6832
Business Energy Rebates | TRC | None | First Year Net Savings ¦ Coinc. Demand Savings (kW) | 14869.0338 | 11911.1061 | 10640.2995
Business Energy Rebates | TRC | None | Lifetime Savings ¦ Coinc. Demand Savings (kW) | 228143.1274 | 208878.4312 | 194348.7007
Business Energy Rebates | TRC | None | Spending ($) | 8342683.7793 | 7132105.1286 | 6111665.0354
Custom Retrofit | TRC | None | Benefit-to-Cost Ratio | 2.2608 | 2.3591 | 2.4702
Custom Retrofit | TRC | None | First Year Net Savings ¦ Energy Savings (kWh) | 29457308.6174 | 24079569.4717 | 20393862.9767
Custom Retrofit | TRC | None | Lifetime Savings ¦ Energy Savings (kWh) | 437735606.0538 | 357822402.3496 | 303052803.8334
Custom Retrofit | TRC | None | First Year Net Savings ¦ Coinc. Demand Savings (kW) | 4912.398 | 4015.5885 | 3400.9479
Custom Retrofit | TRC | None | Lifetime Savings ¦ Coinc. Demand Savings (kW) | 72998.2342 | 59671.6446 | 50538.0856
Custom Retrofit | TRC | None | Spending ($) | 5182375.4719 | 4236278.739 | 3587858.5053
EMIS | TRC | None | Benefit-to-Cost Ratio | 1.7621 | 1.9144 | 2.0835
EMIS | TRC | None | First Year Net Savings ¦ Energy Savings (kWh) | 1864660 | 1864660 | 1864660
EMIS | TRC | None | Lifetime Savings ¦ Energy Savings (kWh) | 5469047.78 | 5469047.78 | 5469047.78
EMIS | TRC | None | First Year Net Savings ¦ Coinc. Demand Savings (kW) | 339.15 | 339.15 | 339.15
EMIS | TRC | None | Lifetime Savings ¦ Coinc. Demand Savings (kW) | 994.7268 | 994.7268 | 994.7268
EMIS | TRC | None | Spending ($) | 242064.6401 | 242064.6401 | 242064.6401
SEM | TRC | None | Benefit-to-Cost Ratio | 0.99613 | 1.0922 | 1.1954
SEM | TRC | None | First Year Net Savings ¦ Energy Savings (kWh) | 3290050 | 3290050 | 3290050
SEM | TRC | None | Lifetime Savings ¦ Energy Savings (kWh) | 9649716.65 | 9649716.65 | 9649716.65
SEM | TRC | None | First Year Net Savings ¦ Coinc. Demand Savings (kW) | 390.0499 | 390.0499 | 390.0499
SEM | TRC | None | Lifetime Savings ¦ Coinc. Demand Savings (kW) | 1144.0164 | 1144.0164 | 1144.0164
SEM | TRC | None | Spending ($) | 797004.0484 | 797004.0484 | 797004.0484
ETS Green Heat | TRC | None | Benefit-to-Cost Ratio | 2.8448 | 2.8483 | 2.8656
ETS Green Heat | TRC | None | First Year Net Savings ¦ Coinc. Demand Savings (kW) | 709.3333 | 709.3333 | 709.3333
ETS Green Heat | TRC | None | Lifetime Savings ¦ Coinc. Demand Savings (kW) | 12768 | 12768 | 12768
ETS Green Heat | TRC | None | Spending ($) | 332500 | 332500 | 332500
ETS Home Energy Assessment | TRC | None | Benefit-to-Cost Ratio | 2.8448 | 2.8483 | 2.8656
ETS Home Energy Assessment | TRC | None | First Year Net Savings ¦ Coinc. Demand Savings (kW) | 631.75 | 631.75 | 631.75
ETS Home Energy Assessment | TRC | None | Lifetime Savings ¦ Coinc. Demand Savings (kW) | 11371.5 | 11371.5 | 11371.5
ETS Home Energy Assessment | TRC | None | Spending ($) | 332500 | 332500 | 332500
ETS Business Energy Rebates | TRC | None | Benefit-to-Cost Ratio | 3.793 | 3.7978 | 3.8208
ETS Business Energy Rebates | TRC | None | First Year Net Savings ¦ Coinc. Demand Savings (kW) | 953.1667 | 953.1667 | 953.1667
ETS Business Energy Rebates | TRC | None | Lifetime Savings ¦ Coinc. Demand Savings (kW) | 17157 | 17157 | 17157
ETS Business Energy Rebates | TRC | None | Spending ($) | 332500 | 332500 | 332500
ETS Small Business Energy Solutions | TRC | None | Benefit-to-Cost Ratio | 3.793 | 3.7978 | 3.8208
ETS Small Business Energy Solutions | TRC | None | First Year Net Savings ¦ Coinc. Demand Savings (kW) | 731.5183 | 731.5183 | 731.5183
ETS Small Business Energy Solutions | TRC | None | Lifetime Savings ¦ Coinc. Demand Savings (kW) | 13167.3292 | 13167.3292 | 13167.3292
ETS Small Business Energy Solutions | TRC | None | Spending ($) | 332500 | 332500 | 332500

## Measure
Selected_Cost_Tests | Selected_Vintages | Select_Meas_Outputs | MeasureNames | 2020 | 2021 | 2022
TRC | None | Benefit-to-Cost Ratio (with program costs) | 1/2 Size Hot Food Holding Cabinet ¦ Business Energy Rebates | 2.2302 | 2.3272 | 2.4244
TRC | None | Benefit-to-Cost Ratio (with program costs) | 1/2 Size Hot Food Holding Cabinet ¦ Small Business Energy Solutions | 1.639 | 1.7103 | 1.7818
TRC | None | Benefit-to-Cost Ratio (with program costs) | 11W Replacing 60W - MURB ¦ Efficient Products Installation | 1.9576 | 1.8962 | 1.9031
TRC | None | Benefit-to-Cost Ratio (with program costs) | 11W Replacing 60W ¦ Efficient Products Installation | 1.9576 | 1.8962 | 1.9031
TRC | None | Benefit-to-Cost Ratio (with program costs) | 18W Replacing 100W - MURB ¦ Efficient Products Installation | 2.5145 | 2.4548 | 2.4755
TRC | None | Benefit-to-Cost Ratio (with program costs) | 18W Replacing 100W ¦ Efficient Products Installation | 2.5145 | 2.4548 | 2.4755
TRC | None | Benefit-to-Cost Ratio (with program costs) | 18W Replacing 75W - MURB ¦ Efficient Products Installation | 1.4893 | 1.4088 | 1.3966
TRC | None | Benefit-to-Cost Ratio (with program costs) | 18W Replacing 75W ¦ Efficient Products Installation | 1.4893 | 1.4088 | 1.3966
TRC | None | Benefit-to-Cost Ratio (with program costs) | 5W Chandelier E12 - MURB ¦ Efficient Products Installation | 1.5648 | 1.329 | 1.0755
TRC | None | Benefit-to-Cost Ratio (with program costs) | 5W Chandelier E12 ¦ Efficient Products Installation | 1.5648 | 1.329 | 1.0755
TRC | None | Benefit-to-Cost Ratio (with program costs) | 7W G25 - MURB ¦ Efficient Products Installation | 1.4274 | 1.1569 | 0.86562
TRC | None | Benefit-to-Cost Ratio (with program costs) | 7W G25 ¦ Efficient Products Installation | 1.4274 | 1.1569 | 0.86562
TRC | None | Benefit-to-Cost Ratio (with program costs) | 7W GU10 Replacing 35W - MURB ¦ Efficient Products Installation | 1.0064 | 0.81566 | 0.61028
TRC | None | Benefit-to-Cost Ratio (with program costs) | 7W GU10 Replacing 35W ¦ Efficient Products Installation | 1.0064 | 0.81566 | 0.61028
TRC | None | Benefit-to-Cost Ratio (with program costs) | 7W GU10 Replacing 50W - MURB ¦ Efficient Products Installation | 1.8427 | 1.6066 | 1.3523
TRC | None | Benefit-to-Cost Ratio (with program costs) | 7W GU10 Replacing 50W ¦ Efficient Products Installation | 1.8427 | 1.6066 | 1.3523
TRC | None | Benefit-to-Cost Ratio (with program costs) | 9.5W Replacing 100W - MURB ¦ Efficient Products Installation | 4.1545 | 4.1267 | 4.2012
TRC | None | Benefit-to-Cost Ratio (with program costs) | 9.5W Replacing 100W ¦ Efficient Products Installation | 4.1545 | 4.1267 | 4.2012
TRC | None | Benefit-to-Cost Ratio (with program costs) | 9.5W Replacing 40W - MURB ¦ Efficient Products Installation | 0.89962 | 0.82423 | 0.79742
TRC | None | Benefit-to-Cost Ratio (with program costs) | 9.5W Replacing 40W ¦ Efficient Products Installation | 0.89962 | 0.82423 | 0.79742
TRC | None | Benefit-to-Cost Ratio (with program costs) | 9.5W Replacing 60W - MURB ¦ Efficient Products Installation | 2.1604 | 2.1084 | 2.125
TRC | None | Benefit-to-Cost Ratio (with program costs) | 9.5W Replacing 60W ¦ Efficient Products Installation | 2.1604 | 2.1084 | 2.125
TRC | None | Benefit-to-Cost Ratio (with program costs) | 9W Replacing 100W - MURB ¦ Efficient Products Installation | 4.211 | 4.1859 | 4.2632
TRC | None | Benefit-to-Cost Ratio (with program costs) | 9W Replacing 100W ¦ Efficient Products Installation | 4.211 | 4.1859 | 4.2632
TRC | None | Benefit-to-Cost Ratio (with program costs) | 9W Replacing 40W - MURB ¦ Efficient Products Installation | 0.97368 | 0.90166 | 0.87838
TRC | None | Benefit-to-Cost Ratio (with program costs) | 9W Replacing 40W ¦ Efficient Products Installation | 0.97368 | 0.90166 | 0.87838
TRC | None | Benefit-to-Cost Ratio (with program costs) | 9W Replacing 60W - MURB ¦ Efficient Products Installation | 2.2276 | 2.1786 | 2.1985
TRC | None | Benefit-to-Cost Ratio (with program costs) | 9W Replacing 60W ¦ Efficient Products Installation | 2.2276 | 2.1786 | 2.1985
TRC | None | Benefit-to-Cost Ratio (with program costs) | Advanced Lighting Design (Performance Lighting) ¦ Business Energy Rebates | 0.39861 | 0.4166 | 0.43669
TRC | None | Benefit-to-Cost Ratio (with program costs) | Advanced Lighting Design (Performance Lighting) ¦ Small Business Energy Solutions | 0.37825 | 0.39532 | 0.41438
TRC | None | Benefit-to-Cost Ratio (with program costs) | Air Conditioner retirement ¦ Appliance Retirement | 1.9591 | 2.0072 | 2.0554
TRC | None | Benefit-to-Cost Ratio (with program costs) | Air Source Heat Pump (96kBTU/hr) ¦ Business Energy Rebates | 46.2171 | 47.1797 | 48.3279
TRC | None | Benefit-to-Cost Ratio (with program costs) | Air Source Heat Pump (96kBTU/hr) ¦ Small Business Energy Solutions | 13.1761 | 13.4505 | 13.7779
TRC | None | Benefit-to-Cost Ratio (with program costs) | Air-Entraining Air Nozzle ¦ Business Energy Rebates | 9.3791 | 9.781 | 10.2336
TRC | None | Benefit-to-Cost Ratio (with program costs) | Air-Entraining Air Nozzle ¦ Small Business Energy Solutions | 4.2202 | 4.4011 | 4.6048
TRC | None | Benefit-to-Cost Ratio (with program costs) | ASHP and AWHP - Electrical ¦ Green Heat | 0.85099 | 0.86814 | 0.88885
TRC | None | Benefit-to-Cost Ratio (with program costs) | Case Lighting for Sign Retrofits ¦ Business Energy Rebates | 3.0088 | 3.1266 | 3.2592
TRC | None | Benefit-to-Cost Ratio (with program costs) | Case Lighting for Sign Retrofits ¦ Small Business Energy Solutions | 2.0581 | 2.1387 | 2.2294
TRC | None | Benefit-to-Cost Ratio (with program costs) | CEE Tier 2 Commercial Washing Machine ¦ Business Energy Rebates | 1.4508 | 1.5046 | 1.5726
TRC | None | Benefit-to-Cost Ratio (with program costs) | CEE Tier 2 Commercial Washing Machine ¦ Small Business Energy Solutions | 1.1283 | 1.1702 | 1.223
TRC | None | Benefit-to-Cost Ratio (with program costs) | CEE Tier 3 Commercial Washing Machine ¦ Business Energy Rebates | 1.6621 | 1.7237 | 1.8015
TRC | None | Benefit-to-Cost Ratio (with program costs) | CEE Tier 3 Commercial Washing Machine ¦ Small Business Energy Solutions | 1.2523 | 1.2987 | 1.3574
TRC | None | Benefit-to-Cost Ratio (with program costs) | Circulation Fan (Agriculture) ¦ Business Energy Rebates | 1.8213 | 1.8826 | 1.955
TRC | None | Benefit-to-Cost Ratio (with program costs) | Circulation Fan (Agriculture) ¦ Small Business Energy Solutions | 1.5367 | 1.5884 | 1.6495
TRC | None | Benefit-to-Cost Ratio (with program costs) | Clothes-line ¦ Instant Savings | 1.3073 | 1.3881 | 1.4745
TRC | None | Benefit-to-Cost Ratio (with program costs) | Cold Climate Air-Source Heat Pump (24kBTU/hr) ¦ Business Energy Rebates | 8.8717 | 9.1571 | 9.4741
TRC | None | Benefit-to-Cost Ratio (with program costs) | Cold Climate Air-Source Heat Pump (24kBTU/hr) ¦ Small Business Energy Solutions | 5.0396 | 5.2017 | 5.3818
TRC | None | Benefit-to-Cost Ratio (with program costs) | Cold Climate Air-Source Heat Pump (48kBTU/hr) ¦ Business Energy Rebates | 15.4503 | 15.9474 | 16.4995
TRC | None | Benefit-to-Cost Ratio (with program costs) | Cold Climate Air-Source Heat Pump (48kBTU/hr) ¦ Small Business Energy Solutions | 6.6474 | 6.8613 | 7.0988
TRC | None | Benefit-to-Cost Ratio (with program costs) | Cooler Night Covers for Display Cases ¦ Business Energy Rebates | 8.0156 | 8.3961 | 8.8253
TRC | None | Benefit-to-Cost Ratio (with program costs) | Cooler Night Covers for Display Cases ¦ Small Business Energy Solutions | 2.6418 | 2.7672 | 2.9087
TRC | None | Benefit-to-Cost Ratio (with program costs) | Custom Energy Efficiency ¦ Custom Retrofit | 2.2608 | 2.3591 | 2.4702
TRC | None | Benefit-to-Cost Ratio (with program costs) | Cycling Refrigerated Air Dryer - 200 CFM ¦ Business Energy Rebates | 7.4092 | 7.7593 | 8.1512
TRC | None | Benefit-to-Cost Ratio (with program costs) | Cycling Refrigerated Air Dryer - 200 CFM ¦ Small Business Energy Solutions | 2.9828 | 3.1237 | 3.2815
TRC | None | Benefit-to-Cost Ratio (with program costs) | Cycling Refrigerated Air Dryer - 50 CFM ¦ Business Energy Rebates | 1.8134 | 1.889 | 1.9759
TRC | None | Benefit-to-Cost Ratio (with program costs) | Cycling Refrigerated Air Dryer - 50 CFM ¦ Small Business Energy Solutions | 1.3739 | 1.4312 | 1.497
TRC | None | Benefit-to-Cost Ratio (with program costs) | Dairy Scroll Compressor ¦ Business Energy Rebates | 27.8127 | 28.8293 | 30.0084
TRC | None | Benefit-to-Cost Ratio (with program costs) | Dairy Scroll Compressor ¦ Small Business Energy Solutions | 6.8214 | 7.0707 | 7.3599
TRC | None | Benefit-to-Cost Ratio (with program costs) | Daylighting Controls - Ceiling Mounted ¦ Business Energy Rebates | 2.6881 | 2.8019 | 2.9311
TRC | None | Benefit-to-Cost Ratio (with program costs) | Daylighting Controls - Ceiling Mounted ¦ Small Business Energy Solutions | 1.8143 | 1.8911 | 1.9783
TRC | None | Benefit-to-Cost Ratio (with program costs) | Daylighting Controls - Switch-Mounted ¦ Business Energy Rebates | 0.86667 | 0.90557 | 0.9492
TRC | None | Benefit-to-Cost Ratio (with program costs) | Daylighting Controls - Switch-Mounted ¦ Small Business Energy Solutions | 0.74405 | 0.77743 | 0.81489
TRC | None | Benefit-to-Cost Ratio (with program costs) | Decorative Lamp ¦ Business Energy Rebates | 1.1618 | 1.2398 | 1.36
TRC | None | Benefit-to-Cost Ratio (with program costs) | Decorative Lamp ¦ Small Business Energy Solutions | 0.70551 | 0.75289 | 0.8259
TRC | None | Benefit-to-Cost Ratio (with program costs) | Dehumidifier ¦ Instant Savings | 0.48133 | 0.4964 | 0.51304
TRC | None | Benefit-to-Cost Ratio (with program costs) | Dehumidifier replacement (Low income only) ¦ Appliance Retirement | 1.1361 | 1.1881 | 1.2573
TRC | None | Benefit-to-Cost Ratio (with program costs) | Dehumidifier replacement (Low income only) ¦ First Nations Home Retrofits | 0.85751 | 0.89674 | 0.94903
TRC | None | Benefit-to-Cost Ratio (with program costs) | Dimmer Switch ¦ Instant Savings | 1.0966 | 1.1324 | 1.1729
TRC | None | Benefit-to-Cost Ratio (with program costs) | Discus or Scroll Refrigeration Compressor ¦ Business Energy Rebates | 19.3889 | 20.2316 | 21.1785
TRC | None | Benefit-to-Cost Ratio (with program costs) | Discus or Scroll Refrigeration Compressor ¦ Small Business Energy Solutions | 5.4397 | 5.6761 | 5.9418
TRC | None | Benefit-to-Cost Ratio (with program costs) | Door Heater Controls ¦ Business Energy Rebates | 8.9428 | 9.3721 | 9.8513
TRC | None | Benefit-to-Cost Ratio (with program costs) | Door Heater Controls ¦ Small Business Energy Solutions | 3.171 | 3.3232 | 3.4931
TRC | None | Benefit-to-Cost Ratio (with program costs) | Double Heat Pad (Agriculture) ¦ Business Energy Rebates | 4.9411 | 5.1762 | 5.4391
TRC | None | Benefit-to-Cost Ratio (with program costs) | Double Heat Pad (Agriculture) ¦ Small Business Energy Solutions | 2.4743 | 2.5921 | 2.7237
TRC | None | Benefit-to-Cost Ratio (with program costs) | Downlight Luminaire (1200 lumen) ¦ Business Energy Rebates | 2.0847 | 1.9234 | 1.7497
TRC | None | Benefit-to-Cost Ratio (with program costs) | Downlight Luminaire (1200 lumen) ¦ Small Business Energy Solutions | 1.2503 | 1.1536 | 1.0494
TRC | None | Benefit-to-Cost Ratio (with program costs) | Downlight Luminaire (3000 lumen) ¦ Business Energy Rebates | 2.9147 | 2.7124 | 2.4905
TRC | None | Benefit-to-Cost Ratio (with program costs) | Downlight Luminaire (3000 lumen) ¦ Small Business Energy Solutions | 1.4708 | 1.3687 | 1.2567
TRC | None | Benefit-to-Cost Ratio (with program costs) | Downlight Luminaire (800 lumen) ¦ Business Energy Rebates | 4.7587 | 4.2464 | 3.7245
TRC | None | Benefit-to-Cost Ratio (with program costs) | Downlight Luminaire (800 lumen) ¦ Small Business Energy Solutions | 2.236 | 1.9953 | 1.7501
TRC | None | Benefit-to-Cost Ratio (with program costs) | Drain Water Heat Recovery ¦ First Nations Home Retrofits | 1.1861 | 1.2358 | 1.291
TRC | None | Benefit-to-Cost Ratio (with program costs) | Drain Water Heat Recovery ¦ Home Energy Assessment | 1.2113 | 1.262 | 1.3184
TRC | None | Benefit-to-Cost Ratio (with program costs) | Dual Enthalpy Economizer Controls ¦ Business Energy Rebates | 2.1438 | 2.2285 | 2.3268
TRC | None | Benefit-to-Cost Ratio (with program costs) | Dual Enthalpy Economizer Controls ¦ Small Business Energy Solutions | 1.5791 | 1.6415 | 1.7139
TRC | None | Benefit-to-Cost Ratio (with program costs) | EC Motor for Refrigeration Applications ¦ Business Energy Rebates1 | 1.7462 | 1.8298 | 1.9223
TRC | None | Benefit-to-Cost Ratio (with program costs) | EC Motor for Refrigeration Applications ¦ Business Energy Rebates2 | 4.8556 | 5.088 | 5.3451
TRC | None | Benefit-to-Cost Ratio (with program costs) | EC Motor for Refrigeration Applications ¦ Small Business Energy Solutions1 | 1.3914 | 1.458 | 1.5317
TRC | None | Benefit-to-Cost Ratio (with program costs) | EC Motor for Refrigeration Applications ¦ Small Business Energy Solutions2 | 2.841 | 2.977 | 3.1274
TRC | None | Benefit-to-Cost Ratio (with program costs) | ECM Circulator Pump ¦ Home Energy Assessment | 0.52324 | 0.54385 | 0.56742
TRC | None | Benefit-to-Cost Ratio (with program costs) | ECM Circulator Pump ¦ Instant Savings | 0.53826 | 0.55946 | 0.5837
TRC | None | Benefit-to-Cost Ratio (with program costs) | Efficient clothes washer ¦ Instant Savings | 0.75391 | 0.78616 | 0.8244
TRC | None | Benefit-to-Cost Ratio (with program costs) | Efficient refrigerator ¦ Instant Savings | 0.044852 | 0.046815 | 0.04878
TRC | None | Benefit-to-Cost Ratio (with program costs) | Electric Combination Oven ¦ Business Energy Rebates | 31.6793 | 33.057 | 34.4387
TRC | None | Benefit-to-Cost Ratio (with program costs) | Electric Combination Oven ¦ Small Business Energy Solutions | 5.1735 | 5.3985 | 5.6241
TRC | None | Benefit-to-Cost Ratio (with program costs) | Electric Combination Oven with Gas ¦ Business Energy Rebates | 7.5391 | 8.4341 | 9.3234
TRC | None | Benefit-to-Cost Ratio (with program costs) | Electric Combination Oven with Gas ¦ Small Business Energy Solutions | 1.2312 | 1.3774 | 1.5226
TRC | None | Benefit-to-Cost Ratio (with program costs) | Electric Convection Oven ¦ Business Energy Rebates | 4.3446 | 4.5336 | 4.723
TRC | None | Benefit-to-Cost Ratio (with program costs) | Electric Convection Oven ¦ Small Business Energy Solutions | 2.5519 | 2.6628 | 2.7741
TRC | None | Benefit-to-Cost Ratio (with program costs) | Electric Convection Oven with Gas ¦ Business Energy Rebates | 2.3019 | 2.8637 | 3.4204
TRC | None | Benefit-to-Cost Ratio (with program costs) | Electric Convection Oven with Gas ¦ Small Business Energy Solutions | 0.50582 | 0.62928 | 0.75161
TRC | None | Benefit-to-Cost Ratio (with program costs) | Electric Fryer Replacement with Gas ¦ Business Energy Rebates | 1.5438 | 1.7513 | 1.9574
TRC | None | Benefit-to-Cost Ratio (with program costs) | Electric Fryer Replacement with Gas ¦ Small Business Energy Solutions | 0.69656 | 0.79021 | 0.8832
TRC | None | Benefit-to-Cost Ratio (with program costs) | Electric Griddle ¦ Business Energy Rebates | 2.0898 | 2.1807 | 2.2719
TRC | None | Benefit-to-Cost Ratio (with program costs) | Electric Griddle ¦ Small Business Energy Solutions | 1.5617 | 1.6297 | 1.6978
TRC | None | Benefit-to-Cost Ratio (with program costs) | Electric Griddle Replacement with Gas ¦ Business Energy Rebates | 0.15479 | 0.37156 | 0.58588
TRC | None | Benefit-to-Cost Ratio (with program costs) | Electric Griddle Replacement with Gas ¦ Small Business Energy Solutions | 0.062643 | 0.15037 | 0.23711
TRC | None | Benefit-to-Cost Ratio (with program costs) | Electric Steam Cooker ¦ Business Energy Rebates | 2.7034 | 2.821 | 2.9389
TRC | None | Benefit-to-Cost Ratio (with program costs) | Electric Steam Cooker ¦ Small Business Energy Solutions | 1.8809 | 1.9627 | 2.0448
TRC | None | Benefit-to-Cost Ratio (with program costs) | Electric to Natural Gas - Water Heater ¦ Business Energy Rebates | 19.7232 | 20.4584 | 21.3077
TRC | None | Benefit-to-Cost Ratio (with program costs) | Electric to Natural Gas - Water Heater ¦ Small Business Energy Solutions | 6.1128 | 6.3406 | 6.6038
TRC | None | Benefit-to-Cost Ratio (with program costs) | Energy Management Information Systems ¦ EMIS | 1.7621 | 1.9144 | 2.0835
TRC | None | Benefit-to-Cost Ratio (with program costs) | ENERGY STAR Pool Pump ¦ Business Energy Rebates | 5.8406 | 6.1928 | 6.5698
TRC | None | Benefit-to-Cost Ratio (with program costs) | ENERGY STAR Pool Pump ¦ Small Business Energy Solutions | 2.8078 | 2.9771 | 3.1583
TRC | None | Benefit-to-Cost Ratio (with program costs) | ENERGY STAR Uninteruptible Power Supplies (UPS) ¦ Business Energy Rebates | 0.088824 | 0.094318 | 0.10019
TRC | None | Benefit-to-Cost Ratio (with program costs) | ENERGY STAR Uninteruptible Power Supplies (UPS) ¦ Small Business Energy Solutions | 0.086795 | 0.092163 | 0.097899
TRC | None | Benefit-to-Cost Ratio (with program costs) | ENERGY STAR Washing Machine ¦ Business Energy Rebates | 1.0649 | 1.0902 | 1.1234
TRC | None | Benefit-to-Cost Ratio (with program costs) | ENERGY STAR Washing Machine ¦ Small Business Energy Solutions | 0.96783 | 0.99089 | 1.0211
TRC | None | Benefit-to-Cost Ratio (with program costs) | Engine Block Heater Timer (Agriculture) ¦ Business Energy Rebates | 11.7605 | 12.1636 | 12.6599
TRC | None | Benefit-to-Cost Ratio (with program costs) | Engine Block Heater Timer (Agriculture) ¦ Small Business Energy Solutions | 4.3558 | 4.5051 | 4.6889
TRC | None | Benefit-to-Cost Ratio (with program costs) | Evaporator Fan Motor Controls ¦ Business Energy Rebates | 0.67031 | 0.7025 | 0.73842
TRC | None | Benefit-to-Cost Ratio (with program costs) | Evaporator Fan Motor Controls ¦ Small Business Energy Solutions | 0.58982 | 0.61814 | 0.64975
TRC | None | Benefit-to-Cost Ratio (with program costs) | Faucet Aerators - MURB ¦ Efficient Products Installation | 4.5543 | 4.9044 | 5.1387
TRC | None | Benefit-to-Cost Ratio (with program costs) | Faucet Aerators ¦ Efficient Products Installation | 4.6733 | 4.8785 | 5.1116
TRC | None | Benefit-to-Cost Ratio (with program costs) | Flood Luminaire (10000 lumen) ¦ Business Energy Rebates | 3.3603 | 3.4889 | 3.6352
TRC | None | Benefit-to-Cost Ratio (with program costs) | Flood Luminaire (10000 lumen) ¦ Small Business Energy Solutions | 2.4743 | 2.569 | 2.6767
TRC | None | Benefit-to-Cost Ratio (with program costs) | Flood Luminaire (48000 lumen) ¦ Business Energy Rebates | 2.412 | 2.5043 | 2.6093
TRC | None | Benefit-to-Cost Ratio (with program costs) | Flood Luminaire (48000 lumen) ¦ Small Business Energy Solutions | 1.9188 | 1.9923 | 2.0758
TRC | None | Benefit-to-Cost Ratio (with program costs) | Four Pin Replacement Lamps for CFLs ¦ Business Energy Rebates | 3.7769 | 3.9249 | 4.0892
TRC | None | Benefit-to-Cost Ratio (with program costs) | Four Pin Replacement Lamps for CFLs ¦ Small Business Energy Solutions | 2.3968 | 2.4907 | 2.5949
TRC | None | Benefit-to-Cost Ratio (with program costs) | Freezer replacement (Low income only) ¦ Appliance Retirement | 0.7362 | 0.78533 | 0.84194
TRC | None | Benefit-to-Cost Ratio (with program costs) | Freezer replacement (Low income only) ¦ First Nations Home Retrofits | 0.61063 | 0.65137 | 0.69833
TRC | None | Benefit-to-Cost Ratio (with program costs) | Freezer retirement ¦ Appliance Retirement | 1.9851 | 2.0798 | 2.1876
TRC | None | Benefit-to-Cost Ratio (with program costs) | Fuel Pump Canopy Luminaire (4000 lumen) ¦ Business Energy Rebates | 1.1611 | 1.2065 | 1.2569
TRC | None | Benefit-to-Cost Ratio (with program costs) | Fuel Pump Canopy Luminaire (4000 lumen) ¦ Small Business Energy Solutions | 0.98679 | 1.0254 | 1.0682
TRC | None | Benefit-to-Cost Ratio (with program costs) | Fuel Pump Canopy Luminaire (8000 lumen) ¦ Business Energy Rebates | 1.3894 | 1.4437 | 1.504
TRC | None | Benefit-to-Cost Ratio (with program costs) | Fuel Pump Canopy Luminaire (8000 lumen) ¦ Small Business Energy Solutions | 1.1469 | 1.1918 | 1.2416
TRC | None | Benefit-to-Cost Ratio (with program costs) | Full Size Hot Food Holding Cabinet ¦ Business Energy Rebates | 3.8019 | 3.9672 | 4.1331
TRC | None | Benefit-to-Cost Ratio (with program costs) | Full Size Hot Food Holding Cabinet ¦ Small Business Energy Solutions | 2.3542 | 2.4566 | 2.5593
TRC | None | Benefit-to-Cost Ratio (with program costs) | General Use Lamp (A,G Types) ¦ Business Energy Rebates | 2.8837 | 2.6022 | 2.3006
TRC | None | Benefit-to-Cost Ratio (with program costs) | General Use Lamp (A,G Types) ¦ Small Business Energy Solutions | 1.3659 | 1.2325 | 1.0897
TRC | None | Benefit-to-Cost Ratio (with program costs) | Glass Door Frezzer ¦ Business Energy Rebates | 2.9688 | 3.1094 | 3.2454
TRC | None | Benefit-to-Cost Ratio (with program costs) | Glass Door Frezzer ¦ Small Business Energy Solutions | 1.9509 | 2.0433 | 2.1326
TRC | None | Benefit-to-Cost Ratio (with program costs) | Glass Door Refrigerator ¦ Business Energy Rebates | 1.4516 | 1.5204 | 1.5869
TRC | None | Benefit-to-Cost Ratio (with program costs) | Glass Door Refrigerator ¦ Small Business Energy Solutions | 1.1565 | 1.2113 | 1.2643
TRC | None | Benefit-to-Cost Ratio (with program costs) | Ground Source Heat Pump (60kBTU/hr) ¦ Business Energy Rebates | 59.9697 | 60.6283 | 61.6412
TRC | None | Benefit-to-Cost Ratio (with program costs) | Ground Source Heat Pump (60kBTU/hr) ¦ Small Business Energy Solutions | 22.6384 | 22.887 | 23.2694
TRC | None | Benefit-to-Cost Ratio (with program costs) | GSHP ¦ Green Heat | 1.7404 | 1.7756 | 1.8197
TRC | None | Benefit-to-Cost Ratio (with program costs) | Heat Pump Clothes Dryer ¦ Business Energy Rebates | 4.3763 | 4.4721 | 4.6053
TRC | None | Benefit-to-Cost Ratio (with program costs) | Heat Pump Clothes Dryer ¦ Small Business Energy Solutions | 3.1525 | 3.2215 | 3.3174
TRC | None | Benefit-to-Cost Ratio (with program costs) | Heat Pump Water Heater ¦ Business Energy Rebates | 0.4921 | 0.51092 | 0.53294
TRC | None | Benefit-to-Cost Ratio (with program costs) | Heat Pump Water Heater ¦ Green Heat | 0.72662 | 0.75852 | 0.79476
TRC | None | Benefit-to-Cost Ratio (with program costs) | Heat Pump Water Heater ¦ Home Energy Assessment | 0.67378 | 0.70336 | 0.73697
TRC | None | Benefit-to-Cost Ratio (with program costs) | Heat Pump Water Heater ¦ Small Business Energy Solutions | 0.45588 | 0.47331 | 0.49371
TRC | None | Benefit-to-Cost Ratio (with program costs) | Heat Reclaimer Unit (Agriculture) ¦ Business Energy Rebates | 2.6479 | 2.7447 | 2.857
TRC | None | Benefit-to-Cost Ratio (with program costs) | Heat Reclaimer Unit (Agriculture) ¦ Small Business Energy Solutions | 2.0478 | 2.1227 | 2.2095
TRC | None | Benefit-to-Cost Ratio (with program costs) | Heavy duty timer ¦ Instant Savings | 2.4877 | 2.6331 | 2.7884
TRC | None | Benefit-to-Cost Ratio (with program costs) | High Bay Luminaire (15 000 lumen) ¦ Business Energy Rebates | 2.4581 | 2.5531 | 2.6574
TRC | None | Benefit-to-Cost Ratio (with program costs) | High Bay Luminaire (15 000 lumen) ¦ Small Business Energy Solutions | 2.0069 | 2.0844 | 2.1696
TRC | None | Benefit-to-Cost Ratio (with program costs) | High Bay Luminaire (35 000 lumen) ¦ Business Energy Rebates | 4.3875 | 4.557 | 4.7432
TRC | None | Benefit-to-Cost Ratio (with program costs) | High Bay Luminaire (35 000 lumen) ¦ Small Business Energy Solutions | 3.1309 | 3.2519 | 3.3847
TRC | None | Benefit-to-Cost Ratio (with program costs) | High Bay Luminaire (60 000 lumen) ¦ Business Energy Rebates | 5.1881 | 5.3885 | 5.6086
TRC | None | Benefit-to-Cost Ratio (with program costs) | High Bay Luminaire (60 000 lumen) ¦ Small Business Energy Solutions | 3.5184 | 3.6543 | 3.8036
TRC | None | Benefit-to-Cost Ratio (with program costs) | High Efficiency Circulator Pump 1.5kW ¦ Business Energy Rebates | 1.9491 | 2.029 | 2.1197
TRC | None | Benefit-to-Cost Ratio (with program costs) | High Efficiency Circulator Pump 1.5kW ¦ Small Business Energy Solutions | 1.5684 | 1.6327 | 1.7057
TRC | None | Benefit-to-Cost Ratio (with program costs) | High Efficiency Circulator Pump 100W ¦ Business Energy Rebates | 0.33484 | 0.34856 | 0.36414
TRC | None | Benefit-to-Cost Ratio (with program costs) | High Efficiency Circulator Pump 100W ¦ Small Business Energy Solutions | 0.32144 | 0.33461 | 0.34957
TRC | None | Benefit-to-Cost Ratio (with program costs) | High Efficiency Circulator Pump 300W ¦ Business Energy Rebates | 0.62579 | 0.65146 | 0.68059
TRC | None | Benefit-to-Cost Ratio (with program costs) | High Efficiency Circulator Pump 300W ¦ Small Business Energy Solutions | 0.58052 | 0.60433 | 0.63136
TRC | None | Benefit-to-Cost Ratio (with program costs) | High Volume Low Speed Fan (Agriculture) ¦ Business Energy Rebates | 3.4165 | 3.5415 | 3.6865
TRC | None | Benefit-to-Cost Ratio (with program costs) | High Volume Low Speed Fan (Agriculture) ¦ Small Business Energy Solutions | 2.4784 | 2.5691 | 2.6743
TRC | None | Benefit-to-Cost Ratio (with program costs) | Holiday Lights Exchange - MURB ¦ Efficient Products Installation | 7.0852 | 7.1829 | 7.3217
TRC | None | Benefit-to-Cost Ratio (with program costs) | Holiday Lights Exchange ¦ Efficient Products Installation | 7.0852 | 7.1829 | 7.3217
TRC | None | Benefit-to-Cost Ratio (with program costs) | Hot Water Tank Wrap - MURB ¦ Efficient Products Installation | 2.3301 | 3.1937 | 3.3508
TRC | None | Benefit-to-Cost Ratio (with program costs) | Hot Water Tank Wrap ¦ Efficient Products Installation | 11.0922 | 11.2189 | 11.3705
TRC | None | Benefit-to-Cost Ratio (with program costs) | HVAC Hotel Occupancy Sensor ¦ Business Energy Rebates | 1.2613 | 1.3132 | 1.3721
TRC | None | Benefit-to-Cost Ratio (with program costs) | HVAC Hotel Occupancy Sensor ¦ Small Business Energy Solutions | 1.0895 | 1.1343 | 1.1852
TRC | None | Benefit-to-Cost Ratio (with program costs) | Ice-Making Head ¦ Business Energy Rebates | 4.0434 | 4.2231 | 4.4266
TRC | None | Benefit-to-Cost Ratio (with program costs) | Ice-Making Head ¦ Small Business Energy Solutions | 2.2965 | 2.3985 | 2.5142
TRC | None | Benefit-to-Cost Ratio (with program costs) | Indoor motion sensor ¦ Instant Savings | 0.98412 | 1.0353 | 1.09
TRC | None | Benefit-to-Cost Ratio (with program costs) | Intelligent Freezer Defrost Controls ¦ Business Energy Rebates | 4.1698 | 4.2137 | 4.2958
TRC | None | Benefit-to-Cost Ratio (with program costs) | Intelligent Freezer Defrost Controls ¦ Small Business Energy Solutions | 3.5488 | 3.5861 | 3.656
TRC | None | Benefit-to-Cost Ratio (with program costs) | Large Commercial/Industrial ETS System ¦ ETS Business Energy Rebates | 3.793 | 3.7978 | 3.8208
TRC | None | Benefit-to-Cost Ratio (with program costs) | Large Commercial/Industrial ETS System ¦ ETS Small Business Energy Solutions | 3.793 | 3.7978 | 3.8208
TRC | None | Benefit-to-Cost Ratio (with program costs) | LED - A-type Lamp ¦ Instant Savings | 3.3885 | 3.3965 | 3.4777
TRC | None | Benefit-to-Cost Ratio (with program costs) | LED - ENERGY STAR Fixture with Motion Sensor ¦ Instant Savings | 1.6598 | 1.5544 | 1.4429
TRC | None | Benefit-to-Cost Ratio (with program costs) | LED - ENERGY STAR Fixture without Motion Sensor ¦ Instant Savings | 0.97846 | 0.90347 | 0.81233
TRC | None | Benefit-to-Cost Ratio (with program costs) | LED - Other ¦ Instant Savings | 2.7797 | 2.5047 | 2.2107
TRC | None | Benefit-to-Cost Ratio (with program costs) | LED - R, BR and Decorative ¦ Instant Savings | 2.6077 | 2.339 | 2.0523
TRC | None | Benefit-to-Cost Ratio (with program costs) | LED - Recessed downlight ¦ Instant Savings | 0.95098 | 0.79088 | 0.66306
TRC | None | Benefit-to-Cost Ratio (with program costs) | LED Nightlights - MURB ¦ Efficient Products Installation | 15.8113 | 16.5138 | 17.2698
TRC | None | Benefit-to-Cost Ratio (with program costs) | LED Nightlights ¦ Efficient Products Installation | 15.8113 | 16.5138 | 17.2698
TRC | None | Benefit-to-Cost Ratio (with program costs) | LED Replacement Lamps for HID (10000 lumen) ¦ Business Energy Rebates | 7.0019 | 7.2757 | 7.5797
TRC | None | Benefit-to-Cost Ratio (with program costs) | LED Replacement Lamps for HID (10000 lumen) ¦ Small Business Energy Solutions | 3.3904 | 3.5229 | 3.6701
TRC | None | Benefit-to-Cost Ratio (with program costs) | LED Replacement Lamps for HID (4000 lumen) ¦ Business Energy Rebates | 3.2 | 3.3251 | 3.464
TRC | None | Benefit-to-Cost Ratio (with program costs) | LED Replacement Lamps for HID (4000 lumen) ¦ Small Business Energy Solutions | 2.1522 | 2.2363 | 2.3298
TRC | None | Benefit-to-Cost Ratio (with program costs) | LED Troffer (1x4) ¦ Business Energy Rebates | 2.2699 | 2.3613 | 2.4632
TRC | None | Benefit-to-Cost Ratio (with program costs) | LED Troffer (1x4) ¦ Small Business Energy Solutions | 1.844 | 1.9182 | 2.001
TRC | None | Benefit-to-Cost Ratio (with program costs) | LED Troffer (2x2) ¦ Business Energy Rebates | 1.9464 | 2.0247 | 2.1121
TRC | None | Benefit-to-Cost Ratio (with program costs) | LED Troffer (2x2) ¦ Small Business Energy Solutions | 1.6246 | 1.69 | 1.763
TRC | None | Benefit-to-Cost Ratio (with program costs) | LED Troffer (4x2) ¦ Business Energy Rebates | 2.474 | 2.5736 | 2.6847
TRC | None | Benefit-to-Cost Ratio (with program costs) | LED Troffer (4x2) ¦ Small Business Energy Solutions | 1.9765 | 2.056 | 2.1448
TRC | None | Benefit-to-Cost Ratio (with program costs) | LED Wall Sconce (1200 lumen) ¦ Business Energy Rebates | 2.0387 | 1.8809 | 1.7111
TRC | None | Benefit-to-Cost Ratio (with program costs) | LED Wall Sconce (1200 lumen) ¦ Small Business Energy Solutions | 1.2336 | 1.1382 | 1.0354
TRC | None | Benefit-to-Cost Ratio (with program costs) | LED Wall Sconce (3000 lumen) ¦ Business Energy Rebates | 3.8282 | 3.5625 | 3.2711
TRC | None | Benefit-to-Cost Ratio (with program costs) | LED Wall Sconce (3000 lumen) ¦ Small Business Energy Solutions | 1.6721 | 1.556 | 1.4288
TRC | None | Benefit-to-Cost Ratio (with program costs) | LED Wall Sconce (800 lumen) ¦ Business Energy Rebates | 5.5601 | 4.7172 | 3.8841
TRC | None | Benefit-to-Cost Ratio (with program costs) | LED Wall Sconce (800 lumen) ¦ Small Business Energy Solutions | 3.0158 | 2.5586 | 2.1067
TRC | None | Benefit-to-Cost Ratio (with program costs) | Linear Ambient Luminaire (10000 lumen) ¦ Business Energy Rebates | 0.74234 | 0.77251 | 0.80617
TRC | None | Benefit-to-Cost Ratio (with program costs) | Linear Ambient Luminaire (10000 lumen) ¦ Small Business Energy Solutions | 0.66386 | 0.69084 | 0.72094
TRC | None | Benefit-to-Cost Ratio (with program costs) | Linear Ambient Luminaire (2000 lumen) ¦ Business Energy Rebates | 0.50248 | 0.5229 | 0.54568
TRC | None | Benefit-to-Cost Ratio (with program costs) | Linear Ambient Luminaire (2000 lumen) ¦ Small Business Energy Solutions | 0.46525 | 0.48415 | 0.50525
TRC | None | Benefit-to-Cost Ratio (with program costs) | Linear Ambient Luminaire (4000 lumen) ¦ Business Energy Rebates | 0.85945 | 0.89437 | 0.93334
TRC | None | Benefit-to-Cost Ratio (with program costs) | Linear Ambient Luminaire (4000 lumen) ¦ Small Business Energy Solutions | 0.75599 | 0.78671 | 0.82098
TRC | None | Benefit-to-Cost Ratio (with program costs) | Linear Ambient Luminaire (8000 lumen) ¦ Business Energy Rebates | 0.9683 | 1.0087 | 1.0535
TRC | None | Benefit-to-Cost Ratio (with program costs) | Linear Ambient Luminaire (8000 lumen) ¦ Small Business Energy Solutions | 0.836 | 0.87088 | 0.90956
TRC | None | Benefit-to-Cost Ratio (with program costs) | Linear Replacement Lamp (2 foot) ¦ Business Energy Rebates | 1.5273 | 1.5893 | 1.6586
TRC | None | Benefit-to-Cost Ratio (with program costs) | Linear Replacement Lamp (2 foot) ¦ Small Business Energy Solutions | 1.2285 | 1.2784 | 1.3341
TRC | None | Benefit-to-Cost Ratio (with program costs) | Linear Replacement Lamp (4 foot) ¦ Business Energy Rebates | 3.0812 | 3.2064 | 3.3461
TRC | None | Benefit-to-Cost Ratio (with program costs) | Linear Replacement Lamp (4 foot) ¦ Small Business Energy Solutions | 2.0672 | 2.1512 | 2.2449
TRC | None | Benefit-to-Cost Ratio (with program costs) | Low/Zero Energy Livestock Waterer ¦ Business Energy Rebates | 1.7031 | 1.7544 | 1.8181
TRC | None | Benefit-to-Cost Ratio (with program costs) | Low/Zero Energy Livestock Waterer ¦ Small Business Energy Solutions | 1.4014 | 1.4436 | 1.496
TRC | None | Benefit-to-Cost Ratio (with program costs) | Low-bay Luminaire (10,000 lumen) ¦ Business Energy Rebates | 2.9181 | 3.0367 | 3.169
TRC | None | Benefit-to-Cost Ratio (with program costs) | Low-bay Luminaire (10,000 lumen) ¦ Small Business Energy Solutions | 1.9923 | 2.0732 | 2.1636
TRC | None | Benefit-to-Cost Ratio (with program costs) | Low-bay Luminaire (5000 lumen) ¦ Business Energy Rebates | 2.4696 | 2.5399 | 2.6263
TRC | None | Benefit-to-Cost Ratio (with program costs) | Low-bay Luminaire (5000 lumen) ¦ Small Business Energy Solutions | 1.9336 | 1.9887 | 2.0562
TRC | None | Benefit-to-Cost Ratio (with program costs) | Low-flow showerhead - 0.5 gpm Reduction - MURB ¦ Efficient Products Installation | 3.7982 | 4.5205 | 4.7365
TRC | None | Benefit-to-Cost Ratio (with program costs) | Low-flow showerhead - 0.5 gpm Reduction ¦ Efficient Products Installation | 4.2471 | 4.4336 | 4.6454
TRC | None | Benefit-to-Cost Ratio (with program costs) | Low-flow showerhead - 1.0 gpm Reduction - MURB ¦ Efficient Products Installation | 6.6518 | 7.9359 | 8.3151
TRC | None | Benefit-to-Cost Ratio (with program costs) | Low-flow showerhead - 1.0 gpm Reduction ¦ Efficient Products Installation | 7.345 | 7.6675 | 8.0339
TRC | None | Benefit-to-Cost Ratio (with program costs) | Low-flow showerhead -0.75 gpm Reduction - MURB ¦ Efficient Products Installation | 5.3179 | 6.3393 | 6.6422
TRC | None | Benefit-to-Cost Ratio (with program costs) | Low-flow showerhead -0.75 gpm Reduction ¦ Efficient Products Installation | 5.9084 | 6.1678 | 6.4625
TRC | None | Benefit-to-Cost Ratio (with program costs) | Luminaire Level Lighting Control (LLLC) - High Impact Application ¦ Business Energy Rebates | 1.4258 | 1.4775 | 1.5376
TRC | None | Benefit-to-Cost Ratio (with program costs) | Luminaire Level Lighting Control (LLLC) - High Impact Application ¦ Small Business Energy Solutions | 1.2358 | 1.2807 | 1.3327
TRC | None | Benefit-to-Cost Ratio (with program costs) | Luminaire Level Lighting Control (LLLC) - Low Impact Application ¦ Business Energy Rebates | 1.2795 | 1.3283 | 1.3845
TRC | None | Benefit-to-Cost Ratio (with program costs) | Luminaire Level Lighting Control (LLLC) - Low Impact Application ¦ Small Business Energy Solutions | 1.117 | 1.1597 | 1.2087
TRC | None | Benefit-to-Cost Ratio (with program costs) | Medium Commercial ETS System ¦ ETS Business Energy Rebates | 3.793 | 3.7978 | 3.8208
TRC | None | Benefit-to-Cost Ratio (with program costs) | Medium Commercial ETS System ¦ ETS Small Business Energy Solutions | 3.793 | 3.7978 | 3.8208
TRC | None | Benefit-to-Cost Ratio (with program costs) | Milk Pre-cooler ¦ Business Energy Rebates | 1.7923 | 1.8577 | 1.9337
TRC | None | Benefit-to-Cost Ratio (with program costs) | Milk Pre-cooler ¦ Small Business Energy Solutions | 1.4958 | 1.5505 | 1.6138
TRC | None | Benefit-to-Cost Ratio (with program costs) | Mini freezer retirement ¦ Appliance Retirement | 1.6842 | 1.7645 | 1.8557
TRC | None | Benefit-to-Cost Ratio (with program costs) | Mini fridge retirement ¦ Appliance Retirement | 1.3685 | 1.4336 | 1.5075
TRC | None | Benefit-to-Cost Ratio (with program costs) | Motion sensor with dimmer switch ¦ Instant Savings | 1.1087 | 1.1678 | 1.2308
TRC | None | Benefit-to-Cost Ratio (with program costs) | MSHP - Fully Electrical ¦ Green Heat | 1.4042 | 1.4349 | 1.4714
TRC | None | Benefit-to-Cost Ratio (with program costs) | MSHP - Mainly Electrical ¦ Green Heat | 1.1932 | 1.2053 | 1.2226
TRC | None | Benefit-to-Cost Ratio (with program costs) | Multi-Tank Conveyor Dishwasher - High Temp ¦ Business Energy Rebates | 22.3909 | 23.338 | 24.3907
TRC | None | Benefit-to-Cost Ratio (with program costs) | Multi-Tank Conveyor Dishwasher - High Temp ¦ Small Business Energy Solutions | 6.5355 | 6.8119 | 7.1192
TRC | None | Benefit-to-Cost Ratio (with program costs) | Multi-Tank Conveyor Dishwasher - Low Temp ¦ Business Energy Rebates | 18.054 | 18.8175 | 19.6662
TRC | None | Benefit-to-Cost Ratio (with program costs) | Multi-Tank Conveyor Dishwasher - Low Temp ¦ Small Business Energy Solutions | 6.1085 | 6.3668 | 6.654
TRC | None | Benefit-to-Cost Ratio (with program costs) | Natural Barn Ventiliation - Summer Only ¦ Business Energy Rebates | 4.5326 | 4.7569 | 5.0038
TRC | None | Benefit-to-Cost Ratio (with program costs) | Natural Barn Ventiliation - Summer Only ¦ Small Business Energy Solutions | 2.69 | 2.8231 | 2.9696
TRC | None | Benefit-to-Cost Ratio (with program costs) | Natural Barn Ventiliation - Year-Round ¦ Business Energy Rebates | 5.9674 | 6.2628 | 6.5877
TRC | None | Benefit-to-Cost Ratio (with program costs) | Natural Barn Ventiliation - Year-Round ¦ Small Business Energy Solutions | 3.1379 | 3.2932 | 3.4641
TRC | None | Benefit-to-Cost Ratio (with program costs) | Natural Gas Conversion - Commercial Electric Clothes Dryer ¦ Business Energy Rebates | 8.0733 | 8.2625 | 8.5537
TRC | None | Benefit-to-Cost Ratio (with program costs) | Natural Gas Conversion - Commercial Electric Clothes Dryer ¦ Small Business Energy Solutions | 4.337 | 4.4387 | 4.5951
TRC | None | Benefit-to-Cost Ratio (with program costs) | Networked/ Connected - Indoor LED Lamp ¦ Instant Savings | 0.17568 | 0.18795 | 0.20208
TRC | None | Benefit-to-Cost Ratio (with program costs) | Networked/Connected - High Impact Application ¦ Business Energy Rebates | 1.3153 | 1.3631 | 1.4185
TRC | None | Benefit-to-Cost Ratio (with program costs) | Networked/Connected - High Impact Application ¦ Small Business Energy Solutions | 1.152 | 1.1938 | 1.2423
TRC | None | Benefit-to-Cost Ratio (with program costs) | Networked/Connected - Low Impact Application ¦ Business Energy Rebates | 1.0339 | 1.0733 | 1.1187
TRC | None | Benefit-to-Cost Ratio (with program costs) | Networked/Connected - Low Impact Application ¦ Small Business Energy Solutions | 0.92516 | 0.96047 | 1.0011
TRC | None | Benefit-to-Cost Ratio (with program costs) | No-Loss Drain ¦ Business Energy Rebates | 6.7482 | 7.0346 | 7.3577
TRC | None | Benefit-to-Cost Ratio (with program costs) | No-Loss Drain ¦ Small Business Energy Solutions | 3.6068 | 3.7599 | 3.9326
TRC | None | Benefit-to-Cost Ratio (with program costs) | Occupancy Sensor (Ceiling Mounted) ¦ Business Energy Rebates | 3.4135 | 3.5425 | 3.6927
TRC | None | Benefit-to-Cost Ratio (with program costs) | Occupancy Sensor (Ceiling Mounted) ¦ Small Business Energy Solutions | 2.2097 | 2.2932 | 2.3905
TRC | None | Benefit-to-Cost Ratio (with program costs) | Occupancy Sensor (Wall Mounted) ¦ Business Energy Rebates | 3.5266 | 3.6595 | 3.8143
TRC | None | Benefit-to-Cost Ratio (with program costs) | Occupancy Sensor (Wall Mounted) ¦ Small Business Energy Solutions | 2.2589 | 2.344 | 2.4432
TRC | None | Benefit-to-Cost Ratio (with program costs) | Occupancy Sensor (Exterior) ¦ Business Energy Rebates | 1.1456 | 1.1891 | 1.2398
TRC | None | Benefit-to-Cost Ratio (with program costs) | Occupancy Sensor (Exterior) ¦ Small Business Energy Solutions | 0.96748 | 1.0043 | 1.0471
TRC | None | Benefit-to-Cost Ratio (with program costs) | Open to Closed Cooler Conversion ¦ Business Energy Rebates | 12.9009 | 13.5071 | 14.1034
TRC | None | Benefit-to-Cost Ratio (with program costs) | Open to Closed Cooler Conversion ¦ Small Business Energy Solutions | 3.9677 | 4.1541 | 4.3375
TRC | None | Benefit-to-Cost Ratio (with program costs) | Outdoor motion sensor ¦ Instant Savings | 1.9699 | 2.0865 | 2.2111
TRC | None | Benefit-to-Cost Ratio (with program costs) | Outside Air Economizer ¦ Business Energy Rebates | 5.4167 | 5.6032 | 5.822
TRC | None | Benefit-to-Cost Ratio (with program costs) | Outside Air Economizer ¦ Small Business Energy Solutions | 3.4651 | 3.5844 | 3.7244
TRC | None | Benefit-to-Cost Ratio (with program costs) | Packaged Terminal Heat Pump (12kBTU/hr) ¦ Business Energy Rebates | 3.9103 | 4.1175 | 4.3392
TRC | None | Benefit-to-Cost Ratio (with program costs) | Packaged Terminal Heat Pump (12kBTU/hr) ¦ Small Business Energy Solutions | 2.3912 | 2.5179 | 2.6535
TRC | None | Benefit-to-Cost Ratio (with program costs) | Parking Garage Luminaire (4000 lumen) ¦ Business Energy Rebates | 2.027 | 2.1051 | 2.1908
TRC | None | Benefit-to-Cost Ratio (with program costs) | Parking Garage Luminaire (4000 lumen) ¦ Small Business Energy Solutions | 1.7113 | 1.7771 | 1.8495
TRC | None | Benefit-to-Cost Ratio (with program costs) | Parking Garage Luminaire (8000 lumen) ¦ Business Energy Rebates | 3.7035 | 3.8461 | 4.0028
TRC | None | Benefit-to-Cost Ratio (with program costs) | Parking Garage Luminaire (8000 lumen) ¦ Small Business Energy Solutions | 2.7698 | 2.8764 | 2.9936
TRC | None | Benefit-to-Cost Ratio (with program costs) | Pellet Boiler/Furnace ¦ Green Heat | 2.9808 | 3.0584 | 3.1477
TRC | None | Benefit-to-Cost Ratio (with program costs) | Pellet Stove ¦ Green Heat | 3.1772 | 3.2696 | 3.3746
TRC | None | Benefit-to-Cost Ratio (with program costs) | Pipe Insulation - MURB ¦ Efficient Products Installation | 11.8702 | 12.2141 | 12.5997
TRC | None | Benefit-to-Cost Ratio (with program costs) | Pipe Insulation ¦ Efficient Products Installation | 571.6138 | 571.9578 | 572.3433
TRC | None | Benefit-to-Cost Ratio (with program costs) | Pole/Arm-Mounted Area Luminaire (20000 lumen) ¦ Business Energy Rebates | 0.34871 | 0.36177 | 0.37777
TRC | None | Benefit-to-Cost Ratio (with program costs) | Pole/Arm-Mounted Area Luminaire (20000 lumen) ¦ Small Business Energy Solutions | 0.33334 | 0.34582 | 0.36112
TRC | None | Benefit-to-Cost Ratio (with program costs) | Pole/Arm-Mounted Area Luminaire (4000 lumen) ¦ Business Energy Rebates | 0.14899 | 0.15457 | 0.16141
TRC | None | Benefit-to-Cost Ratio (with program costs) | Pole/Arm-Mounted Area Luminaire (4000 lumen) ¦ Small Business Energy Solutions | 0.14611 | 0.15158 | 0.15829
TRC | None | Benefit-to-Cost Ratio (with program costs) | Pole/Arm-Mounted Area Luminaire (60000 lumen) ¦ Business Energy Rebates | 0.67016 | 0.69526 | 0.72601
TRC | None | Benefit-to-Cost Ratio (with program costs) | Pole/Arm-Mounted Area Luminaire (60000 lumen) ¦ Small Business Energy Solutions | 0.61559 | 0.63865 | 0.6669
TRC | None | Benefit-to-Cost Ratio (with program costs) | Pole/Arm-Mounted Decorative Luminaire (1500 lumen) ¦ Business Energy Rebates | 0.31309 | 0.32482 | 0.33918
TRC | None | Benefit-to-Cost Ratio (with program costs) | Pole/Arm-Mounted Decorative Luminaire (1500 lumen) ¦ Small Business Energy Solutions | 0.30064 | 0.3119 | 0.3257
TRC | None | Benefit-to-Cost Ratio (with program costs) | Pole/Arm-Mounted Decorative Luminaire (5000 lumen) ¦ Business Energy Rebates | 1.1084 | 1.1499 | 1.2008
TRC | None | Benefit-to-Cost Ratio (with program costs) | Pole/Arm-Mounted Decorative Luminaire (5000 lumen) ¦ Small Business Energy Solutions | 0.96669 | 1.0029 | 1.0473
TRC | None | Benefit-to-Cost Ratio (with program costs) | Pot, Pan and Utensil Dishwasher - High Temp ¦ Business Energy Rebates | 1.5813 | 1.6516 | 1.7312
TRC | None | Benefit-to-Cost Ratio (with program costs) | Pot, Pan and Utensil Dishwasher - High Temp ¦ Small Business Energy Solutions | 1.2188 | 1.273 | 1.3344
TRC | None | Benefit-to-Cost Ratio (with program costs) | Power bar with timer ¦ Instant Savings | 0.47751 | 0.52234 | 0.56686
TRC | None | Benefit-to-Cost Ratio (with program costs) | Premium High Bay Luminaire (15 000 lumen) ¦ Business Energy Rebates | 3.0359 | 3.1533 | 3.2821
TRC | None | Benefit-to-Cost Ratio (with program costs) | Premium High Bay Luminaire (15 000 lumen) ¦ Small Business Energy Solutions | 2.3761 | 2.4679 | 2.5687
TRC | None | Benefit-to-Cost Ratio (with program costs) | Premium High Bay Luminaire (35 000 lumen) ¦ Business Energy Rebates | 4.9013 | 5.0907 | 5.2986
TRC | None | Benefit-to-Cost Ratio (with program costs) | Premium High Bay Luminaire (35 000 lumen) ¦ Small Business Energy Solutions | 3.3841 | 3.5149 | 3.6584
TRC | None | Benefit-to-Cost Ratio (with program costs) | Premium High Bay Luminaire (60 000 lumen) ¦ Business Energy Rebates | 4.8624 | 5.0503 | 5.2566
TRC | None | Benefit-to-Cost Ratio (with program costs) | Premium High Bay Luminaire (60 000 lumen) ¦ Small Business Energy Solutions | 3.3655 | 3.4956 | 3.6383
TRC | None | Benefit-to-Cost Ratio (with program costs) | Reflector Lamp (MR16) ¦ Business Energy Rebates | 2.6426 | 2.299 | 1.9341
TRC | None | Benefit-to-Cost Ratio (with program costs) | Reflector Lamp (MR16) ¦ Small Business Energy Solutions | 1.3263 | 1.1539 | 0.97074
TRC | None | Benefit-to-Cost Ratio (with program costs) | Reflector Lamp (PAR38) ¦ Business Energy Rebates | 2.6059 | 2.2705 | 1.9132
TRC | None | Benefit-to-Cost Ratio (with program costs) | Reflector Lamp (PAR38) ¦ Small Business Energy Solutions | 1.3047 | 1.1368 | 0.95785
TRC | None | Benefit-to-Cost Ratio (with program costs) | Refrigerated Case Luminaire ¦ Business Energy Rebates | 3.5462 | 3.6932 | 3.8591
TRC | None | Benefit-to-Cost Ratio (with program costs) | Refrigerated Case Luminaire ¦ Small Business Energy Solutions | 2.4797 | 2.5825 | 2.6984
TRC | None | Benefit-to-Cost Ratio (with program costs) | Refrigerated Vending Machine Controls ¦ Business Energy Rebates | 2.3329 | 2.479 | 2.6344
TRC | None | Benefit-to-Cost Ratio (with program costs) | Refrigerated Vending Machine Controls ¦ Small Business Energy Solutions | 1.2376 | 1.3152 | 1.3976
TRC | None | Benefit-to-Cost Ratio (with program costs) | Refrigerator replacement (Low income only) ¦ Appliance Retirement | 0.32205 | 0.3427 | 0.36623
TRC | None | Benefit-to-Cost Ratio (with program costs) | Refrigerator replacement (Low income only) ¦ First Nations Home Retrofits | 0.30163 | 0.32096 | 0.343
TRC | None | Benefit-to-Cost Ratio (with program costs) | Refrigerator retirement ¦ Appliance Retirement | 1.8817 | 1.9715 | 2.0736
TRC | None | Benefit-to-Cost Ratio (with program costs) | Remote Condensing Unit ¦ Business Energy Rebates | 8.5319 | 8.9111 | 9.3409
TRC | None | Benefit-to-Cost Ratio (with program costs) | Remote Condensing Unit ¦ Small Business Energy Solutions | 3.2741 | 3.4196 | 3.5845
TRC | None | Benefit-to-Cost Ratio (with program costs) | Residential ETS System (Central) ¦ ETS Green Heat | 2.2758 | 2.2787 | 2.2925
TRC | None | Benefit-to-Cost Ratio (with program costs) | Residential ETS System (Central) ¦ ETS Home Energy Assessment | 2.2758 | 2.2787 | 2.2925
TRC | None | Benefit-to-Cost Ratio (with program costs) | Residential ETS System (Room) ¦ ETS Green Heat | 2.8448 | 2.8483 | 2.8656
TRC | None | Benefit-to-Cost Ratio (with program costs) | Residential ETS System (Room) ¦ ETS Home Energy Assessment | 2.8448 | 2.8483 | 2.8656
TRC | None | Benefit-to-Cost Ratio (with program costs) | Room air purifier ¦ Instant Savings | 1.6652 | 1.7354 | 1.8185
TRC | None | Benefit-to-Cost Ratio (with program costs) | Self-Contained Ice Maker ¦ Business Energy Rebates | 1.4547 | 1.5194 | 1.5927
TRC | None | Benefit-to-Cost Ratio (with program costs) | Self-Contained Ice Maker ¦ Small Business Energy Solutions | 1.1418 | 1.1926 | 1.2502
TRC | None | Benefit-to-Cost Ratio (with program costs) | Server Virtualization and Decommissioning ¦ Business Energy Rebates | 13.8687 | 14.5326 | 15.2669
TRC | None | Benefit-to-Cost Ratio (with program costs) | Server Virtualization and Decommissioning ¦ Small Business Energy Solutions | 4.584 | 4.8034 | 5.0461
TRC | None | Benefit-to-Cost Ratio (with program costs) | Server-based Power Management Software ¦ Business Energy Rebates | 2.5844 | 2.7389 | 2.9047
TRC | None | Benefit-to-Cost Ratio (with program costs) | Server-based Power Management Software ¦ Small Business Energy Solutions | 1.3465 | 1.427 | 1.5134
TRC | None | Benefit-to-Cost Ratio (with program costs) | Single Heat Pad (Agriculture) ¦ Business Energy Rebates | 4.9411 | 5.1762 | 5.4391
TRC | None | Benefit-to-Cost Ratio (with program costs) | Single Heat Pad (Agriculture) ¦ Small Business Energy Solutions | 2.4743 | 2.5921 | 2.7237
TRC | None | Benefit-to-Cost Ratio (with program costs) | Single -Tank Conveyor Dishwasher - High Temp ¦ Business Energy Rebates | 5.9165 | 6.1667 | 6.4449
TRC | None | Benefit-to-Cost Ratio (with program costs) | Single -Tank Conveyor Dishwasher - High Temp ¦ Small Business Energy Solutions | 3.6051 | 3.7576 | 3.9271
TRC | None | Benefit-to-Cost Ratio (with program costs) | Single -Tank Conveyor Dishwasher - Low Temp ¦ Business Energy Rebates | 47.2971 | 49.2975 | 51.5209
TRC | None | Benefit-to-Cost Ratio (with program costs) | Single -Tank Conveyor Dishwasher - Low Temp ¦ Small Business Energy Solutions | 7.724 | 8.0507 | 8.4138
TRC | None | Benefit-to-Cost Ratio (with program costs) | Single-Tank Door type Dishwasher - High Temp ¦ Business Energy Rebates | 10.3874 | 10.8504 | 11.3684
TRC | None | Benefit-to-Cost Ratio (with program costs) | Single-Tank Door type Dishwasher - High Temp ¦ Small Business Energy Solutions | 4.311 | 4.5031 | 4.7181
TRC | None | Benefit-to-Cost Ratio (with program costs) | Single-Tank Door type Dishwasher - Low Temp ¦ Business Energy Rebates | 16.5112 | 17.247 | 18.0702
TRC | None | Benefit-to-Cost Ratio (with program costs) | Single-Tank Door type Dishwasher - Low Temp ¦ Small Business Energy Solutions | 5.0965 | 5.3236 | 5.5777
TRC | None | Benefit-to-Cost Ratio (with program costs) | Small Commercial ETS Sytem ¦ ETS Business Energy Rebates | 3.793 | 3.7978 | 3.8208
TRC | None | Benefit-to-Cost Ratio (with program costs) | Small Commercial ETS Sytem ¦ ETS Small Business Energy Solutions | 3.793 | 3.7978 | 3.8208
TRC | None | Benefit-to-Cost Ratio (with program costs) | Smart power bar ¦ Instant Savings | 0.47829 | 0.5232 | 0.56779
TRC | None | Benefit-to-Cost Ratio (with program costs) | Smart Power Controllers - MURB ¦ Efficient Products Installation | 1.6498 | 1.8048 | 1.9586
TRC | None | Benefit-to-Cost Ratio (with program costs) | Smart Power Controllers ¦ Efficient Products Installation | 1.6498 | 1.8048 | 1.9586
TRC | None | Benefit-to-Cost Ratio (with program costs) | Solar air heating ¦ Green Heat | 0.099482 | 0.10514 | 0.11119
TRC | None | Benefit-to-Cost Ratio (with program costs) | Solar air heating ¦ Home Energy Assessment | 0.050548 | 0.053423 | 0.056496
TRC | None | Benefit-to-Cost Ratio (with program costs) | Solar DHW System ¦ Business Energy Rebates | 2.0907 | 2.2096 | 2.3367
TRC | None | Benefit-to-Cost Ratio (with program costs) | Solar DHW System ¦ Small Business Energy Solutions | 1.607 | 1.6984 | 1.7961
TRC | None | Benefit-to-Cost Ratio (with program costs) | Solar Domestic Hot Water ¦ Green Heat | 0.76572 | 0.80861 | 0.85448
TRC | None | Benefit-to-Cost Ratio (with program costs) | Solar Domestic Hot Water ¦ Home Energy Assessment | 0.10854 | 0.11462 | 0.12112
TRC | None | Benefit-to-Cost Ratio (with program costs) | Solid Door Freezer ¦ Business Energy Rebates | 29.1521 | 30.533 | 31.8679
TRC | None | Benefit-to-Cost Ratio (with program costs) | Solid Door Freezer ¦ Small Business Energy Solutions | 4.7608 | 4.9863 | 5.2043
TRC | None | Benefit-to-Cost Ratio (with program costs) | Solid Door Refrigerator ¦ Business Energy Rebates | 0.41517 | 0.43482 | 0.45382
TRC | None | Benefit-to-Cost Ratio (with program costs) | Solid Door Refrigerator ¦ Small Business Energy Solutions | 0.38696 | 0.40527 | 0.42298
TRC | None | Benefit-to-Cost Ratio (with program costs) | Stairwell and Passageway Luminaire ¦ Business Energy Rebates | 4.3691 | 4.533 | 4.7337
TRC | None | Benefit-to-Cost Ratio (with program costs) | Stairwell and Passageway Luminaire ¦ Small Business Energy Solutions | 2.7676 | 2.8714 | 2.9986
TRC | None | Benefit-to-Cost Ratio (with program costs) | Standard Capacity Electric Fryer ¦ Business Energy Rebates | 8.3924 | 8.7575 | 9.1237
TRC | None | Benefit-to-Cost Ratio (with program costs) | Standard Capacity Electric Fryer ¦ Small Business Energy Solutions | 3.5596 | 3.7145 | 3.8698
TRC | None | Benefit-to-Cost Ratio (with program costs) | Strategic Energy Management ¦ SEM | 0.99613 | 1.0922 | 1.1954
TRC | None | Benefit-to-Cost Ratio (with program costs) | Strip-Curtains for Display Cases ¦ Business Energy Rebates | 4.6043 | 4.9355 | 5.3111
TRC | None | Benefit-to-Cost Ratio (with program costs) | Strip-Curtains for Display Cases ¦ Small Business Energy Solutions | 1.4527 | 1.5571 | 1.6757
TRC | None | Benefit-to-Cost Ratio (with program costs) | Track/Mono-point Direction Luminaire ¦ Business Energy Rebates | 2.1236 | 2.2099 | 2.3062
TRC | None | Benefit-to-Cost Ratio (with program costs) | Track/Mono-point Direction Luminaire ¦ Small Business Energy Solutions | 1.587 | 1.6515 | 1.7234
TRC | None | Benefit-to-Cost Ratio (with program costs) | Unconverted D ¦ Home Energy Assessment | 7.0658 | 7.2549 | 7.4665
TRC | None | Benefit-to-Cost Ratio (with program costs) | Under-Counter Dishwasher - HighTemp ¦ Business Energy Rebates | 1.2927 | 1.3501 | 1.4152
TRC | None | Benefit-to-Cost Ratio (with program costs) | Under-Counter Dishwasher - HighTemp ¦ Small Business Energy Solutions | 1.0398 | 1.086 | 1.1384
TRC | None | Benefit-to-Cost Ratio (with program costs) | Under-Counter Dishwasher - Low Temp ¦ Business Energy Rebates | 6.995 | 7.3058 | 7.6579
TRC | None | Benefit-to-Cost Ratio (with program costs) | Under-Counter Dishwasher - Low Temp ¦ Small Business Energy Solutions | 3.021 | 3.1552 | 3.3073
TRC | None | Benefit-to-Cost Ratio (with program costs) | Variable Speed Kitchen Exhuast Fan ¦ Business Energy Rebates | 6.089 | 6.2981 | 6.5437
TRC | None | Benefit-to-Cost Ratio (with program costs) | Variable Speed Kitchen Exhuast Fan ¦ Small Business Energy Solutions | 3.7318 | 3.86 | 4.0105
TRC | None | Benefit-to-Cost Ratio (with program costs) | Ventilation Fan (Agriculture) ¦ Business Energy Rebates | 2.0417 | 2.1106 | 2.1918
TRC | None | Benefit-to-Cost Ratio (with program costs) | Ventilation Fan (Agriculture) ¦ Small Business Energy Solutions | 1.6904 | 1.7474 | 1.8146
TRC | None | Benefit-to-Cost Ratio (with program costs) | VFD - 10 hp - Institutional - Make-up Air Fan ¦ Business Energy Rebates | 9.8 | 10.3731 | 10.9888
TRC | None | Benefit-to-Cost Ratio (with program costs) | VFD - 10 hp - Institutional - Make-up Air Fan ¦ Small Business Energy Solutions | 3.5554 | 3.7633 | 3.9867
TRC | None | Benefit-to-Cost Ratio (with program costs) | VFD - 10 hp - Retail - Supply Fan ¦ Business Energy Rebates | 3.4902 | 3.6824 | 3.8905
TRC | None | Benefit-to-Cost Ratio (with program costs) | VFD - 10 hp - Retail - Supply Fan ¦ Small Business Energy Solutions | 2.1978 | 2.3188 | 2.4498
TRC | None | Benefit-to-Cost Ratio (with program costs) | VFD - 20 hp - Institutional - Chilled Water Pump ¦ Business Energy Rebates | 5.8551 | 6.1542 | 6.4817
TRC | None | Benefit-to-Cost Ratio (with program costs) | VFD - 20 hp - Institutional - Chilled Water Pump ¦ Small Business Energy Solutions | 3.059 | 3.2153 | 3.3864
TRC | None | Benefit-to-Cost Ratio (with program costs) | VFD - 20 hp - Retail - Exhaust Fan ¦ Business Energy Rebates | 3.6829 | 3.8977 | 4.1286
TRC | None | Benefit-to-Cost Ratio (with program costs) | VFD - 20 hp - Retail - Exhaust Fan ¦ Small Business Energy Solutions | 2.221 | 2.3505 | 2.4897
TRC | None | Benefit-to-Cost Ratio (with program costs) | VFD - 30 hp - Institutional - Make-up Air Fan ¦ Business Energy Rebates | 9.8281 | 10.4009 | 11.0165
TRC | None | Benefit-to-Cost Ratio (with program costs) | VFD - 30 hp - Institutional - Make-up Air Fan ¦ Small Business Energy Solutions | 3.5673 | 3.7752 | 3.9987
TRC | None | Benefit-to-Cost Ratio (with program costs) | VFD - 30 hp - Retail - Supply Fan ¦ Business Energy Rebates | 5.0116 | 5.2878 | 5.5869
TRC | None | Benefit-to-Cost Ratio (with program costs) | VFD - 30 hp - Retail - Supply Fan ¦ Small Business Energy Solutions | 2.7159 | 2.8655 | 3.0276
TRC | None | Benefit-to-Cost Ratio (with program costs) | VFD - 40 hp - Warehousing - Exhaust Fan ¦ Business Energy Rebates | 3.6519 | 3.8505 | 4.0659
TRC | None | Benefit-to-Cost Ratio (with program costs) | VFD - 40 hp - Warehousing - Exhaust Fan ¦ Small Business Energy Solutions | 2.2717 | 2.3952 | 2.5293
TRC | None | Benefit-to-Cost Ratio (with program costs) | VFD - 5 hp - Institutional - Chilled Water Pump ¦ Business Energy Rebates | 2.6258 | 2.7196 | 2.8288
TRC | None | Benefit-to-Cost Ratio (with program costs) | VFD - 5 hp - Institutional - Chilled Water Pump ¦ Small Business Energy Solutions | 2.0457 | 2.1188 | 2.2039
TRC | None | Benefit-to-Cost Ratio (with program costs) | VFD - 5 hp - Retail - Exhaust Fan ¦ Business Energy Rebates | 1.0613 | 1.1231 | 1.1897
TRC | None | Benefit-to-Cost Ratio (with program costs) | VFD - 5 hp - Retail - Exhaust Fan ¦ Small Business Energy Solutions | 0.89211 | 0.94412 | 1
TRC | None | Benefit-to-Cost Ratio (with program costs) | VFD Milk Transfer Pump ¦ Business Energy Rebates | 0.74859 | 0.77352 | 0.80369
TRC | None | Benefit-to-Cost Ratio (with program costs) | VFD Milk Transfer Pump ¦ Small Business Energy Solutions | 0.67748 | 0.70005 | 0.72735
TRC | None | Benefit-to-Cost Ratio (with program costs) | VFD Milk Vacuum Pump ¦ Business Energy Rebates | 2.3828 | 2.4708 | 2.5727
TRC | None | Benefit-to-Cost Ratio (with program costs) | VFD Milk Vacuum Pump ¦ Small Business Energy Solutions | 1.8813 | 1.9509 | 2.0313
TRC | None | Benefit-to-Cost Ratio (with program costs) | Wall Mounted Area Luminaire (1000 lumen) ¦ Business Energy Rebates | 1.9322 | 2.0088 | 2.0931
TRC | None | Benefit-to-Cost Ratio (with program costs) | Wall Mounted Area Luminaire (1000 lumen) ¦ Small Business Energy Solutions | 1.6032 | 1.6668 | 1.7367
TRC | None | Benefit-to-Cost Ratio (with program costs) | Wall Mounted Area Luminaire (10000 lumen) ¦ Business Energy Rebates | 1.1057 | 1.1495 | 1.1978
TRC | None | Benefit-to-Cost Ratio (with program costs) | Wall Mounted Area Luminaire (10000 lumen) ¦ Small Business Energy Solutions | 0.98948 | 1.0287 | 1.0719
TRC | None | Benefit-to-Cost Ratio (with program costs) | Wall Mounted Area Luminaire (50000 lumen) ¦ Business Energy Rebates | 0.94531 | 0.98281 | 1.024
TRC | None | Benefit-to-Cost Ratio (with program costs) | Wall Mounted Area Luminaire (50000 lumen) ¦ Small Business Energy Solutions | 0.85906 | 0.89314 | 0.9306
TRC | None | Benefit-to-Cost Ratio (with program costs) | Wall Wash Luminaire (1000 lumen) ¦ Business Energy Rebates | 2.113 | 2.199 | 2.2948
TRC | None | Benefit-to-Cost Ratio (with program costs) | Wall Wash Luminaire (1000 lumen) ¦ Small Business Energy Solutions | 1.5808 | 1.645 | 1.7167
TRC | None | Benefit-to-Cost Ratio (with program costs) | Wall wash luminaire (1500 lumen) ¦ Business Energy Rebates | 2.529 | 2.5564 | 2.6067
TRC | None | Benefit-to-Cost Ratio (with program costs) | Wall wash luminaire (1500 lumen) ¦ Small Business Energy Solutions | 2.2757 | 2.3003 | 2.3455
TRC | None | Benefit-to-Cost Ratio (with program costs) | Whole Home - tier 0 (22% better than code on average) ¦ New Home Construction | 1.7627 | 1.8101 | 1.8628
TRC | None | Benefit-to-Cost Ratio (with program costs) | Whole home - tier 1 (45% better than code target) ¦ New Home Construction | 1.6357 | 1.6816 | 1.7327
TRC | None | Benefit-to-Cost Ratio (with program costs) | Whole home - tier 2 (60% better than code target) ¦ New Home Construction | 1.6583 | 1.7071 | 1.7613
TRC | None | Benefit-to-Cost Ratio (with program costs) | Whole home - tier 3 (70% better than code target) ¦ New Home Construction | 1.3568 | 1.3962 | 1.4399
TRC | None | Benefit-to-Cost Ratio (with program costs) | Whole Home ¦ Home Energy Assessment | 2.7531 | 2.8398 | 2.9368
TRC | None | Benefit-to-Cost Ratio (with program costs) | Whole Home First Nations Retrofit ¦ First Nations Home Retrofits | 4.0195 | 4.1117 | 4.2224
TRC | None | Benefit-to-Cost Ratio (with program costs) | Wood Boiler/Furnace ¦ Green Heat | 1.7462 | 1.792 | 1.8446
TRC | None | Benefit-to-Cost Ratio (with program costs) | Wood Stove ¦ Green Heat | 3.8897 | 4.0131 | 4.1515
TRC | None | Benefit-to-Cost Ratio (with program costs) | Zero-Energy Doors for Reach-In Coolers ¦ Business Energy Rebates | 1.5022 | 1.5727 | 1.6422
TRC | None | Benefit-to-Cost Ratio (with program costs) | Zero-Energy Doors for Reach-In Coolers ¦ Small Business Energy Solutions | 1.1902 | 1.2461 | 1.3011
TRC | None | First Year Net Savings ¦ Coinc. Demand Savings (kW) | 18W Replacing 100W - MURB ¦ Efficient Products Installation | 0.60761 | 0.60761 | 0.60761
TRC | None | First Year Net Savings ¦ Coinc. Demand Savings (kW) | 18W Replacing 100W ¦ Efficient Products Installation | 18.6489 | 18.6489 | 18.6489
TRC | None | First Year Net Savings ¦ Coinc. Demand Savings (kW) | 9.5W Replacing 100W - MURB ¦ Efficient Products Installation | 0.051584 | 0.051584 | 0.051584
TRC | None | First Year Net Savings ¦ Coinc. Demand Savings (kW) | 9.5W Replacing 100W ¦ Efficient Products Installation | 10.9487 | 10.9487 | 10.9487
TRC | None | First Year Net Savings ¦ Coinc. Demand Savings (kW) | 9.5W Replacing 60W - MURB ¦ Efficient Products Installation | 3.1519 | 0 | 3.1519
TRC | None | First Year Net Savings ¦ Coinc. Demand Savings (kW) | 9.5W Replacing 60W ¦ Efficient Products Installation | 47.9584 | 0 | 125.4648
TRC | None | First Year Net Savings ¦ Coinc. Demand Savings (kW) | 9W Replacing 100W - MURB ¦ Efficient Products Installation | 13.6416 | 13.6416 | 13.6416
TRC | None | First Year Net Savings ¦ Coinc. Demand Savings (kW) | 9W Replacing 100W ¦ Efficient Products Installation | 36.2305 | 36.2305 | 36.2305
TRC | None | First Year Net Savings ¦ Coinc. Demand Savings (kW) | 9W Replacing 60W - MURB ¦ Efficient Products Installation | 169.9837 | 0 | 169.9837
TRC | None | First Year Net Savings ¦ Coinc. Demand Savings (kW) | 9W Replacing 60W ¦ Efficient Products Installation | 1504.1487 | 884.6049 | 1504.1487
TRC | None | First Year Net Savings ¦ Coinc. Demand Savings (kW) | Air Source Heat Pump (96kBTU/hr) ¦ Business Energy Rebates | 754 | 754 | 754
TRC | None | First Year Net Savings ¦ Coinc. Demand Savings (kW) | Air-Entraining Air Nozzle ¦ Business Energy Rebates | 26.0417 | 26.0417 | 26.0417
TRC | None | First Year Net Savings ¦ Coinc. Demand Savings (kW) | Case Lighting for Sign Retrofits ¦ Business Energy Rebates | 31.6115 | 31.6115 | 31.6115
TRC | None | First Year Net Savings ¦ Coinc. Demand Savings (kW) | Cold Climate Air-Source Heat Pump (24kBTU/hr) ¦ Business Energy Rebates | 726.7414 | 726.7414 | 726.7414
TRC | None | First Year Net Savings ¦ Coinc. Demand Savings (kW) | Cold Climate Air-Source Heat Pump (48kBTU/hr) ¦ Business Energy Rebates | 492.9942 | 492.9942 | 492.9942
TRC | None | First Year Net Savings ¦ Coinc. Demand Savings (kW) | Custom Energy Efficiency ¦ Custom Retrofit | 4912.398 | 4015.5885 | 3400.9479
TRC | None | First Year Net Savings ¦ Coinc. Demand Savings (kW) | Dairy Scroll Compressor ¦ Business Energy Rebates | 19.72 | 19.72 | 19.72
TRC | None | First Year Net Savings ¦ Coinc. Demand Savings (kW) | Daylighting Controls - Ceiling Mounted ¦ Business Energy Rebates | 0.435 | 0 | 0
TRC | None | First Year Net Savings ¦ Coinc. Demand Savings (kW) | Dehumidifier replacement (Low income only) ¦ Appliance Retirement | 39.7538 | 39.7538 | 39.7538
TRC | None | First Year Net Savings ¦ Coinc. Demand Savings (kW) | Dimmer Switch ¦ Instant Savings | 33.2421 | 33.2421 | 33.2421
TRC | None | First Year Net Savings ¦ Coinc. Demand Savings (kW) | Downlight Luminaire (800 lumen) ¦ Business Energy Rebates | 2262.6046 | 0 | 0
TRC | None | First Year Net Savings ¦ Coinc. Demand Savings (kW) | Dual Enthalpy Economizer Controls ¦ Business Energy Rebates | 4.205 | 4.205 | 4.205
TRC | None | First Year Net Savings ¦ Coinc. Demand Savings (kW) | Electric Combination Oven ¦ Business Energy Rebates | 22.5196 | 22.5196 | 22.5196
TRC | None | First Year Net Savings ¦ Coinc. Demand Savings (kW) | Electric to Natural Gas - Water Heater ¦ Business Energy Rebates | 2.088 | 2.088 | 2.088
TRC | None | First Year Net Savings ¦ Coinc. Demand Savings (kW) | Energy Management Information Systems ¦ EMIS | 339.15 | 339.15 | 339.15
TRC | None | First Year Net Savings ¦ Coinc. Demand Savings (kW) | Engine Block Heater Timer (Agriculture) ¦ Business Energy Rebates | 52.4794 | 78.54 | 107.7117
TRC | None | First Year Net Savings ¦ Coinc. Demand Savings (kW) | Flood Luminaire (10000 lumen) ¦ Business Energy Rebates | 1534.9202 | 1534.9202 | 1534.9202
TRC | None | First Year Net Savings ¦ Coinc. Demand Savings (kW) | Flood Luminaire (48000 lumen) ¦ Business Energy Rebates | 209.6161 | 209.6161 | 209.6161
TRC | None | First Year Net Savings ¦ Coinc. Demand Savings (kW) | Four Pin Replacement Lamps for CFLs ¦ Business Energy Rebates | 1.1348 | 1.1348 | 1.1348
TRC | None | First Year Net Savings ¦ Coinc. Demand Savings (kW) | Freezer replacement (Low income only) ¦ Appliance Retirement | 56.8278 | 56.8278 | 56.8278
TRC | None | First Year Net Savings ¦ Coinc. Demand Savings (kW) | Freezer retirement ¦ Appliance Retirement | 286.8319 | 286.8319 | 286.8319
TRC | None | First Year Net Savings ¦ Coinc. Demand Savings (kW) | Ground Source Heat Pump (60kBTU/hr) ¦ Business Energy Rebates | 2630.793 | 2630.793 | 2630.793
TRC | None | First Year Net Savings ¦ Coinc. Demand Savings (kW) | GSHP ¦ Green Heat | 75.69 | 75.69 | 75.69
TRC | None | First Year Net Savings ¦ Coinc. Demand Savings (kW) | Heat Pump Clothes Dryer ¦ Business Energy Rebates | 99.3534 | 99.3534 | 99.3534
TRC | None | First Year Net Savings ¦ Coinc. Demand Savings (kW) | Heat Pump Water Heater ¦ Business Energy Rebates | 1.914 | 1.914 | 1.914
TRC | None | First Year Net Savings ¦ Coinc. Demand Savings (kW) | High Bay Luminaire (15 000 lumen) ¦ Business Energy Rebates | 42.3872 | 42.3872 | 42.3872
TRC | None | First Year Net Savings ¦ Coinc. Demand Savings (kW) | High Bay Luminaire (35 000 lumen) ¦ Business Energy Rebates | 333.6186 | 333.6186 | 333.6186
TRC | None | First Year Net Savings ¦ Coinc. Demand Savings (kW) | High Bay Luminaire (60 000 lumen) ¦ Business Energy Rebates | 109.737 | 109.737 | 109.737
TRC | None | First Year Net Savings ¦ Coinc. Demand Savings (kW) | High Efficiency Circulator Pump 1.5kW ¦ Business Energy Rebates | 5.3998 | 5.3998 | 5.3998
TRC | None | First Year Net Savings ¦ Coinc. Demand Savings (kW) | High Efficiency Circulator Pump 300W ¦ Business Energy Rebates | 3.5888 | 3.5887 | 3.5887
TRC | None | First Year Net Savings ¦ Coinc. Demand Savings (kW) | High Volume Low Speed Fan (Agriculture) ¦ Business Energy Rebates | 28.1083 | 28.1083 | 28.1082
TRC | None | First Year Net Savings ¦ Coinc. Demand Savings (kW) | Holiday Lights Exchange - MURB ¦ Efficient Products Installation | 193.285 | 193.285 | 193.285
TRC | None | First Year Net Savings ¦ Coinc. Demand Savings (kW) | Holiday Lights Exchange ¦ Efficient Products Installation | 51.0248 | 51.0248 | 51.0248
TRC | None | First Year Net Savings ¦ Coinc. Demand Savings (kW) | Hot Water Tank Wrap ¦ Efficient Products Installation | 114.7696 | 114.7696 | 114.7696
TRC | None | First Year Net Savings ¦ Coinc. Demand Savings (kW) | HVAC Hotel Occupancy Sensor ¦ Business Energy Rebates | 29.7945 | 29.7945 | 29.7945
TRC | None | First Year Net Savings ¦ Coinc. Demand Savings (kW) | Intelligent Freezer Defrost Controls ¦ Business Energy Rebates | 297.7413 | 297.7413 | 297.7413
TRC | None | First Year Net Savings ¦ Coinc. Demand Savings (kW) | LED - A-type Lamp ¦ Instant Savings | 2174.2221 | 2174.2221 | 2174.2221
TRC | None | First Year Net Savings ¦ Coinc. Demand Savings (kW) | LED - Other ¦ Instant Savings | 659.1832 | 659.1832 | 0
TRC | None | First Year Net Savings ¦ Coinc. Demand Savings (kW) | LED - R, BR and Decorative ¦ Instant Savings | 417.0495 | 417.0495 | 0
TRC | None | First Year Net Savings ¦ Coinc. Demand Savings (kW) | LED Nightlights - MURB ¦ Efficient Products Installation | 4.5443 | 4.5443 | 4.5443
TRC | None | First Year Net Savings ¦ Coinc. Demand Savings (kW) | LED Nightlights ¦ Efficient Products Installation | 33.9547 | 33.9547 | 33.9547
TRC | None | First Year Net Savings ¦ Coinc. Demand Savings (kW) | LED Replacement Lamps for HID (10000 lumen) ¦ Business Energy Rebates | 6.9278 | 6.9278 | 6.9278
TRC | None | First Year Net Savings ¦ Coinc. Demand Savings (kW) | LED Replacement Lamps for HID (4000 lumen) ¦ Business Energy Rebates | 2.9789 | 2.9789 | 2.9789
TRC | None | First Year Net Savings ¦ Coinc. Demand Savings (kW) | LED Troffer (1x4) ¦ Business Energy Rebates | 85.2178 | 85.2178 | 85.2178
TRC | None | First Year Net Savings ¦ Coinc. Demand Savings (kW) | LED Troffer (2x2) ¦ Business Energy Rebates | 169.3822 | 169.3822 | 169.3822
TRC | None | First Year Net Savings ¦ Coinc. Demand Savings (kW) | LED Troffer (4x2) ¦ Business Energy Rebates | 472.1447 | 472.1446 | 472.1446
TRC | None | First Year Net Savings ¦ Coinc. Demand Savings (kW) | LED Wall Sconce (800 lumen) ¦ Business Energy Rebates | 13.0857 | 0 | 0
TRC | None | First Year Net Savings ¦ Coinc. Demand Savings (kW) | Linear Replacement Lamp (4 foot) ¦ Business Energy Rebates | 2184.9135 | 1483.232 | 175.3102
TRC | None | First Year Net Savings ¦ Coinc. Demand Savings (kW) | Low-bay Luminaire (10,000 lumen) ¦ Business Energy Rebates | 12.4403 | 0 | 0
TRC | None | First Year Net Savings ¦ Coinc. Demand Savings (kW) | Low-bay Luminaire (5000 lumen) ¦ Business Energy Rebates | 167.6046 | 167.6046 | 167.6046
TRC | None | First Year Net Savings ¦ Coinc. Demand Savings (kW) | Low-flow showerhead - 1.0 gpm Reduction - MURB ¦ Efficient Products Installation | 19.7837 | 39.7756 | 39.7756
TRC | None | First Year Net Savings ¦ Coinc. Demand Savings (kW) | Low-flow showerhead - 1.0 gpm Reduction ¦ Efficient Products Installation | 270.3079 | 253.2223 | 256.8549
TRC | None | First Year Net Savings ¦ Coinc. Demand Savings (kW) | Mini freezer retirement ¦ Appliance Retirement | 2.0284 | 2.0284 | 2.0284
TRC | None | First Year Net Savings ¦ Coinc. Demand Savings (kW) | Mini fridge retirement ¦ Appliance Retirement | 3.3039 | 3.3039 | 3.3039
TRC | None | First Year Net Savings ¦ Coinc. Demand Savings (kW) | MSHP - Fully Electrical ¦ Green Heat | 3391.6805 | 3391.6805 | 3391.6805
TRC | None | First Year Net Savings ¦ Coinc. Demand Savings (kW) | MSHP - Mainly Electrical ¦ Green Heat | 1300.4035 | 1300.4035 | 1300.4035
TRC | None | First Year Net Savings ¦ Coinc. Demand Savings (kW) | Multi-Tank Conveyor Dishwasher - High Temp ¦ Business Energy Rebates | 22.5111 | 22.5111 | 22.5111
TRC | None | First Year Net Savings ¦ Coinc. Demand Savings (kW) | Multi-Tank Conveyor Dishwasher - Low Temp ¦ Business Energy Rebates | 22.5079 | 22.5079 | 22.5079
TRC | None | First Year Net Savings ¦ Coinc. Demand Savings (kW) | Natural Gas Conversion - Commercial Electric Clothes Dryer ¦ Business Energy Rebates | 98.7598 | 98.7598 | 98.7598
TRC | None | First Year Net Savings ¦ Coinc. Demand Savings (kW) | No-Loss Drain ¦ Business Energy Rebates | 26.9083 | 26.9083 | 26.9083
TRC | None | First Year Net Savings ¦ Coinc. Demand Savings (kW) | Occupancy Sensor (Ceiling Mounted) ¦ Business Energy Rebates | 447.8992 | 447.8992 | 447.8992
TRC | None | First Year Net Savings ¦ Coinc. Demand Savings (kW) | Occupancy Sensor (Wall Mounted) ¦ Business Energy Rebates | 563.3163 | 563.3163 | 563.3163
TRC | None | First Year Net Savings ¦ Coinc. Demand Savings (kW) | Outside Air Economizer ¦ Business Energy Rebates | 217.6003 | 219.5273 | 222.3956
TRC | None | First Year Net Savings ¦ Coinc. Demand Savings (kW) | Parking Garage Luminaire (4000 lumen) ¦ Business Energy Rebates | 7.6898 | 7.6898 | 7.6898
TRC | None | First Year Net Savings ¦ Coinc. Demand Savings (kW) | Parking Garage Luminaire (8000 lumen) ¦ Business Energy Rebates | 5.2651 | 5.2651 | 5.2651
TRC | None | First Year Net Savings ¦ Coinc. Demand Savings (kW) | Pellet Boiler/Furnace ¦ Green Heat | 81.6382 | 81.6382 | 81.6382
TRC | None | First Year Net Savings ¦ Coinc. Demand Savings (kW) | Pellet Stove ¦ Green Heat | 116 | 116 | 116
TRC | None | First Year Net Savings ¦ Coinc. Demand Savings (kW) | Pipe Insulation - MURB ¦ Efficient Products Installation | 4.0093 | 4.0093 | 4.0093
TRC | None | First Year Net Savings ¦ Coinc. Demand Savings (kW) | Pipe Insulation ¦ Efficient Products Installation | 60.8596 | 60.8596 | 60.8596
TRC | None | First Year Net Savings ¦ Coinc. Demand Savings (kW) | Premium High Bay Luminaire (15 000 lumen) ¦ Business Energy Rebates | 32.8273 | 32.8273 | 32.8273
TRC | None | First Year Net Savings ¦ Coinc. Demand Savings (kW) | Premium High Bay Luminaire (35 000 lumen) ¦ Business Energy Rebates | 70.1288 | 70.1288 | 70.1288
TRC | None | First Year Net Savings ¦ Coinc. Demand Savings (kW) | Premium High Bay Luminaire (60 000 lumen) ¦ Business Energy Rebates | 28.2766 | 28.2766 | 28.2766
TRC | None | First Year Net Savings ¦ Coinc. Demand Savings (kW) | Programmable thermostat ¦ Instant Savings | -372.148 | -372.148 | -372.148
TRC | None | First Year Net Savings ¦ Coinc. Demand Savings (kW) | Refrigerated Case Luminaire ¦ Business Energy Rebates | 0.031445 | 0.031445 | 0.031445
TRC | None | First Year Net Savings ¦ Coinc. Demand Savings (kW) | Refrigerator retirement ¦ Appliance Retirement | 579.6111 | 579.6111 | 579.6111
TRC | None | First Year Net Savings ¦ Coinc. Demand Savings (kW) | Residential ETS System (Room) ¦ ETS Green Heat | 709.3333 | 709.3333 | 709.3333
TRC | None | First Year Net Savings ¦ Coinc. Demand Savings (kW) | Residential ETS System (Room) ¦ ETS Home Energy Assessment | 631.75 | 631.75 | 631.75
TRC | None | First Year Net Savings ¦ Coinc. Demand Savings (kW) | Room air purifier ¦ Instant Savings | 17.412 | 17.412 | 17.412
TRC | None | First Year Net Savings ¦ Coinc. Demand Savings (kW) | Server Virtualization and Decommissioning ¦ Business Energy Rebates | 16.5515 | 16.5515 | 16.5515
TRC | None | First Year Net Savings ¦ Coinc. Demand Savings (kW) | Single -Tank Conveyor Dishwasher - High Temp ¦ Business Energy Rebates | 22.5097 | 22.5097 | 22.5097
TRC | None | First Year Net Savings ¦ Coinc. Demand Savings (kW) | Single -Tank Conveyor Dishwasher - Low Temp ¦ Business Energy Rebates | 22.5059 | 22.5059 | 22.5059
TRC | None | First Year Net Savings ¦ Coinc. Demand Savings (kW) | Single-Tank Door type Dishwasher - High Temp ¦ Business Energy Rebates | 2.6709 | 2.6709 | 2.6709
TRC | None | First Year Net Savings ¦ Coinc. Demand Savings (kW) | Single-Tank Door type Dishwasher - Low Temp ¦ Business Energy Rebates | 3.6366 | 3.6366 | 3.6366
TRC | None | First Year Net Savings ¦ Coinc. Demand Savings (kW) | Small Commercial ETS Sytem ¦ ETS Business Energy Rebates | 953.1667 | 953.1667 | 953.1667
TRC | None | First Year Net Savings ¦ Coinc. Demand Savings (kW) | Small Commercial ETS Sytem ¦ ETS Small Business Energy Solutions | 731.5183 | 731.5183 | 731.5183
TRC | None | First Year Net Savings ¦ Coinc. Demand Savings (kW) | Solid Door Freezer ¦ Business Energy Rebates | 0.4176 | 0.4176 | 0.4176
TRC | None | First Year Net Savings ¦ Coinc. Demand Savings (kW) | Stairwell and Passageway Luminaire ¦ Business Energy Rebates | 5.4868 | 5.4868 | 5.4868
TRC | None | First Year Net Savings ¦ Coinc. Demand Savings (kW) | Standard Capacity Electric Fryer ¦ Business Energy Rebates | 10.9805 | 15.3123 | 20.3875
TRC | None | First Year Net Savings ¦ Coinc. Demand Savings (kW) | Strategic Energy Management ¦ SEM | 390.0499 | 390.0499 | 390.0499
TRC | None | First Year Net Savings ¦ Coinc. Demand Savings (kW) | Unconverted D ¦ Home Energy Assessment | 480.5933 | 480.5933 | 480.5933
TRC | None | First Year Net Savings ¦ Coinc. Demand Savings (kW) | Variable Speed Kitchen Exhuast Fan ¦ Business Energy Rebates | 21.4948 | 21.4948 | 21.4948
TRC | None | First Year Net Savings ¦ Coinc. Demand Savings (kW) | VFD - 10 hp - Institutional - Make-up Air Fan ¦ Business Energy Rebates | 1.559 | 1.559 | 1.559
TRC | None | First Year Net Savings ¦ Coinc. Demand Savings (kW) | VFD - 10 hp - Retail - Supply Fan ¦ Business Energy Rebates | 1.6078 | 1.6078 | 1.6078
TRC | None | First Year Net Savings ¦ Coinc. Demand Savings (kW) | VFD - 20 hp - Institutional - Chilled Water Pump ¦ Business Energy Rebates | 12.354 | 12.354 | 12.354
TRC | None | First Year Net Savings ¦ Coinc. Demand Savings (kW) | VFD - 20 hp - Retail - Exhaust Fan ¦ Business Energy Rebates | 2.958 | 2.958 | 2.958
TRC | None | First Year Net Savings ¦ Coinc. Demand Savings (kW) | VFD - 30 hp - Institutional - Make-up Air Fan ¦ Business Energy Rebates | 4.35 | 4.35 | 4.35
TRC | None | First Year Net Savings ¦ Coinc. Demand Savings (kW) | VFD - 30 hp - Retail - Supply Fan ¦ Business Energy Rebates | 4.495 | 4.495 | 4.495
TRC | None | First Year Net Savings ¦ Coinc. Demand Savings (kW) | VFD - 40 hp - Warehousing - Exhaust Fan ¦ Business Energy Rebates | 20.039 | 20.039 | 20.039
TRC | None | First Year Net Savings ¦ Coinc. Demand Savings (kW) | VFD - 5 hp - Institutional - Chilled Water Pump ¦ Business Energy Rebates | 3.2155 | 3.2155 | 3.2155
TRC | None | First Year Net Savings ¦ Coinc. Demand Savings (kW) | VFD - 5 hp - Retail - Exhaust Fan ¦ Business Energy Rebates | 0.77952 | 0.77952 | 0.77952
TRC | None | First Year Net Savings ¦ Coinc. Demand Savings (kW) | Wall Mounted Area Luminaire (1000 lumen) ¦ Business Energy Rebates | 79.3466 | 79.3466 | 79.3466
TRC | None | First Year Net Savings ¦ Coinc. Demand Savings (kW) | Wall wash luminaire (1500 lumen) ¦ Business Energy Rebates | 250.1103 | 250.1103 | 250.1103
TRC | None | First Year Net Savings ¦ Coinc. Demand Savings (kW) | Whole Home - tier 0 (22% better than code on average) ¦ New Home Construction | 208.8101 | 208.8101 | 208.8101
TRC | None | First Year Net Savings ¦ Coinc. Demand Savings (kW) | Whole home - tier 1 (45% better than code target) ¦ New Home Construction | 721.7069 | 721.7069 | 721.7069
TRC | None | First Year Net Savings ¦ Coinc. Demand Savings (kW) | Whole home - tier 2 (60% better than code target) ¦ New Home Construction | 166.4396 | 166.4396 | 166.4396
TRC | None | First Year Net Savings ¦ Coinc. Demand Savings (kW) | Whole home - tier 3 (70% better than code target) ¦ New Home Construction | 29.1666 | 29.1666 | 29.1666
TRC | None | First Year Net Savings ¦ Coinc. Demand Savings (kW) | Whole Home ¦ Home Energy Assessment | 3093.2183 | 3093.2183 | 3093.2183
TRC | None | First Year Net Savings ¦ Coinc. Demand Savings (kW) | Wood Boiler/Furnace ¦ Green Heat | 22.214 | 22.214 | 22.214
TRC | None | First Year Net Savings ¦ Coinc. Demand Savings (kW) | Wood Stove ¦ Green Heat | 290 | 290 | 290
TRC | None | First Year Net Savings ¦ Energy Savings (kWh) | 18W Replacing 100W - MURB ¦ Efficient Products Installation | 5063.4072 | 5063.4072 | 5063.4072
TRC | None | First Year Net Savings ¦ Energy Savings (kWh) | 18W Replacing 100W ¦ Efficient Products Installation | 155407.6502 | 155407.6502 | 155407.6502
TRC | None | First Year Net Savings ¦ Energy Savings (kWh) | 9.5W Replacing 100W - MURB ¦ Efficient Products Installation | 429.8671 | 429.8671 | 429.8671
TRC | None | First Year Net Savings ¦ Energy Savings (kWh) | 9.5W Replacing 100W ¦ Efficient Products Installation | 91239.2957 | 91239.2957 | 91239.2957
TRC | None | First Year Net Savings ¦ Energy Savings (kWh) | 9.5W Replacing 60W - MURB ¦ Efficient Products Installation | 26265.8309 | 0 | 26265.8309
TRC | None | First Year Net Savings ¦ Energy Savings (kWh) | 9.5W Replacing 60W ¦ Efficient Products Installation | 399652.9567 | 0 | 1045540.3366
TRC | None | First Year Net Savings ¦ Energy Savings (kWh) | 9W Replacing 100W - MURB ¦ Efficient Products Installation | 113679.6654 | 113679.6654 | 113679.6654
TRC | None | First Year Net Savings ¦ Energy Savings (kWh) | 9W Replacing 100W ¦ Efficient Products Installation | 301921.0886 | 301921.0886 | 301921.0886
TRC | None | First Year Net Savings ¦ Energy Savings (kWh) | 9W Replacing 60W - MURB ¦ Efficient Products Installation | 1416530.8998 | 0 | 1416530.8998
TRC | None | First Year Net Savings ¦ Energy Savings (kWh) | 9W Replacing 60W ¦ Efficient Products Installation | 12534572.4643 | 7371707.722 | 12534572.4643
TRC | None | First Year Net Savings ¦ Energy Savings (kWh) | Air Conditioner retirement ¦ Appliance Retirement | 38657 | 38657 | 38657
TRC | None | First Year Net Savings ¦ Energy Savings (kWh) | Air Source Heat Pump (96kBTU/hr) ¦ Business Energy Rebates | 928658.4639 | 928658.4639 | 928658.4639
TRC | None | First Year Net Savings ¦ Energy Savings (kWh) | Air-Entraining Air Nozzle ¦ Business Energy Rebates | 145000 | 145000 | 145000
TRC | None | First Year Net Savings ¦ Energy Savings (kWh) | Case Lighting for Sign Retrofits ¦ Business Energy Rebates | 162100.575 | 162100.575 | 162100.575
TRC | None | First Year Net Savings ¦ Energy Savings (kWh) | Clothes-line ¦ Instant Savings | 319725 | 319725 | 319725
TRC | None | First Year Net Savings ¦ Energy Savings (kWh) | Cold Climate Air-Source Heat Pump (24kBTU/hr) ¦ Business Energy Rebates | 2220729.71 | 2220729.71 | 2220729.7099
TRC | None | First Year Net Savings ¦ Energy Savings (kWh) | Cold Climate Air-Source Heat Pump (48kBTU/hr) ¦ Business Energy Rebates | 1506459.9202 | 1506459.9202 | 1506459.9202
TRC | None | First Year Net Savings ¦ Energy Savings (kWh) | Custom Energy Efficiency ¦ Custom Retrofit | 29457308.6174 | 24079569.4717 | 20393862.9767
TRC | None | First Year Net Savings ¦ Energy Savings (kWh) | Dairy Scroll Compressor ¦ Business Energy Rebates | 68509.6 | 68509.6 | 68509.6
TRC | None | First Year Net Savings ¦ Energy Savings (kWh) | Daylighting Controls - Ceiling Mounted ¦ Business Energy Rebates | 2697 | 0 | 0
TRC | None | First Year Net Savings ¦ Energy Savings (kWh) | Dehumidifier replacement (Low income only) ¦ Appliance Retirement | 118668 | 118668 | 118668
TRC | None | First Year Net Savings ¦ Energy Savings (kWh) | Dimmer Switch ¦ Instant Savings | 217411.028 | 217411.028 | 217411.028
TRC | None | First Year Net Savings ¦ Energy Savings (kWh) | Downlight Luminaire (800 lumen) ¦ Business Energy Rebates | 6837143.7783 | 0 | 0
TRC | None | First Year Net Savings ¦ Energy Savings (kWh) | Dual Enthalpy Economizer Controls ¦ Business Energy Rebates | 18683.25 | 18683.25 | 18683.25
TRC | None | First Year Net Savings ¦ Energy Savings (kWh) | Electric Combination Oven ¦ Business Energy Rebates | 145000 | 145000 | 145000
TRC | None | First Year Net Savings ¦ Energy Savings (kWh) | Electric to Natural Gas - Water Heater ¦ Business Energy Rebates | 7632.0475 | 7632.0475 | 7632.0475
TRC | None | First Year Net Savings ¦ Energy Savings (kWh) | Energy Management Information Systems ¦ EMIS | 1864660 | 1864660 | 1864660
TRC | None | First Year Net Savings ¦ Energy Savings (kWh) | Engine Block Heater Timer (Agriculture) ¦ Business Energy Rebates | 59540.2423 | 89107.1797 | 122203.7642
TRC | None | First Year Net Savings ¦ Energy Savings (kWh) | Flood Luminaire (10000 lumen) ¦ Business Energy Rebates | 6722950.5838 | 6722950.5838 | 6722950.5838
TRC | None | First Year Net Savings ¦ Energy Savings (kWh) | Flood Luminaire (48000 lumen) ¦ Business Energy Rebates | 918118.3428 | 918118.3428 | 918118.3428
TRC | None | First Year Net Savings ¦ Energy Savings (kWh) | Four Pin Replacement Lamps for CFLs ¦ Business Energy Rebates | 5818.995 | 5818.995 | 5818.995
TRC | None | First Year Net Savings ¦ Energy Savings (kWh) | Freezer replacement (Low income only) ¦ Appliance Retirement | 411795.65 | 411795.65 | 411795.65
TRC | None | First Year Net Savings ¦ Energy Savings (kWh) | Freezer retirement ¦ Appliance Retirement | 2078492.35 | 2078492.35 | 2078492.35
TRC | None | First Year Net Savings ¦ Energy Savings (kWh) | Ground Source Heat Pump (60kBTU/hr) ¦ Business Energy Rebates | 1541796.2389 | 1541796.2389 | 1541796.2389
TRC | None | First Year Net Savings ¦ Energy Savings (kWh) | GSHP ¦ Green Heat | 100432.8 | 100432.8 | 100432.8
TRC | None | First Year Net Savings ¦ Energy Savings (kWh) | Heat Pump Clothes Dryer ¦ Business Energy Rebates | 145000 | 145000 | 145000
TRC | None | First Year Net Savings ¦ Energy Savings (kWh) | Heat Pump Water Heater ¦ Business Energy Rebates | 7797.9608 | 7797.9608 | 7797.9608
TRC | None | First Year Net Savings ¦ Energy Savings (kWh) | Heavy duty timer ¦ Instant Savings | 434643.3 | 434643.3 | 434643.3
TRC | None | First Year Net Savings ¦ Energy Savings (kWh) | High Bay Luminaire (15 000 lumen) ¦ Business Energy Rebates | 217357.3679 | 217357.3679 | 217357.3679
TRC | None | First Year Net Savings ¦ Energy Savings (kWh) | High Bay Luminaire (35 000 lumen) ¦ Business Energy Rebates | 1710765.1334 | 1710765.1334 | 1710765.1333
TRC | None | First Year Net Savings ¦ Energy Savings (kWh) | High Bay Luminaire (60 000 lumen) ¦ Business Energy Rebates | 562721.1156 | 562721.1156 | 562721.1156
TRC | None | First Year Net Savings ¦ Energy Savings (kWh) | High Efficiency Circulator Pump 1.5kW ¦ Business Energy Rebates | 25963.7 | 25963.7 | 25963.7
TRC | None | First Year Net Savings ¦ Energy Savings (kWh) | High Efficiency Circulator Pump 300W ¦ Business Energy Rebates | 17291.25 | 17291.25 | 17291.25
TRC | None | First Year Net Savings ¦ Energy Savings (kWh) | High Volume Low Speed Fan (Agriculture) ¦ Business Energy Rebates | 97967.22 | 97967.22 | 97967.22
TRC | None | First Year Net Savings ¦ Energy Savings (kWh) | Holiday Lights Exchange - MURB ¦ Efficient Products Installation | 145000 | 145000 | 145000
TRC | None | First Year Net Savings ¦ Energy Savings (kWh) | Holiday Lights Exchange ¦ Efficient Products Installation | 38278.1927 | 38278.1927 | 38278.1927
TRC | None | First Year Net Savings ¦ Energy Savings (kWh) | Hot Water Tank Wrap ¦ Efficient Products Installation | 708454.3284 | 708454.3284 | 708454.3284
TRC | None | First Year Net Savings ¦ Energy Savings (kWh) | HVAC Hotel Occupancy Sensor ¦ Business Energy Rebates | 145000 | 145000 | 145000
TRC | None | First Year Net Savings ¦ Energy Savings (kWh) | Indoor motion sensor ¦ Instant Savings | 19331.951 | 19331.951 | 19331.951
TRC | None | First Year Net Savings ¦ Energy Savings (kWh) | Intelligent Freezer Defrost Controls ¦ Business Energy Rebates | 145000 | 145000 | 145000
TRC | None | First Year Net Savings ¦ Energy Savings (kWh) | LED - A-type Lamp ¦ Instant Savings | 15420014.5455 | 15420014.5455 | 15420014.5455
TRC | None | First Year Net Savings ¦ Energy Savings (kWh) | LED - Other ¦ Instant Savings | 4675058.0232 | 4675058.0232 | 0
TRC | None | First Year Net Savings ¦ Energy Savings (kWh) | LED - R, BR and Decorative ¦ Instant Savings | 2957797.77 | 2957797.77 | 0
TRC | None | First Year Net Savings ¦ Energy Savings (kWh) | LED Nightlights - MURB ¦ Efficient Products Installation | 38839.9625 | 38839.9625 | 38839.9625
TRC | None | First Year Net Savings ¦ Energy Savings (kWh) | LED Nightlights ¦ Efficient Products Installation | 290211.3832 | 290211.3832 | 290211.3832
TRC | None | First Year Net Savings ¦ Energy Savings (kWh) | LED Replacement Lamps for HID (10000 lumen) ¦ Business Energy Rebates | 35283.3333 | 35283.3333 | 35283.3333
TRC | None | First Year Net Savings ¦ Energy Savings (kWh) | LED Replacement Lamps for HID (4000 lumen) ¦ Business Energy Rebates | 15171.8333 | 15171.8333 | 15171.8333
TRC | None | First Year Net Savings ¦ Energy Savings (kWh) | LED Troffer (1x4) ¦ Business Energy Rebates | 492952.9381 | 492952.9381 | 492952.9381
TRC | None | First Year Net Savings ¦ Energy Savings (kWh) | LED Troffer (2x2) ¦ Business Energy Rebates | 979570.4912 | 979570.4912 | 979570.4912
TRC | None | First Year Net Savings ¦ Energy Savings (kWh) | LED Troffer (4x2) ¦ Business Energy Rebates | 2731268.865 | 2731268.865 | 2731268.865
TRC | None | First Year Net Savings ¦ Energy Savings (kWh) | LED Wall Sconce (800 lumen) ¦ Business Energy Rebates | 15404.3505 | 0 | 0
TRC | None | First Year Net Savings ¦ Energy Savings (kWh) | Linear Replacement Lamp (4 foot) ¦ Business Energy Rebates | 12624981.6434 | 8570488.8131 | 1012986.55
TRC | None | First Year Net Savings ¦ Energy Savings (kWh) | Low-bay Luminaire (10,000 lumen) ¦ Business Energy Rebates | 71962.311 | 0 | 0
TRC | None | First Year Net Savings ¦ Energy Savings (kWh) | Low-bay Luminaire (5000 lumen) ¦ Business Energy Rebates | 397992.6142 | 397992.6142 | 397992.6142
TRC | None | First Year Net Savings ¦ Energy Savings (kWh) | Low-flow showerhead - 1.0 gpm Reduction - MURB ¦ Efficient Products Installation | 122121.3665 | 245528.5 | 245528.5
TRC | None | First Year Net Savings ¦ Energy Savings (kWh) | Low-flow showerhead - 1.0 gpm Reduction ¦ Efficient Products Installation | 1668567.2 | 1563100.8754 | 1585523.7843
TRC | None | First Year Net Savings ¦ Energy Savings (kWh) | Mini freezer retirement ¦ Appliance Retirement | 14698.65 | 14698.65 | 14698.65
TRC | None | First Year Net Savings ¦ Energy Savings (kWh) | Mini fridge retirement ¦ Appliance Retirement | 23940.95 | 23940.95 | 23940.95
TRC | None | First Year Net Savings ¦ Energy Savings (kWh) | Motion sensor with dimmer switch ¦ Instant Savings | 1147.1472 | 1147.1472 | 1147.1472
TRC | None | First Year Net Savings ¦ Energy Savings (kWh) | MSHP - Fully Electrical ¦ Green Heat | 4297959.5 | 4297959.5 | 4297959.5
TRC | None | First Year Net Savings ¦ Energy Savings (kWh) | MSHP - Mainly Electrical ¦ Green Heat | 534006 | 534006 | 534006
TRC | None | First Year Net Savings ¦ Energy Savings (kWh) | Multi-Tank Conveyor Dishwasher - High Temp ¦ Business Energy Rebates | 145000 | 145000 | 145000
TRC | None | First Year Net Savings ¦ Energy Savings (kWh) | Multi-Tank Conveyor Dishwasher - Low Temp ¦ Business Energy Rebates | 145000 | 145000 | 145000
TRC | None | First Year Net Savings ¦ Energy Savings (kWh) | Natural Gas Conversion - Commercial Electric Clothes Dryer ¦ Business Energy Rebates | 145000 | 145000 | 145000
TRC | None | First Year Net Savings ¦ Energy Savings (kWh) | No-Loss Drain ¦ Business Energy Rebates | 145000 | 145000 | 145000
TRC | None | First Year Net Savings ¦ Energy Savings (kWh) | Occupancy Sensor (Ceiling Mounted) ¦ Business Energy Rebates | 1934684.598 | 1934684.598 | 1934684.598
TRC | None | First Year Net Savings ¦ Energy Savings (kWh) | Occupancy Sensor (Wall Mounted) ¦ Business Energy Rebates | 2413835.271 | 2413835.271 | 2413835.271
TRC | None | First Year Net Savings ¦ Energy Savings (kWh) | Outdoor motion sensor ¦ Instant Savings | 277812.75 | 277812.75 | 277812.75
TRC | None | First Year Net Savings ¦ Energy Savings (kWh) | Outside Air Economizer ¦ Business Energy Rebates | 651901.7791 | 657674.6707 | 666267.947
TRC | None | First Year Net Savings ¦ Energy Savings (kWh) | Packaged Terminal Heat Pump (12kBTU/hr) ¦ Business Energy Rebates | 3996593.0515 | 3996593.0515 | 3996593.0515
TRC | None | First Year Net Savings ¦ Energy Savings (kWh) | Parking Garage Luminaire (4000 lumen) ¦ Business Energy Rebates | 39164.5 | 39164.5 | 39164.5
TRC | None | First Year Net Savings ¦ Energy Savings (kWh) | Parking Garage Luminaire (8000 lumen) ¦ Business Energy Rebates | 26815.3333 | 26815.3333 | 26815.3333
TRC | None | First Year Net Savings ¦ Energy Savings (kWh) | Pellet Boiler/Furnace ¦ Green Heat | 145000 | 145000 | 145000
TRC | None | First Year Net Savings ¦ Energy Savings (kWh) | Pellet Stove ¦ Green Heat | 246500 | 246500 | 246500
TRC | None | First Year Net Savings ¦ Energy Savings (kWh) | Pipe Insulation - MURB ¦ Efficient Products Installation | 24748.8945 | 24748.8945 | 24748.8945
TRC | None | First Year Net Savings ¦ Energy Savings (kWh) | Pipe Insulation ¦ Efficient Products Installation | 375676.3492 | 375676.3492 | 375676.3492
TRC | None | First Year Net Savings ¦ Energy Savings (kWh) | Premium High Bay Luminaire (15 000 lumen) ¦ Business Energy Rebates | 168335.2125 | 168335.2125 | 168335.2125
TRC | None | First Year Net Savings ¦ Energy Savings (kWh) | Premium High Bay Luminaire (35 000 lumen) ¦ Business Energy Rebates | 359613.891 | 359613.891 | 359613.891
TRC | None | First Year Net Savings ¦ Energy Savings (kWh) | Premium High Bay Luminaire (60 000 lumen) ¦ Business Energy Rebates | 145000 | 145000 | 145000
TRC | None | First Year Net Savings ¦ Energy Savings (kWh) | Programmable thermostat ¦ Instant Savings | 847910.7 | 847910.7 | 847910.7
TRC | None | First Year Net Savings ¦ Energy Savings (kWh) | Refrigerated Case Luminaire ¦ Business Energy Rebates | 160.9978 | 160.9979 | 160.9979
TRC | None | First Year Net Savings ¦ Energy Savings (kWh) | Refrigerator retirement ¦ Appliance Retirement | 4200080.15 | 4200080.15 | 4200080.15
TRC | None | First Year Net Savings ¦ Energy Savings (kWh) | Room air purifier ¦ Instant Savings | 92568 | 92568 | 92568
TRC | None | First Year Net Savings ¦ Energy Savings (kWh) | Server Virtualization and Decommissioning ¦ Business Energy Rebates | 145000 | 145000 | 145000
TRC | None | First Year Net Savings ¦ Energy Savings (kWh) | Single -Tank Conveyor Dishwasher - High Temp ¦ Business Energy Rebates | 145000 | 145000 | 145000
TRC | None | First Year Net Savings ¦ Energy Savings (kWh) | Single -Tank Conveyor Dishwasher - Low Temp ¦ Business Energy Rebates | 145000 | 145000 | 145000
TRC | None | First Year Net Savings ¦ Energy Savings (kWh) | Single-Tank Door type Dishwasher - High Temp ¦ Business Energy Rebates | 17201.6966 | 17201.6966 | 17201.6966
TRC | None | First Year Net Savings ¦ Energy Savings (kWh) | Single-Tank Door type Dishwasher - Low Temp ¦ Business Energy Rebates | 23421.2017 | 23421.2017 | 23421.2017
TRC | None | First Year Net Savings ¦ Energy Savings (kWh) | Smart Power Controllers - MURB ¦ Efficient Products Installation | 255662.55 | 255662.55 | 255662.55
TRC | None | First Year Net Savings ¦ Energy Savings (kWh) | Smart Power Controllers ¦ Efficient Products Installation | 3645426.15 | 3645426.15 | 3645426.15
TRC | None | First Year Net Savings ¦ Energy Savings (kWh) | Solar DHW System ¦ Business Energy Rebates | 31175 | 31175 | 31175
TRC | None | First Year Net Savings ¦ Energy Savings (kWh) | Solid Door Freezer ¦ Business Energy Rebates | 5376.6 | 5376.6 | 5376.6
TRC | None | First Year Net Savings ¦ Energy Savings (kWh) | Stairwell and Passageway Luminaire ¦ Business Energy Rebates | 28072 | 28072 | 28072
TRC | None | First Year Net Savings ¦ Energy Savings (kWh) | Standard Capacity Electric Fryer ¦ Business Energy Rebates | 70773.2576 | 98693.6151 | 131404.9518
TRC | None | First Year Net Savings ¦ Energy Savings (kWh) | Strategic Energy Management ¦ SEM | 3290050 | 3290050 | 3290050
TRC | None | First Year Net Savings ¦ Energy Savings (kWh) | Unconverted D ¦ Home Energy Assessment | 1698209.55 | 1698209.55 | 1698209.55
TRC | None | First Year Net Savings ¦ Energy Savings (kWh) | Variable Speed Kitchen Exhuast Fan ¦ Business Energy Rebates | 64055.78 | 64055.78 | 64055.78
TRC | None | First Year Net Savings ¦ Energy Savings (kWh) | VFD - 10 hp - Institutional - Make-up Air Fan ¦ Business Energy Rebates | 114055.492 | 114055.492 | 114055.492
TRC | None | First Year Net Savings ¦ Energy Savings (kWh) | VFD - 10 hp - Retail - Supply Fan ¦ Business Energy Rebates | 38420.8095 | 38420.8095 | 38420.8095
TRC | None | First Year Net Savings ¦ Energy Savings (kWh) | VFD - 20 hp - Institutional - Chilled Water Pump ¦ Business Energy Rebates | 156059.8663 | 156059.8663 | 156059.8663
TRC | None | First Year Net Savings ¦ Energy Savings (kWh) | VFD - 20 hp - Retail - Exhaust Fan ¦ Business Energy Rebates | 198820.3982 | 198820.3982 | 198820.3982
TRC | None | First Year Net Savings ¦ Energy Savings (kWh) | VFD - 30 hp - Institutional - Make-up Air Fan ¦ Business Energy Rebates | 284813.5211 | 284813.5211 | 284813.5211
TRC | None | First Year Net Savings ¦ Energy Savings (kWh) | VFD - 30 hp - Retail - Supply Fan ¦ Business Energy Rebates | 108726.2809 | 108726.2809 | 108726.2809
TRC | None | First Year Net Savings ¦ Energy Savings (kWh) | VFD - 40 hp - Warehousing - Exhaust Fan ¦ Business Energy Rebates | 418713.194 | 418713.194 | 418713.194
TRC | None | First Year Net Savings ¦ Energy Savings (kWh) | VFD - 5 hp - Institutional - Chilled Water Pump ¦ Business Energy Rebates | 10527 | 10527 | 10527
TRC | None | First Year Net Savings ¦ Energy Savings (kWh) | VFD - 5 hp - Retail - Exhaust Fan ¦ Business Energy Rebates | 51831.2128 | 51831.2128 | 51831.2128
TRC | None | First Year Net Savings ¦ Energy Savings (kWh) | Wall Mounted Area Luminaire (1000 lumen) ¦ Business Energy Rebates | 404114.13 | 404114.13 | 404114.13
TRC | None | First Year Net Savings ¦ Energy Savings (kWh) | Wall wash luminaire (1500 lumen) ¦ Business Energy Rebates | 145000 | 145000 | 145000
TRC | None | First Year Net Savings ¦ Energy Savings (kWh) | Whole Home - tier 0 (22% better than code on average) ¦ New Home Construction | 737844.9148 | 737844.9148 | 737844.9148
TRC | None | First Year Net Savings ¦ Energy Savings (kWh) | Whole home - tier 1 (45% better than code target) ¦ New Home Construction | 2550201.0967 | 2550201.0967 | 2550201.0967
TRC | None | First Year Net Savings ¦ Energy Savings (kWh) | Whole home - tier 2 (60% better than code target) ¦ New Home Construction | 588125.7985 | 588125.7985 | 588125.7985
TRC | None | First Year Net Savings ¦ Energy Savings (kWh) | Whole home - tier 3 (70% better than code target) ¦ New Home Construction | 103062.278 | 103062.278 | 103062.278
TRC | None | First Year Net Savings ¦ Energy Savings (kWh) | Whole Home ¦ Home Energy Assessment | 10930100 | 10930100 | 10930100
TRC | None | First Year Net Savings ¦ Energy Savings (kWh) | Wood Boiler/Furnace ¦ Green Heat | 40031.6 | 40031.6 | 40031.6
TRC | None | First Year Net Savings ¦ Energy Savings (kWh) | Wood Stove ¦ Green Heat | 740950 | 740950 | 740950
TRC | None | Lifetime Savings ¦ Coinc. Demand Savings (kW) | 18W Replacing 100W - MURB ¦ Efficient Products Installation | 4.4533 | 4.1792 | 3.905
TRC | None | Lifetime Savings ¦ Coinc. Demand Savings (kW) | 18W Replacing 100W ¦ Efficient Products Installation | 136.6829 | 128.2682 | 119.8534
TRC | None | Lifetime Savings ¦ Coinc. Demand Savings (kW) | 9.5W Replacing 100W - MURB ¦ Efficient Products Installation | 0.46369 | 0.4426 | 0.42151
TRC | None | Lifetime Savings ¦ Coinc. Demand Savings (kW) | 9.5W Replacing 100W ¦ Efficient Products Installation | 98.4175 | 93.9412 | 89.4649
TRC | None | Lifetime Savings ¦ Coinc. Demand Savings (kW) | 9.5W Replacing 60W - MURB ¦ Efficient Products Installation | 23.1867 | 0 | 20.3157
TRC | None | Lifetime Savings ¦ Coinc. Demand Savings (kW) | 9.5W Replacing 60W ¦ Efficient Products Installation | 352.8026 | 0 | 808.6892
TRC | None | Lifetime Savings ¦ Coinc. Demand Savings (kW) | 9W Replacing 100W - MURB ¦ Efficient Products Installation | 123.8234 | 118.2768 | 112.7303
TRC | None | Lifetime Savings ¦ Coinc. Demand Savings (kW) | 9W Replacing 100W ¦ Efficient Products Installation | 328.8617 | 314.1306 | 299.3995
TRC | None | Lifetime Savings ¦ Coinc. Demand Savings (kW) | 9W Replacing 60W - MURB ¦ Efficient Products Installation | 1279.8773 | 0 | 1126.5587
TRC | None | Lifetime Savings ¦ Coinc. Demand Savings (kW) | 9W Replacing 60W ¦ Efficient Products Installation | 11325.3549 | 6261.6153 | 9968.6717
TRC | None | Lifetime Savings ¦ Coinc. Demand Savings (kW) | Air Source Heat Pump (96kBTU/hr) ¦ Business Energy Rebates | 13572 | 13572 | 13572
TRC | None | Lifetime Savings ¦ Coinc. Demand Savings (kW) | Air-Entraining Air Nozzle ¦ Business Energy Rebates | 390.625 | 390.625 | 390.625
TRC | None | Lifetime Savings ¦ Coinc. Demand Savings (kW) | Case Lighting for Sign Retrofits ¦ Business Energy Rebates | 357.2094 | 357.2094 | 357.2094
TRC | None | Lifetime Savings ¦ Coinc. Demand Savings (kW) | Cold Climate Air-Source Heat Pump (24kBTU/hr) ¦ Business Energy Rebates | 13081.3461 | 13081.3461 | 13081.3461
TRC | None | Lifetime Savings ¦ Coinc. Demand Savings (kW) | Cold Climate Air-Source Heat Pump (48kBTU/hr) ¦ Business Energy Rebates | 8873.8956 | 8873.8956 | 8873.8956
TRC | None | Lifetime Savings ¦ Coinc. Demand Savings (kW) | Custom Energy Efficiency ¦ Custom Retrofit | 72998.2342 | 59671.6446 | 50538.0856
TRC | None | Lifetime Savings ¦ Coinc. Demand Savings (kW) | Dairy Scroll Compressor ¦ Business Energy Rebates | 295.8 | 295.8 | 295.8
TRC | None | Lifetime Savings ¦ Coinc. Demand Savings (kW) | Daylighting Controls - Ceiling Mounted ¦ Business Energy Rebates | 4.35 | 0 | 0
TRC | None | Lifetime Savings ¦ Coinc. Demand Savings (kW) | Dehumidifier replacement (Low income only) ¦ Appliance Retirement | 198.0461 | 198.0461 | 198.0461
TRC | None | Lifetime Savings ¦ Coinc. Demand Savings (kW) | Dimmer Switch ¦ Instant Savings | 332.4215 | 332.4215 | 332.4215
TRC | None | Lifetime Savings ¦ Coinc. Demand Savings (kW) | Downlight Luminaire (800 lumen) ¦ Business Energy Rebates | 11344.448 | 0 | 0
TRC | None | Lifetime Savings ¦ Coinc. Demand Savings (kW) | Dual Enthalpy Economizer Controls ¦ Business Energy Rebates | 42.05 | 42.05 | 42.05
TRC | None | Lifetime Savings ¦ Coinc. Demand Savings (kW) | Electric Combination Oven ¦ Business Energy Rebates | 270.2356 | 270.2356 | 270.2356
TRC | None | Lifetime Savings ¦ Coinc. Demand Savings (kW) | Electric to Natural Gas - Water Heater ¦ Business Energy Rebates | 31.32 | 31.32 | 31.32
TRC | None | Lifetime Savings ¦ Coinc. Demand Savings (kW) | Energy Management Information Systems ¦ EMIS | 994.7268 | 994.7268 | 994.7268
TRC | None | Lifetime Savings ¦ Coinc. Demand Savings (kW) | Engine Block Heater Timer (Agriculture) ¦ Business Energy Rebates | 262.3969 | 392.6999 | 538.5583
TRC | None | Lifetime Savings ¦ Coinc. Demand Savings (kW) | Flood Luminaire (10000 lumen) ¦ Business Energy Rebates | 26247.1358 | 26247.1358 | 26247.1358
TRC | None | Lifetime Savings ¦ Coinc. Demand Savings (kW) | Flood Luminaire (48000 lumen) ¦ Business Energy Rebates | 3584.4346 | 3584.4346 | 3584.4346
TRC | None | Lifetime Savings ¦ Coinc. Demand Savings (kW) | Four Pin Replacement Lamps for CFLs ¦ Business Energy Rebates | 12.9364 | 12.9364 | 12.9364
TRC | None | Lifetime Savings ¦ Coinc. Demand Savings (kW) | Freezer replacement (Low income only) ¦ Appliance Retirement | 242.5844 | 242.5844 | 242.5844
TRC | None | Lifetime Savings ¦ Coinc. Demand Savings (kW) | Freezer retirement ¦ Appliance Retirement | 2294.6556 | 2294.6556 | 2294.6556
TRC | None | Lifetime Savings ¦ Coinc. Demand Savings (kW) | Ground Source Heat Pump (60kBTU/hr) ¦ Business Energy Rebates | 65769.825 | 65769.825 | 65769.825
TRC | None | Lifetime Savings ¦ Coinc. Demand Savings (kW) | GSHP ¦ Green Heat | 1892.25 | 1892.25 | 1892.25
TRC | None | Lifetime Savings ¦ Coinc. Demand Savings (kW) | Heat Pump Clothes Dryer ¦ Business Energy Rebates | 1092.8879 | 1092.8879 | 1092.8879
TRC | None | Lifetime Savings ¦ Coinc. Demand Savings (kW) | Heat Pump Water Heater ¦ Business Energy Rebates | 19.14 | 19.14 | 19.14
TRC | None | Lifetime Savings ¦ Coinc. Demand Savings (kW) | High Bay Luminaire (15 000 lumen) ¦ Business Energy Rebates | 962.1883 | 962.1883 | 962.1883
TRC | None | Lifetime Savings ¦ Coinc. Demand Savings (kW) | High Bay Luminaire (35 000 lumen) ¦ Business Energy Rebates | 7573.1422 | 7573.1422 | 7573.1422
TRC | None | Lifetime Savings ¦ Coinc. Demand Savings (kW) | High Bay Luminaire (60 000 lumen) ¦ Business Energy Rebates | 2491.0298 | 2491.0298 | 2491.0298
TRC | None | Lifetime Savings ¦ Coinc. Demand Savings (kW) | High Efficiency Circulator Pump 1.5kW ¦ Business Energy Rebates | 80.997 | 80.997 | 80.997
TRC | None | Lifetime Savings ¦ Coinc. Demand Savings (kW) | High Efficiency Circulator Pump 300W ¦ Business Energy Rebates | 53.8313 | 53.8312 | 53.8312
TRC | None | Lifetime Savings ¦ Coinc. Demand Savings (kW) | High Volume Low Speed Fan (Agriculture) ¦ Business Energy Rebates | 421.6238 | 421.6238 | 421.6237
TRC | None | Lifetime Savings ¦ Coinc. Demand Savings (kW) | Holiday Lights Exchange - MURB ¦ Efficient Products Installation | 4832.125 | 4832.125 | 4832.125
TRC | None | Lifetime Savings ¦ Coinc. Demand Savings (kW) | Holiday Lights Exchange ¦ Efficient Products Installation | 1275.6208 | 1275.6208 | 1275.6208
TRC | None | Lifetime Savings ¦ Coinc. Demand Savings (kW) | Hot Water Tank Wrap ¦ Efficient Products Installation | 803.3872 | 803.3872 | 803.3872
TRC | None | Lifetime Savings ¦ Coinc. Demand Savings (kW) | HVAC Hotel Occupancy Sensor ¦ Business Energy Rebates | 446.9178 | 446.9178 | 446.9178
TRC | None | Lifetime Savings ¦ Coinc. Demand Savings (kW) | Intelligent Freezer Defrost Controls ¦ Business Energy Rebates | 2977.4127 | 2977.4127 | 2977.4127
TRC | None | Lifetime Savings ¦ Coinc. Demand Savings (kW) | LED - A-type Lamp ¦ Instant Savings | 15173.6807 | 14624.9737 | 14076.2667
TRC | None | Lifetime Savings ¦ Coinc. Demand Savings (kW) | LED - Other ¦ Instant Savings | 3829.9986 | 3230.4787 | 0
TRC | None | Lifetime Savings ¦ Coinc. Demand Savings (kW) | LED - R, BR and Decorative ¦ Instant Savings | 2155.7828 | 1779.3653 | 0
TRC | None | Lifetime Savings ¦ Coinc. Demand Savings (kW) | LED Nightlights - MURB ¦ Efficient Products Installation | 104.5183 | 104.5183 | 104.5183
TRC | None | Lifetime Savings ¦ Coinc. Demand Savings (kW) | LED Nightlights ¦ Efficient Products Installation | 780.9588 | 780.9588 | 780.9588
TRC | None | Lifetime Savings ¦ Coinc. Demand Savings (kW) | LED Replacement Lamps for HID (10000 lumen) ¦ Business Energy Rebates | 78.9767 | 78.9767 | 78.9767
TRC | None | Lifetime Savings ¦ Coinc. Demand Savings (kW) | LED Replacement Lamps for HID (4000 lumen) ¦ Business Energy Rebates | 33.96 | 33.96 | 33.96
TRC | None | Lifetime Savings ¦ Coinc. Demand Savings (kW) | LED Troffer (1x4) ¦ Business Energy Rebates | 1738.4441 | 1738.4441 | 1738.4441
TRC | None | Lifetime Savings ¦ Coinc. Demand Savings (kW) | LED Troffer (2x2) ¦ Business Energy Rebates | 3455.3965 | 3455.3965 | 3455.3965
TRC | None | Lifetime Savings ¦ Coinc. Demand Savings (kW) | LED Troffer (4x2) ¦ Business Energy Rebates | 9631.7509 | 9631.7509 | 9631.7509
TRC | None | Lifetime Savings ¦ Coinc. Demand Savings (kW) | LED Wall Sconce (800 lumen) ¦ Business Energy Rebates | 57.5114 | 0 | 0
TRC | None | Lifetime Savings ¦ Coinc. Demand Savings (kW) | Linear Replacement Lamp (4 foot) ¦ Business Energy Rebates | 24689.5229 | 16760.5218 | 1981.0052
TRC | None | Lifetime Savings ¦ Coinc. Demand Savings (kW) | Low-bay Luminaire (10,000 lumen) ¦ Business Energy Rebates | 140.5753 | 0 | 0
TRC | None | Lifetime Savings ¦ Coinc. Demand Savings (kW) | Low-bay Luminaire (5000 lumen) ¦ Business Energy Rebates | 1893.9319 | 1893.9319 | 1893.9319
TRC | None | Lifetime Savings ¦ Coinc. Demand Savings (kW) | Low-flow showerhead - 1.0 gpm Reduction - MURB ¦ Efficient Products Installation | 197.8366 | 397.7562 | 397.7562
TRC | None | Lifetime Savings ¦ Coinc. Demand Savings (kW) | Low-flow showerhead - 1.0 gpm Reduction ¦ Efficient Products Installation | 2703.0789 | 2532.2234 | 2568.5485
TRC | None | Lifetime Savings ¦ Coinc. Demand Savings (kW) | Mini freezer retirement ¦ Appliance Retirement | 16.2273 | 16.2273 | 16.2273
TRC | None | Lifetime Savings ¦ Coinc. Demand Savings (kW) | Mini fridge retirement ¦ Appliance Retirement | 26.4308 | 26.4308 | 26.4308
TRC | None | Lifetime Savings ¦ Coinc. Demand Savings (kW) | MSHP - Fully Electrical ¦ Green Heat | 61050.249 | 61050.249 | 61050.249
TRC | None | Lifetime Savings ¦ Coinc. Demand Savings (kW) | MSHP - Mainly Electrical ¦ Green Heat | 23407.263 | 23407.263 | 23407.263
TRC | None | Lifetime Savings ¦ Coinc. Demand Savings (kW) | Multi-Tank Conveyor Dishwasher - High Temp ¦ Business Energy Rebates | 450.2219 | 450.2219 | 450.2219
TRC | None | Lifetime Savings ¦ Coinc. Demand Savings (kW) | Multi-Tank Conveyor Dishwasher - Low Temp ¦ Business Energy Rebates | 450.1573 | 450.1573 | 450.1573
TRC | None | Lifetime Savings ¦ Coinc. Demand Savings (kW) | Natural Gas Conversion - Commercial Electric Clothes Dryer ¦ Business Energy Rebates | 1382.6378 | 1382.6378 | 1382.6378
TRC | None | Lifetime Savings ¦ Coinc. Demand Savings (kW) | No-Loss Drain ¦ Business Energy Rebates | 403.6239 | 403.6239 | 403.6239
TRC | None | Lifetime Savings ¦ Coinc. Demand Savings (kW) | Occupancy Sensor (Ceiling Mounted) ¦ Business Energy Rebates | 4478.992 | 4478.992 | 4478.992
TRC | None | Lifetime Savings ¦ Coinc. Demand Savings (kW) | Occupancy Sensor (Wall Mounted) ¦ Business Energy Rebates | 5633.163 | 5633.163 | 5633.163
TRC | None | Lifetime Savings ¦ Coinc. Demand Savings (kW) | Outside Air Economizer ¦ Business Energy Rebates | 3264.0048 | 3292.9091 | 3335.9347
TRC | None | Lifetime Savings ¦ Coinc. Demand Savings (kW) | Parking Garage Luminaire (4000 lumen) ¦ Business Energy Rebates | 175.3282 | 175.3282 | 175.3282
TRC | None | Lifetime Savings ¦ Coinc. Demand Savings (kW) | Parking Garage Luminaire (8000 lumen) ¦ Business Energy Rebates | 120.0445 | 120.0445 | 120.0445
TRC | None | Lifetime Savings ¦ Coinc. Demand Savings (kW) | Pellet Boiler/Furnace ¦ Green Heat | 1469.4878 | 1469.4878 | 1469.4878
TRC | None | Lifetime Savings ¦ Coinc. Demand Savings (kW) | Pellet Stove ¦ Green Heat | 2088 | 2088 | 2088
TRC | None | Lifetime Savings ¦ Coinc. Demand Savings (kW) | Pipe Insulation - MURB ¦ Efficient Products Installation | 60.1398 | 60.1398 | 60.1398
TRC | None | Lifetime Savings ¦ Coinc. Demand Savings (kW) | Pipe Insulation ¦ Efficient Products Installation | 912.8935 | 912.8935 | 912.8935
TRC | None | Lifetime Savings ¦ Coinc. Demand Savings (kW) | Premium High Bay Luminaire (15 000 lumen) ¦ Business Energy Rebates | 745.1791 | 745.1791 | 745.1791
TRC | None | Lifetime Savings ¦ Coinc. Demand Savings (kW) | Premium High Bay Luminaire (35 000 lumen) ¦ Business Energy Rebates | 1591.9234 | 1591.9234 | 1591.9234
TRC | None | Lifetime Savings ¦ Coinc. Demand Savings (kW) | Premium High Bay Luminaire (60 000 lumen) ¦ Business Energy Rebates | 641.8798 | 641.8798 | 641.8798
TRC | None | Lifetime Savings ¦ Coinc. Demand Savings (kW) | Programmable thermostat ¦ Instant Savings | -3721.4801 | -3721.4801 | -3721.4801
TRC | None | Lifetime Savings ¦ Coinc. Demand Savings (kW) | Refrigerated Case Luminaire ¦ Business Energy Rebates | 0.49997 | 0.49997 | 0.49997
TRC | None | Lifetime Savings ¦ Coinc. Demand Savings (kW) | Refrigerator retirement ¦ Appliance Retirement | 4636.8885 | 4636.8885 | 4636.8885
TRC | None | Lifetime Savings ¦ Coinc. Demand Savings (kW) | Residential ETS System (Room) ¦ ETS Green Heat | 12768 | 12768 | 12768
TRC | None | Lifetime Savings ¦ Coinc. Demand Savings (kW) | Residential ETS System (Room) ¦ ETS Home Energy Assessment | 11371.5 | 11371.5 | 11371.5
TRC | None | Lifetime Savings ¦ Coinc. Demand Savings (kW) | Room air purifier ¦ Instant Savings | 156.7084 | 156.7084 | 156.7084
TRC | None | Lifetime Savings ¦ Coinc. Demand Savings (kW) | Server Virtualization and Decommissioning ¦ Business Energy Rebates | 248.2722 | 248.2722 | 248.2722
TRC | None | Lifetime Savings ¦ Coinc. Demand Savings (kW) | Single -Tank Conveyor Dishwasher - High Temp ¦ Business Energy Rebates | 450.1946 | 450.1946 | 450.1946
TRC | None | Lifetime Savings ¦ Coinc. Demand Savings (kW) | Single -Tank Conveyor Dishwasher - Low Temp ¦ Business Energy Rebates | 450.1178 | 450.1178 | 450.1178
TRC | None | Lifetime Savings ¦ Coinc. Demand Savings (kW) | Single-Tank Door type Dishwasher - High Temp ¦ Business Energy Rebates | 40.0635 | 40.0635 | 40.0635
TRC | None | Lifetime Savings ¦ Coinc. Demand Savings (kW) | Single-Tank Door type Dishwasher - Low Temp ¦ Business Energy Rebates | 54.549 | 54.549 | 54.549
TRC | None | Lifetime Savings ¦ Coinc. Demand Savings (kW) | Small Commercial ETS Sytem ¦ ETS Business Energy Rebates | 17157 | 17157 | 17157
TRC | None | Lifetime Savings ¦ Coinc. Demand Savings (kW) | Small Commercial ETS Sytem ¦ ETS Small Business Energy Solutions | 13167.3292 | 13167.3292 | 13167.3292
TRC | None | Lifetime Savings ¦ Coinc. Demand Savings (kW) | Solid Door Freezer ¦ Business Energy Rebates | 5.0112 | 5.0112 | 5.0112
TRC | None | Lifetime Savings ¦ Coinc. Demand Savings (kW) | Stairwell and Passageway Luminaire ¦ Business Energy Rebates | 75.1692 | 75.1692 | 75.1692
TRC | None | Lifetime Savings ¦ Coinc. Demand Savings (kW) | Standard Capacity Electric Fryer ¦ Business Energy Rebates | 131.7659 | 183.7482 | 244.6503
TRC | None | Lifetime Savings ¦ Coinc. Demand Savings (kW) | Strategic Energy Management ¦ SEM | 1144.0164 | 1144.0164 | 1144.0164
TRC | None | Lifetime Savings ¦ Coinc. Demand Savings (kW) | Unconverted D ¦ Home Energy Assessment | 12014.8326 | 12014.8326 | 12014.8326
TRC | None | Lifetime Savings ¦ Coinc. Demand Savings (kW) | Variable Speed Kitchen Exhuast Fan ¦ Business Energy Rebates | 322.422 | 322.422 | 322.422
TRC | None | Lifetime Savings ¦ Coinc. Demand Savings (kW) | VFD - 10 hp - Institutional - Make-up Air Fan ¦ Business Energy Rebates | 23.3856 | 23.3856 | 23.3856
TRC | None | Lifetime Savings ¦ Coinc. Demand Savings (kW) | VFD - 10 hp - Retail - Supply Fan ¦ Business Energy Rebates | 24.1164 | 24.1164 | 24.1164
TRC | None | Lifetime Savings ¦ Coinc. Demand Savings (kW) | VFD - 20 hp - Institutional - Chilled Water Pump ¦ Business Energy Rebates | 185.31 | 185.31 | 185.31
TRC | None | Lifetime Savings ¦ Coinc. Demand Savings (kW) | VFD - 20 hp - Retail - Exhaust Fan ¦ Business Energy Rebates | 44.37 | 44.37 | 44.37
TRC | None | Lifetime Savings ¦ Coinc. Demand Savings (kW) | VFD - 30 hp - Institutional - Make-up Air Fan ¦ Business Energy Rebates | 65.25 | 65.25 | 65.25
TRC | None | Lifetime Savings ¦ Coinc. Demand Savings (kW) | VFD - 30 hp - Retail - Supply Fan ¦ Business Energy Rebates | 67.425 | 67.425 | 67.425
TRC | None | Lifetime Savings ¦ Coinc. Demand Savings (kW) | VFD - 40 hp - Warehousing - Exhaust Fan ¦ Business Energy Rebates | 300.585 | 300.585 | 300.585
TRC | None | Lifetime Savings ¦ Coinc. Demand Savings (kW) | VFD - 5 hp - Institutional - Chilled Water Pump ¦ Business Energy Rebates | 48.2328 | 48.2328 | 48.2328
TRC | None | Lifetime Savings ¦ Coinc. Demand Savings (kW) | VFD - 5 hp - Retail - Exhaust Fan ¦ Business Energy Rebates | 11.6928 | 11.6928 | 11.6928
TRC | None | Lifetime Savings ¦ Coinc. Demand Savings (kW) | Wall Mounted Area Luminaire (1000 lumen) ¦ Business Energy Rebates | 1452.043 | 1452.043 | 1452.043
TRC | None | Lifetime Savings ¦ Coinc. Demand Savings (kW) | Wall wash luminaire (1500 lumen) ¦ Business Energy Rebates | 2826.2468 | 2826.2468 | 2826.2468
TRC | None | Lifetime Savings ¦ Coinc. Demand Savings (kW) | Whole Home - tier 0 (22% better than code on average) ¦ New Home Construction | 6264.3033 | 6264.3033 | 6264.3033
TRC | None | Lifetime Savings ¦ Coinc. Demand Savings (kW) | Whole home - tier 1 (45% better than code target) ¦ New Home Construction | 21651.2073 | 21651.2073 | 21651.2073
TRC | None | Lifetime Savings ¦ Coinc. Demand Savings (kW) | Whole home - tier 2 (60% better than code target) ¦ New Home Construction | 4993.188 | 4993.188 | 4993.188
TRC | None | Lifetime Savings ¦ Coinc. Demand Savings (kW) | Whole home - tier 3 (70% better than code target) ¦ New Home Construction | 1049.9985 | 1049.9985 | 1049.9985
TRC | None | Lifetime Savings ¦ Coinc. Demand Savings (kW) | Whole Home ¦ Home Energy Assessment | 77330.4575 | 77330.4575 | 77330.4575
TRC | None | Lifetime Savings ¦ Coinc. Demand Savings (kW) | Wood Boiler/Furnace ¦ Green Heat | 399.852 | 399.852 | 399.852
TRC | None | Lifetime Savings ¦ Coinc. Demand Savings (kW) | Wood Stove ¦ Green Heat | 5220 | 5220 | 5220
TRC | None | Lifetime Savings ¦ Energy Savings (kWh) | 18W Replacing 100W - MURB ¦ Efficient Products Installation | 37111.0695 | 34826.3614 | 32541.6533
TRC | None | Lifetime Savings ¦ Energy Savings (kWh) | 18W Replacing 100W ¦ Efficient Products Installation | 1139024.3631 | 1068901.399 | 998778.4349
TRC | None | Lifetime Savings ¦ Energy Savings (kWh) | 9.5W Replacing 100W - MURB ¦ Efficient Products Installation | 3864.0541 | 3688.3074 | 3512.5606
TRC | None | Lifetime Savings ¦ Energy Savings (kWh) | 9.5W Replacing 100W ¦ Efficient Products Installation | 820145.4921 | 782843.2386 | 745540.9851
TRC | None | Lifetime Savings ¦ Energy Savings (kWh) | 9.5W Replacing 60W - MURB ¦ Efficient Products Installation | 193222.8943 | 0 | 169297.5831
TRC | None | Lifetime Savings ¦ Energy Savings (kWh) | 9.5W Replacing 60W ¦ Efficient Products Installation | 2940021.2557 | 0 | 6739076.823
TRC | None | Lifetime Savings ¦ Energy Savings (kWh) | 9W Replacing 100W - MURB ¦ Efficient Products Installation | 1031861.5786 | 985640.1762 | 939418.7738
TRC | None | Lifetime Savings ¦ Energy Savings (kWh) | 9W Replacing 100W ¦ Efficient Products Installation | 2740514.4963 | 2617755.3724 | 2494996.2485
TRC | None | Lifetime Savings ¦ Energy Savings (kWh) | 9W Replacing 60W - MURB ¦ Efficient Products Installation | 10665644.4217 | 0 | 9387989.1003
TRC | None | Lifetime Savings ¦ Energy Savings (kWh) | 9W Replacing 60W ¦ Efficient Products Installation | 94377957.3783 | 52180127.2089 | 83072264.5673
TRC | None | Lifetime Savings ¦ Energy Savings (kWh) | Air Conditioner retirement ¦ Appliance Retirement | 115971 | 115971 | 115971
TRC | None | Lifetime Savings ¦ Energy Savings (kWh) | Air Source Heat Pump (96kBTU/hr) ¦ Business Energy Rebates | 16715852.3493 | 16715852.3493 | 16715852.3493
TRC | None | Lifetime Savings ¦ Energy Savings (kWh) | Air-Entraining Air Nozzle ¦ Business Energy Rebates | 2175000 | 2175000 | 2175000
TRC | None | Lifetime Savings ¦ Energy Savings (kWh) | Case Lighting for Sign Retrofits ¦ Business Energy Rebates | 1831736.4975 | 1831736.4975 | 1831736.4975
TRC | None | Lifetime Savings ¦ Energy Savings (kWh) | Clothes-line ¦ Instant Savings | 3197250 | 3197250 | 3197250
TRC | None | Lifetime Savings ¦ Energy Savings (kWh) | Cold Climate Air-Source Heat Pump (24kBTU/hr) ¦ Business Energy Rebates | 39973134.7791 | 39973134.7791 | 39973134.7791
TRC | None | Lifetime Savings ¦ Energy Savings (kWh) | Cold Climate Air-Source Heat Pump (48kBTU/hr) ¦ Business Energy Rebates | 27116278.5636 | 27116278.5636 | 27116278.5636
TRC | None | Lifetime Savings ¦ Energy Savings (kWh) | Custom Energy Efficiency ¦ Custom Retrofit | 437735606.0538 | 357822402.3496 | 303052803.8334
TRC | None | Lifetime Savings ¦ Energy Savings (kWh) | Dairy Scroll Compressor ¦ Business Energy Rebates | 1027644 | 1027644 | 1027644
TRC | None | Lifetime Savings ¦ Energy Savings (kWh) | Daylighting Controls - Ceiling Mounted ¦ Business Energy Rebates | 26970 | 0 | 0
TRC | None | Lifetime Savings ¦ Energy Savings (kWh) | Dehumidifier replacement (Low income only) ¦ Appliance Retirement | 591182.4 | 591182.4 | 591182.4
TRC | None | Lifetime Savings ¦ Energy Savings (kWh) | Dimmer Switch ¦ Instant Savings | 2174110.28 | 2174110.28 | 2174110.28
TRC | None | Lifetime Savings ¦ Energy Savings (kWh) | Downlight Luminaire (800 lumen) ¦ Business Energy Rebates | 39112145.7218 | 0 | 0
TRC | None | Lifetime Savings ¦ Energy Savings (kWh) | Dual Enthalpy Economizer Controls ¦ Business Energy Rebates | 186832.5 | 186832.5 | 186832.5
TRC | None | Lifetime Savings ¦ Energy Savings (kWh) | Electric Combination Oven ¦ Business Energy Rebates | 1740000 | 1740000 | 1740000
TRC | None | Lifetime Savings ¦ Energy Savings (kWh) | Electric to Natural Gas - Water Heater ¦ Business Energy Rebates | 114480.7117 | 114480.7117 | 114480.7117
TRC | None | Lifetime Savings ¦ Energy Savings (kWh) | Energy Management Information Systems ¦ EMIS | 5469047.78 | 5469047.78 | 5469047.78
TRC | None | Lifetime Savings ¦ Energy Savings (kWh) | Engine Block Heater Timer (Agriculture) ¦ Business Energy Rebates | 297701.2115 | 445535.8985 | 611018.821
TRC | None | Lifetime Savings ¦ Energy Savings (kWh) | Flood Luminaire (10000 lumen) ¦ Business Energy Rebates | 114962454.983 | 114962454.983 | 114962454.983
TRC | None | Lifetime Savings ¦ Energy Savings (kWh) | Flood Luminaire (48000 lumen) ¦ Business Energy Rebates | 15699823.6619 | 15699823.6619 | 15699823.6619
TRC | None | Lifetime Savings ¦ Energy Savings (kWh) | Four Pin Replacement Lamps for CFLs ¦ Business Energy Rebates | 66336.543 | 66336.543 | 66336.543
TRC | None | Lifetime Savings ¦ Energy Savings (kWh) | Freezer replacement (Low income only) ¦ Appliance Retirement | 1757858.2 | 1757858.2 | 1757858.2
TRC | None | Lifetime Savings ¦ Energy Savings (kWh) | Freezer retirement ¦ Appliance Retirement | 16627938.8 | 16627938.8 | 16627938.8
TRC | None | Lifetime Savings ¦ Energy Savings (kWh) | Ground Source Heat Pump (60kBTU/hr) ¦ Business Energy Rebates | 38544905.9737 | 38544905.9737 | 38544905.9737
TRC | None | Lifetime Savings ¦ Energy Savings (kWh) | GSHP ¦ Green Heat | 2510820 | 2510820 | 2510820
TRC | None | Lifetime Savings ¦ Energy Savings (kWh) | Heat Pump Clothes Dryer ¦ Business Energy Rebates | 1595000 | 1595000 | 1595000
TRC | None | Lifetime Savings ¦ Energy Savings (kWh) | Heat Pump Water Heater ¦ Business Energy Rebates | 77979.608 | 77979.608 | 77979.608
TRC | None | Lifetime Savings ¦ Energy Savings (kWh) | Heavy duty timer ¦ Instant Savings | 4346433 | 4346433 | 4346433
TRC | None | Lifetime Savings ¦ Energy Savings (kWh) | High Bay Luminaire (15 000 lumen) ¦ Business Energy Rebates | 4934012.2502 | 4934012.2502 | 4934012.2502
TRC | None | Lifetime Savings ¦ Energy Savings (kWh) | High Bay Luminaire (35 000 lumen) ¦ Business Energy Rebates | 38834368.527 | 38834368.527 | 38834368.527
TRC | None | Lifetime Savings ¦ Energy Savings (kWh) | High Bay Luminaire (60 000 lumen) ¦ Business Energy Rebates | 12773769.3241 | 12773769.3241 | 12773769.3241
TRC | None | Lifetime Savings ¦ Energy Savings (kWh) | High Efficiency Circulator Pump 1.5kW ¦ Business Energy Rebates | 389455.5 | 389455.5 | 389455.5
TRC | None | Lifetime Savings ¦ Energy Savings (kWh) | High Efficiency Circulator Pump 300W ¦ Business Energy Rebates | 259368.75 | 259368.75 | 259368.75
TRC | None | Lifetime Savings ¦ Energy Savings (kWh) | High Volume Low Speed Fan (Agriculture) ¦ Business Energy Rebates | 1469508.3 | 1469508.3 | 1469508.3
TRC | None | Lifetime Savings ¦ Energy Savings (kWh) | Holiday Lights Exchange - MURB ¦ Efficient Products Installation | 3625000 | 3625000 | 3625000
TRC | None | Lifetime Savings ¦ Energy Savings (kWh) | Holiday Lights Exchange ¦ Efficient Products Installation | 956954.818 | 956954.818 | 956954.818
TRC | None | Lifetime Savings ¦ Energy Savings (kWh) | Hot Water Tank Wrap ¦ Efficient Products Installation | 4959180.2988 | 4959180.2988 | 4959180.2988
TRC | None | Lifetime Savings ¦ Energy Savings (kWh) | HVAC Hotel Occupancy Sensor ¦ Business Energy Rebates | 2175000 | 2175000 | 2175000
TRC | None | Lifetime Savings ¦ Energy Savings (kWh) | Indoor motion sensor ¦ Instant Savings | 193319.51 | 193319.51 | 193319.51
TRC | None | Lifetime Savings ¦ Energy Savings (kWh) | Intelligent Freezer Defrost Controls ¦ Business Energy Rebates | 1450000 | 1450000 | 1450000
TRC | None | Lifetime Savings ¦ Energy Savings (kWh) | LED - A-type Lamp ¦ Instant Savings | 107614756.7275 | 103723217.5961 | 99831678.4646
TRC | None | Lifetime Savings ¦ Energy Savings (kWh) | LED - Other ¦ Instant Savings | 27163110.8498 | 22911196.7645 | 0
TRC | None | Lifetime Savings ¦ Energy Savings (kWh) | LED - R, BR and Decorative ¦ Instant Savings | 15289239.4197 | 12619612.3448 | 0
TRC | None | Lifetime Savings ¦ Energy Savings (kWh) | LED Nightlights - MURB ¦ Efficient Products Installation | 893319.1363 | 893319.1363 | 893319.1363
TRC | None | Lifetime Savings ¦ Energy Savings (kWh) | LED Nightlights ¦ Efficient Products Installation | 6674861.813 | 6674861.813 | 6674861.813
TRC | None | Lifetime Savings ¦ Energy Savings (kWh) | LED Replacement Lamps for HID (10000 lumen) ¦ Business Energy Rebates | 402229.9999 | 402229.9999 | 402229.9999
TRC | None | Lifetime Savings ¦ Energy Savings (kWh) | LED Replacement Lamps for HID (4000 lumen) ¦ Business Energy Rebates | 172958.8999 | 172958.8999 | 172958.8999
TRC | None | Lifetime Savings ¦ Energy Savings (kWh) | LED Troffer (1x4) ¦ Business Energy Rebates | 10056239.9367 | 10056239.9367 | 10056239.9367
TRC | None | Lifetime Savings ¦ Energy Savings (kWh) | LED Troffer (2x2) ¦ Business Energy Rebates | 19983238.0205 | 19983238.0205 | 19983238.0205
TRC | None | Lifetime Savings ¦ Energy Savings (kWh) | LED Troffer (4x2) ¦ Business Energy Rebates | 55717884.846 | 55717884.846 | 55717884.846
TRC | None | Lifetime Savings ¦ Energy Savings (kWh) | LED Wall Sconce (800 lumen) ¦ Business Energy Rebates | 88121.1835 | 0 | 0
TRC | None | Lifetime Savings ¦ Energy Savings (kWh) | Linear Replacement Lamp (4 foot) ¦ Business Energy Rebates | 142662292.5704 | 96846523.5886 | 11446748.0147
TRC | None | Lifetime Savings ¦ Energy Savings (kWh) | Low-bay Luminaire (10,000 lumen) ¦ Business Energy Rebates | 813174.1143 | 0 | 0
TRC | None | Lifetime Savings ¦ Energy Savings (kWh) | Low-bay Luminaire (5000 lumen) ¦ Business Energy Rebates | 4497316.541 | 4497316.541 | 4497316.541
TRC | None | Lifetime Savings ¦ Energy Savings (kWh) | Low-flow showerhead - 1.0 gpm Reduction - MURB ¦ Efficient Products Installation | 1221213.6648 | 2455285 | 2455285
TRC | None | Lifetime Savings ¦ Energy Savings (kWh) | Low-flow showerhead - 1.0 gpm Reduction ¦ Efficient Products Installation | 16685672 | 15631008.7538 | 15855237.8427
TRC | None | Lifetime Savings ¦ Energy Savings (kWh) | Mini freezer retirement ¦ Appliance Retirement | 117589.2 | 117589.2 | 117589.2
TRC | None | Lifetime Savings ¦ Energy Savings (kWh) | Mini fridge retirement ¦ Appliance Retirement | 191527.6 | 191527.6 | 191527.6
TRC | None | Lifetime Savings ¦ Energy Savings (kWh) | Motion sensor with dimmer switch ¦ Instant Savings | 11471.472 | 11471.472 | 11471.472
TRC | None | Lifetime Savings ¦ Energy Savings (kWh) | MSHP - Fully Electrical ¦ Green Heat | 77363271 | 77363271 | 77363271
TRC | None | Lifetime Savings ¦ Energy Savings (kWh) | MSHP - Mainly Electrical ¦ Green Heat | 9612108 | 9612108 | 9612108
TRC | None | Lifetime Savings ¦ Energy Savings (kWh) | Multi-Tank Conveyor Dishwasher - High Temp ¦ Business Energy Rebates | 2900000 | 2900000 | 2900000
TRC | None | Lifetime Savings ¦ Energy Savings (kWh) | Multi-Tank Conveyor Dishwasher - Low Temp ¦ Business Energy Rebates | 2900000 | 2900000 | 2900000
TRC | None | Lifetime Savings ¦ Energy Savings (kWh) | Natural Gas Conversion - Commercial Electric Clothes Dryer ¦ Business Energy Rebates | 2030000 | 2030000 | 2030000
TRC | None | Lifetime Savings ¦ Energy Savings (kWh) | No-Loss Drain ¦ Business Energy Rebates | 2175000 | 2175000 | 2175000
TRC | None | Lifetime Savings ¦ Energy Savings (kWh) | Occupancy Sensor (Ceiling Mounted) ¦ Business Energy Rebates | 19346845.98 | 19346845.98 | 19346845.98
TRC | None | Lifetime Savings ¦ Energy Savings (kWh) | Occupancy Sensor (Wall Mounted) ¦ Business Energy Rebates | 24138352.71 | 24138352.71 | 24138352.71
TRC | None | Lifetime Savings ¦ Energy Savings (kWh) | Outdoor motion sensor ¦ Instant Savings | 2778127.5 | 2778127.5 | 2778127.5
TRC | None | Lifetime Savings ¦ Energy Savings (kWh) | Outside Air Economizer ¦ Business Energy Rebates | 9778526.6865 | 9865120.0605 | 9994019.205
TRC | None | Lifetime Savings ¦ Energy Savings (kWh) | Packaged Terminal Heat Pump (12kBTU/hr) ¦ Business Energy Rebates | 59948895.7725 | 59948895.7725 | 59948895.7725
TRC | None | Lifetime Savings ¦ Energy Savings (kWh) | Parking Garage Luminaire (4000 lumen) ¦ Business Energy Rebates | 892950.6 | 892950.6 | 892950.6
TRC | None | Lifetime Savings ¦ Energy Savings (kWh) | Parking Garage Luminaire (8000 lumen) ¦ Business Energy Rebates | 611389.5999 | 611389.5999 | 611389.5999
TRC | None | Lifetime Savings ¦ Energy Savings (kWh) | Pellet Boiler/Furnace ¦ Green Heat | 2610000 | 2610000 | 2610000
TRC | None | Lifetime Savings ¦ Energy Savings (kWh) | Pellet Stove ¦ Green Heat | 4437000 | 4437000 | 4437000
TRC | None | Lifetime Savings ¦ Energy Savings (kWh) | Pipe Insulation - MURB ¦ Efficient Products Installation | 371233.4174 | 371233.4174 | 371233.4174
TRC | None | Lifetime Savings ¦ Energy Savings (kWh) | Pipe Insulation ¦ Efficient Products Installation | 5635145.2384 | 5635145.2385 | 5635145.2385
TRC | None | Lifetime Savings ¦ Energy Savings (kWh) | Premium High Bay Luminaire (15 000 lumen) ¦ Business Energy Rebates | 3821209.3238 | 3821209.3237 | 3821209.3238
TRC | None | Lifetime Savings ¦ Energy Savings (kWh) | Premium High Bay Luminaire (35 000 lumen) ¦ Business Energy Rebates | 8163235.3257 | 8163235.3257 | 8163235.3257
TRC | None | Lifetime Savings ¦ Energy Savings (kWh) | Premium High Bay Luminaire (60 000 lumen) ¦ Business Energy Rebates | 3291500 | 3291500 | 3291500
TRC | None | Lifetime Savings ¦ Energy Savings (kWh) | Programmable thermostat ¦ Instant Savings | 8479107 | 8479107 | 8479107
TRC | None | Lifetime Savings ¦ Energy Savings (kWh) | Refrigerated Case Luminaire ¦ Business Energy Rebates | 2559.8658 | 2559.8658 | 2559.8658
TRC | None | Lifetime Savings ¦ Energy Savings (kWh) | Refrigerator retirement ¦ Appliance Retirement | 33600641.2 | 33600641.2 | 33600641.2
TRC | None | Lifetime Savings ¦ Energy Savings (kWh) | Room air purifier ¦ Instant Savings | 833112 | 833112 | 833112
TRC | None | Lifetime Savings ¦ Energy Savings (kWh) | Server Virtualization and Decommissioning ¦ Business Energy Rebates | 2175000 | 2175000 | 2175000
TRC | None | Lifetime Savings ¦ Energy Savings (kWh) | Single -Tank Conveyor Dishwasher - High Temp ¦ Business Energy Rebates | 2900000 | 2900000 | 2900000
TRC | None | Lifetime Savings ¦ Energy Savings (kWh) | Single -Tank Conveyor Dishwasher - Low Temp ¦ Business Energy Rebates | 2900000 | 2900000 | 2900000
TRC | None | Lifetime Savings ¦ Energy Savings (kWh) | Single-Tank Door type Dishwasher - High Temp ¦ Business Energy Rebates | 258025.4493 | 258025.4493 | 258025.4493
TRC | None | Lifetime Savings ¦ Energy Savings (kWh) | Single-Tank Door type Dishwasher - Low Temp ¦ Business Energy Rebates | 351318.026 | 351318.026 | 351318.026
TRC | None | Lifetime Savings ¦ Energy Savings (kWh) | Smart Power Controllers - MURB ¦ Efficient Products Installation | 1022650.2 | 1022650.2 | 1022650.2
TRC | None | Lifetime Savings ¦ Energy Savings (kWh) | Smart Power Controllers ¦ Efficient Products Installation | 14581704.6 | 14581704.6 | 14581704.6
TRC | None | Lifetime Savings ¦ Energy Savings (kWh) | Solar DHW System ¦ Business Energy Rebates | 623500 | 623500 | 623500
TRC | None | Lifetime Savings ¦ Energy Savings (kWh) | Solid Door Freezer ¦ Business Energy Rebates | 64519.2 | 64519.2 | 64519.2
TRC | None | Lifetime Savings ¦ Energy Savings (kWh) | Stairwell and Passageway Luminaire ¦ Business Energy Rebates | 384586.4 | 384586.4 | 384586.4
TRC | None | Lifetime Savings ¦ Energy Savings (kWh) | Standard Capacity Electric Fryer ¦ Business Energy Rebates | 849279.0917 | 1184323.3817 | 1576859.4221
TRC | None | Lifetime Savings ¦ Energy Savings (kWh) | Strategic Energy Management ¦ SEM | 9649716.65 | 9649716.65 | 9649716.65
TRC | None | Lifetime Savings ¦ Energy Savings (kWh) | Unconverted D ¦ Home Energy Assessment | 42455238.75 | 42455238.75 | 42455238.75
TRC | None | Lifetime Savings ¦ Energy Savings (kWh) | Variable Speed Kitchen Exhuast Fan ¦ Business Energy Rebates | 960836.7 | 960836.7 | 960836.7
TRC | None | Lifetime Savings ¦ Energy Savings (kWh) | VFD - 10 hp - Institutional - Make-up Air Fan ¦ Business Energy Rebates | 1710832.38 | 1710832.38 | 1710832.38
TRC | None | Lifetime Savings ¦ Energy Savings (kWh) | VFD - 10 hp - Retail - Supply Fan ¦ Business Energy Rebates | 576312.1425 | 576312.1425 | 576312.1425
TRC | None | Lifetime Savings ¦ Energy Savings (kWh) | VFD - 20 hp - Institutional - Chilled Water Pump ¦ Business Energy Rebates | 2340897.9945 | 2340897.9945 | 2340897.9945
TRC | None | Lifetime Savings ¦ Energy Savings (kWh) | VFD - 20 hp - Retail - Exhaust Fan ¦ Business Energy Rebates | 2982305.973 | 2982305.973 | 2982305.973
TRC | None | Lifetime Savings ¦ Energy Savings (kWh) | VFD - 30 hp - Institutional - Make-up Air Fan ¦ Business Energy Rebates | 4272202.8165 | 4272202.8165 | 4272202.8165
TRC | None | Lifetime Savings ¦ Energy Savings (kWh) | VFD - 30 hp - Retail - Supply Fan ¦ Business Energy Rebates | 1630894.2135 | 1630894.2135 | 1630894.2135
TRC | None | Lifetime Savings ¦ Energy Savings (kWh) | VFD - 40 hp - Warehousing - Exhaust Fan ¦ Business Energy Rebates | 6280697.91 | 6280697.91 | 6280697.91
TRC | None | Lifetime Savings ¦ Energy Savings (kWh) | VFD - 5 hp - Institutional - Chilled Water Pump ¦ Business Energy Rebates | 157905 | 157905 | 157905
TRC | None | Lifetime Savings ¦ Energy Savings (kWh) | VFD - 5 hp - Retail - Exhaust Fan ¦ Business Energy Rebates | 777468.192 | 777468.192 | 777468.192
TRC | None | Lifetime Savings ¦ Energy Savings (kWh) | Wall Mounted Area Luminaire (1000 lumen) ¦ Business Energy Rebates | 7395288.579 | 7395288.579 | 7395288.579
TRC | None | Lifetime Savings ¦ Energy Savings (kWh) | Wall wash luminaire (1500 lumen) ¦ Business Energy Rebates | 1638500 | 1638500 | 1638500
TRC | None | Lifetime Savings ¦ Energy Savings (kWh) | Whole Home - tier 0 (22% better than code on average) ¦ New Home Construction | 22135347.4427 | 22135347.4427 | 22135347.4427
TRC | None | Lifetime Savings ¦ Energy Savings (kWh) | Whole home - tier 1 (45% better than code target) ¦ New Home Construction | 76506032.8995 | 76506032.8995 | 76506032.8995
TRC | None | Lifetime Savings ¦ Energy Savings (kWh) | Whole home - tier 2 (60% better than code target) ¦ New Home Construction | 17643773.9565 | 17643773.9565 | 17643773.9565
TRC | None | Lifetime Savings ¦ Energy Savings (kWh) | Whole home - tier 3 (70% better than code target) ¦ New Home Construction | 3710242.0073 | 3710242.0073 | 3710242.0073
TRC | None | Lifetime Savings ¦ Energy Savings (kWh) | Whole Home ¦ Home Energy Assessment | 273252500 | 273252500 | 273252500
TRC | None | Lifetime Savings ¦ Energy Savings (kWh) | Wood Boiler/Furnace ¦ Green Heat | 720568.8 | 720568.8 | 720568.8
TRC | None | Lifetime Savings ¦ Energy Savings (kWh) | Wood Stove ¦ Green Heat | 13337100 | 13337100 | 13337100
TRC | None | Spending ($) | 18W Replacing 100W - MURB ¦ Efficient Products Installation | 1012.0317 | 1012.0317 | 1012.0317
TRC | None | Spending ($) | 18W Replacing 100W ¦ Efficient Products Installation | 31061.5895 | 31061.5895 | 31061.5895
TRC | None | Spending ($) | 9.5W Replacing 100W - MURB ¦ Efficient Products Installation | 63.3418 | 63.3418 | 63.3418
TRC | None | Spending ($) | 9.5W Replacing 100W ¦ Efficient Products Installation | 13444.3064 | 13444.3064 | 13444.3064
TRC | None | Spending ($) | 9.5W Replacing 60W - MURB ¦ Efficient Products Installation | 6132.1167 | 0 | 6132.1167
TRC | None | Spending ($) | 9.5W Replacing 60W ¦ Efficient Products Installation | 93304.4373 | 0 | 244095.6613
TRC | None | Spending ($) | 9W Replacing 100W - MURB ¦ Efficient Products Installation | 16683.0377 | 16683.0377 | 16683.0377
TRC | None | Spending ($) | 9W Replacing 100W ¦ Efficient Products Installation | 44308.3721 | 44308.3721 | 44308.3721
TRC | None | Spending ($) | 9W Replacing 60W - MURB ¦ Efficient Products Installation | 328002.7967 | 0 | 328002.7967
TRC | None | Spending ($) | 9W Replacing 60W ¦ Efficient Products Installation | 2902425.0897 | 1706945.2913 | 2902425.0897
TRC | None | Spending ($) | Air Conditioner retirement ¦ Appliance Retirement | 33346.3581 | 33346.3581 | 33346.3581
TRC | None | Spending ($) | Air Source Heat Pump (96kBTU/hr) ¦ Business Energy Rebates | 117235.4933 | 117235.4933 | 117235.4933
TRC | None | Spending ($) | Air-Entraining Air Nozzle ¦ Business Energy Rebates | 27908.7258 | 27908.7258 | 27908.7258
TRC | None | Spending ($) | Case Lighting for Sign Retrofits ¦ Business Energy Rebates | 22968.855 | 22968.855 | 22968.855
TRC | None | Spending ($) | Clothes-line ¦ Instant Savings | 31301.7441 | 31301.7441 | 31301.7441
TRC | None | Spending ($) | Cold Climate Air-Source Heat Pump (24kBTU/hr) ¦ Business Energy Rebates | 301341.4752 | 301341.4752 | 301341.4752
TRC | None | Spending ($) | Cold Climate Air-Source Heat Pump (48kBTU/hr) ¦ Business Energy Rebates | 204418.7785 | 204418.7785 | 204418.7785
TRC | None | Spending ($) | Custom Energy Efficiency ¦ Custom Retrofit | 5182375.4719 | 4236278.739 | 3587858.5053
TRC | None | Spending ($) | Dairy Scroll Compressor ¦ Business Energy Rebates | 3023.8222 | 3023.8222 | 3023.8222
TRC | None | Spending ($) | Daylighting Controls - Ceiling Mounted ¦ Business Energy Rebates | 338.7579 | 0 | 0
TRC | None | Spending ($) | Dehumidifier replacement (Low income only) ¦ Appliance Retirement | 63816.7198 | 63816.7198 | 63816.7198
TRC | None | Spending ($) | Dimmer Switch ¦ Instant Savings | 60514.6347 | 60514.6347 | 60514.6347
TRC | None | Spending ($) | Downlight Luminaire (800 lumen) ¦ Business Energy Rebates | 654672.5816 | 0 | 0
TRC | None | Spending ($) | Dual Enthalpy Economizer Controls ¦ Business Energy Rebates | 2702.2837 | 2702.2837 | 2702.2837
TRC | None | Spending ($) | Electric Combination Oven ¦ Business Energy Rebates | 31092.5039 | 31092.5039 | 31092.5039
TRC | None | Spending ($) | Electric to Natural Gas - Water Heater ¦ Business Energy Rebates | 1423.176 | 1423.176 | 1423.176
TRC | None | Spending ($) | Energy Management Information Systems ¦ EMIS | 242064.6401 | 242064.6401 | 242064.6401
TRC | None | Spending ($) | Engine Block Heater Timer (Agriculture) ¦ Business Energy Rebates | 6333.2887 | 9478.3205 | 12998.8004
TRC | None | Spending ($) | Flood Luminaire (10000 lumen) ¦ Business Energy Rebates | 1073045.7947 | 1073045.7947 | 1073045.7947
TRC | None | Spending ($) | Flood Luminaire (48000 lumen) ¦ Business Energy Rebates | 200797.6544 | 200797.6544 | 200797.6544
TRC | None | Spending ($) | Four Pin Replacement Lamps for CFLs ¦ Business Energy Rebates | 623.6025 | 623.6025 | 623.6025
TRC | None | Spending ($) | Freezer replacement (Low income only) ¦ Appliance Retirement | 214708.01 | 214708.01 | 214708.01
TRC | None | Spending ($) | Freezer retirement ¦ Appliance Retirement | 1076913.2553 | 1076913.2553 | 1076913.2553
TRC | None | Spending ($) | Ground Source Heat Pump (60kBTU/hr) ¦ Business Energy Rebates | 188177.3258 | 188177.3258 | 188177.3258
TRC | None | Spending ($) | GSHP ¦ Green Heat | 49927.4634 | 49927.4634 | 49927.4634
TRC | None | Spending ($) | Heat Pump Clothes Dryer ¦ Business Energy Rebates | 35643.557 | 35643.557 | 35643.557
TRC | None | Spending ($) | Heat Pump Water Heater ¦ Business Energy Rebates | 2608.69 | 2608.69 | 2608.69
TRC | None | Spending ($) | Heavy duty timer ¦ Instant Savings | 56565.5753 | 56565.5753 | 56565.5753
TRC | None | Spending ($) | High Bay Luminaire (15 000 lumen) ¦ Business Energy Rebates | 64750.3194 | 64750.3194 | 64750.3194
TRC | None | Spending ($) | High Bay Luminaire (35 000 lumen) ¦ Business Energy Rebates | 522638.5052 | 522638.5052 | 522638.5052
TRC | None | Spending ($) | High Bay Luminaire (60 000 lumen) ¦ Business Energy Rebates | 182605.573 | 182605.573 | 182605.573
TRC | None | Spending ($) | High Efficiency Circulator Pump 1.5kW ¦ Business Energy Rebates | 5547.4072 | 5547.4072 | 5547.4072
TRC | None | Spending ($) | High Efficiency Circulator Pump 300W ¦ Business Energy Rebates | 3332.3922 | 3332.3922 | 3332.3922
TRC | None | Spending ($) | High Volume Low Speed Fan (Agriculture) ¦ Business Energy Rebates | 11548.7271 | 11548.7271 | 11548.7271
TRC | None | Spending ($) | Holiday Lights Exchange - MURB ¦ Efficient Products Installation | 98944.1377 | 98944.1377 | 98944.1377
TRC | None | Spending ($) | Holiday Lights Exchange ¦ Efficient Products Installation | 26120.0191 | 26120.0191 | 26120.0191
TRC | None | Spending ($) | Hot Water Tank Wrap ¦ Efficient Products Installation | 166872.4519 | 166872.4519 | 166872.4519
TRC | None | Spending ($) | HVAC Hotel Occupancy Sensor ¦ Business Energy Rebates | 33486.3023 | 33486.3023 | 33486.3023
TRC | None | Spending ($) | Indoor motion sensor ¦ Instant Savings | 3821.9899 | 3821.9899 | 3821.9899
TRC | None | Spending ($) | Intelligent Freezer Defrost Controls ¦ Business Energy Rebates | 47357.7148 | 47357.7148 | 47357.7148
TRC | None | Spending ($) | LED - A-type Lamp ¦ Instant Savings | 2352146.2296 | 2352146.2296 | 2352146.2296
TRC | None | Spending ($) | LED - Other ¦ Instant Savings | 639096.7956 | 639096.7956 | 0
TRC | None | Spending ($) | LED - R, BR and Decorative ¦ Instant Savings | 417587.1019 | 417587.1019 | 0
TRC | None | Spending ($) | LED Nightlights - MURB ¦ Efficient Products Installation | 3850.6443 | 3850.6443 | 3850.6443
TRC | None | Spending ($) | LED Nightlights ¦ Efficient Products Installation | 28771.9329 | 28771.9329 | 28771.9329
TRC | None | Spending ($) | LED Replacement Lamps for HID (10000 lumen) ¦ Business Energy Rebates | 5169.6514 | 5169.6514 | 5169.6514
TRC | None | Spending ($) | LED Replacement Lamps for HID (4000 lumen) ¦ Business Energy Rebates | 3382.9501 | 3382.9501 | 3382.9501
TRC | None | Spending ($) | LED Troffer (1x4) ¦ Business Energy Rebates | 110152.4436 | 110152.4436 | 110152.4436
TRC | None | Spending ($) | LED Troffer (2x2) ¦ Business Energy Rebates | 266216.5911 | 266216.5911 | 266216.5911
TRC | None | Spending ($) | LED Troffer (4x2) ¦ Business Energy Rebates | 558866.2236 | 558866.2236 | 558866.2236
TRC | None | Spending ($) | LED Wall Sconce (800 lumen) ¦ Business Energy Rebates | 1721.1655 | 0 | 0
TRC | None | Spending ($) | Linear Replacement Lamp (4 foot) ¦ Business Energy Rebates | 1726220.9929 | 1171847.859 | 138506.2329
TRC | None | Spending ($) | Low-bay Luminaire (10,000 lumen) ¦ Business Energy Rebates | 10215.1243 | 0 | 0
TRC | None | Spending ($) | Low-bay Luminaire (5000 lumen) ¦ Business Energy Rebates | 59962.5135 | 59962.5135 | 59962.5135
TRC | None | Spending ($) | Low-flow showerhead - 1.0 gpm Reduction - MURB ¦ Efficient Products Installation | 16107.453 | 28336.4331 | 28336.4331
TRC | None | Spending ($) | Low-flow showerhead - 1.0 gpm Reduction ¦ Efficient Products Installation | 199310.448 | 186712.4894 | 189390.9072
TRC | None | Spending ($) | Mini freezer retirement ¦ Appliance Retirement | 9467.5959 | 9467.5959 | 9467.5959
TRC | None | Spending ($) | Mini fridge retirement ¦ Appliance Retirement | 20853.0727 | 20853.0727 | 20853.0727
TRC | None | Spending ($) | Motion sensor with dimmer switch ¦ Instant Savings | 204.5699 | 204.5699 | 204.5699
TRC | None | Spending ($) | MSHP - Fully Electrical ¦ Green Heat | 1403858.0125 | 1403858.0125 | 1403858.0125
TRC | None | Spending ($) | MSHP - Mainly Electrical ¦ Green Heat | 325673.0735 | 325673.0735 | 325673.0735
TRC | None | Spending ($) | Multi-Tank Conveyor Dishwasher - High Temp ¦ Business Energy Rebates | 13843.266 | 13843.266 | 13843.266
TRC | None | Spending ($) | Multi-Tank Conveyor Dishwasher - Low Temp ¦ Business Energy Rebates | 14474.9335 | 14474.9335 | 14474.9335
TRC | None | Spending ($) | Natural Gas Conversion - Commercial Electric Clothes Dryer ¦ Business Energy Rebates | 17891.5997 | 17891.5997 | 17891.5997
TRC | None | Spending ($) | No-Loss Drain ¦ Business Energy Rebates | 13148.9183 | 13148.9183 | 13148.9183
TRC | None | Spending ($) | Occupancy Sensor (Ceiling Mounted) ¦ Business Energy Rebates | 294090.7326 | 294090.7326 | 294090.7326
TRC | None | Spending ($) | Occupancy Sensor (Wall Mounted) ¦ Business Energy Rebates | 424634.9269 | 424634.9269 | 424634.9269
TRC | None | Spending ($) | Outdoor motion sensor ¦ Instant Savings | 26674.2725 | 26674.2725 | 26674.2725
TRC | None | Spending ($) | Outside Air Economizer ¦ Business Energy Rebates | 171136.864 | 172652.3601 | 174908.2618
TRC | None | Spending ($) | Packaged Terminal Heat Pump (12kBTU/hr) ¦ Business Energy Rebates | 375068.4669 | 375068.4669 | 375068.4669
TRC | None | Spending ($) | Parking Garage Luminaire (4000 lumen) ¦ Business Energy Rebates | 19961.8014 | 19961.8014 | 19961.8014
TRC | None | Spending ($) | Parking Garage Luminaire (8000 lumen) ¦ Business Energy Rebates | 10464.0513 | 10464.0513 | 10464.0513
TRC | None | Spending ($) | Pellet Boiler/Furnace ¦ Green Heat | 38317.2166 | 38317.2166 | 38317.2166
TRC | None | Spending ($) | Pellet Stove ¦ Green Heat | 59814.6791 | 59814.6791 | 59814.6791
TRC | None | Spending ($) | Pipe Insulation - MURB ¦ Efficient Products Installation | 3854.7478 | 3854.7478 | 3854.7478
TRC | None | Spending ($) | Pipe Insulation ¦ Efficient Products Installation | 58513.2235 | 58513.2235 | 58513.2235
TRC | None | Spending ($) | Premium High Bay Luminaire (15 000 lumen) ¦ Business Energy Rebates | 54675.3103 | 54675.3103 | 54675.3103
TRC | None | Spending ($) | Premium High Bay Luminaire (35 000 lumen) ¦ Business Energy Rebates | 115644.911 | 115644.911 | 115644.911
TRC | None | Spending ($) | Premium High Bay Luminaire (60 000 lumen) ¦ Business Energy Rebates | 49546.8202 | 49546.8202 | 49546.8202
TRC | None | Spending ($) | Programmable thermostat ¦ Instant Savings | 90429.8454 | 90429.8454 | 90429.8454
TRC | None | Spending ($) | Refrigerated Case Luminaire ¦ Business Energy Rebates | 23.1563 | 23.1563 | 23.1563
TRC | None | Spending ($) | Refrigerator retirement ¦ Appliance Retirement | 2362768.3992 | 2362768.3992 | 2362768.3992
TRC | None | Spending ($) | Residential ETS System (Room) ¦ ETS Green Heat | 332500 | 332500 | 332500
TRC | None | Spending ($) | Residential ETS System (Room) ¦ ETS Home Energy Assessment | 332500 | 332500 | 332500
TRC | None | Spending ($) | Room air purifier ¦ Instant Savings | 13691.0002 | 13691.0002 | 13691.0002
TRC | None | Spending ($) | Server Virtualization and Decommissioning ¦ Business Energy Rebates | 24848.201 | 24848.201 | 24848.201
TRC | None | Spending ($) | Single -Tank Conveyor Dishwasher - High Temp ¦ Business Energy Rebates | 17428.1427 | 17428.1427 | 17428.1427
TRC | None | Spending ($) | Single -Tank Conveyor Dishwasher - Low Temp ¦ Business Energy Rebates | 14514.3237 | 14514.3237 | 14514.3237
TRC | None | Spending ($) | Single-Tank Door type Dishwasher - High Temp ¦ Business Energy Rebates | 1896.402 | 1896.402 | 1896.402
TRC | None | Spending ($) | Single-Tank Door type Dishwasher - Low Temp ¦ Business Energy Rebates | 2431.5907 | 2431.5907 | 2431.5907
TRC | None | Spending ($) | Small Commercial ETS Sytem ¦ ETS Business Energy Rebates | 332500 | 332500 | 332500
TRC | None | Spending ($) | Small Commercial ETS Sytem ¦ ETS Small Business Energy Solutions | 332500 | 332500 | 332500
TRC | None | Spending ($) | Smart Power Controllers - MURB ¦ Efficient Products Installation | 40328.7046 | 40328.7046 | 40328.7046
TRC | None | Spending ($) | Smart Power Controllers ¦ Efficient Products Installation | 575036.5636 | 575036.5636 | 575036.5636
TRC | None | Spending ($) | Solar DHW System ¦ Business Energy Rebates | 17852.8283 | 17852.8283 | 17852.8283
TRC | None | Spending ($) | Solid Door Freezer ¦ Business Energy Rebates | 778.1248 | 778.1248 | 778.1248
TRC | None | Spending ($) | Stairwell and Passageway Luminaire ¦ Business Energy Rebates | 4973.821 | 4973.821 | 4973.821
TRC | None | Spending ($) | Standard Capacity Electric Fryer ¦ Business Energy Rebates | 15415.7613 | 21497.3461 | 28622.4973
TRC | None | Spending ($) | Strategic Energy Management ¦ SEM | 797004.0484 | 797004.0484 | 797004.0484
TRC | None | Spending ($) | Unconverted D ¦ Home Energy Assessment | 498463.6736 | 498463.6736 | 498463.6736
TRC | None | Spending ($) | Variable Speed Kitchen Exhuast Fan ¦ Business Energy Rebates | 10469.2574 | 10469.2574 | 10469.2574
TRC | None | Spending ($) | VFD - 10 hp - Institutional - Make-up Air Fan ¦ Business Energy Rebates | 7677.1283 | 7677.1283 | 7677.1283
TRC | None | Spending ($) | VFD - 10 hp - Retail - Supply Fan ¦ Business Energy Rebates | 5269.5236 | 5269.5236 | 5269.5236
TRC | None | Spending ($) | VFD - 20 hp - Institutional - Chilled Water Pump ¦ Business Energy Rebates | 11711.8868 | 11711.8868 | 11711.8868
TRC | None | Spending ($) | VFD - 20 hp - Retail - Exhaust Fan ¦ Business Energy Rebates | 13073.0409 | 13073.0409 | 13073.0409
TRC | None | Spending ($) | VFD - 30 hp - Institutional - Make-up Air Fan ¦ Business Energy Rebates | 19182.4688 | 19182.4688 | 19182.4688
TRC | None | Spending ($) | VFD - 30 hp - Retail - Supply Fan ¦ Business Energy Rebates | 13577.2562 | 13577.2562 | 13577.2562
TRC | None | Spending ($) | VFD - 40 hp - Warehousing - Exhaust Fan ¦ Business Energy Rebates | 26816.8588 | 26816.8588 | 26816.8588
TRC | None | Spending ($) | VFD - 5 hp - Institutional - Chilled Water Pump ¦ Business Energy Rebates | 2864.1654 | 2864.1654 | 2864.1654
TRC | None | Spending ($) | VFD - 5 hp - Retail - Exhaust Fan ¦ Business Energy Rebates | 4178.962 | 4178.962 | 4178.962
TRC | None | Spending ($) | Wall Mounted Area Luminaire (1000 lumen) ¦ Business Energy Rebates | 51179.176 | 51179.176 | 51179.176
TRC | None | Spending ($) | Wall wash luminaire (1500 lumen) ¦ Business Energy Rebates | 14408.1375 | 14408.1375 | 14408.1375
TRC | None | Spending ($) | Whole Home - tier 0 (22% better than code on average) ¦ New Home Construction | 166333.478 | 166333.478 | 166333.478
TRC | None | Spending ($) | Whole home - tier 1 (45% better than code target) ¦ New Home Construction | 1260287.5458 | 1260287.5458 | 1260287.5458
TRC | None | Spending ($) | Whole home - tier 2 (60% better than code target) ¦ New Home Construction | 391329.0876 | 391329.0876 | 391329.0876
TRC | None | Spending ($) | Whole home - tier 3 (70% better than code target) ¦ New Home Construction | 180882.9268 | 180882.9268 | 180882.9268
TRC | None | Spending ($) | Whole Home ¦ Home Energy Assessment | 3644975.8818 | 3644975.8818 | 3644975.8818
TRC | None | Spending ($) | Wood Boiler/Furnace ¦ Green Heat | 10565.7789 | 10565.7789 | 10565.7789
TRC | None | Spending ($) | Wood Stove ¦ Green Heat | 168334.4912 | 168334.4912 | 168334.4912