## Unit Savings (Pre RUL)
Unit Savings (Pre-RUL) | Energy Savings (kWh) | Coinc. Demand Savings (kW)
1/2 Size Hot Food Holding Cabinet ¦ Business Energy Rebates | 1384 | 0.215
11W Replacing 60W - MURB ¦ Efficient Products Installation | 40.1286 | 0.0048154
11W Replacing 60W ¦ Efficient Products Installation | 40.1286 | 0.0048154
18W Replacing 100W - MURB ¦ Efficient Products Installation | 67.1539 | 0.0080585
18W Replacing 100W ¦ Efficient Products Installation | 67.1539 | 0.0080585
18W Replacing 75W - MURB ¦ Efficient Products Installation | 46.6802 | 0.0056016
18W Replacing 75W ¦ Efficient Products Installation | 46.6802 | 0.0056016
5W Chandelier E12 - MURB ¦ Efficient Products Installation | 28.3873 | 0.0033213
5W Chandelier E12 ¦ Efficient Products Installation | 28.3873 | 0.0033213
7W G25 - MURB ¦ Efficient Products Installation | 26.7652 | 0.0031315
7W G25 ¦ Efficient Products Installation | 26.7652 | 0.0031315
7W GU10 Replacing 35W - MURB ¦ Efficient Products Installation | 22.7099 | 0.0026571
7W GU10 Replacing 35W ¦ Efficient Products Installation | 22.7099 | 0.0026571
7W GU10 Replacing 50W - MURB ¦ Efficient Products Installation | 34.8759 | 0.0040805
7W GU10 Replacing 50W ¦ Efficient Products Installation | 34.8759 | 0.0040805
9.5W Replacing 100W - MURB ¦ Efficient Products Installation | 74.115 | 0.0088938
9.5W Replacing 100W ¦ Efficient Products Installation | 74.115 | 0.0088938
9.5W Replacing 40W - MURB ¦ Efficient Products Installation | 24.978 | 0.0029974
9.5W Replacing 40W ¦ Efficient Products Installation | 24.978 | 0.0029974
9.5W Replacing 60W - MURB ¦ Efficient Products Installation | 41.357 | 0.0049628
9.5W Replacing 60W ¦ Efficient Products Installation | 41.357 | 0.0049628
9W Replacing 100W - MURB ¦ Efficient Products Installation | 74.5245 | 0.0089429
9W Replacing 100W ¦ Efficient Products Installation | 74.5245 | 0.0089429
9W Replacing 40W - MURB ¦ Efficient Products Installation | 25.3875 | 0.0030465
9W Replacing 40W ¦ Efficient Products Installation | 25.3875 | 0.0030465
9W Replacing 60W - MURB ¦ Efficient Products Installation | 41.7665 | 0.005012
9W Replacing 60W ¦ Efficient Products Installation | 41.7665 | 0.005012
Advanced Lighting Design (Performance Lighting) ¦ Business Energy Rebates | 797.5356 | 0.11794
Air Conditioner retirement ¦ Appliance Retirement | 215 | 0
Air-Entraining Air Nozzle ¦ Business Energy Rebates | 723.84 | 0.13
ASHP and AWHP - Electrical ¦ Green Heat | 3704.6666 | 3.3038
Case Lighting for Sign Retrofits ¦ Business Energy Rebates | 1583.1875 | 0.43375
CEE Tier 2 Commercial Washing Machine ¦ Business Energy Rebates | 2315.143 | 0.7
CEE Tier 3 Commercial Washing Machine ¦ Business Energy Rebates | 2673.506 | 0.81
Circulation Fan (Agriculture) ¦ Business Energy Rebates | 228 | 0
Clothes Dryer replacement ¦ Appliance Retirement | 271 | 0.037398
Clothes Dryers ¦ First Nations Home Retrofits | 185 | 0.02553
Clothes Washer replacement ¦ Appliance Retirement | 190 | 0.02622
Clothes Washers ¦ First Nations Home Retrofits | 126 | 0.017388
Clothes-line ¦ Instant Savings | 150 | 0
Cold Climate Air-Source Heat Pump (24kBTU/hr) ¦ Business Energy Rebates | 8956.361 | 2.931
Cold Climate Air-Source Heat Pump (24kBTU/hr) ¦ Small Business Energy Solutions | 8956.361 | 2.931
Cold Climate Air-Source Heat Pump (48kBTU/hr) ¦ Business Energy Rebates | 17912.722 | 5.862
Custom Energy Efficiency ¦ Affordable MultiFamily Renter | 1000000 | 166.7633
Custom Energy Efficiency ¦ Custom Retrofit | 1000000 | 277.0251
Cycling Refrigerated Air Dryer - 50 CFM ¦ Business Energy Rebates | 585.86 | 0.11
Dairy Scroll Compressor ¦ Business Energy Rebates | 23624 | 6.8
Daylighting Controls - Ceiling Mounted ¦ Business Energy Rebates | 247.2255 | 0
Daylighting Controls - Switch-Mounted ¦ Business Energy Rebates | 86.3911 | 0
Dehumidifier ¦ Instant Savings | 81.3 | 0.027235
Dehumidifier replacement (Low income only) ¦ Appliance Retirement | 660 | 0.2211
Dehumidifier replacement (Low income only) ¦ First Nations Home Retrofits | 660 | 0.2211
Dimmer Switch ¦ Instant Savings | 13.94 | 0.0021314
Dishwasher replacement ¦ Appliance Retirement | 256.5 | 0.035397
Door Heater Controls ¦ Business Energy Rebates | 8172.73 | 0.933
Double Heat Pad (Agriculture) ¦ Business Energy Rebates | 1518 | 0.18
Downlight Luminaire (1200 lumen) ¦ Small Business Energy Solutions | 253.575 | 0.02838
Downlight Luminaire (3000 lumen) ¦ Small Business Energy Solutions | 633.9375 | 0.04945
Downlight Luminaire (800 lumen) ¦ Small Business Energy Solutions | 145.53 | 0.04816
Drain Water Heat Recovery ¦ First Nations Home Retrofits | 805 | 0.13041
Drain Water Heat Recovery ¦ Green Heat | 805 | 0.13041
Drain Water Heat Recovery ¦ Home Energy Assessment | 805 | 0.13041
Dual Enthalpy Economizer Controls ¦ Business Energy Rebates | 2577 | 0.58
EC Motor for Refrigeration Applications ¦ Business Energy Rebates1 | 341.64 | 0.039
EC Motor for Refrigeration Applications ¦ Business Energy Rebates2 | 1047.696 | 0.1196
ECM Circulator Pump ¦ Instant Savings | 127 | 0.0298
Efficient clothes washer ¦ Instant Savings | 188 | 0.025944
Efficient refrigerator ¦ Instant Savings | 49 | 0.0074382
Electric Combination Oven ¦ Business Energy Rebates | 6368 | 0.989
Electric Combination Oven with Gas ¦ Business Energy Rebates | 18282 | 2.838
Electric Convection Oven ¦ Business Energy Rebates | 1937 | 0.301
Electric Convection Oven with Gas ¦ Business Energy Rebates | 12059 | 1.872
Electric Fryer Replacement with Gas ¦ Business Energy Rebates | 18189 | 2.1179
Electric Griddle Replacement with Gas ¦ Business Energy Rebates | 15815 | 2.455
Electric Steam Cooker ¦ Business Energy Rebates | 9967 | 1.547
Electric Steam Cooker Replacement with Gas ¦ Business Energy Rebates | 17599 | 2.732
Electric to Natural Gas - Water Heater ¦ Business Energy Rebates | 6146.172 | 1.68
Energy Management Information Systems ¦ EMIS | 1000000 | 168.5
Energy Star Dryer ¦ Instant Savings | 160 | 0.04
ENERGY STAR Pool Pump ¦ Business Energy Rebates | 3847 | 0
ENERGY STAR Uninteruptible Power Supplies (UPS) ¦ Business Energy Rebates | 6120 | 0
ENERGY STAR Washing Machine ¦ Business Energy Rebates | 782.143 | 0.39
Evaporator Fan Motor Controls ¦ Business Energy Rebates | 2647.71 | 0.302
Faucet Aerators - MURB ¦ Efficient Products Installation | 95 | 0.01539
Faucet Aerators ¦ Efficient Products Installation | 98 | 0.015876
Flood Luminaire (10000 lumen) ¦ Business Energy Rebates | 893.9182 | 0.20409
Flood Luminaire (10000 lumen) ¦ Small Business Energy Solutions | 893.9182 | 0.20409
Flood Luminaire (48000 lumen) ¦ Business Energy Rebates | 2819.1273 | 0.64364
Flood Luminaire (48000 lumen) ¦ Small Business Energy Solutions | 2819.1273 | 0.64364
Four Pin Replacement Lamps for CFLs ¦ Business Energy Rebates | 76.3569 | 0.010759
Four Pin Replacement Lamps for CFLs ¦ Small Business Energy Solutions | 76.3569 | 0.010759
Freezer replacement (Low income only) ¦ Appliance Retirement | 1399 | 0.19306
Freezer replacement (Low income only) ¦ First Nations Home Retrofits | 1399 | 0.19306
Freezer replacement ¦ Appliance Retirement | 1399 | 0.19306
Freezer retirement ¦ Appliance Retirement | 863 | 0.11909
Fridge replacement ¦ Appliance Retirement | 705 | 0.09729
Fuel Pump Canopy Luminaire (4000 lumen) ¦ Small Business Energy Solutions | 571.152 | 0.1304
Glass Door Refrigerator ¦ Business Energy Rebates | 774 | 0.06
Glass Door Refrigerator ¦ Small Business Energy Solutions | 774 | 0.06
Ground Source Heat Pump (60kBTU/hr) ¦ Business Energy Rebates | 33285 | 12.5059
Ground Source Heat Pump (60kBTU/hr) ¦ Small Business Energy Solutions | 33285 | 12.5059
GSHP ¦ Green Heat | 16443.5201 | 12.3925
Heat Pump Clothes Dryer ¦ Business Energy Rebates | 1630.19 | 1.117
Heat Pump Dryer (ventless) ¦ Instant Savings | 446 | 0.061548
Heat Pump Water Heater ¦ Business Energy Rebates | 2688.952 | 0.66
Heat Pump Water Heater ¦ First Nations Home Retrofits | 771 | 0.3
Heat Pump Water Heater ¦ Green Heat | 771 | 0.3
Heat Pump Water Heater ¦ Home Energy Assessment | 771 | 0.3
Heat Pump Water Heater ¦ Small Business Energy Solutions | 2688.952 | 0.66
Heat Reclaimer Unit (Agriculture) ¦ Business Energy Rebates | 11434 | 3.29
Heat Reclaimer Unit (Agriculture) ¦ Small Business Energy Solutions | 11434 | 3.29
Heavy duty timer ¦ Instant Savings | 122 | 0
High Bay Luminaire (15 000 lumen) ¦ Business Energy Rebates | 387.6923 | 0.075604
High Bay Luminaire (15 000 lumen) ¦ Small Business Energy Solutions | 387.6923 | 0.075604
High Bay Luminaire (35 000 lumen) ¦ Small Business Energy Solutions | 904.6154 | 0.17641
High Efficiency Circulator Pump 1.5kW ¦ Business Energy Rebates | 2558 | 0.532
High Efficiency Circulator Pump 100W ¦ Business Energy Rebates | 422 | 0.0878
High Efficiency Circulator Pump 300W ¦ Business Energy Rebates | 795 | 0.165
High Volume Low Speed Fan (Agriculture) ¦ Business Energy Rebates | 13512.72 | 3.877
High Volume Low Speed Fan (Agriculture) ¦ Small Business Energy Solutions | 13512.72 | 3.877
Holiday Lights Exchange - MURB ¦ Efficient Products Installation | 39.9376 | 0.053237
Holiday Lights Exchange ¦ Efficient Products Installation | 39.9376 | 0.053237
Hot Water Tank Wrap - MURB ¦ Efficient Products Installation | 102.778 | 0.01665
Hot Water Tank Wrap ¦ Efficient Products Installation | 138.489 | 0.022435
HVAC Hotel Occupancy Sensor ¦ Business Energy Rebates | 438 | 0.09
Hybrid Heat Pump Dryer ¦ Instant Savings | 224 | 0.030912
Ice-Making Head ¦ Business Energy Rebates | 1216 | 0.189
Indoor motion sensor ¦ Instant Savings | 37.556 | 0
Large Commercial/Industrial ETS System ¦ ETS Business Energy Rebates | 0 | 20
LED - ENERGY STAR Fixture with Motion Sensor ¦ Instant Savings | 259.35 | 0.041755
LED - ENERGY STAR Fixture without Motion Sensor ¦ Instant Savings | 72.0912 | 0.010309
LED - Other ¦ Instant Savings | 39.9903 | 0.0056386
LED - R, BR and Decorative ¦ Instant Savings | 34.4292 | 0.0048545
LED - Recessed downlight ¦ Instant Savings | 39.2321 | 0.0054533
LED Nightlights - MURB ¦ Efficient Products Installation | 23.4555 | 0.0027443
LED Nightlights ¦ Efficient Products Installation | 23.4555 | 0.0027443
LED Replacement Lamps for HID (10000 lumen) ¦ Business Energy Rebates | 185.0032 | 0.033993
LED Replacement Lamps for HID (10000 lumen) ¦ Small Business Energy Solutions | 185.0032 | 0.033993
LED Replacement Lamps for HID (4000 lumen) ¦ Business Energy Rebates | 74.0013 | 0.013597
LED Replacement Lamps for HID (4000 lumen) ¦ Small Business Energy Solutions | 74.0013 | 0.013597
LED Troffer (1x4) ¦ Business Energy Rebates | 146.1904 | 0.020598
LED Troffer (1x4) ¦ Small Business Energy Solutions | 146.1904 | 0.020598
LED Troffer (2x2) ¦ Business Energy Rebates | 116.1396 | 0.016364
LED Troffer (2x2) ¦ Small Business Energy Solutions | 116.1396 | 0.016364
LED Troffer (4x2) ¦ Business Energy Rebates | 193.352 | 0.027243
LED Troffer (4x2) ¦ Small Business Energy Solutions | 193.352 | 0.027243
LED Wall Sconce (1200 lumen) ¦ Small Business Energy Solutions | 253.575 | 0.02838
Linear Ambient Luminaire (10000 lumen) ¦ Business Energy Rebates | 448.14 | 0.063142
Linear Ambient Luminaire (10000 lumen) ¦ Small Business Energy Solutions | 448.14 | 0.063142
Linear Ambient Luminaire (2000 lumen) ¦ Business Energy Rebates | 46.851 | 0.0066012
Linear Ambient Luminaire (2000 lumen) ¦ Small Business Energy Solutions | 46.851 | 0.0066012
Linear Ambient Luminaire (4000 lumen) ¦ Business Energy Rebates | 85.1466 | 0.011997
Linear Ambient Luminaire (4000 lumen) ¦ Small Business Energy Solutions | 85.1466 | 0.011997
Linear Ambient Luminaire (8000 lumen) ¦ Business Energy Rebates | 153.1824 | 0.021583
Linear Ambient Luminaire (8000 lumen) ¦ Small Business Energy Solutions | 153.1824 | 0.021583
Linear Replacement Lamp (2 foot) ¦ Business Energy Rebates | 29.0884 | 0.0040985
Linear Replacement Lamp (2 foot) ¦ Small Business Energy Solutions | 29.0884 | 0.0040985
Linear Replacement Lamp (4 foot) ¦ Business Energy Rebates | 49.0866 | 0.0069162
Linear Replacement Lamp (4 foot) ¦ Small Business Energy Solutions | 49.0866 | 0.0069162
Low-bay Luminaire (10,000 lumen) ¦ Business Energy Rebates | 448.14 | 0.063142
Low-bay Luminaire (10,000 lumen) ¦ Small Business Energy Solutions | 448.14 | 0.063142
Low-bay Luminaire (5000 lumen) ¦ Business Energy Rebates | 275.4024 | 0.038804
Low-flow showerhead - 0.5 gpm Reduction - MURB ¦ Efficient Products Installation | 207 | 0.033534
Low-flow showerhead - 0.5 gpm Reduction ¦ Efficient Products Installation | 236 | 0.038232
Low-flow showerhead - 1.0 gpm Reduction - MURB ¦ Efficient Products Installation | 413 | 0.066906
Low-flow showerhead - 1.0 gpm Reduction ¦ Efficient Products Installation | 472 | 0.076464
Low-flow showerhead -0.75 gpm Reduction - MURB ¦ Efficient Products Installation | 310 | 0.05022
Low-flow showerhead -0.75 gpm Reduction ¦ Efficient Products Installation | 354 | 0.057348
Low/Zero Energy Livestock Waterer ¦ Business Energy Rebates | 1400 | 0.59
Luminaire Level Lighting Control (LLLC) - High Impact Application ¦ Business Energy Rebates | 194.0315 | 0.056949
Luminaire Level Lighting Control (LLLC) - Low Impact Application ¦ Business Energy Rebates | 397.7159 | 0.102
Medium Commercial ETS System ¦ ETS Business Energy Rebates | 0 | 10
Medium Commercial ETS System ¦ ETS Small Business Energy Solutions | 0 | 10
Milk Pre-cooler ¦ Business Energy Rebates | 7493 | 2.16
Mini freezer retirement ¦ Appliance Retirement | 327 | 0.045126
Mini fridge retirement ¦ Appliance Retirement | 209 | 0.028842
Motion sensor with dimmer switch ¦ Instant Savings | 43.952 | 0
MSHP - Fully Electrical ¦ Green Heat | 3362 | 2.47
MSHP - Mainly Electrical ¦ Green Heat | 1204 | 2.76
Multi-Tank Conveyor Dishwasher - High Temp ¦ Business Energy Rebates | 27407.5971 | 4.255
Multi-Tank Conveyor Dishwasher - High Temp ¦ Small Business Energy Solutions | 27407.5971 | 4.255
Multi-Tank Conveyor Dishwasher - Low Temp ¦ Business Energy Rebates | 18811.2029 | 2.92
Multi-Tank Conveyor Dishwasher - Low Temp ¦ Small Business Energy Solutions | 18811.2029 | 2.92
Natural Barn Ventiliation - Year-Round ¦ Business Energy Rebates | 6710 | 0.644
Networked/ Connected - Indoor LED Lamp ¦ Instant Savings | 33 | 0.0042959
Networked/Connected - High Impact Application ¦ Business Energy Rebates | 227.9228 | 0.066897
Networked/Connected - Low Impact Application ¦ Business Energy Rebates | 452.0281 | 0.11593
No-Loss Drain ¦ Business Energy Rebates | 2371.019 | 0.44
Occupancy Sensor (Ceiling Mounted) ¦ Business Energy Rebates | 452.5247 | 0.30426
Occupancy Sensor (Ceiling Mounted) ¦ Small Business Energy Solutions | 452.5247 | 0.30426
Occupancy Sensor (Wall Mounted) ¦ Business Energy Rebates | 266.9633 | 0.17949
Occupancy Sensor (Wall Mounted) ¦ Small Business Energy Solutions | 266.9633 | 0.17949
Occupancy Sensor (Exterior) ¦ Business Energy Rebates | 113.6418 | 0.044726
Open to Closed Cooler Conversion ¦ Business Energy Rebates | 18250 | 2.083
Open to Closed Cooler Conversion ¦ Small Business Energy Solutions | 18250 | 2.083
Outdoor motion sensor ¦ Instant Savings | 159 | 0
Outside Air Economizer ¦ Business Energy Rebates | 10081.095 | 3.365
Packaged Terminal Heat Pump (12kBTU/hr) ¦ Business Energy Rebates | 5625.043 | 0
Parking Garage Luminaire (4000 lumen) ¦ Small Business Energy Solutions | 164.9455 | 0.025175
Pellet Boiler/Furnace ¦ Green Heat | 13765 | 7.75
Pellet Stove ¦ Green Heat | 8170.7803 | 3.8451
Pipe Insulation - MURB ¦ Efficient Products Installation | 11.0617 | 0.001792
Pipe Insulation ¦ Efficient Products Installation | 11.0617 | 0.001792
Pole/Arm-Mounted Area Luminaire (20000 lumen) ¦ Business Energy Rebates | 1156.32 | 0.264
Pole/Arm-Mounted Area Luminaire (20000 lumen) ¦ Small Business Energy Solutions | 1156.32 | 0.264
Pole/Arm-Mounted Area Luminaire (4000 lumen) ¦ Small Business Energy Solutions | 170.82 | 0.039
Pole/Arm-Mounted Area Luminaire (60000 lumen) ¦ Business Energy Rebates | 3889.44 | 0.888
Pole/Arm-Mounted Decorative Luminaire (1500 lumen) ¦ Small Business Energy Solutions | 462.966 | 0.1057
Pole/Arm-Mounted Decorative Luminaire (5000 lumen) ¦ Business Energy Rebates | 571.152 | 0.1304
Pole/Arm-Mounted Decorative Luminaire (5000 lumen) ¦ Small Business Energy Solutions | 571.152 | 0.1304
Pot, Pan and Utensil Dishwasher - High Temp ¦ Business Energy Rebates | 3310.7717 | 0.514
Power bar with timer ¦ Instant Savings | 53.7 | 0
Premium High Bay Luminaire (15 000 lumen) ¦ Business Energy Rebates | 508.8462 | 0.099231
Premium High Bay Luminaire (15 000 lumen) ¦ Small Business Energy Solutions | 508.8462 | 0.099231
Premium High Bay Luminaire (35 000 lumen) ¦ Business Energy Rebates | 1187.3077 | 0.23154
Premium High Bay Luminaire (35 000 lumen) ¦ Small Business Energy Solutions | 1187.3077 | 0.23154
Premium High Bay Luminaire (60 000 lumen) ¦ Business Energy Rebates | 2035.3846 | 0.39692
Programmable thermostat ¦ Instant Savings | 221 | -0.088179
Programmable Thermostats ¦ First Nations Home Retrofits | 221 | -0.088179
Range / Stove replacement ¦ Appliance Retirement | 207.75 | 0.02867
Refrigerated Case Luminaire ¦ Business Energy Rebates | 433.2597 | 0.071982
Refrigerated Case Luminaire ¦ Small Business Energy Solutions | 433.2597 | 0.071982
Refrigerator replacement (Low income only) ¦ Appliance Retirement | 705 | 0.09729
Refrigerator replacement (Low income only) ¦ First Nations Home Retrofits | 705 | 0.09729
Refrigerator retirement ¦ Appliance Retirement | 751 | 0.10364
Remote Condensing Unit ¦ Business Energy Rebates | 3184 | 0.494
Residential DHW Timer ¦ ETS Green Heat | 0 | 0.5
Residential ETS System (Central) ¦ ETS Green Heat | 0 | 5
Residential ETS System (Central) ¦ ETS Home Energy Assessment | 0 | 5
Residential ETS System (Room) ¦ ETS Green Heat | 0 | 2.5
Residential ETS System (Room) ¦ ETS Home Energy Assessment | 0 | 2.5
Room air purifier ¦ Instant Savings | 480 | 0.08208
Server Virtualization and Decommissioning ¦ Business Energy Rebates | 8453.926 | 0.965
Single -Tank Conveyor Dishwasher - High Temp ¦ Business Energy Rebates | 9211.5713 | 1.43
Single -Tank Conveyor Dishwasher - Low Temp ¦ Business Energy Rebates | 13626.434 | 2.115
Single Heat Pad (Agriculture) ¦ Business Energy Rebates | 759 | 0.09
Single-Tank Door type Dishwasher - High Temp ¦ Business Energy Rebates | 11863.2391 | 1.842
Single-Tank Door type Dishwasher - Low Temp ¦ Business Energy Rebates | 16152.5529 | 2.508
Small Commercial ETS Sytem ¦ ETS Business Energy Rebates | 0 | 5
Small Commercial ETS Sytem ¦ ETS Small Business Energy Solutions | 0 | 5
Smart power bar ¦ Instant Savings | 53.8 | 0
Smart Power Controllers - MURB ¦ Efficient Products Installation | 411 | 0
Smart Power Controllers ¦ Efficient Products Installation | 411 | 0
Solar air heating ¦ Green Heat | 1091.9017 | 0
Solar Domestic Hot Water ¦ Green Heat | 2998.4645 | 0
Solar Domestic Hot Water ¦ Home Energy Assessment | 2803 | 0
Solid Door Freezer ¦ Business Energy Rebates | 1854 | 0.144
Solid Door Freezer ¦ Small Business Energy Solutions | 1854 | 0.144
Solid Door Refrigerator ¦ Business Energy Rebates | 653 | 0.051
Solid Door Refrigerator ¦ Small Business Energy Solutions | 653 | 0.051
Standard Capacity Electric Fryer ¦ Business Energy Rebates | 3126 | 0.485
Standard Capacity Electric Fryer ¦ Small Business Energy Solutions | 3126 | 0.485
Strategic Energy Management ¦ SEM | 1000000 | 118.5544
Strip-Curtains for Display Cases ¦ Business Energy Rebates | 1738 | 0.2
Strip-Curtains for Display Cases ¦ Small Business Energy Solutions | 1738 | 0.2
Track/Mono-point Direction Luminaire ¦ Business Energy Rebates | 212.562 | 0.0482
Unconverted D ¦ Home Energy Assessment | 2283 | 0.64609
Under-Counter Dishwasher - HighTemp ¦ Business Energy Rebates | 3170.6766 | 0.492
Under-Counter Dishwasher - Low Temp ¦ Business Energy Rebates | 2539.5124 | 0.394
Ventilation Fan (Agriculture) ¦ Business Energy Rebates | 254 | 0.09
VFD - 10 hp - Institutional - Make-up Air Fan ¦ Business Energy Rebates | 39329.48 | 0.5376
VFD - 10 hp - Retail - Supply Fan ¦ Business Energy Rebates | 13248.555 | 0.5544
VFD - 20 hp - Institutional - Chilled Water Pump ¦ Business Energy Rebates | 53813.747 | 4.26
VFD - 20 hp - Retail - Exhaust Fan ¦ Business Energy Rebates | 68558.758 | 1.02
VFD - 30 hp - Institutional - Make-up Air Fan ¦ Business Energy Rebates | 98211.559 | 1.5
VFD - 30 hp - Retail - Supply Fan ¦ Business Energy Rebates | 37491.821 | 1.55
VFD - 40 hp - Warehousing - Exhaust Fan ¦ Business Energy Rebates | 144383.86 | 6.91
VFD - 5 hp - Institutional - Chilled Water Pump ¦ Business Energy Rebates | 3630 | 1.1088
VFD - 5 hp - Retail - Exhaust Fan ¦ Business Energy Rebates | 17872.832 | 0.26462
VFD Milk Transfer Pump ¦ Business Energy Rebates | 2546 | 0.73241
VFD Milk Transfer Pump ¦ Small Business Energy Solutions | 2546 | 0.73241
VFD Milk Vacuum Pump ¦ Business Energy Rebates | 8927.41 | 2.5
VFD Milk Vacuum Pump ¦ Small Business Energy Solutions | 8927.41 | 2.5
Wall Mounted Area Luminaire (1000 lumen) ¦ Business Energy Rebates | 153.3 | 0.035
Wall Mounted Area Luminaire (1000 lumen) ¦ Small Business Energy Solutions | 153.3 | 0.035
Wall Mounted Area Luminaire (10000 lumen) ¦ Business Energy Rebates | 757.74 | 0.173
Wall Mounted Area Luminaire (10000 lumen) ¦ Small Business Energy Solutions | 757.74 | 0.173
Wall wash luminaire (1500 lumen) ¦ Business Energy Rebates | 269.4951 | 0.046435
Wall Wash Luminaire (1000 lumen) ¦ Business Energy Rebates | 145.4418 | 0.02506
Whole home - tier 1 (45% better than code target) ¦ New Home Construction | 5930.9773 | 1.6785
Whole home - tier 2 (60% better than code target) ¦ New Home Construction | 8791.5364 | 2.488
Whole home - tier 3 (70% better than code target) ¦ New Home Construction | 11118.1928 | 3.1464
Whole Home - tier 0 (22% better than code on average) ¦ New Home Construction | 4411.8387 | 1.2486
Whole Home ¦ Home Energy Assessment | 8335.9798 | 2.3591
Whole Home First Nations Retrofit ¦ First Nations Home Retrofits | 7312 | 2.0693
Wood Boiler/Furnace ¦ Green Heat | 13804 | 7.66
Wood Stove ¦ Green Heat | 8878.8103 | 3.4751
Zero-Energy Doors for Reach-In Coolers ¦ Small Business Energy Solutions | 1400.0232 | 0.16

## NTG
NTG
1/2 Size Hot Food Holding Cabinet ¦ Business Energy Rebates | 0.86
11W Replacing 60W - MURB ¦ Efficient Products Installation | 0.87
11W Replacing 60W ¦ Efficient Products Installation | 0.87
18W Replacing 100W - MURB ¦ Efficient Products Installation | 0.87
18W Replacing 100W ¦ Efficient Products Installation | 0.87
18W Replacing 75W - MURB ¦ Efficient Products Installation | 0.87
18W Replacing 75W ¦ Efficient Products Installation | 0.87
5W Chandelier E12 - MURB ¦ Efficient Products Installation | 0.87
5W Chandelier E12 ¦ Efficient Products Installation | 0.87
7W G25 - MURB ¦ Efficient Products Installation | 0.87
7W G25 ¦ Efficient Products Installation | 0.87
7W GU10 Replacing 35W - MURB ¦ Efficient Products Installation | 0.87
7W GU10 Replacing 35W ¦ Efficient Products Installation | 0.87
7W GU10 Replacing 50W - MURB ¦ Efficient Products Installation | 0.87
7W GU10 Replacing 50W ¦ Efficient Products Installation | 0.87
9.5W Replacing 100W - MURB ¦ Efficient Products Installation | 0.87
9.5W Replacing 100W ¦ Efficient Products Installation | 0.87
9.5W Replacing 40W - MURB ¦ Efficient Products Installation | 0.87
9.5W Replacing 40W ¦ Efficient Products Installation | 0.87
9.5W Replacing 60W - MURB ¦ Efficient Products Installation | 0.87
9.5W Replacing 60W ¦ Efficient Products Installation | 0.87
9W Replacing 100W - MURB ¦ Efficient Products Installation | 0.87
9W Replacing 100W ¦ Efficient Products Installation | 0.87
9W Replacing 40W - MURB ¦ Efficient Products Installation | 0.87
9W Replacing 40W ¦ Efficient Products Installation | 0.87
9W Replacing 60W - MURB ¦ Efficient Products Installation | 0.87
9W Replacing 60W ¦ Efficient Products Installation | 0.87
Advanced Lighting Design (Performance Lighting) ¦ Business Energy Rebates | 0.9
Air Conditioner retirement ¦ Appliance Retirement | 0.32
Air-Entraining Air Nozzle ¦ Business Energy Rebates | 0.86
ASHP and AWHP - Electrical ¦ Green Heat | 0.56
Case Lighting for Sign Retrofits ¦ Business Energy Rebates | 0.86
CEE Tier 2 Commercial Washing Machine ¦ Business Energy Rebates | 0.86
CEE Tier 3 Commercial Washing Machine ¦ Business Energy Rebates | 0.86
Circulation Fan (Agriculture) ¦ Business Energy Rebates | 0.86
Clothes Dryer replacement ¦ Appliance Retirement | 0.75
Clothes Dryers ¦ First Nations Home Retrofits | 1
Clothes Washer replacement ¦ Appliance Retirement | 0.75
Clothes Washers ¦ First Nations Home Retrofits | 1
Clothes-line ¦ Instant Savings | 1
Cold Climate Air-Source Heat Pump (24kBTU/hr) ¦ Business Energy Rebates | 0.86
Cold Climate Air-Source Heat Pump (24kBTU/hr) ¦ Small Business Energy Solutions | 0.88
Cold Climate Air-Source Heat Pump (48kBTU/hr) ¦ Business Energy Rebates | 0.86
Custom Energy Efficiency ¦ Affordable MultiFamily Renter | 1
Custom Energy Efficiency ¦ Custom Retrofit | 0.94
Cycling Refrigerated Air Dryer - 50 CFM ¦ Business Energy Rebates | 0.86
Dairy Scroll Compressor ¦ Business Energy Rebates | 0.86
Daylighting Controls - Ceiling Mounted ¦ Business Energy Rebates | 0.86
Daylighting Controls - Switch-Mounted ¦ Business Energy Rebates | 0.86
Dehumidifier ¦ Instant Savings | 1
Dehumidifier replacement (Low income only) ¦ Appliance Retirement | 1
Dehumidifier replacement (Low income only) ¦ First Nations Home Retrofits | 1
Dimmer Switch ¦ Instant Savings | 1
Dishwasher replacement ¦ Appliance Retirement | 0.75
Door Heater Controls ¦ Business Energy Rebates | 0.86
Double Heat Pad (Agriculture) ¦ Business Energy Rebates | 0.86
Downlight Luminaire (1200 lumen) ¦ Small Business Energy Solutions | 0.88
Downlight Luminaire (3000 lumen) ¦ Small Business Energy Solutions | 0.88
Downlight Luminaire (800 lumen) ¦ Small Business Energy Solutions | 0.88
Drain Water Heat Recovery ¦ First Nations Home Retrofits | 1
Drain Water Heat Recovery ¦ Green Heat | 0.76
Drain Water Heat Recovery ¦ Home Energy Assessment | 0.76
Dual Enthalpy Economizer Controls ¦ Business Energy Rebates | 0.86
EC Motor for Refrigeration Applications ¦ Business Energy Rebates1 | 0.86
EC Motor for Refrigeration Applications ¦ Business Energy Rebates2 | 0.86
ECM Circulator Pump ¦ Instant Savings | 1
Efficient clothes washer ¦ Instant Savings | 1
Efficient refrigerator ¦ Instant Savings | 1
Electric Combination Oven ¦ Business Energy Rebates | 0.86
Electric Combination Oven with Gas ¦ Business Energy Rebates | 0.86
Electric Convection Oven ¦ Business Energy Rebates | 0.86
Electric Convection Oven with Gas ¦ Business Energy Rebates | 0.86
Electric Fryer Replacement with Gas ¦ Business Energy Rebates | 0.86
Electric Griddle Replacement with Gas ¦ Business Energy Rebates | 0.86
Electric Steam Cooker ¦ Business Energy Rebates | 0.86
Electric Steam Cooker Replacement with Gas ¦ Business Energy Rebates | 0.86
Electric to Natural Gas - Water Heater ¦ Business Energy Rebates | 0.86
Energy Management Information Systems ¦ EMIS | 1
Energy Star Dryer ¦ Instant Savings | 0.475
ENERGY STAR Pool Pump ¦ Business Energy Rebates | 0.86
ENERGY STAR Uninteruptible Power Supplies (UPS) ¦ Business Energy Rebates | 0.86
ENERGY STAR Washing Machine ¦ Business Energy Rebates | 0.86
Evaporator Fan Motor Controls ¦ Business Energy Rebates | 0.86
Faucet Aerators - MURB ¦ Efficient Products Installation | 1.04
Faucet Aerators ¦ Efficient Products Installation | 1.04
Flood Luminaire (10000 lumen) ¦ Business Energy Rebates | 0.86
Flood Luminaire (10000 lumen) ¦ Small Business Energy Solutions | 0.88
Flood Luminaire (48000 lumen) ¦ Business Energy Rebates | 0.86
Flood Luminaire (48000 lumen) ¦ Small Business Energy Solutions | 0.88
Four Pin Replacement Lamps for CFLs ¦ Business Energy Rebates | 0.86
Four Pin Replacement Lamps for CFLs ¦ Small Business Energy Solutions | 0.88
Freezer replacement (Low income only) ¦ Appliance Retirement | 1
Freezer replacement (Low income only) ¦ First Nations Home Retrofits | 1
Freezer replacement ¦ Appliance Retirement | 0.75
Freezer retirement ¦ Appliance Retirement | 0.55
Fridge replacement ¦ Appliance Retirement | 0.75
Fuel Pump Canopy Luminaire (4000 lumen) ¦ Small Business Energy Solutions | 0.88
Glass Door Refrigerator ¦ Business Energy Rebates | 0.86
Glass Door Refrigerator ¦ Small Business Energy Solutions | 0.88
Ground Source Heat Pump (60kBTU/hr) ¦ Business Energy Rebates | 0.86
Ground Source Heat Pump (60kBTU/hr) ¦ Small Business Energy Solutions | 0.88
GSHP ¦ Green Heat | 0.56
Heat Pump Clothes Dryer ¦ Business Energy Rebates | 0.86
Heat Pump Dryer (ventless) ¦ Instant Savings | 0.9
Heat Pump Water Heater ¦ Business Energy Rebates | 0.86
Heat Pump Water Heater ¦ First Nations Home Retrofits | 1
Heat Pump Water Heater ¦ Green Heat | 1
Heat Pump Water Heater ¦ Home Energy Assessment | 0.76
Heat Pump Water Heater ¦ Small Business Energy Solutions | 0.88
Heat Reclaimer Unit (Agriculture) ¦ Business Energy Rebates | 0.86
Heat Reclaimer Unit (Agriculture) ¦ Small Business Energy Solutions | 0.88
Heavy duty timer ¦ Instant Savings | 1
High Bay Luminaire (15 000 lumen) ¦ Business Energy Rebates | 0.86
High Bay Luminaire (15 000 lumen) ¦ Small Business Energy Solutions | 0.88
High Bay Luminaire (35 000 lumen) ¦ Small Business Energy Solutions | 0.88
High Efficiency Circulator Pump 1.5kW ¦ Business Energy Rebates | 0.86
High Efficiency Circulator Pump 100W ¦ Business Energy Rebates | 0.86
High Efficiency Circulator Pump 300W ¦ Business Energy Rebates | 0.86
High Volume Low Speed Fan (Agriculture) ¦ Business Energy Rebates | 0.86
High Volume Low Speed Fan (Agriculture) ¦ Small Business Energy Solutions | 0.88
Holiday Lights Exchange - MURB ¦ Efficient Products Installation | 1.04
Holiday Lights Exchange ¦ Efficient Products Installation | 1.04
Hot Water Tank Wrap - MURB ¦ Efficient Products Installation | 1.04
Hot Water Tank Wrap ¦ Efficient Products Installation | 1.04
HVAC Hotel Occupancy Sensor ¦ Business Energy Rebates | 0.86
Hybrid Heat Pump Dryer ¦ Instant Savings | 0.85
Ice-Making Head ¦ Business Energy Rebates | 0.86
Indoor motion sensor ¦ Instant Savings | 1
Large Commercial/Industrial ETS System ¦ ETS Business Energy Rebates | 0.86
LED - ENERGY STAR Fixture with Motion Sensor ¦ Instant Savings | 1
LED - ENERGY STAR Fixture without Motion Sensor ¦ Instant Savings | 1
LED - Other ¦ Instant Savings | 0.84
LED - R, BR and Decorative ¦ Instant Savings | 0.84
LED - Recessed downlight ¦ Instant Savings | 1
LED Nightlights - MURB ¦ Efficient Products Installation | 1.04
LED Nightlights ¦ Efficient Products Installation | 1.04
LED Replacement Lamps for HID (10000 lumen) ¦ Business Energy Rebates | 0.86
LED Replacement Lamps for HID (10000 lumen) ¦ Small Business Energy Solutions | 0.88
LED Replacement Lamps for HID (4000 lumen) ¦ Business Energy Rebates | 0.86
LED Replacement Lamps for HID (4000 lumen) ¦ Small Business Energy Solutions | 0.88
LED Troffer (1x4) ¦ Business Energy Rebates | 0.86
LED Troffer (1x4) ¦ Small Business Energy Solutions | 0.88
LED Troffer (2x2) ¦ Business Energy Rebates | 0.86
LED Troffer (2x2) ¦ Small Business Energy Solutions | 0.88
LED Troffer (4x2) ¦ Business Energy Rebates | 0.86
LED Troffer (4x2) ¦ Small Business Energy Solutions | 0.88
LED Wall Sconce (1200 lumen) ¦ Small Business Energy Solutions | 0.88
Linear Ambient Luminaire (10000 lumen) ¦ Business Energy Rebates | 0.86
Linear Ambient Luminaire (10000 lumen) ¦ Small Business Energy Solutions | 0.88
Linear Ambient Luminaire (2000 lumen) ¦ Business Energy Rebates | 0.86
Linear Ambient Luminaire (2000 lumen) ¦ Small Business Energy Solutions | 0.88
Linear Ambient Luminaire (4000 lumen) ¦ Business Energy Rebates | 0.86
Linear Ambient Luminaire (4000 lumen) ¦ Small Business Energy Solutions | 0.88
Linear Ambient Luminaire (8000 lumen) ¦ Business Energy Rebates | 0.86
Linear Ambient Luminaire (8000 lumen) ¦ Small Business Energy Solutions | 0.88
Linear Replacement Lamp (2 foot) ¦ Business Energy Rebates | 0.86
Linear Replacement Lamp (2 foot) ¦ Small Business Energy Solutions | 0.88
Linear Replacement Lamp (4 foot) ¦ Business Energy Rebates | 0.86
Linear Replacement Lamp (4 foot) ¦ Small Business Energy Solutions | 0.88
Low-bay Luminaire (10,000 lumen) ¦ Business Energy Rebates | 0.86
Low-bay Luminaire (10,000 lumen) ¦ Small Business Energy Solutions | 0.88
Low-bay Luminaire (5000 lumen) ¦ Business Energy Rebates | 0.86
Low-flow showerhead - 0.5 gpm Reduction - MURB ¦ Efficient Products Installation | 1.04
Low-flow showerhead - 0.5 gpm Reduction ¦ Efficient Products Installation | 1.04
Low-flow showerhead - 1.0 gpm Reduction - MURB ¦ Efficient Products Installation | 1.04
Low-flow showerhead - 1.0 gpm Reduction ¦ Efficient Products Installation | 1.04
Low-flow showerhead -0.75 gpm Reduction - MURB ¦ Efficient Products Installation | 1.04
Low-flow showerhead -0.75 gpm Reduction ¦ Efficient Products Installation | 1.04
Low/Zero Energy Livestock Waterer ¦ Business Energy Rebates | 0.86
Luminaire Level Lighting Control (LLLC) - High Impact Application ¦ Business Energy Rebates | 0.9
Luminaire Level Lighting Control (LLLC) - Low Impact Application ¦ Business Energy Rebates | 0.9
Medium Commercial ETS System ¦ ETS Business Energy Rebates | 0.86
Medium Commercial ETS System ¦ ETS Small Business Energy Solutions | 0.88
Milk Pre-cooler ¦ Business Energy Rebates | 0.86
Mini freezer retirement ¦ Appliance Retirement | 0.5
Mini fridge retirement ¦ Appliance Retirement | 0.5
Motion sensor with dimmer switch ¦ Instant Savings | 1
MSHP - Fully Electrical ¦ Green Heat | 0.58
MSHP - Mainly Electrical ¦ Green Heat | 0.6
Multi-Tank Conveyor Dishwasher - High Temp ¦ Business Energy Rebates | 0.86
Multi-Tank Conveyor Dishwasher - High Temp ¦ Small Business Energy Solutions | 0.88
Multi-Tank Conveyor Dishwasher - Low Temp ¦ Business Energy Rebates | 0.86
Multi-Tank Conveyor Dishwasher - Low Temp ¦ Small Business Energy Solutions | 0.88
Natural Barn Ventiliation - Year-Round ¦ Business Energy Rebates | 0.86
Networked/ Connected - Indoor LED Lamp ¦ Instant Savings | 1.14
Networked/Connected - High Impact Application ¦ Business Energy Rebates | 0.9
Networked/Connected - Low Impact Application ¦ Business Energy Rebates | 0.9
No-Loss Drain ¦ Business Energy Rebates | 0.86
Occupancy Sensor (Ceiling Mounted) ¦ Business Energy Rebates | 0.86
Occupancy Sensor (Ceiling Mounted) ¦ Small Business Energy Solutions | 0.88
Occupancy Sensor (Wall Mounted) ¦ Business Energy Rebates | 0.86
Occupancy Sensor (Wall Mounted) ¦ Small Business Energy Solutions | 0.88
Occupancy Sensor (Exterior) ¦ Business Energy Rebates | 0.86
Open to Closed Cooler Conversion ¦ Business Energy Rebates | 0.86
Open to Closed Cooler Conversion ¦ Small Business Energy Solutions | 0.88
Outdoor motion sensor ¦ Instant Savings | 1
Outside Air Economizer ¦ Business Energy Rebates | 0.86
Packaged Terminal Heat Pump (12kBTU/hr) ¦ Business Energy Rebates | 0.86
Parking Garage Luminaire (4000 lumen) ¦ Small Business Energy Solutions | 0.88
Pellet Boiler/Furnace ¦ Green Heat | 0.64
Pellet Stove ¦ Green Heat | 0.64
Pipe Insulation - MURB ¦ Efficient Products Installation | 1.04
Pipe Insulation ¦ Efficient Products Installation | 1.04
Pole/Arm-Mounted Area Luminaire (20000 lumen) ¦ Business Energy Rebates | 0.86
Pole/Arm-Mounted Area Luminaire (20000 lumen) ¦ Small Business Energy Solutions | 0.88
Pole/Arm-Mounted Area Luminaire (4000 lumen) ¦ Small Business Energy Solutions | 0.88
Pole/Arm-Mounted Area Luminaire (60000 lumen) ¦ Business Energy Rebates | 0.86
Pole/Arm-Mounted Decorative Luminaire (1500 lumen) ¦ Small Business Energy Solutions | 0.88
Pole/Arm-Mounted Decorative Luminaire (5000 lumen) ¦ Business Energy Rebates | 0.86
Pole/Arm-Mounted Decorative Luminaire (5000 lumen) ¦ Small Business Energy Solutions | 0.88
Pot, Pan and Utensil Dishwasher - High Temp ¦ Business Energy Rebates | 0.86
Power bar with timer ¦ Instant Savings | 1
Premium High Bay Luminaire (15 000 lumen) ¦ Business Energy Rebates | 0.86
Premium High Bay Luminaire (15 000 lumen) ¦ Small Business Energy Solutions | 0.88
Premium High Bay Luminaire (35 000 lumen) ¦ Business Energy Rebates | 0.86
Premium High Bay Luminaire (35 000 lumen) ¦ Small Business Energy Solutions | 0.88
Premium High Bay Luminaire (60 000 lumen) ¦ Business Energy Rebates | 0.86
Programmable thermostat ¦ Instant Savings | 1
Programmable Thermostats ¦ First Nations Home Retrofits | 1
Range / Stove replacement ¦ Appliance Retirement | 0.75
Refrigerated Case Luminaire ¦ Business Energy Rebates | 0.86
Refrigerated Case Luminaire ¦ Small Business Energy Solutions | 0.88
Refrigerator replacement (Low income only) ¦ Appliance Retirement | 1
Refrigerator replacement (Low income only) ¦ First Nations Home Retrofits | 1
Refrigerator retirement ¦ Appliance Retirement | 0.55
Remote Condensing Unit ¦ Business Energy Rebates | 0.86
Residential DHW Timer ¦ ETS Green Heat | 0.64
Residential ETS System (Central) ¦ ETS Green Heat | 0.64
Residential ETS System (Central) ¦ ETS Home Energy Assessment | 0.76
Residential ETS System (Room) ¦ ETS Green Heat | 0.64
Residential ETS System (Room) ¦ ETS Home Energy Assessment | 0.76
Room air purifier ¦ Instant Savings | 1
Server Virtualization and Decommissioning ¦ Business Energy Rebates | 0.86
Single -Tank Conveyor Dishwasher - High Temp ¦ Business Energy Rebates | 0.86
Single -Tank Conveyor Dishwasher - Low Temp ¦ Business Energy Rebates | 0.86
Single Heat Pad (Agriculture) ¦ Business Energy Rebates | 0.86
Single-Tank Door type Dishwasher - High Temp ¦ Business Energy Rebates | 0.86
Single-Tank Door type Dishwasher - Low Temp ¦ Business Energy Rebates | 0.86
Small Commercial ETS Sytem ¦ ETS Business Energy Rebates | 0.86
Small Commercial ETS Sytem ¦ ETS Small Business Energy Solutions | 0.88
Smart power bar ¦ Instant Savings | 1
Smart Power Controllers - MURB ¦ Efficient Products Installation | 1.04
Smart Power Controllers ¦ Efficient Products Installation | 1.04
Solar air heating ¦ Green Heat | 0.64
Solar Domestic Hot Water ¦ Green Heat | 0.64
Solar Domestic Hot Water ¦ Home Energy Assessment | 0.76
Solid Door Freezer ¦ Business Energy Rebates | 0.86
Solid Door Freezer ¦ Small Business Energy Solutions | 0.88
Solid Door Refrigerator ¦ Business Energy Rebates | 0.86
Solid Door Refrigerator ¦ Small Business Energy Solutions | 0.88
Standard Capacity Electric Fryer ¦ Business Energy Rebates | 0.86
Standard Capacity Electric Fryer ¦ Small Business Energy Solutions | 0.88
Strategic Energy Management ¦ SEM | 1
Strip-Curtains for Display Cases ¦ Business Energy Rebates | 0.86
Strip-Curtains for Display Cases ¦ Small Business Energy Solutions | 0.88
Track/Mono-point Direction Luminaire ¦ Business Energy Rebates | 0.86
Unconverted D ¦ Home Energy Assessment | 0.76
Under-Counter Dishwasher - HighTemp ¦ Business Energy Rebates | 0.86
Under-Counter Dishwasher - Low Temp ¦ Business Energy Rebates | 0.86
Ventilation Fan (Agriculture) ¦ Business Energy Rebates | 0.86
VFD - 10 hp - Institutional - Make-up Air Fan ¦ Business Energy Rebates | 0.86
VFD - 10 hp - Retail - Supply Fan ¦ Business Energy Rebates | 0.86
VFD - 20 hp - Institutional - Chilled Water Pump ¦ Business Energy Rebates | 0.86
VFD - 20 hp - Retail - Exhaust Fan ¦ Business Energy Rebates | 0.86
VFD - 30 hp - Institutional - Make-up Air Fan ¦ Business Energy Rebates | 0.86
VFD - 30 hp - Retail - Supply Fan ¦ Business Energy Rebates | 0.86
VFD - 40 hp - Warehousing - Exhaust Fan ¦ Business Energy Rebates | 0.86
VFD - 5 hp - Institutional - Chilled Water Pump ¦ Business Energy Rebates | 0.86
VFD - 5 hp - Retail - Exhaust Fan ¦ Business Energy Rebates | 0.86
VFD Milk Transfer Pump ¦ Business Energy Rebates | 0.86
VFD Milk Transfer Pump ¦ Small Business Energy Solutions | 0.88
VFD Milk Vacuum Pump ¦ Business Energy Rebates | 0.86
VFD Milk Vacuum Pump ¦ Small Business Energy Solutions | 0.88
Wall Mounted Area Luminaire (1000 lumen) ¦ Business Energy Rebates | 0.86
Wall Mounted Area Luminaire (1000 lumen) ¦ Small Business Energy Solutions | 0.88
Wall Mounted Area Luminaire (10000 lumen) ¦ Business Energy Rebates | 0.86
Wall Mounted Area Luminaire (10000 lumen) ¦ Small Business Energy Solutions | 0.88
Wall wash luminaire (1500 lumen) ¦ Business Energy Rebates | 0.86
Wall Wash Luminaire (1000 lumen) ¦ Business Energy Rebates | 0.86
Whole home - tier 1 (45% better than code target) ¦ New Home Construction | 1.06
Whole home - tier 2 (60% better than code target) ¦ New Home Construction | 1.06
Whole home - tier 3 (70% better than code target) ¦ New Home Construction | 0.39
Whole Home - tier 0 (22% better than code on average) ¦ New Home Construction | 1.06
Whole Home ¦ Home Energy Assessment | 0.76
Whole Home First Nations Retrofit ¦ First Nations Home Retrofits | 1
Wood Boiler/Furnace ¦ Green Heat | 0.64
Wood Stove ¦ Green Heat | 0.64
Zero-Energy Doors for Reach-In Coolers ¦ Small Business Energy Solutions | 0.88

## Line Loss
Line Loss | Energy Savings (kWh) | Coinc. Demand Savings (kW)
1/2 Size Hot Food Holding Cabinet ¦ Business Energy Rebates | 6.1% | 6.1%
11W Replacing 60W - MURB ¦ Efficient Products Installation | 10% | 10%
11W Replacing 60W ¦ Efficient Products Installation | 10% | 10%
18W Replacing 100W - MURB ¦ Efficient Products Installation | 10% | 10%
18W Replacing 100W ¦ Efficient Products Installation | 10% | 10%
18W Replacing 75W - MURB ¦ Efficient Products Installation | 10% | 10%
18W Replacing 75W ¦ Efficient Products Installation | 10% | 10%
5W Chandelier E12 - MURB ¦ Efficient Products Installation | 10% | 10%
5W Chandelier E12 ¦ Efficient Products Installation | 10% | 10%
7W G25 - MURB ¦ Efficient Products Installation | 10% | 10%
7W G25 ¦ Efficient Products Installation | 10% | 10%
7W GU10 Replacing 35W - MURB ¦ Efficient Products Installation | 10% | 10%
7W GU10 Replacing 35W ¦ Efficient Products Installation | 10% | 10%
7W GU10 Replacing 50W - MURB ¦ Efficient Products Installation | 10% | 10%
7W GU10 Replacing 50W ¦ Efficient Products Installation | 10% | 10%
9.5W Replacing 100W - MURB ¦ Efficient Products Installation | 10% | 10%
9.5W Replacing 100W ¦ Efficient Products Installation | 10% | 10%
9.5W Replacing 40W - MURB ¦ Efficient Products Installation | 10% | 10%
9.5W Replacing 40W ¦ Efficient Products Installation | 10% | 10%
9.5W Replacing 60W - MURB ¦ Efficient Products Installation | 10% | 10%
9.5W Replacing 60W ¦ Efficient Products Installation | 10% | 10%
9W Replacing 100W - MURB ¦ Efficient Products Installation | 10% | 10%
9W Replacing 100W ¦ Efficient Products Installation | 10% | 10%
9W Replacing 40W - MURB ¦ Efficient Products Installation | 10% | 10%
9W Replacing 40W ¦ Efficient Products Installation | 10% | 10%
9W Replacing 60W - MURB ¦ Efficient Products Installation | 10% | 10%
9W Replacing 60W ¦ Efficient Products Installation | 10% | 10%
Advanced Lighting Design (Performance Lighting) ¦ Business Energy Rebates | 6.1% | 6.1%
Air Conditioner retirement ¦ Appliance Retirement | 10% | 10%
Air-Entraining Air Nozzle ¦ Business Energy Rebates | 6.1% | 6.1%
ASHP and AWHP - Electrical ¦ Green Heat | 10% | 10%
Case Lighting for Sign Retrofits ¦ Business Energy Rebates | 6.1% | 6.1%
CEE Tier 2 Commercial Washing Machine ¦ Business Energy Rebates | 6.1% | 6.1%
CEE Tier 3 Commercial Washing Machine ¦ Business Energy Rebates | 6.1% | 6.1%
Circulation Fan (Agriculture) ¦ Business Energy Rebates | 6.1% | 6.1%
Clothes Dryer replacement ¦ Appliance Retirement | 10% | 10%
Clothes Dryers ¦ First Nations Home Retrofits | 10% | 10%
Clothes Washer replacement ¦ Appliance Retirement | 10% | 10%
Clothes Washers ¦ First Nations Home Retrofits | 10% | 10%
Clothes-line ¦ Instant Savings | 10% | 10%
Cold Climate Air-Source Heat Pump (24kBTU/hr) ¦ Business Energy Rebates | 6.1% | 6.1%
Cold Climate Air-Source Heat Pump (24kBTU/hr) ¦ Small Business Energy Solutions | 6.1% | 6.1%
Cold Climate Air-Source Heat Pump (48kBTU/hr) ¦ Business Energy Rebates | 6.1% | 6.1%
Custom Energy Efficiency ¦ Affordable MultiFamily Renter | 10% | 10%
Custom Energy Efficiency ¦ Custom Retrofit | 6.1% | 6.1%
Cycling Refrigerated Air Dryer - 50 CFM ¦ Business Energy Rebates | 6.1% | 6.1%
Dairy Scroll Compressor ¦ Business Energy Rebates | 6.1% | 6.1%
Daylighting Controls - Ceiling Mounted ¦ Business Energy Rebates | 6.1% | 6.1%
Daylighting Controls - Switch-Mounted ¦ Business Energy Rebates | 6.1% | 6.1%
Dehumidifier ¦ Instant Savings | 10% | 10%
Dehumidifier replacement (Low income only) ¦ Appliance Retirement | 10% | 10%
Dehumidifier replacement (Low income only) ¦ First Nations Home Retrofits | 10% | 10%
Dimmer Switch ¦ Instant Savings | 10% | 10%
Dishwasher replacement ¦ Appliance Retirement | 10% | 10%
Door Heater Controls ¦ Business Energy Rebates | 6.1% | 6.1%
Double Heat Pad (Agriculture) ¦ Business Energy Rebates | 6.1% | 6.1%
Downlight Luminaire (1200 lumen) ¦ Small Business Energy Solutions | 6.1% | 6.1%
Downlight Luminaire (3000 lumen) ¦ Small Business Energy Solutions | 6.1% | 6.1%
Downlight Luminaire (800 lumen) ¦ Small Business Energy Solutions | 6.1% | 6.1%
Drain Water Heat Recovery ¦ First Nations Home Retrofits | 10% | 10%
Drain Water Heat Recovery ¦ Green Heat | 10% | 10%
Drain Water Heat Recovery ¦ Home Energy Assessment | 10% | 10%
Dual Enthalpy Economizer Controls ¦ Business Energy Rebates | 6.1% | 6.1%
EC Motor for Refrigeration Applications ¦ Business Energy Rebates1 | 6.1% | 6.1%
EC Motor for Refrigeration Applications ¦ Business Energy Rebates2 | 6.1% | 6.1%
ECM Circulator Pump ¦ Instant Savings | 10% | 10%
Efficient clothes washer ¦ Instant Savings | 10% | 10%
Efficient refrigerator ¦ Instant Savings | 10% | 10%
Electric Combination Oven ¦ Business Energy Rebates | 6.1% | 6.1%
Electric Combination Oven with Gas ¦ Business Energy Rebates | 6.1% | 6.1%
Electric Convection Oven ¦ Business Energy Rebates | 6.1% | 6.1%
Electric Convection Oven with Gas ¦ Business Energy Rebates | 6.1% | 6.1%
Electric Fryer Replacement with Gas ¦ Business Energy Rebates | 6.1% | 6.1%
Electric Griddle Replacement with Gas ¦ Business Energy Rebates | 6.1% | 6.1%
Electric Steam Cooker ¦ Business Energy Rebates | 6.1% | 6.1%
Electric Steam Cooker Replacement with Gas ¦ Business Energy Rebates | 6.1% | 6.1%
Electric to Natural Gas - Water Heater ¦ Business Energy Rebates | 6.1% | 6.1%
Energy Management Information Systems ¦ EMIS | 6.1% | 6.1%
Energy Star Dryer ¦ Instant Savings | 10% | 10%
ENERGY STAR Pool Pump ¦ Business Energy Rebates | 6.1% | 6.1%
ENERGY STAR Uninteruptible Power Supplies (UPS) ¦ Business Energy Rebates | 6.1% | 6.1%
ENERGY STAR Washing Machine ¦ Business Energy Rebates | 6.1% | 6.1%
Evaporator Fan Motor Controls ¦ Business Energy Rebates | 6.1% | 6.1%
Faucet Aerators - MURB ¦ Efficient Products Installation | 10% | 10%
Faucet Aerators ¦ Efficient Products Installation | 10% | 10%
Flood Luminaire (10000 lumen) ¦ Business Energy Rebates | 6.1% | 6.1%
Flood Luminaire (10000 lumen) ¦ Small Business Energy Solutions | 6.1% | 6.1%
Flood Luminaire (48000 lumen) ¦ Business Energy Rebates | 6.1% | 6.1%
Flood Luminaire (48000 lumen) ¦ Small Business Energy Solutions | 6.1% | 6.1%
Four Pin Replacement Lamps for CFLs ¦ Business Energy Rebates | 6.1% | 6.1%
Four Pin Replacement Lamps for CFLs ¦ Small Business Energy Solutions | 6.1% | 6.1%
Freezer replacement (Low income only) ¦ Appliance Retirement | 10% | 10%
Freezer replacement (Low income only) ¦ First Nations Home Retrofits | 10% | 10%
Freezer replacement ¦ Appliance Retirement | 10% | 10%
Freezer retirement ¦ Appliance Retirement | 10% | 10%
Fridge replacement ¦ Appliance Retirement | 10% | 10%
Fuel Pump Canopy Luminaire (4000 lumen) ¦ Small Business Energy Solutions | 6.1% | 6.1%
Glass Door Refrigerator ¦ Business Energy Rebates | 6.1% | 6.1%
Glass Door Refrigerator ¦ Small Business Energy Solutions | 6.1% | 6.1%
Ground Source Heat Pump (60kBTU/hr) ¦ Business Energy Rebates | 6.1% | 6.1%
Ground Source Heat Pump (60kBTU/hr) ¦ Small Business Energy Solutions | 6.1% | 6.1%
GSHP ¦ Green Heat | 10% | 10%
Heat Pump Clothes Dryer ¦ Business Energy Rebates | 6.1% | 6.1%
Heat Pump Dryer (ventless) ¦ Instant Savings | 10% | 10%
Heat Pump Water Heater ¦ Business Energy Rebates | 6.1% | 6.1%
Heat Pump Water Heater ¦ First Nations Home Retrofits | 10% | 10%
Heat Pump Water Heater ¦ Green Heat | 10% | 10%
Heat Pump Water Heater ¦ Home Energy Assessment | 10% | 10%
Heat Pump Water Heater ¦ Small Business Energy Solutions | 6.1% | 6.1%
Heat Reclaimer Unit (Agriculture) ¦ Business Energy Rebates | 6.1% | 6.1%
Heat Reclaimer Unit (Agriculture) ¦ Small Business Energy Solutions | 6.1% | 6.1%
Heavy duty timer ¦ Instant Savings | 10% | 10%
High Bay Luminaire (15 000 lumen) ¦ Business Energy Rebates | 6.1% | 6.1%
High Bay Luminaire (15 000 lumen) ¦ Small Business Energy Solutions | 6.1% | 6.1%
High Bay Luminaire (35 000 lumen) ¦ Small Business Energy Solutions | 6.1% | 6.1%
High Efficiency Circulator Pump 1.5kW ¦ Business Energy Rebates | 6.1% | 6.1%
High Efficiency Circulator Pump 100W ¦ Business Energy Rebates | 6.1% | 6.1%
High Efficiency Circulator Pump 300W ¦ Business Energy Rebates | 6.1% | 6.1%
High Volume Low Speed Fan (Agriculture) ¦ Business Energy Rebates | 6.1% | 6.1%
High Volume Low Speed Fan (Agriculture) ¦ Small Business Energy Solutions | 6.1% | 6.1%
Holiday Lights Exchange - MURB ¦ Efficient Products Installation | 10% | 10%
Holiday Lights Exchange ¦ Efficient Products Installation | 10% | 10%
Hot Water Tank Wrap - MURB ¦ Efficient Products Installation | 10% | 10%
Hot Water Tank Wrap ¦ Efficient Products Installation | 10% | 10%
HVAC Hotel Occupancy Sensor ¦ Business Energy Rebates | 6.1% | 6.1%
Hybrid Heat Pump Dryer ¦ Instant Savings | 10% | 10%
Ice-Making Head ¦ Business Energy Rebates | 6.1% | 6.1%
Indoor motion sensor ¦ Instant Savings | 10% | 10%
Large Commercial/Industrial ETS System ¦ ETS Business Energy Rebates | 6.1% | 6.1%
LED - ENERGY STAR Fixture with Motion Sensor ¦ Instant Savings | 10% | 10%
LED - ENERGY STAR Fixture without Motion Sensor ¦ Instant Savings | 10% | 10%
LED - Other ¦ Instant Savings | 10% | 10%
LED - R, BR and Decorative ¦ Instant Savings | 10% | 10%
LED - Recessed downlight ¦ Instant Savings | 10% | 10%
LED Nightlights - MURB ¦ Efficient Products Installation | 10% | 10%
LED Nightlights ¦ Efficient Products Installation | 10% | 10%
LED Replacement Lamps for HID (10000 lumen) ¦ Business Energy Rebates | 6.1% | 6.1%
LED Replacement Lamps for HID (10000 lumen) ¦ Small Business Energy Solutions | 6.1% | 6.1%
LED Replacement Lamps for HID (4000 lumen) ¦ Business Energy Rebates | 6.1% | 6.1%
LED Replacement Lamps for HID (4000 lumen) ¦ Small Business Energy Solutions | 6.1% | 6.1%
LED Troffer (1x4) ¦ Business Energy Rebates | 6.1% | 6.1%
LED Troffer (1x4) ¦ Small Business Energy Solutions | 6.1% | 6.1%
LED Troffer (2x2) ¦ Business Energy Rebates | 6.1% | 6.1%
LED Troffer (2x2) ¦ Small Business Energy Solutions | 6.1% | 6.1%
LED Troffer (4x2) ¦ Business Energy Rebates | 6.1% | 6.1%
LED Troffer (4x2) ¦ Small Business Energy Solutions | 6.1% | 6.1%
LED Wall Sconce (1200 lumen) ¦ Small Business Energy Solutions | 6.1% | 6.1%
Linear Ambient Luminaire (10000 lumen) ¦ Business Energy Rebates | 6.1% | 6.1%
Linear Ambient Luminaire (10000 lumen) ¦ Small Business Energy Solutions | 6.1% | 6.1%
Linear Ambient Luminaire (2000 lumen) ¦ Business Energy Rebates | 6.1% | 6.1%
Linear Ambient Luminaire (2000 lumen) ¦ Small Business Energy Solutions | 6.1% | 6.1%
Linear Ambient Luminaire (4000 lumen) ¦ Business Energy Rebates | 6.1% | 6.1%
Linear Ambient Luminaire (4000 lumen) ¦ Small Business Energy Solutions | 6.1% | 6.1%
Linear Ambient Luminaire (8000 lumen) ¦ Business Energy Rebates | 6.1% | 6.1%
Linear Ambient Luminaire (8000 lumen) ¦ Small Business Energy Solutions | 6.1% | 6.1%
Linear Replacement Lamp (2 foot) ¦ Business Energy Rebates | 6.1% | 6.1%
Linear Replacement Lamp (2 foot) ¦ Small Business Energy Solutions | 6.1% | 6.1%
Linear Replacement Lamp (4 foot) ¦ Business Energy Rebates | 6.1% | 6.1%
Linear Replacement Lamp (4 foot) ¦ Small Business Energy Solutions | 6.1% | 6.1%
Low-bay Luminaire (10,000 lumen) ¦ Business Energy Rebates | 6.1% | 6.1%
Low-bay Luminaire (10,000 lumen) ¦ Small Business Energy Solutions | 6.1% | 6.1%
Low-bay Luminaire (5000 lumen) ¦ Business Energy Rebates | 6.1% | 6.1%
Low-flow showerhead - 0.5 gpm Reduction - MURB ¦ Efficient Products Installation | 10% | 10%
Low-flow showerhead - 0.5 gpm Reduction ¦ Efficient Products Installation | 10% | 10%
Low-flow showerhead - 1.0 gpm Reduction - MURB ¦ Efficient Products Installation | 10% | 10%
Low-flow showerhead - 1.0 gpm Reduction ¦ Efficient Products Installation | 10% | 10%
Low-flow showerhead -0.75 gpm Reduction - MURB ¦ Efficient Products Installation | 10% | 10%
Low-flow showerhead -0.75 gpm Reduction ¦ Efficient Products Installation | 10% | 10%
Low/Zero Energy Livestock Waterer ¦ Business Energy Rebates | 6.1% | 6.1%
Luminaire Level Lighting Control (LLLC) - High Impact Application ¦ Business Energy Rebates | 6.1% | 6.1%
Luminaire Level Lighting Control (LLLC) - Low Impact Application ¦ Business Energy Rebates | 6.1% | 6.1%
Medium Commercial ETS System ¦ ETS Business Energy Rebates | 6.1% | 6.1%
Medium Commercial ETS System ¦ ETS Small Business Energy Solutions | 6.1% | 6.1%
Milk Pre-cooler ¦ Business Energy Rebates | 6.1% | 6.1%
Mini freezer retirement ¦ Appliance Retirement | 10% | 10%
Mini fridge retirement ¦ Appliance Retirement | 10% | 10%
Motion sensor with dimmer switch ¦ Instant Savings | 10% | 10%
MSHP - Fully Electrical ¦ Green Heat | 10% | 10%
MSHP - Mainly Electrical ¦ Green Heat | 10% | 10%
Multi-Tank Conveyor Dishwasher - High Temp ¦ Business Energy Rebates | 6.1% | 6.1%
Multi-Tank Conveyor Dishwasher - High Temp ¦ Small Business Energy Solutions | 6.1% | 6.1%
Multi-Tank Conveyor Dishwasher - Low Temp ¦ Business Energy Rebates | 6.1% | 6.1%
Multi-Tank Conveyor Dishwasher - Low Temp ¦ Small Business Energy Solutions | 6.1% | 6.1%
Natural Barn Ventiliation - Year-Round ¦ Business Energy Rebates | 6.1% | 6.1%
Networked/ Connected - Indoor LED Lamp ¦ Instant Savings | 10% | 10%
Networked/Connected - High Impact Application ¦ Business Energy Rebates | 6.1% | 6.1%
Networked/Connected - Low Impact Application ¦ Business Energy Rebates | 6.1% | 6.1%
No-Loss Drain ¦ Business Energy Rebates | 6.1% | 6.1%
Occupancy Sensor (Ceiling Mounted) ¦ Business Energy Rebates | 6.1% | 6.1%
Occupancy Sensor (Ceiling Mounted) ¦ Small Business Energy Solutions | 6.1% | 6.1%
Occupancy Sensor (Wall Mounted) ¦ Business Energy Rebates | 6.1% | 6.1%
Occupancy Sensor (Wall Mounted) ¦ Small Business Energy Solutions | 6.1% | 6.1%
Occupancy Sensor (Exterior) ¦ Business Energy Rebates | 6.1% | 6.1%
Open to Closed Cooler Conversion ¦ Business Energy Rebates | 6.1% | 6.1%
Open to Closed Cooler Conversion ¦ Small Business Energy Solutions | 6.1% | 6.1%
Outdoor motion sensor ¦ Instant Savings | 10% | 10%
Outside Air Economizer ¦ Business Energy Rebates | 6.1% | 6.1%
Packaged Terminal Heat Pump (12kBTU/hr) ¦ Business Energy Rebates | 6.1% | 6.1%
Parking Garage Luminaire (4000 lumen) ¦ Small Business Energy Solutions | 6.1% | 6.1%
Pellet Boiler/Furnace ¦ Green Heat | 10% | 10%
Pellet Stove ¦ Green Heat | 10% | 10%
Pipe Insulation - MURB ¦ Efficient Products Installation | 10% | 10%
Pipe Insulation ¦ Efficient Products Installation | 10% | 10%
Pole/Arm-Mounted Area Luminaire (20000 lumen) ¦ Business Energy Rebates | 6.1% | 6.1%
Pole/Arm-Mounted Area Luminaire (20000 lumen) ¦ Small Business Energy Solutions | 6.1% | 6.1%
Pole/Arm-Mounted Area Luminaire (4000 lumen) ¦ Small Business Energy Solutions | 6.1% | 6.1%
Pole/Arm-Mounted Area Luminaire (60000 lumen) ¦ Business Energy Rebates | 6.1% | 6.1%
Pole/Arm-Mounted Decorative Luminaire (1500 lumen) ¦ Small Business Energy Solutions | 6.1% | 6.1%
Pole/Arm-Mounted Decorative Luminaire (5000 lumen) ¦ Business Energy Rebates | 6.1% | 6.1%
Pole/Arm-Mounted Decorative Luminaire (5000 lumen) ¦ Small Business Energy Solutions | 6.1% | 6.1%
Pot, Pan and Utensil Dishwasher - High Temp ¦ Business Energy Rebates | 6.1% | 6.1%
Power bar with timer ¦ Instant Savings | 10% | 10%
Premium High Bay Luminaire (15 000 lumen) ¦ Business Energy Rebates | 6.1% | 6.1%
Premium High Bay Luminaire (15 000 lumen) ¦ Small Business Energy Solutions | 6.1% | 6.1%
Premium High Bay Luminaire (35 000 lumen) ¦ Business Energy Rebates | 6.1% | 6.1%
Premium High Bay Luminaire (35 000 lumen) ¦ Small Business Energy Solutions | 6.1% | 6.1%
Premium High Bay Luminaire (60 000 lumen) ¦ Business Energy Rebates | 6.1% | 6.1%
Programmable thermostat ¦ Instant Savings | 10% | 10%
Programmable Thermostats ¦ First Nations Home Retrofits | 10% | 10%
Range / Stove replacement ¦ Appliance Retirement | 10% | 10%
Refrigerated Case Luminaire ¦ Business Energy Rebates | 6.1% | 6.1%
Refrigerated Case Luminaire ¦ Small Business Energy Solutions | 6.1% | 6.1%
Refrigerator replacement (Low income only) ¦ Appliance Retirement | 10% | 10%
Refrigerator replacement (Low income only) ¦ First Nations Home Retrofits | 10% | 10%
Refrigerator retirement ¦ Appliance Retirement | 10% | 10%
Remote Condensing Unit ¦ Business Energy Rebates | 6.1% | 6.1%
Residential DHW Timer ¦ ETS Green Heat | 10% | 10%
Residential ETS System (Central) ¦ ETS Green Heat | 10% | 10%
Residential ETS System (Central) ¦ ETS Home Energy Assessment | 10% | 10%
Residential ETS System (Room) ¦ ETS Green Heat | 10% | 10%
Residential ETS System (Room) ¦ ETS Home Energy Assessment | 10% | 10%
Room air purifier ¦ Instant Savings | 10% | 10%
Server Virtualization and Decommissioning ¦ Business Energy Rebates | 6.1% | 6.1%
Single -Tank Conveyor Dishwasher - High Temp ¦ Business Energy Rebates | 6.1% | 6.1%
Single -Tank Conveyor Dishwasher - Low Temp ¦ Business Energy Rebates | 6.1% | 6.1%
Single Heat Pad (Agriculture) ¦ Business Energy Rebates | 6.1% | 6.1%
Single-Tank Door type Dishwasher - High Temp ¦ Business Energy Rebates | 6.1% | 6.1%
Single-Tank Door type Dishwasher - Low Temp ¦ Business Energy Rebates | 6.1% | 6.1%
Small Commercial ETS Sytem ¦ ETS Business Energy Rebates | 6.1% | 6.1%
Small Commercial ETS Sytem ¦ ETS Small Business Energy Solutions | 6.1% | 6.1%
Smart power bar ¦ Instant Savings | 10% | 10%
Smart Power Controllers - MURB ¦ Efficient Products Installation | 10% | 10%
Smart Power Controllers ¦ Efficient Products Installation | 10% | 10%
Solar air heating ¦ Green Heat | 10% | 10%
Solar Domestic Hot Water ¦ Green Heat | 10% | 10%
Solar Domestic Hot Water ¦ Home Energy Assessment | 10% | 10%
Solid Door Freezer ¦ Business Energy Rebates | 6.1% | 6.1%
Solid Door Freezer ¦ Small Business Energy Solutions | 6.1% | 6.1%
Solid Door Refrigerator ¦ Business Energy Rebates | 6.1% | 6.1%
Solid Door Refrigerator ¦ Small Business Energy Solutions | 6.1% | 6.1%
Standard Capacity Electric Fryer ¦ Business Energy Rebates | 6.1% | 6.1%
Standard Capacity Electric Fryer ¦ Small Business Energy Solutions | 6.1% | 6.1%
Strategic Energy Management ¦ SEM | 6.1% | 6.1%
Strip-Curtains for Display Cases ¦ Business Energy Rebates | 6.1% | 6.1%
Strip-Curtains for Display Cases ¦ Small Business Energy Solutions | 6.1% | 6.1%
Track/Mono-point Direction Luminaire ¦ Business Energy Rebates | 6.1% | 6.1%
Unconverted D ¦ Home Energy Assessment | 10% | 10%
Under-Counter Dishwasher - HighTemp ¦ Business Energy Rebates | 6.1% | 6.1%
Under-Counter Dishwasher - Low Temp ¦ Business Energy Rebates | 6.1% | 6.1%
Ventilation Fan (Agriculture) ¦ Business Energy Rebates | 6.1% | 6.1%
VFD - 10 hp - Institutional - Make-up Air Fan ¦ Business Energy Rebates | 6.1% | 6.1%
VFD - 10 hp - Retail - Supply Fan ¦ Business Energy Rebates | 6.1% | 6.1%
VFD - 20 hp - Institutional - Chilled Water Pump ¦ Business Energy Rebates | 6.1% | 6.1%
VFD - 20 hp - Retail - Exhaust Fan ¦ Business Energy Rebates | 6.1% | 6.1%
VFD - 30 hp - Institutional - Make-up Air Fan ¦ Business Energy Rebates | 6.1% | 6.1%
VFD - 30 hp - Retail - Supply Fan ¦ Business Energy Rebates | 6.1% | 6.1%
VFD - 40 hp - Warehousing - Exhaust Fan ¦ Business Energy Rebates | 6.1% | 6.1%
VFD - 5 hp - Institutional - Chilled Water Pump ¦ Business Energy Rebates | 6.1% | 6.1%
VFD - 5 hp - Retail - Exhaust Fan ¦ Business Energy Rebates | 6.1% | 6.1%
VFD Milk Transfer Pump ¦ Business Energy Rebates | 6.1% | 6.1%
VFD Milk Transfer Pump ¦ Small Business Energy Solutions | 6.1% | 6.1%
VFD Milk Vacuum Pump ¦ Business Energy Rebates | 6.1% | 6.1%
VFD Milk Vacuum Pump ¦ Small Business Energy Solutions | 6.1% | 6.1%
Wall Mounted Area Luminaire (1000 lumen) ¦ Business Energy Rebates | 6.1% | 6.1%
Wall Mounted Area Luminaire (1000 lumen) ¦ Small Business Energy Solutions | 6.1% | 6.1%
Wall Mounted Area Luminaire (10000 lumen) ¦ Business Energy Rebates | 6.1% | 6.1%
Wall Mounted Area Luminaire (10000 lumen) ¦ Small Business Energy Solutions | 6.1% | 6.1%
Wall wash luminaire (1500 lumen) ¦ Business Energy Rebates | 6.1% | 6.1%
Wall Wash Luminaire (1000 lumen) ¦ Business Energy Rebates | 6.1% | 6.1%
Whole home - tier 1 (45% better than code target) ¦ New Home Construction | 10% | 10%
Whole home - tier 2 (60% better than code target) ¦ New Home Construction | 10% | 10%
Whole home - tier 3 (70% better than code target) ¦ New Home Construction | 10% | 10%
Whole Home - tier 0 (22% better than code on average) ¦ New Home Construction | 10% | 10%
Whole Home ¦ Home Energy Assessment | 10% | 10%
Whole Home First Nations Retrofit ¦ First Nations Home Retrofits | 10% | 10%
Wood Boiler/Furnace ¦ Green Heat | 10% | 10%
Wood Stove ¦ Green Heat | 10% | 10%
Zero-Energy Doors for Reach-In Coolers ¦ Small Business Energy Solutions | 6.1% | 6.1%

## Participation
Participation | 2020
1/2 Size Hot Food Holding Cabinet ¦ Business Energy Rebates | 12.2361
11W Replacing 60W - MURB ¦ Efficient Products Installation | 6.59
11W Replacing 60W ¦ Efficient Products Installation | 6.59
18W Replacing 100W - MURB ¦ Efficient Products Installation | 28.1346
18W Replacing 100W ¦ Efficient Products Installation | 863.5159
18W Replacing 75W - MURB ¦ Efficient Products Installation | 9.7389
18W Replacing 75W ¦ Efficient Products Installation | 310.0217
5W Chandelier E12 - MURB ¦ Efficient Products Installation | 2439.5947
5W Chandelier E12 ¦ Efficient Products Installation | 36504.5544
7W G25 - MURB ¦ Efficient Products Installation | 183.957
7W G25 ¦ Efficient Products Installation | 2186.3833
7W GU10 Replacing 35W - MURB ¦ Efficient Products Installation | 146.0835
7W GU10 Replacing 35W ¦ Efficient Products Installation | 2931.4092
7W GU10 Replacing 50W - MURB ¦ Efficient Products Installation | 573.5131
7W GU10 Replacing 50W ¦ Efficient Products Installation | 6173.3811
9.5W Replacing 100W - MURB ¦ Efficient Products Installation | 2.1642
9.5W Replacing 100W ¦ Efficient Products Installation | 459.3515
9.5W Replacing 40W - MURB ¦ Efficient Products Installation | 110.3742
9.5W Replacing 40W ¦ Efficient Products Installation | 2455.8262
9.5W Replacing 60W - MURB ¦ Efficient Products Installation | 236.9799
9.5W Replacing 60W ¦ Efficient Products Installation | 13373.6751
9W Replacing 100W - MURB ¦ Efficient Products Installation | 569.1847
9W Replacing 100W ¦ Efficient Products Installation | 1511.6938
9W Replacing 40W - MURB ¦ Efficient Products Installation | 644.3906
9W Replacing 40W ¦ Efficient Products Installation | 9336.3597
9W Replacing 60W - MURB ¦ Efficient Products Installation | 12655.1607
9W Replacing 60W ¦ Efficient Products Installation | 111982.7521
Advanced Lighting Design (Performance Lighting) ¦ Business Energy Rebates | 12.2361
Air Conditioner retirement ¦ Appliance Retirement | 94.6969
Air-Entraining Air Nozzle ¦ Business Energy Rebates | 12.2361
ASHP and AWHP - Electrical ¦ Green Heat | 41.867
Case Lighting for Sign Retrofits ¦ Business Energy Rebates | 611.8031
CEE Tier 2 Commercial Washing Machine ¦ Business Energy Rebates | 3.6708
CEE Tier 3 Commercial Washing Machine ¦ Business Energy Rebates | 3.6708
Circulation Fan (Agriculture) ¦ Business Energy Rebates | 39.1554
Clothes Dryer replacement ¦ Appliance Retirement | 94.1859
Clothes Dryers ¦ First Nations Home Retrofits | 10.0123
Clothes Washer replacement ¦ Appliance Retirement | 94.1859
Clothes Washers ¦ First Nations Home Retrofits | 10.0123
Clothes-line ¦ Instant Savings | 1605.3261
Cold Climate Air-Source Heat Pump (24kBTU/hr) ¦ Business Energy Rebates | 26.9193
Cold Climate Air-Source Heat Pump (24kBTU/hr) ¦ Small Business Energy Solutions | 52.6669
Cold Climate Air-Source Heat Pump (48kBTU/hr) ¦ Business Energy Rebates | 6.118
Custom Energy Efficiency ¦ Affordable MultiFamily Renter | 1.4286
Custom Energy Efficiency ¦ Custom Retrofit | 30.1569
Cycling Refrigerated Air Dryer - 50 CFM ¦ Business Energy Rebates | 6.118
Dairy Scroll Compressor ¦ Business Energy Rebates | 2.4472
Daylighting Controls - Ceiling Mounted ¦ Business Energy Rebates | 18.3541
Daylighting Controls - Switch-Mounted ¦ Business Energy Rebates | 1.8923
Dehumidifier ¦ Instant Savings | 4013.3152
Dehumidifier replacement (Low income only) ¦ Appliance Retirement | 90.7512
Dehumidifier replacement (Low income only) ¦ First Nations Home Retrofits | 10.0123
Dimmer Switch ¦ Instant Savings | 17658.5869
Dishwasher replacement ¦ Appliance Retirement | 19.8286
Door Heater Controls ¦ Business Energy Rebates | 183.5409
Double Heat Pad (Agriculture) ¦ Business Energy Rebates | 0
Downlight Luminaire (1200 lumen) ¦ Small Business Energy Solutions | 87.7781
Downlight Luminaire (3000 lumen) ¦ Small Business Energy Solutions | 21.0668
Downlight Luminaire (800 lumen) ¦ Small Business Energy Solutions | 438.8906
Drain Water Heat Recovery ¦ First Nations Home Retrofits | 6.6749
Drain Water Heat Recovery ¦ Green Heat | 49.5715
Drain Water Heat Recovery ¦ Home Energy Assessment | 30.8297
Dual Enthalpy Economizer Controls ¦ Business Energy Rebates | 3.6708
EC Motor for Refrigeration Applications ¦ Business Energy Rebates1 | 856.5244
EC Motor for Refrigeration Applications ¦ Business Energy Rebates2 | 122.3606
ECM Circulator Pump ¦ Instant Savings | 16.0533
Efficient clothes washer ¦ Instant Savings | 2407.9891
Efficient refrigerator ¦ Instant Savings | 1285.8662
Electric Combination Oven ¦ Business Energy Rebates | 14.8581
Electric Combination Oven with Gas ¦ Business Energy Rebates | 1.2236
Electric Convection Oven ¦ Business Energy Rebates | 5.677
Electric Convection Oven with Gas ¦ Business Energy Rebates | 4.8944
Electric Fryer Replacement with Gas ¦ Business Energy Rebates | 0
Electric Griddle Replacement with Gas ¦ Business Energy Rebates | 0
Electric Steam Cooker ¦ Business Energy Rebates | 3.6708
Electric Steam Cooker Replacement with Gas ¦ Business Energy Rebates | 0
Electric to Natural Gas - Water Heater ¦ Business Energy Rebates | 12.2361
Energy Management Information Systems ¦ EMIS | 1.4174
Energy Star Dryer ¦ Instant Savings | 223.0718
ENERGY STAR Pool Pump ¦ Business Energy Rebates | 2.4472
ENERGY STAR Uninteruptible Power Supplies (UPS) ¦ Business Energy Rebates | 2.4472
ENERGY STAR Washing Machine ¦ Business Energy Rebates | 3.7846
Evaporator Fan Motor Controls ¦ Business Energy Rebates | 19.5777
Faucet Aerators - MURB ¦ Efficient Products Installation | 732.6475
Faucet Aerators ¦ Efficient Products Installation | 4437.7334
Flood Luminaire (10000 lumen) ¦ Business Energy Rebates | 1223.6063
Flood Luminaire (10000 lumen) ¦ Small Business Energy Solutions | 263.3344
Flood Luminaire (48000 lumen) ¦ Business Energy Rebates | 401.1721
Flood Luminaire (48000 lumen) ¦ Small Business Energy Solutions | 3.5111
Four Pin Replacement Lamps for CFLs ¦ Business Energy Rebates | 183.5409
Four Pin Replacement Lamps for CFLs ¦ Small Business Energy Solutions | 52.6669
Freezer replacement (Low income only) ¦ Appliance Retirement | 118.3711
Freezer replacement (Low income only) ¦ First Nations Home Retrofits | 10.0123
Freezer replacement ¦ Appliance Retirement | 148.7145
Freezer retirement ¦ Appliance Retirement | 954.8604
Fridge replacement ¦ Appliance Retirement | 247.8576
Fuel Pump Canopy Luminaire (4000 lumen) ¦ Small Business Energy Solutions | 52.6669
Glass Door Refrigerator ¦ Business Energy Rebates | 7.5693
Glass Door Refrigerator ¦ Small Business Energy Solutions | 1.7556
Ground Source Heat Pump (60kBTU/hr) ¦ Business Energy Rebates | 6.118
Ground Source Heat Pump (60kBTU/hr) ¦ Small Business Energy Solutions | 1.7556
GSHP ¦ Green Heat | 4.3611
Heat Pump Clothes Dryer ¦ Business Energy Rebates | 6.118
Heat Pump Dryer (ventless) ¦ Instant Savings | 19.8286
Heat Pump Water Heater ¦ Business Energy Rebates | 61.1803
Heat Pump Water Heater ¦ First Nations Home Retrofits | 6.6749
Heat Pump Water Heater ¦ Green Heat | 32.7086
Heat Pump Water Heater ¦ Home Energy Assessment | 30.8297
Heat Pump Water Heater ¦ Small Business Energy Solutions | 87.7781
Heat Reclaimer Unit (Agriculture) ¦ Business Energy Rebates | 550.6228
Heat Reclaimer Unit (Agriculture) ¦ Small Business Energy Solutions | 1.7556
Heavy duty timer ¦ Instant Savings | 3210.6522
High Bay Luminaire (15 000 lumen) ¦ Business Energy Rebates | 1590.6882
High Bay Luminaire (15 000 lumen) ¦ Small Business Energy Solutions | 351.1125
High Bay Luminaire (35 000 lumen) ¦ Small Business Energy Solutions | 70.2225
High Efficiency Circulator Pump 1.5kW ¦ Business Energy Rebates | 9.7889
High Efficiency Circulator Pump 100W ¦ Business Energy Rebates | 8.5652
High Efficiency Circulator Pump 300W ¦ Business Energy Rebates | 7.3416
High Volume Low Speed Fan (Agriculture) ¦ Business Energy Rebates | 4.8944
High Volume Low Speed Fan (Agriculture) ¦ Small Business Energy Solutions | 0
Holiday Lights Exchange - MURB ¦ Efficient Products Installation | 282.4281
Holiday Lights Exchange ¦ Efficient Products Installation | 282.4281
Hot Water Tank Wrap - MURB ¦ Efficient Products Installation | 457.4974
Hot Water Tank Wrap ¦ Efficient Products Installation | 4247.5018
HVAC Hotel Occupancy Sensor ¦ Business Energy Rebates | 216.0184
Hybrid Heat Pump Dryer ¦ Instant Savings | 9.9143
Ice-Making Head ¦ Business Energy Rebates | 6.118
Indoor motion sensor ¦ Instant Savings | 381.8268
Large Commercial/Industrial ETS System ¦ ETS Business Energy Rebates | 13.3146
LED - ENERGY STAR Fixture with Motion Sensor ¦ Instant Savings | 1745.6476
LED - ENERGY STAR Fixture without Motion Sensor ¦ Instant Savings | 21696.3673
LED - Other ¦ Instant Savings | 103234.0865
LED - R, BR and Decorative ¦ Instant Savings | 75863.4297
LED - Recessed downlight ¦ Instant Savings | 27482.7972
LED Nightlights - MURB ¦ Efficient Products Installation | 692.6188
LED Nightlights ¦ Efficient Products Installation | 5175.2329
LED Replacement Lamps for HID (10000 lumen) ¦ Business Energy Rebates | 73.4164
LED Replacement Lamps for HID (10000 lumen) ¦ Small Business Energy Solutions | 105.3338
LED Replacement Lamps for HID (4000 lumen) ¦ Business Energy Rebates | 80.758
LED Replacement Lamps for HID (4000 lumen) ¦ Small Business Energy Solutions | 35.1113
LED Troffer (1x4) ¦ Business Energy Rebates | 4240.6921
LED Troffer (1x4) ¦ Small Business Energy Solutions | 122.8894
LED Troffer (2x2) ¦ Business Energy Rebates | 12236.0628
LED Troffer (2x2) ¦ Small Business Energy Solutions | 1053.3375
LED Troffer (4x2) ¦ Business Energy Rebates | 17655.3581
LED Troffer (4x2) ¦ Small Business Energy Solutions | 1931.1188
LED Wall Sconce (1200 lumen) ¦ Small Business Energy Solutions | 26.3334
Linear Ambient Luminaire (10000 lumen) ¦ Business Energy Rebates | 73.4164
Linear Ambient Luminaire (10000 lumen) ¦ Small Business Energy Solutions | 87.7781
Linear Ambient Luminaire (2000 lumen) ¦ Business Energy Rebates | 73.4164
Linear Ambient Luminaire (2000 lumen) ¦ Small Business Energy Solutions | 175.5563
Linear Ambient Luminaire (4000 lumen) ¦ Business Energy Rebates | 978.885
Linear Ambient Luminaire (4000 lumen) ¦ Small Business Energy Solutions | 228.2231
Linear Ambient Luminaire (8000 lumen) ¦ Business Energy Rebates | 342.6098
Linear Ambient Luminaire (8000 lumen) ¦ Small Business Energy Solutions | 175.5563
Linear Replacement Lamp (2 foot) ¦ Business Energy Rebates | 611.8031
Linear Replacement Lamp (2 foot) ¦ Small Business Energy Solutions | 351.1125
Linear Replacement Lamp (4 foot) ¦ Business Energy Rebates | 330534.8747
Linear Replacement Lamp (4 foot) ¦ Small Business Energy Solutions | 122889.3761
Low-bay Luminaire (10,000 lumen) ¦ Business Energy Rebates | 177.8782
Low-bay Luminaire (10,000 lumen) ¦ Small Business Energy Solutions | 526.6688
Low-bay Luminaire (5000 lumen) ¦ Business Energy Rebates | 1769.3205
Low-flow showerhead - 0.5 gpm Reduction - MURB ¦ Efficient Products Installation | 84.2758
Low-flow showerhead - 0.5 gpm Reduction ¦ Efficient Products Installation | 535.5362
Low-flow showerhead - 1.0 gpm Reduction - MURB ¦ Efficient Products Installation | 248.6635
Low-flow showerhead - 1.0 gpm Reduction ¦ Efficient Products Installation | 1478.638
Low-flow showerhead -0.75 gpm Reduction - MURB ¦ Efficient Products Installation | 106.7433
Low-flow showerhead -0.75 gpm Reduction ¦ Efficient Products Installation | 742.958
Low/Zero Energy Livestock Waterer ¦ Business Energy Rebates | 1.9065
Luminaire Level Lighting Control (LLLC) - High Impact Application ¦ Business Energy Rebates | 1.2236
Luminaire Level Lighting Control (LLLC) - Low Impact Application ¦ Business Energy Rebates | 1.2236
Medium Commercial ETS System ¦ ETS Business Energy Rebates | 26.6291
Medium Commercial ETS System ¦ ETS Small Business Energy Solutions | 12.3567
Milk Pre-cooler ¦ Business Energy Rebates | 1.2236
Mini freezer retirement ¦ Appliance Retirement | 43.4027
Mini fridge retirement ¦ Appliance Retirement | 47.3485
Motion sensor with dimmer switch ¦ Instant Savings | 19.3602
MSHP - Fully Electrical ¦ Green Heat | 5239.813
MSHP - Mainly Electrical ¦ Green Heat | 1383.6648
Multi-Tank Conveyor Dishwasher - High Temp ¦ Business Energy Rebates | 1.2236
Multi-Tank Conveyor Dishwasher - High Temp ¦ Small Business Energy Solutions | 1.7556
Multi-Tank Conveyor Dishwasher - Low Temp ¦ Business Energy Rebates | 1.2236
Multi-Tank Conveyor Dishwasher - Low Temp ¦ Small Business Energy Solutions | 1.7556
Natural Barn Ventiliation - Year-Round ¦ Business Energy Rebates | 1.2236
Networked/ Connected - Indoor LED Lamp ¦ Instant Savings | 2837.6976
Networked/Connected - High Impact Application ¦ Business Energy Rebates | 1.2236
Networked/Connected - Low Impact Application ¦ Business Energy Rebates | 1.2236
No-Loss Drain ¦ Business Energy Rebates | 3.6708
Occupancy Sensor (Ceiling Mounted) ¦ Business Energy Rebates | 0
Occupancy Sensor (Ceiling Mounted) ¦ Small Business Energy Solutions | 8.7778
Occupancy Sensor (Wall Mounted) ¦ Business Energy Rebates | 61.1803
Occupancy Sensor (Wall Mounted) ¦ Small Business Energy Solutions | 175.5563
Occupancy Sensor (Exterior) ¦ Business Energy Rebates | 24.4721
Open to Closed Cooler Conversion ¦ Business Energy Rebates | 122.3606
Open to Closed Cooler Conversion ¦ Small Business Energy Solutions | 8.7778
Outdoor motion sensor ¦ Instant Savings | 1926.3913
Outside Air Economizer ¦ Business Energy Rebates | 30.5902
Packaged Terminal Heat Pump (12kBTU/hr) ¦ Business Energy Rebates | 122.3606
Parking Garage Luminaire (4000 lumen) ¦ Small Business Energy Solutions | 877.7813
Pellet Boiler/Furnace ¦ Green Heat | 1.7445
Pellet Stove ¦ Green Heat | 18.126
Pipe Insulation - MURB ¦ Efficient Products Installation | 935.8238
Pipe Insulation ¦ Efficient Products Installation | 14205.3563
Pole/Arm-Mounted Area Luminaire (20000 lumen) ¦ Business Energy Rebates | 1345.9669
Pole/Arm-Mounted Area Luminaire (20000 lumen) ¦ Small Business Energy Solutions | 614.4469
Pole/Arm-Mounted Area Luminaire (4000 lumen) ¦ Small Business Energy Solutions | 263.3344
Pole/Arm-Mounted Area Luminaire (60000 lumen) ¦ Business Energy Rebates | 18.3541
Pole/Arm-Mounted Decorative Luminaire (1500 lumen) ¦ Small Business Energy Solutions | 3.5111
Pole/Arm-Mounted Decorative Luminaire (5000 lumen) ¦ Business Energy Rebates | 49.2004
Pole/Arm-Mounted Decorative Luminaire (5000 lumen) ¦ Small Business Energy Solutions | 5.2667
Pot, Pan and Utensil Dishwasher - High Temp ¦ Business Energy Rebates | 0
Power bar with timer ¦ Instant Savings | 650.7189
Premium High Bay Luminaire (15 000 lumen) ¦ Business Energy Rebates | 577.5422
Premium High Bay Luminaire (15 000 lumen) ¦ Small Business Energy Solutions | 175.5563
Premium High Bay Luminaire (35 000 lumen) ¦ Business Energy Rebates | 291.2183
Premium High Bay Luminaire (35 000 lumen) ¦ Small Business Energy Solutions | 87.7781
Premium High Bay Luminaire (60 000 lumen) ¦ Business Energy Rebates | 84.4288
Programmable thermostat ¦ Instant Savings | 3371.1848
Programmable Thermostats ¦ First Nations Home Retrofits | 27.8119
Range / Stove replacement ¦ Appliance Retirement | 19.8286
Refrigerated Case Luminaire ¦ Business Energy Rebates | 220.2491
Refrigerated Case Luminaire ¦ Small Business Energy Solutions | 52.6669
Refrigerator replacement (Low income only) ¦ Appliance Retirement | 35.5113
Refrigerator replacement (Low income only) ¦ First Nations Home Retrofits | 10.0123
Refrigerator retirement ¦ Appliance Retirement | 2884.3098
Remote Condensing Unit ¦ Business Energy Rebates | 0
Residential DHW Timer ¦ ETS Green Heat | 91.9777
Residential ETS System (Central) ¦ ETS Green Heat | 78.4231
Residential ETS System (Central) ¦ ETS Home Energy Assessment | 45.8292
Residential ETS System (Room) ¦ ETS Green Heat | 156.8463
Residential ETS System (Room) ¦ ETS Home Energy Assessment | 91.6585
Room air purifier ¦ Instant Savings | 481.5978
Server Virtualization and Decommissioning ¦ Business Energy Rebates | 3.6708
Single -Tank Conveyor Dishwasher - High Temp ¦ Business Energy Rebates | 2.4472
Single -Tank Conveyor Dishwasher - Low Temp ¦ Business Energy Rebates | 0
Single Heat Pad (Agriculture) ¦ Business Energy Rebates | 1.2236
Single-Tank Door type Dishwasher - High Temp ¦ Business Energy Rebates | 4.8944
Single-Tank Door type Dishwasher - Low Temp ¦ Business Energy Rebates | 2.4472
Small Commercial ETS Sytem ¦ ETS Business Energy Rebates | 93.202
Small Commercial ETS Sytem ¦ ETS Small Business Energy Solutions | 124.3376
Smart power bar ¦ Instant Savings | 481.5978
Smart Power Controllers - MURB ¦ Efficient Products Installation | 260.1869
Smart Power Controllers ¦ Efficient Products Installation | 3709.9378
Solar air heating ¦ Green Heat | 0.87223
Solar Domestic Hot Water ¦ Green Heat | 6.5417
Solar Domestic Hot Water ¦ Home Energy Assessment | 1.989
Solid Door Freezer ¦ Business Energy Rebates | 7.3416
Solid Door Freezer ¦ Small Business Energy Solutions | 1.7556
Solid Door Refrigerator ¦ Business Energy Rebates | 14.6833
Solid Door Refrigerator ¦ Small Business Energy Solutions | 10.5334
Standard Capacity Electric Fryer ¦ Business Energy Rebates | 6.118
Standard Capacity Electric Fryer ¦ Small Business Energy Solutions | 1.7556
Strategic Energy Management ¦ SEM | 1.4174
Strip-Curtains for Display Cases ¦ Business Energy Rebates | 0.95327
Strip-Curtains for Display Cases ¦ Small Business Energy Solutions | 1.7556
Track/Mono-point Direction Luminaire ¦ Business Energy Rebates | 97.8885
Unconverted D ¦ Home Energy Assessment | 551.4546
Under-Counter Dishwasher - HighTemp ¦ Business Energy Rebates | 7.3416
Under-Counter Dishwasher - Low Temp ¦ Business Energy Rebates | 12.2361
Ventilation Fan (Agriculture) ¦ Business Energy Rebates | 18.3541
VFD - 10 hp - Institutional - Make-up Air Fan ¦ Business Energy Rebates | 1.9065
VFD - 10 hp - Retail - Supply Fan ¦ Business Energy Rebates | 1.9065
VFD - 20 hp - Institutional - Chilled Water Pump ¦ Business Energy Rebates | 1.9065
VFD - 20 hp - Retail - Exhaust Fan ¦ Business Energy Rebates | 1.9065
VFD - 30 hp - Institutional - Make-up Air Fan ¦ Business Energy Rebates | 1.9065
VFD - 30 hp - Retail - Supply Fan ¦ Business Energy Rebates | 1.9065
VFD - 40 hp - Warehousing - Exhaust Fan ¦ Business Energy Rebates | 1.9065
VFD - 5 hp - Institutional - Chilled Water Pump ¦ Business Energy Rebates | 3.7846
VFD - 5 hp - Retail - Exhaust Fan ¦ Business Energy Rebates | 1.9065
VFD Milk Transfer Pump ¦ Business Energy Rebates | 1.2236
VFD Milk Transfer Pump ¦ Small Business Energy Solutions | 1.7556
VFD Milk Vacuum Pump ¦ Business Energy Rebates | 8.5652
VFD Milk Vacuum Pump ¦ Small Business Energy Solutions | 1.7556
Wall Mounted Area Luminaire (1000 lumen) ¦ Business Energy Rebates | 367.0819
Wall Mounted Area Luminaire (1000 lumen) ¦ Small Business Energy Solutions | 98.3115
Wall Mounted Area Luminaire (10000 lumen) ¦ Business Energy Rebates | 1468.3275
Wall Mounted Area Luminaire (10000 lumen) ¦ Small Business Energy Solutions | 526.6688
Wall wash luminaire (1500 lumen) ¦ Business Energy Rebates | 6.118
Wall Wash Luminaire (1000 lumen) ¦ Business Energy Rebates | 36.7082
Whole home - tier 1 (45% better than code target) ¦ New Home Construction | 549.6689
Whole home - tier 2 (60% better than code target) ¦ New Home Construction | 86.627
Whole home - tier 3 (70% better than code target) ¦ New Home Construction | 30.9382
Whole Home - tier 0 (22% better than code on average) ¦ New Home Construction | 117.5652
Whole Home ¦ Home Energy Assessment | 890.5817
Whole Home First Nations Retrofit ¦ First Nations Home Retrofits | 112.36
Wood Boiler/Furnace ¦ Green Heat | 1.8126
Wood Stove ¦ Green Heat | 45.315
Zero-Energy Doors for Reach-In Coolers ¦ Small Business Energy Solutions | 1.7556

## First Year Savings
2020
First Year Savings | Energy Savings (kWh) | Coinc. Demand Savings (kW)
1/2 Size Hot Food Holding Cabinet ¦ Business Energy Rebates | 15509.9589 | 2.4094
11W Replacing 60W - MURB ¦ Efficient Products Installation | 255.632 | 0.030676
11W Replacing 60W ¦ Efficient Products Installation | 255.632 | 0.030676
18W Replacing 100W - MURB ¦ Efficient Products Installation | 1826.3711 | 0.21916
18W Replacing 100W ¦ Efficient Products Installation | 56055.5447 | 6.7267
18W Replacing 75W - MURB ¦ Efficient Products Installation | 439.4598 | 0.052735
18W Replacing 75W ¦ Efficient Products Installation | 13989.4717 | 1.6787
5W Chandelier E12 - MURB ¦ Efficient Products Installation | 66945.1207 | 7.8326
5W Chandelier E12 ¦ Efficient Products Installation | 1001724.5167 | 117.2018
7W G25 - MURB ¦ Efficient Products Installation | 4759.5238 | 0.55686
7W G25 ¦ Efficient Products Installation | 56568.3406 | 6.6185
7W GU10 Replacing 35W - MURB ¦ Efficient Products Installation | 3206.9519 | 0.37521
7W GU10 Replacing 35W ¦ Efficient Products Installation | 64352.8345 | 7.5293
7W GU10 Replacing 50W - MURB ¦ Efficient Products Installation | 19335.0353 | 2.2622
7W GU10 Replacing 50W ¦ Efficient Products Installation | 208125.2387 | 24.3507
9.5W Replacing 100W - MURB ¦ Efficient Products Installation | 155.0531 | 0.018606
9.5W Replacing 100W ¦ Efficient Products Installation | 32910.017 | 3.9492
9.5W Replacing 40W - MURB ¦ Efficient Products Installation | 2665.0284 | 0.3198
9.5W Replacing 40W ¦ Efficient Products Installation | 59296.8823 | 7.1156
9.5W Replacing 60W - MURB ¦ Efficient Products Installation | 9474.0861 | 1.1369
9.5W Replacing 60W ¦ Efficient Products Installation | 534658.5836 | 64.159
9W Replacing 100W - MURB ¦ Efficient Products Installation | 41004.2592 | 4.9205
9W Replacing 100W ¦ Efficient Products Installation | 108902.9468 | 13.0684
9W Replacing 40W - MURB ¦ Efficient Products Installation | 15814.1296 | 1.8977
9W Replacing 40W ¦ Efficient Products Installation | 229125.6255 | 27.4951
9W Replacing 60W - MURB ¦ Efficient Products Installation | 510942.7433 | 61.3131
9W Replacing 60W ¦ Efficient Products Installation | 4521220.7109 | 542.5465
Advanced Lighting Design (Performance Lighting) ¦ Business Energy Rebates | 9353.3824 | 1.3832
Air Conditioner retirement ¦ Appliance Retirement | 7239.0519 | 0
Air-Entraining Air Nozzle ¦ Business Energy Rebates | 8111.7981 | 1.4569
ASHP and AWHP - Electrical ¦ Green Heat | 96508.6263 | 86.066
Case Lighting for Sign Retrofits ¦ Business Energy Rebates | 887108.8522 | 243.0435
CEE Tier 2 Commercial Washing Machine ¦ Business Energy Rebates | 7783.4767 | 2.3534
CEE Tier 3 Commercial Washing Machine ¦ Business Energy Rebates | 8988.2879 | 2.7232
Circulation Fan (Agriculture) ¦ Business Energy Rebates | 8176.3483 | 0
Clothes Dryer replacement ¦ Appliance Retirement | 21270.3099 | 2.9353
Clothes Dryers ¦ First Nations Home Retrofits | 2058.079 | 0.28401
Clothes Washer replacement ¦ Appliance Retirement | 14912.7634 | 2.058
Clothes Washers ¦ First Nations Home Retrofits | 1401.7187 | 0.19344
Clothes-line ¦ Instant Savings | 267554.3468 | 0
Cold Climate Air-Source Heat Pump (24kBTU/hr) ¦ Business Energy Rebates | 220815.13 | 72.2625
Cold Climate Air-Source Heat Pump (24kBTU/hr) ¦ Small Business Energy Solutions | 442065.0942 | 144.6673
Cold Climate Air-Source Heat Pump (48kBTU/hr) ¦ Business Energy Rebates | 100370.5136 | 32.8466
Custom Energy Efficiency ¦ Affordable MultiFamily Renter | 1587301.5873 | 264.7037
Custom Energy Efficiency ¦ Custom Retrofit | 30189051.2079 | 8363.126
Cycling Refrigerated Air Dryer - 50 CFM ¦ Business Energy Rebates | 3282.7545 | 0.61636
Dairy Scroll Compressor ¦ Business Energy Rebates | 52949.0273 | 15.241
Daylighting Controls - Ceiling Mounted ¦ Business Energy Rebates | 4155.8433 | 0
Daylighting Controls - Switch-Mounted ¦ Business Energy Rebates | 149.7258 | 0
Dehumidifier ¦ Instant Savings | 362536.14 | 121.4496
Dehumidifier replacement (Low income only) ¦ Appliance Retirement | 66550.8771 | 22.2945
Dehumidifier replacement (Low income only) ¦ First Nations Home Retrofits | 7342.3358 | 2.4597
Dimmer Switch ¦ Instant Savings | 273511.8903 | 41.82
Dishwasher replacement ¦ Appliance Retirement | 4238.3643 | 0.58489
Door Heater Controls ¦ Business Energy Rebates | 1373829.909 | 156.8366
Double Heat Pad (Agriculture) ¦ Business Energy Rebates | 0 | 0
Downlight Luminaire (1200 lumen) ¦ Small Business Energy Solutions | 20859.7845 | 2.3346
Downlight Luminaire (3000 lumen) ¦ Small Business Energy Solutions | 12515.8707 | 0.97629
Downlight Luminaire (800 lumen) ¦ Small Business Energy Solutions | 59858.5121 | 19.8089
Drain Water Heat Recovery ¦ First Nations Home Retrofits | 5970.2832 | 0.96719
Drain Water Heat Recovery ¦ Green Heat | 33697.6127 | 5.459
Drain Water Heat Recovery ¦ Home Energy Assessment | 20957.3728 | 3.3951
Dual Enthalpy Economizer Controls ¦ Business Energy Rebates | 8663.8361 | 1.95
EC Motor for Refrigeration Applications ¦ Business Energy Rebates1 | 268004.0207 | 30.5941
EC Motor for Refrigeration Applications ¦ Business Energy Rebates2 | 117411.2853 | 13.4031
ECM Circulator Pump ¦ Instant Savings | 2265.2935 | 0.53154
Efficient clothes washer ¦ Instant Savings | 503002.172 | 69.4143
Efficient refrigerator ¦ Instant Savings | 70008.2704 | 10.6273
Electric Combination Oven ¦ Business Energy Rebates | 86655.8228 | 13.4583
Electric Combination Oven with Gas ¦ Business Energy Rebates | 20487.9385 | 3.1804
Electric Convection Oven ¦ Business Energy Rebates | 10071.1397 | 1.565
Electric Convection Oven with Gas ¦ Business Energy Rebates | 54056.2411 | 8.3915
Electric Fryer Replacement with Gas ¦ Business Energy Rebates | 0 | 0
Electric Griddle Replacement with Gas ¦ Business Energy Rebates | 0 | 0
Electric Steam Cooker ¦ Business Energy Rebates | 33508.9076 | 5.201
Electric Steam Cooker Replacement with Gas ¦ Business Energy Rebates | 0 | 0
Electric to Natural Gas - Water Heater ¦ Business Energy Rebates | 68877.7999 | 18.8271
Energy Management Information Systems ¦ EMIS | 1509452.5604 | 254.3428
Energy Star Dryer ¦ Instant Savings | 18837.1748 | 4.7093
ENERGY STAR Pool Pump ¦ Business Energy Rebates | 8622.3717 | 0
ENERGY STAR Uninteruptible Power Supplies (UPS) ¦ Business Energy Rebates | 13716.9001 | 0
ENERGY STAR Washing Machine ¦ Business Energy Rebates | 2711.0898 | 1.3518
Evaporator Fan Motor Controls ¦ Business Energy Rebates | 47474.998 | 5.415
Faucet Aerators - MURB ¦ Efficient Products Installation | 80428.4174 | 13.0294
Faucet Aerators ¦ Efficient Products Installation | 502548.6542 | 81.4129
Flood Luminaire (10000 lumen) ¦ Business Energy Rebates | 1001779.931 | 228.7169
Flood Luminaire (10000 lumen) ¦ Small Business Energy Solutions | 220608.5849 | 50.3673
Flood Luminaire (48000 lumen) ¦ Business Energy Rebates | 1035805.6845 | 236.4853
Flood Luminaire (48000 lumen) ¦ Small Business Energy Solutions | 9276.3699 | 2.1179
Four Pin Replacement Lamps for CFLs ¦ Business Energy Rebates | 12835.5464 | 1.8085
Four Pin Replacement Lamps for CFLs ¦ Small Business Energy Solutions | 3768.8008 | 0.53102
Freezer replacement (Low income only) ¦ Appliance Retirement | 184001.3381 | 25.3922
Freezer replacement (Low income only) ¦ First Nations Home Retrofits | 15563.527 | 2.1478
Freezer replacement ¦ Appliance Retirement | 173376.3655 | 23.9259
Freezer retirement ¦ Appliance Retirement | 503582.7711 | 69.4944
Fridge replacement ¦ Appliance Retirement | 145616.3184 | 20.0951
Fuel Pump Canopy Luminaire (4000 lumen) ¦ Small Business Energy Solutions | 28190.7309 | 6.4362
Glass Door Refrigerator ¦ Business Energy Rebates | 5365.7286 | 0.41595
Glass Door Refrigerator ¦ Small Business Energy Solutions | 1273.4278 | 0.098715
Ground Source Heat Pump (60kBTU/hr) ¦ Business Energy Rebates | 186506.1349 | 70.0742
Ground Source Heat Pump (60kBTU/hr) ¦ Small Business Energy Solutions | 54762.3328 | 20.5753
GSHP ¦ Green Heat | 44621.1302 | 33.6282
Heat Pump Clothes Dryer ¦ Business Energy Rebates | 9134.458 | 6.2589
Heat Pump Dryer (ventless) ¦ Instant Savings | 8843.5579 | 1.2204
Heat Pump Water Heater ¦ Business Energy Rebates | 150670.2853 | 36.9818
Heat Pump Water Heater ¦ First Nations Home Retrofits | 5718.1222 | 2.225
Heat Pump Water Heater ¦ Green Heat | 28020.3392 | 10.9029
Heat Pump Water Heater ¦ Home Energy Assessment | 20072.2167 | 7.8102
Heat Pump Water Heater ¦ Small Business Energy Solutions | 221200.6675 | 54.2934
Heat Reclaimer Unit (Agriculture) ¦ Business Energy Rebates | 5766141.0003 | 1659.1397
Heat Reclaimer Unit (Agriculture) ¦ Small Business Energy Solutions | 18811.8526 | 5.4129
Heavy duty timer ¦ Instant Savings | 435221.7375 | 0
High Bay Luminaire (15 000 lumen) ¦ Business Energy Rebates | 564813.5316 | 110.145
High Bay Luminaire (15 000 lumen) ¦ Small Business Energy Solutions | 127570.5885 | 24.8777
High Bay Luminaire (35 000 lumen) ¦ Small Business Energy Solutions | 59532.9413 | 11.6096
High Efficiency Circulator Pump 1.5kW ¦ Business Energy Rebates | 22933.2224 | 4.7695
High Efficiency Circulator Pump 100W ¦ Business Energy Rebates | 3310.4349 | 0.68876
High Efficiency Circulator Pump 300W ¦ Business Energy Rebates | 5345.5566 | 1.1095
High Volume Low Speed Fan (Agriculture) ¦ Business Energy Rebates | 60572.7548 | 17.3792
High Volume Low Speed Fan (Agriculture) ¦ Small Business Energy Solutions | 0 | 0
Holiday Lights Exchange - MURB ¦ Efficient Products Installation | 13034.0907 | 17.3744
Holiday Lights Exchange ¦ Efficient Products Installation | 13034.0907 | 17.3744
Hot Water Tank Wrap - MURB ¦ Efficient Products Installation | 54334.9887 | 8.8023
Hot Water Tank Wrap ¦ Efficient Products Installation | 679735.0704 | 110.1171
HVAC Hotel Occupancy Sensor ¦ Business Energy Rebates | 86655.8228 | 17.806
Hybrid Heat Pump Dryer ¦ Instant Savings | 2097.4258 | 0.28944
Ice-Making Head ¦ Business Energy Rebates | 6813.6236 | 1.059
Indoor motion sensor ¦ Instant Savings | 15933.2085 | 0
Large Commercial/Industrial ETS System ¦ ETS Business Energy Rebates | 0 | 243.8878
LED - ENERGY STAR Fixture with Motion Sensor ¦ Instant Savings | 503037.4598 | 80.989
LED - ENERGY STAR Fixture without Motion Sensor ¦ Instant Savings | 1737907.3435 | 248.5208
LED - Other ¦ Instant Savings | 3853137.9503 | 543.2925
LED - R, BR and Decorative ¦ Instant Savings | 2437788.5323 | 343.7282
LED - Recessed downlight ¦ Instant Savings | 1198008.1106 | 166.5231
LED Nightlights - MURB ¦ Efficient Products Installation | 18772.8315 | 2.1964
LED Nightlights ¦ Efficient Products Installation | 140270.2026 | 16.4116
LED Replacement Lamps for HID (10000 lumen) ¦ Business Energy Rebates | 12439.5611 | 2.2857
LED Replacement Lamps for HID (10000 lumen) ¦ Small Business Energy Solutions | 18262.6536 | 3.3556
LED Replacement Lamps for HID (4000 lumen) ¦ Business Energy Rebates | 5473.4069 | 1.0057
LED Replacement Lamps for HID (4000 lumen) ¦ Small Business Energy Solutions | 2435.0205 | 0.44741
LED Troffer (1x4) ¦ Business Energy Rebates | 567790.9285 | 80.0004
LED Troffer (1x4) ¦ Small Business Energy Solutions | 16836.44 | 2.3722
LED Troffer (2x2) ¦ Business Energy Rebates | 1301531.5916 | 183.3828
LED Troffer (2x2) ¦ Small Business Energy Solutions | 114647.5523 | 16.1536
LED Troffer (4x2) ¦ Business Energy Rebates | 3126497.9511 | 440.5163
LED Troffer (4x2) ¦ Small Business Energy Solutions | 349924.8804 | 49.3036
LED Wall Sconce (1200 lumen) ¦ Small Business Energy Solutions | 6257.9354 | 0.70039
Linear Ambient Luminaire (10000 lumen) ¦ Business Energy Rebates | 30132.8019 | 4.2456
Linear Ambient Luminaire (10000 lumen) ¦ Small Business Energy Solutions | 36865.2424 | 5.1942
Linear Ambient Luminaire (2000 lumen) ¦ Business Energy Rebates | 3150.2475 | 0.44386
Linear Ambient Luminaire (2000 lumen) ¦ Small Business Energy Solutions | 7708.187 | 1.0861
Linear Ambient Luminaire (4000 lumen) ¦ Business Energy Rebates | 76336.4315 | 10.7556
Linear Ambient Luminaire (4000 lumen) ¦ Small Business Energy Solutions | 18211.4297 | 2.5659
Linear Ambient Luminaire (8000 lumen) ¦ Business Energy Rebates | 48066.3846 | 6.7724
Linear Ambient Luminaire (8000 lumen) ¦ Small Business Energy Solutions | 25202.4202 | 3.551
Linear Replacement Lamp (2 foot) ¦ Business Energy Rebates | 16299.1065 | 2.2965
Linear Replacement Lamp (2 foot) ¦ Small Business Energy Solutions | 9571.5575 | 1.3486
Linear Replacement Lamp (4 foot) ¦ Business Energy Rebates | 14859806.8869 | 2093.7123
Linear Replacement Lamp (4 foot) ¦ Small Business Energy Solutions | 5653201.1297 | 796.5229
Low-bay Luminaire (10,000 lumen) ¦ Business Energy Rebates | 73007.808 | 10.2866
Low-bay Luminaire (10,000 lumen) ¦ Small Business Energy Solutions | 221191.4541 | 31.1654
Low-bay Luminaire (5000 lumen) ¦ Business Energy Rebates | 446279.6436 | 62.8798
Low-flow showerhead - 0.5 gpm Reduction - MURB ¦ Efficient Products Installation | 20158.7782 | 3.2657
Low-flow showerhead - 0.5 gpm Reduction ¦ Efficient Products Installation | 146046.6804 | 23.6596
Low-flow showerhead - 1.0 gpm Reduction - MURB ¦ Efficient Products Installation | 118673.2652 | 19.2251
Low-flow showerhead - 1.0 gpm Reduction ¦ Efficient Products Installation | 806482.0088 | 130.6501
Low-flow showerhead -0.75 gpm Reduction - MURB ¦ Efficient Products Installation | 38237.8394 | 6.1945
Low-flow showerhead -0.75 gpm Reduction ¦ Efficient Products Installation | 303919.3378 | 49.2349
Low/Zero Energy Livestock Waterer ¦ Business Energy Rebates | 2444.6064 | 1.0302
Luminaire Level Lighting Control (LLLC) - High Impact Application ¦ Business Energy Rebates | 227.5574 | 0.066789
Luminaire Level Lighting Control (LLLC) - Low Impact Application ¦ Business Energy Rebates | 466.4355 | 0.11962
Medium Commercial ETS System ¦ ETS Business Energy Rebates | 0 | 243.8878
Medium Commercial ETS System ¦ ETS Small Business Energy Solutions | 0 | 115.8029
Milk Pre-cooler ¦ Business Energy Rebates | 8397.1186 | 2.4206
Mini freezer retirement ¦ Appliance Retirement | 7884.8322 | 1.0881
Mini fridge retirement ¦ Appliance Retirement | 5497.6812 | 0.75868
Motion sensor with dimmer switch ¦ Instant Savings | 945.4677 | 0
MSHP - Fully Electrical ¦ Green Heat | 11352695.2601 | 8340.6179
MSHP - Mainly Electrical ¦ Green Heat | 1110621.6505 | 2545.9433
Multi-Tank Conveyor Dishwasher - High Temp ¦ Business Energy Rebates | 30714.6463 | 4.7684
Multi-Tank Conveyor Dishwasher - High Temp ¦ Small Business Energy Solutions | 45092.5028 | 7.0006
Multi-Tank Conveyor Dishwasher - Low Temp ¦ Business Energy Rebates | 21080.996 | 3.2723
Multi-Tank Conveyor Dishwasher - Low Temp ¦ Small Business Energy Solutions | 30949.2371 | 4.8041
Natural Barn Ventiliation - Year-Round ¦ Business Energy Rebates | 7519.6405 | 0.72171
Networked/ Connected - Indoor LED Lamp ¦ Instant Savings | 118615.7604 | 15.4411
Networked/Connected - High Impact Application ¦ Business Energy Rebates | 267.3046 | 0.078455
Networked/Connected - Low Impact Application ¦ Business Energy Rebates | 530.1321 | 0.13596
No-Loss Drain ¦ Business Energy Rebates | 7971.331 | 1.4793
Occupancy Sensor (Ceiling Mounted) ¦ Business Energy Rebates | 0 | 0
Occupancy Sensor (Ceiling Mounted) ¦ Small Business Energy Solutions | 3722.5942 | 2.5029
Occupancy Sensor (Wall Mounted) ¦ Business Energy Rebates | 14958.7798 | 10.0576
Occupancy Sensor (Wall Mounted) ¦ Small Business Energy Solutions | 43922.2912 | 29.5314
Occupancy Sensor (Exterior) ¦ Business Energy Rebates | 2547.0797 | 1.0025
Open to Closed Cooler Conversion ¦ Business Energy Rebates | 2045207.7285 | 233.4338
Open to Closed Cooler Conversion ¦ Small Business Energy Solutions | 150129.574 | 17.1353
Outdoor motion sensor ¦ Instant Savings | 340329.1292 | 0
Outside Air Economizer ¦ Business Energy Rebates | 282437.4439 | 94.2757
Packaged Terminal Heat Pump (12kBTU/hr) ¦ Business Energy Rebates | 630377.0639 | 0
Parking Garage Luminaire (4000 lumen) ¦ Small Business Energy Solutions | 135688.7168 | 20.7095
Pellet Boiler/Furnace ¦ Green Heat | 17075.5196 | 9.6139
Pellet Stove ¦ Green Heat | 105318.0753 | 49.5614
Pipe Insulation - MURB ¦ Efficient Products Installation | 11962.0823 | 1.9379
Pipe Insulation ¦ Efficient Products Installation | 181578.6723 | 29.4157
Pole/Arm-Mounted Area Luminaire (20000 lumen) ¦ Business Energy Rebates | 1425427.9785 | 325.4402
Pole/Arm-Mounted Area Luminaire (20000 lumen) ¦ Small Business Energy Solutions | 665854.6866 | 152.0216
Pole/Arm-Mounted Area Luminaire (4000 lumen) ¦ Small Business Energy Solutions | 42156.3844 | 9.6247
Pole/Arm-Mounted Area Luminaire (60000 lumen) ¦ Business Energy Rebates | 65381.2007 | 14.9272
Pole/Arm-Mounted Decorative Luminaire (1500 lumen) ¦ Small Business Energy Solutions | 1523.3948 | 0.34781
Pole/Arm-Mounted Decorative Luminaire (5000 lumen) ¦ Business Energy Rebates | 25736.6962 | 5.876
Pole/Arm-Mounted Decorative Luminaire (5000 lumen) ¦ Small Business Energy Solutions | 2819.0731 | 0.64362
Pot, Pan and Utensil Dishwasher - High Temp ¦ Business Energy Rebates | 0 | 0
Power bar with timer ¦ Instant Savings | 38826.2293 | 0
Premium High Bay Luminaire (15 000 lumen) ¦ Business Energy Rebates | 269155.3714 | 52.4883
Premium High Bay Luminaire (15 000 lumen) ¦ Small Business Energy Solutions | 83718.1987 | 16.326
Premium High Bay Luminaire (35 000 lumen) ¦ Business Energy Rebates | 316675.7407 | 61.7554
Premium High Bay Luminaire (35 000 lumen) ¦ Small Business Energy Solutions | 97671.2318 | 19.047
Premium High Bay Luminaire (60 000 lumen) ¦ Business Energy Rebates | 157387.4629 | 30.6923
Programmable thermostat ¦ Instant Savings | 827813.1491 | -330.2974
Programmable Thermostats ¦ First Nations Home Retrofits | 6829.3612 | -2.7249
Range / Stove replacement ¦ Appliance Retirement | 3432.8273 | 0.47373
Refrigerated Case Luminaire ¦ Business Energy Rebates | 87396.7563 | 14.5201
Refrigerated Case Luminaire ¦ Small Business Energy Solutions | 21384.6864 | 3.5529
Refrigerator replacement (Low income only) ¦ Appliance Retirement | 27817.2144 | 3.8388
Refrigerator replacement (Low income only) ¦ First Nations Home Retrofits | 7842.9496 | 1.0823
Refrigerator retirement ¦ Appliance Retirement | 1323737.9373 | 182.6758
Remote Condensing Unit ¦ Business Energy Rebates | 0 | 0
Residential DHW Timer ¦ ETS Green Heat | 0 | 32.7032
Residential ETS System (Central) ¦ ETS Green Heat | 0 | 278.8379
Residential ETS System (Central) ¦ ETS Home Energy Assessment | 0 | 193.5012
Residential ETS System (Room) ¦ ETS Green Heat | 0 | 278.8379
Residential ETS System (Room) ¦ ETS Home Energy Assessment | 0 | 193.5012
Room air purifier ¦ Instant Savings | 256852.173 | 43.9217
Server Virtualization and Decommissioning ¦ Business Energy Rebates | 28421.975 | 3.2443
Single -Tank Conveyor Dishwasher - High Temp ¦ Business Energy Rebates | 20646.1116 | 3.2051
Single -Tank Conveyor Dishwasher - Low Temp ¦ Business Energy Rebates | 0 | 0
Single Heat Pad (Agriculture) ¦ Business Energy Rebates | 850.5823 | 0.10086
Single-Tank Door type Dishwasher - High Temp ¦ Business Energy Rebates | 53178.7139 | 8.257
Single-Tank Door type Dishwasher - Low Temp ¦ Business Energy Rebates | 36203.0971 | 5.6212
Small Commercial ETS Sytem ¦ ETS Business Energy Rebates | 0 | 426.8037
Small Commercial ETS Sytem ¦ ETS Small Business Energy Solutions | 0 | 582.6255
Smart power bar ¦ Instant Savings | 28788.8477 | 0
Smart Power Controllers - MURB ¦ Efficient Products Installation | 123571.4372 | 0
Smart Power Controllers ¦ Efficient Products Installation | 1761973.1493 | 0
Solar air heating ¦ Green Heat | 677.2535 | 0
Solar Domestic Hot Water ¦ Green Heat | 13948.5124 | 0
Solar Domestic Hot Water ¦ Home Energy Assessment | 4707.9556 | 0
Solid Door Freezer ¦ Business Energy Rebates | 12466.2415 | 0.96825
Solid Door Freezer ¦ Small Business Energy Solutions | 3050.3039 | 0.23692
Solid Door Refrigerator ¦ Business Energy Rebates | 8781.5056 | 0.68585
Solid Door Refrigerator ¦ Small Business Energy Solutions | 6446.1115 | 0.50345
Standard Capacity Electric Fryer ¦ Business Energy Rebates | 17515.9435 | 2.7176
Standard Capacity Electric Fryer ¦ Small Business Energy Solutions | 5143.069 | 0.79795
Strategic Energy Management ¦ SEM | 1509452.5604 | 178.9522
Strip-Curtains for Display Cases ¦ Business Energy Rebates | 1517.4021 | 0.17461
Strip-Curtains for Display Cases ¦ Small Business Energy Solutions | 2859.4542 | 0.32905
Track/Mono-point Direction Luminaire ¦ Business Energy Rebates | 19056.8086 | 4.3213
Unconverted D ¦ Home Energy Assessment | 1063130.8655 | 300.866
Under-Counter Dishwasher - HighTemp ¦ Business Energy Rebates | 21319.536 | 3.3082
Under-Counter Dishwasher - Low Temp ¦ Business Energy Rebates | 28459.3445 | 4.4154
Ventilation Fan (Agriculture) ¦ Business Energy Rebates | 4269.7213 | 1.5129
VFD - 10 hp - Institutional - Make-up Air Fan ¦ Business Energy Rebates | 68675.0695 | 0.93873
VFD - 10 hp - Retail - Supply Fan ¦ Business Energy Rebates | 23133.93 | 0.96806
VFD - 20 hp - Institutional - Chilled Water Pump ¦ Business Energy Rebates | 93966.7348 | 7.4386
VFD - 20 hp - Retail - Exhaust Fan ¦ Business Energy Rebates | 119713.6975 | 1.7811
VFD - 30 hp - Institutional - Make-up Air Fan ¦ Business Energy Rebates | 171491.8591 | 2.6192
VFD - 30 hp - Retail - Supply Fan ¦ Business Energy Rebates | 65466.246 | 2.7065
VFD - 40 hp - Warehousing - Exhaust Fan ¦ Business Energy Rebates | 252115.5028 | 12.0659
VFD - 5 hp - Institutional - Chilled Water Pump ¦ Business Energy Rebates | 12582.4255 | 3.8434
VFD - 5 hp - Retail - Exhaust Fan ¦ Business Energy Rebates | 31208.5993 | 0.46207
VFD Milk Transfer Pump ¦ Business Energy Rebates | 2853.2049 | 0.82078
VFD Milk Transfer Pump ¦ Small Business Energy Solutions | 4188.8208 | 1.205
VFD Milk Vacuum Pump ¦ Business Energy Rebates | 70032.2496 | 19.6116
VFD Milk Vacuum Pump ¦ Small Business Energy Solutions | 14687.8713 | 4.1131
Wall Mounted Area Luminaire (1000 lumen) ¦ Business Energy Rebates | 51539.2348 | 11.7669
Wall Mounted Area Luminaire (1000 lumen) ¦ Small Business Energy Solutions | 14124.1903 | 3.2247
Wall Mounted Area Luminaire (10000 lumen) ¦ Business Energy Rebates | 1019004.2987 | 232.6494
Wall Mounted Area Luminaire (10000 lumen) ¦ Small Business Energy Solutions | 374002.7947 | 85.3888
Wall wash luminaire (1500 lumen) ¦ Business Energy Rebates | 1510.0643 | 0.26019
Wall Wash Luminaire (1000 lumen) ¦ Business Energy Rebates | 4889.7319 | 0.84253
Whole home - tier 1 (45% better than code target) ¦ New Home Construction | 3839642.1623 | 1086.6187
Whole home - tier 2 (60% better than code target) ¦ New Home Construction | 896977.0818 | 253.8445
Whole home - tier 3 (70% better than code target) ¦ New Home Construction | 149056.6912 | 42.183
Whole Home - tier 0 (22% better than code on average) ¦ New Home Construction | 610888.2352 | 172.8814
Whole Home ¦ Home Energy Assessment | 6269046.7338 | 1774.1402
Whole Home First Nations Retrofit ¦ First Nations Home Retrofits | 912862.4794 | 258.3401
Wood Boiler/Furnace ¦ Green Heat | 17792.8015 | 9.8734
Wood Stove ¦ Green Heat | 286110.7449 | 111.9807
Zero-Energy Doors for Reach-In Coolers ¦ Small Business Energy Solutions | 2303.396 | 0.26324