## 2023
Affordable Multi-Family Housing | [22 empty] | Affordable Multi-Family Housing Total
Measure Name | Technology Type | Decision Type | Measure Life | Remaining Useful Life | Gross Annual Energy Savings per Unit at Meter (kWh) Pre-RUL | Gross Peak Demand Savings per Unit at Meter (Watts) Pre-RUL | Gross Annual Energy Savings per Unit at Meter (kWh) Post-RUL | Gross Peak Demand Savings per Unit at Meter (Watts) Post-RUL | Gross Per Unit One-Time Incremental Measure Cost ($) | Per Unit Incentive ($) | Per Unit Program Administrative Cost (inclusive of DI costs) ($) | Per Unit Direct Installation Cost ($) | Per Unit DSM Administrator Cost (Incentive + Administrative) ($) | Per Unit Present Value Avoided Cost Benefits ($) | Per Unit Present Value Non-Energy Benefits ($) | Total Per Unit Present Value Benefits ($) | Net-To-Gross Ratio | Net Total Resource Benefit-Cost Ratio (TRC) | Net Program Administrator Benefit-Cost Ratio (PAC) | Net First-Year Unit Cost / kWh at Generator ($/kWh) | Net Lifetime Unit Cost / kWh at Generator ($/kWh) | Net Unit Cost / Watt at Generator ($/W) | Measure Name | Participation (Units) | Total Peak Demand Savings (kW) | Total First Year Energy Savings (MWh) | Total Cumulative Peak Demand Savings (kW) | Total Cumulative First Year Energy Savings (MWh) | Total Lifetime Energy Savings (MWh) | Total Avoided Cost Benefits ($) | TRC Costs ($) | Total TRC Net Resource Benefits ($) | TRC Ratio | PAC Costs ($) | PAC Ratio
Cold Climate Air-Source Ductless Heat Pump (24kBTU/hr) (Multi-Family) | Res HVAC | ROB/NEW | 18 | N/A | 3578.14 | 1296.6025 | N/A | N/A | 6884.08 | 1789.07 | 1015.7876 | 0 | 2804.8576 | 8434.5835 | 0 | 8434.5835 | 100% | 1.0677 | 3.0071 | 0.71608 | 0.039782 | 1.8866 | Cold Climate Air-Source Ductless Heat Pump (24kBTU/hr) (Multi-Family) | 65 | 96.6345 | 254.6043 | 96.6345 | 254.6043 | 4582.8781 | 548247.9275 | 513491.394 | 34756.5334 | 1.0677 | 182315.744 | 3.0071
Cold Climate Air-Source Ductless Heat Pump (48kBTU/hr) (Multi-Family) | Res HVAC | ROB/NEW | 18 | N/A | 6972.26 | 2127.5515 | N/A | N/A | 13768.16 | 3486.13 | 1939.5006 | 0 | 5425.6306 | 15645.5761 | 0 | 15645.5761 | 100% | 0.99605 | 2.8836 | 0.71086 | 0.039492 | 2.224 | Cold Climate Air-Source Ductless Heat Pump (48kBTU/hr) (Multi-Family) | 65 | 158.5643 | 496.1146 | 158.5643 | 496.1146 | 8930.0636 | 1016962.4483 | 1020997.9413 | -4035.4929 | 0.99605 | 352665.9913 | 2.8836
Comprehensive Path | Res Other | ROB/NEW | 18.1 | N/A | 38092.86 | 10208 | N/A | N/A | 47616.075 | 19046.43 | 10468.9999 | 0 | 29515.4299 | 82952.6027 | 0 | 82952.6027 | 100% | 1.4281 | 2.8105 | 0.70781 | 0.039105 | 2.5216 | Comprehensive Path | 27 | 316.0213 | 1125.9069 | 316.0213 | 1125.9069 | 20378.9141 | 2239720.2728 | 1568297.021 | 671423.2518 | 1.4281 | 796916.606 | 2.8105
Heat Pump Water Heater (Electric Resistance) | Res HVAC | RET | 10 | 3.3333 | 790 | 128 | 790 | 128 | 2806.3 | 395 | 130.35 | 0 | 525.35 | 988.6765 | 0 | 988.6765 | 100% | 0.33667 | 1.8819 | 0.60748 | 0.060748 | 3.5794 | Heat Pump Water Heater (Electric Resistance) | 2.4091 | 0.35356 | 2.0834 | 0.35356 | 2.0834 | 20.8338 | 2381.779 | 7074.5603 | -4692.7813 | 0.33667 | 1265.5987 | 1.8819
Heat Pump Water Heater (Heat Pump) | Res HVAC | RET | 10 | 3.3333 | 1312 | 213 | 1312 | 213 | 2806.3 | 656 | 216.48 | 0 | 872.48 | 1642.4228 | 0 | 1642.4228 | 100% | 0.54335 | 1.8825 | 0.60748 | 0.060748 | 3.5723 | Heat Pump Water Heater (Heat Pump) | 0.80302 | 0.19612 | 1.1533 | 0.19612 | 1.1533 | 11.5333 | 1318.8973 | 2427.3508 | -1108.4535 | 0.54335 | 700.6183 | 1.8825
Affordable Single-Family Homes | [22 empty] | Affordable Single-Family Homes Total
Measure Name | Technology Type | Decision Type | Measure Life | Remaining Useful Life | Gross Annual Energy Savings per Unit at Meter (kWh) Pre-RUL | Gross Peak Demand Savings per Unit at Meter (Watts) Pre-RUL | Gross Annual Energy Savings per Unit at Meter (kWh) Post-RUL | Gross Peak Demand Savings per Unit at Meter (Watts) Post-RUL | Gross Per Unit One-Time Incremental Measure Cost ($) | Per Unit Incentive ($) | Per Unit Program Administrative Cost (inclusive of DI costs) ($) | Per Unit Direct Installation Cost ($) | Per Unit DSM Administrator Cost (Incentive + Administrative) ($) | Per Unit Present Value Avoided Cost Benefits ($) | Per Unit Present Value Non-Energy Benefits ($) | Total Per Unit Present Value Benefits ($) | Net-To-Gross Ratio | Net Total Resource Benefit-Cost Ratio (TRC) | Net Program Administrator Benefit-Cost Ratio (PAC) | Net First-Year Unit Cost / kWh at Generator ($/kWh) | Net Lifetime Unit Cost / kWh at Generator ($/kWh) | Net Unit Cost / Watt at Generator ($/W) | Measure Name | Participation (Units) | Total Peak Demand Savings (kW) | Total First Year Energy Savings (MWh) | Total Cumulative Peak Demand Savings (kW) | Total Cumulative First Year Energy Savings (MWh) | Total Lifetime Energy Savings (MWh) | Total Avoided Cost Benefits ($) | TRC Costs ($) | Total TRC Net Resource Benefits ($) | TRC Ratio | PAC Costs ($) | PAC Ratio
Affordable Single-Family Homes | Res HVAC | RET | 20 | 6.6667 | 5015 | 1419.245 | 5015 | 1419.245 | 0 | 0 | 16448.931 | 11500 | 16448.931 | 11764.3549 | 0 | 11764.3549 | 100% | 0.7152 | 0.7152 | 2.9962 | 0.14981 | 10.1076 | Affordable Single-Family Homes | 369.096 | 600.6322 | 2026.3075 | 600.6322 | 2026.3075 | 40526.1497 | 4342175.8826 | 6071233.9876 | -1729058.1049 | 0.7152 | 6071233.9876 | 0.7152
Clothes Dryer replacement (Low Income Only) | Res Other | RET | 5 | 1.6667 | 252 | 34.8 | 252 | 34.8 | 0 | 0 | 992.0038 | 772.84 | 992.0038 | 175.5503 | 0 | 175.5503 | 100% | 0.17697 | 0.17697 | 3.596 | 0.7192 | 24.86 | Clothes Dryer replacement (Low Income Only) | 123.5563 | 4.9301 | 34.0848 | 4.9301 | 34.0848 | 170.4239 | 21690.35 | 122568.3101 | -100877.9601 | 0.17697 | 122568.3101 | 0.17697
Freezer replacement (Low income only) | Res Refrigeration | RET | 4 | 1.3333 | 1358 | 193.062 | 1358 | 193.062 | 0 | 0 | 943.3662 | 642.81 | 943.3662 | 787.3426 | 0 | 787.3426 | 100% | 0.83461 | 0.83461 | 0.63458 | 0.15865 | 4.2614 | Freezer replacement (Low income only) | 72.312 | 16.0073 | 107.4992 | 16.0073 | 107.4992 | 429.9968 | 56934.3188 | 68216.6958 | -11282.377 | 0.83461 | 68216.6958 | 0.83461
Refrigerator replacement (Low income only) | Res Refrigeration | RET | 5 | 1.6667 | 678 | 97.29 | 678 | 97.29 | 0 | 0 | 1167.8481 | 870.11 | 1167.8481 | 474.1519 | 0 | 474.1519 | 100% | 0.406 | 0.406 | 1.5735 | 0.3147 | 10.4685 | Refrigerator replacement (Low income only) | 21.222 | 2.3674 | 15.7511 | 2.3674 | 15.7511 | 78.7555 | 10062.4509 | 24784.0725 | -14721.6217 | 0.406 | 24784.0725 | 0.406
Appliance Retirement | [22 empty] | Appliance Retirement Total
Measure Name | Technology Type | Decision Type | Measure Life | Remaining Useful Life | Gross Annual Energy Savings per Unit at Meter (kWh) Pre-RUL | Gross Peak Demand Savings per Unit at Meter (Watts) Pre-RUL | Gross Annual Energy Savings per Unit at Meter (kWh) Post-RUL | Gross Peak Demand Savings per Unit at Meter (Watts) Post-RUL | Gross Per Unit One-Time Incremental Measure Cost ($) | Per Unit Incentive ($) | Per Unit Program Administrative Cost (inclusive of DI costs) ($) | Per Unit Direct Installation Cost ($) | Per Unit DSM Administrator Cost (Incentive + Administrative) ($) | Per Unit Present Value Avoided Cost Benefits ($) | Per Unit Present Value Non-Energy Benefits ($) | Total Per Unit Present Value Benefits ($) | Net-To-Gross Ratio | Net Total Resource Benefit-Cost Ratio (TRC) | Net Program Administrator Benefit-Cost Ratio (PAC) | Net First-Year Unit Cost / kWh at Generator ($/kWh) | Net Lifetime Unit Cost / kWh at Generator ($/kWh) | Net Unit Cost / Watt at Generator ($/W) | Measure Name | Participation (Units) | Total Peak Demand Savings (kW) | Total First Year Energy Savings (MWh) | Total Cumulative Peak Demand Savings (kW) | Total Cumulative First Year Energy Savings (MWh) | Total Lifetime Energy Savings (MWh) | Total Avoided Cost Benefits ($) | TRC Costs ($) | Total TRC Net Resource Benefits ($) | TRC Ratio | PAC Costs ($) | PAC Ratio
Air Conditioner retirement - Bulk | Res HVAC | RET | 3 | 1 | 257 | 0 | 257 | 0 | 40.5999 | 50.5999 | 39.8229 | 0 | 90.4229 | 56.2101 | 0 | 56.2101 | 53% | 0.91636 | 0.62164 | 0.60643 | 0.20214 | N/A | Air Conditioner retirement - Bulk | 20.5134 | 0 | 3.0587 | 0 | 3.0587 | 9.1762 | 1153.0576 | 1258.3082 | -105.2506 | 0.91636 | 1854.8772 | 0.62164
Air Conditioner retirement - Drop Off | Res HVAC | RET | 3 | 1 | 257 | 0 | 257 | 0 | 38.8714 | 48.8714 | 39.5118 | 0 | 88.3832 | 56.2101 | 0 | 56.2101 | 53% | 0.93506 | 0.63598 | 0.59275 | 0.19758 | N/A | Air Conditioner retirement - Drop Off | 13.6756 | 0 | 2.0392 | 0 | 2.0392 | 6.1175 | 768.7051 | 822.0883 | -53.3832 | 0.93506 | 1208.6906 | 0.63598
Air Conditioner retirement | Res HVAC | RET | 3 | 1 | 257 | 0 | 257 | 0 | 49.2543 | 50.5999 | 39.2133 | 0 | 89.8133 | 56.2101 | 0 | 56.2101 | 53% | 0.86056 | 0.62586 | 0.60234 | 0.20078 | N/A | Air Conditioner retirement | 34.1889 | 0 | 5.0979 | 0 | 5.0979 | 15.2936 | 1921.7626 | 2233.1551 | -311.3925 | 0.86056 | 3070.6194 | 0.62586
Freezer retirement - Bulk | Res Refrigeration | RET | 4 | 1.3333 | 896 | 124 | 896 | 124 | 133.8141 | 183.8141 | 168.9975 | 0 | 352.8116 | 248.7247 | 0 | 248.7247 | 48% | 1.0664 | 0.70498 | 0.74938 | 0.18735 | 5.1695 | Freezer retirement - Bulk | 205.1336 | 13.9995 | 96.5787 | 13.9995 | 96.5787 | 386.3146 | 51021.8014 | 47842.9579 | 3178.8434 | 1.0664 | 72373.5174 | 0.70498
Freezer retirement - Drop Off | Res Refrigeration | RET | 4 | 1.3333 | 896 | 124 | 896 | 124 | 72.863 | 99.7285 | 153.8621 | 0 | 253.5906 | 248.7247 | 0 | 248.7247 | 48% | 1.3171 | 0.98081 | 0.53863 | 0.13466 | 3.7157 | Freezer retirement - Drop Off | 136.7557 | 9.333 | 64.3858 | 9.333 | 64.3858 | 257.5431 | 34014.5342 | 25824.4545 | 8190.0797 | 1.3171 | 34679.9651 | 0.98081
Freezer retirement | Res Refrigeration | RET | 4 | 1.3333 | 896 | 124 | 896 | 124 | 168.5141 | 218.5141 | 175.2435 | 0 | 393.7576 | 248.7247 | 0 | 248.7247 | 48% | 0.97109 | 0.63167 | 0.83635 | 0.20909 | 5.7694 | Freezer retirement | 341.8893 | 23.3325 | 160.9644 | 23.3325 | 160.9644 | 643.8577 | 85036.3356 | 87568.2049 | -2531.8693 | 0.97109 | 134621.5156 | 0.63167
Mini freezer retirement - Bulk | Res Refrigeration | RET | 4 | 1.3333 | 266 | 36.7 | 266 | 36.7 | 75.8285 | 85.8285 | 69.2427 | 0 | 155.0712 | 106.1152 | 0 | 106.1152 | 69% | 0.87291 | 0.6843 | 0.77181 | 0.19295 | 5.3405 | Mini freezer retirement - Bulk | 8.9189 | 0.25896 | 1.792 | 0.25896 | 1.792 | 7.1679 | 946.4259 | 1084.2144 | -137.7885 | 0.87291 | 1383.0569 | 0.6843
Mini freezer retirement - Drop Off | Res Refrigeration | RET | 4 | 1.3333 | 266 | 36.7 | 266 | 36.7 | 61.1571 | 71.1571 | 70.7929 | 0 | 141.95 | 106.1152 | 0 | 106.1152 | 69% | 0.93914 | 0.74755 | 0.7065 | 0.17663 | 4.8886 | Mini freezer retirement - Drop Off | 5.9459 | 0.17264 | 1.1947 | 0.17264 | 1.1947 | 4.7786 | 630.9506 | 671.8353 | -40.8847 | 0.93914 | 844.0208 | 0.74755
Mini freezer retirement | Res Refrigeration | RET | 4 | 1.3333 | 266 | 36.7 | 266 | 36.7 | 93.1856 | 103.1856 | 60.3906 | 0 | 163.5762 | 106.1152 | 0 | 106.1152 | 69% | 0.85104 | 0.64872 | 0.81414 | 0.20353 | 5.6334 | Mini freezer retirement | 14.8648 | 0.4316 | 2.9866 | 0.4316 | 2.9866 | 11.9466 | 1577.3765 | 1853.4657 | -276.0892 | 0.85104 | 2431.5194 | 0.64872
Mini fridge retirement - Bulk | Res Refrigeration | RET | 4 | 1.3333 | 170 | 23.5 | 170 | 23.5 | 75.8285 | 85.8285 | 30.7327 | 0 | 116.5612 | 66.847 | 0 | 66.847 | 68% | 0.81227 | 0.57349 | 0.9211 | 0.23027 | 6.3613 | Mini fridge retirement - Bulk | 8.9189 | 0.16342 | 1.1287 | 0.16342 | 1.1287 | 4.5146 | 596.1984 | 733.9869 | -137.7885 | 0.81227 | 1039.5924 | 0.57349
Mini fridge retirement - Drop Off | Res Refrigeration | RET | 4 | 1.3333 | 170 | 23.5 | 170 | 23.5 | 61.1571 | 71.1571 | 38.0684 | 0 | 109.2255 | 66.847 | 0 | 66.847 | 68% | 0.8392 | 0.61201 | 0.86313 | 0.21578 | 5.9609 | Mini fridge retirement - Drop Off | 5.9459 | 0.10894 | 0.75244 | 0.10894 | 0.75244 | 3.0098 | 397.4656 | 473.6223 | -76.1567 | 0.8392 | 649.4442 | 0.61201
Mini fridge retirement | Res Refrigeration | RET | 4 | 1.3333 | 170 | 23.5 | 170 | 23.5 | 93.1856 | 103.1856 | 22.0542 | 0 | 125.2398 | 66.847 | 0 | 66.847 | 68% | 0.78256 | 0.53375 | 0.98968 | 0.24742 | 6.8349 | Mini fridge retirement | 14.8648 | 0.27236 | 1.8811 | 0.27236 | 1.8811 | 7.5244 | 993.664 | 1269.7531 | -276.0892 | 0.78256 | 1861.6586 | 0.53375
Refrigerator retirement - Bulk | Res Refrigeration | RET | 4 | 1.3333 | 670 | 92.5 | 670 | 92.5 | 133.8141 | 183.8141 | 153.7451 | 0 | 337.5592 | 220.812 | 0 | 220.812 | 57% | 0.95997 | 0.65414 | 0.80744 | 0.20186 | 5.5834 | Refrigerator retirement - Bulk | 310 | 18.7409 | 129.6004 | 18.7409 | 129.6004 | 518.4018 | 68451.7182 | 71305.939 | -2854.2208 | 0.95997 | 104643.3588 | 0.65414
Refrigerator retirement - Drop Off | Res Refrigeration | RET | 4 | 1.3333 | 670 | 92.5 | 670 | 92.5 | 72.863 | 99.7285 | 138.6097 | 0 | 238.3382 | 220.812 | 0 | 220.812 | 57% | 1.2258 | 0.92647 | 0.5701 | 0.14253 | 3.9422 | Refrigerator retirement - Drop Off | 200 | 12.0909 | 83.6132 | 12.0909 | 83.6132 | 334.4527 | 44162.3988 | 36028.3265 | 8134.0723 | 1.2258 | 47667.6356 | 0.92647
Refrigerator retirement | Res Refrigeration | RET | 4 | 1.3333 | 670 | 92.5 | 670 | 92.5 | 168.5141 | 218.5141 | 159.9911 | 0 | 378.5052 | 220.812 | 0 | 220.812 | 57% | 0.8624 | 0.58338 | 0.90538 | 0.22634 | 6.2607 | Refrigerator retirement | 1651 | 99.8104 | 690.2269 | 99.8104 | 690.2269 | 2760.9074 | 364560.6023 | 422728.862 | -58168.2596 | 0.8624 | 624912.0537 | 0.58338
Business Energy Rebates | [22 empty] | Business Energy Rebates Total
Measure Name | Technology Type | Decision Type | Measure Life | Remaining Useful Life | Gross Annual Energy Savings per Unit at Meter (kWh) Pre-RUL | Gross Peak Demand Savings per Unit at Meter (Watts) Pre-RUL | Gross Annual Energy Savings per Unit at Meter (kWh) Post-RUL | Gross Peak Demand Savings per Unit at Meter (Watts) Post-RUL | Gross Per Unit One-Time Incremental Measure Cost ($) | Per Unit Incentive ($) | Per Unit Program Administrative Cost (inclusive of DI costs) ($) | Per Unit Direct Installation Cost ($) | Per Unit DSM Administrator Cost (Incentive + Administrative) ($) | Per Unit Present Value Avoided Cost Benefits ($) | Per Unit Present Value Non-Energy Benefits ($) | Total Per Unit Present Value Benefits ($) | Net-To-Gross Ratio | Net Total Resource Benefit-Cost Ratio (TRC) | Net Program Administrator Benefit-Cost Ratio (PAC) | Net First-Year Unit Cost / kWh at Generator ($/kWh) | Net Lifetime Unit Cost / kWh at Generator ($/kWh) | Net Unit Cost / Watt at Generator ($/W) | Measure Name | Participation (Units) | Total Peak Demand Savings (kW) | Total First Year Energy Savings (MWh) | Total Cumulative Peak Demand Savings (kW) | Total Cumulative First Year Energy Savings (MWh) | Total Lifetime Energy Savings (MWh) | Total Avoided Cost Benefits ($) | TRC Costs ($) | Total TRC Net Resource Benefits ($) | TRC Ratio | PAC Costs ($) | PAC Ratio
1/2 Size Hot Food Holding Cabinet | BNI Cooking and Laundry | ROB/NEW | 12 | N/A | 1730 | 215 | N/A | N/A | 480.06 | 225 | 56.9818 | 0 | 281.9818 | 1678.1053 | 0 | 1678.1053 | 71% | 4.2182 | 5.9511 | 0.21603 | 0.018002 | 1.7281 | 1/2 Size Hot Food Holding Cabinet | 2.574 | 0.42004 | 3.3599 | 0.42004 | 3.3599 | 40.3189 | 4319.4852 | 1024.0099 | 3295.4754 | 4.2182 | 725.8281 | 5.9511
Air-Entraining Air Nozzle | BNI Process | ROB/NEW | 15 | N/A | 13582.8 | 130 | N/A | N/A | 44.7174 | 125 | 384.1625 | 0 | 509.1625 | 13867.3229 | 0 | 13867.3229 | 71% | 33.342 | 27.2356 | 0.049682 | 0.0033121 | 5.1606 | Air-Entraining Air Nozzle | 2.574 | 0.25398 | 26.3798 | 0.25398 | 26.3798 | 395.6966 | 35694.837 | 1070.5676 | 34624.2694 | 33.342 | 1310.5971 | 27.2356
Case Lighting for Sign Retrofits | BNI Lighting | ROB/NEW | 11.6 | N/A | 2815.56 | 639 | N/A | N/A | 721.525 | 312.5 | 110.31 | 0 | 422.81 | 3474.4201 | 0 | 3474.4201 | 85% | 4.8015 | 8.2175 | 0.16625 | 0.014332 | 0.72823 | Case Lighting for Sign Retrofits | 1328.1969 | 771.1875 | 3377.9784 | 771.1875 | 3377.9784 | 39184.5495 | 4614714.0931 | 961091.5462 | 3653622.5469 | 4.8015 | 561574.8872 | 8.2175
Circulation Fan (Agriculture) (24 inches) | BNI Process | ROB/NEW | 15 | N/A | 45.4124 | 16.1956 | N/A | N/A | 199.5 | 43.75 | 2.1875 | 0 | 45.9375 | 63.9012 | 0 | 63.9012 | 71% | 0.44428 | 1.391 | 1.3407 | 0.089378 | 3.7373 | Circulation Fan (Agriculture) (24 inches) | 7.6803 | 0.094408 | 0.26316 | 0.094408 | 0.26316 | 3.9474 | 490.7775 | 1104.6697 | -613.8922 | 0.44428 | 352.8115 | 1.391
Cold Climate Air-Source Central Heat Pump (24kBTU/hr) (Commercial) | BNI HVAC | ROB/NEW | 18 | N/A | 9045.1083 | 3511 | N/A | N/A | 6884.08 | 1500 | 501.7575 | 0 | 2001.7575 | 15659.6666 | 0 | 15659.6666 | 75% | 2.7644 | 7.823 | 0.27767 | 0.015426 | 0.71115 | Cold Climate Air-Source Central Heat Pump (24kBTU/hr) (Commercial) | 12.5392 | 35.2971 | 90.3972 | 35.2971 | 90.3972 | 1627.1498 | 196359.4554 | 71032.1942 | 125327.2613 | 2.7644 | 25100.4074 | 7.823
Cold Climate Air-Source Central Heat Pump (48kBTU/hr) (Commercial) | BNI HVAC | ROB/NEW | 18 | N/A | 18090.2166 | 7022 | N/A | N/A | 13768.16 | 3000 | 1003.515 | 0 | 4003.515 | 31319.3332 | 0 | 31319.3332 | 75% | 2.7644 | 7.823 | 0.27767 | 0.015426 | 0.71115 | Cold Climate Air-Source Central Heat Pump (48kBTU/hr) (Commercial) | 12.5392 | 70.5942 | 180.7944 | 70.5942 | 180.7944 | 3254.2995 | 392718.9109 | 142064.3883 | 250654.5226 | 2.7644 | 50200.8149 | 7.823
Cold Climate Air-Source Ductless Heat Pump (24kBTU/hr) (Commercial) | BNI HVAC | ROB/NEW | 18 | N/A | 9688.757 | 3510.8929 | N/A | N/A | 6884.08 | 1000 | 497.6966 | 0 | 1497.6966 | 16428.0189 | 0 | 16428.0189 | 75% | 2.9021 | 10.9689 | 0.19395 | 0.010775 | 0.53209 | Cold Climate Air-Source Ductless Heat Pump (24kBTU/hr) (Commercial) | 50.1567 | 141.1841 | 387.3194 | 141.1841 | 387.3194 | 6971.7501 | 823975.8692 | 283925.0976 | 540050.7716 | 2.9021 | 75119.5809 | 10.9689
Cold Climate Air-Source Ductless Heat Pump (24kBTU/hr) (Multi-Family) | BNI HVAC | ROB/NEW | 18 | N/A | 9688.757 | 3510.8929 | N/A | N/A | 6884.08 | 1000 | 497.6966 | 0 | 1497.6966 | 16428.0189 | 0 | 16428.0189 | 75% | 2.9021 | 10.9689 | 0.19395 | 0.010775 | 0.53209 | Cold Climate Air-Source Ductless Heat Pump (24kBTU/hr) (Multi-Family) | 43.8871 | 123.5361 | 338.9045 | 123.5361 | 338.9045 | 6100.2813 | 720978.8856 | 248434.4604 | 472544.4251 | 2.9021 | 65729.6333 | 10.9689
Cold Climate Air-Source Ductless Heat Pump (48kBTU/hr) (Commercial) | BNI HVAC | ROB/NEW | 18 | N/A | 20911.358 | 6381 | N/A | N/A | 13768.16 | 2000 | 1021.1295 | 0 | 3021.1295 | 33800.4145 | 0 | 33800.4145 | 75% | 2.9787 | 11.188 | 0.18127 | 0.01007 | 0.59056 | Cold Climate Air-Source Ductless Heat Pump (48kBTU/hr) (Commercial) | 50.1567 | 256.6002 | 835.9561 | 256.6002 | 835.9561 | 15047.2101 | 1695318.589 | 569141.0375 | 1126177.5515 | 2.9787 | 151530.0041 | 11.188
Cold Climate Air-Source Ductless Heat Pump (48kBTU/hr) (Multi-Family) | BNI HVAC | ROB/NEW | 18 | N/A | 20911.358 | 6381 | N/A | N/A | 13768.16 | 2000 | 1021.1295 | 0 | 3021.1295 | 33800.4145 | 0 | 33800.4145 | 75% | 2.9787 | 11.188 | 0.18127 | 0.01007 | 0.59056 | Cold Climate Air-Source Ductless Heat Pump (48kBTU/hr) (Multi-Family) | 43.8871 | 224.5252 | 731.4616 | 224.5252 | 731.4616 | 13166.3088 | 1483403.7654 | 497998.4078 | 985405.3576 | 2.9787 | 132588.7536 | 11.188
Cold Climate Air-Source Multi-Zone Heat Pump (24kBTU/hr) (Commercial) | BNI HVAC | ROB/NEW | 18 | N/A | 9688.757 | 3323.2116 | N/A | N/A | 6884.08 | 1000 | 490.6167 | 0 | 1490.6167 | 16168.2247 | 0 | 16168.2247 | 75% | 2.8598 | 10.8467 | 0.19303 | 0.010724 | 0.55949 | Cold Climate Air-Source Multi-Zone Heat Pump (24kBTU/hr) (Commercial) | 15.047 | 40.0911 | 116.1958 | 40.0911 | 116.1958 | 2091.525 | 243283.6316 | 85070.9976 | 158212.634 | 2.8598 | 22429.3426 | 10.8467
Cold Climate Air-Source Multi-Zone Heat Pump (24kBTU/hr) (Multi-Family) | BNI HVAC | ROB/NEW | 18 | N/A | 9688.757 | 3510.8929 | N/A | N/A | 6884.08 | 1000 | 497.6966 | 0 | 1497.6966 | 16428.0189 | 0 | 16428.0189 | 75% | 2.9021 | 10.9689 | 0.19395 | 0.010775 | 0.53209 | Cold Climate Air-Source Multi-Zone Heat Pump (24kBTU/hr) (Multi-Family) | 15.047 | 42.3552 | 116.1958 | 42.3552 | 116.1958 | 2091.525 | 247192.7608 | 85177.5293 | 162015.2315 | 2.9021 | 22535.8743 | 10.9689
Cold Climate Air-Source Multi-Zone Heat Pump (48kBTU/hr) (Commercial) | BNI HVAC | ROB/NEW | 18 | N/A | 20911.358 | 6380.5662 | N/A | N/A | 13768.16 | 2000 | 1021.1131 | 0 | 3021.1131 | 33799.8139 | 0 | 33799.8139 | 75% | 2.9787 | 11.1879 | 0.18126 | 0.01007 | 0.5906 | Cold Climate Air-Source Multi-Zone Heat Pump (48kBTU/hr) (Commercial) | 15.047 | 76.9748 | 250.7868 | 76.9748 | 250.7868 | 4514.163 | 508586.5409 | 170742.065 | 337844.4758 | 2.9787 | 45458.755 | 11.1879
Cold Climate Air-Source Multi-Zone Heat Pump (48kBTU/hr) (Multi-Family) | BNI HVAC | ROB/NEW | 18 | N/A | 20911.358 | 6381 | N/A | N/A | 13768.16 | 2000 | 1021.1295 | 0 | 3021.1295 | 33800.4145 | 0 | 33800.4145 | 75% | 2.9787 | 11.188 | 0.18127 | 0.01007 | 0.59056 | Cold Climate Air-Source Multi-Zone Heat Pump (48kBTU/hr) (Multi-Family) | 15.047 | 76.9801 | 250.7868 | 76.9801 | 250.7868 | 4514.163 | 508595.5767 | 170742.3112 | 337853.2655 | 2.9787 | 45459.0012 | 11.188
Cold Climate Air-Source Single Package Heat Pump (24kBTU/hr) (Commercial) | BNI HVAC | ROB/NEW | 18 | N/A | 7569.6226 | 3089.5858 | N/A | N/A | 6884.08 | 1000 | 412.8508 | 0 | 1412.8508 | 13314.6391 | 0 | 13314.6391 | 75% | 2.3879 | 9.424 | 0.23418 | 0.01301 | 0.5704 | Cold Climate Air-Source Single Package Heat Pump (24kBTU/hr) (Commercial) | 12.5392 | 31.0605 | 75.6511 | 31.0605 | 75.6511 | 1361.7205 | 166954.7217 | 69917.3762 | 97037.3455 | 2.3879 | 17715.9971 | 9.424
Cold Climate Air-Source Single Package Heat Pump (48kBTU/hr) (Commercial) | BNI HVAC | ROB/NEW | 18 | N/A | 15139.2453 | 6179.1716 | N/A | N/A | 13768.16 | 2000 | 825.7015 | 0 | 2825.7015 | 26629.2782 | 0 | 26629.2782 | 75% | 2.3879 | 9.424 | 0.23418 | 0.01301 | 0.5704 | Cold Climate Air-Source Single Package Heat Pump (48kBTU/hr) (Commercial) | 12.5392 | 62.121 | 151.3023 | 62.121 | 151.3023 | 2723.4411 | 333909.4434 | 139834.7525 | 194074.691 | 2.3879 | 35431.9941 | 9.424
Cycling Refrigerated Air Dryer - 50 CFM | BNI Process | ROB/NEW | 10 | N/A | 585.86 | 110 | N/A | N/A | 693 | 62.5 | 17.1202 | 0 | 79.6202 | 513.5486 | 0 | 513.5486 | 71% | 1.0086 | 6.45 | 0.18012 | 0.018012 | 0.95371 | Cycling Refrigerated Air Dryer - 50 CFM | 2.574 | 0.2149 | 1.1378 | 0.2149 | 1.1378 | 11.3783 | 1321.8869 | 1310.5655 | 11.3215 | 1.0086 | 204.9445 | 6.45
Dairy Scroll Compressor | BNI Process | ROB/NEW | 15 | N/A | 23623.923 | 6796 | N/A | N/A | 1025.2305 | 937.5 | 903.3851 | 0 | 1840.8851 | 31429.2381 | 0 | 31429.2381 | 71% | 19.2664 | 17.0729 | 0.10328 | 0.0068852 | 0.35691 | Dairy Scroll Compressor | 6.2696 | 32.3392 | 111.7533 | 32.3392 | 111.7533 | 1676.2995 | 197048.5143 | 10227.5785 | 186820.9358 | 19.2664 | 11541.5995 | 17.0729
Daylighting Controls - Ceiling Mounted | BNI Lighting | ROB/NEW | 10 | N/A | 436.149 | 95.97 | N/A | N/A | 148.7206 | 37.5 | 14.6856 | 0 | 52.1856 | 470.0791 | 0 | 470.0791 | 85% | 3.3316 | 9.0078 | 0.13246 | 0.013246 | 0.59847 | Daylighting Controls - Ceiling Mounted | 25.0784 | 2.1869 | 9.8802 | 2.1869 | 9.8802 | 98.8016 | 11788.8177 | 3538.5107 | 8250.307 | 3.3316 | 1308.7299 | 9.0078
Daylighting Controls - Switch-Mounted | BNI Lighting | ROB/NEW | 10 | N/A | 90.9682 | 20.0166 | N/A | N/A | 148.7206 | 12.5 | 0.625 | 0 | 13.125 | 98.0451 | 0 | 98.0451 | 85% | 0.77178 | 7.4701 | 0.15973 | 0.015973 | 0.72166 | Daylighting Controls - Switch-Mounted | 2.574 | 0.046817 | 0.21151 | 0.046817 | 0.21151 | 2.1151 | 252.3705 | 326.9977 | -74.6273 | 0.77178 | 33.7841 | 7.4701
Door Heater Controls | BNI Refrigeration | ROB/NEW | 12 | N/A | 5170.5024 | 590.24 | N/A | N/A | 1683.9263 | 100 | 140.4082 | 0 | 240.4082 | 4968.7395 | 0 | 4968.7395 | 71% | 3.7191 | 20.6679 | 0.061624 | 0.0051353 | 0.53667 | Door Heater Controls | 81.5047 | 36.513 | 317.9687 | 36.513 | 317.9687 | 3815.625 | 404975.6328 | 108889.9433 | 296085.6895 | 3.7191 | 19594.3965 | 20.6679
Double Heat Pad (Agriculture) | BNI Process | ROB/NEW | 10 | N/A | 1311 | 190 | N/A | N/A | 315 | 150 | 37.694 | 0 | 187.694 | 1107.9558 | 0 | 1107.9558 | 71% | 4.2395 | 5.903 | 0.18975 | 0.018975 | 1.3016 | Double Heat Pad (Agriculture) | 2.574 | 0.3712 | 2.5462 | 0.3712 | 2.5462 | 25.4615 | 2851.906 | 672.7061 | 2179.1999 | 4.2395 | 483.1291 | 5.903
Dual Enthalpy Economizer Controls | BNI HVAC | RET | 10 | 3.3333 | 3221.359 | 726 | 2577 | 580 | 1264.83 | 312.5 | 89.3116 | 0 | 401.8116 | 2703.8955 | 0 | 2703.8955 | 75% | 2.6051 | 6.7293 | 0.1565 | 0.018058 | 0.69035 | Dual Enthalpy Economizer Controls | 2.574 | 1.4983 | 6.6088 | 1.4983 | 6.6088 | 57.2752 | 6959.8947 | 2671.6684 | 4288.2263 | 2.6051 | 1034.2731 | 6.7293
EC Motor for Refrigeration Applications - Large | BNI Refrigeration | RET | 15 | 5 | 1708.2 | 119.6 | 1047.696 | 119.6 | 367.4125 | 225 | 51.5053 | 0 | 276.5053 | 1477.1496 | 0 | 1477.1496 | 71% | 4.7289 | 5.3422 | 0.21453 | 0.01927 | 3.0462 | EC Motor for Refrigeration Applications - Large | 56.4263 | 5.1221 | 72.726 | 5.1221 | 72.726 | 809.6826 | 83350.1314 | 17625.7906 | 65724.3407 | 4.7289 | 15602.1802 | 5.3422
EC Motor for Refrigeration Applications - Small | BNI Refrigeration | RET | 15 | 5 | 342 | 341.64 | 341.64 | 39 | 178.7653 | 75 | 17.0835 | 0 | 92.0835 | 489.2653 | 0 | 489.2653 | 71% | 3.3975 | 5.3133 | 0.35685 | 0.023807 | 0.35514 | EC Motor for Refrigeration Applications - Small | 420.0627 | 108.9228 | 108.395 | 108.9228 | 108.395 | 1624.784 | 205522.0911 | 60491.8965 | 145030.1946 | 3.3975 | 38680.8287 | 5.3133
Electric Combination Oven | BNI Cooking and Laundry | ROB/NEW | 12 | N/A | 6368 | 1454 | N/A | N/A | 2106.72 | 1250 | 246.935 | 0 | 1496.935 | 6767.7578 | 0 | 6767.7578 | 71% | 3.8835 | 4.5211 | 0.31155 | 0.025963 | 1.3565 | Electric Combination Oven | 7.7221 | 8.5219 | 37.1028 | 8.5219 | 37.1028 | 445.233 | 52261.1346 | 13457.3088 | 38803.8258 | 3.8835 | 11559.4451 | 4.5211
Electric Combination Oven with Gas | BNI Cooking and Laundry | RET | 12 | 4 | 18282 | 2838 | 18282 | 2838 | 14838.81 | 2500 | 125 | 0 | 2625 | 9335.7897 | 0 | 9335.7897 | 71% | 0.87573 | 3.5565 | 0.1903 | 0.015858 | 1.2187 | Electric Combination Oven with Gas | 5.1481 | 11.089 | 71.0126 | 11.089 | 71.0126 | 852.1514 | 48061.1137 | 54881.0724 | -6819.9587 | 0.87573 | 13513.6317 | 3.5565
Electric Convection Oven | BNI Cooking and Laundry | ROB/NEW | 12 | N/A | 1937 | 301 | N/A | N/A | 1260 | 500 | 77.6683 | 0 | 577.6683 | 1932.6371 | 0 | 1932.6371 | 71% | 1.9878 | 3.3456 | 0.39526 | 0.032938 | 2.5287 | Electric Convection Oven | 7.7221 | 1.7642 | 11.2858 | 1.7642 | 11.2858 | 135.4297 | 14923.9687 | 7507.9286 | 7416.0401 | 1.9878 | 4460.7977 | 3.3456
Electric Fryer Replacement with Gas | BNI Cooking and Laundry | RET | 12 | 4 | 17439 | 2707 | 18189 | 2824 | 1927.9643 | 625 | 210.3187 | 0 | 835.3187 | 6570.8439 | 0 | 6570.8439 | 71% | 4.1609 | 7.8663 | 0.063484 | 0.0051429 | 0.40658 | Electric Fryer Replacement with Gas | 2.574 | 5.2886 | 33.8691 | 5.2886 | 33.8691 | 418.0818 | 16913.5171 | 4064.8319 | 12848.6851 | 4.1609 | 2150.1314 | 7.8663
Electric Griddle Replacement with Gas | BNI Cooking and Laundry | RET | 12 | 4 | 15815 | 2455 | 15815 | 2455 | 4183.2 | 2500 | 239.1722 | 0 | 2739.1722 | 4189.4959 | 0 | 4189.4959 | 71% | 1.3054 | 1.5295 | 0.22955 | 0.019129 | 1.4701 | Electric Griddle Replacement with Gas | 2.574 | 4.7962 | 30.715 | 4.7962 | 30.715 | 368.5804 | 10783.8675 | 8260.6751 | 2523.1924 | 1.3054 | 7050.698 | 1.5295
Electric Steam Cooker | BNI Cooking and Laundry | ROB/NEW | 12 | N/A | 9967 | 1547 | N/A | N/A | 3137.4 | 1125 | 327.2561 | 0 | 1452.2561 | 9944.4411 | 0 | 9944.4411 | 71% | 3.8924 | 6.8476 | 0.19311 | 0.016093 | 1.2369 | Electric Steam Cooker | 3.861 | 4.5335 | 29.036 | 4.5335 | 29.036 | 348.4326 | 38395.8612 | 9864.2178 | 28531.6434 | 3.8924 | 5607.2153 | 6.8476
Electric Steam Cooker Replacement with Gas | BNI Cooking and Laundry | RET | 12 | 4 | 17599 | 2732 | 17599 | 2732 | 11485.88 | 2250 | 112.5 | 0 | 2362.5 | 2732.5867 | 0 | 2732.5867 | 71% | 0.33052 | 1.1567 | 0.17792 | 0.014826 | 1.1394 | Electric Steam Cooker Replacement with Gas | 2.574 | 5.3374 | 34.1798 | 5.3374 | 34.1798 | 410.1579 | 7033.7467 | 21280.6875 | -14246.9408 | 0.33052 | 6081.1342 | 1.1567
Electric to Natural Gas - Water Heater (60 gal) | BNI Domestic Hot Water (DHW) | ROB/NEW | 15 | N/A | 10793.8041 | 2957.5012 | N/A | N/A | 1859.34 | 875 | 282.3786 | 0 | 1157.3786 | 8756.365 | 0 | 8756.365 | 71% | 5.4642 | 7.5657 | 0.14211 | 0.0094742 | 0.51563 | Electric to Natural Gas - Water Heater (60 gal) | 2.574 | 5.7779 | 20.9631 | 5.7779 | 20.9631 | 314.4471 | 22539.1031 | 4124.9009 | 18414.2021 | 5.4642 | 2979.1216 | 7.5657
Electric to Natural Gas - Water Heater (80 gal) | BNI Domestic Hot Water (DHW) | ROB/NEW | 15 | N/A | 15058.023 | 4125.8975 | N/A | N/A | 1859.34 | 1000 | 394.854 | 0 | 1394.854 | 12654.2562 | 0 | 12654.2562 | 71% | 7.3786 | 9.0721 | 0.12277 | 0.0081847 | 0.44545 | Electric to Natural Gas - Water Heater (80 gal) | 2.574 | 8.0606 | 29.2449 | 8.0606 | 29.2449 | 438.6731 | 32572.3729 | 4414.4154 | 28157.9574 | 7.3786 | 3590.3892 | 9.0721
ENERGY STAR Electric Griddle | BNI Cooking and Laundry | ROB/NEW | 12 | N/A | 1909 | 296.3744 | N/A | N/A | 0 | 562.5 | 80.0252 | 0 | 642.5252 | 1904.4554 | 0 | 1904.4554 | 71% | 23.7982 | 2.964 | 0.44608 | 0.037174 | 2.8565 | ENERGY STAR Electric Griddle | 2.574 | 0.57901 | 3.7076 | 0.57901 | 3.7076 | 44.4907 | 4902.1159 | 205.987 | 4696.1289 | 23.7982 | 1653.8761 | 2.964
ENERGY STAR Pool Pump | BNI Process | RET | 10 | 5 | 2078 | 0 | 3847 | 0 | 390.1663 | 437.5 | 78.4757 | 0 | 515.9757 | 2076.9345 | 0 | 2076.9345 | 71% | 5.8424 | 4.0253 | 0.32909 | 0.023084 | N/A | ENERGY STAR Pool Pump | 2.574 | 0 | 4.0358 | 0 | 4.0358 | 57.5361 | 5346.0815 | 915.0498 | 4431.0317 | 5.8424 | 1328.1343 | 4.0253
ENERGY STAR Uninteruptible Power Supplies (UPS) | BNI Process | ROB/NEW | 10 | N/A | 142.364 | 54 | N/A | N/A | 42500 | 1250 | 62.5 | 0 | 1312.5 | 144.8161 | 0 | 144.8161 | 71% | 0.0047893 | 0.11034 | 12.2189 | 1.2219 | 32.0251 | ENERGY STAR Uninteruptible Power Supplies (UPS) | 2.574 | 0.1055 | 0.27649 | 0.1055 | 0.27649 | 2.7649 | 372.7602 | 77832.0833 | -77459.3231 | 0.0047893 | 3378.4079 | 0.11034
ENERGY STAR Washing Machine | BNI Cooking and Laundry | ROB/NEW | 11 | N/A | 938.571 | 243 | N/A | N/A | 156.24 | 312.5 | 41.537 | 0 | 354.037 | 950.8291 | 0 | 950.8291 | 71% | 6.2363 | 2.6857 | 0.49993 | 0.045449 | 1.9197 | ENERGY STAR Washing Machine | 7.7221 | 1.4242 | 5.4685 | 1.4242 | 5.4685 | 60.1538 | 7342.3736 | 1177.3648 | 6165.0088 | 6.2363 | 2733.9004 | 2.6857
Evaporator Fan Motor Controls | BNI Refrigeration | ROB/NEW | 10 | N/A | 3339.75 | 302 | N/A | N/A | 1641.22 | 625 | 104.5264 | 0 | 729.5264 | 2688.844 | 0 | 2688.844 | 71% | 2.1175 | 3.6857 | 0.28951 | 0.028951 | 3.1829 | Evaporator Fan Motor Controls | 2.574 | 0.59001 | 6.4863 | 0.59001 | 6.4863 | 64.8628 | 6921.1519 | 3268.4781 | 3652.6738 | 2.1175 | 1877.8193 | 3.6857
Flood Luminaire (10000 lumen) | BNI Lighting | ROB/NEW | 17 | N/A | 874.9488 | 195.7648 | N/A | N/A | 280.098 | 87.5 | 36.1516 | 0 | 123.6516 | 1166.028 | 0 | 1166.028 | 69% | 5.0825 | 9.4299 | 0.19273 | 0.011337 | 0.85637 | Flood Luminaire (10000 lumen) | 1526.0188 | 220.3542 | 979.0442 | 220.3542 | 979.0442 | 16643.7513 | 1779380.6901 | 350098.0673 | 1429282.6228 | 5.0825 | 188694.6902 | 9.4299
Flood Luminaire (25000 lumen) | BNI Lighting | ROB/NEW | 17 | N/A | 1541.322 | 344.862 | N/A | N/A | 354.046 | 187.5 | 65.3531 | 0 | 252.8531 | 2054.0912 | 0 | 2054.0912 | 69% | 6.6337 | 8.1237 | 0.22373 | 0.01316 | 0.99407 | Flood Luminaire (25000 lumen) | 857.6802 | 218.1713 | 969.3454 | 218.1713 | 969.3454 | 16478.8719 | 1761753.4647 | 265576.2877 | 1496177.177 | 6.6337 | 216867.134 | 8.1237
Flood Luminaire (4000 lumen) | BNI Lighting | ROB/NEW | 17 | N/A | 249.222 | 55.762 | N/A | N/A | 354.046 | 37.5 | 10.9263 | 0 | 48.4263 | 332.1335 | 0 | 332.1335 | 69% | 1.3014 | 6.8585 | 0.26499 | 0.015588 | 1.1774 | Flood Luminaire (4000 lumen) | 1379.3103 | 56.7319 | 252.0624 | 56.7319 | 252.0624 | 4285.0615 | 458115.2165 | 352024.8938 | 106090.3227 | 1.3014 | 66794.9083 | 6.8585
Flood Luminaire (48000 lumen) | BNI Lighting | ROB/NEW | 17.1 | N/A | 2728.1268 | 622.86 | N/A | N/A | 1764.378 | 312.5 | 115.4964 | 0 | 427.9964 | 3664.7361 | 0 | 3664.7361 | 69% | 2.7494 | 8.5625 | 0.21395 | 0.012512 | 0.93163 | Flood Luminaire (48000 lumen) | 216.9279 | 99.6627 | 433.95 | 99.6627 | 433.95 | 7420.5457 | 794983.5036 | 289146.9431 | 505836.5605 | 2.7494 | 92844.3707 | 8.5625
Flood Luminaire (60000 lumen) | BNI Lighting | ROB/NEW | 17.1 | N/A | 4548.9366 | 1038.57 | N/A | N/A | 1797.096 | 500 | 191.5278 | 0 | 691.5278 | 6110.6589 | 0 | 6110.6589 | 69% | 4.2686 | 8.8365 | 0.20732 | 0.012124 | 0.90275 | Flood Luminaire (60000 lumen) | 51.4107 | 39.3836 | 171.4837 | 39.3836 | 171.4837 | 2932.3711 | 314152.9936 | 73595.592 | 240557.4016 | 4.2686 | 35551.8982 | 8.8365
Flood Luminaire (800 lumen) | BNI Lighting | ROB/NEW | 17 | N/A | 128.6844 | 28.7924 | N/A | N/A | 354.046 | 25 | 1.25 | 0 | 26.25 | 171.4953 | 0 | 171.4953 | 69% | 0.69844 | 6.5332 | 0.27819 | 0.016364 | 1.2361 | Flood Luminaire (800 lumen) | 3.7618 | 0.079891 | 0.35496 | 0.079891 | 0.35496 | 6.0343 | 645.1234 | 923.668 | -278.5446 | 0.69844 | 98.7461 | 6.5332
Four Pin Replacement Lamps for CFLs | BNI Lighting | ROB/NEW | 12 | N/A | 27.3583 | 5.9118 | N/A | N/A | 21.672 | 6.25 | 1.2514 | 0 | 7.5014 | 34.4515 | 0 | 34.4515 | 85% | 1.7512 | 4.5927 | 0.30354 | 0.025295 | 1.3965 | Four Pin Replacement Lamps for CFLs | 1504.7022 | 8.0828 | 37.1852 | 8.0828 | 37.1852 | 446.2218 | 51839.2271 | 29601.3629 | 22237.8642 | 1.7512 | 11287.3316 | 4.5927
Full-Size Hot Food Holding Cabinet | BNI Cooking and Laundry | ROB/NEW | 12 | N/A | 4832 | 87 | N/A | N/A | 1163.58 | 750 | 152.7545 | 0 | 902.7545 | 4229.2084 | 0 | 4229.2084 | 71% | 4.3204 | 4.6848 | 0.24761 | 0.020634 | 13.6721 | Full-Size Hot Food Holding Cabinet | 2.574 | 0.16997 | 9.3844 | 0.16997 | 9.3844 | 112.6134 | 10886.0884 | 2519.7035 | 8366.3849 | 4.3204 | 2323.7126 | 4.6848
Glass Door Freezer (compact - 12 cu ft) | BNI Cooking and Laundry | ROB/NEW | 12 | N/A | 1741 | 135 | N/A | N/A | 0 | 300 | 59.0455 | 0 | 359.0455 | 1616.2282 | 0 | 1616.2282 | 71% | 27.3726 | 4.5015 | 0.27333 | 0.022777 | 3.5043 | Glass Door Freezer (compact - 12 cu ft) | 5.0157 | 0.51392 | 6.5887 | 0.51392 | 6.5887 | 79.0639 | 8106.4735 | 296.1529 | 7810.3207 | 27.3726 | 1800.8551 | 4.5015
Glass Door Freezer (full size - 38 cu ft) | BNI Cooking and Laundry | ROB/NEW | 12 | N/A | 5001 | 388 | N/A | N/A | 0 | 570 | 155.0253 | 0 | 725.0253 | 4642.7855 | 0 | 4642.7855 | 71% | 29.9486 | 6.4036 | 0.19214 | 0.016012 | 2.4621 | Glass Door Freezer (full size - 38 cu ft) | 5.0157 | 1.4771 | 18.9258 | 1.4771 | 18.9258 | 227.1101 | 23286.6985 | 777.5562 | 22509.1423 | 29.9486 | 3636.4904 | 6.4036
Glass Door Refrigerator (compact - 12 cu ft) | BNI Cooking and Laundry | ROB/NEW | 12 | N/A | 916 | 710 | N/A | N/A | 0 | 105 | 43.9496 | 0 | 148.9496 | 1420.0633 | 0 | 1420.0633 | 71% | 32.3112 | 9.5339 | 0.21551 | 0.017959 | 0.27642 | Glass Door Refrigerator (compact - 12 cu ft) | 7.5235 | 4.0543 | 5.1998 | 4.0543 | 5.1998 | 62.3974 | 10683.8621 | 330.6552 | 10353.2068 | 32.3112 | 1120.6239 | 9.5339
Glass Door Refrigerator (full size - 38 cu ft) | BNI Cooking and Laundry | ROB/NEW | 12 | N/A | 949 | 108 | N/A | N/A | 0 | 142.5 | 31.9699 | 0 | 174.4699 | 911.671 | 0 | 911.671 | 71% | 28.5166 | 5.2254 | 0.24366 | 0.020305 | 2.1285 | Glass Door Refrigerator (full size - 38 cu ft) | 50.1567 | 4.1114 | 35.9141 | 4.1114 | 35.9141 | 430.9688 | 45726.4452 | 1603.5046 | 44122.9406 | 28.5166 | 8750.84 | 5.2254
Ground Source Heat Pump (60kBTU/hr) (closed loop) | BNI HVAC | ROB/NEW | 25 | N/A | 29037.099 | 54081 | N/A | N/A | 13762.98 | 3750 | 3910.3046 | 0 | 7660.3046 | 136606.5707 | 0 | 136606.5707 | 75% | 9.5982 | 17.833 | 0.33099 | 0.01324 | 0.17668 | Ground Source Heat Pump (60kBTU/hr) (closed loop) | 7.7221 | 334.8249 | 178.7143 | 334.8249 | 178.7143 | 4467.8564 | 1054886.2166 | 109904.7413 | 944981.4753 | 9.5982 | 59153.4482 | 17.833
Heat Pump Clothes Dryer | BNI Cooking and Laundry | ROB/NEW | 11 | N/A | 1956.225 | 1489 | N/A | N/A | 666.54 | 375 | 94.4124 | 0 | 469.4124 | 2776.3981 | 0 | 2776.3981 | 71% | 4.891 | 5.9146 | 0.31803 | 0.028912 | 0.41538 | Heat Pump Clothes Dryer | 2.574 | 2.909 | 3.7993 | 2.909 | 3.7993 | 41.792 | 7146.5184 | 1461.1604 | 5685.358 | 4.891 | 1208.2794 | 5.9146
Heat Pump Water Heater (40 gal) | BNI Domestic Hot Water (DHW) | ROB/NEW | 10 | N/A | 4925.501 | 1214.6285 | N/A | N/A | 1012.13 | 750 | 160.9617 | 0 | 910.9617 | 4530.3694 | 0 | 4530.3694 | 71% | 5.1506 | 4.9732 | 0.24512 | 0.024512 | 0.98819 | Heat Pump Water Heater (40 gal) | 5.1481 | 4.7459 | 19.1321 | 4.7459 | 19.1321 | 191.3208 | 23322.5691 | 4528.0911 | 18794.478 | 5.1506 | 4689.6765 | 4.9732
Heat Pump Water Heater (60 gal) | BNI Domestic Hot Water (DHW) | ROB/NEW | 10 | N/A | 7541.271 | 1859.6774 | N/A | N/A | 1112.13 | 875 | 232.7781 | 0 | 1107.7781 | 6936.2982 | 0 | 6936.2982 | 71% | 6.7844 | 6.2615 | 0.19469 | 0.019469 | 0.78488 | Heat Pump Water Heater (60 gal) | 5.1481 | 7.2664 | 29.2925 | 7.2664 | 29.2925 | 292.9249 | 35708.411 | 5263.3171 | 30445.0938 | 6.7844 | 5702.8973 | 6.2615
Heat Reclaimer Unit (Agriculture) | BNI Process | ROB/NEW | 15 | N/A | 9800.851 | 2819 | N/A | N/A | 4625.74 | 1562.5 | 433.4513 | 0 | 1995.9513 | 13038.534 | 0 | 13038.534 | 71% | 3.5071 | 6.5325 | 0.26991 | 0.017994 | 0.93291 | Heat Reclaimer Unit (Agriculture) | 3.7618 | 8.0486 | 27.8178 | 8.0486 | 27.8178 | 417.2676 | 49047.7768 | 13985.179 | 35062.5979 | 3.5071 | 7508.2809 | 6.5325
High Bay Luminaire (15 000 lumen) | BNI Lighting | ROB/NEW | 22.3 | N/A | 255.3125 | 39.1387 | N/A | N/A | 172.62 | 81.25 | 16.5861 | 0 | 97.8361 | 459.5478 | 0 | 459.5478 | 85% | 2.8139 | 4.6971 | 0.42423 | 0.019024 | 2.7512 | High Bay Luminaire (15 000 lumen) | 833.8558 | 29.6548 | 192.3059 | 29.6548 | 192.3059 | 4288.4218 | 383196.5564 | 136179.5777 | 247016.9786 | 2.8139 | 81581.2017 | 4.6971
High Bay Luminaire (25 000 lumen) | BNI Lighting | ROB/NEW | 22.3 | N/A | 425.5344 | 65.2333 | N/A | N/A | 222.11 | 125 | 27.1233 | 0 | 152.1233 | 765.9374 | 0 | 765.9374 | 85% | 3.5474 | 5.035 | 0.39576 | 0.017747 | 2.5666 | High Bay Luminaire (25 000 lumen) | 525.3918 | 31.1422 | 201.9518 | 31.1422 | 201.9518 | 4503.5244 | 402417.2807 | 113440.9475 | 288976.3333 | 3.5474 | 79924.3626 | 5.035
High Bay Luminaire (35 000 lumen) | BNI Lighting | ROB/NEW | 22.3 | N/A | 595.7155 | 91.3217 | N/A | N/A | 343.14 | 218.75 | 40.1586 | 0 | 258.9086 | 1072.2536 | 0 | 1072.2536 | 85% | 3.2314 | 4.1414 | 0.48115 | 0.021576 | 3.1203 | High Bay Luminaire (35 000 lumen) | 31.348 | 2.6012 | 16.8686 | 2.6012 | 16.8686 | 376.1688 | 33612.9647 | 10402.1182 | 23210.8465 | 3.2314 | 8116.2562 | 4.1414
High Bay Luminaire (60 000 lumen) | BNI Lighting | ROB/NEW | 22.3 | N/A | 1021.25 | 156.555 | N/A | N/A | 728.175 | 468.75 | 73.5319 | 0 | 542.2819 | 1838.191 | 0 | 1838.191 | 85% | 2.6545 | 3.3897 | 0.58785 | 0.026361 | 3.8123 | High Bay Luminaire (60 000 lumen) | 25.0784 | 3.5675 | 23.1345 | 3.5675 | 23.1345 | 515.9004 | 46098.8338 | 17366.2862 | 28732.5477 | 2.6545 | 13599.5464 | 3.3897
High Efficiency Circulator Pump 1.5kW | BNI HVAC | ROB/NEW | 15 | N/A | 1974 | 127 | N/A | N/A | 4178.16 | 500 | 25 | 0 | 525 | 2195.8018 | 0 | 2195.8018 | 73% | 0.71407 | 4.1825 | 0.34283 | 0.022855 | 5.2976 | High Efficiency Circulator Pump 1.5kW | 141.6928 | 14.0427 | 216.9844 | 14.0427 | 216.9844 | 3254.7655 | 311129.2757 | 435713.3762 | -124584.1005 | 0.71407 | 74388.7145 | 4.1825
High Efficiency Circulator Pump 100W | BNI HVAC | ROB/NEW | 15 | N/A | 412 | 67.5 | N/A | N/A | 120.4448 | 75 | 17.5175 | 0 | 92.5175 | 505.1921 | 0 | 505.1921 | 73% | 4.7912 | 5.4605 | 0.28946 | 0.019298 | 1.7565 | High Efficiency Circulator Pump 100W | 929.1536 | 48.9431 | 296.9739 | 48.9431 | 296.9739 | 4454.6084 | 469401.0416 | 97972.0066 | 371429.035 | 4.7912 | 85962.9713 | 5.4605
High Efficiency Circulator Pump 300W | BNI HVAC | ROB/NEW | 15 | N/A | 800 | 95.3 | N/A | N/A | 1008.14 | 137.5 | 32.4928 | 0 | 169.9928 | 940.0346 | 0 | 940.0346 | 73% | 1.2233 | 5.5298 | 0.27391 | 0.018261 | 2.2859 | High Efficiency Circulator Pump 300W | 30.094 | 2.2381 | 18.6769 | 2.2381 | 18.6769 | 280.153 | 28289.4437 | 23125.3178 | 5164.1259 | 1.2233 | 5115.772 | 5.5298
High Volume Low Speed Fan (Agriculture) (18 foot) | BNI Process | ROB/NEW | 15 | N/A | 10939.008 | 3138 | N/A | N/A | 4426.24 | 1250 | 458.8361 | 0 | 1708.8361 | 14543.369 | 0 | 14543.369 | 71% | 4.0382 | 8.5107 | 0.20704 | 0.013803 | 0.71752 | High Volume Low Speed Fan (Agriculture) (18 foot) | 11.5831 | 27.5876 | 95.6032 | 27.5876 | 95.6032 | 1434.0474 | 168457.4846 | 41716.1933 | 126741.2912 | 4.0382 | 19793.6418 | 8.5107
High Volume Low Speed Fan (Agriculture) (24 foot) | BNI Process | ROB/NEW | 15 | N/A | 16086.432 | 4615 | N/A | N/A | 4426.24 | 2500 | 707.8467 | 0 | 3207.8467 | 21387.2866 | 0 | 21387.2866 | 71% | 5.5545 | 6.6672 | 0.26429 | 0.01762 | 0.91586 | High Volume Low Speed Fan (Agriculture) (24 foot) | 11.5831 | 40.5726 | 140.5899 | 40.5726 | 140.5899 | 2108.8481 | 247731.3546 | 44600.5107 | 203130.8439 | 5.5545 | 37156.8503 | 6.6672
Horticultural Lighting - blended lamps and baselines | BNI Lighting | ROB/NEW | 10 | N/A | 2112.6 | 380 | N/A | N/A | 1300 | 528.15 | 86.4261 | 0 | 614.5761 | 2202.3559 | 0 | 2202.3559 | 85% | 1.8485 | 3.5835 | 0.32205 | 0.032205 | 1.78 | Horticultural Lighting - blended lamps and baselines | 321.7531 | 111.0972 | 614.0018 | 111.0972 | 614.0018 | 6140.0183 | 708614.9077 | 383345.0952 | 325269.8125 | 1.8485 | 197741.7994 | 3.5835
HVAC Hotel Occupancy Sensor | BNI HVAC | ROB/NEW | 8 | N/A | 438 | 90 | N/A | N/A | 146.3 | 75 | 13.1476 | 0 | 88.1476 | 344.8401 | 0 | 344.8401 | 75% | 2.8065 | 3.9121 | 0.2525 | 0.031563 | 1.2217 | HVAC Hotel Occupancy Sensor | 332.2884 | 23.9771 | 116.0009 | 23.9771 | 116.0009 | 928.0069 | 114586.3798 | 40829.1362 | 73757.2436 | 2.8065 | 29290.4215 | 3.9121
Ice-Maker with Remote Condensing Unit (1500 lbs per day) | BNI Cooking and Laundry | ROB/NEW | 10 | N/A | 3184 | 247 | N/A | N/A | 1361.5875 | 300 | 84.0404 | 0 | 384.0404 | 2533.4054 | 0 | 2533.4054 | 71% | 2.411 | 6.5967 | 0.15986 | 0.015986 | 2.0486 | Ice-Maker with Remote Condensing Unit (1500 lbs per day) | 2.574 | 0.48255 | 6.1838 | 0.48255 | 6.1838 | 61.8379 | 6521.0489 | 2704.702 | 3816.3469 | 2.411 | 988.5296 | 6.5967
Ice-Maker with Remote Condensing Unit (2500 lbs per day) | BNI Cooking and Laundry | ROB/NEW | 10 | N/A | 6304 | 489 | N/A | N/A | 2269.3125 | 562.5 | 164.8174 | 0 | 727.3174 | 5015.8622 | 0 | 5015.8622 | 71% | 2.8242 | 6.8964 | 0.15291 | 0.015291 | 1.9597 | Ice-Maker with Remote Condensing Unit (2500 lbs per day) | 2.574 | 0.95534 | 12.2433 | 0.95534 | 12.2433 | 122.4329 | 12910.955 | 4571.5438 | 8339.4112 | 2.8242 | 1872.1331 | 6.8964
Ice-Maker with Remote Condensing Unit (800 lbs per day) | BNI Cooking and Laundry | ROB/NEW | 10 | N/A | 1267 | 98 | N/A | N/A | 726.18 | 175 | 36.2173 | 0 | 211.2173 | 1007.8993 | 0 | 1007.8993 | 71% | 1.8265 | 4.7719 | 0.22094 | 0.022094 | 2.8398 | Ice-Maker with Remote Condensing Unit (800 lbs per day) | 2.574 | 0.19146 | 2.4607 | 0.19146 | 2.4607 | 24.607 | 2594.358 | 1420.3601 | 1173.9978 | 1.8265 | 543.6786 | 4.7719
Ice-Making Head (1200lbs per day) | BNI Cooking and Laundry | ROB/NEW | 10 | N/A | 3947 | 306.3881 | N/A | N/A | 1089.27 | 312.5 | 101.2139 | 0 | 413.7139 | 3140.6451 | 0 | 3140.6451 | 71% | 3.591 | 7.5913 | 0.13892 | 0.013892 | 1.7792 | Ice-Making Head (1200lbs per day) | 2.574 | 0.59858 | 7.6656 | 0.59858 | 7.6656 | 76.6565 | 8084.0993 | 2251.231 | 5832.8683 | 3.591 | 1064.91 | 7.5913
Ice-Making Head (400 lbs per day) | BNI Cooking and Laundry | ROB/NEW | 10 | N/A | 882 | 77 | N/A | N/A | 363.09 | 100 | 24.2965 | 0 | 124.2965 | 708.0778 | 0 | 708.0778 | 71% | 2.5101 | 5.6967 | 0.18678 | 0.018678 | 2.1269 | Ice-Making Head (400 lbs per day) | 3.861 | 0.22565 | 2.5695 | 0.22565 | 2.5695 | 25.6946 | 2733.9148 | 1089.1618 | 1644.753 | 2.5101 | 479.9136 | 5.6967
Ice-Making Head (600 lbs per day) | BNI Cooking and Laundry | ROB/NEW | 10 | N/A | 1568 | 122 | N/A | N/A | 544.635 | 181.25 | 43.0695 | 0 | 224.3195 | 1247.8723 | 0 | 1247.8723 | 71% | 2.9036 | 5.5629 | 0.18961 | 0.018961 | 2.4227 | Ice-Making Head (600 lbs per day) | 2.574 | 0.23835 | 3.0453 | 0.23835 | 3.0453 | 30.4528 | 3212.0547 | 1106.214 | 2105.8406 | 2.9036 | 577.4041 | 5.5629
Ice-Making Head (900 lbs per day) | BNI Cooking and Laundry | ROB/NEW | 10 | N/A | 2711 | 210 | N/A | N/A | 1225.4288 | 250 | 71.2779 | 0 | 321.2779 | 2156.8293 | 0 | 2156.8293 | 71% | 2.2913 | 6.7133 | 0.15707 | 0.015707 | 2.0158 | Ice-Making Head (900 lbs per day) | 2.574 | 0.41027 | 5.2652 | 0.41027 | 5.2652 | 52.6516 | 5551.7327 | 2423.0131 | 3128.7196 | 2.2913 | 826.9775 | 6.7133
Large Capacity Commercial Heat Pump (100 kBTU/hr) | BNI HVAC | ROB/NEW | 15 | N/A | 53704.116 | 0 | N/A | N/A | 10000 | 6250 | 1874.4187 | 0 | 8124.4187 | 57313.8758 | 0 | 57313.8758 | 75% | 6.1139 | 7.0545 | 0.18981 | 0.012654 | N/A | Large Capacity Commercial Heat Pump (100 kBTU/hr) | 43.7584 | 0 | 1873.0148 | 0 | 1873.0148 | 28095.2222 | 2507965.0129 | 410209.8105 | 2097755.2024 | 6.1139 | 355511.7775 | 7.0545
LED Replacement Lamps for HID (10000 lumen) | BNI Lighting | ROB/NEW | 11 | N/A | 172.7305 | 37.3247 | N/A | N/A | 99.75 | 75 | 9.2487 | 0 | 84.2487 | 201.7713 | 0 | 201.7713 | 85% | 2.1457 | 2.3949 | 0.53996 | 0.049088 | 2.4842 | LED Replacement Lamps for HID (10000 lumen) | 48.9065 | 1.6587 | 7.6307 | 1.6587 | 7.6307 | 83.9378 | 9867.9213 | 4598.9779 | 5268.9434 | 2.1457 | 4120.3058 | 2.3949
LED Replacement Lamps for HID (4000 lumen) | BNI Lighting | ROB/NEW | 11 | N/A | 69.1005 | 14.9317 | N/A | N/A | 100.8 | 25 | 1.25 | 0 | 26.25 | 80.7182 | 0 | 80.7182 | 85% | 0.92854 | 3.075 | 0.42055 | 0.038232 | 1.9348 | LED Replacement Lamps for HID (4000 lumen) | 244.5324 | 3.3177 | 15.2633 | 3.3177 | 15.2633 | 167.8958 | 19738.2107 | 21257.2 | -1518.9893 | 0.92854 | 6418.975 | 3.075
LED Troffer (1x4) | BNI Lighting | RET | 12 | 7 | 179.9017 | 38.8742 | 179.9017 | 38.8742 | 160.2867 | 31.25 | 6.8647 | 0 | 38.1147 | 194.5619 | 0 | 194.5619 | 73% | 1.5706 | 5.1046 | 0.2731 | 0.022758 | 1.2565 | LED Troffer (1x4) | 792.7997 | 24.0506 | 110.6451 | 24.0506 | 110.6451 | 1327.7414 | 154248.5832 | 98207.2756 | 56041.3076 | 1.5706 | 30217.3259 | 5.1046
LED Troffer (2x2) | BNI Lighting | RET | 12 | 7 | 143.8384 | 31.0815 | 143.8384 | 31.0815 | 141.7698 | 31.25 | 5.8018 | 0 | 37.0518 | 155.5598 | 0 | 155.5598 | 73% | 1.4233 | 4.1984 | 0.33205 | 0.027671 | 1.5277 | LED Troffer (2x2) | 1822.4098 | 44.2027 | 203.3549 | 44.2027 | 203.3549 | 2440.2582 | 283493.7378 | 199177.9851 | 84315.7528 | 1.4233 | 67523.5962 | 4.1984
LED Troffer (4x2) | BNI Lighting | RET | 12 | 6.9667 | 230.0263 | 35.2624 | 230.0263 | 35.2624 | 204.3304 | 31.25 | 7.9812 | 0 | 39.2312 | 235.531 | 0 | 235.531 | 73% | 1.4988 | 6.0037 | 0.21985 | 0.018321 | 1.4257 | LED Troffer (4x2) | 3480.0819 | 95.764 | 621.0129 | 95.764 | 621.0129 | 7452.1543 | 819667.0036 | 546868.4881 | 272798.5155 | 1.4988 | 136527.7665 | 6.0037
Linear Ambient Luminaire (10000 lumen) | BNI Lighting | ROB/NEW | 11.6 | N/A | 468.5734 | 101.2522 | N/A | N/A | 217.98 | 68.75 | 16.8478 | 0 | 85.5978 | 492.0865 | 0 | 492.0865 | 73% | 2.7964 | 5.7488 | 0.23548 | 0.0203 | 1.0834 | Linear Ambient Luminaire (10000 lumen) | 187.9038 | 14.8471 | 68.3041 | 14.8471 | 68.3041 | 792.3276 | 92464.9379 | 33066.0477 | 59398.8902 | 2.7964 | 16084.1638 | 5.7488
Linear Ambient Luminaire (2000 lumen) | BNI Lighting | ROB/NEW | 11.6 | N/A | 50.1984 | 10.8472 | N/A | N/A | 12.6 | 18.75 | 2.3742 | 0 | 21.1242 | 52.7173 | 0 | 52.7173 | 73% | 4.5555 | 2.4956 | 0.54245 | 0.046763 | 2.4957 | Linear Ambient Luminaire (2000 lumen) | 59.2026 | 0.50114 | 2.3055 | 0.50114 | 2.3055 | 26.7437 | 3121.002 | 685.1013 | 2435.9007 | 4.5555 | 1250.6043 | 2.4956
Linear Ambient Luminaire (4000 lumen) | BNI Lighting | ROB/NEW | 11.6 | N/A | 96.2515 | 20.7986 | N/A | N/A | 65.52 | 31.25 | 4.3172 | 0 | 35.5672 | 101.0815 | 0 | 101.0815 | 73% | 1.9384 | 2.842 | 0.47633 | 0.041063 | 2.1915 | Linear Ambient Luminaire (4000 lumen) | 1024.462 | 16.6277 | 76.4957 | 16.6277 | 76.4957 | 887.3503 | 103554.1149 | 53422.3871 | 50131.7278 | 1.9384 | 36437.2172 | 2.842
Linear Ambient Luminaire (8000 lumen) | BNI Lighting | ROB/NEW | 11.6 | N/A | 175.9223 | 38.0144 | N/A | N/A | 217.98 | 50 | 7.5348 | 0 | 57.5348 | 184.7501 | 0 | 184.7501 | 73% | 1.1085 | 3.2111 | 0.42158 | 0.036343 | 1.9396 | Linear Ambient Luminaire (8000 lumen) | 579.1556 | 17.1808 | 79.0405 | 17.1808 | 79.0405 | 916.8698 | 106999.0611 | 96522.2026 | 10476.8585 | 1.1085 | 33321.6115 | 3.2111
Linear Replacement Lamp (2 foot) | BNI Lighting | ROB/NEW | 11.6 | N/A | 37.3068 | 8.0615 | N/A | N/A | 12.6882 | 2 | 1.1531 | 0 | 3.1531 | 38.6422 | 0 | 38.6422 | 72% | 3.7558 | 12.2554 | 0.11046 | 0.0095224 | 0.5082 | Linear Replacement Lamp (2 foot) | 3732.3364 | 23.1583 | 106.5398 | 23.1583 | 106.5398 | 1235.8619 | 144225.5559 | 38400.4447 | 105825.1112 | 3.7558 | 11768.3436 | 12.2554
Linear Replacement Lamp (4 foot) | BNI Lighting | ROB/NEW | 11.6 | N/A | 49.6736 | 7.6148 | N/A | N/A | 8.6562 | 4 | 1.528 | 0 | 5.528 | 48.7301 | 0 | 48.7301 | 72% | 6.2793 | 8.8152 | 0.14545 | 0.012538 | 0.94323 | Linear Replacement Lamp (4 foot) | 161257.5231 | 945.1281 | 6128.9884 | 945.1281 | 6128.9884 | 71096.2652 | 7858102.1755 | 1251432.3449 | 6606669.8307 | 6.2793 | 891430.7298 | 8.8152
Low-bay Luminaire (10,000 lumen) | BNI Lighting | ROB/NEW | 11.6 | N/A | 468.5734 | 101.2522 | N/A | N/A | 166.32 | 62.5 | 16.5353 | 0 | 79.0353 | 492.0865 | 0 | 492.0865 | 73% | 3.5672 | 6.2262 | 0.21743 | 0.018744 | 1.0003 | Low-bay Luminaire (10,000 lumen) | 2.574 | 0.20338 | 0.93567 | 0.20338 | 0.93567 | 10.8538 | 1266.643 | 355.0841 | 911.5589 | 3.5672 | 203.439 | 6.2262
Low-bay Luminaire (5000 lumen) | BNI Lighting | ROB/NEW | 11.6 | N/A | 279.9042 | 42.9086 | N/A | N/A | 166.32 | 37.5 | 9.462 | 0 | 46.962 | 278.4017 | 0 | 278.4017 | 73% | 2.1272 | 5.9282 | 0.21627 | 0.018644 | 1.4026 | Low-bay Luminaire (5000 lumen) | 1897.0565 | 63.5221 | 411.9298 | 63.5221 | 411.9298 | 4778.3858 | 528143.6851 | 248278.4185 | 279865.2666 | 2.1272 | 89089.5796 | 5.9282
Low/Zero Energy Livestock Waterer | BNI Process | ROB/NEW | 10 | N/A | 1400 | 590 | N/A | N/A | 992.25 | 125 | 46.2399 | 0 | 171.2399 | 1467.4114 | 0 | 1467.4114 | 71% | 1.9546 | 8.5693 | 0.16211 | 0.016211 | 0.38242 | Low/Zero Energy Livestock Waterer | 2.574 | 1.1527 | 2.719 | 1.1527 | 2.719 | 27.19 | 3777.1537 | 1932.4169 | 1844.7368 | 1.9546 | 440.7758 | 8.5693
Milk Pre-cooler | BNI Process | ROB/NEW | 15 | N/A | 6244.115 | 1796 | N/A | N/A | 4339.44 | 937.5 | 273.2537 | 0 | 1210.7537 | 8306.8596 | 0 | 8306.8596 | 71% | 2.4765 | 6.8609 | 0.25699 | 0.017133 | 0.88825 | Milk Pre-cooler | 2.574 | 3.5088 | 12.127 | 3.5088 | 12.127 | 181.9047 | 21382.065 | 8633.9393 | 12748.1258 | 2.4765 | 3116.5103 | 6.8609
Multi-Tank Conveyor Dishwasher - High Temp | BNI Cooking and Laundry | ROB/NEW | 20 | N/A | 27407.5971 | 2837 | N/A | N/A | 1222.2 | 1875 | 1098.1051 | 0 | 2973.1051 | 36854.3414 | 0 | 36854.3414 | 71% | 18.7471 | 12.3959 | 0.14377 | 0.0071885 | 1.3808 | Multi-Tank Conveyor Dishwasher - High Temp | 3.861 | 8.3138 | 79.8443 | 8.3138 | 79.8443 | 1596.8864 | 142295.9985 | 7590.2869 | 134705.7116 | 18.7471 | 11479.2708 | 12.3959
Multi-Tank Conveyor Dishwasher - Low Temp | BNI Cooking and Laundry | ROB/NEW | 20 | N/A | 18811.2029 | 1947 | N/A | N/A | 1222.2 | 1375 | 758.2498 | 0 | 2133.2498 | 25300.8729 | 0 | 25300.8729 | 71% | 15.5601 | 11.8602 | 0.1503 | 0.007515 | 1.4436 | Multi-Tank Conveyor Dishwasher - Low Temp | 3.861 | 5.7057 | 54.8011 | 5.7057 | 54.8011 | 1096.0229 | 97687.6221 | 6278.0928 | 91409.5293 | 15.5601 | 8236.5578 | 11.8602
Natural Barn Ventiliation - Year-Round | BNI Process | ROB/NEW | 15 | N/A | 44738.571 | 5107 | N/A | N/A | 4289.25 | 1250 | 1449.1352 | 0 | 2699.1352 | 50881.9303 | 0 | 50881.9303 | 71% | 11.3209 | 18.8512 | 0.07996 | 0.0053307 | 0.69638 | Natural Barn Ventiliation - Year-Round | 5.1481 | 19.9547 | 173.7776 | 19.9547 | 173.7776 | 2606.6647 | 261942.7291 | 23137.9254 | 238804.8036 | 11.3209 | 13895.2835 | 18.8512
No-Loss Drain | BNI Process | ROB/NEW | 15 | N/A | 7143.605 | 1392 | N/A | N/A | 332.5 | 150 | 246.3932 | 0 | 396.3932 | 8766.0731 | 0 | 8766.0731 | 71% | 18.1692 | 22.1146 | 0.073543 | 0.0049029 | 0.37521 | No-Loss Drain | 2.574 | 2.7195 | 13.8739 | 2.7195 | 13.8739 | 208.1088 | 22564.0921 | 1241.8852 | 21322.2069 | 18.1692 | 1020.326 | 22.1146
Occupancy Sensor (Ceiling Mounted) | BNI Lighting | ROB/NEW | 10 | N/A | 187.7496 | 43.9824 | N/A | N/A | 115.71 | 50 | 9.063 | 0 | 59.063 | 240.8267 | 0 | 240.8267 | 100% | 1.9301 | 4.0775 | 0.29602 | 0.029602 | 1.2563 | Occupancy Sensor (Ceiling Mounted) | 23.8245 | 1.1202 | 4.7535 | 1.1202 | 4.7535 | 47.5349 | 5737.5647 | 2972.6486 | 2764.9161 | 1.9301 | 1407.1439 | 4.0775
Occupancy Sensor (Wall Mounted) | BNI Lighting | ROB/NEW | 10 | N/A | 109.2361 | 25.5898 | N/A | N/A | 74.3337 | 25 | 5.0685 | 0 | 30.0685 | 140.1174 | 0 | 140.1174 | 100% | 1.7647 | 4.6599 | 0.25902 | 0.025902 | 1.0992 | Occupancy Sensor (Wall Mounted) | 209.4044 | 5.7284 | 24.3088 | 5.7284 | 24.3088 | 243.0876 | 29341.192 | 16627.1651 | 12714.0269 | 1.7647 | 6296.4718 | 4.6599
Occupancy Sensor (Exterior) | BNI Lighting | ROB/NEW | 10 | N/A | 118.3768 | 25.9563 | N/A | N/A | 89.838 | 12.5 | 4.713 | 0 | 17.213 | 150.0067 | 0 | 150.0067 | 100% | 1.5865 | 8.7147 | 0.13683 | 0.013683 | 0.62038 | Occupancy Sensor (Exterior) | 6.2696 | 0.17396 | 0.78871 | 0.17396 | 0.78871 | 7.8871 | 940.4808 | 592.7961 | 347.6846 | 1.5865 | 107.9184 | 8.7147
Open to Closed Cooler Conversion | BNI Refrigeration | RET | 12 | 4 | 54750 | 6250 | 18250 | 2083 | 49662.8495 | 3125 | 156.25 | 0 | 3281.25 | 31807.0269 | 0 | 31807.0269 | 71% | 0.89808 | 9.6936 | 0.07943 | 0.011915 | 0.69174 | Open to Closed Cooler Conversion | 2.5078 | 11.8964 | 103.5983 | 11.8964 | 103.5983 | 690.6551 | 79766.8383 | 88819.7444 | -9052.906 | 0.89808 | 8228.8401 | 9.6936
Outside Air Economizer | BNI Refrigeration | ROB/NEW | 15 | N/A | 5851.542 | 1953 | N/A | N/A | 1159.2 | 2500 | 345.331 | 0 | 2845.331 | 8084.9411 | 0 | 8084.9411 | 71% | 6.9199 | 2.8415 | 0.64446 | 0.042964 | 1.9196 | Outside Air Economizer | 2.574 | 3.8155 | 11.3645 | 3.8155 | 11.3645 | 170.4682 | 20810.8413 | 3007.3955 | 17803.4457 | 6.9199 | 7323.9532 | 2.8415
Packaged Terminal Heat Pump (12kBTU/hr) | BNI HVAC | ROB/NEW | 15 | N/A | 4600.652 | 0 | N/A | N/A | 211.68 | 625 | 165.0544 | 0 | 790.0544 | 4909.888 | 0 | 4909.888 | 75% | 15.1627 | 6.2146 | 0.21546 | 0.014364 | N/A | Packaged Terminal Heat Pump (12kBTU/hr) | 115.3605 | 0 | 423.0079 | 0 | 423.0079 | 6345.1183 | 566407.1463 | 37355.3859 | 529051.7604 | 15.1627 | 91141.066 | 6.2146
Pole/Arm-Mounted Area Luminaire (1300 lumen) | BNI Lighting | ROB/NEW | 13.7 | N/A | 147.2556 | 32.9476 | N/A | N/A | 39.0754 | 62.5 | 8.7698 | 0 | 71.2698 | 207.1347 | 0 | 207.1347 | 85% | 4.9337 | 2.9063 | 0.5358 | 0.03911 | 2.3807 | Pole/Arm-Mounted Area Luminaire (1300 lumen) | 12.5392 | 0.3754 | 1.6679 | 0.3754 | 1.6679 | 22.8503 | 2597.2999 | 526.4442 | 2070.8557 | 4.9337 | 893.6657 | 2.9063
Pole/Arm-Mounted Area Luminaire (20000 lumen) | BNI Lighting | ROB/NEW | 13.7 | N/A | 1202.3976 | 274.52 | N/A | N/A | 483.84 | 187.5 | 55.6498 | 0 | 243.1498 | 1698.0323 | 0 | 1698.0323 | 85% | 3.6367 | 6.9835 | 0.22387 | 0.016341 | 0.97482 | Pole/Arm-Mounted Area Luminaire (20000 lumen) | 359.8746 | 89.7681 | 390.8669 | 89.7681 | 390.8669 | 5354.8767 | 611078.7069 | 168030.4221 | 443048.2848 | 3.6367 | 87503.4405 | 6.9835
Pole/Arm-Mounted Area Luminaire (30000 lumen) | BNI Lighting | ROB/NEW | 13.7 | N/A | 2821.9902 | 644.29 | N/A | N/A | 901.74 | 312.5 | 124.2305 | 0 | 436.7305 | 3985.2296 | 0 | 3985.2296 | 85% | 4.4742 | 9.1251 | 0.17133 | 0.012506 | 0.74603 | Pole/Arm-Mounted Area Luminaire (30000 lumen) | 163.0094 | 95.4313 | 415.5256 | 95.4313 | 415.5256 | 5692.7005 | 649629.9021 | 145194.0319 | 504435.8702 | 4.4742 | 71191.1857 | 9.1251
Pole/Arm-Mounted Area Luminaire (5000 lumen) | BNI Lighting | ROB/NEW | 13.7 | N/A | 886.4244 | 202.38 | N/A | N/A | 150.29 | 93.75 | 38.8019 | 0 | 132.5519 | 1251.8133 | 0 | 1251.8133 | 85% | 7.5162 | 9.4439 | 0.16554 | 0.012084 | 0.72085 | Pole/Arm-Mounted Area Luminaire (5000 lumen) | 40.1254 | 7.3788 | 32.1285 | 7.3788 | 32.1285 | 440.1606 | 50229.4975 | 6682.8212 | 43546.6763 | 7.5162 | 5318.6984 | 9.4439
Pole/Arm-Mounted Area Luminaire (50000 lumen) | BNI Lighting | ROB/NEW | 13.7 | N/A | 1987.6878 | 453.81 | N/A | N/A | 1502.9 | 437.5 | 98.372 | 0 | 535.872 | 2807.0233 | 0 | 2807.0233 | 85% | 2.0402 | 5.2382 | 0.29846 | 0.021785 | 1.2996 | Pole/Arm-Mounted Area Luminaire (50000 lumen) | 178.0564 | 73.4224 | 319.6947 | 73.4224 | 319.6947 | 4379.8173 | 499808.5372 | 244976.6271 | 254831.9101 | 2.0402 | 95415.4613 | 5.2382
Pole/Arm-Mounted Area Luminaire (60000 lumen) | BNI Lighting | ROB/NEW | 13.7 | N/A | 1570.5366 | 358.57 | N/A | N/A | 1955.52 | 562.5 | 88.5678 | 0 | 651.0678 | 2217.9202 | 0 | 2217.9202 | 85% | 1.2668 | 3.4066 | 0.45893 | 0.033499 | 1.9984 | Pole/Arm-Mounted Area Luminaire (60000 lumen) | 12.5392 | 4.0854 | 17.7888 | 4.0854 | 17.7888 | 243.7067 | 27810.911 | 21953.1009 | 5857.8101 | 1.2668 | 8163.8595 | 3.4066
Pole/Arm-Mounted Decorative Luminaire (10000 lumen) | BNI Lighting | ROB/NEW | 23 | N/A | 874.9488 | 195.7648 | N/A | N/A | 300.58 | 125 | 53.0744 | 0 | 178.0744 | 1718.1977 | 0 | 1718.1977 | 85% | 5.5683 | 9.6488 | 0.22531 | 0.0097963 | 1.0011 | Pole/Arm-Mounted Decorative Luminaire (10000 lumen) | 12.5392 | 2.2305 | 9.9102 | 2.2305 | 9.9102 | 227.9341 | 21544.7985 | 3869.1831 | 17675.6154 | 5.5683 | 2232.9072 | 9.6488
Pole/Arm-Mounted Decorative Luminaire (1300 lumen) | BNI Lighting | ROB/NEW | 23 | N/A | 361.8756 | 80.9676 | N/A | N/A | 39.0754 | 75 | 23.1164 | 0 | 98.1164 | 710.6402 | 0 | 710.6402 | 85% | 12.6156 | 7.2428 | 0.30016 | 0.01305 | 1.3337 | Pole/Arm-Mounted Decorative Luminaire (1300 lumen) | 12.5392 | 0.92252 | 4.0988 | 0.92252 | 4.0988 | 94.2727 | 8910.8493 | 706.3382 | 8204.5111 | 12.6156 | 1230.2994 | 7.2428
Pole/Arm-Mounted Decorative Luminaire (5000 lumen) | BNI Lighting | ROB/NEW | 23 | N/A | 1083.5244 | 242.4324 | N/A | N/A | 1035.216 | 93.75 | 62.6741 | 0 | 156.4241 | 2127.7921 | 0 | 2127.7921 | 85% | 2.2573 | 13.6027 | 0.15982 | 0.0069488 | 0.71013 | Pole/Arm-Mounted Decorative Luminaire (5000 lumen) | 12.5392 | 2.7622 | 12.2726 | 2.7622 | 12.2726 | 282.2705 | 26680.7782 | 11819.5326 | 14861.2456 | 2.2573 | 1961.431 | 13.6027
Pot, Pan and Utensil Dishwasher - High Temp | BNI Cooking and Laundry | ROB/NEW | 10 | N/A | 3310.7717 | 343 | N/A | N/A | 2154.6 | 250 | 86.1748 | 0 | 336.1748 | 2703.4612 | 0 | 2703.4612 | 71% | 1.673 | 8.0418 | 0.13458 | 0.013458 | 1.2914 | Pot, Pan and Utensil Dishwasher - High Temp | 3.861 | 1.0052 | 9.645 | 1.0052 | 9.645 | 96.45 | 10438.1654 | 6239.2081 | 4198.9573 | 1.673 | 1297.9834 | 8.0418
Premium High Bay Luminaire (15 000 lumen) | BNI Lighting | ROB/NEW | 22.3 | N/A | 312.0531 | 47.8369 | N/A | N/A | 237.258 | 125 | 21.5568 | 0 | 146.5568 | 561.6776 | 0 | 561.6776 | 85% | 2.5162 | 3.8325 | 0.51993 | 0.023315 | 3.3718 | Premium High Bay Luminaire (15 000 lumen) | 3761.7555 | 163.5124 | 1060.3488 | 163.5124 | 1060.3488 | 23645.7777 | 2112893.9506 | 839722.1869 | 1273171.7637 | 2.5162 | 551311.0278 | 3.8325
Premium High Bay Luminaire (25 000 lumen) | BNI Lighting | ROB/NEW | 22.3 | N/A | 520.0613 | 79.7241 | N/A | N/A | 263.61 | 187.5 | 34.8851 | 0 | 222.3851 | 936.0804 | 0 | 936.0804 | 85% | 3.6149 | 4.2093 | 0.47339 | 0.021228 | 3.07 | Premium High Bay Luminaire (25 000 lumen) | 2408.0005 | 174.4386 | 1131.2035 | 174.4386 | 1131.2035 | 25225.8387 | 2254082.0033 | 623560.3363 | 1630521.6671 | 3.6149 | 535503.3714 | 4.2093
Premium High Bay Luminaire (35 000 lumen) | BNI Lighting | ROB/NEW | 22.3 | N/A | 728.1104 | 111.6175 | N/A | N/A | 797.202 | 312.5 | 51.3403 | 0 | 363.8403 | 1310.5567 | 0 | 1310.5567 | 85% | 1.7978 | 3.602 | 0.5532 | 0.024807 | 3.5876 | Premium High Bay Luminaire (35 000 lumen) | 313.4796 | 31.7935 | 206.1751 | 31.7935 | 206.1751 | 4597.7041 | 410832.8073 | 228514.7368 | 182318.0705 | 1.7978 | 114056.5239 | 3.602
Premium High Bay Luminaire (50 000 lumen) | BNI Lighting | ROB/NEW | 22.3 | N/A | 1040.1635 | 159.4544 | N/A | N/A | 872.21 | 437.5 | 72.8972 | 0 | 510.3972 | 1872.2343 | 0 | 1872.2343 | 85% | 2.2993 | 3.6682 | 0.54322 | 0.02436 | 3.5229 | Premium High Bay Luminaire (50 000 lumen) | 294.7259 | 42.7023 | 276.9169 | 42.7023 | 276.9169 | 6175.2474 | 551795.8862 | 239988.1037 | 311807.7824 | 2.2993 | 150427.248 | 3.6682
Premium High Bay Luminaire (60 000 lumen) | BNI Lighting | ROB/NEW | 22.3 | N/A | 1248.2126 | 191.3478 | N/A | N/A | 1497.132 | 562.5 | 89.3524 | 0 | 651.8524 | 2246.7106 | 0 | 2246.7106 | 85% | 1.6497 | 3.4467 | 0.57814 | 0.025925 | 3.7493 | Premium High Bay Luminaire (60 000 lumen) | 62.6959 | 10.9008 | 70.6899 | 10.9008 | 70.6899 | 1576.3852 | 140859.5967 | 85386.4947 | 55473.102 | 1.6497 | 40868.4886 | 3.4467
Refrigerated Case Luminaire | BNI Lighting | ROB/NEW | 16.3 | N/A | 153.0972 | 25.2788 | N/A | N/A | 173.88 | 37.5 | 8.1831 | 0 | 45.6831 | 231.4733 | 0 | 231.4733 | 85% | 1.484 | 5.0669 | 0.33034 | 0.020266 | 1.9889 | Refrigerated Case Luminaire | 940.4389 | 21.6015 | 130.0551 | 21.6015 | 130.0551 | 2119.8983 | 217686.5131 | 146690.7034 | 70995.8097 | 1.484 | 42962.177 | 5.0669
Remote Condensing Unit (800 lbs per day) | BNI Cooking and Laundry | ROB/NEW | 10 | N/A | 1267 | 197 | N/A | N/A | 679.63 | 175 | 38.2698 | 0 | 213.2698 | 1083.2166 | 0 | 1083.2166 | 71% | 2.0799 | 5.0791 | 0.22309 | 0.022309 | 1.4264 | Remote Condensing Unit (800 lbs per day) | 3.861 | 0.57731 | 3.691 | 0.57731 | 3.691 | 36.9105 | 4182.3399 | 2010.8559 | 2171.4839 | 2.0799 | 823.4429 | 5.0791
Server Virtualization and Decommissioning | BNI Process | RET | 4 | 5 | 8301.852 | 948 | 8453.926 | 965 | 411.5844 | 500 | 131.4048 | 0 | 631.4048 | 3904.473 | 0 | 3904.473 | 71% | 9.2167 | 6.1838 | 0.1008 | 0.02016 | 0.87758 | Server Virtualization and Decommissioning | 2.574 | 1.8521 | 16.1234 | 1.8521 | 16.1234 | 80.617 | 10050.2114 | 1090.4334 | 8959.778 | 9.2167 | 1625.2517 | 6.1838
Single -Tank Conveyor Dishwasher - High Temp | BNI Cooking and Laundry | ROB/NEW | 20 | N/A | 9212 | 953 | N/A | N/A | 2583 | 875 | 381.2363 | 0 | 1256.2363 | 12383.9009 | 0 | 12383.9009 | 71% | 5.5905 | 9.8579 | 0.18074 | 0.0090369 | 1.7369 | Single -Tank Conveyor Dishwasher - High Temp | 3.861 | 2.7928 | 26.8366 | 2.7928 | 26.8366 | 536.7314 | 47814.7073 | 8552.8403 | 39261.867 | 5.5905 | 4850.3755 | 9.8579
Single -Tank Conveyor Dishwasher - Low Temp | BNI Cooking and Laundry | ROB/NEW | 20 | N/A | 13626.434 | 1410 | N/A | N/A | 0 | 1000 | 549.4007 | 0 | 1549.4007 | 18325.2761 | 0 | 18325.2761 | 71% | 33.355 | 11.8273 | 0.1507 | 0.007535 | 1.4479 | Single -Tank Conveyor Dishwasher - Low Temp | 3.861 | 4.132 | 39.6968 | 4.132 | 39.6968 | 793.9356 | 70754.5804 | 2121.2569 | 68633.3235 | 33.355 | 5982.2945 | 11.8273
Single Heat Pad (Agriculture) | BNI Process | ROB/NEW | 10 | N/A | 655.5 | 95 | N/A | N/A | 108.2844 | 75 | 18.847 | 0 | 93.847 | 553.9779 | 0 | 553.9779 | 71% | 5.7869 | 5.903 | 0.18975 | 0.018975 | 1.3016 | Single Heat Pad (Agriculture) | 2.574 | 0.1856 | 1.2731 | 0.1856 | 1.2731 | 12.7308 | 1425.953 | 246.4087 | 1179.5443 | 5.7869 | 241.5646 | 5.903
Single-Tank Door type Dishwasher - High Temp | BNI Cooking and Laundry | ROB/NEW | 15 | N/A | 11863.2391 | 1228 | N/A | N/A | 2422.98 | 1000 | 414.0158 | 0 | 1414.0158 | 13357.3893 | 0 | 13357.3893 | 71% | 6.2583 | 9.4464 | 0.15797 | 0.010532 | 1.5172 | Single-Tank Door type Dishwasher - High Temp | 7.7221 | 7.1973 | 69.1204 | 7.1973 | 69.1204 | 1036.8062 | 103146.7648 | 16481.4692 | 86665.2956 | 6.2583 | 10919.1364 | 9.4464
Single-Tank Door type Dishwasher - Low Temp | BNI Cooking and Laundry | ROB/NEW | 15 | N/A | 16152.5529 | 1672 | N/A | N/A | 17.64 | 1250 | 558.273 | 0 | 1808.273 | 18192.1582 | 0 | 18192.1582 | 71% | 31.8715 | 10.0605 | 0.14837 | 0.0098915 | 1.425 | Single-Tank Door type Dishwasher - Low Temp | 3.861 | 4.8998 | 47.0559 | 4.8998 | 47.0559 | 705.8387 | 70240.6071 | 2203.8702 | 68036.7369 | 31.8715 | 6981.8101 | 10.0605
Smart thermostats for central air source heat pump | BNI HVAC | ROB/NEW | 11 | N/A | 298 | 0 | N/A | N/A | 106 | 74.5 | 11.502 | 0 | 86.002 | 285.3722 | 0 | 285.3722 | 85% | 2.8087 | 3.3182 | 0.31949 | 0.029045 | N/A | Smart thermostats for central air source heat pump | 108.3454 | 0 | 29.1646 | 0 | 29.1646 | 320.811 | 30918.7772 | 11008.1103 | 19910.667 | 2.8087 | 9317.9213 | 3.3182
Smart thermostats for electric baseboards | BNI HVAC | ROB/NEW | 11 | N/A | 146 | 0 | N/A | N/A | 151 | 36.5 | 5.6352 | 0 | 42.1352 | 139.8132 | 0 | 139.8132 | 85% | 1.0435 | 3.3182 | 0.31949 | 0.029045 | N/A | Smart thermostats for electric baseboards | 707.8569 | 0 | 93.3529 | 0 | 93.3529 | 1026.8822 | 98967.7549 | 94842.3424 | 4125.4125 | 1.0435 | 29825.6865 | 3.3182
Smart thermostats for mini-split heat pumps | BNI HVAC | ROB/NEW | 11 | N/A | 74 | 0 | N/A | N/A | 166 | 18.5 | 0.925 | 0 | 19.425 | 70.8642 | 0 | 70.8642 | 85% | 0.49896 | 3.6481 | 0.2906 | 0.026418 | N/A | Smart thermostats for mini-split heat pumps | 75.8418 | 0 | 5.0696 | 0 | 5.0696 | 55.7651 | 5374.472 | 10771.4331 | -5396.9611 | 0.49896 | 1473.2272 | 3.6481
Solid Door Freezer | BNI Cooking and Laundry | ROB/NEW | 12 | N/A | 2128 | 165 | N/A | N/A | 0 | 225 | 65.086 | 0 | 290.086 | 1975.4854 | 0 | 1975.4854 | 71% | 30.3519 | 6.81 | 0.18067 | 0.015056 | 2.3165 | Solid Door Freezer | 11.5831 | 1.4506 | 18.598 | 1.4506 | 18.598 | 223.1758 | 22882.2708 | 753.898 | 22128.3728 | 30.3519 | 3360.0984 | 6.81
Solid Door Refrigerator | BNI Cooking and Laundry | ROB/NEW | 12 | N/A | 818 | 63 | N/A | N/A | 0 | 131.25 | 27.2466 | 0 | 158.4966 | 758.994 | 0 | 758.994 | 71% | 27.8564 | 4.7887 | 0.2568 | 0.0214 | 3.3149 | Solid Door Refrigerator | 61.7766 | 2.9539 | 38.1282 | 2.9539 | 38.1282 | 457.5384 | 46888.0721 | 1683.2035 | 45204.8686 | 27.8564 | 9791.3825 | 4.7887
Standard Capacity Electric Fryer | BNI Cooking and Laundry | ROB/NEW | 12 | N/A | 952 | 148 | N/A | N/A | 264.6 | 625 | 57.137 | 0 | 682.137 | 949.9128 | 0 | 949.9128 | 71% | 3.8771 | 1.3926 | 0.94966 | 0.079138 | 6.0729 | Standard Capacity Electric Fryer | 3.861 | 0.43371 | 2.7734 | 0.43371 | 2.7734 | 33.2806 | 3667.6489 | 945.9659 | 2721.683 | 3.8771 | 2633.7568 | 1.3926
Strip-Curtains for Display Cases | BNI Refrigeration | ROB/NEW | 4 | N/A | 28970.31 | 3307 | N/A | N/A | 302.4 | 1000 | 358.6478 | 0 | 1358.6478 | 11325.6865 | 0 | 11325.6865 | 71% | 19.7535 | 8.336 | 0.062156 | 0.015539 | 0.54133 | Strip-Curtains for Display Cases | 51.4805 | 129.215 | 1125.2912 | 129.215 | 1125.2912 | 4501.165 | 583052.0216 | 29516.4382 | 553535.5834 | 19.7535 | 69943.8701 | 8.336
Track/Mono-point Direction Luminaire | BNI Lighting | ROB/NEW | 12 | N/A | 196.4825 | 44.7797 | N/A | N/A | 17.2494 | 18.75 | 7.7479 | 0 | 26.4979 | 249.9035 | 0 | 249.9035 | 85% | 11.1515 | 9.4311 | 0.1493 | 0.012442 | 0.65126 | Track/Mono-point Direction Luminaire | 35.1097 | 1.4286 | 6.2313 | 1.4286 | 6.2313 | 74.776 | 8774.0409 | 786.804 | 7987.2369 | 11.1515 | 930.3329 | 9.4311
Under-Counter Dishwasher - HighTemp | BNI Cooking and Laundry | ROB/NEW | 10 | N/A | 3170.6766 | 328 | N/A | N/A | 151.2 | 312.5 | 86.0352 | 0 | 398.5352 | 2583.6683 | 0 | 2583.6683 | 71% | 13.3601 | 6.4829 | 0.16659 | 0.016659 | 1.601 | Under-Counter Dishwasher - HighTemp | 3.861 | 0.9612 | 9.2369 | 0.9612 | 9.2369 | 92.3687 | 9975.6406 | 746.6751 | 9228.9654 | 13.3601 | 1538.7593 | 6.4829
Under-Counter Dishwasher - Low Temp | BNI Cooking and Laundry | ROB/NEW | 10 | N/A | 2539.5124 | 263 | N/A | N/A | 63 | 250 | 68.9265 | 0 | 318.9265 | 2070.543 | 0 | 2070.543 | 71% | 18.2176 | 6.4922 | 0.16645 | 0.016645 | 1.5978 | Under-Counter Dishwasher - Low Temp | 7.7221 | 1.5414 | 14.7963 | 1.5414 | 14.7963 | 147.9631 | 15988.8892 | 877.6638 | 15111.2253 | 18.2176 | 2462.7742 | 6.4922
Variable Speed Kitchen Exhaust Fan | BNI Cooking and Laundry | ROB/NEW | 15 | N/A | 8972 | 1034 | N/A | N/A | 6277.6 | 3125 | 434.6278 | 0 | 3559.6278 | 10214.9422 | 0 | 10214.9422 | 71% | 2.0882 | 2.8697 | 0.52583 | 0.035055 | 4.536 | Variable Speed Kitchen Exhaust Fan | 1.2539 | 0.98407 | 8.4884 | 0.98407 | 8.4884 | 127.3265 | 12808.7049 | 6133.8229 | 6674.882 | 2.0882 | 4463.4831 | 2.8697
Ventilation Fan (Agriculture) (18 inches) | BNI Process | ROB/NEW | 15 | N/A | 254 | 90 | N/A | N/A | 1082.62 | 68.75 | 3.4375 | 0 | 72.1875 | 356.7604 | 0 | 356.7604 | 71% | 0.46207 | 4.9421 | 0.37667 | 0.025111 | 1.0568 | Ventilation Fan (Agriculture) (18 inches) | 27.4474 | 1.8749 | 5.2602 | 1.8749 | 5.2602 | 78.9034 | 9792.1601 | 21192.1064 | -11399.9462 | 0.46207 | 1981.3622 | 4.9421
Ventilation Fan (Agriculture) (24 inches) | BNI Process | ROB/NEW | 15 | N/A | 436.455 | 156 | N/A | N/A | 1082.62 | 81.25 | 4.0625 | 0 | 85.3125 | 614.5338 | 0 | 614.5338 | 71% | 0.79528 | 7.2033 | 0.25906 | 0.017271 | 0.72057 | Ventilation Fan (Agriculture) (24 inches) | 20.5922 | 2.4382 | 6.7813 | 2.4382 | 6.7813 | 101.7191 | 12654.6027 | 15912.0609 | -3257.4581 | 0.79528 | 1756.7721 | 7.2033
VFD - 1.5 hp - Institutional - Condensor Pump | BNI HVAC | ROB/NEW | 15 | N/A | 3196.875 | -4.725 | N/A | N/A | 1500 | 625 | 119.1251 | 0 | 744.1251 | 3224.5373 | 0 | 3224.5373 | 71% | 2.7231 | 4.3333 | 0.3085 | 0.020566 | -207.5055 | VFD - 1.5 hp - Institutional - Condensor Pump | 2.5078 | -0.0089937 | 6.0491 | -0.0089937 | 6.0491 | 90.7372 | 8086.6139 | 2969.5928 | 5117.0211 | 2.7231 | 1866.1446 | 4.3333
VFD - 1.5 hp - Retail - Make-Up Air Fan | BNI HVAC | ROB/NEW | 15 | N/A | 4485 | 85.8375 | N/A | N/A | 1500 | 625 | 157.3368 | 0 | 782.3368 | 4626.6975 | 0 | 4626.6975 | 71% | 3.7851 | 5.9139 | 0.23119 | 0.015412 | 12.0089 | VFD - 1.5 hp - Retail - Make-Up Air Fan | 2.5078 | 0.16339 | 8.4865 | 0.16339 | 8.4865 | 127.2981 | 11603.0032 | 3065.4215 | 8537.5817 | 3.7851 | 1961.9733 | 5.9139
VFD - 10 hp - Institutional - Make-up Air Fan | BNI HVAC | ROB/NEW | 15 | N/A | 34308.571 | 523.2 | N/A | N/A | 2986.2 | 1500 | 1035.4712 | 0 | 2535.4712 | 35244.0398 | 0 | 35244.0398 | 71% | 11.1685 | 13.9004 | 0.097946 | 0.0065297 | 6.3852 | VFD - 10 hp - Institutional - Make-up Air Fan | 2.5078 | 0.99587 | 64.9189 | 0.99587 | 64.9189 | 973.7831 | 88386.3065 | 7913.9139 | 80472.3926 | 11.1685 | 6358.5484 | 13.9004
VFD - 10 hp - Retail - Supply Fan | BNI HVAC | ROB/NEW | 15 | N/A | 13097.143 | 542.4 | N/A | N/A | 3448.62 | 1500 | 452.0467 | 0 | 1952.0467 | 13835.5507 | 0 | 13835.5507 | 71% | 4.7699 | 7.0877 | 0.19754 | 0.013169 | 4.7419 | VFD - 10 hp - Retail - Supply Fan | 9.5239 | 3.9208 | 94.1153 | 3.9208 | 94.1153 | 1411.7291 | 131768.3016 | 27624.6878 | 104143.6138 | 4.7699 | 18591.0831 | 7.0877
VFD - 15 hp - Institutional - Chilled Water Pump | BNI HVAC | ROB/NEW | 15 | N/A | 12486.0335 | 3216.8715 | N/A | N/A | 5894.56 | 1875 | 535.0715 | 0 | 2410.0715 | 16194.087 | 0 | 16194.087 | 71% | 3.4308 | 6.7193 | 0.25582 | 0.017055 | 0.98715 | VFD - 15 hp - Institutional - Chilled Water Pump | 5.0157 | 12.2461 | 47.2523 | 12.2461 | 47.2523 | 708.7843 | 81224.2606 | 23675.0301 | 57549.2306 | 3.4308 | 12088.133 | 6.7193
VFD - 15 hp - Retail - Exhaust Fan | BNI HVAC | ROB/NEW | 15 | N/A | 51821.2291 | 767.2626 | N/A | N/A | 5894.56 | 1875 | 1543.7919 | 0 | 3418.7919 | 53208.6083 | 0 | 53208.6083 | 71% | 9.2877 | 15.5636 | 0.087437 | 0.0058291 | 5.871 | VFD - 15 hp - Retail - Exhaust Fan | 5.0157 | 2.9209 | 196.1128 | 2.9209 | 196.1128 | 2941.6927 | 266877.0317 | 28734.4425 | 238142.5892 | 9.2877 | 17147.5455 | 15.5636
VFD - 25 hp - Institutional - Exhaust Fan | BNI HVAC | ROB/NEW | 15 | N/A | 92719.78 | 4350 | N/A | N/A | 6962.55 | 3125 | 2840.9797 | 0 | 5965.9797 | 98514.8979 | 0 | 98514.8979 | 71% | 12.6554 | 16.5128 | 0.085279 | 0.0056852 | 1.8071 | VFD - 25 hp - Institutional - Exhaust Fan | 5.0157 | 16.5598 | 350.8898 | 16.5598 | 350.8898 | 5263.3467 | 494118.6091 | 39043.9631 | 455074.6461 | 12.6554 | 29923.4089 | 16.5128
VFD - 25 hp - Institutional - Hot Water Circulating Loop Pump | BNI HVAC | ROB/NEW | 15 | N/A | 66098.9011 | 3438.4615 | N/A | N/A | 6962.55 | 3125 | 2080.3951 | 0 | 5205.3951 | 70605.6024 | 0 | 70605.6024 | 71% | 10.0523 | 13.5639 | 0.10437 | 0.0069582 | 1.9947 | VFD - 25 hp - Institutional - Hot Water Circulating Loop Pump | 5.0157 | 13.0897 | 250.1454 | 13.0897 | 250.1454 | 3752.1814 | 354134.682 | 35229.1187 | 318905.5633 | 10.0523 | 26108.5645 | 13.5639
VFD - 30 hp - Institutional - Make-up Air Fan | BNI HVAC | ROB/NEW | 15 | N/A | 98976 | 1509.2308 | N/A | N/A | 6596.1 | 3750 | 2958.3368 | 0 | 6708.3368 | 101674.56 | 0 | 101674.56 | 71% | 13.3055 | 15.1564 | 0.089829 | 0.0059886 | 5.8566 | VFD - 30 hp - Institutional - Make-up Air Fan | 2.5078 | 2.8727 | 187.2829 | 2.8727 | 187.2829 | 2809.2442 | 254983.2219 | 19163.8064 | 235819.4155 | 13.3055 | 16823.4152 | 15.1564
VFD - 30 hp - Retail - Supply Fan | BNI HVAC | ROB/NEW | 15 | N/A | 37780.22 | 1564.6154 | N/A | N/A | 6596.1 | 3750 | 1275.1346 | 0 | 5025.1346 | 39910.2422 | 0 | 39910.2422 | 71% | 6.6982 | 7.9421 | 0.17628 | 0.011752 | 4.2318 | VFD - 30 hp - Retail - Supply Fan | 10.2961 | 12.2269 | 293.4988 | 12.2269 | 293.4988 | 4402.4815 | 410919.8574 | 61347.9298 | 349571.9276 | 6.6982 | 51739.2899 | 7.9421
VFD - 40 hp - Warehousing - Exhaust Fan | BNI HVAC | ROB/NEW | 15 | N/A | 144383.86 | 6906.8702 | N/A | N/A | 7607.88 | 5000 | 4434.7127 | 0 | 9434.7127 | 153556.0717 | 0 | 153556.0717 | 71% | 15.6112 | 16.2756 | 0.086605 | 0.0057736 | 1.7998 | VFD - 40 hp - Warehousing - Exhaust Fan | 5.0157 | 26.2934 | 546.4079 | 26.2934 | 546.4079 | 8196.1186 | 770187.1916 | 49335.7112 | 720851.4804 | 15.6112 | 47321.4426 | 16.2756
VFD - 5 hp - Institutional - Chilled Water Pump | BNI HVAC | ROB/NEW | 15 | N/A | 14192.982 | 1122.4561 | N/A | N/A | 2594.34 | 937.5 | 471.6826 | 0 | 1409.1826 | 15588.1144 | 0 | 15588.1144 | 71% | 6.7374 | 11.0618 | 0.13159 | 0.0087727 | 1.6542 | VFD - 5 hp - Institutional - Chilled Water Pump | 5.0157 | 4.273 | 53.7121 | 4.273 | 53.7121 | 805.6812 | 78184.8995 | 11604.5841 | 66580.3154 | 6.7374 | 7068.0003 | 11.0618
VFD - 5 hp - Retail - Exhaust Fan | BNI HVAC | ROB/NEW | 15 | N/A | 18081.871 | 267.7193 | N/A | N/A | 3056.76 | 937.5 | 552.835 | 0 | 1490.335 | 18565.9663 | 0 | 18565.9663 | 71% | 6.8179 | 12.4576 | 0.10924 | 0.0072825 | 7.3348 | VFD - 5 hp - Retail - Exhaust Fan | 5.0157 | 1.0192 | 68.4292 | 1.0192 | 68.4292 | 1026.4385 | 93120.8339 | 13658.3555 | 79462.4784 | 6.8179 | 7475.0346 | 12.4576
VFD - 7.5 hp - Institutional - Chilled Water Pump | BNI HVAC | ROB/NEW | 15 | N/A | 21289.474 | 1683.6842 | N/A | N/A | 3226.58 | 1250 | 699.7114 | 0 | 1949.7114 | 23382.1726 | 0 | 23382.1726 | 71% | 7.8186 | 11.9926 | 0.12138 | 0.0080918 | 1.5258 | VFD - 7.5 hp - Institutional - Chilled Water Pump | 5.0157 | 6.4095 | 80.5681 | 6.4095 | 80.5681 | 1208.5219 | 117277.3543 | 14999.7901 | 102277.5642 | 7.8186 | 9779.1165 | 11.9926
VFD - 7.5 hp - Warehousing - Exhaust Fan | BNI HVAC | ROB/NEW | 15 | N/A | 29035.088 | 1388.9474 | N/A | N/A | 3226.58 | 1250 | 904.031 | 0 | 2154.031 | 30879.5876 | 0 | 30879.5876 | 71% | 9.6653 | 14.3357 | 0.098324 | 0.0065549 | 2.0434 | VFD - 7.5 hp - Warehousing - Exhaust Fan | 5.0157 | 5.2875 | 109.8807 | 5.2875 | 109.8807 | 1648.2107 | 154881.9437 | 16024.591 | 138857.3527 | 9.6653 | 10803.9174 | 14.3357
VFD Milk Transfer Pump | BNI Process | ROB/NEW | 15 | N/A | 2545.875 | 671 | N/A | N/A | 3780 | 625 | 121.692 | 0 | 746.692 | 3318.7265 | 0 | 3318.7265 | 71% | 1.1829 | 4.4446 | 0.38872 | 0.025915 | 1.4662 | VFD Milk Transfer Pump | 2.574 | 1.3109 | 4.9445 | 1.3109 | 4.9445 | 74.1669 | 8542.4853 | 7221.4067 | 1321.0786 | 1.1829 | 1922.0039 | 4.4446
VFD Milk Vacuum Pump | BNI Process | ROB/NEW | 15 | N/A | 6492.659 | 1818 | N/A | N/A | 6360.48 | 187.5 | 243.2639 | 0 | 430.7639 | 8582.4428 | 0 | 8582.4428 | 71% | 1.8033 | 19.9238 | 0.087932 | 0.0058621 | 0.3122 | VFD Milk Vacuum Pump | 10.2961 | 14.207 | 50.4388 | 14.207 | 50.4388 | 756.5814 | 88365.6923 | 49001.2488 | 39364.4435 | 1.8033 | 4435.1881 | 19.9238
Wall Mounted Area Luminaire (1000 lumen) (full and no-cutoff) | BNI Lighting | ROB/NEW | 20 | N/A | 153.3 | 34.3 | N/A | N/A | 28.595 | 18.75 | 7.8044 | 0 | 26.5544 | 251.9764 | 0 | 251.9764 | 77% | 8.4492 | 9.4891 | 0.21169 | 0.010584 | 0.94058 | Wall Mounted Area Luminaire (1000 lumen) (full and no-cutoff) | 432.4362 | 12.2091 | 54.2457 | 12.2091 | 54.2457 | 1084.9147 | 108963.7359 | 12896.3359 | 96067.4 | 8.4492 | 11483.0695 | 9.4891
Wall Mounted Area Luminaire (10000 lumen) (full and no-cutoff) | BNI Lighting | ROB/NEW | 20 | N/A | 776.3988 | 177.26 | N/A | N/A | 285.95 | 75 | 38.6773 | 0 | 113.6773 | 1281.6414 | 0 | 1281.6414 | 77% | 4.9511 | 11.2744 | 0.17893 | 0.0089466 | 0.77914 | Wall Mounted Area Luminaire (10000 lumen) (full and no-cutoff) | 3522.257 | 513.9256 | 2237.7281 | 513.9256 | 2237.7281 | 44754.5612 | 4514270.4598 | 911767.2779 | 3602503.1819 | 4.9511 | 400400.7168 | 11.2744
Wall Mounted Area Luminaire (20000 lumen) (full and no-cutoff) | BNI Lighting | ROB/NEW | 20 | N/A | 1187.0676 | 265.5996 | N/A | N/A | 571.9 | 125 | 59.4231 | 0 | 184.4231 | 1951.1615 | 0 | 1951.1615 | 77% | 3.904 | 10.5798 | 0.18986 | 0.0094931 | 0.84361 | Wall Mounted Area Luminaire (20000 lumen) (full and no-cutoff) | 50.1567 | 10.9654 | 48.7199 | 10.9654 | 48.7199 | 974.3975 | 97863.9012 | 25067.6407 | 72796.2606 | 3.904 | 9250.0608 | 10.5798
Wall Mounted Area Luminaire (4000 lumen) (full and no-cutoff) | BNI Lighting | ROB/NEW | 20 | N/A | 249.222 | 55.762 | N/A | N/A | 114.38 | 37.5 | 13.0386 | 0 | 50.5386 | 409.6417 | 0 | 409.6417 | 77% | 4.0514 | 8.1055 | 0.24782 | 0.012391 | 1.1011 | Wall Mounted Area Luminaire (4000 lumen) (full and no-cutoff) | 2305.9561 | 105.8419 | 470.2608 | 105.8419 | 470.2608 | 9405.2169 | 944615.7615 | 233157.9022 | 711457.8593 | 4.0514 | 116539.7063 | 8.1055
Wall wash luminaire (1500 lumen) | BNI Lighting | ROB/NEW | 12 | N/A | 734.7782 | 162.0156 | N/A | N/A | 0 | 25 | 26.5601 | 0 | 51.5601 | 928.7422 | 0 | 928.7422 | 85% | 34.9676 | 18.0128 | 0.077683 | 0.0064736 | 0.35025 | Wall wash luminaire (1500 lumen) | 112.8527 | 16.6137 | 74.9027 | 16.6137 | 74.9027 | 898.8328 | 104811.0274 | 2997.3777 | 101813.6497 | 34.9676 | 5818.6943 | 18.0128
Wall Wash Luminaire (1000 lumen) | BNI Lighting | ROB/NEW | 12 | N/A | 126.4286 | 27.877 | N/A | N/A | 0 | 12.5 | 4.9799 | 0 | 17.4799 | 159.8028 | 0 | 159.8028 | 85% | 32.0892 | 9.1421 | 0.15306 | 0.012755 | 0.69011 | Wall Wash Luminaire (1000 lumen) | 25.0784 | 0.63525 | 2.864 | 0.63525 | 2.864 | 34.3681 | 4007.5925 | 124.889 | 3882.7036 | 32.0892 | 438.3686 | 9.1421
Custom | [22 empty] | Custom Total
Measure Name | Technology Type | Decision Type | Measure Life | Remaining Useful Life | Gross Annual Energy Savings per Unit at Meter (kWh) Pre-RUL | Gross Peak Demand Savings per Unit at Meter (Watts) Pre-RUL | Gross Annual Energy Savings per Unit at Meter (kWh) Post-RUL | Gross Peak Demand Savings per Unit at Meter (Watts) Post-RUL | Gross Per Unit One-Time Incremental Measure Cost ($) | Per Unit Incentive ($) | Per Unit Program Administrative Cost (inclusive of DI costs) ($) | Per Unit Direct Installation Cost ($) | Per Unit DSM Administrator Cost (Incentive + Administrative) ($) | Per Unit Present Value Avoided Cost Benefits ($) | Per Unit Present Value Non-Energy Benefits ($) | Total Per Unit Present Value Benefits ($) | Net-To-Gross Ratio | Net Total Resource Benefit-Cost Ratio (TRC) | Net Program Administrator Benefit-Cost Ratio (PAC) | Net First-Year Unit Cost / kWh at Generator ($/kWh) | Net Lifetime Unit Cost / kWh at Generator ($/kWh) | Net Unit Cost / Watt at Generator ($/W) | Measure Name | Participation (Units) | Total Peak Demand Savings (kW) | Total First Year Energy Savings (MWh) | Total Cumulative Peak Demand Savings (kW) | Total Cumulative First Year Energy Savings (MWh) | Total Lifetime Energy Savings (MWh) | Total Avoided Cost Benefits ($) | TRC Costs ($) | Total TRC Net Resource Benefits ($) | TRC Ratio | PAC Costs ($) | PAC Ratio
Custom New Construction | BNI Other | ROB/NEW | 16.8 | N/A | 1000000 | 386000 | N/A | N/A | 459665 | 200000 | 163052.127 | 0 | 363052.127 | 1538730.2305 | 0 | 1538730.2305 | 70% | 3.1738 | 4.2383 | 0.48805 | 0.02905 | 1.257 | Custom New Construction | 4.02 | 1161.1521 | 2990.4378 | 1161.1521 | 2990.4378 | 50239.355 | 6185695.5267 | 1948966.8606 | 4236728.6661 | 3.1738 | 1459469.5506 | 4.2383
Custom Retrofit | BNI Other | ROB/NEW | 13.8 | N/A | 1000000 | 210000 | N/A | N/A | 459665 | 140000 | 137628.7887 | 0 | 277628.7887 | 1348796.4972 | 0 | 1348796.4972 | 82% | 2.6213 | 4.8583 | 0.3186 | 0.023087 | 1.5083 | Custom Retrofit | 18.9 | 3479.146 | 16469.7246 | 3479.146 | 16469.7246 | 227282.1995 | 25492253.7975 | 9725072.2759 | 15767181.5217 | 2.6213 | 5247184.1059 | 4.8583
Existing Building Comissioning | BNI Other | ROB/NEW | 5.6 | N/A | 1000000 | 0 | N/A | N/A | 362197.6204 | 100000 | 62157.9364 | 0 | 162157.9364 | 545375.2902 | 0 | 545375.2902 | 81% | 1.5339 | 3.3632 | 0.18838 | 0.03364 | N/A | Existing Building Comissioning | 1.5256 | 0 | 1313.2166 | 0 | 1313.2166 | 7354.0132 | 832024.5427 | 542408.7864 | 289615.7563 | 1.5339 | 247388.1478 | 3.3632
Pay-for-Performance | BNI Other | ROB/NEW | 10.35 | N/A | 1000000 | 66000 | N/A | N/A | 459665 | 100000 | 93958.9415 | 0 | 193958.9415 | 913149.7033 | 0 | 913149.7033 | 80% | 1.9778 | 4.708 | 0.22814 | 0.022043 | 3.4365 | Pay-for-Performance | 1.75 | 98.7756 | 1487.78 | 98.7756 | 1487.78 | 15398.523 | 1598011.9808 | 807959.1477 | 790052.8331 | 1.9778 | 339428.1477 | 4.708
Efficient Products Installation | [22 empty] | Efficient Products Installation Total
Measure Name | Technology Type | Decision Type | Measure Life | Remaining Useful Life | Gross Annual Energy Savings per Unit at Meter (kWh) Pre-RUL | Gross Peak Demand Savings per Unit at Meter (Watts) Pre-RUL | Gross Annual Energy Savings per Unit at Meter (kWh) Post-RUL | Gross Peak Demand Savings per Unit at Meter (Watts) Post-RUL | Gross Per Unit One-Time Incremental Measure Cost ($) | Per Unit Incentive ($) | Per Unit Program Administrative Cost (inclusive of DI costs) ($) | Per Unit Direct Installation Cost ($) | Per Unit DSM Administrator Cost (Incentive + Administrative) ($) | Per Unit Present Value Avoided Cost Benefits ($) | Per Unit Present Value Non-Energy Benefits ($) | Total Per Unit Present Value Benefits ($) | Net-To-Gross Ratio | Net Total Resource Benefit-Cost Ratio (TRC) | Net Program Administrator Benefit-Cost Ratio (PAC) | Net First-Year Unit Cost / kWh at Generator ($/kWh) | Net Lifetime Unit Cost / kWh at Generator ($/kWh) | Net Unit Cost / Watt at Generator ($/W) | Measure Name | Participation (Units) | Total Peak Demand Savings (kW) | Total First Year Energy Savings (MWh) | Total Cumulative Peak Demand Savings (kW) | Total Cumulative First Year Energy Savings (MWh) | Total Lifetime Energy Savings (MWh) | Total Avoided Cost Benefits ($) | TRC Costs ($) | Total TRC Net Resource Benefits ($) | TRC Ratio | PAC Costs ($) | PAC Ratio
18W Replacing 100W | Res Lighting | RET | 9.3 | 1 | 62.3336 | 10.138 | 3.2994 | 0.53662 | 0 | 0 | 14.4436 | 12.15 | 14.4436 | 10.9858 | 0 | 10.9858 | 86% | 0.7606 | 0.7606 | 0.24613 | 0.171 | 1.4447 | 18W Replacing 100W | 965.6468 | 9.6535 | 56.6675 | 9.6535 | 56.6675 | 81.5632 | 10608.4438 | 13947.4437 | -3338.9999 | 0.7606 | 13947.4437 | 0.7606
5W Chandelier E12 - MURB | Res Lighting | RET | 4 | 1 | 28.7385 | 4.6831 | 1.5212 | 0.24788 | 0 | 0 | 6.7282 | 5.78 | 6.7282 | 4.2952 | 0 | 4.2952 | 86% | 0.63838 | 0.63838 | 0.24868 | 0.21461 | 1.4569 | 5W Chandelier E12 - MURB | 232.8662 | 1.0754 | 6.3003 | 1.0754 | 6.3003 | 7.3008 | 1000.2045 | 1566.778 | -566.5735 | 0.63838 | 1566.778 | 0.63838
5W Chandelier E12 | Res Lighting | RET | 4 | 1 | 26.7099 | 4.323 | 1.4138 | 0.22882 | 0 | 0 | 6.6813 | 5.78 | 6.6813 | 3.9895 | 0 | 3.9895 | 86% | 0.59712 | 0.59712 | 0.26571 | 0.22929 | 1.5673 | 5W Chandelier E12 | 13688.5418 | 58.3519 | 344.2096 | 58.3519 | 344.2096 | 398.8678 | 54610.8522 | 91457.5407 | -36846.6885 | 0.59712 | 91457.5407 | 0.59712
7W G25 - MURB | Res Lighting | RET | 4 | 1 | 27.0725 | 4.415 | 1.433 | 0.23369 | 0 | 0 | 6.2911 | 5.4 | 6.2911 | 4.0465 | 0 | 4.0465 | 86% | 0.64321 | 0.64321 | 0.24683 | 0.21301 | 1.445 | 7W G25 - MURB | 210.7902 | 0.91769 | 5.3724 | 0.91769 | 5.3724 | 6.2256 | 852.9578 | 1326.0938 | -473.136 | 0.64321 | 1326.0938 | 0.64321
7W G25 | Res Lighting | RET | 4 | 1 | 25.1615 | 4.0756 | 1.3318 | 0.21572 | 0 | 0 | 6.2469 | 5.4 | 6.2469 | 3.7585 | 0 | 3.7585 | 86% | 0.60166 | 0.60166 | 0.26372 | 0.22758 | 1.5543 | 7W G25 | 2961.032 | 11.8998 | 70.1412 | 11.8998 | 70.1412 | 81.2791 | 11129.0855 | 18497.1652 | -7368.0797 | 0.60166 | 18497.1652 | 0.60166
7W GU10 Replacing 35W | Res Lighting | RET | 4.8 | 1 | 21.3679 | 3.4569 | 1.131 | 0.18298 | 0 | 0 | 6.6048 | 5.81 | 6.6048 | 3.2858 | 0 | 3.2858 | 86% | 0.49748 | 0.49748 | 0.32833 | 0.27335 | 1.9375 | 7W GU10 Replacing 35W | 414.459 | 1.4128 | 8.3375 | 1.4128 | 8.3375 | 10.0145 | 1361.8166 | 2737.4216 | -1375.6049 | 0.49748 | 2737.4216 | 0.49748
7W GU10 Replacing 50W - MURB | Res Lighting | RET | 5.5 | 1 | 35.5213 | 5.7555 | 1.8802 | 0.30464 | 0 | 0 | 6.9611 | 5.81 | 6.9611 | 5.607 | 0 | 5.607 | 86% | 0.80548 | 0.80548 | 0.20816 | 0.16812 | 1.2265 | 7W GU10 Replacing 50W - MURB | 143.85 | 0.81639 | 4.8105 | 0.81639 | 4.8105 | 5.9563 | 806.5688 | 1001.3509 | -194.7821 | 0.80548 | 1001.3509 | 0.80548
7W GU10 Replacing 50W | Res Lighting | RET | 5.5 | 1 | 32.79 | 5.3129 | 1.7356 | 0.28122 | 0 | 0 | 6.8949 | 5.81 | 6.8949 | 5.1759 | 0 | 5.1759 | 86% | 0.75068 | 0.75068 | 0.22336 | 0.18039 | 1.316 | 7W GU10 Replacing 50W | 5309.6331 | 27.8168 | 163.9078 | 27.8168 | 163.9078 | 202.9489 | 27482.0108 | 36609.4096 | -9127.3988 | 0.75068 | 36609.4096 | 0.75068
9.5W Replacing 100W - MURB | Res Lighting | RET | 9.3 | 1 | 73.849 | 12.0089 | 3.9089 | 0.63564 | 0 | 0 | 12.1511 | 9.67 | 12.1511 | 13.0151 | 0 | 13.0151 | 86% | 1.0711 | 1.0711 | 0.17478 | 0.12143 | 1.0261 | 9.5W Replacing 100W - MURB | 3.5606 | 0.042164 | 0.24755 | 0.042164 | 0.24755 | 0.35631 | 46.3422 | 43.2657 | 3.0765 | 1.0711 | 43.2657 | 1.0711
9.5W Replacing 100W | Res Lighting | RET | 9.3 | 1 | 68.8139 | 11.2215 | 3.6424 | 0.59397 | 0 | 0 | 12.0154 | 9.67 | 12.0154 | 12.1313 | 0 | 12.1313 | 86% | 1.0096 | 1.0096 | 0.18547 | 0.12886 | 1.0858 | 9.5W Replacing 100W | 347.5189 | 3.8454 | 22.5138 | 3.8454 | 22.5138 | 32.4047 | 4215.8422 | 4175.5889 | 40.2533 | 1.0096 | 4175.5889 | 1.0096
9.5W Replacing 40W - MURB | Res Lighting | RET | 5 | 1 | 24.9199 | 4.0416 | 1.319 | 0.21393 | 0 | 0 | 10.746 | 9.67 | 10.746 | 3.8603 | 0 | 3.8603 | 86% | 0.35924 | 0.35924 | 0.45805 | 0.37801 | 2.6962 | 9.5W Replacing 40W - MURB | 24.2124 | 0.096495 | 0.56804 | 0.096495 | 0.56804 | 0.68831 | 93.4682 | 260.1861 | -166.7179 | 0.35924 | 260.1861 | 0.35924
9.5W Replacing 40W | Res Lighting | RET | 5 | 1 | 23.2208 | 3.7766 | 1.2291 | 0.1999 | 0 | 0 | 7.5557 | 6.67 | 7.5557 | 3.5981 | 0 | 3.5981 | 86% | 0.47621 | 0.47621 | 0.34563 | 0.28524 | 2.0288 | 9.5W Replacing 40W | 944.9951 | 3.5192 | 20.6586 | 3.5192 | 20.6586 | 25.0325 | 3400.1697 | 7140.1376 | -3739.9678 | 0.47621 | 7140.1376 | 0.47621
9.5W Replacing 60W - MURB | Res Lighting | RET | 6.7 | 1 | 41.2296 | 6.6836 | 2.1823 | 0.35377 | 0 | 0 | 11.1963 | 9.67 | 11.1963 | 6.7946 | 0 | 6.7946 | 86% | 0.60686 | 0.60686 | 0.28845 | 0.2216 | 1.6988 | 9.5W Replacing 60W - MURB | 111.0921 | 0.73216 | 4.3121 | 0.73216 | 4.3121 | 5.6131 | 754.8271 | 1243.8261 | -488.999 | 0.60686 | 1243.8261 | 0.60686
9.5W Replacing 60W | Res Lighting | RET | 6.7 | 1 | 38.4185 | 6.2453 | 2.0335 | 0.33057 | 0 | 0 | 11.1255 | 9.67 | 11.1255 | 6.3331 | 0 | 6.3331 | 86% | 0.56924 | 0.56924 | 0.3076 | 0.23631 | 1.8065 | 9.5W Replacing 60W | 6505.2976 | 40.0621 | 235.2888 | 40.0621 | 235.2888 | 306.2771 | 41198.3911 | 72374.7483 | -31176.3572 | 0.56924 | 72374.7483 | 0.56924
9W Replacing 100W | Res Lighting | RET | 9.3 | 1 | 69.1996 | 11.2215 | 3.6628 | 0.59397 | 0 | 0 | 9.0848 | 6.87 | 9.0848 | 12.1922 | 0 | 12.1922 | 86% | 1.342 | 1.342 | 0.13945 | 0.096886 | 0.82098 | 9W Replacing 100W | 1361.5905 | 15.0663 | 88.7041 | 15.0663 | 88.7041 | 127.6743 | 16600.7444 | 12369.7475 | 4230.9968 | 1.342 | 12369.7475 | 1.342
9W Replacing 40W - MURB | Res Lighting | RET | 5 | 1 | 25.3339 | 4.1079 | 1.3409 | 0.21743 | 0 | 0 | 7.8158 | 6.87 | 7.8158 | 3.9244 | 0 | 3.9244 | 86% | 0.50211 | 0.50211 | 0.32771 | 0.27045 | 1.9294 | 9W Replacing 40W - MURB | 34.1822 | 0.13846 | 0.81526 | 0.13846 | 0.81526 | 0.98787 | 134.1444 | 267.162 | -133.0175 | 0.50211 | 267.162 | 0.50211
9W Replacing 40W | Res Lighting | RET | 5 | 1 | 23.6066 | 3.8385 | 1.2495 | 0.20318 | 0 | 0 | 7.7749 | 6.87 | 7.7749 | 3.6578 | 0 | 3.6578 | 86% | 0.47046 | 0.47046 | 0.34984 | 0.28871 | 2.054 | 9W Replacing 40W | 3124.1095 | 11.825 | 69.4308 | 11.825 | 69.4308 | 84.131 | 11427.298 | 24289.648 | -12862.35 | 0.47046 | 24289.648 | 0.47046
9W Replacing 60W - MURB | Res Lighting | RET | 6.7 | 1 | 41.6436 | 6.7498 | 2.2042 | 0.35728 | 0 | 0 | 8.2668 | 6.87 | 8.2668 | 6.8627 | 0 | 6.8627 | 86% | 0.83016 | 0.83016 | 0.21086 | 0.16199 | 1.242 | 9W Replacing 60W - MURB | 3420.3551 | 22.7654 | 134.095 | 22.7654 | 134.095 | 174.5525 | 23473.0135 | 28275.4158 | -4802.4023 | 0.83016 | 28275.4158 | 0.83016
9W Replacing 60W | Res Lighting | RET | 6.7 | 1 | 38.8042 | 6.3073 | 2.0539 | 0.33385 | 0 | 0 | 8.1953 | 6.87 | 8.1953 | 6.3966 | 0 | 6.3966 | 86% | 0.78052 | 0.78052 | 0.22433 | 0.17234 | 1.3176 | 9W Replacing 60W | 91419.5483 | 568.5781 | 3339.7333 | 568.5781 | 3339.7333 | 4347.354 | 584770.5837 | 749206.6437 | -164436.06 | 0.78052 | 749206.6437 | 0.78052
Air Sealing Measures - Elect Res - MURB | Res HVAC | ROB/NEW | 15 | N/A | 171.73 | 48.1437 | N/A | N/A | 0 | 0 | 80.49 | 27.06 | 80.49 | 339.3037 | 0 | 339.3037 | 102% | 4.2155 | 4.2155 | 0.41976 | 0.027984 | 1.4294 | Air Sealing Measures - Elect Res - MURB | 570.2409 | 32.1078 | 109.3452 | 32.1078 | 109.3452 | 1640.1782 | 193484.8355 | 45898.684 | 147586.1515 | 4.2155 | 45898.684 | 4.2155
Air Sealing Measures - Elect Res | Res HVAC | ROB/NEW | 15 | N/A | 164.8 | 46.63 | N/A | N/A | 0 | 0 | 80.0764 | 28.56 | 80.0764 | 326.3472 | 0 | 326.3472 | 102% | 4.0754 | 4.0754 | 0.43517 | 0.029011 | 1.4683 | Air Sealing Measures - Elect Res | 570.2409 | 31.0982 | 104.9327 | 31.0982 | 104.9327 | 1573.9904 | 186096.4784 | 45662.8339 | 140433.6445 | 4.0754 | 45662.8339 | 4.0754
Air Sealing Measures - HP - MURB | Res HVAC | ROB/NEW | 15 | N/A | 75.36 | 21.03 | N/A | N/A | 0 | 0 | 51.2404 | 27.06 | 51.2404 | 148.7301 | 0 | 148.7301 | 102% | 2.9026 | 2.9026 | 0.60895 | 0.040597 | 2.0832 | Air Sealing Measures - HP - MURB | 276.4804 | 6.8001 | 23.2649 | 6.8001 | 23.2649 | 348.973 | 41120.9566 | 14166.9628 | 26953.9938 | 2.9026 | 14166.9628 | 2.9026
Air Sealing Measures - HP | Res HVAC | ROB/NEW | 15 | N/A | 74.23 | 19.6236 | N/A | N/A | 0 | 0 | 52.186 | 28.56 | 52.186 | 144.6292 | 0 | 144.6292 | 102% | 2.7714 | 2.7714 | 0.62963 | 0.041975 | 2.2737 | Air Sealing Measures - HP | 276.4804 | 6.3453 | 22.916 | 6.3453 | 22.916 | 343.7402 | 39987.14 | 14428.399 | 25558.741 | 2.7714 | 14428.399 | 2.7714
Faucet Aerators - MURB | Res Domestic Hot Water (DHW) | ROB/NEW | 10 | N/A | 120.9 | 19.623 | N/A | N/A | 0 | 0 | 47.1727 | 22.34 | 47.1727 | 154.5181 | 0 | 154.5181 | 102% | 3.2756 | 3.2756 | 0.34944 | 0.034944 | 2.0554 | Faucet Aerators - MURB | 170.1988 | 3.906 | 22.9762 | 3.906 | 22.9762 | 229.7619 | 26298.7994 | 8028.7446 | 18270.0549 | 3.2756 | 8028.7446 | 3.2756
Faucet Aerators | Res Domestic Hot Water (DHW) | ROB/NEW | 10 | N/A | 95.79 | 15.531 | N/A | N/A | 0 | 0 | 42.2444 | 22.34 | 42.2444 | 122.408 | 0 | 122.408 | 102% | 2.8976 | 2.8976 | 0.39496 | 0.039496 | 2.3256 | Faucet Aerators | 4751.3241 | 86.3031 | 508.1947 | 86.3031 | 508.1947 | 5081.9468 | 581600.2591 | 200716.9527 | 380883.3065 | 2.8976 | 200716.9527 | 2.8976
Hot Water Tank Wrap - MURB | Res Domestic Hot Water (DHW) | ROB/NEW | 7 | N/A | 57.23 | 9.3072 | N/A | N/A | 0 | 0 | 33.4801 | 23.66 | 33.4801 | 56.2744 | 0 | 56.2744 | 102% | 1.6808 | 1.6808 | 0.52393 | 0.074847 | 3.0756 | Hot Water Tank Wrap - MURB | 120.3498 | 1.31 | 7.6907 | 1.31 | 7.6907 | 53.8347 | 6772.6168 | 4029.3242 | 2743.2926 | 1.6808 | 4029.3242 | 1.6808
Hot Water Tank Wrap | Res Domestic Hot Water (DHW) | ROB/NEW | 7 | N/A | 137.2647 | 22.3131 | N/A | N/A | 0 | 0 | 45.5577 | 23.66 | 45.5577 | 134.9653 | 0 | 134.9653 | 102% | 2.9625 | 2.9625 | 0.29724 | 0.042463 | 1.7457 | Hot Water Tank Wrap | 1693.4425 | 44.1919 | 259.5521 | 44.1919 | 259.5521 | 1816.865 | 228555.9676 | 77149.4095 | 151406.5582 | 2.9625 | 77149.4095 | 2.9625
LED Nightlights - MURB | Res Lighting | RET | 23 | 7.6667 | 24.1578 | 3.9388 | 24.1578 | 3.9388 | 0 | 0 | 11.2575 | 3.87 | 11.2575 | 46.872 | 0 | 46.872 | 86% | 4.1636 | 4.1636 | 0.49499 | 0.021521 | 2.8983 | LED Nightlights - MURB | 705.7197 | 2.741 | 16.0503 | 2.741 | 16.0503 | 369.1577 | 33078.4626 | 7944.6393 | 25133.8234 | 4.1636 | 7944.6393 | 4.1636
LED Nightlights | Res Lighting | RET | 23 | 7.6667 | 22.4526 | 3.6358 | 22.4526 | 3.6358 | 0 | 0 | 10.7418 | 3.87 | 10.7418 | 43.5121 | 0 | 43.5121 | 86% | 4.0507 | 4.0507 | 0.50818 | 0.022095 | 2.996 | LED Nightlights | 6424.827 | 23.034 | 135.8068 | 23.034 | 135.8068 | 3123.5559 | 279557.3974 | 69014.3 | 210543.0973 | 4.0507 | 69014.3 | 4.0507
Low-flow showerhead - 1.0 gpm Reduction - MURB | Res Domestic Hot Water (DHW) | ROB/NEW | 10 | N/A | 404.95 | 65.593 | N/A | N/A | 0 | 0 | 127.3616 | 50.12 | 127.3616 | 486.9343 | 0 | 486.9343 | 96% | 3.8232 | 3.8232 | 0.29928 | 0.029928 | 1.7639 | Low-flow showerhead - 1.0 gpm Reduction - MURB | 79.7584 | 5.7586 | 33.9425 | 5.7586 | 33.9425 | 339.4254 | 38837.1161 | 10158.164 | 28678.9521 | 3.8232 | 10158.164 | 3.8232
Low-flow showerhead - 1.0 gpm Reduction | Res Domestic Hot Water (DHW) | ROB/NEW | 10 | N/A | 355.11 | 57.494 | N/A | N/A | 0 | 0 | 118.1592 | 50.12 | 118.1592 | 426.9763 | 0 | 426.9763 | 96% | 3.6136 | 3.6136 | 0.31662 | 0.031662 | 1.867 | Low-flow showerhead - 1.0 gpm Reduction | 1580.214 | 100.005 | 589.7191 | 100.005 | 589.7191 | 5897.1907 | 674713.9572 | 186716.7607 | 487997.1966 | 3.6136 | 186716.7607 | 3.6136
PAR20 7 W Replacing 50 W - MURB | Res Lighting | ROB/NEW | 5.5 | N/A | 35.3192 | 5.7555 | N/A | N/A | 0 | 0 | 12.544 | 8.51 | 12.544 | 23.5108 | 0 | 23.5108 | 86% | 1.8743 | 1.8743 | 0.37725 | 0.068592 | 2.2102 | PAR20 7 W Replacing 50 W - MURB | 210.7902 | 1.1963 | 7.009 | 1.1963 | 7.009 | 38.5494 | 4955.8512 | 2644.1492 | 2311.702 | 1.8743 | 2644.1492 | 1.8743
PAR20 7 W Replacing 50 W | Res Lighting | ROB/NEW | 5.5 | N/A | 32.8261 | 5.3129 | N/A | N/A | 0 | 0 | 12.2866 | 8.51 | 12.2866 | 21.8337 | 0 | 21.8337 | 86% | 1.777 | 1.777 | 0.39758 | 0.072287 | 2.3451 | PAR20 7 W Replacing 50 W | 2961.032 | 15.5126 | 91.5073 | 15.5126 | 91.5073 | 503.2901 | 64650.347 | 36380.9629 | 28269.3841 | 1.777 | 36380.9629 | 1.777
PAR38 15 W Replacing 150 W | Res Lighting | ROB/NEW | 6.8 | N/A | 102.9686 | 16.627 | N/A | N/A | 0 | 0 | 34.5171 | 20.73 | 34.5171 | 83.0753 | 0 | 83.0753 | 86% | 2.4068 | 2.4068 | 0.35607 | 0.052364 | 2.1052 | PAR38 15 W Replacing 150 W | 1361.5905 | 22.3239 | 131.9912 | 22.3239 | 131.9912 | 897.54 | 113114.4963 | 46998.0928 | 66116.4034 | 2.4068 | 46998.0928 | 2.4068
Pipe Insulation - MURB | Res Domestic Hot Water (DHW) | ROB/NEW | 15 | N/A | 6.731 | 1.0969 | N/A | N/A | 0 | 0 | 3.8913 | 1.96 | 3.8913 | 11.9445 | 0 | 11.9445 | 102% | 3.0696 | 3.0696 | 0.51775 | 0.034517 | 3.033 | Pipe Insulation - MURB | 71.925 | 0.092274 | 0.54057 | 0.092274 | 0.54057 | 8.1086 | 859.106 | 279.879 | 579.2271 | 3.0696 | 279.879 | 3.0696
Pipe Insulation | Res Domestic Hot Water (DHW) | ROB/NEW | 15 | N/A | 11.9812 | 1.9469 | N/A | N/A | 0 | 0 | 5.3197 | 1.96 | 5.3197 | 21.2514 | 0 | 21.2514 | 102% | 3.9948 | 3.9948 | 0.39765 | 0.02651 | 2.3362 | Pipe Insulation | 9451.6667 | 21.5211 | 126.4455 | 21.5211 | 126.4455 | 1896.6821 | 200861.3994 | 50280.1302 | 150581.2692 | 3.9948 | 50280.1302 | 3.9948
Thermostatic Shower Valves -2.5gpm - MURB | Res Other | ROB/NEW | 10 | N/A | 124.41 | 20.184 | N/A | N/A | 0 | 0 | 71.6511 | 45 | 71.6511 | 158.9838 | 0 | 158.9838 | 102% | 2.2189 | 2.2189 | 0.51579 | 0.051579 | 3.0352 | Thermostatic Shower Valves -2.5gpm - MURB | 592.7049 | 13.9913 | 82.3359 | 13.9913 | 82.3359 | 823.3587 | 94230.4646 | 42467.9818 | 51762.4828 | 2.2189 | 42467.9818 | 2.2189
Thermostatic Shower Valves -2.5gpm | Res Other | ROB/NEW | 10 | N/A | 108.75 | 17.661 | N/A | N/A | 0 | 0 | 68.5828 | 45 | 68.5828 | 138.9922 | 0 | 138.9922 | 102% | 2.0266 | 2.0266 | 0.5648 | 0.05648 | 3.3202 | Thermostatic Shower Valves -2.5gpm | 592.7049 | 12.2424 | 71.9719 | 12.2424 | 71.9719 | 719.7192 | 82381.3775 | 40649.3608 | 41732.0168 | 2.0266 | 40649.3608 | 2.0266
EMIS | [22 empty] | EMIS Total
Measure Name | Technology Type | Decision Type | Measure Life | Remaining Useful Life | Gross Annual Energy Savings per Unit at Meter (kWh) Pre-RUL | Gross Peak Demand Savings per Unit at Meter (Watts) Pre-RUL | Gross Annual Energy Savings per Unit at Meter (kWh) Post-RUL | Gross Peak Demand Savings per Unit at Meter (Watts) Post-RUL | Gross Per Unit One-Time Incremental Measure Cost ($) | Per Unit Incentive ($) | Per Unit Program Administrative Cost (inclusive of DI costs) ($) | Per Unit Direct Installation Cost ($) | Per Unit DSM Administrator Cost (Incentive + Administrative) ($) | Per Unit Present Value Avoided Cost Benefits ($) | Per Unit Present Value Non-Energy Benefits ($) | Total Per Unit Present Value Benefits ($) | Net-To-Gross Ratio | Net Total Resource Benefit-Cost Ratio (TRC) | Net Program Administrator Benefit-Cost Ratio (PAC) | Net First-Year Unit Cost / kWh at Generator ($/kWh) | Net Lifetime Unit Cost / kWh at Generator ($/kWh) | Net Unit Cost / Watt at Generator ($/W) | Measure Name | Participation (Units) | Total Peak Demand Savings (kW) | Total First Year Energy Savings (MWh) | Total Cumulative Peak Demand Savings (kW) | Total Cumulative First Year Energy Savings (MWh) | Total Lifetime Energy Savings (MWh) | Total Avoided Cost Benefits ($) | TRC Costs ($) | Total TRC Net Resource Benefits ($) | TRC Ratio | PAC Costs ($) | PAC Ratio
Energy Management Information Systems | BNI Energy Management | ROB/NEW | 3 | N/A | 1000000 | 0 | N/A | N/A | 140000 | 245050 | 161896.5 | 0 | 406946.5 | 400609.0586 | 0 | 400609.0586 | 100% | 1.327 | 0.98443 | 0.38294 | 0.12765 | N/A | Energy Management Information Systems | 0.6 | 0 | 637.62 | 0 | 637.62 | 1912.86 | 240365.4351 | 181137.9 | 59227.5351 | 1.327 | 244167.9 | 0.98443
Green Heat | [22 empty] | Green Heat Total
Measure Name | Technology Type | Decision Type | Measure Life | Remaining Useful Life | Gross Annual Energy Savings per Unit at Meter (kWh) Pre-RUL | Gross Peak Demand Savings per Unit at Meter (Watts) Pre-RUL | Gross Annual Energy Savings per Unit at Meter (kWh) Post-RUL | Gross Peak Demand Savings per Unit at Meter (Watts) Post-RUL | Gross Per Unit One-Time Incremental Measure Cost ($) | Per Unit Incentive ($) | Per Unit Program Administrative Cost (inclusive of DI costs) ($) | Per Unit Direct Installation Cost ($) | Per Unit DSM Administrator Cost (Incentive + Administrative) ($) | Per Unit Present Value Avoided Cost Benefits ($) | Per Unit Present Value Non-Energy Benefits ($) | Total Per Unit Present Value Benefits ($) | Net-To-Gross Ratio | Net Total Resource Benefit-Cost Ratio (TRC) | Net Program Administrator Benefit-Cost Ratio (PAC) | Net First-Year Unit Cost / kWh at Generator ($/kWh) | Net Lifetime Unit Cost / kWh at Generator ($/kWh) | Net Unit Cost / Watt at Generator ($/W) | Measure Name | Participation (Units) | Total Peak Demand Savings (kW) | Total First Year Energy Savings (MWh) | Total Cumulative Peak Demand Savings (kW) | Total Cumulative First Year Energy Savings (MWh) | Total Lifetime Energy Savings (MWh) | Total Avoided Cost Benefits ($) | TRC Costs ($) | Total TRC Net Resource Benefits ($) | TRC Ratio | PAC Costs ($) | PAC Ratio
ASHP and AWHP - Electrical | Res HVAC | RET | 18 | 6 | 4165.6889 | 1327 | 4165.6889 | 1327 | 11752 | 1061.0526 | 137.9368 | 0 | 1198.9895 | 6337.0495 | 0 | 6337.0495 | 67% | 0.79097 | 5.2853 | 0.39243 | 0.021802 | 1.1761 | ASHP and AWHP - Electrical | 13 | 13.2526 | 39.7192 | 13.2526 | 39.7192 | 714.945 | 82381.6433 | 104153.0989 | -21771.4556 | 0.79097 | 15586.8632 | 5.2853
GSHP | Res HVAC | RET | 25 | 8.3333 | 9973 | 7490 | 9973 | 7490 | 20592 | 1900 | 1261.1173 | 0 | 3161.1173 | 25671.3465 | 0 | 25671.3465 | 67% | 1.7049 | 8.121 | 0.43216 | 0.017287 | 0.54935 | GSHP | 2 | 11.508 | 14.6294 | 11.508 | 14.6294 | 365.7343 | 51342.693 | 30115.5145 | 21227.1785 | 1.7049 | 6322.2345 | 8.121
MSHP - Fully Electrical | Res HVAC | RET | 18 | 6 | 2519.2 | 1912 | 2519.2 | 1912 | 5856 | 480 | 149.9626 | 0 | 629.9626 | 2216.557 | 0 | 2216.557 | 28% | 1.2385 | 3.5186 | 0.81584 | 0.045324 | 1.0262 | MSHP - Fully Electrical | 2460 | 1510.0557 | 1899.5508 | 1510.0557 | 1899.5508 | 34191.9137 | 5452730.2142 | 4402520.6858 | 1050209.5284 | 1.2385 | 1549707.8858 | 3.5186
MSHP - Mainly Electrical | Res HVAC | RET | 18 | 6 | 857.6 | 2057.6 | 857.6 | 2057.6 | 5856 | 480 | 62.4 | 0 | 542.4 | 1534.2999 | 0 | 1534.2999 | 28% | 0.90143 | 2.8287 | 2.0634 | 0.11463 | 0.82105 | MSHP - Mainly Electrical | 589 | 389.0865 | 154.8293 | 389.0865 | 154.8293 | 2786.9278 | 903702.6443 | 1002525.12 | -98822.4757 | 0.90143 | 319473.6 | 2.8287
Pellet Boiler/Furnace (Electric Resistance) | Res HVAC | RET | 18 | 6 | 13765 | 7750 | 13765 | 7750 | 7980 | 1200 | 792.836 | 0 | 1992.836 | 16120.8557 | 0 | 16120.8557 | 58% | 2.9736 | 8.0894 | 0.22802 | 0.012668 | 0.38664 | Pellet Boiler/Furnace (Electric Resistance) | 1 | 5.154 | 8.7398 | 5.154 | 8.7398 | 157.3156 | 16120.8557 | 5421.236 | 10699.6197 | 2.9736 | 1992.836 | 8.0894
Pellet Boiler/Furnace (Heat Pump) | Res HVAC | RET | 18 | 6 | 6257 | 7750 | 6257 | 7750 | 7980 | 1200 | 510.7314 | 0 | 1710.7314 | 8979.6634 | 0 | 8979.6634 | 58% | 1.7473 | 5.249 | 0.43062 | 0.023923 | 0.33191 | Pellet Boiler/Furnace (Heat Pump) | 1 | 5.154 | 3.9727 | 5.154 | 3.9727 | 71.5092 | 8979.6634 | 5139.1314 | 3840.5321 | 1.7473 | 1710.7314 | 5.249
Pellet Stove (Electric Resistance) | Res HVAC | RET | 18 | 6 | 8260.8961 | 4000 | 8260.8961 | 4000 | 4384 | 600 | 453.8794 | 0 | 1053.8794 | 9515.0039 | 0 | 9515.0039 | 58% | 3.1753 | 9.0286 | 0.20093 | 0.011163 | 0.39616 | Pellet Stove (Electric Resistance) | 70 | 186.2078 | 367.154 | 186.2078 | 367.154 | 6608.7727 | 666050.2701 | 209761.956 | 456288.3142 | 3.1753 | 73771.556 | 9.0286
Pellet Stove (Heat Pump) | Res HVAC | RET | 18 | 6 | 4072 | 4000 | 4072 | 4000 | 4384 | 600 | 296.4863 | 0 | 896.4863 | 5530.7587 | 0 | 5530.7587 | 58% | 1.948 | 6.1694 | 0.34675 | 0.019264 | 0.33699 | Pellet Stove (Heat Pump) | 8 | 21.2809 | 20.6833 | 21.2809 | 20.6833 | 372.3003 | 44246.0698 | 22713.6505 | 21532.4193 | 1.948 | 7171.8905 | 6.1694
Residential DHW Timer | Res HVAC | ROB/NEW | 15 | N/A | 0 | 500 | N/A | N/A | 200 | 20 | 35.8025 | 0 | 55.8025 | 840.4887 | 0 | 840.4887 | 100% | 3.5644 | 15.0618 | N/A | N/A | 0.097331 | Residential DHW Timer | 51 | 29.2383 | 0 | 29.2383 | 0 | 0 | 42864.9251 | 12025.93 | 30838.9951 | 3.5644 | 2845.93 | 15.0618
Solar Domestic Hot Water | Res Domestic Hot Water (DHW) | RET | 20 | 6.6667 | 2736 | 0 | 2736 | 0 | 3787 | 1000 | 238.7953 | 0 | 1238.7953 | 2754.0415 | 0 | 2754.0415 | 58% | 1.1309 | 2.2232 | 0.71312 | 0.035656 | N/A | Solar Domestic Hot Water | 3 | 0 | 5.2115 | 0 | 5.2115 | 104.2295 | 8262.1246 | 7305.7658 | 956.3588 | 1.1309 | 3716.3858 | 2.2232
Three Element Hot Water Heater | Res Heating, Ventilation and Air-Conditioning | ROB/NEW | 10 | N/A | 0 | 406 | N/A | N/A | 300 | 400 | 60.3618 | 0 | 460.3618 | 211.6702 | 0 | 211.6702 | 47% | 1.0512 | 0.45979 | N/A | N/A | 2.104 | Three Element Hot Water Heater | 5 | 1.094 | 0 | 1.094 | 0 | 0 | 1058.3509 | 1006.8089 | 51.542 | 1.0512 | 2301.8089 | 0.45979
Wood Boiler/Furnace (Electric Resistance) | Res HVAC | RET | 18 | 6 | 13804 | 7660 | 13804 | 7660 | 17533.8333 | 1200 | 912.4225 | 0 | 2112.4225 | 19148.0659 | 0 | 19148.0659 | 58% | 1.7278 | 9.0645 | 0.24102 | 0.01339 | 0.41466 | Wood Boiler/Furnace (Electric Resistance) | 1 | 5.0941 | 8.7645 | 5.0941 | 8.7645 | 157.7613 | 19148.0659 | 11082.0458 | 8066.0201 | 1.7278 | 2112.4225 | 9.0645
Wood Boiler/Furnace (Heat Pump) | Res HVAC | RET | 18 | 6 | 6275 | 7660 | 6275 | 7660 | 17533.8333 | 1200 | 629.5288 | 0 | 1829.5288 | 11986.8996 | 0 | 11986.8996 | 58% | 1.11 | 6.5519 | 0.4592 | 0.025511 | 0.35913 | Wood Boiler/Furnace (Heat Pump) | 1 | 5.0941 | 3.9842 | 5.0941 | 3.9842 | 71.7149 | 11986.8996 | 10799.1521 | 1187.7475 | 1.11 | 1829.5288 | 6.5519
Wood Stove (Electric Resistance) | Res HVAC | RET | 18 | 6 | 9473.4371 | 4000 | 9473.4371 | 4000 | 3545 | 600 | 572.2929 | 0 | 1172.2929 | 12512.5216 | 0 | 12512.5216 | 58% | 4.7605 | 10.6735 | 0.1949 | 0.010828 | 0.44067 | Wood Stove (Electric Resistance) | 146 | 388.3764 | 878.18 | 388.3764 | 878.18 | 15807.2401 | 1826828.1483 | 383745.3617 | 1443082.7867 | 4.7605 | 171154.7617 | 10.6735
Wood Stove (Heat Pump) | Res HVAC | RET | 18 | 6 | 4747 | 4000 | 4747 | 4000 | 3545 | 600 | 394.7023 | 0 | 994.7023 | 8016.9973 | 0 | 8016.9973 | 58% | 3.2712 | 8.0597 | 0.33003 | 0.018335 | 0.37391 | Wood Stove (Heat Pump) | 55 | 146.3062 | 165.7697 | 146.3062 | 165.7697 | 2983.8538 | 440934.85 | 134794.1282 | 306140.7218 | 3.2712 | 54708.6282 | 8.0597
Home Energy Assessment | [22 empty] | Home Energy Assessment Total
Measure Name | Technology Type | Decision Type | Measure Life | Remaining Useful Life | Gross Annual Energy Savings per Unit at Meter (kWh) Pre-RUL | Gross Peak Demand Savings per Unit at Meter (Watts) Pre-RUL | Gross Annual Energy Savings per Unit at Meter (kWh) Post-RUL | Gross Peak Demand Savings per Unit at Meter (Watts) Post-RUL | Gross Per Unit One-Time Incremental Measure Cost ($) | Per Unit Incentive ($) | Per Unit Program Administrative Cost (inclusive of DI costs) ($) | Per Unit Direct Installation Cost ($) | Per Unit DSM Administrator Cost (Incentive + Administrative) ($) | Per Unit Present Value Avoided Cost Benefits ($) | Per Unit Present Value Non-Energy Benefits ($) | Total Per Unit Present Value Benefits ($) | Net-To-Gross Ratio | Net Total Resource Benefit-Cost Ratio (TRC) | Net Program Administrator Benefit-Cost Ratio (PAC) | Net First-Year Unit Cost / kWh at Generator ($/kWh) | Net Lifetime Unit Cost / kWh at Generator ($/kWh) | Net Unit Cost / Watt at Generator ($/W) | Measure Name | Participation (Units) | Total Peak Demand Savings (kW) | Total First Year Energy Savings (MWh) | Total Cumulative Peak Demand Savings (kW) | Total Cumulative First Year Energy Savings (MWh) | Total Lifetime Energy Savings (MWh) | Total Avoided Cost Benefits ($) | TRC Costs ($) | Total TRC Net Resource Benefits ($) | TRC Ratio | PAC Costs ($) | PAC Ratio
Heat Pump Water Heater | Res Domestic Hot Water (DHW) | RET | 10 | 3.3333 | 1168 | 290 | 1168 | 290 | 2070.5656 | 400 | 52 | 0 | 452 | 1400.4176 | 0 | 1400.4176 | 89% | 0.73908 | 3.0983 | 0.3972 | 0.03972 | 1.5273 | Heat Pump Water Heater | 4 | 1.1837 | 4.5519 | 1.1837 | 4.5519 | 45.5185 | 5601.6702 | 7579.2134 | -1977.5432 | 0.73908 | 1808 | 3.0983
Residential ETS System (Central) | Res HVAC | RET | 20 | 6.6667 | 0 | 5000 | 0 | 5000 | 5000 | 2100 | 376.4896 | 0 | 2476.4896 | 9597.0045 | 0 | 9597.0045 | 89% | 1.9884 | 3.8752 | N/A | N/A | 0.48534 | Residential ETS System (Central) | 8 | 40.819 | 0 | 40.819 | 0 | 0 | 76776.0357 | 38611.9169 | 38164.1189 | 1.9884 | 19811.9169 | 3.8752
Residential ETS System (Room) | Res HVAC | RET | 20 | 6.6667 | 0 | 2500 | 0 | 2500 | 2000 | 582 | 127.4048 | 0 | 709.4048 | 4798.5022 | 0 | 4798.5022 | 89% | 2.5157 | 6.7641 | N/A | N/A | 0.27805 | Residential ETS System (Room) | 84 | 214.2995 | 0 | 214.2995 | 0 | 0 | 403074.1875 | 160222.0035 | 242852.184 | 2.5157 | 59590.0035 | 6.7641
Whole Home - Adjusted Incentive and Savings | Res HVAC | RET | 20 | 6.6667 | 4817.6081 | 2182.3765 | 4817.6081 | 2182.3765 | 6057.268 | 1737.15 | 351.2435 | 0 | 2088.3935 | 11630.1393 | 0 | 11630.1393 | 89% | 2.0254 | 5.5689 | 0.44494 | 0.022247 | 0.93769 | Whole Home - Adjusted Incentive and Savings | 1827.113 | 4069.0875 | 8575.9454 | 4069.0875 | 8575.9454 | 171518.9085 | 21249579.0694 | 10491670.3321 | 10757908.7373 | 2.0254 | 3815730.9289 | 5.5689
Instant Savings | [22 empty] | Instant Savings Total
Measure Name | Technology Type | Decision Type | Measure Life | Remaining Useful Life | Gross Annual Energy Savings per Unit at Meter (kWh) Pre-RUL | Gross Peak Demand Savings per Unit at Meter (Watts) Pre-RUL | Gross Annual Energy Savings per Unit at Meter (kWh) Post-RUL | Gross Peak Demand Savings per Unit at Meter (Watts) Post-RUL | Gross Per Unit One-Time Incremental Measure Cost ($) | Per Unit Incentive ($) | Per Unit Program Administrative Cost (inclusive of DI costs) ($) | Per Unit Direct Installation Cost ($) | Per Unit DSM Administrator Cost (Incentive + Administrative) ($) | Per Unit Present Value Avoided Cost Benefits ($) | Per Unit Present Value Non-Energy Benefits ($) | Total Per Unit Present Value Benefits ($) | Net-To-Gross Ratio | Net Total Resource Benefit-Cost Ratio (TRC) | Net Program Administrator Benefit-Cost Ratio (PAC) | Net First-Year Unit Cost / kWh at Generator ($/kWh) | Net Lifetime Unit Cost / kWh at Generator ($/kWh) | Net Unit Cost / Watt at Generator ($/W) | Measure Name | Participation (Units) | Total Peak Demand Savings (kW) | Total First Year Energy Savings (MWh) | Total Cumulative Peak Demand Savings (kW) | Total Cumulative First Year Energy Savings (MWh) | Total Lifetime Energy Savings (MWh) | Total Avoided Cost Benefits ($) | TRC Costs ($) | Total TRC Net Resource Benefits ($) | TRC Ratio | PAC Costs ($) | PAC Ratio
Clothes-line | Res Other | ROB/NEW | 10 | N/A | 104 | 0 | N/A | N/A | 61.4161 | 5 | 7.4629 | 0 | 12.4629 | 111.463 | 0 | 111.463 | 100% | 1.6182 | 8.9436 | 0.10947 | 0.010947 | N/A | Clothes-line | 1062.8972 | 0 | 121.0096 | 0 | 121.0096 | 1210.0957 | 118473.7521 | 73211.2145 | 45262.5376 | 1.6182 | 13246.7341 | 8.9436
Dehumidifier | Res HVAC | ROB/NEW | 12 | N/A | 45.2 | 15.1 | N/A | N/A | 229.7557 | 30 | 15.3 | 0 | 45.3 | 76.684 | 0 | 76.684 | 100% | 0.31292 | 1.6928 | 0.91552 | 0.076293 | 2.6163 | Dehumidifier | 9400 | 162.7484 | 465.1161 | 162.7484 | 465.1161 | 5581.3936 | 720829.7481 | 2303523.3258 | -1582693.5777 | 0.31292 | 425820 | 1.6928
Dimmer Switch | Res Lighting | ROB/NEW | 10 | N/A | 13.668 | 1.6115 | N/A | N/A | 14.0906 | 2.98 | 2.2443 | 0 | 5.2243 | 16.4364 | 0 | 16.4364 | 100% | 1.0062 | 3.1462 | 0.34916 | 0.034916 | 2.8272 | Dimmer Switch | 11691.8693 | 21.6036 | 174.938 | 21.6036 | 174.938 | 1749.3795 | 192172.2173 | 190984.4171 | 1187.8002 | 1.0062 | 61081.2741 | 3.1462
ECM Pool Pump | Res HVAC | ROB/NEW | 10 | N/A | 530 | 0 | N/A | N/A | 313.7612 | 200 | 127.0367 | 0 | 327.0367 | 568.0328 | 0 | 568.0328 | 100% | 1.2886 | 1.7369 | 0.56368 | 0.056368 | N/A | ECM Pool Pump | 71 | 0 | 41.1936 | 0 | 41.1936 | 411.9356 | 40330.3281 | 31296.647 | 9033.681 | 1.2886 | 23219.6033 | 1.7369
Efficient clothes washer | Res Other | ROB/NEW | 14 | N/A | 165 | 22.8 | N/A | N/A | 269.7689 | 75 | 38.25 | 0 | 113.25 | 266.4062 | 0 | 266.4062 | 100% | 0.8649 | 2.3524 | 0.62699 | 0.044785 | 4.3318 | Efficient clothes washer | 3683 | 96.2828 | 665.2437 | 96.2828 | 665.2437 | 9313.412 | 981173.9064 | 1134433.7724 | -153259.866 | 0.8649 | 417099.75 | 2.3524
Energy Star Dryer | Res Other | ROB/NEW | 12 | N/A | 151 | 20.8 | N/A | N/A | 127.3333 | 75 | 47.7814 | 0 | 122.7814 | 216.2493 | 0 | 216.2493 | 100% | 1.2349 | 1.7613 | 0.74279 | 0.061899 | 5.148 | Energy Star Dryer | 4200 | 100.167 | 694.2587 | 100.167 | 694.2587 | 8331.1049 | 908247.059 | 735481.9822 | 172765.0768 | 1.2349 | 515681.9822 | 1.7613
ENERGYSTAR Bathroom Exhaust Fans | Res HVAC | ROB/NEW | 19 | N/A | 35.4077 | 4.042 | N/A | N/A | 31.5 | 10 | 8.1033 | 0 | 18.1033 | 68.1381 | 0 | 68.1381 | 100% | 1.7205 | 3.7639 | 0.46705 | 0.024582 | 3.906 | ENERGYSTAR Bathroom Exhaust Fans | 20 | 0.092691 | 0.77522 | 0.092691 | 0.77522 | 14.7291 | 1362.7623 | 792.0652 | 570.697 | 1.7205 | 362.0652 | 3.7639
ENERGYSTAR Dishwasher | Res Other | ROB/NEW | 10 | N/A | 30.9912 | 3.837 | N/A | N/A | 50 | 30 | 15.3 | 0 | 45.3 | 37.4714 | 0 | 37.4714 | 100% | 0.57383 | 0.82718 | 1.3353 | 0.13353 | 10.2961 | ENERGYSTAR Dishwasher | 389 | 1.7114 | 13.1972 | 1.7114 | 13.1972 | 131.9724 | 14576.3703 | 25401.7 | -10825.3297 | 0.57383 | 17621.7 | 0.82718
ENERGYSTAR Range Hoods | Res HVAC | ROB/NEW | 19 | N/A | 4.8941 | 26.8908 | N/A | N/A | 61.4161 | 10 | 7.6198 | 0 | 17.6198 | 63.9358 | 0 | 63.9358 | 100% | 0.92613 | 3.6286 | 3.2888 | 0.17309 | 0.57143 | ENERGYSTAR Range Hoods | 20 | 0.61666 | 0.10715 | 0.61666 | 0.10715 | 2.0359 | 1278.7166 | 1380.7166 | -102 | 0.92613 | 352.3952 | 3.6286
Heat Pump Dryer (ventless) | Res Other | ROB/NEW | 12 | N/A | 446 | 61.548 | N/A | N/A | 1095 | 150 | 76.5 | 0 | 226.5 | 638.8743 | 0 | 638.8743 | 100% | 0.54535 | 2.8206 | 0.46392 | 0.03866 | 3.2094 | Heat Pump Dryer (ventless) | 25 | 1.7643 | 12.2059 | 1.7643 | 12.2059 | 146.4709 | 15971.8569 | 29287.5 | -13315.6431 | 0.54535 | 5662.5 | 2.8206
Heavy duty timer | Res Other | ROB/NEW | 10 | N/A | 122 | 0 | N/A | N/A | 24.2842 | 10 | 10.8632 | 0 | 20.8632 | 130.7547 | 0 | 130.7547 | 100% | 3.7202 | 6.2673 | 0.15622 | 0.015622 | N/A | Heavy duty timer | 7971.7291 | 0 | 1064.6515 | 0 | 1064.6515 | 10646.5152 | 1042341.1841 | 280185.1501 | 762156.034 | 3.7202 | 166315.4364 | 6.2673
Heat Pump Hot Water Heater | Res Domestic Hot Water (DHW) | ROB/NEW | 10 | N/A | 1041 | 169 | N/A | N/A | 1618.785 | 400 | 204 | 0 | 604 | 1303.1681 | 0 | 1303.1681 | 100% | 0.71493 | 2.1576 | 0.53002 | 0.053002 | 3.1169 | Heat Pump Hot Water Heater | 100 | 19.3775 | 113.9583 | 19.3775 | 113.9583 | 1139.5827 | 130316.8138 | 182278.5 | -51961.6862 | 0.71493 | 60400 | 2.1576
Indoor motion sensor | Res Lighting | ROB/NEW | 10 | N/A | 36.8232 | 0 | N/A | N/A | 25.7038 | 5 | 4.2895 | 0 | 9.2895 | 39.4656 | 0 | 39.4656 | 100% | 1.3158 | 4.2484 | 0.23045 | 0.023045 | N/A | Indoor motion sensor | 252.8101 | 0 | 10.1909 | 0 | 10.1909 | 101.9087 | 9977.3105 | 7582.6035 | 2394.707 | 1.3158 | 2348.4771 | 4.2484
LED - ENERGY STAR Fixture with Motion Sensor | Res Lighting | RET | 9.7 | 1 | 137 | 22.2 | 27.4 | 8.805 | 46.6691 | 20 | 11.7778 | 0 | 31.7778 | 35.7964 | 0 | 35.7964 | 66% | 0.8407 | 1.1265 | 0.32105 | 0.11717 | 1.8914 | LED - ENERGY STAR Fixture with Motion Sensor | 577.9025 | 9.7088 | 57.2024 | 9.7088 | 57.2024 | 156.7346 | 20686.8121 | 24606.7386 | -3919.9264 | 0.8407 | 18364.4502 | 1.1265
LED - ENERGY STAR Fixture without Motion Sensor | Res Lighting | RET | 8.5 | 1 | 52.77 | 6.6332 | 10.554 | 1.4894 | 36.8852 | 12 | 6.12 | 0 | 18.12 | 11.6128 | 0 | 11.6128 | 66% | 0.38119 | 0.64088 | 0.47526 | 0.19011 | 3.6096 | LED - ENERGY STAR Fixture without Motion Sensor | 17956.6386 | 90.1372 | 684.6225 | 90.1372 | 684.6225 | 1711.5563 | 208526.8301 | 547034.9338 | -338508.1037 | 0.38119 | 325374.2916 | 0.64088
LED - Other | Res Lighting | RET | 5.5 | 1 | 37.474 | 4.5806 | 7.4948 | 0.51036 | 5.252 | 2 | 1.3631 | 0 | 3.3631 | 7.7832 | 0 | 7.7832 | 79% | 1.412 | 2.3143 | 0.10377 | 0.054617 | 0.8105 | LED - Other | 42000 | 174.2652 | 1361.1361 | 174.2652 | 1361.1361 | 2586.1586 | 326895.8178 | 231508.6193 | 95387.1984 | 1.412 | 141248.2906 | 2.3143
LED - R, BR and Decorative | Res Lighting | RET | 5.1 | 1 | 36.9 | 4.5125 | 7.38 | 0.47296 | 4.7473 | 1.86 | 1.2738 | 0 | 3.1338 | 7.3776 | 0 | 7.3776 | 79% | 1.4684 | 2.3542 | 0.098203 | 0.053957 | 0.76664 | LED - R, BR and Decorative | 12557.4219 | 51.3284 | 400.7274 | 51.3284 | 400.7274 | 729.3239 | 92643.2034 | 63090.3759 | 29552.8275 | 1.4684 | 39352.1257 | 2.3542
LED - Recessed downlight | Res Lighting | RET | 6 | 1 | 41.2452 | 4.8697 | 8.249 | 0.37397 | 17.1571 | 6 | 3.06 | 0 | 9.06 | 7.4034 | 0 | 7.4034 | 66% | 0.51471 | 0.81716 | 0.30403 | 0.15202 | 2.4584 | LED - Recessed downlight | 9098.2726 | 33.5284 | 271.1262 | 33.5284 | 271.1262 | 542.2523 | 67358.4642 | 130866.5476 | -63508.0835 | 0.51471 | 82430.3495 | 0.81716
Motion sensor with dimmer switch | Res Lighting | ROB/NEW | 10 | N/A | 43.0944 | 0 | N/A | N/A | 25.7038 | 5 | 4.5857 | 0 | 9.5857 | 46.1869 | 0 | 46.1869 | 100% | 1.5248 | 4.8183 | 0.2032 | 0.02032 | N/A | Motion sensor with dimmer switch | 12.8185 | 0 | 0.60472 | 0 | 0.60472 | 6.0472 | 592.048 | 388.2675 | 203.7806 | 1.5248 | 122.8751 | 4.8183
Networked/ Connected - Indoor LED Lamp | Res Lighting | ROB/NEW | 4 | N/A | 33 | 4.2959 | N/A | N/A | 65.2611 | 5 | 2.55 | 0 | 7.55 | 14.994 | 0 | 14.994 | 79% | 0.27712 | 1.986 | 0.26455 | 0.066139 | 1.9402 | Networked/ Connected - Indoor LED Lamp | 1878.8587 | 7.3111 | 53.6204 | 7.3111 | 53.6204 | 214.4817 | 28171.7004 | 101658.0345 | -73486.334 | 0.27712 | 14185.3832 | 1.986
Outdoor motion sensor | Res Lighting | ROB/NEW | 10 | N/A | 159 | 0 | N/A | N/A | 41.988 | 5 | 10.061 | 0 | 15.061 | 170.4098 | 0 | 170.4098 | 100% | 3.274 | 11.3146 | 0.08653 | 0.008653 | N/A | Outdoor motion sensor | 3500 | 0 | 609.2006 | 0 | 609.2006 | 6092.0055 | 596434.4292 | 182171.5113 | 414262.9178 | 3.274 | 52713.4996 | 11.3146
Power bar with timer | Res Other | ROB/NEW | 4 | N/A | 53.7 | 0 | N/A | N/A | 25.8 | 5 | 3.7922 | 0 | 8.7922 | 28.1826 | 0 | 28.1826 | 100% | 0.95237 | 3.2054 | 0.14957 | 0.037391 | N/A | Power bar with timer | 500 | 0 | 29.3927 | 0 | 29.3927 | 117.5708 | 14091.2899 | 14796.089 | -704.7991 | 0.95237 | 4396.089 | 3.2054
Programmable thermostat | Res HVAC | ROB/NEW | 10 | N/A | 221 | 0 | N/A | N/A | 14.8904 | 17.5 | 19.3648 | 0 | 36.8648 | 236.859 | 0 | 236.859 | 100% | 6.9145 | 6.4251 | 0.15238 | 0.015238 | N/A | Programmable thermostat | 6000 | 0 | 1451.5722 | 0 | 1451.5722 | 14515.722 | 1421153.7342 | 205531.5897 | 1215622.1445 | 6.9145 | 221188.9047 | 6.4251
Room air purifier | Res Other | ROB/NEW | 9 | N/A | 435 | 74.4 | N/A | N/A | 211.4564 | 60 | 52.6994 | 0 | 112.6994 | 501.3913 | 0 | 501.3913 | 100% | 1.8981 | 4.4489 | 0.23667 | 0.026297 | 1.321 | Room air purifier | 2766 | 235.9593 | 1317.154 | 235.9593 | 1317.154 | 11854.3859 | 1386848.2063 | 730654.9058 | 656193.3006 | 1.8981 | 311726.451 | 4.4489
Room Air-Conditioner | Res HVAC | ROB/NEW | 18 | N/A | 21.4954 | 100.9174 | N/A | N/A | 43 | 5 | 12.9091 | 0 | 17.9091 | 235.0283 | 0 | 235.0283 | 100% | 4.2038 | 13.1234 | 0.76109 | 0.042283 | 0.15477 | Room Air-Conditioner | 2.4 | 0.27771 | 0.056474 | 0.27771 | 0.056474 | 1.0165 | 564.068 | 134.1819 | 429.886 | 4.2038 | 42.9819 | 13.1234
Smart power bar | Res Other | ROB/NEW | 4 | N/A | 53.8 | 0 | N/A | N/A | 25.8 | 10 | 6.3445 | 0 | 16.3445 | 28.2351 | 0 | 28.2351 | 100% | 0.87838 | 1.7275 | 0.27752 | 0.069381 | N/A | Smart power bar | 37 | 0 | 2.1791 | 0 | 2.1791 | 8.7164 | 1044.6973 | 1189.3462 | -144.6489 | 0.87838 | 604.7462 | 1.7275
Smart thermostats for electric baseboards | Res HVAC | ROB/NEW | 10 | N/A | 348 | 0 | N/A | N/A | 151 | 30 | 31.7392 | 0 | 61.7392 | 372.9725 | 0 | 372.9725 | 100% | 2.041 | 6.0411 | 0.16207 | 0.016207 | N/A | Smart thermostats for electric baseboards | 150 | 0 | 57.1433 | 0 | 57.1433 | 571.4334 | 55945.871 | 27410.8754 | 28534.9956 | 2.041 | 9260.8754 | 6.0411
Smart thermostats for mini-split heat pumps | Res HVAC | ROB/NEW | 10 | N/A | 207.8191 | 0 | N/A | N/A | 166 | 30 | 25.1172 | 0 | 55.1172 | 222.7322 | 0 | 222.7322 | 100% | 1.1654 | 4.0411 | 0.24228 | 0.024228 | N/A | Smart thermostats for mini-split heat pumps | 8.5714 | 0 | 1.95 | 0 | 1.95 | 19.5 | 1909.1328 | 1638.1471 | 270.9857 | 1.1654 | 472.4328 | 4.0411
MHEEP | [22 empty] | MHEEP Total
Measure Name | Technology Type | Decision Type | Measure Life | Remaining Useful Life | Gross Annual Energy Savings per Unit at Meter (kWh) Pre-RUL | Gross Peak Demand Savings per Unit at Meter (Watts) Pre-RUL | Gross Annual Energy Savings per Unit at Meter (kWh) Post-RUL | Gross Peak Demand Savings per Unit at Meter (Watts) Post-RUL | Gross Per Unit One-Time Incremental Measure Cost ($) | Per Unit Incentive ($) | Per Unit Program Administrative Cost (inclusive of DI costs) ($) | Per Unit Direct Installation Cost ($) | Per Unit DSM Administrator Cost (Incentive + Administrative) ($) | Per Unit Present Value Avoided Cost Benefits ($) | Per Unit Present Value Non-Energy Benefits ($) | Total Per Unit Present Value Benefits ($) | Net-To-Gross Ratio | Net Total Resource Benefit-Cost Ratio (TRC) | Net Program Administrator Benefit-Cost Ratio (PAC) | Net First-Year Unit Cost / kWh at Generator ($/kWh) | Net Lifetime Unit Cost / kWh at Generator ($/kWh) | Net Unit Cost / Watt at Generator ($/W) | Measure Name | Participation (Units) | Total Peak Demand Savings (kW) | Total First Year Energy Savings (MWh) | Total Cumulative Peak Demand Savings (kW) | Total Cumulative First Year Energy Savings (MWh) | Total Lifetime Energy Savings (MWh) | Total Avoided Cost Benefits ($) | TRC Costs ($) | Total TRC Net Resource Benefits ($) | TRC Ratio | PAC Costs ($) | PAC Ratio
Clothes Dryer replacement (Low Income Only) | Res Other | RET | 5 | 1.6667 | 252 | 34.8 | 252 | 34.8 | 0 | 0 | 953.5132 | 772.84 | 953.5132 | 175.5503 | 0 | 175.5503 | 100% | 0.18411 | 0.18411 | 3.4565 | 0.6913 | 23.8954 | Clothes Dryer replacement (Low Income Only) | 33.64 | 1.3423 | 9.2801 | 1.3423 | 9.2801 | 46.4004 | 5905.5151 | 32076.1906 | -26170.6755 | 0.18411 | 32076.1906 | 0.18411
Drain Water Heat Recovery | Res Domestic Hot Water (DHW) | RET | 20 | 6.6667 | 805 | 130.41 | 805 | 130.41 | 0 | 0 | 1468.3485 | 900 | 1468.3485 | 1678.3294 | 0 | 1678.3294 | 100% | 1.143 | 1.143 | 1.6663 | 0.083313 | 9.8194 | Drain Water Heat Recovery | 0.90975 | 0.13603 | 0.8017 | 0.13603 | 0.8017 | 16.0341 | 1526.8617 | 1335.8314 | 191.0303 | 1.143 | 1335.8314 | 1.143
Freezer replacement (Low income only) | Res Refrigeration | RET | 4 | 1.3333 | 1358 | 193.062 | 1358 | 193.062 | 0 | 0 | 944.9211 | 642.81 | 944.9211 | 787.3426 | 0 | 787.3426 | 100% | 0.83324 | 0.83324 | 0.63563 | 0.15891 | 4.2684 | Freezer replacement (Low income only) | 19.688 | 4.3582 | 29.2682 | 4.3582 | 29.2682 | 117.0729 | 15501.2013 | 18603.6057 | -3102.4044 | 0.83324 | 18603.6057 | 0.83324
Refrigerator replacement (Low income only) | Res Refrigeration | RET | 5 | 1.6667 | 678 | 97.29 | 678 | 97.29 | 0 | 0 | 1138.9864 | 870.11 | 1138.9864 | 474.1519 | 0 | 474.1519 | 100% | 0.41629 | 0.41629 | 1.5346 | 0.30692 | 10.2098 | Refrigerator replacement (Low income only) | 5.778 | 0.64455 | 4.2885 | 0.64455 | 4.2885 | 21.4423 | 2739.6495 | 6581.0634 | -3841.4139 | 0.41629 | 6581.0634 | 0.41629
Whole Home First Nations Retrofit | Res HVAC | RET | 20 | 6.6667 | 3667 | 1037.761 | 3667 | 1037.761 | 0 | 0 | 9299.5769 | 6103.3548 | 9299.5769 | 8602.1714 | 0 | 8602.1714 | 100% | 0.92501 | 0.92501 | 2.3167 | 0.11583 | 7.8151 | Whole Home First Nations Retrofit | 118.0463 | 140.4629 | 473.8689 | 140.4629 | 473.8689 | 9477.3784 | 1015454.0714 | 1097780.183 | -82326.1116 | 0.92501 | 1097780.183 | 0.92501
Dehumidifier replacement (Low income only) | Res Other | RET | 5 | 1.6667 | 636 | 213 | 636 | 213 | 0 | 0 | 586.9991 | 392.63 | 586.9991 | 505.8847 | 0 | 505.8847 | 100% | 0.86182 | 0.86182 | 0.84312 | 0.16862 | 2.4034 | Dehumidifier replacement (Low income only) | 35 | 8.5479 | 24.368 | 8.5479 | 24.368 | 121.8401 | 17705.9644 | 20544.9691 | -2839.0047 | 0.86182 | 20544.9691 | 0.86182
Clothes Washer replacement (Low income only) | Res Other | RET | 11 | 3.6667 | 165 | 22.77 | 165 | 22.77 | 0 | 0 | 1245.6038 | 1003.06 | 1245.6038 | 219.4799 | 0 | 219.4799 | 100% | 0.1762 | 0.1762 | 6.8961 | 0.62692 | 47.7071 | Clothes Washer replacement (Low income only) | 35 | 0.91378 | 6.3219 | 0.91378 | 6.3219 | 69.5408 | 7681.7957 | 43596.1326 | -35914.3369 | 0.1762 | 43596.1326 | 0.1762
New Home Construction | [22 empty] | New Home Construction
Measure Name | Technology Type | Decision Type | Measure Life | Remaining Useful Life | Gross Annual Energy Savings per Unit at Meter (kWh) Pre-RUL | Gross Peak Demand Savings per Unit at Meter (Watts) Pre-RUL | Gross Annual Energy Savings per Unit at Meter (kWh) Post-RUL | Gross Peak Demand Savings per Unit at Meter (Watts) Post-RUL | Gross Per Unit One-Time Incremental Measure Cost ($) | Per Unit Incentive ($) | Per Unit Program Administrative Cost (inclusive of DI costs) ($) | Per Unit Direct Installation Cost ($) | Per Unit DSM Administrator Cost (Incentive + Administrative) ($) | Per Unit Present Value Avoided Cost Benefits ($) | Per Unit Present Value Non-Energy Benefits ($) | Total Per Unit Present Value Benefits ($) | Net-To-Gross Ratio | Net Total Resource Benefit-Cost Ratio (TRC) | Net Program Administrator Benefit-Cost Ratio (PAC) | Net First-Year Unit Cost / kWh at Generator ($/kWh) | Net Lifetime Unit Cost / kWh at Generator ($/kWh) | Net Unit Cost / Watt at Generator ($/W) | Measure Name | Participation (Units) | Total Peak Demand Savings (kW) | Total First Year Energy Savings (MWh) | Total Cumulative Peak Demand Savings (kW) | Total Cumulative First Year Energy Savings (MWh) | Total Lifetime Energy Savings (MWh) | Total Avoided Cost Benefits ($) | TRC Costs ($) | Total TRC Net Resource Benefits ($) | TRC Ratio | PAC Costs ($) | PAC Ratio
Whole Home - tier 0 - Attached/Semi-Attached | Res HVAC | ROB/NEW | 30 | N/A | 0 | 2700 | N/A | N/A | 1490 | 162.3648 | 349.3758 | 0 | 511.7406 | 6700.3613 | 0 | 6700.3613 | 88% | 4.035 | 13.0933 | N/A | N/A | 0.18783 | Whole Home - tier 0 - Attached/Semi-Attached | 6.7445 | 18.3741 | 0 | 18.3741 | 0 | 0 | 45190.3644 | 11199.6983 | 33990.6661 | 4.035 | 3451.4176 | 13.0933
Whole Home - tier 0 - Detached | Res HVAC | ROB/NEW | 30 | N/A | 386 | 2800 | N/A | N/A | 1490 | 162.3648 | 398.8793 | 0 | 561.2442 | 7667.7273 | 0 | 7667.7273 | 88% | 4.4838 | 13.662 | 1.5094 | 0.050312 | 0.19864 | Whole Home - tier 0 - Detached | 34.5654 | 97.6549 | 12.8531 | 97.6549 | 12.8531 | 385.5918 | 265038.0038 | 59109.5631 | 205928.4408 | 4.4838 | 19399.6245 | 13.662
Whole home - tier 1 - Attached/Semi-Attached | Res HVAC | ROB/NEW | 30 | N/A | 351 | 2800 | N/A | N/A | 3175 | 1162.3648 | 435.5422 | 0 | 1597.907 | 7602.5145 | 0 | 7602.5145 | 88% | 2.3541 | 4.7578 | 4.7257 | 0.15752 | 0.56556 | Whole home - tier 1 - Attached/Semi-Attached | 94.8441 | 267.9556 | 32.0697 | 267.9556 | 32.0697 | 962.0914 | 721053.374 | 306302.9046 | 414750.4694 | 2.3541 | 151551.9929 | 4.7578
Whole home - tier 1 - Detached | Res HVAC | ROB/NEW | 30 | N/A | 803 | 2900 | N/A | N/A | 3175 | 1162.3648 | 491.3387 | 0 | 1653.7035 | 8692.8533 | 0 | 8692.8533 | 88% | 2.646 | 5.2566 | 2.1378 | 0.07126 | 0.56512 | Whole home - tier 1 - Detached | 236.0563 | 690.7299 | 182.6035 | 690.7299 | 182.6035 | 5478.1038 | 2052003.1208 | 775525.0124 | 1276478.1084 | 2.646 | 390367.1877 | 5.2566
Whole home - tier 2 - Attached/Semi-Attached | Res HVAC | ROB/NEW | 30 | N/A | 3017 | 3500 | N/A | N/A | 4805 | 2216.4864 | 820.7993 | 0 | 3037.2857 | 14307.0007 | 0 | 14307.0007 | 88% | 2.8335 | 4.7105 | 1.045 | 0.034835 | 0.86001 | Whole home - tier 2 - Attached/Semi-Attached | 12.2243 | 43.1706 | 35.5287 | 43.1706 | 35.5287 | 1065.8596 | 174893.7273 | 61723.1597 | 113170.5676 | 2.8335 | 37128.832 | 4.7105
Whole home - tier 2 - Detached | Res HVAC | ROB/NEW | 30 | N/A | 4996 | 4100 | N/A | N/A | 4805 | 5216.4864 | 1205.6884 | 0 | 6422.1748 | 19483.2903 | 0 | 19483.2903 | 88% | 3.5854 | 3.0338 | 1.3344 | 0.04448 | 1.5523 | Whole home - tier 2 - Detached | 11.3813 | 47.0836 | 54.7762 | 47.0836 | 54.7762 | 1643.2849 | 221744.9331 | 61846.9232 | 159898.0099 | 3.5854 | 73092.6192 | 3.0338
Whole home - tier 3 - Attached/Semi-Attached | Res HVAC | ROB/NEW | 36 | N/A | 4067 | 3800 | N/A | N/A | 10920 | 3324.7296 | 1081.6444 | 0 | 4406.374 | 18538.0022 | 0 | 18538.0022 | 88% | 1.7339 | 4.2071 | 1.1247 | 0.031241 | 1.1492 | Whole home - tier 3 - Attached/Semi-Attached | 10.9598 | 42.0222 | 42.9391 | 42.0222 | 42.9391 | 1545.8076 | 203172.0281 | 117173.4567 | 85998.5714 | 1.7339 | 48292.7951 | 4.2071
Whole home - tier 3 - Detached | Res HVAC | ROB/NEW | 36 | N/A | 5193 | 4100 | N/A | N/A | 10920 | 7324.7296 | 1399.2216 | 0 | 8723.9513 | 21617.2749 | 0 | 21617.2749 | 88% | 1.9636 | 2.4779 | 1.7439 | 0.048442 | 2.1087 | Whole home - tier 3 - Detached | 12.2243 | 50.5713 | 61.1536 | 50.5713 | 61.1536 | 2201.5282 | 264257.0493 | 134575.6455 | 129681.4038 | 1.9636 | 106644.5996 | 2.4779
Residential Behaviour | [22 empty] | Residential Behaviour Total
Measure Name | Technology Type | Decision Type | Measure Life | Remaining Useful Life | Gross Annual Energy Savings per Unit at Meter (kWh) Pre-RUL | Gross Peak Demand Savings per Unit at Meter (Watts) Pre-RUL | Gross Annual Energy Savings per Unit at Meter (kWh) Post-RUL | Gross Peak Demand Savings per Unit at Meter (Watts) Post-RUL | Gross Per Unit One-Time Incremental Measure Cost ($) | Per Unit Incentive ($) | Per Unit Program Administrative Cost (inclusive of DI costs) ($) | Per Unit Direct Installation Cost ($) | Per Unit DSM Administrator Cost (Incentive + Administrative) ($) | Per Unit Present Value Avoided Cost Benefits ($) | Per Unit Present Value Non-Energy Benefits ($) | Total Per Unit Present Value Benefits ($) | Net-To-Gross Ratio | Net Total Resource Benefit-Cost Ratio (TRC) | Net Program Administrator Benefit-Cost Ratio (PAC) | Net First-Year Unit Cost / kWh at Generator ($/kWh) | Net Lifetime Unit Cost / kWh at Generator ($/kWh) | Net Unit Cost / Watt at Generator ($/W) | Measure Name | Participation (Units) | Total Peak Demand Savings (kW) | Total First Year Energy Savings (MWh) | Total Cumulative Peak Demand Savings (kW) | Total Cumulative First Year Energy Savings (MWh) | Total Lifetime Energy Savings (MWh) | Total Avoided Cost Benefits ($) | TRC Costs ($) | Total TRC Net Resource Benefits ($) | TRC Ratio | PAC Costs ($) | PAC Ratio
Home Energy Report | Res Other | ROB/NEW | 1 | N/A | 207 | 0 | N/A | N/A | 11.5057 | 11.5057 | 22.4282 | 0 | 33.9339 | 28.4474 | 0 | 28.4474 | 100% | 0.83832 | 0.83832 | 0.14975 | 0.14975 | N/A | Home Energy Report | 28292.8227 | 0 | 6411.2357 | 0 | 6411.2357 | 6411.2357 | 804857.2229 | 960086.5877 | -155229.3648 | 0.83832 | 960086.5877 | 0.83832
SEM | [22 empty] | SEM Total
Measure Name | Technology Type | Decision Type | Measure Life | Remaining Useful Life | Gross Annual Energy Savings per Unit at Meter (kWh) Pre-RUL | Gross Peak Demand Savings per Unit at Meter (Watts) Pre-RUL | Gross Annual Energy Savings per Unit at Meter (kWh) Post-RUL | Gross Peak Demand Savings per Unit at Meter (Watts) Post-RUL | Gross Per Unit One-Time Incremental Measure Cost ($) | Per Unit Incentive ($) | Per Unit Program Administrative Cost (inclusive of DI costs) ($) | Per Unit Direct Installation Cost ($) | Per Unit DSM Administrator Cost (Incentive + Administrative) ($) | Per Unit Present Value Avoided Cost Benefits ($) | Per Unit Present Value Non-Energy Benefits ($) | Total Per Unit Present Value Benefits ($) | Net-To-Gross Ratio | Net Total Resource Benefit-Cost Ratio (TRC) | Net Program Administrator Benefit-Cost Ratio (PAC) | Net First-Year Unit Cost / kWh at Generator ($/kWh) | Net Lifetime Unit Cost / kWh at Generator ($/kWh) | Net Unit Cost / Watt at Generator ($/W) | Measure Name | Participation (Units) | Total Peak Demand Savings (kW) | Total First Year Energy Savings (MWh) | Total Cumulative Peak Demand Savings (kW) | Total Cumulative First Year Energy Savings (MWh) | Total Lifetime Energy Savings (MWh) | Total Avoided Cost Benefits ($) | TRC Costs ($) | Total TRC Net Resource Benefits ($) | TRC Ratio | PAC Costs ($) | PAC Ratio
Strategic Energy Management | BNI Energy Management | ROB/NEW | 1.88 | N/A | 1000000 | 108018.8679 | N/A | N/A | 158840 | 212845.6 | 156999.0992 | 0 | 369844.6992 | 275440.6809 | 0 | 275440.6809 | 100% | 0.87209 | 0.74475 | 0.34802 | 0.18512 | 3.203 | Strategic Energy Management | 2.5 | 288.6804 | 2656.75 | 288.6804 | 2656.75 | 4994.69 | 688601.7023 | 789597.748 | -100996.0457 | 0.87209 | 924611.748 | 0.74475
Small Business Energy Solutions | [22 empty] | Small Business Energy Solutions Total
Measure Name | Technology Type | Decision Type | Measure Life | Remaining Useful Life | Gross Annual Energy Savings per Unit at Meter (kWh) Pre-RUL | Gross Peak Demand Savings per Unit at Meter (Watts) Pre-RUL | Gross Annual Energy Savings per Unit at Meter (kWh) Post-RUL | Gross Peak Demand Savings per Unit at Meter (Watts) Post-RUL | Gross Per Unit One-Time Incremental Measure Cost ($) | Per Unit Incentive ($) | Per Unit Program Administrative Cost (inclusive of DI costs) ($) | Per Unit Direct Installation Cost ($) | Per Unit DSM Administrator Cost (Incentive + Administrative) ($) | Per Unit Present Value Avoided Cost Benefits ($) | Per Unit Present Value Non-Energy Benefits ($) | Total Per Unit Present Value Benefits ($) | Net-To-Gross Ratio | Net Total Resource Benefit-Cost Ratio (TRC) | Net Program Administrator Benefit-Cost Ratio (PAC) | Net First-Year Unit Cost / kWh at Generator ($/kWh) | Net Lifetime Unit Cost / kWh at Generator ($/kWh) | Net Unit Cost / Watt at Generator ($/W) | Measure Name | Participation (Units) | Total Peak Demand Savings (kW) | Total First Year Energy Savings (MWh) | Total Cumulative Peak Demand Savings (kW) | Total Cumulative First Year Energy Savings (MWh) | Total Lifetime Energy Savings (MWh) | Total Avoided Cost Benefits ($) | TRC Costs ($) | Total TRC Net Resource Benefits ($) | TRC Ratio | PAC Costs ($) | PAC Ratio
Cold Climate Air-Source Ductless Heat Pump (24kBTU/hr) (Commercial) | BNI HVAC | ROB/NEW | 18 | N/A | 9688.757 | 3510.8929 | N/A | N/A | 6884.08 | 1560 | 2007.0979 | 0 | 3567.0979 | 20370.7435 | 0 | 20370.7435 | 93% | 2.4224 | 5.7107 | 0.37252 | 0.020696 | 1.022 | Cold Climate Air-Source Ductless Heat Pump (24kBTU/hr) (Commercial) | 175 | 610.8243 | 1675.7134 | 610.8243 | 1675.7134 | 30162.8411 | 3564880.1087 | 1471626.1511 | 2093253.9575 | 2.4224 | 624242.1311 | 5.7107
Downlight Luminaire (1200 lumen) | BNI Lighting | RET | 11.6 | 1 | 243.1864 | 52.5492 | 243.1864 | 52.5492 | 63.0681 | 20.8 | 31.6867 | 0 | 52.4867 | 325.3593 | 0 | 325.3593 | 93% | 3.6015 | 6.1989 | 0.21838 | 0.018826 | 1.0047 | Downlight Luminaire (1200 lumen) | 98.75 | 5.159 | 23.734 | 5.159 | 23.734 | 275.3139 | 32129.2341 | 8921.0744 | 23208.1597 | 3.6015 | 5183.0615 | 6.1989
Downlight Luminaire (3000 lumen) | BNI Lighting | RET | 11.6 | 1 | 458.7368 | 99.1266 | 458.7368 | 99.1266 | 156.9946 | 31.2 | 59.0492 | 0 | 90.2492 | 613.7444 | 0 | 613.7444 | 93% | 2.9931 | 6.8006 | 0.19906 | 0.01716 | 0.91583 | Downlight Luminaire (3000 lumen) | 23.75 | 2.3405 | 10.7676 | 2.3405 | 10.7676 | 124.9047 | 14576.4289 | 4870.0372 | 9706.3917 | 2.9931 | 2143.4188 | 6.8006
Downlight Luminaire (800 lumen) | BNI Lighting | RET | 11.6 | 1 | 141.3969 | 30.5539 | 141.3969 | 30.5539 | 41.8652 | 39 | 20.8453 | 0 | 59.8453 | 189.175 | 0 | 189.175 | 93% | 3.1645 | 3.1611 | 0.42825 | 0.036918 | 1.9703 | Downlight Luminaire (800 lumen) | 550 | 16.7067 | 76.8593 | 16.7067 | 76.8593 | 891.5675 | 104046.2732 | 32878.9717 | 71167.3015 | 3.1645 | 32914.907 | 3.1611
Flood Luminaire (10000 lumen) | BNI Lighting | ROB/NEW | 17.1 | N/A | 874.9488 | 195.7648 | N/A | N/A | 280.098 | 156 | 158.6038 | 0 | 314.6038 | 1577.5834 | 0 | 1577.5834 | 93% | 3.7643 | 5.0145 | 0.36382 | 0.021276 | 1.6166 | Flood Luminaire (10000 lumen) | 100 | 19.4623 | 86.4722 | 19.4623 | 86.4722 | 1478.6738 | 157758.3372 | 41909.4914 | 115848.8458 | 3.7643 | 31460.3774 | 5.0145
Flood Luminaire (48000 lumen) | BNI Lighting | ROB/NEW | 17.1 | N/A | 2728.1268 | 622.86 | N/A | N/A | 1764.378 | 520 | 499.4304 | 0 | 1019.4304 | 4939.4269 | 0 | 4939.4269 | 93% | 2.3078 | 4.8453 | 0.37809 | 0.022111 | 1.6464 | Flood Luminaire (48000 lumen) | 3.75 | 2.3221 | 10.1109 | 2.3221 | 10.1109 | 172.8962 | 18522.851 | 8026.1323 | 10496.7187 | 2.3078 | 3822.864 | 4.8453
Four Pin Replacement Lamps for CFLs | BNI Lighting | ROB/NEW | 11.6 | N/A | 27.3583 | 5.9118 | N/A | N/A | 21.672 | 13 | 4.5241 | 0 | 17.5241 | 36.6027 | 0 | 36.6027 | 93% | 1.4831 | 2.0887 | 0.64812 | 0.055872 | 2.9818 | Four Pin Replacement Lamps for CFLs | 58.75 | 0.34529 | 1.5885 | 0.34529 | 1.5885 | 18.4268 | 2150.4096 | 1449.8968 | 700.5128 | 1.4831 | 1029.5429 | 2.0887
Fuel Pump Canopy Luminaire ( 5000 lumen) | BNI Lighting | ROB/NEW | 11.4 | N/A | 1083.5244 | 242.4324 | N/A | N/A | 354.046 | 208 | 150.4215 | 0 | 358.4215 | 1437.2213 | 0 | 1437.2213 | 93% | 2.9962 | 4.0099 | 0.3347 | 0.02936 | 1.4872 | Fuel Pump Canopy Luminaire ( 5000 lumen) | 58.75 | 14.1599 | 62.913 | 14.1599 | 62.913 | 717.2079 | 84436.7534 | 28181.4531 | 56255.3004 | 2.9962 | 21057.2648 | 4.0099
General Use Lamp (A-Series) | BNI Lighting | RET | 11.6 | 3.8667 | 136.8475 | 20.9784 | 42.8925 | 6.5753 | 8.5219 | 3.9 | 9.7203 | 0 | 13.6203 | 102.2445 | 0 | 102.2445 | 93% | 5.7943 | 7.5068 | 0.10071 | 0.016009 | 0.65309 | General Use Lamp (A-Series) | 828 | 17.2688 | 111.9853 | 17.2688 | 111.9853 | 704.4485 | 84658.447 | 14610.6022 | 70047.8448 | 5.7943 | 11277.6079 | 7.5068
Glass Door Refrigerator (full size - 38 cu ft) | BNI Cooking and Laundry | ROB/NEW | 12 | N/A | 949 | 108 | N/A | N/A | 0 | 296.4 | 136.1044 | 0 | 432.5044 | 1194.1606 | 0 | 1194.1606 | 93% | 8.7739 | 2.761 | 0.46114 | 0.038428 | 4.0284 | Glass Door Refrigerator (full size - 38 cu ft) | 2.5 | 0.26843 | 2.3448 | 0.26843 | 2.3448 | 28.1372 | 2985.4015 | 340.2609 | 2645.1406 | 8.7739 | 1081.2609 | 2.761
Ground Source Heat Pump (60kBTU/hr) (closed loop) | BNI HVAC | ROB/NEW | 25 | N/A | 29037.099 | 54081 | N/A | N/A | 13762.98 | 7800 | 16224.4558 | 0 | 24024.4558 | 169392.1477 | 0 | 169392.1477 | 93% | 5.8363 | 7.0508 | 0.83716 | 0.033486 | 0.44686 | Ground Source Heat Pump (60kBTU/hr) (closed loop) | 2.5 | 134.4143 | 71.7442 | 134.4143 | 71.7442 | 1793.6053 | 423480.3692 | 72560.068 | 350920.3012 | 5.8363 | 60061.1395 | 7.0508
Heat Pump Water Heater (40 gal) | BNI Domestic Hot Water (DHW) | ROB/NEW | 10 | N/A | 4925.501 | 1214.6285 | N/A | N/A | 1012.13 | 1560 | 684.1827 | 0 | 2244.1827 | 5934.1459 | 0 | 5934.1459 | 93% | 3.6507 | 2.6442 | 0.46101 | 0.046101 | 1.8586 | Heat Pump Water Heater (40 gal) | 3.75 | 4.5283 | 18.2547 | 4.5283 | 18.2547 | 182.5473 | 22253.0471 | 6095.4884 | 16157.5586 | 3.6507 | 8415.6851 | 2.6442
Heat Pump Water Heater (60 gal) | BNI Domestic Hot Water (DHW) | ROB/NEW | 10 | N/A | 7541.271 | 1859.6774 | N/A | N/A | 1112.13 | 1820 | 996.3676 | 0 | 2816.3676 | 9085.5737 | 0 | 9085.5737 | 93% | 4.4742 | 3.226 | 0.37788 | 0.037788 | 1.5234 | Heat Pump Water Heater (60 gal) | 3.75 | 6.9331 | 27.9492 | 6.9331 | 27.9492 | 279.492 | 34070.9013 | 7614.9319 | 26455.9694 | 4.4742 | 10561.3785 | 3.226
Heat Reclaimer Unit (Agriculture) | BNI Process | ROB/NEW | 15 | N/A | 9800.851 | 2819 | N/A | N/A | 4625.74 | 3250 | 1857.5223 | 0 | 5107.5223 | 17078.6432 | 0 | 17078.6432 | 93% | 2.7727 | 3.3438 | 0.52729 | 0.035153 | 1.8225 | Heat Reclaimer Unit (Agriculture) | 2.5 | 7.0064 | 24.2157 | 7.0064 | 24.2157 | 363.2358 | 42696.6079 | 15398.6512 | 27297.9568 | 2.7727 | 12768.8057 | 3.3438
High Bay Luminaire (15 000 lumen) | BNI Lighting | ROB/NEW | 22.3 | N/A | 255.3125 | 39.1387 | N/A | N/A | 172.62 | 169 | 61.2846 | 0 | 230.2846 | 502.7993 | 0 | 502.7993 | 93% | 2.2667 | 2.1834 | 0.91264 | 0.040926 | 5.9186 | High Bay Luminaire (15 000 lumen) | 3850 | 149.8057 | 971.4634 | 149.8057 | 971.4634 | 21663.6335 | 1935777.3208 | 854011.7228 | 1081765.5981 | 2.2667 | 886595.8128 | 2.1834
High Bay Luminaire (35 000 lumen) | BNI Lighting | ROB/NEW | 22.3 | N/A | 595.7155 | 91.3217 | N/A | N/A | 343.14 | 455 | 148.455 | 0 | 603.455 | 1173.1716 | 0 | 1173.1716 | 93% | 2.5091 | 1.9441 | 1.025 | 0.045963 | 6.6471 | High Bay Luminaire (35 000 lumen) | 115 | 10.4408 | 67.7065 | 10.4408 | 67.7065 | 1509.8551 | 134914.7294 | 53771.1486 | 81143.5809 | 2.5091 | 69397.3256 | 1.9441
High Volume Low Speed Fan (Agriculture) (24 foot) | BNI Process | ROB/NEW | 15 | N/A | 16086.432 | 4615 | N/A | N/A | 4426.24 | 5200 | 3035.1275 | 0 | 8235.1275 | 28014.3332 | 0 | 28014.3332 | 93% | 3.9172 | 3.4018 | 0.51799 | 0.034532 | 1.795 | High Volume Low Speed Fan (Agriculture) (24 foot) | 2.5 | 11.4702 | 39.746 | 11.4702 | 39.746 | 596.1899 | 70035.833 | 17878.8269 | 52157.0061 | 3.9172 | 20587.8189 | 3.4018
Horticultural Lighting - blended lamps and baselines | BNI Lighting | ROB/NEW | 9.5 | N/A | 2112.6 | 380 | N/A | N/A | 1300 | 528.15 | 258.8122 | 0 | 786.9622 | 2305.6246 | 0 | 2305.6246 | 93% | 1.5708 | 2.9298 | 0.37691 | 0.039675 | 2.0832 | Horticultural Lighting - blended lamps and baselines | 50 | 18.8892 | 104.3953 | 18.8892 | 104.3953 | 991.7553 | 115281.2323 | 73390.6111 | 41890.6212 | 1.5708 | 39348.1111 | 2.9298
LED Replacement Lamps for HID (10000 lumen) | BNI Lighting | ROB/NEW | 11.4 | N/A | 172.7305 | 37.3247 | N/A | N/A | 99.75 | 156 | 34.9011 | 0 | 190.9011 | 227.6513 | 0 | 227.6513 | 93% | 1.7831 | 1.1925 | 1.1183 | 0.098094 | 5.1449 | LED Replacement Lamps for HID (10000 lumen) | 117.5 | 4.3601 | 20.0586 | 4.3601 | 20.0586 | 228.668 | 26749.031 | 15001.0613 | 11747.9698 | 1.7831 | 22430.88 | 1.1925
LED Replacement Lamps for HID (4000 lumen) | BNI Lighting | ROB/NEW | 11.4 | N/A | 69.1005 | 14.9317 | N/A | N/A | 100.8 | 52 | 4.68 | 0 | 56.68 | 91.0715 | 0 | 91.0715 | 93% | 0.9253 | 1.6068 | 0.82996 | 0.072803 | 3.8184 | LED Replacement Lamps for HID (4000 lumen) | 38.75 | 0.57523 | 2.6463 | 0.57523 | 2.6463 | 30.1683 | 3529.019 | 3813.93 | -284.911 | 0.9253 | 2196.35 | 1.6068
LED Troffer (1x4) | BNI Lighting | RET | 20.9 | 6.9667 | 179.9017 | 38.8742 | 179.9017 | 38.8742 | 138.8253 | 39 | 36.845 | 0 | 75.845 | 363.7752 | 0 | 363.7752 | 93% | 2.192 | 4.7963 | 0.42658 | 0.02041 | 1.9626 | LED Troffer (1x4) | 137.5 | 5.314 | 24.4473 | 5.314 | 24.4473 | 510.9493 | 50019.094 | 22818.4677 | 27200.6264 | 2.192 | 10428.6856 | 4.7963
LED Troffer (4x2) | BNI Lighting | RET | 20.9 | 6.9667 | 230.0263 | 35.2624 | 230.0263 | 35.2624 | 325.3139 | 20 | 41.8636 | 0 | 61.8636 | 437.2032 | 0 | 437.2032 | 93% | 1.2694 | 7.0672 | 0.27212 | 0.01302 | 1.7648 | LED Troffer (4x2) | 4500 | 157.7559 | 1023.0191 | 157.7559 | 1023.0191 | 21381.0986 | 1967414.3493 | 1549825.0604 | 417589.2889 | 1.2694 | 278386.4104 | 7.0672
LED Wall Sconce (1200 lumen) | BNI Lighting | RET | 11.6 | 1 | 243.1864 | 52.5492 | 243.1864 | 52.5492 | 11.6271 | 46.8 | 34.0267 | 0 | 80.8267 | 325.3593 | 0 | 325.3593 | 93% | 7.256 | 4.0254 | 0.3363 | 0.028991 | 1.5472 | LED Wall Sconce (1200 lumen) | 30 | 1.5673 | 7.2103 | 1.5673 | 7.2103 | 83.6397 | 9760.78 | 1345.1968 | 8415.5832 | 7.256 | 2424.801 | 4.0254
Linear Ambient Luminaire (10000 lumen) | BNI Lighting | ROB/NEW | 11.6 | N/A | 468.5734 | 101.2522 | N/A | N/A | 217.98 | 130 | 69.1472 | 0 | 199.1472 | 626.9047 | 0 | 626.9047 | 93% | 2.3059 | 3.1479 | 0.43003 | 0.037072 | 1.9785 | Linear Ambient Luminaire (10000 lumen) | 98.75 | 9.9404 | 45.7308 | 9.9404 | 45.7308 | 530.4768 | 61906.8407 | 26847.022 | 35059.8187 | 2.3059 | 19665.7838 | 3.1479
Linear Ambient Luminaire (2000 lumen) | BNI Lighting | ROB/NEW | 11.6 | N/A | 50.1984 | 10.8472 | N/A | N/A | 12.6 | 26 | 8.4943 | 0 | 34.4943 | 67.1604 | 0 | 67.1604 | 93% | 3.3227 | 1.947 | 0.69529 | 0.059939 | 3.1988 | Linear Ambient Luminaire (2000 lumen) | 196.25 | 2.1163 | 9.7363 | 2.1163 | 9.7363 | 112.9408 | 13180.2363 | 3966.6695 | 9213.5668 | 3.3227 | 6769.512 | 1.947
Linear Ambient Luminaire (4000 lumen) | BNI Lighting | ROB/NEW | 11.6 | N/A | 96.2515 | 20.7986 | N/A | N/A | 65.52 | 39 | 15.3105 | 0 | 54.3105 | 128.775 | 0 | 128.775 | 93% | 1.689 | 2.3711 | 0.57093 | 0.049218 | 2.6267 | Linear Ambient Luminaire (4000 lumen) | 255 | 5.2727 | 24.2572 | 5.2727 | 24.2572 | 281.3841 | 32837.6284 | 19442.2341 | 13395.3943 | 1.689 | 13849.1661 | 2.3711
Linear Ambient Luminaire (8000 lumen) | BNI Lighting | ROB/NEW | 11.6 | N/A | 175.9223 | 38.0144 | N/A | N/A | 217.98 | 78 | 28.5881 | 0 | 106.5881 | 235.3666 | 0 | 235.3666 | 93% | 1.0175 | 2.2082 | 0.61305 | 0.052849 | 2.8205 | Linear Ambient Luminaire (8000 lumen) | 196.25 | 7.4168 | 34.1212 | 7.4168 | 34.1212 | 395.8058 | 46190.6878 | 45394.4897 | 796.1981 | 1.0175 | 20917.9149 | 2.2082
Linear Replacement Lamp (2 foot) | BNI Lighting | ROB/NEW | 11.6 | N/A | 37.3068 | 8.0615 | N/A | N/A | 12.6882 | 6.5 | 5.1588 | 0 | 11.6588 | 49.9128 | 0 | 49.9128 | 93% | 2.9432 | 4.2811 | 0.31621 | 0.027259 | 1.4548 | Linear Replacement Lamp (2 foot) | 393.75 | 3.1557 | 14.5178 | 3.1557 | 14.5178 | 168.407 | 19653.1634 | 6677.5456 | 12975.6178 | 2.9432 | 4590.6603 | 4.2811
Linear Replacement Lamp (4 foot) | BNI Lighting | ROB/NEW | 11.6 | N/A | 49.6736 | 7.6148 | N/A | N/A | 8.6562 | 10.4 | 6.7039 | 0 | 17.1039 | 62.9431 | 0 | 62.9431 | 93% | 4.2661 | 3.6801 | 0.3484 | 0.030034 | 2.2594 | Linear Replacement Lamp (4 foot) | 98000 | 741.9032 | 4811.1106 | 741.9032 | 4811.1106 | 55808.8829 | 6168423.9462 | 1445905.1101 | 4722518.8361 | 4.2661 | 1676179.0421 | 3.6801
Low-bay Luminaire (10,000 lumen) | BNI Lighting | ROB/NEW | 11.6 | N/A | 468.5734 | 101.2522 | N/A | N/A | 166.32 | 130 | 69.1472 | 0 | 199.1472 | 626.9047 | 0 | 626.9047 | 93% | 2.8009 | 3.1479 | 0.43003 | 0.037072 | 1.9785 | Low-bay Luminaire (10,000 lumen) | 45 | 4.5298 | 20.8393 | 4.5298 | 20.8393 | 241.7362 | 28210.7122 | 10072.115 | 18138.5972 | 2.8009 | 8961.623 | 3.1479
Multi-Tank Conveyor Dishwasher - High Temp | BNI Cooking and Laundry | ROB/NEW | 20 | N/A | 27407.5971 | 2837 | N/A | N/A | 1222.2 | 3900 | 4774.6465 | 0 | 8674.6465 | 48273.9965 | 0 | 48273.9965 | 93% | 8.1664 | 5.565 | 0.32025 | 0.016012 | 3.0758 | Multi-Tank Conveyor Dishwasher - High Temp | 2.5 | 7.0512 | 67.7181 | 7.0512 | 67.7181 | 1354.3615 | 120684.9912 | 14778.2312 | 105906.76 | 8.1664 | 21686.6162 | 5.565
Multi-Tank Conveyor Dishwasher - Low Temp | BNI Cooking and Laundry | ROB/NEW | 20 | N/A | 18811.2029 | 1947 | N/A | N/A | 1222.2 | 2860 | 3294.2774 | 0 | 6154.2774 | 33140.58 | 0 | 33140.58 | 93% | 7.4794 | 5.385 | 0.33103 | 0.016551 | 3.1796 | Multi-Tank Conveyor Dishwasher - Low Temp | 2.5 | 4.8391 | 46.4783 | 4.8391 | 46.4783 | 929.5659 | 82851.4501 | 11077.3085 | 71774.1415 | 7.4794 | 15385.6935 | 5.385
Occupancy Sensor (Ceiling Mounted) | BNI Lighting | ROB/NEW | 10 | N/A | 187.7496 | 43.9824 | N/A | N/A | 115.71 | 104 | 29.8837 | 0 | 133.8837 | 223.9689 | 0 | 223.9689 | 93% | 1.6289 | 1.6729 | 0.72153 | 0.072153 | 3.062 | Occupancy Sensor (Ceiling Mounted) | 10 | 0.43726 | 1.8556 | 0.43726 | 1.8556 | 18.5555 | 2239.6886 | 1374.9396 | 864.749 | 1.6289 | 1338.8366 | 1.6729
Occupancy Sensor (Wall Mounted) | BNI Lighting | ROB/NEW | 10 | N/A | 109.2361 | 25.5898 | N/A | N/A | 74.3337 | 52 | 16.621 | 0 | 68.621 | 130.3092 | 0 | 130.3092 | 93% | 1.5196 | 1.899 | 0.63562 | 0.063562 | 2.6974 | Occupancy Sensor (Wall Mounted) | 196.25 | 4.9927 | 21.187 | 4.9927 | 21.187 | 211.8701 | 25573.1714 | 16828.7081 | 8744.4633 | 1.5196 | 13466.8787 | 1.899
Open to Closed Cooler Conversion | BNI Refrigeration | RET | 12 | 4 | 54750 | 6250 | 54750 | 6250 | 49662.8495 | 6500 | 6900.2328 | 0 | 13400.2328 | 68916.3405 | 0 | 68916.3405 | 93% | 1.2982 | 5.1429 | 0.24765 | 0.020637 | 2.1567 | Open to Closed Cooler Conversion | 1.25 | 7.767 | 67.6375 | 7.767 | 67.6375 | 811.6504 | 86145.4256 | 66358.3536 | 19787.0721 | 1.2982 | 16750.291 | 5.1429
Parking Garage Luminaire (5000 lumen) | BNI Lighting | ROB/NEW | 22.8 | N/A | 1083.5244 | 242.4324 | N/A | N/A | 901.74 | 162.5 | 226.9241 | 0 | 389.4241 | 2316.7601 | 0 | 2316.7601 | 93% | 2.1743 | 5.9492 | 0.36366 | 0.01595 | 1.6158 | Parking Garage Luminaire (5000 lumen) | 47.5 | 11.4484 | 50.8658 | 11.4484 | 50.8658 | 1159.7404 | 110046.1032 | 50613.2607 | 59432.8425 | 2.1743 | 18497.6462 | 5.9492
Pole/Arm-Mounted Area Luminaire (20000 lumen) | BNI Lighting | ROB/NEW | 13.7 | N/A | 1202.3976 | 274.52 | N/A | N/A | 483.84 | 406.25 | 206.8086 | 0 | 613.0586 | 1857.8471 | 0 | 1857.8471 | 93% | 2.8287 | 3.0305 | 0.51589 | 0.037657 | 2.2464 | Pole/Arm-Mounted Area Luminaire (20000 lumen) | 393.75 | 107.4621 | 467.91 | 107.4621 | 467.91 | 6410.3666 | 731527.2973 | 258607.0393 | 472920.2579 | 2.8287 | 241391.8168 | 3.0305
Pole/Arm-Mounted Area Luminaire (5000 lumen) | BNI Lighting | ROB/NEW | 13.7 | N/A | 886.4244 | 202.38 | N/A | N/A | 150.29 | 195 | 143.0578 | 0 | 338.0578 | 1369.631 | 0 | 1369.631 | 93% | 4.8426 | 4.0515 | 0.38588 | 0.028167 | 1.6803 | Pole/Arm-Mounted Area Luminaire (5000 lumen) | 393.75 | 79.2225 | 344.9498 | 79.2225 | 344.9498 | 4725.8123 | 539292.1988 | 111363.3294 | 427928.8694 | 4.8426 | 133110.2601 | 4.0515
Pole/Arm-Mounted Decorative Luminaire (10000 lumen) | BNI Lighting | ROB/NEW | 22.8 | N/A | 874.9488 | 195.7648 | N/A | N/A | 300.58 | 406.25 | 207.9946 | 0 | 614.2446 | 1870.7898 | 0 | 1870.7898 | 93% | 3.8372 | 3.0457 | 0.71034 | 0.031155 | 3.1562 | Pole/Arm-Mounted Decorative Luminaire (10000 lumen) | 6.25 | 1.2164 | 5.4045 | 1.2164 | 5.4045 | 123.2228 | 11692.4365 | 3047.0875 | 8645.349 | 3.8372 | 3839.0288 | 3.0457
Pole/Arm-Mounted Decorative Luminaire (1300 lumen) | BNI Lighting | ROB/NEW | 22.8 | N/A | 361.8756 | 80.9676 | N/A | N/A | 39.0754 | 81.25 | 78.2162 | 0 | 159.4662 | 773.7518 | 0 | 773.7518 | 93% | 6.7543 | 4.8521 | 0.44588 | 0.019556 | 1.9812 | Pole/Arm-Mounted Decorative Luminaire (1300 lumen) | 3.75 | 0.30186 | 1.3412 | 0.30186 | 1.3412 | 30.5787 | 2901.5692 | 429.5862 | 2471.983 | 6.7543 | 597.9982 | 4.8521
Premium High Bay Luminaire (15 000 lumen) | BNI Lighting | ROB/NEW | 22.3 | N/A | 312.0531 | 47.8369 | N/A | N/A | 237.258 | 243.75 | 78.2518 | 0 | 322.0018 | 614.5414 | 0 | 614.5414 | 93% | 2.056 | 1.9085 | 1.0441 | 0.04682 | 6.771 | Premium High Bay Luminaire (15 000 lumen) | 250 | 11.8895 | 77.1014 | 11.8895 | 77.1014 | 1719.361 | 153635.3554 | 74725.4229 | 78909.9324 | 2.056 | 80500.4379 | 1.9085
Premium High Bay Luminaire (35 000 lumen) | BNI Lighting | ROB/NEW | 22.3 | N/A | 728.1104 | 111.6175 | N/A | N/A | 797.202 | 650 | 189.8975 | 0 | 839.8975 | 1433.9032 | 0 | 1433.9032 | 93% | 1.5397 | 1.7072 | 1.1672 | 0.05234 | 7.5693 | Premium High Bay Luminaire (35 000 lumen) | 125 | 13.8708 | 89.9499 | 13.8708 | 89.9499 | 2005.8837 | 179237.8959 | 116411.9154 | 62825.9805 | 1.5397 | 104987.1829 | 1.7072
Refrigerated Case Luminaire | BNI Lighting | ROB/NEW | 16.3 | N/A | 153.0972 | 25.2788 | N/A | N/A | 173.88 | 78 | 30.2277 | 0 | 108.2277 | 253.2591 | 0 | 253.2591 | 93% | 1.3195 | 2.3401 | 0.71528 | 0.043882 | 4.3067 | Refrigerated Case Luminaire | 58.75 | 1.4765 | 8.8893 | 1.4765 | 8.8893 | 144.896 | 14878.9692 | 11276.246 | 3602.7233 | 1.3195 | 6358.3775 | 2.3401
SBES Direct Install - Lighting | BNI Lighting | RET | 10.8 | 3.6 | 15239.5872 | 3104.3603 | 15239.5872 | 3104.3603 | 0 | 0 | 17757.0185 | 14782 | 17757.0185 | 17947.4719 | 0 | 17947.4719 | 88% | 1.0107 | 1.0107 | 1.246 | 0.11537 | 6.0808 | SBES Direct Install - Lighting | 100 | 292.0334 | 1425.1696 | 292.0334 | 1425.1696 | 15391.8319 | 1794747.1944 | 1775701.8453 | 19045.3491 | 1.0107 | 1775701.8453 | 1.0107
SBES Direct Install - Lighting Controls | BNI Lighting | RET | 10.8 | 3.6 | 1398.5945 | 284.8989 | 1398.5945 | 284.8989 | 0 | 0 | 2623.0547 | 2268 | 2623.0547 | 1647.1073 | 0 | 1647.1073 | 88% | 0.62793 | 0.62793 | 2.0055 | 0.18569 | 9.7876 | SBES Direct Install - Lighting Controls | 100 | 26.801 | 130.7932 | 26.801 | 130.7932 | 1412.5666 | 164710.7314 | 262305.4685 | -97594.7371 | 0.62793 | 262305.4685 | 0.62793
SBES Direct Install - Non-Lighting | BNI Other | RET | 10.8 | 3.6 | 1152.9982 | 234.87 | 1152.9982 | 234.87 | 0 | 0 | 1692.9402 | 1439 | 1692.9402 | 1357.8716 | 0 | 1357.8716 | 88% | 0.80208 | 0.80208 | 1.5701 | 0.14538 | 7.6626 | SBES Direct Install - Non-Lighting | 100 | 22.0947 | 107.8256 | 22.0947 | 107.8256 | 1164.5167 | 135787.1575 | 169294.0216 | -33506.864 | 0.80208 | 169294.0216 | 0.80208
Smart thermostats for central air source heat pump | BNI HVAC | ROB/NEW | 11 | N/A | 298 | 0 | N/A | N/A | 106 | 119.2 | 39.3396 | 0 | 158.5396 | 312.2308 | 0 | 312.2308 | 93% | 2.2639 | 1.9694 | 0.5383 | 0.048937 | N/A | Smart thermostats for central air source heat pump | 6.1224 | 0 | 1.8032 | 0 | 1.8032 | 19.8348 | 1911.6169 | 844.406 | 1067.2109 | 2.2639 | 970.6509 | 1.9694
Smart thermostats for electric baseboards | BNI HVAC | ROB/NEW | 11 | N/A | 146 | 0 | N/A | N/A | 151 | 58.4 | 17.7981 | 0 | 76.1981 | 152.9721 | 0 | 152.9721 | 93% | 0.96678 | 2.0076 | 0.52808 | 0.048007 | N/A | Smart thermostats for electric baseboards | 40 | 0 | 5.7717 | 0 | 5.7717 | 63.4891 | 6118.8846 | 6329.1246 | -210.24 | 0.96678 | 3047.9246 | 2.0076
Smart thermostats for mini-split heat pumps | BNI HVAC | ROB/NEW | 11 | N/A | 74 | 0 | N/A | N/A | 166 | 29.6 | 2.664 | 0 | 32.264 | 77.5338 | 0 | 77.5338 | 93% | 0.49371 | 2.4031 | 0.44116 | 0.040105 | N/A | Smart thermostats for mini-split heat pumps | 4.2857 | 0 | 0.31344 | 0 | 0.31344 | 3.4478 | 332.2878 | 673.0457 | -340.7579 | 0.49371 | 138.2743 | 2.4031
Solid Door Freezer | BNI Cooking and Laundry | ROB/NEW | 12 | N/A | 2128 | 165 | N/A | N/A | 0 | 468 | 279.2386 | 0 | 747.2386 | 2587.6077 | 0 | 2587.6077 | 93% | 9.2667 | 3.4629 | 0.3553 | 0.029608 | 4.5555 | Solid Door Freezer | 2.5 | 0.4101 | 5.2578 | 0.4101 | 5.2578 | 63.0938 | 6469.0192 | 698.0965 | 5770.9228 | 9.2667 | 1868.0965 | 3.4629
Solid Door Refrigerator | BNI Cooking and Laundry | ROB/NEW | 12 | N/A | 818 | 63 | N/A | N/A | 0 | 273 | 115.6725 | 0 | 388.6725 | 994.1753 | 0 | 994.1753 | 93% | 8.5947 | 2.5579 | 0.48077 | 0.040064 | 6.2059 | Solid Door Refrigerator | 11.25 | 0.70462 | 9.0949 | 0.70462 | 9.0949 | 109.1392 | 11184.4719 | 1301.3152 | 9883.1567 | 8.5947 | 4372.5652 | 2.5579
Standard Capacity Electric Fryer | BNI Cooking and Laundry | ROB/NEW | 12 | N/A | 952 | 148 | N/A | N/A | 264.6 | 1300 | 231.0185 | 0 | 1531.0185 | 1244.2519 | 0 | 1244.2519 | 93% | 2.608 | 0.8127 | 1.6272 | 0.1356 | 10.4059 | Standard Capacity Electric Fryer | 2.5 | 0.36784 | 2.3522 | 0.36784 | 2.3522 | 28.2262 | 3110.6298 | 1192.7414 | 1917.8885 | 2.608 | 3827.5464 | 0.8127
Strip-Curtains for Display Cases | BNI Refrigeration | ROB/NEW | 4 | N/A | 28970.31 | 3307 | N/A | N/A | 76.86 | 2080 | 1546.6283 | 0 | 3626.6283 | 14835.0541 | 0 | 14835.0541 | 93% | 9.1681 | 4.0906 | 0.12666 | 0.031666 | 1.1031 | Strip-Curtains for Display Cases | 2.5 | 8.2193 | 71.5792 | 8.2193 | 71.5792 | 286.3168 | 37087.6354 | 4045.2701 | 33042.3652 | 9.1681 | 9066.5706 | 4.0906
VFD Milk Vacuum Pump | BNI Process | ROB/NEW | 15 | N/A | 6492.659 | 1818 | N/A | N/A | 6360.48 | 195 | 1047.7052 | 0 | 1242.7052 | 11241.7913 | 0 | 11241.7913 | 93% | 1.6145 | 9.0462 | 0.19367 | 0.012911 | 0.6876 | VFD Milk Vacuum Pump | 2.5 | 4.5185 | 16.0419 | 4.5185 | 16.0419 | 240.6287 | 28104.4783 | 17407.3791 | 10697.0992 | 1.6145 | 3106.7631 | 9.0462
Wall Mounted Area Luminaire (1000 lumen) (full and no-cutoff) | BNI Lighting | ROB/NEW | 22.8 | N/A | 153.3 | 34.3 | N/A | N/A | 28.595 | 39 | 33.5467 | 0 | 72.5467 | 327.7816 | 0 | 327.7816 | 93% | 5.4503 | 4.5182 | 0.47883 | 0.021001 | 2.1276 | Wall Mounted Area Luminaire (1000 lumen) (full and no-cutoff) | 110 | 3.751 | 16.6659 | 3.751 | 16.6659 | 379.9823 | 36055.9716 | 6615.4014 | 29440.5702 | 5.4503 | 7980.1329 | 4.5182
Wall Mounted Area Luminaire (10000 lumen) (full and no-cutoff) | BNI Lighting | ROB/NEW | 22.8 | N/A | 776.3988 | 177.26 | N/A | N/A | 285.95 | 156 | 166.8314 | 0 | 322.8314 | 1667.3691 | 0 | 1667.3691 | 93% | 3.8528 | 5.1648 | 0.42072 | 0.018453 | 1.832 | Wall Mounted Area Luminaire (10000 lumen) (full and no-cutoff) | 62.5 | 11.0142 | 47.9577 | 11.0142 | 47.9577 | 1093.436 | 104210.5718 | 27047.8064 | 77162.7653 | 3.8528 | 20176.9627 | 5.1648
Zero-Energy Doors for Reach-In Coolers | BNI Refrigeration | ROB/NEW | 12 | N/A | 1400.023 | 160 | N/A | N/A | 304.92 | 312 | 189.5873 | 0 | 501.5873 | 1762.4835 | 0 | 1762.4835 | 93% | 3.7249 | 3.5138 | 0.36251 | 0.030209 | 3.1535 | Zero-Energy Doors for Reach-In Coolers | 2.5 | 0.39767 | 3.4591 | 0.39767 | 3.4591 | 41.5097 | 4406.2088 | 1182.9073 | 3223.3015 | 3.7249 | 1253.9683 | 3.5138

## 2024
Affordable Multi-Family Housing | [22 empty] | Affordable Multi-Family Housing Total
Measure Name | Technology Type | Decision Type | Measure Life | Remaining Useful Life | Gross Annual Energy Savings per Unit at Meter (kWh) Pre-RUL | Gross Peak Demand Savings per Unit at Meter (Watts) Pre-RUL | Gross Annual Energy Savings per Unit at Meter (kWh) Post-RUL | Gross Peak Demand Savings per Unit at Meter (Watts) Post-RUL | Gross Per Unit One-Time Incremental Measure Cost ($) | Per Unit Incentive ($) | Per Unit Program Administrative Cost (inclusive of DI costs) ($) | Per Unit Direct Installation Cost ($) | Per Unit DSM Administrator Cost (Incentive + Administrative) ($) | Per Unit Present Value Avoided Cost Benefits ($) | Per Unit Present Value Non-Energy Benefits ($) | Total Per Unit Present Value Benefits ($) | Net-To-Gross Ratio | Net Total Resource Benefit-Cost Ratio (TRC) | Net Program Administrator Benefit-Cost Ratio (PAC) | Net First-Year Unit Cost / kWh at Generator ($/kWh) | Net Lifetime Unit Cost / kWh at Generator ($/kWh) | Net Unit Cost / Watt at Generator ($/W) | Measure Name | Participation (Units) | Total Peak Demand Savings (kW) | Total First Year Energy Savings (MWh) | Total Cumulative Peak Demand Savings (kW) | Total Cumulative First Year Energy Savings (MWh) | Total Lifetime Energy Savings (MWh) | Total Avoided Cost Benefits ($) | TRC Costs ($) | Total TRC Net Resource Benefits ($) | TRC Ratio | PAC Costs ($) | PAC Ratio
Cold Climate Air-Source Ductless Heat Pump (24kBTU/hr) (Multi-Family) | Res HVAC | ROB/NEW | 18 | N/A | 3578.14 | 1296.6025 | N/A | N/A | 7021.7616 | 1789.07 | 1037.2867 | 0 | 2826.3567 | 8642.0673 | 0 | 8642.0673 | 100% | 1.0723 | 3.0577 | 0.72157 | 0.040087 | 1.901 | Cold Climate Air-Source Ductless Heat Pump (24kBTU/hr) (Multi-Family) | 65 | 96.6345 | 254.6043 | 193.269 | 509.2087 | 4582.8781 | 561734.372 | 523838.1398 | 37896.2322 | 1.0723 | 183713.1858 | 3.0577
Cold Climate Air-Source Ductless Heat Pump (48kBTU/hr) (Multi-Family) | Res HVAC | ROB/NEW | 18 | N/A | 6972.26 | 2127.5515 | N/A | N/A | 14043.5232 | 3486.13 | 1978.7409 | 0 | 5464.8709 | 15995.7885 | 0 | 15995.7885 | 100% | 0.99835 | 2.927 | 0.716 | 0.039778 | 2.2401 | Cold Climate Air-Source Ductless Heat Pump (48kBTU/hr) (Multi-Family) | 65 | 158.5643 | 496.1146 | 317.1286 | 992.2293 | 8930.0636 | 1039726.2538 | 1041447.1687 | -1720.9149 | 0.99835 | 355216.6107 | 2.927
Comprehensive Path | Res Other | ROB/NEW | 18.1 | N/A | 38092.86 | 10208 | N/A | N/A | 48568.3965 | 19046.43 | 10674.447 | 0 | 29720.877 | 84683.8851 | 0 | 84683.8851 | 100% | 1.4294 | 2.8493 | 0.71273 | 0.039377 | 2.5391 | Comprehensive Path | 27 | 316.0213 | 1125.9069 | 632.0426 | 2251.8137 | 20378.9141 | 2286464.8972 | 1599556.775 | 686908.1222 | 1.4294 | 802463.6795 | 2.8493
Heat Pump Water Heater (Electric Resistance) | Res HVAC | RET | 10 | 3.3333 | 790 | 128 | 790 | 128 | 2862.426 | 395 | 132.957 | 0 | 527.957 | 1015.6878 | 0 | 1015.6878 | 100% | 0.33908 | 1.9238 | 0.61049 | 0.061049 | 3.5971 | Heat Pump Water Heater (Electric Resistance) | 2.4091 | 0.35356 | 2.0834 | 0.70713 | 4.1668 | 20.8338 | 2446.8508 | 7216.0516 | -4769.2008 | 0.33908 | 1271.8791 | 1.9238
Heat Pump Water Heater (Heat Pump) | Res HVAC | RET | 10 | 3.3333 | 1312 | 213 | 1312 | 213 | 2862.426 | 656 | 220.8096 | 0 | 876.8096 | 1687.3292 | 0 | 1687.3292 | 100% | 0.54726 | 1.9244 | 0.61049 | 0.061049 | 3.59 | Heat Pump Water Heater (Heat Pump) | 0.80302 | 0.19612 | 1.1533 | 0.39224 | 2.3067 | 11.5333 | 1354.958 | 2475.8979 | -1120.9398 | 0.54726 | 704.0951 | 1.9244
Affordable Single-Family Homes | [22 empty] | Affordable Single-Family Homes Total
Measure Name | Technology Type | Decision Type | Measure Life | Remaining Useful Life | Gross Annual Energy Savings per Unit at Meter (kWh) Pre-RUL | Gross Peak Demand Savings per Unit at Meter (Watts) Pre-RUL | Gross Annual Energy Savings per Unit at Meter (kWh) Post-RUL | Gross Peak Demand Savings per Unit at Meter (Watts) Post-RUL | Gross Per Unit One-Time Incremental Measure Cost ($) | Per Unit Incentive ($) | Per Unit Program Administrative Cost (inclusive of DI costs) ($) | Per Unit Direct Installation Cost ($) | Per Unit DSM Administrator Cost (Incentive + Administrative) ($) | Per Unit Present Value Avoided Cost Benefits ($) | Per Unit Present Value Non-Energy Benefits ($) | Total Per Unit Present Value Benefits ($) | Net-To-Gross Ratio | Net Total Resource Benefit-Cost Ratio (TRC) | Net Program Administrator Benefit-Cost Ratio (PAC) | Net First-Year Unit Cost / kWh at Generator ($/kWh) | Net Lifetime Unit Cost / kWh at Generator ($/kWh) | Net Unit Cost / Watt at Generator ($/W) | Measure Name | Participation (Units) | Total Peak Demand Savings (kW) | Total First Year Energy Savings (MWh) | Total Cumulative Peak Demand Savings (kW) | Total Cumulative First Year Energy Savings (MWh) | Total Lifetime Energy Savings (MWh) | Total Avoided Cost Benefits ($) | TRC Costs ($) | Total TRC Net Resource Benefits ($) | TRC Ratio | PAC Costs ($) | PAC Ratio
Affordable Single-Family Homes | Res HVAC | RET | 20 | 6.6667 | 5015 | 1419.245 | 5015 | 1419.245 | 0 | 0 | 16778.1643 | 11730 | 16778.1643 | 12022.4822 | 0 | 12022.4822 | 100% | 0.71656 | 0.71656 | 3.0562 | 0.15281 | 10.3099 | Affordable Single-Family Homes | 369.096 | 600.6322 | 2026.3075 | 1201.2644 | 4052.615 | 40526.1497 | 4437449.643 | 6192752.6916 | -1755303.0487 | 0.71656 | 6192752.6916 | 0.71656
Clothes Dryer replacement (Low Income Only) | Res Other | RET | 5 | 1.6667 | 252 | 34.8 | 252 | 34.8 | 0 | 0 | 1012.1117 | 788.2968 | 1012.1117 | 180.8367 | 0 | 180.8367 | 100% | 0.17867 | 0.17867 | 3.6689 | 0.73378 | 25.3639 | Clothes Dryer replacement (Low Income Only) | 123.5563 | 4.9301 | 34.0848 | 9.8602 | 68.1696 | 170.4239 | 22343.5151 | 125052.7735 | -102709.2584 | 0.17867 | 125052.7735 | 0.17867
Freezer replacement (Low income only) | Res Refrigeration | RET | 4 | 1.3333 | 1358 | 193.062 | 1358 | 193.062 | 0 | 0 | 960.2519 | 655.6662 | 960.2519 | 793.7607 | 0 | 793.7607 | 100% | 0.82662 | 0.82662 | 0.64594 | 0.16149 | 4.3377 | Freezer replacement (Low income only) | 72.312 | 16.0073 | 107.4992 | 32.0147 | 214.9984 | 429.9968 | 57398.4237 | 69437.7382 | -12039.3145 | 0.82662 | 69437.7382 | 0.82662
Refrigerator replacement (Low income only) | Res Refrigeration | RET | 5 | 1.6667 | 678 | 97.29 | 678 | 97.29 | 0 | 0 | 1191.967 | 887.5122 | 1191.967 | 488.6389 | 0 | 488.6389 | 100% | 0.40994 | 0.40994 | 1.606 | 0.3212 | 10.6847 | Refrigerator replacement (Low income only) | 21.222 | 2.3674 | 15.7511 | 4.7347 | 31.5022 | 78.7555 | 10369.8942 | 25295.9239 | -14926.0297 | 0.40994 | 25295.9239 | 0.40994
Appliance Retirement | [22 empty] | Appliance Retirement Total
Measure Name | Technology Type | Decision Type | Measure Life | Remaining Useful Life | Gross Annual Energy Savings per Unit at Meter (kWh) Pre-RUL | Gross Peak Demand Savings per Unit at Meter (Watts) Pre-RUL | Gross Annual Energy Savings per Unit at Meter (kWh) Post-RUL | Gross Peak Demand Savings per Unit at Meter (Watts) Post-RUL | Gross Per Unit One-Time Incremental Measure Cost ($) | Per Unit Incentive ($) | Per Unit Program Administrative Cost (inclusive of DI costs) ($) | Per Unit Direct Installation Cost ($) | Per Unit DSM Administrator Cost (Incentive + Administrative) ($) | Per Unit Present Value Avoided Cost Benefits ($) | Per Unit Present Value Non-Energy Benefits ($) | Total Per Unit Present Value Benefits ($) | Net-To-Gross Ratio | Net Total Resource Benefit-Cost Ratio (TRC) | Net Program Administrator Benefit-Cost Ratio (PAC) | Net First-Year Unit Cost / kWh at Generator ($/kWh) | Net Lifetime Unit Cost / kWh at Generator ($/kWh) | Net Unit Cost / Watt at Generator ($/W) | Measure Name | Participation (Units) | Total Peak Demand Savings (kW) | Total First Year Energy Savings (MWh) | Total Cumulative Peak Demand Savings (kW) | Total Cumulative First Year Energy Savings (MWh) | Total Lifetime Energy Savings (MWh) | Total Avoided Cost Benefits ($) | TRC Costs ($) | Total TRC Net Resource Benefits ($) | TRC Ratio | PAC Costs ($) | PAC Ratio
Air Conditioner retirement - Bulk | Res HVAC | RET | 3 | 1 | 257 | 0 | 257 | 0 | 41.4119 | 50.5999 | 40.3302 | 0 | 90.9302 | 56.1062 | 0 | 56.1062 | 53% | 0.90089 | 0.61703 | 0.60983 | 0.20328 | N/A | Air Conditioner retirement - Bulk | 20.5134 | 0 | 3.0587 | 0 | 6.1175 | 9.1762 | 1150.9276 | 1277.5424 | -126.6147 | 0.90089 | 1865.2833 | 0.61703
Air Conditioner retirement - Drop Off | Res HVAC | RET | 3 | 1 | 257 | 0 | 257 | 0 | 39.6488 | 48.8714 | 40.0129 | 0 | 88.8842 | 56.1062 | 0 | 56.1062 | 53% | 0.91937 | 0.63123 | 0.59611 | 0.1987 | N/A | Air Conditioner retirement - Drop Off | 13.6756 | 0 | 2.0392 | 0 | 4.0783 | 6.1175 | 767.2851 | 834.5754 | -67.2903 | 0.91937 | 1215.5429 | 0.63123
Air Conditioner retirement | Res HVAC | RET | 3 | 1 | 257 | 0 | 257 | 0 | 50.2394 | 50.5999 | 38.7695 | 0 | 89.3695 | 56.1062 | 0 | 56.1062 | 53% | 0.85794 | 0.6278 | 0.59936 | 0.19979 | N/A | Air Conditioner retirement | 34.1889 | 0 | 5.0979 | 0 | 10.1958 | 15.2936 | 1918.2127 | 2235.833 | -317.6203 | 0.85794 | 3055.4474 | 0.6278
Freezer retirement - Bulk | Res Refrigeration | RET | 4 | 1.3333 | 896 | 124 | 896 | 124 | 136.4904 | 183.8141 | 172.422 | 0 | 356.2361 | 250.6587 | 0 | 250.6587 | 48% | 1.0535 | 0.70363 | 0.75665 | 0.18916 | 5.2196 | Freezer retirement - Bulk | 205.1336 | 13.9995 | 96.5787 | 27.9989 | 193.1573 | 386.3146 | 51418.5114 | 48808.9496 | 2609.5617 | 1.0535 | 73075.9913 | 0.70363
Freezer retirement - Drop Off | Res Refrigeration | RET | 4 | 1.3333 | 896 | 124 | 896 | 124 | 74.3203 | 99.7285 | 156.9839 | 0 | 256.7123 | 250.6587 | 0 | 250.6587 | 48% | 1.3011 | 0.97642 | 0.54526 | 0.13632 | 3.7614 | Freezer retirement - Drop Off | 136.7557 | 9.333 | 64.3858 | 18.666 | 128.7715 | 257.5431 | 34279.0076 | 26347.032 | 7931.9756 | 1.3011 | 35106.884 | 0.97642
Freezer retirement | Res Refrigeration | RET | 4 | 1.3333 | 896 | 124 | 896 | 124 | 171.8843 | 218.5141 | 178.7929 | 0 | 397.307 | 250.6587 | 0 | 250.6587 | 48% | 0.95928 | 0.63089 | 0.84389 | 0.21097 | 5.8214 | Freezer retirement | 341.8893 | 23.3325 | 160.9644 | 46.6649 | 321.9289 | 643.8577 | 85697.5189 | 89334.7899 | -3637.2709 | 0.95928 | 135835.0142 | 0.63089
Mini freezer retirement - Bulk | Res Refrigeration | RET | 4 | 1.3333 | 266 | 36.7 | 266 | 36.7 | 77.3451 | 85.8285 | 69.3258 | 0 | 155.1543 | 106.9358 | 0 | 106.9358 | 69% | 0.87157 | 0.68922 | 0.77222 | 0.19306 | 5.3434 | Mini freezer retirement - Bulk | 8.9189 | 0.25896 | 1.792 | 0.51792 | 3.584 | 7.1679 | 953.7446 | 1094.2889 | -140.5443 | 0.87157 | 1383.7984 | 0.68922
Mini freezer retirement - Drop Off | Res Refrigeration | RET | 4 | 1.3333 | 266 | 36.7 | 266 | 36.7 | 62.3802 | 71.1571 | 72.2253 | 0 | 143.3824 | 106.9358 | 0 | 106.9358 | 69% | 0.92772 | 0.74581 | 0.71363 | 0.17841 | 4.938 | Mini freezer retirement - Drop Off | 5.9459 | 0.17264 | 1.1947 | 0.34528 | 2.3893 | 4.7786 | 635.8298 | 685.3702 | -49.5404 | 0.92772 | 852.5375 | 0.74581
Mini freezer retirement | Res Refrigeration | RET | 4 | 1.3333 | 266 | 36.7 | 266 | 36.7 | 95.0493 | 103.1856 | 60.2966 | 0 | 163.4823 | 106.9358 | 0 | 106.9358 | 69% | 0.8495 | 0.65411 | 0.81367 | 0.20342 | 5.6302 | Mini freezer retirement | 14.8648 | 0.4316 | 2.9866 | 0.86321 | 5.9733 | 11.9466 | 1589.5744 | 1871.1853 | -281.6109 | 0.8495 | 2430.1235 | 0.65411
Mini fridge retirement - Bulk | Res Refrigeration | RET | 4 | 1.3333 | 170 | 23.5 | 170 | 23.5 | 77.3451 | 85.8285 | 30.5292 | 0 | 116.3576 | 67.3657 | 0 | 67.3657 | 68% | 0.81043 | 0.57895 | 0.91949 | 0.22987 | 6.3502 | Mini fridge retirement - Bulk | 8.9189 | 0.16342 | 1.1287 | 0.32683 | 2.2573 | 4.5146 | 600.8246 | 741.3689 | -140.5443 | 0.81043 | 1037.7766 | 0.57895
Mini fridge retirement - Drop Off | Res Refrigeration | RET | 4 | 1.3333 | 170 | 23.5 | 170 | 23.5 | 62.3802 | 71.1571 | 38.0116 | 0 | 109.1687 | 67.3657 | 0 | 67.3657 | 68% | 0.83757 | 0.61708 | 0.86268 | 0.21567 | 5.9578 | Mini fridge retirement - Drop Off | 5.9459 | 0.10894 | 0.75244 | 0.21789 | 1.5049 | 3.0098 | 400.5497 | 478.2296 | -77.6799 | 0.83757 | 649.106 | 0.61708
Mini fridge retirement | Res Refrigeration | RET | 4 | 1.3333 | 170 | 23.5 | 170 | 23.5 | 95.0493 | 103.1856 | 21.677 | 0 | 124.8626 | 67.3657 | 0 | 67.3657 | 68% | 0.7805 | 0.53952 | 0.9867 | 0.24667 | 6.8143 | Mini fridge retirement | 14.8648 | 0.27236 | 1.8811 | 0.54472 | 3.7622 | 7.5244 | 1001.3743 | 1282.9853 | -281.6109 | 0.7805 | 1856.0523 | 0.53952
Refrigerator retirement - Bulk | Res Refrigeration | RET | 4 | 1.3333 | 670 | 92.5 | 670 | 92.5 | 136.4904 | 183.8141 | 156.8555 | 0 | 340.6696 | 222.5215 | 0 | 222.5215 | 57% | 0.94829 | 0.65319 | 0.81488 | 0.20372 | 5.6349 | Refrigerator retirement - Bulk | 310 | 18.7409 | 129.6004 | 37.4818 | 259.2009 | 518.4018 | 68981.6708 | 72743.0486 | -3761.3778 | 0.94829 | 105607.5694 | 0.65319
Refrigerator retirement - Drop Off | Res Refrigeration | RET | 4 | 1.3333 | 670 | 92.5 | 670 | 92.5 | 74.3203 | 99.7285 | 141.4174 | 0 | 241.1458 | 222.5215 | 0 | 222.5215 | 57% | 1.2108 | 0.92277 | 0.57682 | 0.1442 | 3.9887 | Refrigerator retirement - Drop Off | 200 | 12.0909 | 83.6132 | 24.1818 | 167.2264 | 334.4527 | 44504.3038 | 36755.9839 | 7748.3198 | 1.2108 | 48229.1654 | 0.92277
Refrigerator retirement | Res Refrigeration | RET | 4 | 1.3333 | 670 | 92.5 | 670 | 92.5 | 171.8843 | 218.5141 | 163.2264 | 0 | 381.7405 | 222.5215 | 0 | 222.5215 | 57% | 0.85192 | 0.58291 | 0.91312 | 0.22828 | 6.3142 | Refrigerator retirement | 1651 | 99.8104 | 690.2269 | 199.6207 | 1380.4537 | 2760.9074 | 367383.0275 | 431241.9745 | -63858.9469 | 0.85192 | 630253.4955 | 0.58291
Business Energy Rebates | [22 empty] | Business Energy Rebates Total
Measure Name | Technology Type | Decision Type | Measure Life | Remaining Useful Life | Gross Annual Energy Savings per Unit at Meter (kWh) Pre-RUL | Gross Peak Demand Savings per Unit at Meter (Watts) Pre-RUL | Gross Annual Energy Savings per Unit at Meter (kWh) Post-RUL | Gross Peak Demand Savings per Unit at Meter (Watts) Post-RUL | Gross Per Unit One-Time Incremental Measure Cost ($) | Per Unit Incentive ($) | Per Unit Program Administrative Cost (inclusive of DI costs) ($) | Per Unit Direct Installation Cost ($) | Per Unit DSM Administrator Cost (Incentive + Administrative) ($) | Per Unit Present Value Avoided Cost Benefits ($) | Per Unit Present Value Non-Energy Benefits ($) | Total Per Unit Present Value Benefits ($) | Net-To-Gross Ratio | Net Total Resource Benefit-Cost Ratio (TRC) | Net Program Administrator Benefit-Cost Ratio (PAC) | Net First-Year Unit Cost / kWh at Generator ($/kWh) | Net Lifetime Unit Cost / kWh at Generator ($/kWh) | Net Unit Cost / Watt at Generator ($/W) | Measure Name | Participation (Units) | Total Peak Demand Savings (kW) | Total First Year Energy Savings (MWh) | Total Cumulative Peak Demand Savings (kW) | Total Cumulative First Year Energy Savings (MWh) | Total Lifetime Energy Savings (MWh) | Total Avoided Cost Benefits ($) | TRC Costs ($) | Total TRC Net Resource Benefits ($) | TRC Ratio | PAC Costs ($) | PAC Ratio
1/2 Size Hot Food Holding Cabinet | BNI Cooking and Laundry | ROB/NEW | 12 | N/A | 1730 | 215 | N/A | N/A | 489.6612 | 225 | 58.008 | 0 | 283.008 | 1707.4124 | 0 | 1707.4124 | 71% | 4.2089 | 6.0331 | 0.21681 | 0.018068 | 1.7344 | 1/2 Size Hot Food Holding Cabinet | 2.5612 | 0.41794 | 3.3431 | 0.83797 | 6.703 | 40.1173 | 4372.9478 | 1038.9771 | 3333.9707 | 4.2089 | 724.8273 | 6.0331
Air-Entraining Air Nozzle | BNI Process | ROB/NEW | 15 | N/A | 13582.8 | 130 | N/A | N/A | 45.6117 | 125 | 387.7042 | 0 | 512.7042 | 13991.9333 | 0 | 13991.9333 | 71% | 33.3071 | 27.2905 | 0.050028 | 0.0033352 | 5.1965 | Air-Entraining Air Nozzle | 2.5612 | 0.25271 | 26.2479 | 0.50668 | 52.6277 | 393.7182 | 35835.5092 | 1075.912 | 34759.5973 | 33.3071 | 1313.115 | 27.2905
Case Lighting for Sign Retrofits | BNI Lighting | ROB/NEW | 11.6 | N/A | 2815.56 | 639 | N/A | N/A | 735.9555 | 312.5 | 113.1354 | 0 | 425.6354 | 3566.4378 | 0 | 3566.4378 | 85% | 4.828 | 8.3791 | 0.16736 | 0.014427 | 0.7331 | Case Lighting for Sign Retrofits | 1321.556 | 767.3315 | 3361.0885 | 1538.519 | 6739.0669 | 38988.6267 | 4713247.1633 | 976230.2282 | 3737016.9351 | 4.828 | 562501.0463 | 8.3791
Circulation Fan (Agriculture) (24 inches) | BNI Process | ROB/NEW | 15 | N/A | 45.4124 | 16.1956 | N/A | N/A | 203.49 | 43.75 | 2.2313 | 0 | 45.9813 | 65.6794 | 0 | 65.6794 | 71% | 0.44768 | 1.4284 | 1.342 | 0.089464 | 3.7408 | Circulation Fan (Agriculture) (24 inches) | 7.6418 | 0.093936 | 0.26184 | 0.18834 | 0.525 | 3.9277 | 501.9122 | 1121.1292 | -619.217 | 0.44768 | 351.3818 | 1.4284
Cold Climate Air-Source Central Heat Pump (24kBTU/hr) (Commercial) | BNI HVAC | ROB/NEW | 18 | N/A | 9045.1083 | 3511 | N/A | N/A | 7021.7616 | 1500 | 513.9418 | 0 | 2013.9418 | 16050.8448 | 0 | 16050.8448 | 75% | 2.7768 | 7.9699 | 0.27936 | 0.01552 | 0.71548 | Cold Climate Air-Source Central Heat Pump (24kBTU/hr) (Commercial) | 12.4765 | 35.1206 | 89.9452 | 70.4177 | 180.3424 | 1619.014 | 200258.1891 | 72117.3878 | 128140.8014 | 2.7768 | 25126.9228 | 7.9699
Cold Climate Air-Source Central Heat Pump (48kBTU/hr) (Commercial) | BNI HVAC | ROB/NEW | 18 | N/A | 18090.2166 | 7022 | N/A | N/A | 14043.5232 | 3000 | 1027.8836 | 0 | 4027.8836 | 32101.6897 | 0 | 32101.6897 | 75% | 2.7768 | 7.9699 | 0.27936 | 0.01552 | 0.71548 | Cold Climate Air-Source Central Heat Pump (48kBTU/hr) (Commercial) | 12.4765 | 70.2412 | 179.8904 | 140.8355 | 360.6849 | 3238.028 | 400516.3783 | 144234.7755 | 256281.6027 | 2.7768 | 50253.8455 | 7.9699
Cold Climate Air-Source Ductless Heat Pump (24kBTU/hr) (Commercial) | BNI HVAC | ROB/NEW | 18 | N/A | 9688.757 | 3510.8929 | N/A | N/A | 7021.7616 | 1000 | 509.495 | 0 | 1509.495 | 16823.3409 | 0 | 16823.3409 | 75% | 2.9127 | 11.145 | 0.19548 | 0.01086 | 0.53629 | Cold Climate Air-Source Ductless Heat Pump (24kBTU/hr) (Commercial) | 49.906 | 140.4782 | 385.3829 | 281.6623 | 772.7023 | 6936.8913 | 839584.9092 | 288247.6305 | 551337.2787 | 2.9127 | 75332.7925 | 11.145
Cold Climate Air-Source Ductless Heat Pump (24kBTU/hr) (Multi-Family) | BNI HVAC | ROB/NEW | 18 | N/A | 9688.757 | 3510.8929 | N/A | N/A | 7021.7616 | 1000 | 509.495 | 0 | 1509.495 | 16823.3409 | 0 | 16823.3409 | 75% | 2.9127 | 11.145 | 0.19548 | 0.01086 | 0.53629 | Cold Climate Air-Source Ductless Heat Pump (24kBTU/hr) (Multi-Family) | 43.6677 | 122.9184 | 337.21 | 246.4545 | 676.1145 | 6069.7799 | 734636.7956 | 252216.6767 | 482420.1188 | 2.9127 | 65916.1934 | 11.145
Cold Climate Air-Source Ductless Heat Pump (48kBTU/hr) (Commercial) | BNI HVAC | ROB/NEW | 18 | N/A | 20911.358 | 6381 | N/A | N/A | 14043.5232 | 2000 | 1043.342 | 0 | 3043.342 | 34540.2176 | 0 | 34540.2176 | 75% | 2.9838 | 11.3494 | 0.1826 | 0.010144 | 0.5949 | Cold Climate Air-Source Ductless Heat Pump (48kBTU/hr) (Commercial) | 49.906 | 255.3172 | 831.7763 | 511.9174 | 1667.7325 | 14971.974 | 1723762.5791 | 577710.5702 | 1146052.0089 | 2.9838 | 151880.8941 | 11.3494
Cold Climate Air-Source Ductless Heat Pump (48kBTU/hr) (Multi-Family) | BNI HVAC | ROB/NEW | 18 | N/A | 20911.358 | 6381 | N/A | N/A | 14043.5232 | 2000 | 1043.342 | 0 | 3043.342 | 34540.2176 | 0 | 34540.2176 | 75% | 2.9838 | 11.3494 | 0.1826 | 0.010144 | 0.5949 | Cold Climate Air-Source Ductless Heat Pump (48kBTU/hr) (Multi-Family) | 43.6677 | 223.4026 | 727.8043 | 447.9277 | 1459.2659 | 13100.4773 | 1508292.2567 | 505496.7489 | 1002795.5078 | 2.9838 | 132895.7824 | 11.3494
Cold Climate Air-Source Multi-Zone Heat Pump (24kBTU/hr) (Commercial) | BNI HVAC | ROB/NEW | 18 | N/A | 9688.757 | 3323.2116 | N/A | N/A | 7021.7616 | 1000 | 501.9299 | 0 | 1501.9299 | 16545.7565 | 0 | 16545.7565 | 75% | 2.8684 | 11.0163 | 0.1945 | 0.010805 | 0.56373 | Cold Climate Air-Source Multi-Zone Heat Pump (24kBTU/hr) (Commercial) | 14.9718 | 39.8906 | 115.6149 | 79.9817 | 231.8107 | 2081.0674 | 247719.5388 | 86361.0254 | 161358.5134 | 2.8684 | 22486.574 | 11.0163
Cold Climate Air-Source Multi-Zone Heat Pump (24kBTU/hr) (Multi-Family) | BNI HVAC | ROB/NEW | 18 | N/A | 9688.757 | 3510.8929 | N/A | N/A | 7021.7616 | 1000 | 509.495 | 0 | 1509.495 | 16823.3409 | 0 | 16823.3409 | 75% | 2.9127 | 11.145 | 0.19548 | 0.01086 | 0.53629 | Cold Climate Air-Source Multi-Zone Heat Pump (24kBTU/hr) (Multi-Family) | 14.9718 | 42.1435 | 115.6149 | 84.4987 | 231.8107 | 2081.0674 | 251875.4728 | 86474.2892 | 165401.1836 | 2.9127 | 22599.8378 | 11.145
Cold Climate Air-Source Multi-Zone Heat Pump (48kBTU/hr) (Commercial) | BNI HVAC | ROB/NEW | 18 | N/A | 20911.358 | 6380.5662 | N/A | N/A | 14043.5232 | 2000 | 1043.3246 | 0 | 3043.3246 | 34539.576 | 0 | 34539.576 | 75% | 2.9837 | 11.3493 | 0.1826 | 0.010144 | 0.59494 | Cold Climate Air-Source Multi-Zone Heat Pump (48kBTU/hr) (Commercial) | 14.9718 | 76.59 | 249.5329 | 153.5648 | 500.3197 | 4491.5922 | 517119.1674 | 173312.9093 | 343806.2581 | 2.9837 | 45564.0064 | 11.3493
Cold Climate Air-Source Multi-Zone Heat Pump (48kBTU/hr) (Multi-Family) | BNI HVAC | ROB/NEW | 18 | N/A | 20911.358 | 6381 | N/A | N/A | 14043.5232 | 2000 | 1043.342 | 0 | 3043.342 | 34540.2176 | 0 | 34540.2176 | 75% | 2.9838 | 11.3494 | 0.1826 | 0.010144 | 0.5949 | Cold Climate Air-Source Multi-Zone Heat Pump (48kBTU/hr) (Multi-Family) | 14.9718 | 76.5952 | 249.5329 | 153.5752 | 500.3197 | 4491.5922 | 517128.7737 | 173313.1711 | 343815.6027 | 2.9838 | 45564.2682 | 11.3494
Cold Climate Air-Source Single Package Heat Pump (24kBTU/hr) (Commercial) | BNI HVAC | ROB/NEW | 18 | N/A | 7569.6226 | 3089.5858 | N/A | N/A | 7021.7616 | 1112.5 | 428.9209 | 0 | 1541.4209 | 13656.3496 | 0 | 13656.3496 | 75% | 2.3979 | 8.8596 | 0.25549 | 0.014194 | 0.62231 | Cold Climate Air-Source Single Package Heat Pump (24kBTU/hr) (Commercial) | 12.4765 | 30.9052 | 75.2729 | 61.9657 | 150.924 | 1354.9119 | 170383.296 | 71056.6256 | 99326.6704 | 2.3979 | 19231.5211 | 8.8596
Cold Climate Air-Source Single Package Heat Pump (48kBTU/hr) (Commercial) | BNI HVAC | ROB/NEW | 18 | N/A | 15139.2453 | 6179.1716 | N/A | N/A | 14043.5232 | 2225 | 857.8418 | 0 | 3082.8418 | 27312.6993 | 0 | 27312.6993 | 75% | 2.3979 | 8.8596 | 0.25549 | 0.014194 | 0.62231 | Cold Climate Air-Source Single Package Heat Pump (48kBTU/hr) (Commercial) | 12.4765 | 61.8104 | 150.5458 | 123.9314 | 301.8481 | 2709.8239 | 340766.5919 | 142113.2511 | 198653.3408 | 2.3979 | 38463.0421 | 8.8596
Cycling Refrigerated Air Dryer - 50 CFM | BNI Process | ROB/NEW | 10 | N/A | 585.86 | 110 | N/A | N/A | 706.86 | 62.5 | 17.5822 | 0 | 80.0822 | 528.1793 | 0 | 528.1793 | 71% | 1.0168 | 6.5955 | 0.18116 | 0.018116 | 0.95924 | Cycling Refrigerated Air Dryer - 50 CFM | 2.5612 | 0.21383 | 1.1321 | 0.42873 | 2.27 | 11.3214 | 1352.749 | 1330.3992 | 22.3498 | 1.0168 | 205.103 | 6.5955
Dairy Scroll Compressor | BNI Process | ROB/NEW | 15 | N/A | 23623.923 | 6796 | N/A | N/A | 1045.7351 | 937.5 | 925.7441 | 0 | 1863.2441 | 32213.53 | 0 | 32213.53 | 71% | 19.3102 | 17.2889 | 0.10453 | 0.0069688 | 0.36124 | Dairy Scroll Compressor | 6.2382 | 32.1775 | 111.1945 | 64.5166 | 222.9478 | 1667.918 | 200955.876 | 10406.7398 | 190549.1363 | 19.3102 | 11623.3726 | 17.2889
Daylighting Controls - Ceiling Mounted | BNI Lighting | ROB/NEW | 10 | N/A | 436.149 | 95.97 | N/A | N/A | 151.695 | 37.5 | 15.1131 | 0 | 52.6131 | 484.3634 | 0 | 484.3634 | 85% | 3.3624 | 9.2061 | 0.13355 | 0.013355 | 0.60337 | Daylighting Controls - Ceiling Mounted | 24.953 | 2.176 | 9.8308 | 4.3629 | 19.7109 | 98.3075 | 12086.3085 | 3594.5728 | 8491.7357 | 3.3624 | 1312.8535 | 9.2061
Daylighting Controls - Switch-Mounted | BNI Lighting | ROB/NEW | 10 | N/A | 90.9682 | 20.0166 | N/A | N/A | 151.695 | 12.5 | 0.6375 | 0 | 13.1375 | 101.0244 | 0 | 101.0244 | 85% | 0.77964 | 7.6898 | 0.15988 | 0.015988 | 0.72235 | Daylighting Controls - Switch-Mounted | 2.5612 | 0.046583 | 0.21045 | 0.093399 | 0.42196 | 2.1045 | 258.739 | 331.87 | -73.131 | 0.77964 | 33.6472 | 7.6898
Door Heater Controls | BNI Refrigeration | ROB/NEW | 12 | N/A | 5170.5024 | 590.24 | N/A | N/A | 1717.6048 | 100 | 142.7884 | 0 | 242.7884 | 5052.1367 | 0 | 5052.1367 | 71% | 3.7086 | 20.8088 | 0.062234 | 0.0051862 | 0.54198 | Door Heater Controls | 81.0972 | 36.3304 | 316.3789 | 72.8434 | 634.3477 | 3796.5469 | 409714.0284 | 110477.7022 | 299236.3262 | 3.7086 | 19689.4574 | 20.8088
Double Heat Pad (Agriculture) | BNI Process | ROB/NEW | 10 | N/A | 1311 | 190 | N/A | N/A | 321.3 | 150 | 38.625 | 0 | 188.625 | 1136.5494 | 0 | 1136.5494 | 71% | 4.2608 | 6.0254 | 0.19069 | 0.019069 | 1.3081 | Double Heat Pad (Agriculture) | 2.5612 | 0.36934 | 2.5334 | 0.74053 | 5.0796 | 25.3342 | 2910.8791 | 683.1829 | 2227.6963 | 4.2608 | 483.0977 | 6.0254
Dual Enthalpy Economizer Controls | BNI HVAC | RET | 10 | 3.3333 | 3221.359 | 726 | 2577 | 580 | 1290.1266 | 312.5 | 91.8076 | 0 | 404.3076 | 2783.8666 | 0 | 2783.8666 | 75% | 2.6278 | 6.8855 | 0.15747 | 0.01817 | 0.69464 | Dual Enthalpy Economizer Controls | 2.5612 | 1.4908 | 6.5758 | 2.989 | 13.1846 | 56.9888 | 7129.9138 | 2713.2942 | 4416.6197 | 2.6278 | 1035.4945 | 6.8855
EC Motor for Refrigeration Applications - Large | BNI Refrigeration | RET | 15 | 5 | 1708.2 | 119.6 | 1047.696 | 119.6 | 374.7608 | 225 | 52.3891 | 0 | 277.3891 | 1501.2418 | 0 | 1501.2418 | 71% | 4.7139 | 5.412 | 0.21522 | 0.019331 | 3.0559 | EC Motor for Refrigeration Applications - Large | 56.1442 | 5.0965 | 72.3623 | 10.2186 | 145.0883 | 805.6341 | 84286.0199 | 17880.2006 | 66405.8193 | 4.7139 | 15573.7894 | 5.412
EC Motor for Refrigeration Applications - Small | BNI Refrigeration | RET | 15 | 5 | 342 | 341.64 | 341.64 | 39 | 182.3406 | 75 | 17.7227 | 0 | 92.7227 | 509.9411 | 0 | 509.9411 | 71% | 3.4646 | 5.4996 | 0.35933 | 0.023972 | 0.3576 | EC Motor for Refrigeration Applications - Small | 417.9624 | 108.3782 | 107.853 | 217.301 | 216.248 | 1616.6601 | 213136.1929 | 61517.5896 | 151618.6033 | 3.4646 | 38754.5933 | 5.4996
Electric Combination Oven | BNI Cooking and Laundry | ROB/NEW | 12 | N/A | 6368 | 1454 | N/A | N/A | 2148.8544 | 1250 | 252.5822 | 0 | 1502.5822 | 6928.73 | 0 | 6928.73 | 71% | 3.8963 | 4.6112 | 0.31273 | 0.026061 | 1.3616 | Electric Combination Oven | 10.2446 | 11.3057 | 49.223 | 19.8275 | 86.3257 | 590.6758 | 70982.205 | 18217.6879 | 52764.5171 | 3.8963 | 15393.3833 | 4.6112
Electric Combination Oven with Gas | BNI Cooking and Laundry | RET | 12 | 4 | 18282 | 2838 | 18282 | 2838 | 15135.5862 | 2500 | 127.5 | 0 | 2627.5 | 9512.7989 | 0 | 9512.7989 | 71% | 0.87484 | 3.6205 | 0.19048 | 0.015873 | 1.2199 | Electric Combination Oven with Gas | 5.1223 | 11.0335 | 70.6576 | 22.1225 | 141.6702 | 847.8906 | 48727.504 | 55698.8003 | -6971.2963 | 0.87484 | 13458.8693 | 3.6205
Electric Convection Oven | BNI Cooking and Laundry | ROB/NEW | 12 | N/A | 1937 | 301 | N/A | N/A | 1285.2 | 500 | 79.1971 | 0 | 579.1971 | 1970.2807 | 0 | 1970.2807 | 71% | 1.9868 | 3.4017 | 0.3963 | 0.033025 | 2.5354 | Electric Convection Oven | 10.2446 | 2.3404 | 14.9725 | 4.1046 | 26.2583 | 179.6701 | 20184.7768 | 10159.4774 | 10025.2994 | 1.9868 | 5933.6537 | 3.4017
Electric Fryer Replacement with Gas | BNI Cooking and Laundry | RET | 12 | 4 | 17439 | 2707 | 18189 | 2824 | 1966.5236 | 625 | 214.3637 | 0 | 839.3637 | 6695.9718 | 0 | 6695.9718 | 71% | 4.1575 | 7.9774 | 0.063791 | 0.0051678 | 0.40855 | Electric Fryer Replacement with Gas | 2.5612 | 5.2621 | 33.6997 | 10.5507 | 67.5688 | 415.9914 | 17149.4213 | 4124.9845 | 13024.4368 | 4.1575 | 2149.7405 | 7.9774
Electric Griddle Replacement with Gas | BNI Cooking and Laundry | RET | 12 | 4 | 15815 | 2455 | 15815 | 2455 | 4266.864 | 2500 | 243.7331 | 0 | 2743.7331 | 4264.8868 | 0 | 4264.8868 | 71% | 1.303 | 1.5544 | 0.22993 | 0.019161 | 1.4726 | Electric Griddle Replacement with Gas | 2.5612 | 4.7723 | 30.5615 | 9.5685 | 61.2765 | 366.7375 | 10923.0359 | 8383.1892 | 2539.8467 | 1.303 | 7027.1257 | 1.5544
Electric Steam Cooker | BNI Cooking and Laundry | ROB/NEW | 12 | N/A | 9967 | 1547 | N/A | N/A | 3200.148 | 1125 | 333.6717 | 0 | 1458.6717 | 10138.0241 | 0 | 10138.0241 | 71% | 3.8906 | 6.9502 | 0.19397 | 0.016164 | 1.2424 | Electric Steam Cooker | 5.1223 | 6.0144 | 38.5212 | 10.5479 | 67.5572 | 462.2539 | 51930.1014 | 13347.5962 | 38582.5052 | 3.8906 | 7471.7685 | 6.9502
Electric Steam Cooker Replacement with Gas | BNI Cooking and Laundry | RET | 12 | 4 | 17599 | 2732 | 17599 | 2732 | 11715.5976 | 2250 | 114.75 | 0 | 2364.75 | 2777.896 | 0 | 2777.896 | 71% | 0.32941 | 1.1747 | 0.17809 | 0.01484 | 1.1405 | Electric Steam Cooker Replacement with Gas | 2.5612 | 5.3107 | 34.0089 | 10.6481 | 68.1887 | 408.1071 | 7114.6222 | 21597.7697 | -14483.1476 | 0.32941 | 6056.4912 | 1.1747
Electric to Natural Gas - Water Heater (60 gal) | BNI Domestic Hot Water (DHW) | ROB/NEW | 15 | N/A | 10793.8041 | 2957.5012 | N/A | N/A | 1896.5268 | 875 | 289.7204 | 0 | 1164.7204 | 8993.1688 | 0 | 8993.1688 | 71% | 5.4962 | 7.7213 | 0.14301 | 0.0095343 | 0.5189 | Electric to Natural Gas - Water Heater (60 gal) | 2.5612 | 5.7491 | 20.8583 | 11.527 | 41.8215 | 312.8749 | 23032.8989 | 4190.7011 | 18842.1978 | 5.4962 | 2983.0294 | 7.7213
Electric to Natural Gas - Water Heater (80 gal) | BNI Domestic Hot Water (DHW) | ROB/NEW | 15 | N/A | 15058.023 | 4125.8975 | N/A | N/A | 1896.5268 | 1000 | 405.1153 | 0 | 1405.1153 | 12993.384 | 0 | 12993.384 | 71% | 7.4178 | 9.2472 | 0.12367 | 0.0082449 | 0.44872 | Electric to Natural Gas - Water Heater (80 gal) | 2.5612 | 8.0203 | 29.0986 | 16.0809 | 58.3435 | 436.4797 | 33278.0698 | 4486.2453 | 28791.8245 | 7.4178 | 3598.7179 | 9.2472
ENERGY STAR Electric Griddle | BNI Cooking and Laundry | ROB/NEW | 12 | N/A | 1909 | 296.3744 | N/A | N/A | 0 | 562.5 | 81.6011 | 0 | 644.1011 | 1941.5329 | 0 | 1941.5329 | 71% | 23.793 | 3.0143 | 0.44718 | 0.037265 | 2.8635 | ENERGY STAR Electric Griddle | 2.5612 | 0.57612 | 3.689 | 1.1551 | 7.3966 | 44.2682 | 4972.5665 | 208.993 | 4763.5735 | 23.793 | 1649.6427 | 3.0143
ENERGY STAR Pool Pump | BNI Process | RET | 10 | 5 | 2078 | 0 | 3847 | 0 | 397.9696 | 437.5 | 79.715 | 0 | 517.215 | 2106.2418 | 0 | 2106.2418 | 71% | 5.814 | 4.0723 | 0.32988 | 0.023139 | N/A | ENERGY STAR Pool Pump | 2.5612 | 0 | 4.0156 | 0 | 8.0514 | 57.2484 | 5394.4116 | 927.8383 | 4466.5732 | 5.814 | 1324.6677 | 4.0723
ENERGY STAR Uninteruptible Power Supplies (UPS) | BNI Process | ROB/NEW | 10 | N/A | 142.364 | 54 | N/A | N/A | 43350 | 1250 | 63.75 | 0 | 1313.75 | 150.3849 | 0 | 150.3849 | 71% | 0.0048759 | 0.11447 | 12.2305 | 1.223 | 32.0556 | ENERGY STAR Uninteruptible Power Supplies (UPS) | 2.5612 | 0.10497 | 0.27511 | 0.21047 | 0.5516 | 2.7511 | 385.1589 | 78991.7813 | -78606.6224 | 0.0048759 | 3364.7173 | 0.11447
ENERGY STAR Washing Machine | BNI Cooking and Laundry | ROB/NEW | 11 | N/A | 938.571 | 243 | N/A | N/A | 159.3648 | 312.5 | 42.6954 | 0 | 355.1954 | 981.8137 | 0 | 981.8137 | 71% | 6.3 | 2.7642 | 0.50157 | 0.045597 | 1.926 | ENERGY STAR Washing Machine | 7.6835 | 1.4171 | 5.4412 | 2.8413 | 10.9097 | 59.853 | 7543.7314 | 1197.4248 | 6346.3066 | 6.3 | 2729.1311 | 2.7642
Evaporator Fan Motor Controls | BNI Refrigeration | ROB/NEW | 10 | N/A | 3339.75 | 302 | N/A | N/A | 1674.0444 | 625 | 106.7743 | 0 | 731.7743 | 2748.2457 | 0 | 2748.2457 | 71% | 2.1216 | 3.7556 | 0.2904 | 0.02904 | 3.1927 | Evaporator Fan Motor Controls | 2.5612 | 0.58706 | 6.4538 | 1.1771 | 12.9401 | 64.5385 | 7038.6831 | 3317.5815 | 3721.1016 | 2.1216 | 1874.1875 | 3.7556
Flood Luminaire (10000 lumen) | BNI Lighting | ROB/NEW | 17 | N/A | 874.9488 | 195.7648 | N/A | N/A | 285.7 | 87.5 | 36.9081 | 0 | 124.4081 | 1190.5128 | 0 | 1190.5128 | 69% | 5.0868 | 9.5694 | 0.19391 | 0.011407 | 0.86161 | Flood Luminaire (10000 lumen) | 1518.3887 | 219.2524 | 974.149 | 439.6066 | 1953.1932 | 16560.5326 | 1807661.2216 | 355365.3963 | 1452295.8253 | 5.0868 | 188899.9287 | 9.5694
Flood Luminaire (25000 lumen) | BNI Lighting | ROB/NEW | 17 | N/A | 1541.322 | 344.862 | N/A | N/A | 361.1269 | 187.5 | 66.7192 | 0 | 254.2192 | 2097.224 | 0 | 2097.224 | 69% | 6.639 | 8.2497 | 0.22493 | 0.013231 | 0.99944 | Flood Luminaire (25000 lumen) | 853.3918 | 217.0804 | 964.4987 | 435.2517 | 1933.8441 | 16396.4776 | 1789753.8385 | 269583.7383 | 1520170.1002 | 6.639 | 216948.5988 | 8.2497
Flood Luminaire (4000 lumen) | BNI Lighting | ROB/NEW | 17 | N/A | 249.222 | 55.762 | N/A | N/A | 361.1269 | 37.5 | 11.1544 | 0 | 48.6544 | 339.1078 | 0 | 339.1078 | 69% | 1.3026 | 6.9697 | 0.26624 | 0.015661 | 1.183 | Flood Luminaire (4000 lumen) | 1372.4138 | 56.4482 | 250.8021 | 113.1801 | 502.8646 | 4263.6362 | 465396.2564 | 357283.161 | 108113.0954 | 1.3026 | 66773.9384 | 6.9697
Flood Luminaire (48000 lumen) | BNI Lighting | ROB/NEW | 17.1 | N/A | 2728.1268 | 622.86 | N/A | N/A | 1799.6656 | 312.5 | 117.9056 | 0 | 430.4056 | 3741.4662 | 0 | 3741.4662 | 69% | 2.7517 | 8.6929 | 0.21516 | 0.012582 | 0.93688 | Flood Luminaire (48000 lumen) | 215.8433 | 99.1644 | 431.7803 | 198.8271 | 865.7303 | 7383.443 | 807570.2675 | 293476.6432 | 514093.6243 | 2.7517 | 92900.1421 | 8.6929
Flood Luminaire (60000 lumen) | BNI Lighting | ROB/NEW | 17.1 | N/A | 4548.9366 | 1038.57 | N/A | N/A | 1833.0379 | 500 | 195.5237 | 0 | 695.5237 | 6238.6003 | 0 | 6238.6003 | 69% | 4.2721 | 8.9696 | 0.20852 | 0.012194 | 0.90797 | Flood Luminaire (60000 lumen) | 51.1536 | 39.1867 | 170.6263 | 78.5703 | 342.11 | 2917.7092 | 319126.895 | 74700.6271 | 244426.2679 | 4.2721 | 35578.5463 | 8.9696
Flood Luminaire (800 lumen) | BNI Lighting | ROB/NEW | 17 | N/A | 128.6844 | 28.7924 | N/A | N/A | 361.1269 | 25 | 1.275 | 0 | 26.275 | 175.0964 | 0 | 175.0964 | 69% | 0.69912 | 6.664 | 0.27846 | 0.01638 | 1.2373 | Flood Luminaire (800 lumen) | 3.7429 | 0.079491 | 0.35318 | 0.15938 | 0.70814 | 6.0041 | 655.3767 | 937.4306 | -282.054 | 0.69912 | 98.3459 | 6.664
Four Pin Replacement Lamps for CFLs | BNI Lighting | ROB/NEW | 12 | N/A | 27.3583 | 5.9118 | N/A | N/A | 22.1054 | 6.25 | 1.2794 | 0 | 7.5294 | 35.2473 | 0 | 35.2473 | 85% | 1.7563 | 4.6813 | 0.30468 | 0.02539 | 1.4017 | Four Pin Replacement Lamps for CFLs | 1497.1787 | 8.0424 | 36.9992 | 16.1252 | 74.1844 | 443.9907 | 52771.4949 | 30046.8584 | 22724.6365 | 1.7563 | 11272.8007 | 4.6813
Full-Size Hot Food Holding Cabinet | BNI Cooking and Laundry | ROB/NEW | 12 | N/A | 4832 | 87 | N/A | N/A | 1186.8516 | 750 | 154.6202 | 0 | 904.6202 | 4269.9168 | 0 | 4269.9168 | 71% | 4.2815 | 4.7201 | 0.24813 | 0.020677 | 13.7004 | Full-Size Hot Food Holding Cabinet | 2.5612 | 0.16912 | 9.3375 | 0.33909 | 18.722 | 112.0503 | 10935.9186 | 2554.201 | 8381.7176 | 4.2815 | 2316.8725 | 4.7201
Glass Door Freezer (compact - 12 cu ft) | BNI Cooking and Laundry | ROB/NEW | 12 | N/A | 1741 | 135 | N/A | N/A | 0 | 300 | 59.974 | 0 | 359.974 | 1639.2016 | 0 | 1639.2016 | 71% | 27.3319 | 4.5537 | 0.27403 | 0.022836 | 3.5134 | Glass Door Freezer (compact - 12 cu ft) | 4.9906 | 0.51135 | 6.5557 | 1.0253 | 13.1444 | 78.6686 | 8180.5921 | 299.3059 | 7881.2861 | 27.3319 | 1796.4846 | 4.5537
Glass Door Freezer (full size - 38 cu ft) | BNI Cooking and Laundry | ROB/NEW | 12 | N/A | 5001 | 388 | N/A | N/A | 0 | 570 | 157.4011 | 0 | 727.4011 | 4708.7935 | 0 | 4708.7935 | 71% | 29.9159 | 6.4734 | 0.19277 | 0.016064 | 2.4702 | Glass Door Freezer (full size - 38 cu ft) | 4.9906 | 1.4697 | 18.8312 | 2.9467 | 37.7571 | 225.9745 | 23499.6839 | 785.5254 | 22714.1585 | 29.9159 | 3630.1649 | 6.4734
Glass Door Refrigerator (compact - 12 cu ft) | BNI Cooking and Laundry | ROB/NEW | 12 | N/A | 916 | 710 | N/A | N/A | 0 | 105 | 45.7815 | 0 | 150.7815 | 1483.3521 | 0 | 1483.3521 | 71% | 32.4007 | 9.8378 | 0.21816 | 0.01818 | 0.27982 | Glass Door Refrigerator (compact - 12 cu ft) | 7.4859 | 4.034 | 5.1738 | 8.0883 | 10.3736 | 62.0854 | 11104.2154 | 342.7158 | 10761.4996 | 32.4007 | 1128.7346 | 9.8378
Glass Door Refrigerator (full size - 38 cu ft) | BNI Cooking and Laundry | ROB/NEW | 12 | N/A | 949 | 108 | N/A | N/A | 0 | 142.5 | 32.5302 | 0 | 175.0302 | 926.9511 | 0 | 926.9511 | 71% | 28.4951 | 5.296 | 0.24444 | 0.02037 | 2.1354 | Glass Door Refrigerator (full size - 38 cu ft) | 49.906 | 4.0908 | 35.7345 | 8.2022 | 71.6486 | 428.8139 | 46260.381 | 1623.4491 | 44636.9318 | 28.4951 | 8735.0479 | 5.296
Ground Source Heat Pump (60kBTU/hr) (closed loop) | BNI HVAC | ROB/NEW | 25 | N/A | 29037.099 | 54081 | N/A | N/A | 11971.179 | 3750 | 4069.853 | 0 | 7819.853 | 142315.7437 | 0 | 142315.7437 | 75% | 10.9069 | 18.1993 | 0.33789 | 0.013516 | 0.18036 | Ground Source Heat Pump (60kBTU/hr) (closed loop) | 7.6835 | 333.1507 | 177.8207 | 667.9756 | 356.5349 | 4445.5171 | 1093478.0159 | 100255.6727 | 993222.3432 | 10.9069 | 60083.5661 | 18.1993
Heat Pump Clothes Dryer | BNI Cooking and Laundry | ROB/NEW | 11 | N/A | 1956.225 | 1489 | N/A | N/A | 679.8708 | 375 | 98.6169 | 0 | 473.6169 | 2916.7571 | 0 | 2916.7571 | 71% | 5.0174 | 6.1585 | 0.32088 | 0.029171 | 0.4191 | Heat Pump Clothes Dryer | 2.5612 | 2.8945 | 3.7803 | 5.8035 | 7.5796 | 41.5831 | 7470.267 | 1488.8637 | 5981.4033 | 5.0174 | 1213.0062 | 6.1585
Heat Pump Water Heater (40 gal) | BNI Domestic Hot Water (DHW) | ROB/NEW | 10 | N/A | 4925.501 | 1214.6285 | N/A | N/A | 1032.3726 | 750 | 165.654 | 0 | 915.654 | 4674.7742 | 0 | 4674.7742 | 71% | 5.2021 | 5.1054 | 0.24638 | 0.024638 | 0.99328 | Heat Pump Water Heater (40 gal) | 5.1223 | 4.7222 | 19.0364 | 9.4682 | 38.1685 | 190.3642 | 23945.6421 | 4603.1051 | 19342.5371 | 5.2021 | 4690.2635 | 5.1054
Heat Pump Water Heater (60 gal) | BNI Domestic Hot Water (DHW) | ROB/NEW | 10 | N/A | 7541.271 | 1859.6774 | N/A | N/A | 1134.3726 | 875 | 239.689 | 0 | 1114.689 | 7157.3915 | 0 | 7157.3915 | 71% | 6.8486 | 6.421 | 0.1959 | 0.01959 | 0.78977 | Heat Pump Water Heater (60 gal) | 5.1223 | 7.23 | 29.146 | 14.4964 | 58.4385 | 291.4603 | 36662.3774 | 5353.2931 | 31309.0843 | 6.8486 | 5709.7826 | 6.421
Heat Reclaimer Unit (Agriculture) | BNI Process | ROB/NEW | 15 | N/A | 9800.851 | 2819 | N/A | N/A | 4718.2548 | 1562.5 | 443.8999 | 0 | 2006.3999 | 13363.8737 | 0 | 13363.8737 | 71% | 3.5225 | 6.6606 | 0.27132 | 0.018088 | 0.93779 | Heat Reclaimer Unit (Agriculture) | 3.7429 | 8.0084 | 27.6787 | 16.057 | 55.4966 | 415.1812 | 50020.267 | 14200.2189 | 35820.0481 | 3.5225 | 7509.848 | 6.6606
High Bay Luminaire (15 000 lumen) | BNI Lighting | ROB/NEW | 22.3 | N/A | 255.3125 | 39.1387 | N/A | N/A | 176.0724 | 81.25 | 16.8674 | 0 | 98.1174 | 466.8638 | 0 | 466.8638 | 85% | 2.8035 | 4.7582 | 0.42545 | 0.019078 | 2.7591 | High Bay Luminaire (15 000 lumen) | 829.6865 | 29.5065 | 191.3444 | 59.1613 | 383.6503 | 4266.9797 | 387350.5756 | 138166.837 | 249183.7386 | 2.8035 | 81406.7045 | 4.7582
High Bay Luminaire (25 000 lumen) | BNI Lighting | ROB/NEW | 22.3 | N/A | 425.5344 | 65.2333 | N/A | N/A | 226.5522 | 125 | 27.5818 | 0 | 152.5818 | 778.1312 | 0 | 778.1312 | 85% | 3.5345 | 5.0998 | 0.39695 | 0.017801 | 2.5743 | High Bay Luminaire (25 000 lumen) | 522.7649 | 30.9865 | 200.942 | 62.1287 | 402.8938 | 4481.0068 | 406779.6611 | 115087.3036 | 291692.3574 | 3.5345 | 79764.4094 | 5.0998
High Bay Luminaire (35 000 lumen) | BNI Lighting | ROB/NEW | 22.3 | N/A | 595.7155 | 91.3217 | N/A | N/A | 350.0028 | 218.75 | 40.8441 | 0 | 259.5941 | 1089.3239 | 0 | 1089.3239 | 85% | 3.2196 | 4.1963 | 0.48242 | 0.021633 | 3.1286 | High Bay Luminaire (35 000 lumen) | 31.1912 | 2.5882 | 16.7842 | 5.1895 | 33.6528 | 374.2879 | 33977.344 | 10553.4418 | 23423.9023 | 3.2196 | 8097.0588 | 4.1963
High Bay Luminaire (60 000 lumen) | BNI Lighting | ROB/NEW | 22.3 | N/A | 1021.25 | 156.555 | N/A | N/A | 742.7385 | 468.75 | 74.8009 | 0 | 543.5509 | 1867.4551 | 0 | 1867.4551 | 85% | 2.6446 | 3.4357 | 0.58922 | 0.026423 | 3.8212 | High Bay Luminaire (60 000 lumen) | 24.953 | 3.5497 | 23.0189 | 7.1171 | 46.1534 | 513.3209 | 46598.5655 | 17620.0133 | 28978.5522 | 2.6446 | 13563.2149 | 3.4357
High Efficiency Circulator Pump 1.5kW | BNI HVAC | ROB/NEW | 15 | N/A | 1974 | 127 | N/A | N/A | 4261.7232 | 500 | 25.5 | 0 | 525.5 | 2224.0239 | 0 | 2224.0239 | 73% | 0.70907 | 4.2322 | 0.34316 | 0.022877 | 5.3026 | High Efficiency Circulator Pump 1.5kW | 140.9843 | 13.9725 | 215.8994 | 28.0153 | 432.8838 | 3238.4916 | 313552.5073 | 442205.5055 | -128652.9982 | 0.70907 | 74087.2631 | 4.2322
High Efficiency Circulator Pump 100W | BNI HVAC | ROB/NEW | 15 | N/A | 412 | 67.5 | N/A | N/A | 122.8537 | 75 | 17.853 | 0 | 92.853 | 514.7235 | 0 | 514.7235 | 73% | 4.7865 | 5.5434 | 0.29051 | 0.019368 | 1.7628 | High Efficiency Circulator Pump 100W | 924.5078 | 48.6984 | 295.489 | 97.6416 | 592.4629 | 4432.3354 | 475865.9322 | 99418.077 | 376447.8552 | 4.7865 | 85843.3453 | 5.5434
High Efficiency Circulator Pump 300W | BNI HVAC | ROB/NEW | 15 | N/A | 800 | 95.3 | N/A | N/A | 1028.3028 | 137.5 | 33.0496 | 0 | 170.5496 | 955.3653 | 0 | 955.3653 | 73% | 1.219 | 5.6017 | 0.27481 | 0.01832 | 2.2934 | High Efficiency Circulator Pump 300W | 29.9436 | 2.2269 | 18.5835 | 4.465 | 37.2604 | 278.7523 | 28607.0519 | 23467.096 | 5139.9559 | 1.219 | 5106.8632 | 5.6017
High Volume Low Speed Fan (Agriculture) (18 foot) | BNI Process | ROB/NEW | 15 | N/A | 10939.008 | 3138 | N/A | N/A | 4514.7648 | 1250 | 469.9844 | 0 | 1719.9844 | 14905.7671 | 0 | 14905.7671 | 71% | 4.0555 | 8.6662 | 0.20839 | 0.013893 | 0.7222 | High Volume Low Speed Fan (Agriculture) (18 foot) | 11.5252 | 27.4497 | 95.1251 | 55.0373 | 190.7283 | 1426.8772 | 171791.907 | 42360.4873 | 129431.4198 | 4.0555 | 19823.1598 | 8.6662
High Volume Low Speed Fan (Agriculture) (24 foot) | BNI Process | ROB/NEW | 15 | N/A | 16086.432 | 4615 | N/A | N/A | 4514.7648 | 2500 | 724.9036 | 0 | 3224.9036 | 21920.2476 | 0 | 21920.2476 | 71% | 5.5771 | 6.7972 | 0.2657 | 0.017713 | 0.92073 | High Volume Low Speed Fan (Agriculture) (24 foot) | 11.5252 | 40.3698 | 139.8869 | 80.9424 | 280.4768 | 2098.3039 | 252635.1779 | 45298.4812 | 207336.6968 | 5.5771 | 37167.6503 | 6.7972
Horticultural Lighting - blended lamps and baselines | BNI Lighting | ROB/NEW | 10 | N/A | 2112.6 | 380 | N/A | N/A | 1326 | 528.15 | 88.6388 | 0 | 616.7888 | 2264.0444 | 0 | 2264.0444 | 85% | 1.8623 | 3.6707 | 0.32321 | 0.032321 | 1.7864 | Horticultural Lighting - blended lamps and baselines | 320.1444 | 110.5417 | 610.9318 | 221.6389 | 1224.9337 | 6109.3183 | 724821.0716 | 389211.9309 | 335609.1407 | 1.8623 | 197461.461 | 3.6707
HVAC Hotel Occupancy Sensor | BNI HVAC | ROB/NEW | 8 | N/A | 438 | 90 | N/A | N/A | 149.226 | 75 | 13.2988 | 0 | 88.2988 | 347.6171 | 0 | 347.6171 | 75% | 2.7761 | 3.9368 | 0.25294 | 0.031617 | 1.2238 | HVAC Hotel Occupancy Sensor | 330.627 | 23.8572 | 115.4209 | 47.8343 | 231.4217 | 923.3669 | 114931.572 | 41400.5403 | 73531.0317 | 2.7761 | 29193.9583 | 3.9368
Ice-Maker with Remote Condensing Unit (1500 lbs per day) | BNI Cooking and Laundry | ROB/NEW | 10 | N/A | 3184 | 247 | N/A | N/A | 1388.8192 | 300 | 85.8052 | 0 | 385.8052 | 2587.0157 | 0 | 2587.0157 | 71% | 2.4136 | 6.7055 | 0.16059 | 0.016059 | 2.0581 | Ice-Maker with Remote Condensing Unit (1500 lbs per day) | 2.5612 | 0.48014 | 6.1529 | 0.96269 | 12.3367 | 61.5287 | 6625.7481 | 2745.2173 | 3880.5308 | 2.4136 | 988.107 | 6.7055
Ice-Maker with Remote Condensing Unit (2500 lbs per day) | BNI Cooking and Laundry | ROB/NEW | 10 | N/A | 6304 | 489 | N/A | N/A | 2314.6987 | 562.5 | 168.28 | 0 | 730.78 | 5122.0027 | 0 | 5122.0027 | 71% | 2.8272 | 7.009 | 0.15364 | 0.015364 | 1.9691 | Ice-Maker with Remote Condensing Unit (2500 lbs per day) | 2.5612 | 0.95056 | 12.1821 | 1.9059 | 24.4254 | 121.8207 | 13118.2425 | 4640.0858 | 8478.1567 | 2.8272 | 1871.6409 | 7.009
Ice-Maker with Remote Condensing Unit (800 lbs per day) | BNI Cooking and Laundry | ROB/NEW | 10 | N/A | 1267 | 98 | N/A | N/A | 740.7036 | 175 | 36.9746 | 0 | 211.9746 | 1029.211 | 0 | 1029.211 | 71% | 1.8285 | 4.8554 | 0.22174 | 0.022174 | 2.85 | Ice-Maker with Remote Condensing Unit (800 lbs per day) | 2.5612 | 0.1905 | 2.4484 | 0.38196 | 4.9091 | 24.484 | 2635.9689 | 1441.608 | 1194.3609 | 1.8285 | 542.8998 | 4.8554
Ice-Making Head (1200lbs per day) | BNI Cooking and Laundry | ROB/NEW | 10 | N/A | 3947 | 306.3881 | N/A | N/A | 1111.0554 | 312.5 | 103.3427 | 0 | 415.8427 | 3207.1171 | 0 | 3207.1171 | 71% | 3.5946 | 7.7123 | 0.13963 | 0.013963 | 1.7883 | Ice-Making Head (1200lbs per day) | 2.5612 | 0.59559 | 7.6273 | 1.1942 | 15.293 | 76.2732 | 8213.9237 | 2285.042 | 5928.8817 | 3.5946 | 1065.0376 | 7.7123
Ice-Making Head (400 lbs per day) | BNI Cooking and Laundry | ROB/NEW | 10 | N/A | 882 | 77 | N/A | N/A | 370.3518 | 100 | 24.8196 | 0 | 124.8196 | 723.5618 | 0 | 723.5618 | 71% | 2.5144 | 5.7969 | 0.18756 | 0.018756 | 2.1359 | Ice-Making Head (400 lbs per day) | 5.1223 | 0.29936 | 3.4088 | 0.52501 | 5.9783 | 34.0882 | 3706.3076 | 1474.0439 | 2232.2637 | 2.5144 | 639.3647 | 5.7969
Ice-Making Head (600 lbs per day) | BNI Cooking and Laundry | ROB/NEW | 10 | N/A | 1568 | 122 | N/A | N/A | 555.5277 | 181.25 | 43.9729 | 0 | 225.2229 | 1274.3001 | 0 | 1274.3001 | 71% | 2.9067 | 5.658 | 0.19037 | 0.019037 | 2.4324 | Ice-Making Head (600 lbs per day) | 2.5612 | 0.23715 | 3.0301 | 0.4755 | 6.0753 | 30.3006 | 3263.68 | 1122.8041 | 2140.876 | 2.9067 | 576.8307 | 5.658
Ice-Making Head (900 lbs per day) | BNI Cooking and Laundry | ROB/NEW | 10 | N/A | 2711 | 210 | N/A | N/A | 1249.9373 | 250 | 72.7746 | 0 | 322.7746 | 2202.4529 | 0 | 2202.4529 | 71% | 2.2937 | 6.8235 | 0.1578 | 0.01578 | 2.0252 | Ice-Making Head (900 lbs per day) | 2.5612 | 0.40822 | 5.2388 | 0.81849 | 10.504 | 52.3883 | 5640.8231 | 2459.298 | 3181.5252 | 2.2937 | 826.6757 | 6.8235
Large Capacity Commercial Heat Pump (100 kBTU/hr) | BNI HVAC | ROB/NEW | 15 | N/A | 53704.116 | 0 | N/A | N/A | 10200 | 6250 | 1893.6597 | 0 | 8143.6597 | 57787.4163 | 0 | 57787.4163 | 75% | 6.0551 | 7.096 | 0.19026 | 0.012684 | N/A | Large Capacity Commercial Heat Pump (100 kBTU/hr) | 43.5396 | 0 | 1863.6497 | 0 | 3736.6645 | 27954.7461 | 2516042.9685 | 415527.4534 | 2100515.5151 | 6.0551 | 354571.9655 | 7.096
LED Replacement Lamps for HID (10000 lumen) | BNI Lighting | ROB/NEW | 11 | N/A | 172.7305 | 37.3247 | N/A | N/A | 101.745 | 75 | 9.4911 | 0 | 84.4911 | 207.9039 | 0 | 207.9039 | 85% | 2.1662 | 2.4607 | 0.54152 | 0.049229 | 2.4914 | LED Replacement Lamps for HID (10000 lumen) | 48.6619 | 1.6504 | 7.5926 | 3.309 | 15.2233 | 83.5181 | 10117.0059 | 4670.2989 | 5446.707 | 2.1662 | 4111.5016 | 2.4607
LED Replacement Lamps for HID (4000 lumen) | BNI Lighting | ROB/NEW | 11 | N/A | 69.1005 | 14.9317 | N/A | N/A | 102.816 | 25 | 1.275 | 0 | 26.275 | 83.1715 | 0 | 83.1715 | 85% | 0.938 | 3.1654 | 0.42095 | 0.038268 | 1.9367 | LED Replacement Lamps for HID (4000 lumen) | 243.3097 | 3.3011 | 15.1869 | 6.6189 | 30.4502 | 167.0563 | 20236.4396 | 21573.9323 | -1337.4927 | 0.938 | 6392.9629 | 3.1654
LED Troffer (1x4) | BNI Lighting | RET | 12 | 7 | 179.9017 | 38.8742 | 179.9017 | 38.8742 | 163.4924 | 31.25 | 7.0187 | 0 | 38.2687 | 199.0561 | 0 | 199.0561 | 73% | 1.5752 | 5.2015 | 0.27421 | 0.02285 | 1.2615 | LED Troffer (1x4) | 788.8357 | 23.9304 | 110.0919 | 47.981 | 220.737 | 1321.1027 | 157022.5633 | 99683.761 | 57338.8022 | 1.5752 | 30187.7388 | 5.2015
LED Troffer (2x2) | BNI Lighting | RET | 12 | 7 | 143.8384 | 31.0815 | 143.8384 | 31.0815 | 144.6052 | 31.25 | 5.9312 | 0 | 37.1812 | 159.1531 | 0 | 159.1531 | 73% | 1.4275 | 4.2805 | 0.33321 | 0.027767 | 1.533 | LED Troffer (2x2) | 1813.2977 | 43.9816 | 202.3381 | 88.1843 | 405.6929 | 2428.0569 | 288592.0406 | 202169.9919 | 86422.0487 | 1.4275 | 67420.6416 | 4.2805
LED Troffer (4x2) | BNI Lighting | RET | 12 | 6.9667 | 230.0263 | 35.2624 | 230.0263 | 35.2624 | 208.4171 | 31.25 | 8.137 | 0 | 39.387 | 240.0875 | 0 | 240.0875 | 73% | 1.4979 | 6.0956 | 0.22072 | 0.018393 | 1.4314 | LED Troffer (4x2) | 3462.6815 | 95.2852 | 617.9078 | 191.0493 | 1238.9207 | 7414.8936 | 831346.3965 | 555003.5241 | 276342.8724 | 1.4979 | 136384.5498 | 6.0956
Linear Ambient Luminaire (10000 lumen) | BNI Lighting | ROB/NEW | 11.6 | N/A | 468.5734 | 101.2522 | N/A | N/A | 222.3396 | 68.75 | 17.2645 | 0 | 86.0145 | 504.825 | 0 | 504.825 | 73% | 2.8113 | 5.8691 | 0.23663 | 0.020399 | 1.0886 | Linear Ambient Luminaire (10000 lumen) | 186.9643 | 14.7728 | 67.9626 | 29.6199 | 136.2667 | 788.366 | 94384.2514 | 33573.6317 | 60810.6197 | 2.8113 | 16081.6418 | 5.8691
Linear Ambient Luminaire (2000 lumen) | BNI Lighting | ROB/NEW | 11.6 | N/A | 50.1984 | 10.8472 | N/A | N/A | 12.852 | 18.75 | 2.4302 | 0 | 21.1802 | 54.082 | 0 | 54.082 | 73% | 4.5785 | 2.5534 | 0.54388 | 0.046887 | 2.5023 | Linear Ambient Luminaire (2000 lumen) | 58.9066 | 0.49863 | 2.294 | 0.99977 | 4.5995 | 26.61 | 3185.7853 | 695.8122 | 2489.9731 | 4.5785 | 1247.6513 | 2.5534
Linear Ambient Luminaire (4000 lumen) | BNI Lighting | ROB/NEW | 11.6 | N/A | 96.2515 | 20.7986 | N/A | N/A | 66.8304 | 31.25 | 4.4199 | 0 | 35.6699 | 103.6981 | 0 | 103.6981 | 73% | 1.949 | 2.9072 | 0.47771 | 0.041182 | 2.1978 | Linear Ambient Luminaire (4000 lumen) | 1019.3397 | 16.5445 | 76.1132 | 33.1722 | 152.6089 | 882.9135 | 105703.6087 | 54235.0675 | 51468.5412 | 1.949 | 36359.7313 | 2.9072
Linear Ambient Luminaire (8000 lumen) | BNI Lighting | ROB/NEW | 11.6 | N/A | 175.9223 | 38.0144 | N/A | N/A | 222.3396 | 50 | 7.7154 | 0 | 57.7154 | 189.5327 | 0 | 189.5327 | 73% | 1.1147 | 3.2839 | 0.4229 | 0.036457 | 1.9457 | Linear Ambient Luminaire (8000 lumen) | 576.2599 | 17.0949 | 78.6453 | 34.2757 | 157.6858 | 912.2855 | 109220.0623 | 97977.6254 | 11242.4369 | 1.1147 | 33259.0856 | 3.2839
Linear Replacement Lamp (2 foot) | BNI Lighting | ROB/NEW | 11.6 | N/A | 37.3068 | 8.0615 | N/A | N/A | 12.942 | 2 | 1.1824 | 0 | 3.1824 | 39.6425 | 0 | 39.6425 | 72% | 3.7753 | 12.4568 | 0.11149 | 0.0096109 | 0.51292 | Linear Replacement Lamp (2 foot) | 3713.6747 | 23.0425 | 106.0071 | 46.2007 | 212.5469 | 1229.6826 | 147219.275 | 38995.852 | 108223.423 | 3.7753 | 11818.3856 | 12.4568
Linear Replacement Lamp (4 foot) | BNI Lighting | ROB/NEW | 11.6 | N/A | 49.6736 | 7.6148 | N/A | N/A | 8.8293 | 4 | 1.5616 | 0 | 5.5616 | 49.8123 | 0 | 49.8123 | 72% | 6.2905 | 8.9565 | 0.14633 | 0.012615 | 0.94896 | Linear Replacement Lamp (4 foot) | 160451.2355 | 940.4025 | 6098.3434 | 1885.5306 | 12227.3318 | 70740.7838 | 7992442.4756 | 1270560.8148 | 6721881.6608 | 6.2905 | 892359.0769 | 8.9565
Low-bay Luminaire (10,000 lumen) | BNI Lighting | ROB/NEW | 11.6 | N/A | 468.5734 | 101.2522 | N/A | N/A | 169.6464 | 62.5 | 16.9458 | 0 | 79.4458 | 504.825 | 0 | 504.825 | 73% | 3.5857 | 6.3543 | 0.21855 | 0.018841 | 1.0055 | Low-bay Luminaire (10,000 lumen) | 2.5612 | 0.20237 | 0.93099 | 0.40575 | 1.8667 | 10.7995 | 1292.935 | 360.5789 | 932.356 | 3.5857 | 203.4729 | 6.3543
Low-bay Luminaire (5000 lumen) | BNI Lighting | ROB/NEW | 11.6 | N/A | 279.9042 | 42.9086 | N/A | N/A | 169.6464 | 37.5 | 9.6684 | 0 | 47.1684 | 284.5841 | 0 | 284.5841 | 73% | 2.1316 | 6.0334 | 0.21722 | 0.018726 | 1.4087 | Low-bay Luminaire (5000 lumen) | 1887.5712 | 63.2045 | 409.8702 | 126.7267 | 821.8 | 4754.4938 | 537172.7076 | 252010.1708 | 285162.5368 | 2.1316 | 89033.7398 | 6.0334
Low/Zero Energy Livestock Waterer | BNI Process | ROB/NEW | 10 | N/A | 1400 | 590 | N/A | N/A | 1012.095 | 125 | 47.9783 | 0 | 172.9783 | 1526.5288 | 0 | 1526.5288 | 71% | 1.9914 | 8.825 | 0.16376 | 0.016376 | 0.3863 | Low/Zero Energy Livestock Waterer | 2.5612 | 1.1469 | 2.7054 | 2.2996 | 5.4244 | 27.0541 | 3909.6767 | 1963.2936 | 1946.3831 | 1.9914 | 443.0241 | 8.825
Milk Pre-cooler | BNI Process | ROB/NEW | 15 | N/A | 6244.115 | 1796 | N/A | N/A | 4426.2288 | 937.5 | 279.8525 | 0 | 1217.3525 | 8514.1348 | 0 | 8514.1348 | 71% | 2.4877 | 6.994 | 0.25839 | 0.017226 | 0.89309 | Milk Pre-cooler | 2.5612 | 3.4912 | 12.0663 | 7 | 24.1933 | 180.9952 | 21806.0185 | 8765.4887 | 13040.5298 | 2.4877 | 3117.8285 | 6.994
Multi-Tank Conveyor Dishwasher - High Temp | BNI Cooking and Laundry | ROB/NEW | 20 | N/A | 27407.5971 | 2837 | N/A | N/A | 1246.644 | 1875 | 1113.5865 | 0 | 2988.5865 | 37351.5806 | 0 | 37351.5806 | 71% | 18.6879 | 12.4981 | 0.14452 | 0.007226 | 1.388 | Multi-Tank Conveyor Dishwasher - High Temp | 5.1223 | 11.0296 | 105.9268 | 19.3434 | 185.7711 | 2118.5359 | 191326.3715 | 10237.9802 | 181088.3913 | 18.6879 | 15308.4665 | 12.4981
Multi-Tank Conveyor Dishwasher - Low Temp | BNI Cooking and Laundry | ROB/NEW | 20 | N/A | 18811.2029 | 1947 | N/A | N/A | 1246.644 | 1375 | 768.9665 | 0 | 2143.9665 | 25642.2601 | 0 | 25642.2601 | 71% | 15.5024 | 11.9602 | 0.15105 | 0.0075527 | 1.4509 | Multi-Tank Conveyor Dishwasher - Low Temp | 5.1223 | 7.5695 | 72.7029 | 13.2752 | 127.504 | 1454.057 | 131347.6031 | 8472.7295 | 122874.8735 | 15.5024 | 10982.0609 | 11.9602
Natural Barn Ventiliation - Year-Round | BNI Process | ROB/NEW | 15 | N/A | 44738.571 | 5107 | N/A | N/A | 4375.035 | 1250 | 1472.6626 | 0 | 2722.6626 | 51696.5627 | 0 | 51696.5627 | 71% | 11.2901 | 18.9875 | 0.080657 | 0.0053771 | 0.70245 | Natural Barn Ventiliation - Year-Round | 5.1223 | 19.8549 | 172.9088 | 39.8096 | 346.6864 | 2593.6313 | 264805.815 | 23454.7367 | 241351.0783 | 11.2901 | 13946.3216 | 18.9875
No-Loss Drain | BNI Process | ROB/NEW | 15 | N/A | 7143.605 | 1392 | N/A | N/A | 339.15 | 150 | 251.4587 | 0 | 401.4587 | 8945.9557 | 0 | 8945.9557 | 71% | 18.1734 | 22.2836 | 0.074483 | 0.0049655 | 0.38 | No-Loss Drain | 2.5612 | 2.7059 | 13.8046 | 5.4254 | 27.6785 | 207.0683 | 22911.9787 | 1260.7417 | 21651.237 | 18.1734 | 1028.1978 | 22.2836
Occupancy Sensor (Ceiling Mounted) | BNI Lighting | ROB/NEW | 10 | N/A | 187.7496 | 43.9824 | N/A | N/A | 118.0242 | 50 | 9.3181 | 0 | 59.3181 | 248.3385 | 0 | 248.3385 | 100% | 1.9502 | 4.1866 | 0.2973 | 0.02973 | 1.2617 | Occupancy Sensor (Ceiling Mounted) | 23.7053 | 1.1146 | 4.7297 | 2.2347 | 9.4832 | 47.2972 | 5886.9455 | 3018.691 | 2868.2545 | 1.9502 | 1406.155 | 4.1866
Occupancy Sensor (Wall Mounted) | BNI Lighting | ROB/NEW | 10 | N/A | 109.2361 | 25.5898 | N/A | N/A | 75.8204 | 25 | 5.2128 | 0 | 30.2128 | 144.4878 | 0 | 144.4878 | 100% | 1.7831 | 4.7823 | 0.26026 | 0.026026 | 1.1045 | Occupancy Sensor (Wall Mounted) | 208.3574 | 5.6997 | 24.1872 | 11.4281 | 48.496 | 241.8722 | 30105.1068 | 16883.8588 | 13221.248 | 1.7831 | 6295.0595 | 4.7823
Occupancy Sensor (Exterior) | BNI Lighting | ROB/NEW | 10 | N/A | 118.3768 | 25.9563 | N/A | N/A | 91.6348 | 12.5 | 4.8498 | 0 | 17.3498 | 154.5583 | 0 | 154.5583 | 100% | 1.6019 | 8.9084 | 0.13792 | 0.013792 | 0.62531 | Occupancy Sensor (Exterior) | 6.2382 | 0.17309 | 0.78477 | 0.34706 | 1.5735 | 7.8477 | 964.1725 | 601.894 | 362.2785 | 1.6019 | 108.232 | 8.9084
Open to Closed Cooler Conversion | BNI Refrigeration | RET | 12 | 4 | 54750 | 6250 | 18250 | 2083 | 50656.1065 | 3125 | 159.375 | 0 | 3284.375 | 32170.4968 | 0 | 32170.4968 | 71% | 0.89053 | 9.795 | 0.079506 | 0.011926 | 0.6924 | Open to Closed Cooler Conversion | 2.4953 | 11.8369 | 103.0803 | 23.7333 | 206.6785 | 687.2018 | 80274.9699 | 90143.1586 | -9868.1887 | 0.89053 | 8195.4937 | 9.795
Outside Air Economizer | BNI Refrigeration | ROB/NEW | 15 | N/A | 5851.542 | 1953 | N/A | N/A | 1182.384 | 2500 | 353.7723 | 0 | 2853.7723 | 8302.5023 | 0 | 8302.5023 | 71% | 6.9578 | 2.9093 | 0.64637 | 0.043091 | 1.9253 | Outside Air Economizer | 2.5612 | 3.7964 | 11.3077 | 7.6119 | 22.6723 | 169.6159 | 21263.995 | 3056.1364 | 18207.8586 | 6.9578 | 7308.9531 | 2.9093
Packaged Terminal Heat Pump (12kBTU/hr) | BNI HVAC | ROB/NEW | 15 | N/A | 4600.652 | 0 | N/A | N/A | 215.9136 | 625 | 166.7922 | 0 | 791.7922 | 4950.4547 | 0 | 4950.4547 | 75% | 15.0595 | 6.2522 | 0.21593 | 0.014396 | N/A | Packaged Terminal Heat Pump (12kBTU/hr) | 114.7837 | 0 | 420.8928 | 0 | 843.9007 | 6313.3927 | 568231.4986 | 37732.5524 | 530498.9462 | 15.0595 | 90884.843 | 6.2522
Pole/Arm-Mounted Area Luminaire (1300 lumen) | BNI Lighting | ROB/NEW | 13.7 | N/A | 147.2556 | 32.9476 | N/A | N/A | 39.8569 | 62.5 | 8.9785 | 0 | 71.4785 | 212.485 | 0 | 212.485 | 85% | 4.958 | 2.9727 | 0.53737 | 0.039224 | 2.3877 | Pole/Arm-Mounted Area Luminaire (1300 lumen) | 12.4765 | 0.37352 | 1.6596 | 0.74892 | 3.3275 | 22.736 | 2651.0663 | 534.7028 | 2116.3635 | 4.958 | 891.8002 | 2.9727
Pole/Arm-Mounted Area Luminaire (20000 lumen) | BNI Lighting | ROB/NEW | 13.7 | N/A | 1202.3976 | 274.52 | N/A | N/A | 493.5168 | 187.5 | 57.0455 | 0 | 244.5455 | 1742.2719 | 0 | 1742.2719 | 85% | 3.6561 | 7.1245 | 0.22516 | 0.016435 | 0.98042 | Pole/Arm-Mounted Area Luminaire (20000 lumen) | 358.0752 | 89.3192 | 388.9126 | 179.0873 | 779.7795 | 5328.1024 | 623864.4315 | 170635.3099 | 453229.1216 | 3.6561 | 87565.6942 | 7.1245
Pole/Arm-Mounted Area Luminaire (30000 lumen) | BNI Lighting | ROB/NEW | 13.7 | N/A | 2821.9902 | 644.29 | N/A | N/A | 919.7748 | 312.5 | 127.3787 | 0 | 439.8787 | 4089.0587 | 0 | 4089.0587 | 85% | 4.4975 | 9.2959 | 0.17256 | 0.012596 | 0.75141 | Pole/Arm-Mounted Area Luminaire (30000 lumen) | 162.1944 | 94.9541 | 413.448 | 190.3854 | 828.9735 | 5664.237 | 663222.2412 | 147465.0441 | 515757.1971 | 4.4975 | 71345.8408 | 9.2959
Pole/Arm-Mounted Area Luminaire (5000 lumen) | BNI Lighting | ROB/NEW | 13.7 | N/A | 886.4244 | 202.38 | N/A | N/A | 153.2958 | 93.75 | 39.7864 | 0 | 133.5364 | 1284.4273 | 0 | 1284.4273 | 85% | 7.5516 | 9.6186 | 0.16677 | 0.012173 | 0.7262 | Pole/Arm-Mounted Area Luminaire (5000 lumen) | 39.9248 | 7.3419 | 31.9679 | 14.7206 | 64.0964 | 437.9598 | 51280.4596 | 6790.7166 | 44489.743 | 7.5516 | 5331.4093 | 9.6186
Pole/Arm-Mounted Area Luminaire (50000 lumen) | BNI Lighting | ROB/NEW | 13.7 | N/A | 1987.6878 | 453.81 | N/A | N/A | 1532.958 | 437.5 | 100.8069 | 0 | 538.3069 | 2880.156 | 0 | 2880.156 | 85% | 2.0517 | 5.3504 | 0.29981 | 0.021884 | 1.3055 | Pole/Arm-Mounted Area Luminaire (50000 lumen) | 177.1661 | 73.0552 | 318.0962 | 146.4776 | 637.7909 | 4357.9182 | 510266.1333 | 248709.5797 | 261556.5535 | 2.0517 | 95369.7488 | 5.3504
Pole/Arm-Mounted Area Luminaire (60000 lumen) | BNI Lighting | ROB/NEW | 13.7 | N/A | 1570.5366 | 358.57 | N/A | N/A | 1994.6304 | 562.5 | 90.7084 | 0 | 653.2084 | 2275.7047 | 0 | 2275.7047 | 85% | 1.2741 | 3.4839 | 0.46044 | 0.033609 | 2.0049 | Pole/Arm-Mounted Area Luminaire (60000 lumen) | 12.4765 | 4.065 | 17.6999 | 8.1505 | 35.4887 | 242.4882 | 28392.8044 | 22284.8094 | 6107.995 | 1.2741 | 8149.7478 | 3.4839
Pole/Arm-Mounted Decorative Luminaire (10000 lumen) | BNI Lighting | ROB/NEW | 23 | N/A | 874.9488 | 195.7648 | N/A | N/A | 306.5916 | 125 | 54.0848 | 0 | 179.0848 | 1750.5914 | 0 | 1750.5914 | 85% | 5.5629 | 9.7752 | 0.22659 | 0.0098519 | 1.0068 | Pole/Arm-Mounted Decorative Luminaire (10000 lumen) | 12.4765 | 2.2193 | 9.8606 | 4.4498 | 19.7708 | 226.7945 | 21841.2345 | 3926.1966 | 17915.038 | 5.5629 | 2234.349 | 9.7752
Pole/Arm-Mounted Decorative Luminaire (1300 lumen) | BNI Lighting | ROB/NEW | 23 | N/A | 361.8756 | 80.9676 | N/A | N/A | 39.8569 | 75 | 23.5576 | 0 | 98.5576 | 724.0382 | 0 | 724.0382 | 85% | 12.606 | 7.3463 | 0.30151 | 0.013109 | 1.3397 | Pole/Arm-Mounted Decorative Luminaire (1300 lumen) | 12.4765 | 0.91791 | 4.0783 | 1.8404 | 8.1771 | 93.8014 | 9033.4541 | 716.599 | 8316.8551 | 12.606 | 1229.6525 | 7.3463
Pole/Arm-Mounted Decorative Luminaire (5000 lumen) | BNI Lighting | ROB/NEW | 23 | N/A | 1083.5244 | 242.4324 | N/A | N/A | 1055.9203 | 93.75 | 63.8643 | 0 | 157.6143 | 2167.908 | 0 | 2167.908 | 85% | 2.255 | 13.7545 | 0.16104 | 0.0070016 | 0.71553 | Pole/Arm-Mounted Decorative Luminaire (5000 lumen) | 12.4765 | 2.7484 | 12.2113 | 5.5106 | 24.4839 | 280.8591 | 27047.8804 | 11994.8543 | 15053.0261 | 2.255 | 1966.4736 | 13.7545
Pot, Pan and Utensil Dishwasher - High Temp | BNI Cooking and Laundry | ROB/NEW | 10 | N/A | 3310.7717 | 343 | N/A | N/A | 2197.692 | 250 | 88.1247 | 0 | 338.1247 | 2765.6867 | 0 | 2765.6867 | 71% | 1.6777 | 8.1795 | 0.13536 | 0.013536 | 1.2989 | Pot, Pan and Utensil Dishwasher - High Temp | 5.1223 | 1.3335 | 12.7957 | 2.3387 | 22.4407 | 127.957 | 14166.7043 | 8444.0561 | 5722.6482 | 1.6777 | 1731.9793 | 8.1795
Premium High Bay Luminaire (15 000 lumen) | BNI Lighting | ROB/NEW | 22.3 | N/A | 312.0531 | 47.8369 | N/A | N/A | 242.0032 | 125 | 21.9264 | 0 | 146.9264 | 570.6196 | 0 | 570.6196 | 85% | 2.5068 | 3.8837 | 0.52125 | 0.023374 | 3.3803 | Premium High Bay Luminaire (15 000 lumen) | 3742.9467 | 162.6948 | 1055.047 | 326.2072 | 2115.3958 | 23527.5488 | 2135798.6503 | 852003.4771 | 1283795.1732 | 2.5068 | 549937.625 | 3.8837
Premium High Bay Luminaire (25 000 lumen) | BNI Lighting | ROB/NEW | 22.3 | N/A | 520.0613 | 79.7241 | N/A | N/A | 268.8822 | 187.5 | 35.4801 | 0 | 222.9801 | 950.9828 | 0 | 950.9828 | 85% | 3.6018 | 4.2649 | 0.47466 | 0.021285 | 3.0782 | Premium High Bay Luminaire (25 000 lumen) | 2395.9605 | 173.5664 | 1125.5475 | 348.0051 | 2256.751 | 25099.7095 | 2278517.2436 | 632605.4077 | 1645911.8359 | 3.6018 | 534251.5423 | 4.2649
Premium High Bay Luminaire (35 000 lumen) | BNI Lighting | ROB/NEW | 22.3 | N/A | 728.1104 | 111.6175 | N/A | N/A | 813.146 | 312.5 | 52.2234 | 0 | 364.7234 | 1331.4208 | 0 | 1331.4208 | 85% | 1.791 | 3.6505 | 0.55455 | 0.024868 | 3.5963 | Premium High Bay Luminaire (35 000 lumen) | 311.9122 | 31.6345 | 205.1442 | 63.428 | 411.3193 | 4574.7156 | 415286.4156 | 231874.7741 | 183411.6415 | 1.791 | 113761.6824 | 3.6505
Premium High Bay Luminaire (50 000 lumen) | BNI Lighting | ROB/NEW | 22.3 | N/A | 1040.1635 | 159.4544 | N/A | N/A | 889.6542 | 437.5 | 74.1498 | 0 | 511.6498 | 1902.0403 | 0 | 1902.0403 | 85% | 2.2906 | 3.7175 | 0.54456 | 0.02442 | 3.5315 | Premium High Bay Luminaire (50 000 lumen) | 293.2522 | 42.4888 | 275.5323 | 85.1911 | 552.4493 | 6144.3712 | 557777.5963 | 243503.7115 | 314273.8847 | 2.2906 | 150042.4419 | 3.7175
Premium High Bay Luminaire (60 000 lumen) | BNI Lighting | ROB/NEW | 22.3 | N/A | 1248.2126 | 191.3478 | N/A | N/A | 1527.0746 | 562.5 | 90.893 | 0 | 653.393 | 2282.4783 | 0 | 2282.4783 | 85% | 1.6434 | 3.4933 | 0.5795 | 0.025987 | 3.7582 | Premium High Bay Luminaire (60 000 lumen) | 62.3824 | 10.8463 | 70.3365 | 21.7471 | 141.0264 | 1568.5033 | 142386.5767 | 86643.3821 | 55743.1945 | 1.6434 | 40760.2552 | 3.4933
Refrigerated Case Luminaire | BNI Lighting | ROB/NEW | 16.3 | N/A | 153.0972 | 25.2788 | N/A | N/A | 177.3576 | 37.5 | 8.3347 | 0 | 45.8347 | 235.6455 | 0 | 235.6455 | 85% | 1.4812 | 5.1412 | 0.33143 | 0.020333 | 1.9955 | Refrigerated Case Luminaire | 935.7367 | 21.4935 | 129.4048 | 43.095 | 259.4599 | 2109.2988 | 220502.098 | 148865.061 | 71637.037 | 1.4812 | 42889.1771 | 5.1412
Remote Condensing Unit (800 lbs per day) | BNI Cooking and Laundry | ROB/NEW | 10 | N/A | 1267 | 197 | N/A | N/A | 693.2226 | 175 | 39.2279 | 0 | 214.2279 | 1111.8907 | 0 | 1111.8907 | 71% | 2.0923 | 5.1902 | 0.22409 | 0.022409 | 1.4328 | Remote Condensing Unit (800 lbs per day) | 5.1223 | 0.76589 | 4.8968 | 1.3432 | 8.5878 | 48.9679 | 5695.4487 | 2722.0773 | 2973.3714 | 2.0923 | 1097.3418 | 5.1902
Server Virtualization and Decommissioning | BNI Process | RET | 4 | 5 | 8301.852 | 948 | 8453.926 | 965 | 419.8161 | 500 | 134.8621 | 0 | 634.8621 | 4012.7734 | 0 | 4012.7734 | 71% | 9.2688 | 6.3207 | 0.10135 | 0.020271 | 0.88238 | Server Virtualization and Decommissioning | 2.5612 | 1.8428 | 16.0428 | 3.6949 | 32.1662 | 80.2139 | 10277.3346 | 1108.8048 | 9168.5298 | 9.2688 | 1625.9803 | 6.3207
Single -Tank Conveyor Dishwasher - High Temp | BNI Cooking and Laundry | ROB/NEW | 20 | N/A | 9212 | 953 | N/A | N/A | 2634.66 | 875 | 386.6818 | 0 | 1261.6818 | 12550.9294 | 0 | 12550.9294 | 71% | 5.5602 | 9.9478 | 0.18152 | 0.0090761 | 1.7444 | Single -Tank Conveyor Dishwasher - High Temp | 5.1223 | 3.7051 | 35.6032 | 6.4978 | 62.4398 | 712.0636 | 64289.7501 | 11562.5412 | 52727.209 | 5.5602 | 6462.7254 | 9.9478
Single -Tank Conveyor Dishwasher - Low Temp | BNI Cooking and Laundry | ROB/NEW | 20 | N/A | 13626.434 | 1410 | N/A | N/A | 0 | 1000 | 557.1659 | 0 | 1557.1659 | 18572.5043 | 0 | 18572.5043 | 71% | 33.3339 | 11.9271 | 0.15146 | 0.0075728 | 1.4551 | Single -Tank Conveyor Dishwasher - Low Temp | 5.1223 | 5.4818 | 52.6644 | 9.6138 | 92.3612 | 1053.2879 | 95134.1225 | 2853.9762 | 92280.1463 | 33.3339 | 7976.2861 | 11.9271
Single Heat Pad (Agriculture) | BNI Process | ROB/NEW | 10 | N/A | 655.5 | 95 | N/A | N/A | 110.4501 | 75 | 19.3125 | 0 | 94.3125 | 568.2747 | 0 | 568.2747 | 71% | 5.8146 | 6.0254 | 0.19069 | 0.019069 | 1.3081 | Single Heat Pad (Agriculture) | 2.5612 | 0.18467 | 1.2667 | 0.37027 | 2.5398 | 12.6671 | 1455.4396 | 250.3069 | 1205.1327 | 5.8146 | 241.5489 | 6.0254
Single-Tank Door type Dishwasher - High Temp | BNI Cooking and Laundry | ROB/NEW | 15 | N/A | 11863.2391 | 1228 | N/A | N/A | 2471.4396 | 1000 | 420.6287 | 0 | 1420.6287 | 13562.6117 | 0 | 13562.6117 | 71% | 6.2347 | 9.5469 | 0.15871 | 0.010581 | 1.5243 | Single-Tank Door type Dishwasher - High Temp | 10.2446 | 9.5484 | 91.6998 | 16.7457 | 160.8202 | 1375.4963 | 138943.8008 | 22285.6423 | 116658.1585 | 6.2347 | 14553.8012 | 9.5469
Single-Tank Door type Dishwasher - Low Temp | BNI Cooking and Laundry | ROB/NEW | 15 | N/A | 16152.5529 | 1672 | N/A | N/A | 17.9928 | 1250 | 567.1682 | 0 | 1817.1682 | 18471.6861 | 0 | 18471.6861 | 71% | 31.8509 | 10.1651 | 0.1491 | 0.0099402 | 1.432 | Single-Tank Door type Dishwasher - Low Temp | 5.1223 | 6.5004 | 62.4275 | 11.4001 | 109.4834 | 936.4127 | 94617.7008 | 2970.6483 | 91647.0525 | 31.8509 | 9308.0988 | 10.1651
Smart thermostats for central air source heat pump | BNI HVAC | ROB/NEW | 11 | N/A | 298 | 0 | N/A | N/A | 108.12 | 74.5 | 11.703 | 0 | 86.203 | 289.9989 | 0 | 289.9989 | 85% | 2.7991 | 3.3641 | 0.32024 | 0.029113 | N/A | Smart thermostats for central air source heat pump | 107.8037 | 0 | 29.0188 | 0 | 58.1834 | 319.2069 | 31262.9624 | 11169.0027 | 20093.9597 | 2.7991 | 9293.0024 | 3.3641
Smart thermostats for electric baseboards | BNI HVAC | ROB/NEW | 11 | N/A | 146 | 0 | N/A | N/A | 154.02 | 36.5 | 5.7337 | 0 | 42.2337 | 142.08 | 0 | 142.08 | 85% | 1.0397 | 3.3641 | 0.32024 | 0.029113 | N/A | Smart thermostats for electric baseboards | 704.3176 | 0 | 92.8862 | 0 | 186.2391 | 1021.7478 | 100069.4554 | 96245.4796 | 3823.9758 | 1.0397 | 29745.9236 | 3.3641
Smart thermostats for mini-split heat pumps | BNI HVAC | ROB/NEW | 11 | N/A | 74 | 0 | N/A | N/A | 169.32 | 18.5 | 0.9435 | 0 | 19.4435 | 72.0132 | 0 | 72.0132 | 85% | 0.4971 | 3.7037 | 0.29088 | 0.026444 | N/A | Smart thermostats for mini-split heat pumps | 75.4626 | 0 | 5.0442 | 0 | 10.1138 | 55.4863 | 5434.3002 | 10931.9275 | -5497.6273 | 0.4971 | 1467.2571 | 3.7037
Solid Door Freezer | BNI Cooking and Laundry | ROB/NEW | 12 | N/A | 2128 | 165 | N/A | N/A | 0 | 225 | 66.0792 | 0 | 291.0792 | 2003.5648 | 0 | 2003.5648 | 71% | 30.3207 | 6.8832 | 0.18129 | 0.015107 | 2.3244 | Solid Door Freezer | 15.3669 | 1.9245 | 24.6733 | 3.375 | 43.2713 | 296.08 | 30788.6396 | 1015.4339 | 29773.2056 | 30.3207 | 4472.9931 | 6.8832
Solid Door Refrigerator | BNI Cooking and Laundry | ROB/NEW | 12 | N/A | 818 | 63 | N/A | N/A | 0 | 131.25 | 27.6722 | 0 | 158.9222 | 769.7536 | 0 | 769.7536 | 71% | 27.8168 | 4.8436 | 0.25749 | 0.021458 | 3.3238 | Solid Door Refrigerator | 81.957 | 3.9189 | 50.5834 | 6.8728 | 88.7116 | 607.001 | 63086.6622 | 2267.9321 | 60818.7301 | 27.8168 | 13024.783 | 4.8436
Standard Capacity Electric Fryer | BNI Cooking and Laundry | ROB/NEW | 12 | N/A | 952 | 148 | N/A | N/A | 269.892 | 625 | 58.2678 | 0 | 683.2678 | 968.4191 | 0 | 968.4191 | 71% | 3.8754 | 1.4173 | 0.95123 | 0.079269 | 6.083 | Standard Capacity Electric Fryer | 5.1223 | 0.57539 | 3.6794 | 1.0091 | 6.4527 | 44.1523 | 4960.5426 | 1280.0198 | 3680.5227 | 3.8754 | 3499.9095 | 1.4173
Strip-Curtains for Display Cases | BNI Refrigeration | ROB/NEW | 4 | N/A | 28970.31 | 3307 | N/A | N/A | 308.448 | 1000 | 361.1597 | 0 | 1361.1597 | 11380.5442 | 0 | 11380.5442 | 71% | 19.6163 | 8.3609 | 0.062271 | 0.015568 | 0.54233 | Strip-Curtains for Display Cases | 51.2231 | 128.569 | 1119.6648 | 257.784 | 2244.956 | 4478.6592 | 582946.7415 | 29717.4812 | 553229.2603 | 19.6163 | 69722.8199 | 8.3609
Track/Mono-point Direction Luminaire | BNI Lighting | ROB/NEW | 12 | N/A | 196.4825 | 44.7797 | N/A | N/A | 17.5944 | 18.75 | 7.9288 | 0 | 26.6788 | 255.8416 | 0 | 255.8416 | 85% | 11.1799 | 9.5897 | 0.15032 | 0.012527 | 0.65571 | Track/Mono-point Direction Luminaire | 34.9342 | 1.4214 | 6.2002 | 2.85 | 12.4315 | 74.4021 | 8937.6149 | 799.4357 | 8138.1792 | 11.1799 | 932.0028 | 9.5897
Under-Counter Dishwasher - HighTemp | BNI Cooking and Laundry | ROB/NEW | 10 | N/A | 3170.6766 | 328 | N/A | N/A | 154.224 | 312.5 | 87.9719 | 0 | 400.4719 | 2643.1241 | 0 | 2643.1241 | 71% | 13.3849 | 6.6 | 0.1674 | 0.01674 | 1.6087 | Under-Counter Dishwasher - HighTemp | 5.1223 | 1.2752 | 12.2543 | 2.2364 | 21.4911 | 122.5425 | 13538.9005 | 1011.5073 | 12527.3932 | 13.3849 | 2051.3412 | 6.6
Under-Counter Dishwasher - Low Temp | BNI Cooking and Laundry | ROB/NEW | 10 | N/A | 2539.5124 | 263 | N/A | N/A | 64.26 | 250 | 70.4785 | 0 | 320.4785 | 2118.2044 | 0 | 2118.2044 | 71% | 18.2442 | 6.6095 | 0.16726 | 0.016726 | 1.6056 | Under-Counter Dishwasher - Low Temp | 10.2446 | 2.045 | 19.6298 | 3.5864 | 34.4261 | 196.2977 | 21700.1988 | 1189.4321 | 20510.7668 | 18.2442 | 3283.1804 | 6.6095
Variable Speed Kitchen Exhaust Fan | BNI Cooking and Laundry | ROB/NEW | 15 | N/A | 8972 | 1034 | N/A | N/A | 6403.152 | 3125 | 442.2435 | 0 | 3567.2435 | 10379.1599 | 0 | 10379.1599 | 71% | 2.0806 | 2.9096 | 0.52696 | 0.03513 | 4.5457 | Variable Speed Kitchen Exhaust Fan | 1.2476 | 0.97915 | 8.446 | 1.9632 | 16.9344 | 126.6899 | 12949.5474 | 6223.8734 | 6725.6741 | 2.0806 | 4450.6674 | 2.9096
Ventilation Fan (Agriculture) (18 inches) | BNI Process | ROB/NEW | 15 | N/A | 254 | 90 | N/A | N/A | 1104.2724 | 68.75 | 3.5063 | 0 | 72.2562 | 366.6556 | 0 | 366.6556 | 71% | 0.46557 | 5.0744 | 0.37703 | 0.025135 | 1.0578 | Ventilation Fan (Agriculture) (18 inches) | 27.3102 | 1.8655 | 5.2339 | 3.7404 | 10.4942 | 78.5089 | 10013.4385 | 21507.8688 | -11494.4302 | 0.46557 | 1973.3329 | 5.0744
Ventilation Fan (Agriculture) (24 inches) | BNI Process | ROB/NEW | 15 | N/A | 436.455 | 156 | N/A | N/A | 1104.2724 | 81.25 | 4.1438 | 0 | 85.3937 | 631.6536 | 0 | 631.6536 | 71% | 0.80141 | 7.397 | 0.25931 | 0.017287 | 0.72125 | Ventilation Fan (Agriculture) (24 inches) | 20.4892 | 2.426 | 6.7474 | 4.8641 | 13.5286 | 101.2105 | 12942.1018 | 16149.1506 | -3207.0488 | 0.80141 | 1749.653 | 7.397
VFD - 1.5 hp - Institutional - Condensor Pump | BNI HVAC | ROB/NEW | 15 | N/A | 3196.875 | -4.725 | N/A | N/A | 1530 | 625 | 120.4711 | 0 | 745.4711 | 3250.8144 | 0 | 3250.8144 | 71% | 2.6938 | 4.3608 | 0.30906 | 0.020604 | -207.8808 | VFD - 1.5 hp - Institutional - Condensor Pump | 2.4953 | -0.0089487 | 6.0189 | -0.017942 | 12.068 | 90.2835 | 8111.7501 | 3011.2533 | 5100.4969 | 2.6938 | 1860.1724 | 4.3608
VFD - 1.5 hp - Retail - Make-Up Air Fan | BNI HVAC | ROB/NEW | 15 | N/A | 4485 | 85.8375 | N/A | N/A | 1530 | 625 | 159.1911 | 0 | 784.1911 | 4671.5506 | 0 | 4671.5506 | 71% | 3.7508 | 5.9572 | 0.23173 | 0.015449 | 12.0373 | VFD - 1.5 hp - Retail - Make-Up Air Fan | 2.4953 | 0.16257 | 8.4441 | 0.32595 | 16.9307 | 126.6616 | 11656.91 | 3107.8713 | 8549.0387 | 3.7508 | 1956.7904 | 5.9572
VFD - 10 hp - Institutional - Make-up Air Fan | BNI HVAC | ROB/NEW | 15 | N/A | 34308.571 | 523.2 | N/A | N/A | 3045.924 | 1500 | 1046.0605 | 0 | 2546.0605 | 35575.6225 | 0 | 35575.6225 | 71% | 11.0874 | 13.9728 | 0.098355 | 0.006557 | 6.4119 | VFD - 10 hp - Institutional - Make-up Air Fan | 2.4953 | 0.99089 | 64.5943 | 1.9868 | 129.5131 | 968.9142 | 88771.7727 | 8006.5785 | 80765.1942 | 11.0874 | 6353.1791 | 13.9728
VFD - 10 hp - Retail - Supply Fan | BNI HVAC | ROB/NEW | 15 | N/A | 13097.143 | 542.4 | N/A | N/A | 3517.5924 | 1500 | 457.8238 | 0 | 1957.8238 | 13991.7337 | 0 | 13991.7337 | 71% | 4.7344 | 7.1466 | 0.19812 | 0.013208 | 4.756 | VFD - 10 hp - Retail - Supply Fan | 9.4763 | 3.9012 | 93.6447 | 7.8219 | 187.76 | 1404.6704 | 132589.493 | 28005.3671 | 104584.1259 | 4.7344 | 18552.8735 | 7.1466
VFD - 15 hp - Institutional - Chilled Water Pump | BNI HVAC | ROB/NEW | 15 | N/A | 12486.0335 | 3216.8715 | N/A | N/A | 6012.4512 | 1875 | 547.3849 | 0 | 2422.3849 | 16576.2122 | 0 | 16576.2122 | 71% | 3.4417 | 6.8429 | 0.25713 | 0.017142 | 0.99219 | VFD - 15 hp - Institutional - Chilled Water Pump | 4.9906 | 12.1849 | 47.016 | 24.431 | 94.2683 | 705.2404 | 82725.1717 | 24035.8326 | 58689.3391 | 3.4417 | 12089.1435 | 6.8429
VFD - 15 hp - Retail - Exhaust Fan | BNI HVAC | ROB/NEW | 15 | N/A | 51821.2291 | 767.2626 | N/A | N/A | 6012.4512 | 1875 | 1559.3416 | 0 | 3434.3416 | 53707.4589 | 0 | 53707.4589 | 71% | 9.2151 | 15.6384 | 0.087835 | 0.0058557 | 5.8977 | VFD - 15 hp - Retail - Exhaust Fan | 4.9906 | 2.9062 | 195.1323 | 5.8271 | 391.2451 | 2926.9842 | 268032.208 | 29086.0991 | 238946.1089 | 9.2151 | 17139.41 | 15.6384
VFD - 25 hp - Institutional - Exhaust Fan | BNI HVAC | ROB/NEW | 15 | N/A | 92719.78 | 4350 | N/A | N/A | 7101.801 | 3125 | 2875.5861 | 0 | 6000.5861 | 99664.6484 | 0 | 99664.6484 | 71% | 12.5873 | 16.6092 | 0.085773 | 0.0057182 | 1.8176 | VFD - 25 hp - Institutional - Exhaust Fan | 4.9906 | 16.477 | 349.1353 | 33.0368 | 700.0251 | 5237.03 | 497385.9558 | 39514.8615 | 457871.0944 | 12.5873 | 29946.4988 | 16.6092
VFD - 25 hp - Institutional - Hot Water Circulating Loop Pump | BNI HVAC | ROB/NEW | 15 | N/A | 66098.9011 | 3438.4615 | N/A | N/A | 7101.801 | 3125 | 2106.7578 | 0 | 5231.7578 | 71454.3938 | 0 | 71454.3938 | 71% | 9.995 | 13.6578 | 0.1049 | 0.0069935 | 2.0048 | VFD - 25 hp - Institutional - Hot Water Circulating Loop Pump | 4.9906 | 13.0242 | 248.8947 | 26.1139 | 499.0401 | 3733.4205 | 356599.983 | 35677.9501 | 320922.033 | 9.995 | 26109.5874 | 13.6578
VFD - 30 hp - Institutional - Make-up Air Fan | BNI HVAC | ROB/NEW | 15 | N/A | 98976 | 1509.2308 | N/A | N/A | 6728.022 | 3750 | 2988.308 | 0 | 6738.308 | 102631.1236 | 0 | 102631.1236 | 71% | 13.2168 | 15.231 | 0.09023 | 0.0060154 | 5.8828 | VFD - 30 hp - Institutional - Make-up Air Fan | 2.4953 | 2.8583 | 186.3465 | 5.731 | 373.6295 | 2795.198 | 256095.2169 | 19376.4955 | 236718.7214 | 13.2168 | 16814.0851 | 15.231
VFD - 30 hp - Retail - Supply Fan | BNI HVAC | ROB/NEW | 15 | N/A | 37780.22 | 1564.6154 | N/A | N/A | 6728.022 | 3750 | 1291.2225 | 0 | 5041.2225 | 40360.7701 | 0 | 40360.7701 | 71% | 6.6513 | 8.0061 | 0.17685 | 0.01179 | 4.2454 | VFD - 30 hp - Retail - Supply Fan | 10.2446 | 12.1658 | 292.0313 | 24.3927 | 585.53 | 4380.4691 | 413480.7453 | 62165.5632 | 351315.1821 | 6.6513 | 51645.408 | 8.0061
VFD - 40 hp - Warehousing - Exhaust Fan | BNI HVAC | ROB/NEW | 15 | N/A | 144383.86 | 6906.8702 | N/A | N/A | 7760.0376 | 5000 | 4489.0492 | 0 | 9489.0492 | 155357.9623 | 0 | 155357.9623 | 71% | 15.5379 | 16.3723 | 0.087103 | 0.0058069 | 1.8102 | VFD - 40 hp - Warehousing - Exhaust Fan | 4.9906 | 26.1619 | 543.6759 | 52.4553 | 1090.0838 | 8155.138 | 775328.7631 | 49899.3481 | 725429.415 | 15.5379 | 47356.0073 | 16.3723
VFD - 5 hp - Institutional - Chilled Water Pump | BNI HVAC | ROB/NEW | 15 | N/A | 14192.982 | 1122.4561 | N/A | N/A | 2646.2268 | 937.5 | 478.5148 | 0 | 1416.0148 | 15803.5548 | 0 | 15803.5548 | 71% | 6.704 | 11.1606 | 0.13223 | 0.0088152 | 1.6622 | VFD - 5 hp - Institutional - Chilled Water Pump | 4.9906 | 4.2517 | 53.4435 | 8.5247 | 107.1556 | 801.6528 | 78869.1511 | 11764.5097 | 67104.6414 | 6.704 | 7066.7571 | 11.1606
VFD - 5 hp - Retail - Exhaust Fan | BNI HVAC | ROB/NEW | 15 | N/A | 18081.871 | 267.7193 | N/A | N/A | 3117.8952 | 937.5 | 558.544 | 0 | 1496.044 | 18740.0292 | 0 | 18740.0292 | 71% | 6.7599 | 12.5264 | 0.10966 | 0.0073104 | 7.3629 | VFD - 5 hp - Retail - Exhaust Fan | 4.9906 | 1.0141 | 68.0871 | 2.0332 | 136.5163 | 1021.3064 | 93523.9071 | 13835.1766 | 79688.7304 | 6.7599 | 7466.1506 | 12.5264
VFD - 7.5 hp - Institutional - Chilled Water Pump | BNI HVAC | ROB/NEW | 15 | N/A | 21289.474 | 1683.6842 | N/A | N/A | 3291.1116 | 1250 | 709.8035 | 0 | 1959.8035 | 23705.3332 | 0 | 23705.3332 | 71% | 7.7812 | 12.0958 | 0.12201 | 0.0081337 | 1.5337 | VFD - 7.5 hp - Institutional - Chilled Water Pump | 4.9906 | 6.3775 | 80.1653 | 12.787 | 160.7334 | 1202.4793 | 118303.7317 | 15203.813 | 103099.9187 | 7.7812 | 9780.5865 | 12.0958
VFD - 7.5 hp - Warehousing - Exhaust Fan | BNI HVAC | ROB/NEW | 15 | N/A | 29035.088 | 1388.9474 | N/A | N/A | 3291.1116 | 1250 | 915.2025 | 0 | 2165.2025 | 31241.9415 | 0 | 31241.9415 | 71% | 9.6073 | 14.4291 | 0.098834 | 0.0065889 | 2.054 | VFD - 7.5 hp - Warehousing - Exhaust Fan | 4.9906 | 5.2611 | 109.3313 | 10.5486 | 219.212 | 1639.9697 | 155915.8957 | 16228.8764 | 139687.0193 | 9.6073 | 10805.6498 | 14.4291
VFD Milk Transfer Pump | BNI Process | ROB/NEW | 15 | N/A | 2545.875 | 671 | N/A | N/A | 3855.6 | 625 | 124.4809 | 0 | 749.4809 | 3397.9444 | 0 | 3397.9444 | 71% | 1.1873 | 4.5337 | 0.39017 | 0.026011 | 1.4717 | VFD Milk Transfer Pump | 2.5612 | 1.3044 | 4.9197 | 2.6153 | 9.8642 | 73.7961 | 8702.662 | 7329.9151 | 1372.747 | 1.1873 | 1919.5367 | 4.5337
VFD Milk Vacuum Pump | BNI Process | ROB/NEW | 15 | N/A | 6492.659 | 1818 | N/A | N/A | 6487.6896 | 187.5 | 249.2215 | 0 | 436.7215 | 8793.6932 | 0 | 8793.6932 | 71% | 1.8111 | 20.1357 | 0.089148 | 0.0059432 | 0.31652 | VFD Milk Vacuum Pump | 10.2446 | 14.136 | 50.1866 | 28.343 | 100.6253 | 752.7985 | 90088.0435 | 49742.5578 | 40345.4858 | 1.8111 | 4474.0455 | 20.1357
Wall Mounted Area Luminaire (1000 lumen) (full and no-cutoff) | BNI Lighting | ROB/NEW | 20 | N/A | 153.3 | 34.3 | N/A | N/A | 29.1669 | 18.75 | 7.9551 | 0 | 26.7051 | 256.8044 | 0 | 256.8044 | 77% | 8.4437 | 9.6163 | 0.21289 | 0.010644 | 0.94592 | Wall Mounted Area Luminaire (1000 lumen) (full and no-cutoff) | 430.274 | 12.1481 | 53.9745 | 24.3572 | 108.2202 | 1079.4902 | 110496.2629 | 13086.1751 | 97410.0878 | 8.4437 | 11490.4983 | 9.6163
Wall Mounted Area Luminaire (10000 lumen) (full and no-cutoff) | BNI Lighting | ROB/NEW | 20 | N/A | 776.3988 | 177.26 | N/A | N/A | 291.669 | 75 | 39.4301 | 0 | 114.4301 | 1306.4419 | 0 | 1306.4419 | 77% | 4.9484 | 11.4169 | 0.18012 | 0.0090058 | 0.7843 | Wall Mounted Area Luminaire (10000 lumen) (full and no-cutoff) | 3504.6458 | 511.3559 | 2226.5394 | 1025.2815 | 4464.2675 | 44530.7884 | 4578615.9726 | 925279.9336 | 3653336.0391 | 4.9484 | 401037.0421 | 11.4169
Wall Mounted Area Luminaire (20000 lumen) (full and no-cutoff) | BNI Lighting | ROB/NEW | 20 | N/A | 1187.0676 | 265.5996 | N/A | N/A | 583.338 | 125 | 60.5699 | 0 | 185.5699 | 1988.5465 | 0 | 1988.5465 | 77% | 3.9011 | 10.7159 | 0.19104 | 0.0095521 | 0.84885 | Wall Mounted Area Luminaire (20000 lumen) (full and no-cutoff) | 49.906 | 10.9106 | 48.4763 | 21.876 | 97.1961 | 969.5255 | 99240.3139 | 25439.0682 | 73801.2457 | 3.9011 | 9261.0415 | 10.7159
Wall Mounted Area Luminaire (4000 lumen) (full and no-cutoff) | BNI Lighting | ROB/NEW | 20 | N/A | 249.222 | 55.762 | N/A | N/A | 116.6676 | 37.5 | 13.2906 | 0 | 50.7906 | 417.4906 | 0 | 417.4906 | 77% | 4.0484 | 8.2198 | 0.24906 | 0.012453 | 1.1066 | Wall Mounted Area Luminaire (4000 lumen) (full and no-cutoff) | 2294.4263 | 105.3127 | 467.9095 | 211.1547 | 938.1704 | 9358.1908 | 957901.3666 | 236611.8754 | 721289.4912 | 4.0484 | 116535.2487 | 8.2198
Wall wash luminaire (1500 lumen) | BNI Lighting | ROB/NEW | 12 | N/A | 734.7782 | 162.0156 | N/A | N/A | 0 | 25 | 27.1775 | 0 | 52.1775 | 950.4264 | 0 | 950.4264 | 85% | 34.9711 | 18.2153 | 0.078614 | 0.0065511 | 0.35445 | Wall wash luminaire (1500 lumen) | 112.2884 | 16.5306 | 74.5282 | 33.1443 | 149.4309 | 894.3386 | 106721.8644 | 3051.7127 | 103670.1517 | 34.9711 | 5858.9228 | 18.2153
Wall Wash Luminaire (1000 lumen) | BNI Lighting | ROB/NEW | 12 | N/A | 126.4286 | 27.877 | N/A | N/A | 0 | 12.5 | 5.0944 | 0 | 17.5944 | 163.5338 | 0 | 163.5338 | 85% | 32.1009 | 9.2947 | 0.15406 | 0.012839 | 0.69463 | Wall Wash Luminaire (1000 lumen) | 24.953 | 0.63207 | 2.8497 | 1.2673 | 5.7137 | 34.1963 | 4080.656 | 127.1197 | 3953.5363 | 32.1009 | 439.0319 | 9.2947
Custom | [22 empty] | Custom Total
Measure Name | Technology Type | Decision Type | Measure Life | Remaining Useful Life | Gross Annual Energy Savings per Unit at Meter (kWh) Pre-RUL | Gross Peak Demand Savings per Unit at Meter (Watts) Pre-RUL | Gross Annual Energy Savings per Unit at Meter (kWh) Post-RUL | Gross Peak Demand Savings per Unit at Meter (Watts) Post-RUL | Gross Per Unit One-Time Incremental Measure Cost ($) | Per Unit Incentive ($) | Per Unit Program Administrative Cost (inclusive of DI costs) ($) | Per Unit Direct Installation Cost ($) | Per Unit DSM Administrator Cost (Incentive + Administrative) ($) | Per Unit Present Value Avoided Cost Benefits ($) | Per Unit Present Value Non-Energy Benefits ($) | Total Per Unit Present Value Benefits ($) | Net-To-Gross Ratio | Net Total Resource Benefit-Cost Ratio (TRC) | Net Program Administrator Benefit-Cost Ratio (PAC) | Net First-Year Unit Cost / kWh at Generator ($/kWh) | Net Lifetime Unit Cost / kWh at Generator ($/kWh) | Net Unit Cost / Watt at Generator ($/W) | Measure Name | Participation (Units) | Total Peak Demand Savings (kW) | Total First Year Energy Savings (MWh) | Total Cumulative Peak Demand Savings (kW) | Total Cumulative First Year Energy Savings (MWh) | Total Lifetime Energy Savings (MWh) | Total Avoided Cost Benefits ($) | TRC Costs ($) | Total TRC Net Resource Benefits ($) | TRC Ratio | PAC Costs ($) | PAC Ratio
Custom New Construction | BNI Other | ROB/NEW | 16.8 | N/A | 1000000 | 386000 | N/A | N/A | 468858.3 | 200000 | 163178.9854 | 0 | 363178.9854 | 1581060.1136 | 0 | 1581060.1136 | 70% | 3.2176 | 4.3534 | 0.48822 | 0.02906 | 1.2574 | Custom New Construction | 4.02 | 1161.1521 | 2990.4378 | 2322.3042 | 5980.8756 | 50239.355 | 6355861.6565 | 1975346.7777 | 4380514.8789 | 3.2176 | 1459979.5215 | 4.3534
Custom Retrofit | BNI Other | ROB/NEW | 13.8 | N/A | 1000000 | 210000 | N/A | N/A | 468858.3 | 140000 | 137321.4112 | 0 | 277321.4112 | 1382173.0324 | 0 | 1382173.0324 | 82% | 2.6489 | 4.984 | 0.31824 | 0.023061 | 1.5066 | Custom Retrofit | 18.9 | 3479.146 | 16469.7246 | 6958.292 | 32939.4492 | 227282.1995 | 26123070.3119 | 9861740.6048 | 16261329.7071 | 2.6489 | 5241374.6714 | 4.984
Existing Building Comissioning | BNI Other | ROB/NEW | 5.6 | N/A | 1000000 | 0 | N/A | N/A | 369441.5728 | 100000 | 61828.0285 | 0 | 161828.0285 | 554866.2921 | 0 | 554866.2921 | 81% | 1.5367 | 3.4287 | 0.188 | 0.033571 | N/A | Existing Building Comissioning | 1.75 | 0 | 1506.3773 | 0 | 2819.5939 | 8435.7126 | 971016.0112 | 631882.4793 | 339133.5319 | 1.5367 | 283199.0499 | 3.4287
Pay-for-Performance | BNI Other | ROB/NEW | 10.35 | N/A | 1000000 | 66000 | N/A | N/A | 468858.3 | 100000 | 93450.6916 | 0 | 193450.6916 | 931979.8372 | 0 | 931979.8372 | 80% | 1.9891 | 4.8177 | 0.22755 | 0.021985 | 3.4275 | Pay-for-Performance | 2.5 | 141.108 | 2125.4 | 239.8836 | 3613.18 | 21997.89 | 2329949.593 | 1171343.3289 | 1158606.2641 | 1.9891 | 483626.7289 | 4.8177
Efficient Products Installation | [22 empty] | Efficient Products Installation Total
Measure Name | Technology Type | Decision Type | Measure Life | Remaining Useful Life | Gross Annual Energy Savings per Unit at Meter (kWh) Pre-RUL | Gross Peak Demand Savings per Unit at Meter (Watts) Pre-RUL | Gross Annual Energy Savings per Unit at Meter (kWh) Post-RUL | Gross Peak Demand Savings per Unit at Meter (Watts) Post-RUL | Gross Per Unit One-Time Incremental Measure Cost ($) | Per Unit Incentive ($) | Per Unit Program Administrative Cost (inclusive of DI costs) ($) | Per Unit Direct Installation Cost ($) | Per Unit DSM Administrator Cost (Incentive + Administrative) ($) | Per Unit Present Value Avoided Cost Benefits ($) | Per Unit Present Value Non-Energy Benefits ($) | Total Per Unit Present Value Benefits ($) | Net-To-Gross Ratio | Net Total Resource Benefit-Cost Ratio (TRC) | Net Program Administrator Benefit-Cost Ratio (PAC) | Net First-Year Unit Cost / kWh at Generator ($/kWh) | Net Lifetime Unit Cost / kWh at Generator ($/kWh) | Net Unit Cost / Watt at Generator ($/W) | Measure Name | Participation (Units) | Total Peak Demand Savings (kW) | Total First Year Energy Savings (MWh) | Total Cumulative Peak Demand Savings (kW) | Total Cumulative First Year Energy Savings (MWh) | Total Lifetime Energy Savings (MWh) | Total Avoided Cost Benefits ($) | TRC Costs ($) | Total TRC Net Resource Benefits ($) | TRC Ratio | PAC Costs ($) | PAC Ratio
18W Replacing 100W | Res Lighting | RET | 9.3 | 1 | 62.3336 | 10.138 | 3.2994 | 0.53662 | 0 | 0 | 14.8915 | 12.393 | 14.8915 | 12.1763 | 0 | 12.1763 | 86% | 0.81766 | 0.81766 | 0.25376 | 0.17631 | 1.4895 | 18W Replacing 100W | 482.8234 | 4.8267 | 28.3338 | 9.9089 | 58.1673 | 40.7816 | 5878.9857 | 7189.9834 | -1310.9976 | 0.81766 | 7189.9834 | 0.81766
5W Chandelier E12 - MURB | Res Lighting | RET | 4 | 1 | 28.7385 | 4.6831 | 1.5212 | 0.24788 | 0 | 0 | 6.9332 | 5.8956 | 6.9332 | 4.8139 | 0 | 4.8139 | 86% | 0.69432 | 0.69432 | 0.25626 | 0.22114 | 1.5013 | 5W Chandelier E12 - MURB | 116.4331 | 0.53768 | 3.1502 | 1.1038 | 6.4671 | 3.6504 | 560.4944 | 807.2535 | -246.7591 | 0.69432 | 807.2535 | 0.69432
5W Chandelier E12 | Res Lighting | RET | 4 | 1 | 26.7099 | 4.323 | 1.4138 | 0.22882 | 0 | 0 | 6.8803 | 5.8956 | 6.8803 | 4.4711 | 0 | 4.4711 | 86% | 0.64984 | 0.64984 | 0.27362 | 0.23612 | 1.6139 | 5W Chandelier E12 | 6844.2709 | 29.176 | 172.1048 | 59.8962 | 353.3193 | 199.4339 | 30601.3657 | 47090.6574 | -16489.2917 | 0.64984 | 47090.6574 | 0.64984
7W G25 - MURB | Res Lighting | RET | 4 | 1 | 27.0725 | 4.415 | 1.433 | 0.23369 | 0 | 0 | 6.4832 | 5.508 | 6.4832 | 4.5352 | 0 | 4.5352 | 86% | 0.69952 | 0.69952 | 0.25437 | 0.21952 | 1.4891 | 7W G25 - MURB | 105.3951 | 0.45884 | 2.6862 | 0.94197 | 5.5146 | 3.1128 | 477.9829 | 683.2982 | -205.3153 | 0.69952 | 683.2982 | 0.69952
7W G25 | Res Lighting | RET | 4 | 1 | 25.1615 | 4.0756 | 1.3318 | 0.21572 | 0 | 0 | 6.4334 | 5.508 | 6.4334 | 4.2122 | 0 | 4.2122 | 86% | 0.65474 | 0.65474 | 0.27159 | 0.23437 | 1.6007 | 7W G25 | 1480.516 | 5.9499 | 35.0706 | 12.2147 | 71.9975 | 40.6396 | 6236.252 | 9524.7165 | -3288.4645 | 0.65474 | 9524.7165 | 0.65474
7W GU10 Replacing 35W | Res Lighting | RET | 4.8 | 1 | 21.3679 | 3.4569 | 1.131 | 0.18298 | 0 | 0 | 6.791 | 5.9262 | 6.791 | 3.684 | 0 | 3.684 | 86% | 0.54249 | 0.54249 | 0.33758 | 0.28105 | 1.9921 | 7W GU10 Replacing 35W | 207.2295 | 0.70639 | 4.1688 | 1.4502 | 8.5582 | 5.0073 | 763.4416 | 1407.2925 | -643.8508 | 0.54249 | 1407.2925 | 0.54249
7W GU10 Replacing 50W - MURB | Res Lighting | RET | 5.5 | 1 | 35.5213 | 5.7555 | 1.8802 | 0.30464 | 0 | 0 | 7.1912 | 5.9262 | 7.1912 | 6.2774 | 0 | 6.2774 | 86% | 0.87293 | 0.87293 | 0.21504 | 0.17367 | 1.267 | 7W GU10 Replacing 50W - MURB | 71.925 | 0.4082 | 2.4053 | 0.838 | 4.9378 | 2.9782 | 451.502 | 517.2243 | -65.7223 | 0.87293 | 517.2243 | 0.87293
7W GU10 Replacing 50W | Res Lighting | RET | 5.5 | 1 | 32.79 | 5.3129 | 1.7356 | 0.28122 | 0 | 0 | 7.1167 | 5.9262 | 7.1167 | 5.7947 | 0 | 5.7947 | 86% | 0.81424 | 0.81424 | 0.23054 | 0.18619 | 1.3584 | 7W GU10 Replacing 50W | 2654.8166 | 13.9084 | 81.9539 | 28.553 | 168.2457 | 101.4745 | 15383.9101 | 18893.475 | -3509.5648 | 0.81424 | 18893.475 | 0.81424
9.5W Replacing 100W - MURB | Res Lighting | RET | 9.3 | 1 | 73.849 | 12.0089 | 3.9089 | 0.63564 | 0 | 0 | 12.5825 | 9.8634 | 12.5825 | 14.4254 | 0 | 14.4254 | 86% | 1.1465 | 1.1465 | 0.18098 | 0.12574 | 1.0625 | 9.5W Replacing 100W - MURB | 1.7803 | 0.021082 | 0.12378 | 0.04328 | 0.2541 | 0.17815 | 25.6819 | 22.4009 | 3.281 | 1.1465 | 22.4009 | 1.1465
9.5W Replacing 100W | Res Lighting | RET | 9.3 | 1 | 68.8139 | 11.2215 | 3.6424 | 0.59397 | 0 | 0 | 12.4314 | 9.8634 | 12.4314 | 13.446 | 0 | 13.446 | 86% | 1.0816 | 1.0816 | 0.19189 | 0.13332 | 1.1234 | 9.5W Replacing 100W | 347.5189 | 3.8454 | 22.5138 | 4.0489 | 23.7054 | 32.4047 | 4672.7433 | 4320.1431 | 352.6002 | 1.0816 | 4320.1431 | 1.0816
9.5W Replacing 40W - MURB | Res Lighting | RET | 5 | 1 | 24.9199 | 4.0416 | 1.319 | 0.21393 | 0 | 0 | 11.0245 | 9.8634 | 11.0245 | 4.3288 | 0 | 4.3288 | 86% | 0.39265 | 0.39265 | 0.46992 | 0.38781 | 2.7661 | 9.5W Replacing 40W - MURB | 24.2124 | 0.096495 | 0.56804 | 0.1016 | 0.59811 | 0.68831 | 104.8107 | 266.9303 | -162.1196 | 0.39265 | 266.9303 | 0.39265
9.5W Replacing 40W | Res Lighting | RET | 5 | 1 | 23.2208 | 3.7766 | 1.2291 | 0.1999 | 0 | 0 | 7.7662 | 6.8034 | 7.7662 | 4.0348 | 0 | 4.0348 | 86% | 0.51953 | 0.51953 | 0.35525 | 0.29318 | 2.0853 | 9.5W Replacing 40W | 944.9951 | 3.5192 | 20.6586 | 3.7055 | 21.7521 | 25.0325 | 3812.8551 | 7338.9904 | -3526.1353 | 0.51953 | 7338.9904 | 0.51953
9.5W Replacing 60W - MURB | Res Lighting | RET | 6.7 | 1 | 41.2296 | 6.6836 | 2.1823 | 0.35377 | 0 | 0 | 11.519 | 9.8634 | 11.519 | 7.5333 | 0 | 7.5333 | 86% | 0.65399 | 0.65399 | 0.29677 | 0.22798 | 1.7477 | 9.5W Replacing 60W - MURB | 111.0921 | 0.73216 | 4.3121 | 0.77091 | 4.5403 | 5.6131 | 836.8934 | 1279.6721 | -442.7787 | 0.65399 | 1279.6721 | 0.65399
9.5W Replacing 60W | Res Lighting | RET | 6.7 | 1 | 38.4185 | 6.2453 | 2.0335 | 0.33057 | 0 | 0 | 11.4401 | 9.8634 | 11.4401 | 7.0217 | 0 | 7.0217 | 86% | 0.61378 | 0.61378 | 0.3163 | 0.24299 | 1.8575 | 9.5W Replacing 60W | 6505.2976 | 40.0621 | 235.2888 | 42.1827 | 247.7429 | 306.2771 | 45678.4552 | 74421.0968 | -28742.6416 | 0.61378 | 74421.0968 | 0.61378
9W Replacing 100W | Res Lighting | RET | 9.3 | 1 | 69.1996 | 11.2215 | 3.6628 | 0.59397 | 0 | 0 | 9.4429 | 7.0074 | 9.4429 | 13.5131 | 0 | 13.5131 | 86% | 1.431 | 1.431 | 0.14495 | 0.10071 | 0.85334 | 9W Replacing 100W | 1361.5905 | 15.0663 | 88.7041 | 15.8638 | 93.3993 | 127.6743 | 18399.2702 | 12857.4145 | 5541.8557 | 1.431 | 12857.4145 | 1.431
9W Replacing 40W - MURB | Res Lighting | RET | 5 | 1 | 25.3339 | 4.1079 | 1.3409 | 0.21743 | 0 | 0 | 8.0368 | 7.0074 | 8.0368 | 4.4006 | 0 | 4.4006 | 86% | 0.54756 | 0.54756 | 0.33697 | 0.27809 | 1.984 | 9W Replacing 40W - MURB | 34.1822 | 0.13846 | 0.81526 | 0.14579 | 0.85841 | 0.98787 | 150.4228 | 274.716 | -124.2932 | 0.54756 | 274.716 | 0.54756
9W Replacing 40W | Res Lighting | RET | 5 | 1 | 23.6066 | 3.8385 | 1.2495 | 0.20318 | 0 | 0 | 7.9907 | 7.0074 | 7.9907 | 4.1017 | 0 | 4.1017 | 86% | 0.51331 | 0.51331 | 0.35955 | 0.29673 | 2.111 | 9W Replacing 40W | 3124.1095 | 11.825 | 69.4308 | 12.4509 | 73.1059 | 84.131 | 12814.2339 | 24963.8114 | -12149.5775 | 0.51331 | 24963.8114 | 0.51331
9W Replacing 60W - MURB | Res Lighting | RET | 6.7 | 1 | 41.6436 | 6.7498 | 2.2042 | 0.35728 | 0 | 0 | 8.5319 | 7.0074 | 8.5319 | 7.6089 | 0 | 7.6089 | 86% | 0.89182 | 0.89182 | 0.21762 | 0.16718 | 1.2818 | 9W Replacing 60W - MURB | 3420.3551 | 22.7654 | 134.095 | 23.9704 | 141.1928 | 174.5525 | 26025.0234 | 29182.0422 | -3157.0188 | 0.89182 | 29182.0422 | 0.89182
9W Replacing 60W | Res Lighting | RET | 6.7 | 1 | 38.8042 | 6.3073 | 2.0539 | 0.33385 | 0 | 0 | 8.4521 | 7.0074 | 8.4521 | 7.0921 | 0 | 7.0921 | 86% | 0.83909 | 0.83909 | 0.23136 | 0.17774 | 1.3589 | 9W Replacing 60W | 91419.5483 | 568.5781 | 3339.7333 | 598.6736 | 3516.5089 | 4347.354 | 648360.1118 | 772690.8244 | -124330.7126 | 0.83909 | 772690.8244 | 0.83909
Air Sealing Measures - Elect Res - MURB | Res HVAC | ROB/NEW | 15 | N/A | 171.73 | 48.1437 | N/A | N/A | 0 | 0 | 82.6546 | 27.6012 | 82.6546 | 347.8338 | 0 | 347.8338 | 102% | 4.2083 | 4.2083 | 0.43105 | 0.028737 | 1.4679 | Air Sealing Measures - Elect Res - MURB | 570.2409 | 32.1078 | 109.3452 | 64.2155 | 218.6904 | 1640.1782 | 198349.0459 | 47133.0397 | 151216.0063 | 4.2083 | 47133.0397 | 4.2083
Air Sealing Measures - Elect Res | Res HVAC | ROB/NEW | 15 | N/A | 164.8 | 46.63 | N/A | N/A | 0 | 0 | 82.2175 | 29.1312 | 82.2175 | 334.5901 | 0 | 334.5901 | 102% | 4.0696 | 4.0696 | 0.4468 | 0.029787 | 1.5075 | Air Sealing Measures - Elect Res | 570.2409 | 31.0982 | 104.9327 | 62.1965 | 209.8654 | 1573.9904 | 190796.97 | 46883.7898 | 143913.1802 | 4.0696 | 46883.7898 | 4.0696
Air Sealing Measures - HP - MURB | Res HVAC | ROB/NEW | 15 | N/A | 75.36 | 21.03 | N/A | N/A | 0 | 0 | 52.507 | 27.6012 | 52.507 | 152.4604 | 0 | 152.4604 | 102% | 2.9036 | 2.9036 | 0.624 | 0.0416 | 2.1347 | Air Sealing Measures - HP - MURB | 276.4804 | 6.8001 | 23.2649 | 13.6002 | 46.5297 | 348.973 | 42152.3282 | 14517.1703 | 27635.1579 | 2.9036 | 14517.1703 | 2.9036
Air Sealing Measures - HP | Res HVAC | ROB/NEW | 15 | N/A | 74.23 | 19.6236 | N/A | N/A | 0 | 0 | 53.4497 | 29.1312 | 53.4497 | 148.1584 | 0 | 148.1584 | 102% | 2.7719 | 2.7719 | 0.64487 | 0.042992 | 2.3288 | Air Sealing Measures - HP | 276.4804 | 6.3453 | 22.916 | 12.6907 | 45.832 | 343.7402 | 40962.891 | 14777.797 | 26185.094 | 2.7719 | 14777.797 | 2.7719
Faucet Aerators - MURB | Res Domestic Hot Water (DHW) | ROB/NEW | 10 | N/A | 120.9 | 19.623 | N/A | N/A | 0 | 0 | 48.4211 | 22.7868 | 48.4211 | 158.7414 | 0 | 158.7414 | 102% | 3.2784 | 3.2784 | 0.35869 | 0.035869 | 2.1098 | Faucet Aerators - MURB | 170.1988 | 3.906 | 22.9762 | 7.812 | 45.9524 | 229.7619 | 27017.5965 | 8241.2177 | 18776.3788 | 3.2784 | 8241.2177 | 3.2784
Faucet Aerators | Res Domestic Hot Water (DHW) | ROB/NEW | 10 | N/A | 95.79 | 15.531 | N/A | N/A | 0 | 0 | 43.3307 | 22.7868 | 43.3307 | 125.7523 | 0 | 125.7523 | 102% | 2.9022 | 2.9022 | 0.40512 | 0.040512 | 2.3854 | Faucet Aerators | 4751.3241 | 86.3031 | 508.1947 | 172.6061 | 1016.3894 | 5081.9468 | 597490.0167 | 205878.0228 | 391611.9939 | 2.9022 | 205878.0228 | 2.9022
Hot Water Tank Wrap - MURB | Res Domestic Hot Water (DHW) | ROB/NEW | 7 | N/A | 57.23 | 9.3072 | N/A | N/A | 0 | 0 | 33.9666 | 24.1332 | 33.9666 | 55.9063 | 0 | 55.9063 | 102% | 1.6459 | 1.6459 | 0.53154 | 0.075934 | 3.1203 | Hot Water Tank Wrap - MURB | 120.3498 | 1.31 | 7.6907 | 2.62 | 15.3813 | 53.8347 | 6728.3107 | 4087.8754 | 2640.4353 | 1.6459 | 4087.8754 | 1.6459
Hot Water Tank Wrap | Res Domestic Hot Water (DHW) | ROB/NEW | 7 | N/A | 137.2647 | 22.3131 | N/A | N/A | 0 | 0 | 46.0296 | 24.1332 | 46.0296 | 134.0814 | 0 | 134.0814 | 102% | 2.9129 | 2.9129 | 0.30032 | 0.042903 | 1.7638 | Hot Water Tank Wrap | 1693.4425 | 44.1919 | 259.5521 | 88.3839 | 519.1043 | 1816.865 | 227059.122 | 77948.5175 | 149110.6045 | 2.9129 | 77948.5175 | 2.9129
LED Nightlights - MURB | Res Lighting | RET | 23 | 7.6667 | 24.1578 | 3.9388 | 24.1578 | 3.9388 | 0 | 0 | 11.4982 | 3.9474 | 11.4982 | 47.6545 | 0 | 47.6545 | 86% | 4.1445 | 4.1445 | 0.50557 | 0.021981 | 2.9603 | LED Nightlights - MURB | 705.7197 | 2.741 | 16.0503 | 5.4819 | 32.1007 | 369.1577 | 33630.6968 | 8114.5141 | 25516.1827 | 4.1445 | 8114.5141 | 4.1445
LED Nightlights | Res Lighting | RET | 23 | 7.6667 | 22.4526 | 3.6358 | 22.4526 | 3.6358 | 0 | 0 | 10.9708 | 3.9474 | 10.9708 | 44.2363 | 0 | 44.2363 | 86% | 4.0322 | 4.0322 | 0.51902 | 0.022566 | 3.0599 | LED Nightlights | 6424.827 | 23.034 | 135.8068 | 46.068 | 271.6136 | 3123.5559 | 284210.8409 | 70485.2885 | 213725.5524 | 4.0322 | 70485.2885 | 4.0322
Low-flow showerhead - 1.0 gpm Reduction - MURB | Res Domestic Hot Water (DHW) | ROB/NEW | 10 | N/A | 404.95 | 65.593 | N/A | N/A | 0 | 0 | 130.8682 | 51.1224 | 130.8682 | 500.2329 | 0 | 500.2329 | 96% | 3.8224 | 3.8224 | 0.30752 | 0.030752 | 1.8125 | Low-flow showerhead - 1.0 gpm Reduction - MURB | 79.7584 | 5.7586 | 33.9425 | 11.5172 | 67.8851 | 339.4254 | 39897.7981 | 10437.8435 | 29459.9546 | 3.8224 | 10437.8435 | 3.8224
Low-flow showerhead - 1.0 gpm Reduction | Res Domestic Hot Water (DHW) | ROB/NEW | 10 | N/A | 355.11 | 57.494 | N/A | N/A | 0 | 0 | 121.3632 | 51.1224 | 121.3632 | 438.6354 | 0 | 438.6354 | 96% | 3.6142 | 3.6142 | 0.32521 | 0.032521 | 1.9176 | Low-flow showerhead - 1.0 gpm Reduction | 1580.214 | 100.005 | 589.7191 | 200.01 | 1179.4381 | 5897.1907 | 693137.8879 | 191779.911 | 501357.9768 | 3.6142 | 191779.911 | 3.6142
PAR20 7 W Replacing 50 W - MURB | Res Lighting | ROB/NEW | 5.5 | N/A | 35.3192 | 5.7555 | N/A | N/A | 0 | 0 | 12.8568 | 8.6802 | 12.8568 | 24.254 | 0 | 24.254 | 86% | 1.8865 | 1.8865 | 0.38666 | 0.070302 | 2.2653 | PAR20 7 W Replacing 50 W - MURB | 105.3951 | 0.59815 | 3.5045 | 1.7945 | 10.5135 | 19.2747 | 2556.2539 | 1355.042 | 1201.2119 | 1.8865 | 1355.042 | 1.8865
PAR20 7 W Replacing 50 W | Res Lighting | ROB/NEW | 5.5 | N/A | 32.8261 | 5.3129 | N/A | N/A | 0 | 0 | 12.5895 | 8.6802 | 12.5895 | 22.522 | 0 | 22.522 | 86% | 1.789 | 1.789 | 0.40738 | 0.074069 | 2.403 | PAR20 7 W Replacing 50 W | 1480.516 | 7.7563 | 45.7536 | 23.269 | 137.2609 | 251.645 | 33344.2423 | 18638.9997 | 14705.2426 | 1.789 | 18638.9997 | 1.789
PAR38 15 W Replacing 150 W | Res Lighting | ROB/NEW | 6.8 | N/A | 102.9686 | 16.627 | N/A | N/A | 0 | 0 | 35.022 | 21.1446 | 35.022 | 83.0823 | 0 | 83.0823 | 86% | 2.3723 | 2.3723 | 0.36128 | 0.05313 | 2.136 | PAR38 15 W Replacing 150 W | 1361.5905 | 22.3239 | 131.9912 | 44.6479 | 263.9823 | 897.54 | 113124.0638 | 47685.6892 | 65438.3746 | 2.3723 | 47685.6892 | 2.3723
Pipe Insulation - MURB | Res Domestic Hot Water (DHW) | ROB/NEW | 15 | N/A | 6.731 | 1.0969 | N/A | N/A | 0 | 0 | 3.9776 | 1.9992 | 3.9776 | 12.1736 | 0 | 12.1736 | 102% | 3.0605 | 3.0605 | 0.52924 | 0.035283 | 3.1003 | Pipe Insulation - MURB | 71.925 | 0.092274 | 0.54057 | 0.18455 | 1.0811 | 8.1086 | 875.5891 | 286.0921 | 589.497 | 3.0605 | 286.0921 | 3.0605
Pipe Insulation | Res Domestic Hot Water (DHW) | ROB/NEW | 15 | N/A | 11.9812 | 1.9469 | N/A | N/A | 0 | 0 | 5.4412 | 1.9992 | 5.4412 | 21.6586 | 0 | 21.6586 | 102% | 3.9804 | 3.9804 | 0.40673 | 0.027115 | 2.3896 | Pipe Insulation | 9451.6667 | 21.5211 | 126.4455 | 43.0421 | 252.8909 | 1896.6821 | 204709.8124 | 51428.8158 | 153280.9966 | 3.9804 | 51428.8158 | 3.9804
Thermostatic Shower Valves -2.5gpm - MURB | Res Other | ROB/NEW | 10 | N/A | 124.41 | 20.184 | N/A | N/A | 0 | 0 | 73.3978 | 45.9 | 73.3978 | 163.3285 | 0 | 163.3285 | 102% | 2.2253 | 2.2253 | 0.52837 | 0.052837 | 3.1092 | Thermostatic Shower Valves -2.5gpm - MURB | 592.7049 | 13.9913 | 82.3359 | 27.9826 | 164.6717 | 823.3587 | 96805.584 | 43503.2377 | 53302.3463 | 2.2253 | 43503.2377 | 2.2253
Thermostatic Shower Valves -2.5gpm | Res Other | ROB/NEW | 10 | N/A | 108.75 | 17.661 | N/A | N/A | 0 | 0 | 70.2289 | 45.9 | 70.2289 | 142.7921 | 0 | 142.7921 | 102% | 2.0332 | 2.0332 | 0.57836 | 0.057836 | 3.3999 | Thermostatic Shower Valves -2.5gpm | 592.7049 | 12.2424 | 71.9719 | 24.4848 | 143.9438 | 719.7192 | 84633.5511 | 41625.002 | 43008.5491 | 2.0332 | 41625.002 | 2.0332
EMIS | [22 empty] | EMIS Total
Measure Name | Technology Type | Decision Type | Measure Life | Remaining Useful Life | Gross Annual Energy Savings per Unit at Meter (kWh) Pre-RUL | Gross Peak Demand Savings per Unit at Meter (Watts) Pre-RUL | Gross Annual Energy Savings per Unit at Meter (kWh) Post-RUL | Gross Peak Demand Savings per Unit at Meter (Watts) Post-RUL | Gross Per Unit One-Time Incremental Measure Cost ($) | Per Unit Incentive ($) | Per Unit Program Administrative Cost (inclusive of DI costs) ($) | Per Unit Direct Installation Cost ($) | Per Unit DSM Administrator Cost (Incentive + Administrative) ($) | Per Unit Present Value Avoided Cost Benefits ($) | Per Unit Present Value Non-Energy Benefits ($) | Total Per Unit Present Value Benefits ($) | Net-To-Gross Ratio | Net Total Resource Benefit-Cost Ratio (TRC) | Net Program Administrator Benefit-Cost Ratio (PAC) | Net First-Year Unit Cost / kWh at Generator ($/kWh) | Net Lifetime Unit Cost / kWh at Generator ($/kWh) | Net Unit Cost / Watt at Generator ($/W) | Measure Name | Participation (Units) | Total Peak Demand Savings (kW) | Total First Year Energy Savings (MWh) | Total Cumulative Peak Demand Savings (kW) | Total Cumulative First Year Energy Savings (MWh) | Total Lifetime Energy Savings (MWh) | Total Avoided Cost Benefits ($) | TRC Costs ($) | Total TRC Net Resource Benefits ($) | TRC Ratio | PAC Costs ($) | PAC Ratio
Energy Management Information Systems | BNI Energy Management | ROB/NEW | 3 | N/A | 1000000 | 0 | N/A | N/A | 142800 | 245050 | 159603.2862 | 0 | 404653.2862 | 399869.0431 | 0 | 399869.0431 | 100% | 1.3223 | 0.98818 | 0.38078 | 0.12693 | N/A | Energy Management Information Systems | 0.8 | 0 | 850.16 | 0 | 1487.78 | 2550.48 | 319895.2345 | 241922.629 | 77972.6055 | 1.3223 | 323722.629 | 0.98818
Green Heat | [22 empty] | Green Heat Total
Measure Name | Technology Type | Decision Type | Measure Life | Remaining Useful Life | Gross Annual Energy Savings per Unit at Meter (kWh) Pre-RUL | Gross Peak Demand Savings per Unit at Meter (Watts) Pre-RUL | Gross Annual Energy Savings per Unit at Meter (kWh) Post-RUL | Gross Peak Demand Savings per Unit at Meter (Watts) Post-RUL | Gross Per Unit One-Time Incremental Measure Cost ($) | Per Unit Incentive ($) | Per Unit Program Administrative Cost (inclusive of DI costs) ($) | Per Unit Direct Installation Cost ($) | Per Unit DSM Administrator Cost (Incentive + Administrative) ($) | Per Unit Present Value Avoided Cost Benefits ($) | Per Unit Present Value Non-Energy Benefits ($) | Total Per Unit Present Value Benefits ($) | Net-To-Gross Ratio | Net Total Resource Benefit-Cost Ratio (TRC) | Net Program Administrator Benefit-Cost Ratio (PAC) | Net First-Year Unit Cost / kWh at Generator ($/kWh) | Net Lifetime Unit Cost / kWh at Generator ($/kWh) | Net Unit Cost / Watt at Generator ($/W) | Measure Name | Participation (Units) | Total Peak Demand Savings (kW) | Total First Year Energy Savings (MWh) | Total Cumulative Peak Demand Savings (kW) | Total Cumulative First Year Energy Savings (MWh) | Total Lifetime Energy Savings (MWh) | Total Avoided Cost Benefits ($) | TRC Costs ($) | Total TRC Net Resource Benefits ($) | TRC Ratio | PAC Costs ($) | PAC Ratio
ASHP and AWHP - Electrical | Res HVAC | RET | 18 | 6 | 4165.6889 | 1327 | 4165.6889 | 1327 | 11987.04 | 1061.0526 | 140.6956 | 0 | 1201.7482 | 6482.3138 | 0 | 6482.3138 | 67% | 0.79323 | 5.3941 | 0.39333 | 0.021852 | 1.1788 | ASHP and AWHP - Electrical | 13 | 13.2526 | 39.7192 | 26.5052 | 79.4383 | 714.945 | 84270.0796 | 106236.1609 | -21966.0814 | 0.79323 | 15622.7267 | 5.3941
GSHP | Res HVAC | RET | 25 | 8.3333 | 9973 | 7490 | 9973 | 7490 | 21003.84 | 1900 | 1284.3456 | 0 | 3184.3456 | 26493.2878 | 0 | 26493.2878 | 67% | 1.7252 | 8.3199 | 0.43534 | 0.017414 | 0.55339 | GSHP | 2 | 11.508 | 14.6294 | 23.0159 | 29.2587 | 365.7343 | 52986.5757 | 30713.8367 | 22272.739 | 1.7252 | 6368.6911 | 8.3199
MSHP - Fully Electrical | Res HVAC | RET | 18 | 6 | 2519.2 | 1912 | 2519.2 | 1912 | 5973.12 | 480 | 153.0958 | 0 | 633.0958 | 2295.3828 | 0 | 2295.3828 | 28% | 1.2574 | 3.6256 | 0.81989 | 0.04555 | 1.0313 | MSHP - Fully Electrical | 2460 | 1510.0557 | 1899.5508 | 3020.1114 | 3799.1015 | 34191.9137 | 5646641.6844 | 4490900.6933 | 1155740.9911 | 1.2574 | 1557415.6373 | 3.6256
MSHP - Mainly Electrical | Res HVAC | RET | 18 | 6 | 857.6 | 2057.6 | 857.6 | 2057.6 | 5973.12 | 480 | 63.648 | 0 | 543.648 | 1614.5283 | 0 | 1614.5283 | 28% | 0.92996 | 2.9698 | 2.0682 | 0.1149 | 0.82293 | MSHP - Mainly Electrical | 589 | 389.0865 | 154.8293 | 778.1731 | 309.6586 | 2786.9278 | 950957.1701 | 1022575.6224 | -71618.4523 | 0.92996 | 320208.672 | 2.9698
Pellet Boiler/Furnace (Electric Resistance) | Res HVAC | RET | 18 | 6 | 13765 | 7750 | 13765 | 7750 | 8139.6 | 1200 | 809.2547 | 0 | 2009.2547 | 16683.5642 | 0 | 16683.5642 | 58% | 3.0168 | 8.3034 | 0.2299 | 0.012772 | 0.38983 | Pellet Boiler/Furnace (Electric Resistance) | 1 | 5.154 | 8.7398 | 10.3079 | 17.4795 | 157.3156 | 16683.5642 | 5530.2227 | 11153.3416 | 3.0168 | 2009.2547 | 8.3034
Pellet Boiler/Furnace (Heat Pump) | Res HVAC | RET | 18 | 6 | 6257 | 7750 | 6257 | 7750 | 8139.6 | 1200 | 529.4684 | 0 | 1729.4684 | 9503.7728 | 0 | 9503.7728 | 58% | 1.8101 | 5.4952 | 0.43534 | 0.024185 | 0.33554 | Pellet Boiler/Furnace (Heat Pump) | 1 | 5.154 | 3.9727 | 10.3079 | 7.9455 | 71.5092 | 9503.7728 | 5250.4364 | 4253.3364 | 1.8101 | 1729.4684 | 5.4952
Pellet Stove (Electric Resistance) | Res HVAC | RET | 18 | 6 | 8260.8961 | 4000 | 8260.8961 | 4000 | 4471.68 | 600 | 461.9692 | 0 | 1061.9692 | 9813.2727 | 0 | 9813.2727 | 58% | 3.2116 | 9.2406 | 0.20247 | 0.011248 | 0.3992 | Pellet Stove (Electric Resistance) | 70 | 186.2078 | 367.154 | 372.4157 | 734.3081 | 6608.7727 | 686929.0855 | 213888.0528 | 473041.0327 | 3.2116 | 74337.8448 | 9.2406
Pellet Stove (Heat Pump) | Res HVAC | RET | 18 | 6 | 4072 | 4000 | 4072 | 4000 | 4471.68 | 600 | 305.8697 | 0 | 905.8697 | 5807.4921 | 0 | 5807.4921 | 58% | 2.003 | 6.411 | 0.35038 | 0.019466 | 0.34052 | Pellet Stove (Heat Pump) | 8 | 21.2809 | 20.6833 | 42.5618 | 41.3667 | 372.3003 | 46459.937 | 23195.5526 | 23264.3844 | 2.003 | 7246.9574 | 6.411
Residential DHW Timer | Res HVAC | ROB/NEW | 15 | N/A | 0 | 500 | N/A | N/A | 204 | 20 | 37.9475 | 0 | 57.9475 | 905.7419 | 0 | 905.7419 | 100% | 3.7435 | 15.6304 | N/A | N/A | 0.10107 | Residential DHW Timer | 51 | 29.2383 | 0 | 58.4766 | 0 | 0 | 46192.8346 | 12339.3208 | 33853.5139 | 3.7435 | 2955.3208 | 15.6304
Solar Domestic Hot Water | Res Domestic Hot Water (DHW) | RET | 20 | 6.6667 | 2736 | 0 | 2736 | 0 | 3862.74 | 1000 | 240.7047 | 0 | 1240.7047 | 2774.1506 | 0 | 2774.1506 | 58% | 1.1181 | 2.2359 | 0.71422 | 0.035711 | N/A | Solar Domestic Hot Water | 3 | 0 | 5.2115 | 0 | 10.4229 | 104.2295 | 8322.4519 | 7443.2817 | 879.1702 | 1.1181 | 3722.1141 | 2.2359
Three Element Hot Water Heater | Res Heating, Ventilation and Air-Conditioning | ROB/NEW | 10 | N/A | 0 | 406 | N/A | N/A | 306 | 400 | 62.1179 | 0 | 462.1179 | 232.9553 | 0 | 232.9553 | 47% | 1.1312 | 0.5041 | N/A | N/A | 2.112 | Three Element Hot Water Heater | 7 | 1.5316 | 0 | 2.6255 | 0 | 0 | 1630.6874 | 1441.5656 | 189.1219 | 1.1312 | 3234.8256 | 0.5041
Wood Boiler/Furnace (Electric Resistance) | Res HVAC | RET | 18 | 6 | 13804 | 7660 | 13804 | 7660 | 17884.51 | 1200 | 929.3637 | 0 | 2129.3637 | 19765.7678 | 0 | 19765.7678 | 58% | 1.7488 | 9.2825 | 0.24295 | 0.013497 | 0.41798 | Wood Boiler/Furnace (Electric Resistance) | 1 | 5.0941 | 8.7645 | 10.1882 | 17.529 | 157.7613 | 19765.7678 | 11302.3795 | 8463.3882 | 1.7488 | 2129.3637 | 9.2825
Wood Boiler/Furnace (Heat Pump) | Res HVAC | RET | 18 | 6 | 6275 | 7660 | 6275 | 7660 | 17884.51 | 1200 | 648.7949 | 0 | 1848.7949 | 12565.8944 | 0 | 12565.8944 | 58% | 1.1401 | 6.7968 | 0.46404 | 0.02578 | 0.36291 | Wood Boiler/Furnace (Heat Pump) | 1 | 5.0941 | 3.9842 | 10.1882 | 7.9683 | 71.7149 | 12565.8944 | 11021.8107 | 1544.0836 | 1.1401 | 1848.7949 | 6.7968
Wood Stove (Electric Resistance) | Res HVAC | RET | 18 | 6 | 9473.4371 | 4000 | 9473.4371 | 4000 | 3615.9 | 600 | 580.4584 | 0 | 1180.4584 | 12853.9084 | 0 | 12853.9084 | 58% | 4.8004 | 10.8889 | 0.19626 | 0.010903 | 0.44374 | Wood Stove (Electric Resistance) | 146 | 388.3764 | 878.18 | 776.7527 | 1756.36 | 15807.2401 | 1876670.6307 | 390941.3447 | 1485729.286 | 4.8004 | 172346.9327 | 10.8889
Wood Stove (Heat Pump) | Res HVAC | RET | 18 | 6 | 4747 | 4000 | 4747 | 4000 | 3615.9 | 600 | 404.3274 | 0 | 1004.3274 | 8334.0852 | 0 | 8334.0852 | 58% | 3.3316 | 8.2982 | 0.33322 | 0.018512 | 0.37753 | Wood Stove (Heat Pump) | 55 | 146.3062 | 165.7697 | 292.6123 | 331.5393 | 2983.8538 | 458374.6868 | 137585.2165 | 320789.4702 | 3.3316 | 55238.0065 | 8.2982
Home Energy Assessment | [22 empty] | Home Energy Assessment Total
Measure Name | Technology Type | Decision Type | Measure Life | Remaining Useful Life | Gross Annual Energy Savings per Unit at Meter (kWh) Pre-RUL | Gross Peak Demand Savings per Unit at Meter (Watts) Pre-RUL | Gross Annual Energy Savings per Unit at Meter (kWh) Post-RUL | Gross Peak Demand Savings per Unit at Meter (Watts) Post-RUL | Gross Per Unit One-Time Incremental Measure Cost ($) | Per Unit Incentive ($) | Per Unit Program Administrative Cost (inclusive of DI costs) ($) | Per Unit Direct Installation Cost ($) | Per Unit DSM Administrator Cost (Incentive + Administrative) ($) | Per Unit Present Value Avoided Cost Benefits ($) | Per Unit Present Value Non-Energy Benefits ($) | Total Per Unit Present Value Benefits ($) | Net-To-Gross Ratio | Net Total Resource Benefit-Cost Ratio (TRC) | Net Program Administrator Benefit-Cost Ratio (PAC) | Net First-Year Unit Cost / kWh at Generator ($/kWh) | Net Lifetime Unit Cost / kWh at Generator ($/kWh) | Net Unit Cost / Watt at Generator ($/W) | Measure Name | Participation (Units) | Total Peak Demand Savings (kW) | Total First Year Energy Savings (MWh) | Total Cumulative Peak Demand Savings (kW) | Total Cumulative First Year Energy Savings (MWh) | Total Lifetime Energy Savings (MWh) | Total Avoided Cost Benefits ($) | TRC Costs ($) | Total TRC Net Resource Benefits ($) | TRC Ratio | PAC Costs ($) | PAC Ratio
Heat Pump Water Heater | Res Domestic Hot Water (DHW) | RET | 10 | 3.3333 | 1168 | 290 | 1168 | 290 | 2111.9769 | 400 | 53.04 | 0 | 453.04 | 1445.9628 | 0 | 1445.9628 | 89% | 0.74816 | 3.1917 | 0.39812 | 0.039812 | 1.5308 | Heat Pump Water Heater | 4 | 1.1837 | 4.5519 | 2.3675 | 9.1037 | 45.5185 | 5783.8511 | 7730.7977 | -1946.9466 | 0.74816 | 1812.16 | 3.1917
Residential ETS System (Central) | Res HVAC | RET | 20 | 6.6667 | 0 | 5000 | 0 | 5000 | 5100 | 2100 | 387.6334 | 0 | 2487.6334 | 10207.0942 | 0 | 10207.0942 | 89% | 2.0718 | 4.1031 | N/A | N/A | 0.48752 | Residential ETS System (Central) | 8 | 40.819 | 0 | 81.6379 | 0 | 0 | 81656.7539 | 39413.067 | 42243.6869 | 2.0718 | 19901.067 | 4.1031
Residential ETS System (Room) | Res HVAC | RET | 20 | 6.6667 | 0 | 2500 | 0 | 2500 | 2040 | 582 | 131.7599 | 0 | 713.7599 | 5103.5471 | 0 | 5103.5471 | 89% | 2.6208 | 7.1502 | N/A | N/A | 0.27976 | Residential ETS System (Room) | 84 | 214.2995 | 0 | 428.5991 | 0 | 0 | 428697.958 | 163578.2308 | 265119.7272 | 2.6208 | 59955.8308 | 7.1502
Whole Home - Adjusted Incentive and Savings | Res HVAC | RET | 20 | 6.6667 | 4817.6081 | 2182.3765 | 4817.6081 | 2182.3765 | 6178.4134 | 1737.15 | 358.1695 | 0 | 2095.3195 | 11950.7622 | 0 | 11950.7622 | 89% | 2.0404 | 5.7036 | 0.44641 | 0.022321 | 0.9408 | Whole Home - Adjusted Incentive and Savings | 1827.113 | 4069.0875 | 8575.9454 | 8138.175 | 17151.8909 | 171518.9085 | 21835393.2764 | 10701323.0396 | 11134070.2368 | 2.0404 | 3828385.4606 | 5.7036
Instant Savings | [22 empty] | Instant Savings Total
Measure Name | Technology Type | Decision Type | Measure Life | Remaining Useful Life | Gross Annual Energy Savings per Unit at Meter (kWh) Pre-RUL | Gross Peak Demand Savings per Unit at Meter (Watts) Pre-RUL | Gross Annual Energy Savings per Unit at Meter (kWh) Post-RUL | Gross Peak Demand Savings per Unit at Meter (Watts) Post-RUL | Gross Per Unit One-Time Incremental Measure Cost ($) | Per Unit Incentive ($) | Per Unit Program Administrative Cost (inclusive of DI costs) ($) | Per Unit Direct Installation Cost ($) | Per Unit DSM Administrator Cost (Incentive + Administrative) ($) | Per Unit Present Value Avoided Cost Benefits ($) | Per Unit Present Value Non-Energy Benefits ($) | Total Per Unit Present Value Benefits ($) | Net-To-Gross Ratio | Net Total Resource Benefit-Cost Ratio (TRC) | Net Program Administrator Benefit-Cost Ratio (PAC) | Net First-Year Unit Cost / kWh at Generator ($/kWh) | Net Lifetime Unit Cost / kWh at Generator ($/kWh) | Net Unit Cost / Watt at Generator ($/W) | Measure Name | Participation (Units) | Total Peak Demand Savings (kW) | Total First Year Energy Savings (MWh) | Total Cumulative Peak Demand Savings (kW) | Total Cumulative First Year Energy Savings (MWh) | Total Lifetime Energy Savings (MWh) | Total Avoided Cost Benefits ($) | TRC Costs ($) | Total TRC Net Resource Benefits ($) | TRC Ratio | PAC Costs ($) | PAC Ratio
Clothes-line | Res Other | ROB/NEW | 10 | N/A | 104 | 0 | N/A | N/A | 62.6444 | 5.8333 | 7.7611 | 0 | 13.5944 | 113.1393 | 0 | 113.1393 | 100% | 1.607 | 8.3225 | 0.11941 | 0.011941 | N/A | Clothes-line | 1405.2728 | 0 | 159.9886 | 0 | 280.9982 | 1599.8862 | 158991.6296 | 98938.8949 | 60052.7347 | 1.607 | 19103.8671 | 8.3225
Dehumidifier | Res HVAC | ROB/NEW | 12 | N/A | 45.2 | 15.1 | N/A | N/A | 234.3508 | 35 | 18.207 | 0 | 53.207 | 78.9698 | 0 | 78.9698 | 100% | 0.31268 | 1.4842 | 1.0753 | 0.08961 | 3.073 | Dehumidifier | 12427.8846 | 215.1722 | 614.9372 | 377.9206 | 1080.0533 | 7379.2464 | 981427.5464 | 3138759.0347 | -2157331.4883 | 0.31268 | 661250.4756 | 1.4842
Dimmer Switch | Res Lighting | ROB/NEW | 10 | N/A | 13.668 | 1.6115 | N/A | N/A | 14.3724 | 3.4767 | 2.5119 | 0 | 5.9886 | 16.8365 | 0 | 16.8365 | 100% | 0.99717 | 2.8114 | 0.40025 | 0.040025 | 3.2409 | Dimmer Switch | 12845.9347 | 23.736 | 192.2055 | 45.3396 | 367.1434 | 1922.0549 | 216280.0458 | 216894.5919 | -614.5461 | 0.99717 | 76929.166 | 2.8114
ECM Pool Pump | Res HVAC | ROB/NEW | 10 | N/A | 530 | 0 | N/A | N/A | 320.0364 | 233.3333 | 145.4674 | 0 | 378.8008 | 576.5755 | 0 | 576.5755 | 100% | 1.2386 | 1.5221 | 0.6529 | 0.06529 | N/A | ECM Pool Pump | 93.8702 | 0 | 54.4626 | 0 | 95.6562 | 544.6264 | 54123.2507 | 43696.9326 | 10426.3181 | 1.2386 | 35558.0994 | 1.5221
Efficient clothes washer | Res Other | ROB/NEW | 14 | N/A | 165 | 22.8 | N/A | N/A | 275.1643 | 87.5 | 45.5175 | 0 | 133.0175 | 271.8431 | 0 | 271.8431 | 100% | 0.8477 | 2.0437 | 0.73643 | 0.052602 | 5.0879 | Efficient clothes washer | 4869.351 | 127.2969 | 879.529 | 223.5797 | 1544.7727 | 12313.4053 | 1323699.5587 | 1561512.3511 | -237812.7925 | 0.8477 | 647708.91 | 2.0437
Energy Star Dryer | Res Other | ROB/NEW | 12 | N/A | 151 | 20.8 | N/A | N/A | 129.88 | 87.5 | 54.7208 | 0 | 142.2208 | 220.2968 | 0 | 220.2968 | 100% | 1.1934 | 1.549 | 0.86039 | 0.071699 | 5.963 | Energy Star Dryer | 5552.8846 | 132.4323 | 917.8902 | 232.5993 | 1612.1489 | 11014.6819 | 1223282.9033 | 1025066.7831 | 198216.1202 | 1.1934 | 789735.547 | 1.549
ENERGYSTAR Bathroom Exhaust Fans | Res HVAC | ROB/NEW | 19 | N/A | 35.4077 | 4.042 | N/A | N/A | 32.13 | 11.6667 | 8.9552 | 0 | 20.6219 | 69.0863 | 0 | 69.0863 | 100% | 1.6815 | 3.3501 | 0.53203 | 0.028002 | 4.4494 | ENERGYSTAR Bathroom Exhaust Fans | 30 | 0.13904 | 1.1628 | 0.23173 | 1.938 | 22.0937 | 2072.5878 | 1232.5558 | 840.0319 | 1.6815 | 618.6558 | 3.3501
ENERGYSTAR Dishwasher | Res Other | ROB/NEW | 10 | N/A | 30.9912 | 3.837 | N/A | N/A | 51 | 35 | 18.207 | 0 | 53.207 | 38.3989 | 0 | 38.3989 | 100% | 0.55484 | 0.72169 | 1.5683 | 0.15683 | 12.0932 | ENERGYSTAR Dishwasher | 514.3029 | 2.2627 | 17.4483 | 3.9741 | 30.6455 | 174.4827 | 19748.6728 | 35593.36 | -15844.6872 | 0.55484 | 27364.5144 | 0.72169
ENERGYSTAR Range Hoods | Res HVAC | ROB/NEW | 19 | N/A | 4.8941 | 26.8908 | N/A | N/A | 62.6444 | 11.6667 | 8.8956 | 0 | 20.5623 | 67.6609 | 0 | 67.6609 | 100% | 0.94578 | 3.2905 | 3.838 | 0.202 | 0.66686 | ENERGYSTAR Range Hoods | 30 | 0.92499 | 0.16073 | 1.5416 | 0.26788 | 3.0538 | 2029.8255 | 2146.201 | -116.3755 | 0.94578 | 616.8694 | 3.2905
Heat Pump Dryer (ventless) | Res Other | ROB/NEW | 12 | N/A | 446 | 61.548 | N/A | N/A | 1116.9 | 175 | 91.035 | 0 | 266.035 | 650.8428 | 0 | 650.8428 | 100% | 0.53881 | 2.4465 | 0.54489 | 0.045408 | 3.7696 | Heat Pump Dryer (ventless) | 33.0529 | 2.3326 | 16.1376 | 4.0968 | 28.3435 | 193.6514 | 21512.2331 | 39925.7363 | -18413.5032 | 0.53881 | 8793.2244 | 2.4465
Heavy duty timer | Res Other | ROB/NEW | 10 | N/A | 122 | 0 | N/A | N/A | 24.7699 | 11.6667 | 11.6136 | 0 | 23.2803 | 132.7211 | 0 | 132.7211 | 100% | 3.6478 | 5.701 | 0.17432 | 0.017432 | N/A | Heavy duty timer | 8431.6365 | 0 | 1126.0737 | 0 | 2190.7252 | 11260.7372 | 1119056.4697 | 306772.661 | 812283.8086 | 3.6478 | 196291.1614 | 5.701
Heat Pump Hot Water Heater | Res Domestic Hot Water (DHW) | ROB/NEW | 10 | N/A | 1041 | 169 | N/A | N/A | 1651.1607 | 450 | 234.09 | 0 | 684.09 | 1338.7985 | 0 | 1338.7985 | 100% | 0.71014 | 1.9571 | 0.6003 | 0.06003 | 3.5301 | Heat Pump Hot Water Heater | 200 | 38.7551 | 227.9165 | 58.1326 | 341.8748 | 2279.1654 | 267759.6979 | 377050.14 | -109290.4421 | 0.71014 | 136818 | 1.9571
Indoor motion sensor | Res Lighting | ROB/NEW | 10 | N/A | 36.8232 | 0 | N/A | N/A | 26.2179 | 5.8333 | 4.708 | 0 | 10.5414 | 40.0592 | 0 | 40.0592 | 100% | 1.2953 | 3.8002 | 0.26151 | 0.026151 | N/A | Indoor motion sensor | 334.2441 | 0 | 13.4735 | 0 | 23.6644 | 134.735 | 13389.5384 | 10336.8006 | 3052.7377 | 1.2953 | 3523.3917 | 3.8002
LED - ENERGY STAR Fixture with Motion Sensor | Res Lighting | RET | 9.7 | 0 | 137 | 22.2 | 27.4 | 8.805 | 47.6025 | 20 | 10.404 | 0 | 30.404 | 26.0331 | 0 | 26.0331 | 66% | 0.62248 | 0.85624 | 0.30717 | 0.15833 | 1.8097 | LED - ENERGY STAR Fixture with Motion Sensor | 152.8108 | 2.5672 | 15.1256 | 4.8689 | 14.4656 | 29.3437 | 3978.1362 | 6390.8 | -2412.6638 | 0.62248 | 4646.0585 | 0.85624
LED - ENERGY STAR Fixture without Motion Sensor | Res Lighting | RET | 8.5 | 0 | 52.77 | 6.6332 | 10.554 | 1.4894 | 37.6229 | 12 | 6.2424 | 0 | 18.2424 | 7.6052 | 0 | 7.6052 | 66% | 0.24475 | 0.4169 | 0.47848 | 0.28146 | 3.634 | LED - ENERGY STAR Fixture without Motion Sensor | 1899.2599 | 9.5337 | 72.412 | 22.3804 | 151.4069 | 123.1004 | 14444.2484 | 59016.6534 | -44572.405 | 0.24475 | 34647.0579 | 0.4169
LED - Other | Res Lighting | RET | 5.5 | 0 | 37.474 | 4.5806 | 7.4948 | 0.51036 | 5.357 | 1.8 | 1.0734 | 0 | 2.8734 | 4.3691 | 0 | 4.3691 | 79% | 0.82351 | 1.5205 | 0.088665 | 0.080605 | 0.6925 | LED - Other | 22211.5385 | 92.1595 | 719.8316 | 29.6843 | 416.1935 | 791.8148 | 97044.9348 | 117842.931 | -20797.9962 | 0.82351 | 63823.6575 | 1.5205
LED - R, BR and Decorative | Res Lighting | RET | 5.1 | 0 | 36.9 | 4.5125 | 7.38 | 0.47296 | 4.8423 | 1.674 | 1.0382 | 0 | 2.7122 | 4.0063 | 0 | 4.0063 | 79% | 0.82374 | 1.4772 | 0.084991 | 0.083325 | 0.6635 | LED - R, BR and Decorative | 6640.9443 | 27.1448 | 211.9232 | 8.2249 | 122.5301 | 216.1616 | 26605.7404 | 32298.6915 | -5692.9511 | 0.82374 | 18011.4728 | 1.4772
LED - Recessed downlight | Res Lighting | RET | 6 | 0 | 41.2452 | 4.8697 | 8.249 | 0.37397 | 17.5002 | 6 | 3.1212 | 0 | 9.1212 | 4.2597 | 0 | 4.2597 | 66% | 0.29034 | 0.46701 | 0.30609 | 0.25507 | 2.475 | LED - Recessed downlight | 4811.5865 | 17.7314 | 143.384 | 3.9365 | 82.902 | 172.0608 | 20495.9741 | 70592.4358 | -50096.4617 | 0.29034 | 43887.4424 | 0.46701
Motion sensor with dimmer switch | Res Lighting | ROB/NEW | 10 | N/A | 43.0944 | 0 | N/A | N/A | 26.2179 | 5.8333 | 4.9931 | 0 | 10.8264 | 46.8815 | 0 | 46.8815 | 100% | 1.5021 | 4.3303 | 0.22949 | 0.022949 | N/A | Motion sensor with dimmer switch | 16.9476 | 0 | 0.79951 | 0 | 1.4042 | 7.9951 | 794.5277 | 528.9498 | 265.578 | 1.5021 | 183.4811 | 4.3303
Networked/ Connected - Indoor LED Lamp | Res Lighting | ROB/NEW | 4 | N/A | 33 | 4.2959 | N/A | N/A | 66.5663 | 5.8333 | 3.0345 | 0 | 8.8678 | 15.0983 | 0 | 15.0983 | 79% | 0.27144 | 1.7026 | 0.31073 | 0.077683 | 2.2788 | Networked/ Connected - Indoor LED Lamp | 2484.068 | 9.6661 | 70.8924 | 16.9772 | 124.5128 | 283.5696 | 37505.0816 | 138168.5681 | -100663.4865 | 0.27144 | 22028.3016 | 1.7026
Outdoor motion sensor | Res Lighting | ROB/NEW | 10 | N/A | 159 | 0 | N/A | N/A | 42.8278 | 5.8333 | 10.2607 | 0 | 16.0941 | 172.9726 | 0 | 172.9726 | 100% | 3.2582 | 10.7476 | 0.092465 | 0.0092465 | N/A | Outdoor motion sensor | 3710 | 0 | 645.7526 | 0 | 1254.9531 | 6457.5258 | 641728.503 | 196958.283 | 444770.2201 | 3.2582 | 59708.9479 | 10.7476
Power bar with timer | Res Other | ROB/NEW | 4 | N/A | 53.7 | 0 | N/A | N/A | 26.316 | 5.8333 | 4.2031 | 0 | 10.0364 | 27.9721 | 0 | 27.9721 | 100% | 0.91654 | 2.7871 | 0.17073 | 0.042683 | N/A | Power bar with timer | 661.0577 | 0 | 38.8605 | 0 | 68.2532 | 155.4421 | 18491.1453 | 20174.8725 | -1683.7272 | 0.91654 | 6634.6482 | 2.7871
Programmable thermostat | Res HVAC | ROB/NEW | 10 | N/A | 221 | 0 | N/A | N/A | 15.1883 | 20.4167 | 20.6647 | 0 | 41.0814 | 240.4211 | 0 | 240.4211 | 100% | 6.7057 | 5.8523 | 0.16981 | 0.016981 | N/A | Programmable thermostat | 6360 | 0 | 1538.6665 | 0 | 2990.2387 | 15386.6653 | 1529078.1582 | 228025.0895 | 1301053.0687 | 6.7057 | 261277.7822 | 5.8523
Room air purifier | Res Other | ROB/NEW | 9 | N/A | 435 | 74.4 | N/A | N/A | 215.6855 | 75 | 60.4672 | 0 | 135.4672 | 513.4973 | 0 | 513.4973 | 100% | 1.8595 | 3.7906 | 0.28448 | 0.031609 | 1.5879 | Room air purifier | 2931.96 | 250.1168 | 1396.1832 | 486.0761 | 2713.3372 | 12565.649 | 1505553.5372 | 809668.8427 | 695884.6945 | 1.8595 | 397184.4454 | 3.7906
Room Air-Conditioner | Res HVAC | ROB/NEW | 18 | N/A | 21.4954 | 100.9174 | N/A | N/A | 43.86 | 5.8333 | 13.4327 | 0 | 19.266 | 248.8992 | 0 | 248.8992 | 100% | 4.3443 | 12.9191 | 0.81876 | 0.045486 | 0.16649 | Room Air-Conditioner | 4 | 0.46285 | 0.094124 | 0.74056 | 0.1506 | 1.6942 | 995.5969 | 229.1707 | 766.4261 | 4.3443 | 77.0641 | 12.9191
Smart power bar | Res Other | ROB/NEW | 4 | N/A | 53.8 | 0 | N/A | N/A | 26.316 | 11.6667 | 7.2398 | 0 | 18.9064 | 28.0241 | 0 | 28.0241 | 100% | 0.83515 | 1.4823 | 0.32102 | 0.080256 | N/A | Smart power bar | 39.22 | 0 | 2.3099 | 0 | 4.489 | 9.2394 | 1099.1071 | 1316.0568 | -216.9496 | 0.83515 | 741.5099 | 1.4823
Smart thermostats for electric baseboards | Res HVAC | ROB/NEW | 10 | N/A | 348 | 0 | N/A | N/A | 154.02 | 35 | 34.0229 | 0 | 69.0229 | 378.5816 | 0 | 378.5816 | 100% | 2.0133 | 5.4849 | 0.18119 | 0.018119 | N/A | Smart thermostats for electric baseboards | 309 | 0 | 117.7153 | 0 | 174.8586 | 1177.1528 | 116981.7244 | 58105.2509 | 58876.4735 | 2.0133 | 21328.0709 | 5.4849
Smart thermostats for mini-split heat pumps | Res HVAC | ROB/NEW | 10 | N/A | 207.8191 | 0 | N/A | N/A | 169.32 | 35 | 27.6519 | 0 | 62.6519 | 226.0818 | 0 | 226.0818 | 100% | 1.1478 | 3.6085 | 0.2754 | 0.02754 | N/A | Smart thermostats for mini-split heat pumps | 17.6786 | 0 | 4.0219 | 0 | 5.9719 | 40.2187 | 3996.804 | 3482.1827 | 514.6213 | 1.1478 | 1107.5969 | 3.6085
MHEEP | [22 empty] | MHEEP Total
Measure Name | Technology Type | Decision Type | Measure Life | Remaining Useful Life | Gross Annual Energy Savings per Unit at Meter (kWh) Pre-RUL | Gross Peak Demand Savings per Unit at Meter (Watts) Pre-RUL | Gross Annual Energy Savings per Unit at Meter (kWh) Post-RUL | Gross Peak Demand Savings per Unit at Meter (Watts) Post-RUL | Gross Per Unit One-Time Incremental Measure Cost ($) | Per Unit Incentive ($) | Per Unit Program Administrative Cost (inclusive of DI costs) ($) | Per Unit Direct Installation Cost ($) | Per Unit DSM Administrator Cost (Incentive + Administrative) ($) | Per Unit Present Value Avoided Cost Benefits ($) | Per Unit Present Value Non-Energy Benefits ($) | Total Per Unit Present Value Benefits ($) | Net-To-Gross Ratio | Net Total Resource Benefit-Cost Ratio (TRC) | Net Program Administrator Benefit-Cost Ratio (PAC) | Net First-Year Unit Cost / kWh at Generator ($/kWh) | Net Lifetime Unit Cost / kWh at Generator ($/kWh) | Net Unit Cost / Watt at Generator ($/W) | Measure Name | Participation (Units) | Total Peak Demand Savings (kW) | Total First Year Energy Savings (MWh) | Total Cumulative Peak Demand Savings (kW) | Total Cumulative First Year Energy Savings (MWh) | Total Lifetime Energy Savings (MWh) | Total Avoided Cost Benefits ($) | TRC Costs ($) | Total TRC Net Resource Benefits ($) | TRC Ratio | PAC Costs ($) | PAC Ratio
Clothes Dryer replacement (Low Income Only) | Res Other | RET | 5 | 1.6667 | 252 | 34.8 | 252 | 34.8 | 0 | 0 | 972.9115 | 788.2968 | 972.9115 | 180.8367 | 0 | 180.8367 | 100% | 0.18587 | 0.18587 | 3.5268 | 0.70536 | 24.3815 | Clothes Dryer replacement (Low Income Only) | 33.64 | 1.3423 | 9.2801 | 2.6846 | 18.5602 | 46.4004 | 6083.3489 | 32728.7517 | -26645.4028 | 0.18587 | 32728.7517 | 0.18587
Drain Water Heat Recovery | Res Domestic Hot Water (DHW) | RET | 20 | 6.6667 | 805 | 130.41 | 805 | 130.41 | 0 | 0 | 1495.5463 | 918 | 1495.5463 | 1706.4095 | 0 | 1706.4095 | 100% | 1.141 | 1.141 | 1.6971 | 0.084856 | 10.0013 | Drain Water Heat Recovery | 0.90975 | 0.13603 | 0.8017 | 0.27207 | 1.6034 | 16.0341 | 1552.4076 | 1360.5747 | 191.833 | 1.141 | 1360.5747 | 1.141
Freezer replacement (Low income only) | Res Refrigeration | RET | 4 | 1.3333 | 1358 | 193.062 | 1358 | 193.062 | 0 | 0 | 961.2061 | 655.6662 | 961.2061 | 793.7607 | 0 | 793.7607 | 100% | 0.8258 | 0.8258 | 0.64658 | 0.16165 | 4.342 | Freezer replacement (Low income only) | 19.688 | 4.3582 | 29.2682 | 8.7165 | 58.5365 | 117.0729 | 15627.5607 | 18924.225 | -3296.6643 | 0.8258 | 18924.225 | 0.8258
Refrigerator replacement (Low income only) | Res Refrigeration | RET | 5 | 1.6667 | 678 | 97.29 | 678 | 97.29 | 0 | 0 | 1162.7016 | 887.5122 | 1162.7016 | 488.6389 | 0 | 488.6389 | 100% | 0.42026 | 0.42026 | 1.5666 | 0.31331 | 10.4224 | Refrigerator replacement (Low income only) | 5.778 | 0.64455 | 4.2885 | 1.2891 | 8.5769 | 21.4423 | 2823.3554 | 6718.09 | -3894.7346 | 0.42026 | 6718.09 | 0.42026
Whole Home First Nations Retrofit | Res HVAC | RET | 20 | 6.6667 | 3667 | 1037.761 | 3667 | 1037.761 | 0 | 0 | 9485.0392 | 6225.4219 | 9485.0392 | 8790.9157 | 0 | 8790.9157 | 100% | 0.92682 | 0.92682 | 2.3629 | 0.11814 | 7.9709 | Whole Home First Nations Retrofit | 118.0463 | 140.4629 | 473.8689 | 280.9257 | 947.7378 | 9477.3784 | 1037734.6355 | 1119673.3137 | -81938.6782 | 0.92682 | 1119673.3137 | 0.92682
Dehumidifier replacement (Low income only) | Res Other | RET | 5 | 1.6667 | 636 | 213 | 636 | 213 | 0 | 0 | 601.3709 | 400.4826 | 601.3709 | 528.2565 | 0 | 528.2565 | 100% | 0.87842 | 0.87842 | 0.86376 | 0.17275 | 2.4622 | Dehumidifier replacement (Low income only) | 35 | 8.5479 | 24.368 | 17.0958 | 48.736 | 121.8401 | 18488.9774 | 21047.981 | -2559.0036 | 0.87842 | 21047.981 | 0.87842
Clothes Washer replacement (Low income only) | Res Other | RET | 11 | 3.6667 | 165 | 22.77 | 165 | 22.77 | 0 | 0 | 1270.7257 | 1023.1212 | 1270.7257 | 225.2409 | 0 | 225.2409 | 100% | 0.17725 | 0.17725 | 7.0352 | 0.63956 | 48.6693 | Clothes Washer replacement (Low income only) | 35 | 0.91378 | 6.3219 | 1.8276 | 12.6438 | 69.5408 | 7883.4329 | 44475.3992 | -36591.9663 | 0.17725 | 44475.3992 | 0.17725
New Home Construction | [22 empty] | New Home Construction
Measure Name | Technology Type | Decision Type | Measure Life | Remaining Useful Life | Gross Annual Energy Savings per Unit at Meter (kWh) Pre-RUL | Gross Peak Demand Savings per Unit at Meter (Watts) Pre-RUL | Gross Annual Energy Savings per Unit at Meter (kWh) Post-RUL | Gross Peak Demand Savings per Unit at Meter (Watts) Post-RUL | Gross Per Unit One-Time Incremental Measure Cost ($) | Per Unit Incentive ($) | Per Unit Program Administrative Cost (inclusive of DI costs) ($) | Per Unit Direct Installation Cost ($) | Per Unit DSM Administrator Cost (Incentive + Administrative) ($) | Per Unit Present Value Avoided Cost Benefits ($) | Per Unit Present Value Non-Energy Benefits ($) | Total Per Unit Present Value Benefits ($) | Net-To-Gross Ratio | Net Total Resource Benefit-Cost Ratio (TRC) | Net Program Administrator Benefit-Cost Ratio (PAC) | Net First-Year Unit Cost / kWh at Generator ($/kWh) | Net Lifetime Unit Cost / kWh at Generator ($/kWh) | Net Unit Cost / Watt at Generator ($/W) | Measure Name | Participation (Units) | Total Peak Demand Savings (kW) | Total First Year Energy Savings (MWh) | Total Cumulative Peak Demand Savings (kW) | Total Cumulative First Year Energy Savings (MWh) | Total Lifetime Energy Savings (MWh) | Total Avoided Cost Benefits ($) | TRC Costs ($) | Total TRC Net Resource Benefits ($) | TRC Ratio | PAC Costs ($) | PAC Ratio
Whole Home - tier 0 - Attached/Semi-Attached | Res HVAC | ROB/NEW | 30 | N/A | 0 | 2700 | N/A | N/A | 1519.8 | 0 | 0 | 0 | 0 | 7051.0782 | 0 | 7051.0782 | 88% | 5.2721 | #DIV/0! | N/A | N/A | 0 | Whole Home - tier 0 - Attached/Semi-Attached | 0 | 0 | 0 | 18.3741 | 0 | 0 | 0 | 0 | 0 | N/A | 0 | N/A
Whole Home - tier 0 - Detached | Res HVAC | ROB/NEW | 30 | N/A | 386 | 2800 | N/A | N/A | 1519.8 | 0 | 0 | 0 | 0 | 8038.2334 | 0 | 8038.2334 | 88% | 6.0102 | #DIV/0! | 0 | 0 | 0 | Whole Home - tier 0 - Detached | 0 | 0 | 0 | 97.6549 | 12.8531 | 0 | 0 | 0 | 0 | N/A | 0 | N/A
Whole home - tier 1 - Attached/Semi-Attached | Res HVAC | ROB/NEW | 30 | N/A | 351 | 2800 | N/A | N/A | 3238.5 | 0 | 0 | 0 | 0 | 7972.404 | 0 | 7972.404 | 88% | 2.7975 | #DIV/0! | 0 | 0 | 0 | Whole home - tier 1 - Attached/Semi-Attached | 0 | 0 | 0 | 267.9556 | 32.0697 | 0 | 0 | 0 | 0 | N/A | 0 | N/A
Whole home - tier 1 - Detached | Res HVAC | ROB/NEW | 30 | N/A | 803 | 2900 | N/A | N/A | 3238.5 | 0 | 0 | 0 | 0 | 9083.6947 | 0 | 9083.6947 | 88% | 3.1874 | #DIV/0! | 0 | 0 | 0 | Whole home - tier 1 - Detached | 0 | 0 | 0 | 690.7299 | 182.6035 | 0 | 0 | 0 | 0 | N/A | 0 | N/A
Whole home - tier 2 - Attached/Semi-Attached | Res HVAC | ROB/NEW | 30 | N/A | 3017 | 3500 | N/A | N/A | 4901.1 | 0 | 0 | 0 | 0 | 14814.7807 | 0 | 14814.7807 | 88% | 3.4349 | #DIV/0! | 0 | 0 | 0 | Whole home - tier 2 - Attached/Semi-Attached | 0 | 0 | 0 | 43.1706 | 35.5287 | 0 | 0 | 0 | 0 | N/A | 0 | N/A
Whole home - tier 2 - Detached | Res HVAC | ROB/NEW | 30 | N/A | 4996 | 4100 | N/A | N/A | 4901.1 | 0 | 0 | 0 | 0 | 20103.8693 | 0 | 20103.8693 | 88% | 4.6613 | #DIV/0! | 0 | 0 | 0 | Whole home - tier 2 - Detached | 0 | 0 | 0 | 47.0836 | 54.7762 | 0 | 0 | 0 | 0 | N/A | 0 | N/A
Whole home - tier 3 - Attached/Semi-Attached | Res HVAC | ROB/NEW | 36 | N/A | 4067 | 3800 | N/A | N/A | 11138.4 | 0 | 0 | 0 | 0 | 19133.8501 | 0 | 19133.8501 | 88% | 1.9521 | #DIV/0! | 0 | 0 | 0 | Whole home - tier 3 - Attached/Semi-Attached | 0 | 0 | 0 | 42.0222 | 42.9391 | 0 | 0 | 0 | 0 | N/A | 0 | N/A
Whole home - tier 3 - Detached | Res HVAC | ROB/NEW | 36 | N/A | 5193 | 4100 | N/A | N/A | 11138.4 | 0 | 0 | 0 | 0 | 22276.6627 | 0 | 22276.6627 | 88% | 2.2727 | #DIV/0! | 0 | 0 | 0 | Whole home - tier 3 - Detached | 0 | 0 | 0 | 50.5713 | 61.1536 | 0 | 0 | 0 | 0 | N/A | 0 | N/A
Residential Behaviour | [22 empty] | Residential Behaviour Total
Measure Name | Technology Type | Decision Type | Measure Life | Remaining Useful Life | Gross Annual Energy Savings per Unit at Meter (kWh) Pre-RUL | Gross Peak Demand Savings per Unit at Meter (Watts) Pre-RUL | Gross Annual Energy Savings per Unit at Meter (kWh) Post-RUL | Gross Peak Demand Savings per Unit at Meter (Watts) Post-RUL | Gross Per Unit One-Time Incremental Measure Cost ($) | Per Unit Incentive ($) | Per Unit Program Administrative Cost (inclusive of DI costs) ($) | Per Unit Direct Installation Cost ($) | Per Unit DSM Administrator Cost (Incentive + Administrative) ($) | Per Unit Present Value Avoided Cost Benefits ($) | Per Unit Present Value Non-Energy Benefits ($) | Total Per Unit Present Value Benefits ($) | Net-To-Gross Ratio | Net Total Resource Benefit-Cost Ratio (TRC) | Net Program Administrator Benefit-Cost Ratio (PAC) | Net First-Year Unit Cost / kWh at Generator ($/kWh) | Net Lifetime Unit Cost / kWh at Generator ($/kWh) | Net Unit Cost / Watt at Generator ($/W) | Measure Name | Participation (Units) | Total Peak Demand Savings (kW) | Total First Year Energy Savings (MWh) | Total Cumulative Peak Demand Savings (kW) | Total Cumulative First Year Energy Savings (MWh) | Total Lifetime Energy Savings (MWh) | Total Avoided Cost Benefits ($) | TRC Costs ($) | Total TRC Net Resource Benefits ($) | TRC Ratio | PAC Costs ($) | PAC Ratio
Home Energy Report | Res Other | ROB/NEW | 1 | N/A | 207 | 0 | N/A | N/A | 11.5057 | 11.5057 | 6.2898 | 0 | 17.7955 | 32.3638 | 0 | 32.3638 | 100% | 1.8187 | 1.8187 | 0.078532 | 0.078532 | N/A | Home Energy Report | 98534.6153 | 0 | 22328.2296 | 0 | 6411.2357 | 22328.2296 | 3188956.307 | 1753474.2405 | 1435482.0665 | 1.8187 | 1753474.2405 | 1.8187
SEM | [22 empty] | SEM Total
Measure Name | Technology Type | Decision Type | Measure Life | Remaining Useful Life | Gross Annual Energy Savings per Unit at Meter (kWh) Pre-RUL | Gross Peak Demand Savings per Unit at Meter (Watts) Pre-RUL | Gross Annual Energy Savings per Unit at Meter (kWh) Post-RUL | Gross Peak Demand Savings per Unit at Meter (Watts) Post-RUL | Gross Per Unit One-Time Incremental Measure Cost ($) | Per Unit Incentive ($) | Per Unit Program Administrative Cost (inclusive of DI costs) ($) | Per Unit Direct Installation Cost ($) | Per Unit DSM Administrator Cost (Incentive + Administrative) ($) | Per Unit Present Value Avoided Cost Benefits ($) | Per Unit Present Value Non-Energy Benefits ($) | Total Per Unit Present Value Benefits ($) | Net-To-Gross Ratio | Net Total Resource Benefit-Cost Ratio (TRC) | Net Program Administrator Benefit-Cost Ratio (PAC) | Net First-Year Unit Cost / kWh at Generator ($/kWh) | Net Lifetime Unit Cost / kWh at Generator ($/kWh) | Net Unit Cost / Watt at Generator ($/W) | Measure Name | Participation (Units) | Total Peak Demand Savings (kW) | Total First Year Energy Savings (MWh) | Total Cumulative Peak Demand Savings (kW) | Total Cumulative First Year Energy Savings (MWh) | Total Lifetime Energy Savings (MWh) | Total Avoided Cost Benefits ($) | TRC Costs ($) | Total TRC Net Resource Benefits ($) | TRC Ratio | PAC Costs ($) | PAC Ratio
Strategic Energy Management | BNI Energy Management | ROB/NEW | 1.88 | N/A | 1000000 | 108018.8679 | N/A | N/A | 162016.8 | 212845.6 | 154830.7793 | 0 | 367676.3793 | 287862.2421 | 0 | 287862.2421 | 100% | 0.90852 | 0.78292 | 0.34598 | 0.18403 | 3.1843 | Strategic Energy Management | 2.5 | 288.6804 | 2656.75 | 542.7192 | 4994.69 | 4994.69 | 719655.6052 | 792118.9483 | -72463.3431 | 0.90852 | 919190.9483 | 0.78292
Small Business Energy Solutions | [22 empty] | Small Business Energy Solutions Total
Measure Name | Technology Type | Decision Type | Measure Life | Remaining Useful Life | Gross Annual Energy Savings per Unit at Meter (kWh) Pre-RUL | Gross Peak Demand Savings per Unit at Meter (Watts) Pre-RUL | Gross Annual Energy Savings per Unit at Meter (kWh) Post-RUL | Gross Peak Demand Savings per Unit at Meter (Watts) Post-RUL | Gross Per Unit One-Time Incremental Measure Cost ($) | Per Unit Incentive ($) | Per Unit Program Administrative Cost (inclusive of DI costs) ($) | Per Unit Direct Installation Cost ($) | Per Unit DSM Administrator Cost (Incentive + Administrative) ($) | Per Unit Present Value Avoided Cost Benefits ($) | Per Unit Present Value Non-Energy Benefits ($) | Total Per Unit Present Value Benefits ($) | Net-To-Gross Ratio | Net Total Resource Benefit-Cost Ratio (TRC) | Net Program Administrator Benefit-Cost Ratio (PAC) | Net First-Year Unit Cost / kWh at Generator ($/kWh) | Net Lifetime Unit Cost / kWh at Generator ($/kWh) | Net Unit Cost / Watt at Generator ($/W) | Measure Name | Participation (Units) | Total Peak Demand Savings (kW) | Total First Year Energy Savings (MWh) | Total Cumulative Peak Demand Savings (kW) | Total Cumulative First Year Energy Savings (MWh) | Total Lifetime Energy Savings (MWh) | Total Avoided Cost Benefits ($) | TRC Costs ($) | Total TRC Net Resource Benefits ($) | TRC Ratio | PAC Costs ($) | PAC Ratio
Cold Climate Air-Source Ductless Heat Pump (24kBTU/hr) (Commercial) | BNI HVAC | ROB/NEW | 18 | N/A | 9688.757 | 3510.8929 | N/A | N/A | 7021.7616 | 1560 | 1991.5556 | 0 | 3551.5556 | 20860.9427 | 0 | 20860.9427 | 93% | 2.448 | 5.8737 | 0.3709 | 0.020606 | 1.0176 | Cold Climate Air-Source Ductless Heat Pump (24kBTU/hr) (Commercial) | 182 | 635.2572 | 1742.7419 | 1246.0815 | 3418.4553 | 31369.3548 | 3796691.5683 | 1550966.4885 | 2245725.0799 | 2.448 | 646383.1201 | 5.8737
Downlight Luminaire (1200 lumen) | BNI Lighting | RET | 11.6 | 1 | 243.1864 | 52.5492 | 243.1864 | 52.5492 | 64.3294 | 20.8 | 31.4836 | 0 | 52.2836 | 333.7818 | 0 | 333.7818 | 93% | 3.6555 | 6.3841 | 0.21754 | 0.018753 | 1.0008 | Downlight Luminaire (1200 lumen) | 102.7 | 5.3653 | 24.6833 | 10.5243 | 48.4173 | 286.3264 | 34279.39 | 9377.5326 | 24901.8574 | 3.6555 | 5369.5253 | 6.3841
Downlight Luminaire (3000 lumen) | BNI Lighting | RET | 11.6 | 1 | 458.7368 | 99.1266 | 458.7368 | 99.1266 | 160.1345 | 31.2 | 58.6516 | 0 | 89.8516 | 629.6322 | 0 | 629.6322 | 93% | 3.0333 | 7.0075 | 0.19818 | 0.017085 | 0.91179 | Downlight Luminaire (3000 lumen) | 24.7 | 2.4342 | 11.1984 | 4.7747 | 21.966 | 129.9009 | 15551.9142 | 5127.1447 | 10424.7694 | 3.0333 | 2219.3351 | 7.0075
Downlight Luminaire (800 lumen) | BNI Lighting | RET | 11.6 | 1 | 141.3969 | 30.5539 | 141.3969 | 30.5539 | 42.7025 | 39 | 20.7756 | 0 | 59.7756 | 194.0721 | 0 | 194.0721 | 93% | 3.2084 | 3.2467 | 0.42775 | 0.036875 | 1.968 | Downlight Luminaire (800 lumen) | 572 | 17.3749 | 79.9336 | 34.0816 | 156.7929 | 927.2302 | 111009.2685 | 34599.6977 | 76409.5708 | 3.2084 | 34191.6579 | 3.2467
Flood Luminaire (10000 lumen) | BNI Lighting | ROB/NEW | 17.1 | N/A | 874.9488 | 195.7648 | N/A | N/A | 285.7 | 156 | 156.9974 | 0 | 312.9974 | 1610.2857 | 0 | 1610.2857 | 93% | 3.8095 | 5.1447 | 0.36196 | 0.021167 | 1.6083 | Flood Luminaire (10000 lumen) | 104 | 20.2408 | 89.931 | 39.7032 | 176.4032 | 1537.8208 | 167469.7084 | 43960.6261 | 123509.0823 | 3.8095 | 32551.7259 | 5.1447
Flood Luminaire (48000 lumen) | BNI Lighting | ROB/NEW | 17.1 | N/A | 2728.1268 | 622.86 | N/A | N/A | 1799.6656 | 520 | 494.5486 | 0 | 1014.5486 | 5042.8458 | 0 | 5042.8458 | 93% | 2.3258 | 4.9705 | 0.37628 | 0.022005 | 1.6385 | Flood Luminaire (48000 lumen) | 3.9 | 2.415 | 10.5153 | 4.7371 | 20.6262 | 179.8121 | 19667.0986 | 8456.1265 | 11210.9721 | 2.3258 | 3956.7395 | 4.9705
Four Pin Replacement Lamps for CFLs | BNI Lighting | ROB/NEW | 11.6 | N/A | 27.3583 | 5.9118 | N/A | N/A | 22.1054 | 13 | 4.5205 | 0 | 17.5205 | 37.5502 | 0 | 37.5502 | 93% | 1.4973 | 2.1432 | 0.64798 | 0.055861 | 2.9812 | Four Pin Replacement Lamps for CFLs | 61.1 | 0.3591 | 1.6521 | 0.70439 | 3.2406 | 19.1638 | 2294.3196 | 1532.2984 | 762.0212 | 1.4973 | 1070.5009 | 2.1432
Fuel Pump Canopy Luminaire ( 5000 lumen) | BNI Lighting | ROB/NEW | 11.4 | N/A | 1083.5244 | 242.4324 | N/A | N/A | 361.1269 | 208 | 149.9721 | 0 | 357.9721 | 1477.121 | 0 | 1477.121 | 93% | 3.0405 | 4.1264 | 0.33429 | 0.029323 | 1.4853 | Fuel Pump Canopy Luminaire ( 5000 lumen) | 61.1 | 14.7263 | 65.4295 | 28.8861 | 128.3425 | 745.8962 | 90252.0925 | 29683.6128 | 60568.4798 | 3.0405 | 21872.0978 | 4.1264
General Use Lamp (A-Series) | BNI Lighting | RET | 11.6 | 3.8667 | 136.8475 | 20.9784 | 42.8925 | 6.5753 | 8.6923 | 3.9 | 9.5633 | 0 | 13.4633 | 103.893 | 0 | 103.893 | 93% | 5.8872 | 7.7168 | 0.099545 | 0.015825 | 0.64556 | General Use Lamp (A-Series) | 828 | 17.2688 | 111.9853 | 34.5376 | 223.9705 | 704.4485 | 86023.3675 | 14611.8299 | 71411.5377 | 5.8872 | 11147.5917 | 7.7168
Glass Door Refrigerator (full size - 38 cu ft) | BNI Cooking and Laundry | ROB/NEW | 12 | N/A | 949 | 108 | N/A | N/A | 0 | 296.4 | 134.7894 | 0 | 431.1894 | 1214.1754 | 0 | 1214.1754 | 93% | 9.0079 | 2.8159 | 0.45974 | 0.038311 | 4.0161 | Glass Door Refrigerator (full size - 38 cu ft) | 2.6 | 0.27916 | 2.4386 | 0.54759 | 4.7833 | 29.2627 | 3156.856 | 350.4525 | 2806.4035 | 9.0079 | 1121.0925 | 2.8159
Ground Source Heat Pump (60kBTU/hr) (closed loop) | BNI HVAC | ROB/NEW | 25 | N/A | 29037.099 | 54081 | N/A | N/A | 11971.179 | 7800 | 16351.9928 | 0 | 24151.9928 | 176471.5222 | 0 | 176471.5222 | 93% | 6.4206 | 7.3067 | 0.8416 | 0.033664 | 0.44923 | Ground Source Heat Pump (60kBTU/hr) (closed loop) | 2.6 | 139.7908 | 74.614 | 274.2051 | 146.3582 | 1865.3495 | 458825.9578 | 71461.4921 | 387364.4657 | 6.4206 | 62795.1813 | 7.3067
Heat Pump Water Heater (40 gal) | BNI Domestic Hot Water (DHW) | ROB/NEW | 10 | N/A | 4925.501 | 1214.6285 | N/A | N/A | 1032.3726 | 1560 | 685.752 | 0 | 2245.752 | 6123.2958 | 0 | 6123.2958 | 93% | 3.7204 | 2.7266 | 0.46134 | 0.046134 | 1.8599 | Heat Pump Water Heater (40 gal) | 3.9 | 4.7094 | 18.9849 | 9.2377 | 37.2396 | 189.8491 | 23880.8535 | 6418.8482 | 17462.0053 | 3.7204 | 8758.4328 | 2.7266
Heat Pump Water Heater (60 gal) | BNI Domestic Hot Water (DHW) | ROB/NEW | 10 | N/A | 7541.271 | 1859.6774 | N/A | N/A | 1134.3726 | 1820 | 997.7471 | 0 | 2817.7471 | 9375.1748 | 0 | 9375.1748 | 93% | 4.5672 | 3.3272 | 0.37806 | 0.037806 | 1.5241 | Heat Pump Water Heater (60 gal) | 3.9 | 7.2105 | 29.0672 | 14.1436 | 57.0164 | 290.6717 | 36563.1817 | 8005.583 | 28557.5986 | 4.5672 | 10989.2136 | 3.3272
Heat Reclaimer Unit (Agriculture) | BNI Process | ROB/NEW | 15 | N/A | 9800.851 | 2819 | N/A | N/A | 4718.2548 | 3250 | 1849.3317 | 0 | 5099.3317 | 17504.7923 | 0 | 17504.7923 | 93% | 2.8065 | 3.4328 | 0.52645 | 0.035097 | 1.8196 | Heat Reclaimer Unit (Agriculture) | 2.6 | 7.2867 | 25.1844 | 14.2931 | 49.4001 | 377.7653 | 45512.46 | 16217.0026 | 29295.4574 | 2.8065 | 13258.2625 | 3.4328
High Bay Luminaire (15 000 lumen) | BNI Lighting | ROB/NEW | 22.3 | N/A | 255.3125 | 39.1387 | N/A | N/A | 176.0724 | 169 | 60.7731 | 0 | 229.7731 | 510.8039 | 0 | 510.8039 | 93% | 2.2751 | 2.2231 | 0.91061 | 0.040835 | 5.9055 | High Bay Luminaire (15 000 lumen) | 4004 | 155.7979 | 1010.3219 | 305.6036 | 1981.7853 | 22530.1788 | 2045258.7722 | 898979.7764 | 1146278.9958 | 2.2751 | 920011.459 | 2.2231
High Bay Luminaire (35 000 lumen) | BNI Lighting | ROB/NEW | 22.3 | N/A | 595.7155 | 91.3217 | N/A | N/A | 350.0028 | 455 | 147.3707 | 0 | 602.3707 | 1191.8485 | 0 | 1191.8485 | 93% | 2.5204 | 1.9786 | 1.0231 | 0.04588 | 6.6352 | High Bay Luminaire (35 000 lumen) | 119.6 | 10.8584 | 70.4148 | 21.2992 | 138.1213 | 1570.2493 | 142545.0804 | 56555.6432 | 85989.4372 | 2.5204 | 72043.5317 | 1.9786
High Volume Low Speed Fan (Agriculture) (24 foot) | BNI Process | ROB/NEW | 15 | N/A | 16086.432 | 4615 | N/A | N/A | 4514.7648 | 5200 | 3021.3756 | 0 | 8221.3756 | 28712.437 | 0 | 28712.437 | 93% | 3.9767 | 3.4924 | 0.51712 | 0.034475 | 1.792 | High Volume Low Speed Fan (Agriculture) (24 foot) | 2.6 | 11.929 | 41.3358 | 23.3993 | 81.0818 | 620.0375 | 74652.3361 | 18772.2779 | 55880.0582 | 3.9767 | 21375.5766 | 3.4924
Horticultural Lighting - blended lamps and baselines | BNI Lighting | ROB/NEW | 9.5 | N/A | 2112.6 | 380 | N/A | N/A | 1326 | 528.15 | 258.127 | 0 | 786.277 | 2366.0845 | 0 | 2366.0845 | 93% | 1.5866 | 3.0092 | 0.37659 | 0.039641 | 2.0814 | Horticultural Lighting - blended lamps and baselines | 50 | 18.8892 | 104.3953 | 37.7785 | 208.7906 | 991.7553 | 118304.2256 | 74565.349 | 43738.8766 | 1.5866 | 39313.849 | 3.0092
LED Replacement Lamps for HID (10000 lumen) | BNI Lighting | ROB/NEW | 11.4 | N/A | 172.7305 | 37.3247 | N/A | N/A | 101.745 | 156 | 35.043 | 0 | 191.043 | 233.8761 | 0 | 233.8761 | 93% | 1.8037 | 1.2242 | 1.1191 | 0.098167 | 5.1487 | LED Replacement Lamps for HID (10000 lumen) | 122.2 | 4.5345 | 20.8609 | 8.8946 | 40.9195 | 237.8147 | 28579.6626 | 15845.1654 | 12734.4972 | 1.8037 | 23345.4531 | 1.2242
LED Replacement Lamps for HID (4000 lumen) | BNI Lighting | ROB/NEW | 11.4 | N/A | 69.1005 | 14.9317 | N/A | N/A | 102.816 | 52 | 4.7736 | 0 | 56.7736 | 93.5617 | 0 | 93.5617 | 93% | 0.93196 | 1.648 | 0.83133 | 0.072923 | 3.8247 | LED Replacement Lamps for HID (4000 lumen) | 40.3 | 0.59824 | 2.7522 | 1.1735 | 5.3985 | 31.3751 | 3770.5355 | 4045.8169 | -275.2814 | 0.93196 | 2287.9761 | 1.648
LED Troffer (1x4) | BNI Lighting | RET | 20.9 | 6.9667 | 179.9017 | 38.8742 | 179.9017 | 38.8742 | 141.6018 | 39 | 36.4016 | 0 | 75.4016 | 370.4308 | 0 | 370.4308 | 93% | 2.2037 | 4.9128 | 0.42408 | 0.020291 | 1.9511 | LED Troffer (1x4) | 143 | 5.5266 | 25.4252 | 10.8407 | 49.8726 | 531.3873 | 52971.6078 | 24037.0467 | 28934.561 | 2.2037 | 10782.4259 | 4.9128
LED Troffer (4x2) | BNI Lighting | RET | 20.9 | 6.9667 | 230.0263 | 35.2624 | 230.0263 | 35.2624 | 331.8202 | 20 | 41.1752 | 0 | 61.1752 | 443.9925 | 0 | 443.9925 | 93% | 1.2694 | 7.2577 | 0.26909 | 0.012875 | 1.7451 | LED Troffer (4x2) | 4500 | 157.7559 | 1023.0191 | 315.5118 | 2046.0381 | 21381.0986 | 1997966.4459 | 1573955.7708 | 424010.6752 | 1.2694 | 275288.3478 | 7.2577
LED Wall Sconce (1200 lumen) | BNI Lighting | RET | 11.6 | 1 | 243.1864 | 52.5492 | 243.1864 | 52.5492 | 11.8596 | 46.8 | 33.8704 | 0 | 80.6704 | 333.7818 | 0 | 333.7818 | 93% | 7.4339 | 4.1376 | 0.33565 | 0.028935 | 1.5442 | LED Wall Sconce (1200 lumen) | 31.2 | 1.63 | 7.4987 | 3.1973 | 14.709 | 86.9852 | 10413.9919 | 1400.8755 | 9013.1164 | 7.4339 | 2516.9164 | 4.1376
Linear Ambient Luminaire (10000 lumen) | BNI Lighting | ROB/NEW | 11.6 | N/A | 468.5734 | 101.2522 | N/A | N/A | 222.3396 | 130 | 68.9177 | 0 | 198.9177 | 643.1332 | 0 | 643.1332 | 93% | 2.3328 | 3.2332 | 0.42954 | 0.037029 | 1.9762 | Linear Ambient Luminaire (10000 lumen) | 102.7 | 10.338 | 47.56 | 20.2783 | 93.2907 | 551.6958 | 66049.7766 | 28313.7251 | 37736.0515 | 2.3328 | 20428.8476 | 3.2332
Linear Ambient Luminaire (2000 lumen) | BNI Lighting | ROB/NEW | 11.6 | N/A | 50.1984 | 10.8472 | N/A | N/A | 12.852 | 26 | 8.4915 | 0 | 34.4915 | 68.899 | 0 | 68.899 | 93% | 3.3702 | 1.9976 | 0.69523 | 0.059934 | 3.1986 | Linear Ambient Luminaire (2000 lumen) | 204.1 | 2.201 | 10.1257 | 4.3173 | 19.862 | 117.4584 | 14062.2854 | 4172.5869 | 9889.6985 | 3.3702 | 7039.7103 | 1.9976
Linear Ambient Luminaire (4000 lumen) | BNI Lighting | ROB/NEW | 11.6 | N/A | 96.2515 | 20.7986 | N/A | N/A | 66.8304 | 39 | 15.2855 | 0 | 54.2855 | 132.1086 | 0 | 132.1086 | 93% | 1.706 | 2.4336 | 0.57067 | 0.049195 | 2.6255 | Linear Ambient Luminaire (4000 lumen) | 265.2 | 5.4836 | 25.2275 | 10.7564 | 49.4848 | 292.6394 | 35035.1915 | 20536.4839 | 14498.7076 | 1.706 | 14396.5013 | 2.4336
Linear Ambient Luminaire (8000 lumen) | BNI Lighting | ROB/NEW | 11.6 | N/A | 175.9223 | 38.0144 | N/A | N/A | 222.3396 | 78 | 28.5545 | 0 | 106.5545 | 241.4594 | 0 | 241.4594 | 93% | 1.026 | 2.2661 | 0.61285 | 0.052832 | 2.8196 | Linear Ambient Luminaire (8000 lumen) | 204.1 | 7.7135 | 35.486 | 15.1303 | 69.6072 | 411.638 | 49281.8656 | 48030.9183 | 1250.9474 | 1.026 | 21747.7718 | 2.2661
Linear Replacement Lamp (2 foot) | BNI Lighting | ROB/NEW | 11.6 | N/A | 37.3068 | 8.0615 | N/A | N/A | 12.942 | 6.5 | 5.1336 | 0 | 11.6336 | 51.2049 | 0 | 51.2049 | 93% | 2.9823 | 4.4015 | 0.31552 | 0.0272 | 1.4516 | Linear Replacement Lamp (2 foot) | 409.5 | 3.2819 | 15.0986 | 6.4376 | 29.6164 | 175.1433 | 20968.3944 | 7030.9697 | 13937.4247 | 2.9823 | 4763.9668 | 4.4015
Linear Replacement Lamp (4 foot) | BNI Lighting | ROB/NEW | 11.6 | N/A | 49.6736 | 7.6148 | N/A | N/A | 8.8293 | 10.4 | 6.6555 | 0 | 17.0555 | 64.3409 | 0 | 64.3409 | 93% | 4.3278 | 3.7724 | 0.34741 | 0.029949 | 2.253 | Linear Replacement Lamp (4 foot) | 101920 | 771.5793 | 5003.555 | 1513.4825 | 9814.6656 | 58041.2383 | 6557621.119 | 1515224.4683 | 5042396.6507 | 4.3278 | 1738299.6954 | 3.7724
Low-bay Luminaire (10,000 lumen) | BNI Lighting | ROB/NEW | 11.6 | N/A | 468.5734 | 101.2522 | N/A | N/A | 169.6464 | 130 | 68.9177 | 0 | 198.9177 | 643.1332 | 0 | 643.1332 | 93% | 2.8371 | 3.2332 | 0.42954 | 0.037029 | 1.9762 | Low-bay Luminaire (10,000 lumen) | 46.8 | 4.711 | 21.6729 | 9.2408 | 42.5122 | 251.4057 | 30098.6324 | 10609.0382 | 19489.5942 | 2.8371 | 9309.3483 | 3.2332
Multi-Tank Conveyor Dishwasher - High Temp | BNI Cooking and Laundry | ROB/NEW | 20 | N/A | 27407.5971 | 2837 | N/A | N/A | 1246.644 | 3900 | 4692.9621 | 0 | 8592.9621 | 48925.3098 | 0 | 48925.3098 | 93% | 8.36 | 5.6936 | 0.31723 | 0.015862 | 3.0468 | Multi-Tank Conveyor Dishwasher - High Temp | 2.6 | 7.3332 | 70.4268 | 14.3843 | 138.1449 | 1408.5359 | 127205.8056 | 15216.0867 | 111989.7189 | 8.36 | 22341.7015 | 5.6936
Multi-Tank Conveyor Dishwasher - Low Temp | BNI Cooking and Laundry | ROB/NEW | 20 | N/A | 18811.2029 | 1947 | N/A | N/A | 1246.644 | 2860 | 3238.5322 | 0 | 6098.5322 | 33587.7492 | 0 | 33587.7492 | 93% | 7.6372 | 5.5075 | 0.32803 | 0.016402 | 3.1508 | Multi-Tank Conveyor Dishwasher - Low Temp | 2.6 | 5.0327 | 48.3374 | 9.8718 | 94.8157 | 966.7486 | 87328.1479 | 11434.5689 | 75893.579 | 7.6372 | 15856.1837 | 5.5075
Occupancy Sensor (Ceiling Mounted) | BNI Lighting | ROB/NEW | 10 | N/A | 187.7496 | 43.9824 | N/A | N/A | 118.0242 | 104 | 30.0105 | 0 | 134.0105 | 230.9548 | 0 | 230.9548 | 93% | 1.6524 | 1.7234 | 0.72222 | 0.072222 | 3.0649 | Occupancy Sensor (Ceiling Mounted) | 10.4 | 0.45475 | 1.9298 | 0.89201 | 3.7853 | 19.2977 | 2401.9298 | 1453.6398 | 948.29 | 1.6524 | 1393.7097 | 1.7234
Occupancy Sensor (Wall Mounted) | BNI Lighting | ROB/NEW | 10 | N/A | 109.2361 | 25.5898 | N/A | N/A | 75.8204 | 52 | 16.6795 | 0 | 68.6795 | 134.3737 | 0 | 134.3737 | 93% | 1.5411 | 1.9565 | 0.63616 | 0.063616 | 2.6997 | Occupancy Sensor (Wall Mounted) | 204.1 | 5.1924 | 22.0345 | 10.1851 | 43.2215 | 220.3449 | 27425.6713 | 17795.9884 | 9629.6829 | 1.5411 | 14017.4957 | 1.9565
Open to Closed Cooler Conversion | BNI Refrigeration | RET | 12 | 4 | 54750 | 6250 | 54750 | 6250 | 50656.1065 | 6500 | 6805.4016 | 0 | 13305.4016 | 70073.0577 | 0 | 70073.0577 | 93% | 1.2997 | 5.2665 | 0.2459 | 0.020491 | 2.1415 | Open to Closed Cooler Conversion | 1.3 | 8.0776 | 70.343 | 15.8446 | 137.9806 | 844.1164 | 91094.9751 | 70090.2549 | 21004.7202 | 1.2997 | 17297.0221 | 5.2665
Parking Garage Luminaire (5000 lumen) | BNI Lighting | ROB/NEW | 22.8 | N/A | 1083.5244 | 242.4324 | N/A | N/A | 919.7748 | 162.5 | 224.0589 | 0 | 386.5589 | 2360.4257 | 0 | 2360.4257 | 93% | 2.1867 | 6.1063 | 0.36098 | 0.015832 | 1.6039 | Parking Garage Luminaire (5000 lumen) | 49.4 | 11.9063 | 52.9004 | 23.3547 | 103.7662 | 1206.13 | 116605.0314 | 53324.8047 | 63280.2267 | 2.1867 | 19096.0108 | 6.1063
Pole/Arm-Mounted Area Luminaire (20000 lumen) | BNI Lighting | ROB/NEW | 13.7 | N/A | 1202.3976 | 274.52 | N/A | N/A | 493.5168 | 406.25 | 206.1938 | 0 | 612.4438 | 1906.2505 | 0 | 1906.2505 | 93% | 2.8658 | 3.1125 | 0.51538 | 0.037619 | 2.2442 | Pole/Arm-Mounted Area Luminaire (20000 lumen) | 409.5 | 111.7606 | 486.6264 | 219.2226 | 954.5363 | 6666.7812 | 780609.5679 | 272384.8165 | 508224.7514 | 2.8658 | 250795.721 | 3.1125
Pole/Arm-Mounted Area Luminaire (5000 lumen) | BNI Lighting | ROB/NEW | 13.7 | N/A | 886.4244 | 202.38 | N/A | N/A | 153.2958 | 195 | 142.4165 | 0 | 337.4165 | 1405.3146 | 0 | 1405.3146 | 93% | 4.9312 | 4.1649 | 0.38515 | 0.028113 | 1.6771 | Pole/Arm-Mounted Area Luminaire (5000 lumen) | 409.5 | 82.3915 | 358.7478 | 161.614 | 703.6976 | 4914.8448 | 575476.3381 | 116699.9472 | 458776.3909 | 4.9312 | 138172.0412 | 4.1649
Pole/Arm-Mounted Decorative Luminaire (10000 lumen) | BNI Lighting | ROB/NEW | 22.8 | N/A | 874.9488 | 195.7648 | N/A | N/A | 306.5916 | 406.25 | 206.176 | 0 | 612.426 | 1906.05 | 0 | 1906.05 | 93% | 3.8796 | 3.1123 | 0.70824 | 0.031063 | 3.1469 | Pole/Arm-Mounted Decorative Luminaire (10000 lumen) | 6.5 | 1.2651 | 5.6207 | 2.4814 | 11.0252 | 128.1517 | 12389.3249 | 3193.4902 | 9195.8347 | 3.8796 | 3980.769 | 3.1123
Pole/Arm-Mounted Decorative Luminaire (1300 lumen) | BNI Lighting | ROB/NEW | 22.8 | N/A | 361.8756 | 80.9676 | N/A | N/A | 39.8569 | 81.25 | 77.3078 | 0 | 158.5578 | 788.3353 | 0 | 788.3353 | 93% | 6.8926 | 4.9719 | 0.44334 | 0.019445 | 1.9699 | Pole/Arm-Mounted Decorative Luminaire (1300 lumen) | 3.9 | 0.31393 | 1.3948 | 0.61579 | 2.736 | 31.8018 | 3074.5075 | 446.0615 | 2628.446 | 6.8926 | 618.3755 | 4.9719
Premium High Bay Luminaire (15 000 lumen) | BNI Lighting | ROB/NEW | 22.3 | N/A | 312.0531 | 47.8369 | N/A | N/A | 242.0032 | 243.75 | 77.6935 | 0 | 321.4435 | 624.3249 | 0 | 624.3249 | 93% | 2.0621 | 1.9423 | 1.0423 | 0.046739 | 6.7593 | Premium High Bay Luminaire (15 000 lumen) | 260 | 12.3651 | 80.1854 | 24.2546 | 157.2868 | 1788.1354 | 162324.4858 | 78716.6683 | 83607.8175 | 2.0621 | 83575.3042 | 1.9423
Premium High Bay Luminaire (35 000 lumen) | BNI Lighting | ROB/NEW | 22.3 | N/A | 728.1104 | 111.6175 | N/A | N/A | 813.146 | 650 | 188.7411 | 0 | 838.7411 | 1456.731 | 0 | 1456.731 | 93% | 1.5416 | 1.7368 | 1.1656 | 0.052268 | 7.5589 | Premium High Bay Luminaire (35 000 lumen) | 130 | 14.4257 | 93.5479 | 28.2965 | 183.4979 | 2086.119 | 189375.0252 | 122845.7015 | 66529.3237 | 1.5416 | 109036.3453 | 1.7368
Refrigerated Case Luminaire | BNI Lighting | ROB/NEW | 16.3 | N/A | 153.0972 | 25.2788 | N/A | N/A | 177.3576 | 78 | 30.0044 | 0 | 108.0044 | 257.8239 | 0 | 257.8239 | 93% | 1.3225 | 2.3872 | 0.71381 | 0.043792 | 4.2978 | Refrigerated Case Luminaire | 61.1 | 1.5355 | 9.2449 | 3.012 | 18.1342 | 150.6918 | 15753.0375 | 11911.2619 | 3841.7757 | 1.3225 | 6599.071 | 2.3872
SBES Direct Install - Lighting | BNI Lighting | RET | 10.8 | 3.6 | 15239.5872 | 3104.3603 | 15239.5872 | 3104.3603 | 0 | 0 | 18072.0105 | 15077.64 | 18072.0105 | 18479.9393 | 0 | 18479.9393 | 88% | 1.0226 | 1.0226 | 1.2681 | 0.11741 | 6.1886 | SBES Direct Install - Lighting | 100 | 292.0334 | 1425.1696 | 584.0668 | 2850.3392 | 15391.8319 | 1847993.9278 | 1807201.0532 | 40792.8746 | 1.0226 | 1807201.0532 | 1.0226
SBES Direct Install - Lighting Controls | BNI Lighting | RET | 10.8 | 3.6 | 1398.5945 | 284.8989 | 1398.5945 | 284.8989 | 0 | 0 | 2671.8312 | 2313.36 | 2671.8312 | 1695.9739 | 0 | 1695.9739 | 88% | 0.63476 | 0.63476 | 2.0428 | 0.18915 | 9.9696 | SBES Direct Install - Lighting Controls | 100 | 26.801 | 130.7932 | 53.602 | 261.5864 | 1412.5666 | 169597.3853 | 267183.1218 | -97585.7366 | 0.63476 | 267183.1218 | 0.63476
SBES Direct Install - Non-Lighting | BNI Other | RET | 10.8 | 3.6 | 1152.9982 | 234.87 | 1152.9982 | 234.87 | 0 | 0 | 1723.7615 | 1467.78 | 1723.7615 | 1398.157 | 0 | 1398.157 | 88% | 0.81111 | 0.81111 | 1.5987 | 0.14802 | 7.8021 | SBES Direct Install - Non-Lighting | 100 | 22.0947 | 107.8256 | 44.1894 | 215.6512 | 1164.5167 | 139815.7041 | 172376.1477 | -32560.4436 | 0.81111 | 172376.1477 | 0.81111
Smart thermostats for central air source heat pump | BNI HVAC | ROB/NEW | 11 | N/A | 298 | 0 | N/A | N/A | 108.12 | 119.2 | 39.0558 | 0 | 158.2558 | 317.2929 | 0 | 317.2929 | 93% | 2.2728 | 2.0049 | 0.53734 | 0.048849 | N/A | Smart thermostats for central air source heat pump | 12.6276 | 0 | 3.719 | 0 | 5.5222 | 40.9093 | 4006.6329 | 1762.8989 | 2243.7339 | 2.2728 | 1998.3826 | 2.0049
Smart thermostats for electric baseboards | BNI HVAC | ROB/NEW | 11 | N/A | 146 | 0 | N/A | N/A | 154.02 | 58.4 | 17.5748 | 0 | 75.9748 | 155.4522 | 0 | 155.4522 | 93% | 0.96666 | 2.0461 | 0.52653 | 0.047866 | N/A | Smart thermostats for electric baseboards | 82.5 | 0 | 11.9042 | 0 | 17.6759 | 130.9463 | 12824.8106 | 13267.103 | -442.2924 | 0.96666 | 6267.9185 | 2.0461
Smart thermostats for mini-split heat pumps | BNI HVAC | ROB/NEW | 11 | N/A | 74 | 0 | N/A | N/A | 169.32 | 29.6 | 2.7173 | 0 | 32.3173 | 78.7909 | 0 | 78.7909 | 93% | 0.49187 | 2.438 | 0.44189 | 0.040171 | N/A | Smart thermostats for mini-split heat pumps | 8.8393 | 0 | 0.64646 | 0 | 0.9599 | 7.1111 | 696.455 | 1415.9199 | -719.4649 | 0.49187 | 285.6617 | 2.438
Solid Door Freezer | BNI Cooking and Laundry | ROB/NEW | 12 | N/A | 2128 | 165 | N/A | N/A | 0 | 468 | 275.4917 | 0 | 743.4917 | 2624.3877 | 0 | 2624.3877 | 93% | 9.5262 | 3.5298 | 0.35352 | 0.02946 | 4.5327 | Solid Door Freezer | 2.6 | 0.4265 | 5.4681 | 0.83659 | 10.7259 | 65.6175 | 6823.408 | 716.2785 | 6107.1296 | 9.5262 | 1933.0785 | 3.5298
Solid Door Refrigerator | BNI Cooking and Laundry | ROB/NEW | 12 | N/A | 818 | 63 | N/A | N/A | 0 | 273 | 114.3973 | 0 | 387.3973 | 1008.2688 | 0 | 1008.2688 | 93% | 8.8137 | 2.6027 | 0.47919 | 0.039933 | 6.1855 | Solid Door Refrigerator | 11.7 | 0.7328 | 9.4587 | 1.4374 | 18.5537 | 113.5048 | 11796.7447 | 1338.4485 | 10458.2962 | 8.8137 | 4532.5485 | 2.6027
Standard Capacity Electric Fryer | BNI Cooking and Laundry | ROB/NEW | 12 | N/A | 952 | 148 | N/A | N/A | 269.892 | 1300 | 231.7326 | 0 | 1531.7326 | 1268.4926 | 0 | 1268.4926 | 93% | 2.6277 | 0.82814 | 1.628 | 0.13567 | 10.4108 | Standard Capacity Electric Fryer | 2.6 | 0.38256 | 2.4463 | 0.7504 | 4.7984 | 29.3552 | 3298.0807 | 1255.1036 | 2042.9771 | 2.6277 | 3982.5047 | 0.82814
Strip-Curtains for Display Cases | BNI Refrigeration | ROB/NEW | 4 | N/A | 28970.31 | 3307 | N/A | N/A | 78.3972 | 2080 | 1511.7449 | 0 | 3591.7449 | 14906.91 | 0 | 14906.91 | 93% | 9.407 | 4.1503 | 0.12545 | 0.031362 | 1.0925 | Strip-Curtains for Display Cases | 2.6 | 8.5481 | 74.4424 | 16.7674 | 146.0215 | 297.7694 | 38757.9659 | 4120.1011 | 34637.8648 | 9.407 | 9338.5367 | 4.1503
VFD Milk Vacuum Pump | BNI Process | ROB/NEW | 15 | N/A | 6492.659 | 1818 | N/A | N/A | 6487.6896 | 195 | 1038.4777 | 0 | 1233.4777 | 11518.4995 | 0 | 11518.4995 | 93% | 1.6287 | 9.3382 | 0.19223 | 0.012815 | 0.68249 | VFD Milk Vacuum Pump | 2.6 | 4.6992 | 16.6836 | 9.2177 | 32.7255 | 250.2539 | 29948.0988 | 18387.2753 | 11560.8235 | 1.6287 | 3207.0419 | 9.3382
Wall Mounted Area Luminaire (1000 lumen) (full and no-cutoff) | BNI Lighting | ROB/NEW | 22.8 | N/A | 153.3 | 34.3 | N/A | N/A | 29.1669 | 39 | 33.1701 | 0 | 72.1701 | 333.9595 | 0 | 333.9595 | 93% | 5.5387 | 4.6274 | 0.47635 | 0.020892 | 2.1165 | Wall Mounted Area Luminaire (1000 lumen) (full and no-cutoff) | 114.4 | 3.901 | 17.3325 | 7.652 | 33.9984 | 395.1815 | 38204.9667 | 6897.7844 | 31307.1822 | 5.5387 | 8256.2596 | 4.6274
Wall Mounted Area Luminaire (10000 lumen) (full and no-cutoff) | BNI Lighting | ROB/NEW | 22.8 | N/A | 776.3988 | 177.26 | N/A | N/A | 291.669 | 156 | 164.8652 | 0 | 320.8652 | 1699.084 | 0 | 1699.084 | 93% | 3.8959 | 5.2953 | 0.41816 | 0.01834 | 1.8208 | Wall Mounted Area Luminaire (10000 lumen) (full and no-cutoff) | 65 | 11.4547 | 49.876 | 22.4689 | 97.8337 | 1137.1734 | 110440.4628 | 28347.6285 | 82092.8343 | 3.8959 | 20856.2374 | 5.2953
Zero-Energy Doors for Reach-In Coolers | BNI Refrigeration | ROB/NEW | 12 | N/A | 1400.023 | 160 | N/A | N/A | 311.0184 | 312 | 187.4258 | 0 | 499.4258 | 1792.0811 | 0 | 1792.0811 | 93% | 3.7596 | 3.5883 | 0.36095 | 0.030079 | 3.1399 | Zero-Energy Doors for Reach-In Coolers | 2.6 | 0.41357 | 3.5975 | 0.81124 | 7.0567 | 43.1701 | 4659.4108 | 1239.3497 | 3420.0611 | 3.7596 | 1298.5072 | 3.5883

## 2025
Affordable Multi-Family Housing | [22 empty] | Affordable Multi-Family Housing Total
Measure Name | Technology Type | Decision Type | Measure Life | Remaining Useful Life | Gross Annual Energy Savings per Unit at Meter (kWh) Pre-RUL | Gross Peak Demand Savings per Unit at Meter (Watts) Pre-RUL | Gross Annual Energy Savings per Unit at Meter (kWh) Post-RUL | Gross Peak Demand Savings per Unit at Meter (Watts) Post-RUL | Gross Per Unit One-Time Incremental Measure Cost ($) | Per Unit Incentive ($) | Per Unit Program Administrative Cost (inclusive of DI costs) ($) | Per Unit Direct Installation Cost ($) | Per Unit DSM Administrator Cost (Incentive + Administrative) ($) | Per Unit Present Value Avoided Cost Benefits ($) | Per Unit Present Value Non-Energy Benefits ($) | Total Per Unit Present Value Benefits ($) | Net-To-Gross Ratio | Net Total Resource Benefit-Cost Ratio (TRC) | Net Program Administrator Benefit-Cost Ratio (PAC) | Net First-Year Unit Cost / kWh at Generator ($/kWh) | Net Lifetime Unit Cost / kWh at Generator ($/kWh) | Net Unit Cost / Watt at Generator ($/W) | Measure Name | Participation (Units) | Total Peak Demand Savings (kW) | Total First Year Energy Savings (MWh) | Total Cumulative Peak Demand Savings (kW) | Total Cumulative First Year Energy Savings (MWh) | Total Lifetime Energy Savings (MWh) | Total Avoided Cost Benefits ($) | TRC Costs ($) | Total TRC Net Resource Benefits ($) | TRC Ratio | PAC Costs ($) | PAC Ratio
Cold Climate Air-Source Ductless Heat Pump (24kBTU/hr) (Multi-Family) | Res HVAC | ROB/NEW | 18 | N/A | 3578.14 | 1296.6025 | N/A | N/A | 7162.1968 | 1789.07 | 1059.3198 | 0 | 2848.3898 | 8776.2805 | 0 | 8776.2805 | 100% | 1.0675 | 3.0811 | 0.72719 | 0.0404 | 1.9158 | Cold Climate Air-Source Ductless Heat Pump (24kBTU/hr) (Multi-Family) | 65 | 96.6345 | 254.6043 | 289.9035 | 763.813 | 4582.8781 | 570458.2313 | 534398.584 | 36059.6473 | 1.0675 | 185145.34 | 3.0811
Cold Climate Air-Source Ductless Heat Pump (48kBTU/hr) (Multi-Family) | Res HVAC | ROB/NEW | 18 | N/A | 6972.26 | 2127.5515 | N/A | N/A | 14324.3937 | 3486.13 | 2018.8104 | 0 | 5504.9404 | 16206.9736 | 0 | 16206.9736 | 100% | 0.99166 | 2.9441 | 0.72125 | 0.04007 | 2.2565 | Cold Climate Air-Source Ductless Heat Pump (48kBTU/hr) (Multi-Family) | 65 | 158.5643 | 496.1146 | 475.6929 | 1488.3439 | 8930.0636 | 1053453.2852 | 1062308.266 | -8854.9809 | 0.99166 | 357821.1279 | 2.9441
Comprehensive Path | Res Other | ROB/NEW | 18.1 | N/A | 38092.86 | 10208 | N/A | N/A | 49539.7644 | 19046.43 | 10883.6458 | 0 | 29930.0758 | 85665.6898 | 0 | 85665.6898 | 100% | 1.4178 | 2.8622 | 0.71775 | 0.039655 | 2.557 | Comprehensive Path | 27 | 316.0213 | 1125.9069 | 948.0639 | 3377.7206 | 20378.9141 | 2312973.6253 | 1631432.075 | 681541.5503 | 1.4178 | 808112.0454 | 2.8622
Heat Pump Water Heater (Electric Resistance) | Res HVAC | RET | 10 | 3.3333 | 790 | 128 | 790 | 128 | 2919.6745 | 395 | 135.6161 | 0 | 530.6161 | 1029.0526 | 0 | 1029.0526 | 100% | 0.33681 | 1.9394 | 0.61357 | 0.061357 | 3.6152 | Heat Pump Water Heater (Electric Resistance) | 2.4091 | 0.35356 | 2.0834 | 1.0607 | 6.2502 | 20.8338 | 2479.0474 | 7360.3726 | -4881.3252 | 0.33681 | 1278.2851 | 1.9394
Heat Pump Water Heater (Heat Pump) | Res HVAC | RET | 10 | 3.3333 | 1312 | 213 | 1312 | 213 | 2919.6745 | 656 | 225.2258 | 0 | 881.2258 | 1709.5694 | 0 | 1709.5694 | 100% | 0.5436 | 1.94 | 0.61357 | 0.061357 | 3.6081 | Heat Pump Water Heater (Heat Pump) | 0.80302 | 0.19612 | 1.1533 | 0.58835 | 3.46 | 11.5333 | 1372.8173 | 2525.4158 | -1152.5985 | 0.5436 | 707.6414 | 1.94
Affordable Single-Family Homes | [22 empty] | Affordable Single-Family Homes Total
Measure Name | Technology Type | Decision Type | Measure Life | Remaining Useful Life | Gross Annual Energy Savings per Unit at Meter (kWh) Pre-RUL | Gross Peak Demand Savings per Unit at Meter (Watts) Pre-RUL | Gross Annual Energy Savings per Unit at Meter (kWh) Post-RUL | Gross Peak Demand Savings per Unit at Meter (Watts) Post-RUL | Gross Per Unit One-Time Incremental Measure Cost ($) | Per Unit Incentive ($) | Per Unit Program Administrative Cost (inclusive of DI costs) ($) | Per Unit Direct Installation Cost ($) | Per Unit DSM Administrator Cost (Incentive + Administrative) ($) | Per Unit Present Value Avoided Cost Benefits ($) | Per Unit Present Value Non-Energy Benefits ($) | Total Per Unit Present Value Benefits ($) | Net-To-Gross Ratio | Net Total Resource Benefit-Cost Ratio (TRC) | Net Program Administrator Benefit-Cost Ratio (PAC) | Net First-Year Unit Cost / kWh at Generator ($/kWh) | Net Lifetime Unit Cost / kWh at Generator ($/kWh) | Net Unit Cost / Watt at Generator ($/W) | Measure Name | Participation (Units) | Total Peak Demand Savings (kW) | Total First Year Energy Savings (MWh) | Total Cumulative Peak Demand Savings (kW) | Total Cumulative First Year Energy Savings (MWh) | Total Lifetime Energy Savings (MWh) | Total Avoided Cost Benefits ($) | TRC Costs ($) | Total TRC Net Resource Benefits ($) | TRC Ratio | PAC Costs ($) | PAC Ratio
Affordable Single-Family Homes | Res HVAC | RET | 20 | 6.6667 | 5015 | 1419.245 | 5015 | 1419.245 | 0 | 0 | 17114.208 | 11964.6 | 17114.208 | 12168.43 | 0 | 12168.43 | 100% | 0.71101 | 0.71101 | 3.1174 | 0.15587 | 10.5164 | Affordable Single-Family Homes | 369.096 | 600.6322 | 2026.3075 | 1801.8966 | 6078.9225 | 40526.1497 | 4491318.366 | 6316785.0679 | -1825466.7019 | 0.71101 | 6316785.0679 | 0.71101
Clothes Dryer replacement (Low Income Only) | Res Other | RET | 5 | 1.6667 | 252 | 34.8 | 252 | 34.8 | 0 | 0 | 1032.0901 | 804.0627 | 1032.0901 | 181.5708 | 0 | 181.5708 | 100% | 0.17593 | 0.17593 | 3.7413 | 0.74827 | 25.8645 | Clothes Dryer replacement (Low Income Only) | 123.5563 | 4.9301 | 34.0848 | 14.7903 | 102.2543 | 170.4239 | 22434.2109 | 127521.2219 | -105087.0111 | 0.17593 | 127521.2219 | 0.17593
Freezer replacement (Low income only) | Res Refrigeration | RET | 4 | 1.3333 | 1358 | 193.062 | 1358 | 193.062 | 0 | 0 | 977.6518 | 668.7795 | 977.6518 | 793.4969 | 0 | 793.4969 | 100% | 0.81164 | 0.81164 | 0.65765 | 0.16441 | 4.4163 | Freezer replacement (Low income only) | 72.312 | 16.0073 | 107.4992 | 48.022 | 322.4976 | 429.9968 | 57379.3463 | 70695.958 | -13316.6117 | 0.81164 | 70695.958 | 0.81164
Refrigerator replacement (Low income only) | Res Refrigeration | RET | 5 | 1.6667 | 678 | 97.29 | 678 | 97.29 | 0 | 0 | 1215.1382 | 905.2624 | 1215.1382 | 490.8643 | 0 | 490.8643 | 100% | 0.40396 | 0.40396 | 1.6372 | 0.32744 | 10.8924 | Refrigerator replacement (Low income only) | 21.222 | 2.3674 | 15.7511 | 7.1021 | 47.2533 | 78.7555 | 10417.1226 | 25787.662 | -15370.5394 | 0.40396 | 25787.662 | 0.40396
Appliance Retirement | [22 empty] | Appliance Retirement Total
Measure Name | Technology Type | Decision Type | Measure Life | Remaining Useful Life | Gross Annual Energy Savings per Unit at Meter (kWh) Pre-RUL | Gross Peak Demand Savings per Unit at Meter (Watts) Pre-RUL | Gross Annual Energy Savings per Unit at Meter (kWh) Post-RUL | Gross Peak Demand Savings per Unit at Meter (Watts) Post-RUL | Gross Per Unit One-Time Incremental Measure Cost ($) | Per Unit Incentive ($) | Per Unit Program Administrative Cost (inclusive of DI costs) ($) | Per Unit Direct Installation Cost ($) | Per Unit DSM Administrator Cost (Incentive + Administrative) ($) | Per Unit Present Value Avoided Cost Benefits ($) | Per Unit Present Value Non-Energy Benefits ($) | Total Per Unit Present Value Benefits ($) | Net-To-Gross Ratio | Net Total Resource Benefit-Cost Ratio (TRC) | Net Program Administrator Benefit-Cost Ratio (PAC) | Net First-Year Unit Cost / kWh at Generator ($/kWh) | Net Lifetime Unit Cost / kWh at Generator ($/kWh) | Net Unit Cost / Watt at Generator ($/W) | Measure Name | Participation (Units) | Total Peak Demand Savings (kW) | Total First Year Energy Savings (MWh) | Total Cumulative Peak Demand Savings (kW) | Total Cumulative First Year Energy Savings (MWh) | Total Lifetime Energy Savings (MWh) | Total Avoided Cost Benefits ($) | TRC Costs ($) | Total TRC Net Resource Benefits ($) | TRC Ratio | PAC Costs ($) | PAC Ratio
Air Conditioner retirement - Bulk | Res HVAC | RET | 3 | 1 | 257 | 0 | 257 | 0 | 42.2402 | 50.5999 | 39.8869 | 0 | 90.4869 | 52.7983 | 0 | 52.7983 | 53% | 0.84784 | 0.58349 | 0.60686 | 0.20229 | N/A | Air Conditioner retirement - Bulk | 20.5134 | 0 | 3.0587 | 0 | 9.1762 | 9.1762 | 1083.0696 | 1277.4532 | -194.3836 | 0.84784 | 1856.1895 | 0.58349
Air Conditioner retirement - Drop Off | Res HVAC | RET | 3 | 1 | 257 | 0 | 257 | 0 | 40.4418 | 48.8714 | 39.9776 | 0 | 88.849 | 52.7983 | 0 | 52.7983 | 53% | 0.85974 | 0.59425 | 0.59587 | 0.19862 | N/A | Air Conditioner retirement - Drop Off | 13.6756 | 0 | 2.0392 | 0 | 6.1175 | 6.1175 | 722.0464 | 839.8412 | -117.7949 | 0.85974 | 1215.0611 | 0.59425
Air Conditioner retirement | Res HVAC | RET | 3 | 1 | 257 | 0 | 257 | 0 | 51.2441 | 50.5999 | 35.1148 | 0 | 85.7148 | 52.7983 | 0 | 52.7983 | 53% | 0.84784 | 0.61598 | 0.57485 | 0.19162 | N/A | Air Conditioner retirement | 34.1889 | 0 | 5.0979 | 0 | 15.2936 | 15.2936 | 1805.1159 | 2129.0887 | -323.9727 | 0.84784 | 2930.4962 | 0.61598
Freezer retirement - Bulk | Res Refrigeration | RET | 4 | 1.3333 | 896 | 124 | 896 | 124 | 139.2202 | 183.8141 | 180.6627 | 0 | 364.4768 | 250.4814 | 0 | 250.4814 | 48% | 1.0121 | 0.68724 | 0.77416 | 0.19354 | 5.3404 | Freezer retirement - Bulk | 205.1336 | 13.9995 | 96.5787 | 41.9984 | 289.736 | 386.3146 | 51382.1448 | 50768.1746 | 613.9701 | 1.0121 | 74766.4282 | 0.68724
Freezer retirement - Drop Off | Res Refrigeration | RET | 4 | 1.3333 | 896 | 124 | 896 | 124 | 75.8067 | 99.7285 | 164.9158 | 0 | 264.6442 | 250.4814 | 0 | 250.4814 | 48% | 1.2443 | 0.94648 | 0.56211 | 0.14053 | 3.8776 | Freezer retirement - Drop Off | 136.7557 | 9.333 | 64.3858 | 27.9989 | 193.1573 | 257.5431 | 34254.7632 | 27529.3366 | 6725.4265 | 1.2443 | 36191.6168 | 0.94648
Freezer retirement | Res Refrigeration | RET | 4 | 1.3333 | 896 | 124 | 896 | 124 | 175.322 | 218.5141 | 187.161 | 0 | 405.6751 | 250.4814 | 0 | 250.4814 | 48% | 0.92321 | 0.61744 | 0.86166 | 0.21542 | 5.944 | Freezer retirement | 341.8893 | 23.3325 | 160.9644 | 69.9974 | 482.8933 | 643.8577 | 85636.9079 | 92759.8957 | -7122.9877 | 0.92321 | 138695.9719 | 0.61744
Mini freezer retirement - Bulk | Res Refrigeration | RET | 4 | 1.3333 | 266 | 36.7 | 266 | 36.7 | 78.892 | 85.8285 | 68.4935 | 0 | 154.322 | 106.8557 | 0 | 106.8557 | 69% | 0.86925 | 0.69242 | 0.76808 | 0.19202 | 5.3147 | Mini freezer retirement - Bulk | 8.9189 | 0.25896 | 1.792 | 0.77689 | 5.376 | 7.1679 | 953.0299 | 1096.385 | -143.3551 | 0.86925 | 1376.3749 | 0.69242
Mini freezer retirement - Drop Off | Res Refrigeration | RET | 4 | 1.3333 | 266 | 36.7 | 266 | 36.7 | 63.6278 | 71.1571 | 75.7116 | 0 | 146.8687 | 106.8557 | 0 | 106.8557 | 69% | 0.89333 | 0.72756 | 0.73098 | 0.18275 | 5.058 | Mini freezer retirement - Drop Off | 5.9459 | 0.17264 | 1.1947 | 0.51792 | 3.584 | 4.7786 | 635.3532 | 711.218 | -75.8648 | 0.89333 | 873.2669 | 0.72756
Mini freezer retirement | Res Refrigeration | RET | 4 | 1.3333 | 266 | 36.7 | 266 | 36.7 | 96.9503 | 103.1856 | 59.2837 | 0 | 162.4693 | 106.8557 | 0 | 106.8557 | 69% | 0.84685 | 0.6577 | 0.80863 | 0.20216 | 5.5953 | Mini freezer retirement | 14.8648 | 0.4316 | 2.9866 | 1.2948 | 8.9599 | 11.9466 | 1588.3831 | 1875.6263 | -287.2432 | 0.84685 | 2415.0667 | 0.6577
Mini fridge retirement - Bulk | Res Refrigeration | RET | 4 | 1.3333 | 170 | 23.5 | 170 | 23.5 | 78.892 | 85.8285 | 29.7437 | 0 | 115.5722 | 67.317 | 0 | 67.317 | 68% | 0.80725 | 0.58247 | 0.91328 | 0.22832 | 6.3073 | Mini fridge retirement - Bulk | 8.9189 | 0.16342 | 1.1287 | 0.49025 | 3.386 | 4.5146 | 600.3902 | 743.7454 | -143.3551 | 0.80725 | 1030.7715 | 0.58247
Mini fridge retirement - Drop Off | Res Refrigeration | RET | 4 | 1.3333 | 170 | 23.5 | 170 | 23.5 | 63.6278 | 71.1571 | 37.3758 | 0 | 108.5329 | 67.317 | 0 | 67.317 | 68% | 0.83476 | 0.62025 | 0.85765 | 0.21441 | 5.9231 | Mini fridge retirement - Drop Off | 5.9459 | 0.10894 | 0.75244 | 0.32683 | 2.2573 | 3.0098 | 400.2602 | 479.4936 | -79.2335 | 0.83476 | 645.3257 | 0.62025
Mini fridge retirement | Res Refrigeration | RET | 4 | 1.3333 | 170 | 23.5 | 170 | 23.5 | 96.9503 | 103.1856 | 20.7145 | 0 | 123.9002 | 67.317 | 0 | 67.317 | 68% | 0.77697 | 0.54332 | 0.97909 | 0.24477 | 6.7618 | Mini fridge retirement | 29.7295 | 0.54472 | 3.7622 | 1.0894 | 7.5244 | 15.0488 | 2001.3008 | 2575.7871 | -574.4863 | 0.77697 | 3683.4907 | 0.54332
Refrigerator retirement - Bulk | Res Refrigeration | RET | 4 | 1.3333 | 670 | 92.5 | 670 | 92.5 | 139.2202 | 183.8141 | 164.2426 | 0 | 348.0567 | 222.3567 | 0 | 222.3567 | 57% | 0.9128 | 0.63885 | 0.83255 | 0.20814 | 5.757 | Refrigerator retirement - Bulk | 310 | 18.7409 | 129.6004 | 56.2227 | 388.8013 | 518.4018 | 68930.592 | 75515.4001 | -6584.8081 | 0.9128 | 107897.5638 | 0.63885
Refrigerator retirement - Drop Off | Res Refrigeration | RET | 4 | 1.3333 | 670 | 92.5 | 670 | 92.5 | 75.8067 | 99.7285 | 148.4957 | 0 | 248.2241 | 222.3567 | 0 | 222.3567 | 57% | 1.1599 | 0.89579 | 0.59375 | 0.14844 | 4.1058 | Refrigerator retirement - Drop Off | 200 | 12.0909 | 83.6132 | 36.2727 | 250.8396 | 334.4527 | 44471.3497 | 38341.0974 | 6130.2522 | 1.1599 | 49644.8286 | 0.89579
Refrigerator retirement | Res Refrigeration | RET | 4 | 1.3333 | 670 | 92.5 | 670 | 92.5 | 175.322 | 218.5141 | 163.3448 | 0 | 381.8588 | 222.3567 | 0 | 222.3567 | 57% | 0.84457 | 0.5823 | 0.9134 | 0.22835 | 6.3162 | Refrigerator retirement | 1651 | 99.8104 | 690.2269 | 299.4311 | 2070.6806 | 2760.9074 | 367110.9915 | 434672.4977 | -67561.5061 | 0.84457 | 630448.9146 | 0.5823
Business Energy Rebates | [22 empty] | Business Energy Rebates Total
Measure Name | Technology Type | Decision Type | Measure Life | Remaining Useful Life | Gross Annual Energy Savings per Unit at Meter (kWh) Pre-RUL | Gross Peak Demand Savings per Unit at Meter (Watts) Pre-RUL | Gross Annual Energy Savings per Unit at Meter (kWh) Post-RUL | Gross Peak Demand Savings per Unit at Meter (Watts) Post-RUL | Gross Per Unit One-Time Incremental Measure Cost ($) | Per Unit Incentive ($) | Per Unit Program Administrative Cost (inclusive of DI costs) ($) | Per Unit Direct Installation Cost ($) | Per Unit DSM Administrator Cost (Incentive + Administrative) ($) | Per Unit Present Value Avoided Cost Benefits ($) | Per Unit Present Value Non-Energy Benefits ($) | Total Per Unit Present Value Benefits ($) | Net-To-Gross Ratio | Net Total Resource Benefit-Cost Ratio (TRC) | Net Program Administrator Benefit-Cost Ratio (PAC) | Net First-Year Unit Cost / kWh at Generator ($/kWh) | Net Lifetime Unit Cost / kWh at Generator ($/kWh) | Net Unit Cost / Watt at Generator ($/W) | Measure Name | Participation (Units) | Total Peak Demand Savings (kW) | Total First Year Energy Savings (MWh) | Total Cumulative Peak Demand Savings (kW) | Total Cumulative First Year Energy Savings (MWh) | Total Lifetime Energy Savings (MWh) | Total Avoided Cost Benefits ($) | TRC Costs ($) | Total TRC Net Resource Benefits ($) | TRC Ratio | PAC Costs ($) | PAC Ratio
1/2 Size Hot Food Holding Cabinet | BNI Cooking and Laundry | ROB/NEW | 12 | N/A | 1730 | 215 | N/A | N/A | 499.4544 | 225 | 57.8273 | 0 | 282.8273 | 1725.1984 | 0 | 1725.1984 | 71% | 4.1829 | 6.0998 | 0.21667 | 0.018056 | 1.7333 | 1/2 Size Hot Food Holding Cabinet | 2.6343 | 0.42988 | 3.4386 | 1.2679 | 10.1417 | 41.2636 | 4544.7434 | 1086.5031 | 3458.2402 | 4.1829 | 745.0606 | 6.0998
Air-Entraining Air Nozzle | BNI Process | ROB/NEW | 15 | N/A | 13582.8 | 130 | N/A | N/A | 46.524 | 125 | 378.8759 | 0 | 503.8759 | 13928.4375 | 0 | 13928.4375 | 71% | 33.8144 | 27.6426 | 0.049166 | 0.0032777 | 5.107 | Air-Entraining Air Nozzle | 2.6343 | 0.25993 | 26.9978 | 0.76661 | 79.6255 | 404.9673 | 36692.112 | 1085.1018 | 35607.0102 | 33.8144 | 1327.3758 | 27.6426
Case Lighting for Sign Retrofits | BNI Lighting | ROB/NEW | 11.6 | N/A | 2815.56 | 639 | N/A | N/A | 750.6746 | 312.5 | 112.9401 | 0 | 425.4401 | 3616.4105 | 0 | 3616.4105 | 85% | 4.8154 | 8.5004 | 0.16728 | 0.014421 | 0.73276 | Case Lighting for Sign Retrofits | 1359.3147 | 789.2553 | 3457.1196 | 2327.7743 | 10196.1865 | 40102.5875 | 4915839.9215 | 1020863.7287 | 3894976.1928 | 4.8154 | 578306.9959 | 8.5004
Circulation Fan (Agriculture) (24 inches) | BNI Process | ROB/NEW | 15 | N/A | 45.4124 | 16.1956 | N/A | N/A | 207.5598 | 43.75 | 2.2759 | 0 | 46.0259 | 66.7405 | 0 | 66.7405 | 71% | 0.446 | 1.4501 | 1.3433 | 0.08955 | 3.7445 | Circulation Fan (Agriculture) (24 inches) | 7.8602 | 0.09662 | 0.26933 | 0.28496 | 0.79433 | 4.0399 | 524.5929 | 1176.2247 | -651.6318 | 0.446 | 361.772 | 1.4501
Cold Climate Air-Source Central Heat Pump (24kBTU/hr) (Commercial) | BNI HVAC | ROB/NEW | 18 | N/A | 9045.1083 | 3511 | N/A | N/A | 7162.1968 | 1500 | 513.981 | 0 | 2013.981 | 16306.5249 | 0 | 16306.5249 | 75% | 2.7706 | 8.0967 | 0.27936 | 0.01552 | 0.7155 | Cold Climate Air-Source Central Heat Pump (24kBTU/hr) (Commercial) | 12.833 | 36.1241 | 92.5151 | 106.5418 | 272.8575 | 1665.2716 | 209260.9839 | 75530.0374 | 133730.9465 | 2.7706 | 25845.3379 | 8.0967
Cold Climate Air-Source Central Heat Pump (48kBTU/hr) (Commercial) | BNI HVAC | ROB/NEW | 18 | N/A | 18090.2166 | 7022 | N/A | N/A | 14324.3937 | 3000 | 1027.962 | 0 | 4027.962 | 32613.0499 | 0 | 32613.0499 | 75% | 2.7706 | 8.0967 | 0.27936 | 0.01552 | 0.7155 | Cold Climate Air-Source Central Heat Pump (48kBTU/hr) (Commercial) | 12.833 | 72.2481 | 185.0302 | 213.0836 | 545.715 | 3330.5431 | 418521.9679 | 151060.0749 | 267461.893 | 2.7706 | 51690.6759 | 8.0967
Cold Climate Air-Source Ductless Heat Pump (24kBTU/hr) (Commercial) | BNI HVAC | ROB/NEW | 18 | N/A | 9688.757 | 3510.8929 | N/A | N/A | 7162.1968 | 1000 | 508.5204 | 0 | 1508.5204 | 17075.1634 | 0 | 17075.1634 | 75% | 2.9039 | 11.3191 | 0.19535 | 0.010853 | 0.53594 | Cold Climate Air-Source Ductless Heat Pump (24kBTU/hr) (Commercial) | 51.3318 | 144.4919 | 396.3938 | 426.1542 | 1169.0961 | 7135.0882 | 876499.5643 | 301839.8453 | 574659.719 | 2.9039 | 77435.127 | 11.3191
Cold Climate Air-Source Ductless Heat Pump (24kBTU/hr) (Multi-Family) | BNI HVAC | ROB/NEW | 18 | N/A | 9688.757 | 3510.8929 | N/A | N/A | 7162.1968 | 1000 | 508.5204 | 0 | 1508.5204 | 17075.1634 | 0 | 17075.1634 | 75% | 2.9039 | 11.3191 | 0.19535 | 0.010853 | 0.53594 | Cold Climate Air-Source Ductless Heat Pump (24kBTU/hr) (Multi-Family) | 44.9154 | 126.4304 | 346.8446 | 372.8849 | 1022.9591 | 6243.2022 | 766937.1188 | 264109.8647 | 502827.2541 | 2.9039 | 67755.7361 | 11.3191
Cold Climate Air-Source Ductless Heat Pump (48kBTU/hr) (Commercial) | BNI HVAC | ROB/NEW | 18 | N/A | 20911.358 | 6381 | N/A | N/A | 14324.3937 | 2000 | 1039.1726 | 0 | 3039.1726 | 34978.1594 | 0 | 34978.1594 | 75% | 2.9687 | 11.5091 | 0.18235 | 0.01013 | 0.59409 | Cold Climate Air-Source Ductless Heat Pump (48kBTU/hr) (Commercial) | 51.3318 | 262.612 | 855.5414 | 774.5294 | 2523.2738 | 15399.7447 | 1795493.2991 | 604815.762 | 1190677.537 | 2.9687 | 156006.3254 | 11.5091
Cold Climate Air-Source Ductless Heat Pump (48kBTU/hr) (Multi-Family) | BNI HVAC | ROB/NEW | 18 | N/A | 20911.358 | 6381 | N/A | N/A | 14324.3937 | 2000 | 1039.1726 | 0 | 3039.1726 | 34978.1594 | 0 | 34978.1594 | 75% | 2.9687 | 11.5091 | 0.18235 | 0.01013 | 0.59409 | Cold Climate Air-Source Ductless Heat Pump (48kBTU/hr) (Multi-Family) | 44.9154 | 229.7855 | 748.5987 | 677.7132 | 2207.8646 | 13474.7766 | 1571056.6367 | 529213.7918 | 1041842.8449 | 2.9687 | 136505.5347 | 11.5091
Cold Climate Air-Source Multi-Zone Heat Pump (24kBTU/hr) (Commercial) | BNI HVAC | ROB/NEW | 18 | N/A | 9688.757 | 3323.2116 | N/A | N/A | 7162.1968 | 1000 | 500.6565 | 0 | 1500.6565 | 16781.0209 | 0 | 16781.0209 | 75% | 2.8577 | 11.1825 | 0.19433 | 0.010796 | 0.56326 | Cold Climate Air-Source Multi-Zone Heat Pump (24kBTU/hr) (Commercial) | 15.3996 | 41.0303 | 118.9181 | 121.012 | 350.7288 | 2140.5265 | 258420.2067 | 90430.8542 | 167989.3525 | 2.8577 | 23109.4387 | 11.1825
Cold Climate Air-Source Multi-Zone Heat Pump (24kBTU/hr) (Multi-Family) | BNI HVAC | ROB/NEW | 18 | N/A | 9688.757 | 3510.8929 | N/A | N/A | 7162.1968 | 1000 | 508.5204 | 0 | 1508.5204 | 17075.1634 | 0 | 17075.1634 | 75% | 2.9039 | 11.3191 | 0.19535 | 0.010853 | 0.53594 | Cold Climate Air-Source Multi-Zone Heat Pump (24kBTU/hr) (Multi-Family) | 15.3996 | 43.3476 | 118.9181 | 127.8463 | 350.7288 | 2140.5265 | 262949.8693 | 90551.9536 | 172397.9157 | 2.9039 | 23230.5381 | 11.3191
Cold Climate Air-Source Multi-Zone Heat Pump (48kBTU/hr) (Commercial) | BNI HVAC | ROB/NEW | 18 | N/A | 20911.358 | 6380.5662 | N/A | N/A | 14324.3937 | 2000 | 1039.1545 | 0 | 3039.1545 | 34977.4795 | 0 | 34977.4795 | 75% | 2.9686 | 11.509 | 0.18235 | 0.01013 | 0.59412 | Cold Climate Air-Source Multi-Zone Heat Pump (48kBTU/hr) (Commercial) | 15.3996 | 78.7782 | 256.6624 | 232.343 | 756.9821 | 4619.9234 | 538637.5195 | 181444.4487 | 357193.0708 | 2.9686 | 46801.6177 | 11.509
Cold Climate Air-Source Multi-Zone Heat Pump (48kBTU/hr) (Multi-Family) | BNI HVAC | ROB/NEW | 18 | N/A | 20911.358 | 6381 | N/A | N/A | 14324.3937 | 2000 | 1039.1726 | 0 | 3039.1726 | 34978.1594 | 0 | 34978.1594 | 75% | 2.9687 | 11.5091 | 0.18235 | 0.01013 | 0.59409 | Cold Climate Air-Source Multi-Zone Heat Pump (48kBTU/hr) (Multi-Family) | 15.3996 | 78.7836 | 256.6624 | 232.3588 | 756.9821 | 4619.9234 | 538647.9897 | 181444.7286 | 357203.2611 | 2.9687 | 46801.8976 | 11.5091
Cold Climate Air-Source Single Package Heat Pump (24kBTU/hr) (Commercial) | BNI HVAC | ROB/NEW | 18 | N/A | 7569.6226 | 3089.5858 | N/A | N/A | 7162.1968 | 1250 | 436.2016 | 0 | 1686.2016 | 13883.6719 | 0 | 13883.6719 | 75% | 2.3905 | 8.2337 | 0.27949 | 0.015527 | 0.68076 | Cold Climate Air-Source Single Package Heat Pump (24kBTU/hr) (Commercial) | 12.833 | 31.7882 | 77.4235 | 93.7539 | 228.3476 | 1393.6237 | 178168.6072 | 74531.8976 | 103636.7096 | 2.3905 | 21638.9581 | 8.2337
Cold Climate Air-Source Single Package Heat Pump (48kBTU/hr) (Commercial) | BNI HVAC | ROB/NEW | 18 | N/A | 15139.2453 | 6179.1716 | N/A | N/A | 14324.3937 | 2500 | 872.4032 | 0 | 3372.4032 | 27767.3437 | 0 | 27767.3437 | 75% | 2.3905 | 8.2337 | 0.27949 | 0.015527 | 0.68076 | Cold Climate Air-Source Single Package Heat Pump (48kBTU/hr) (Commercial) | 12.833 | 63.5764 | 154.8471 | 187.5078 | 456.6951 | 2787.2474 | 356337.2144 | 149063.7952 | 207273.4191 | 2.3905 | 43277.9161 | 8.2337
Cycling Refrigerated Air Dryer - 50 CFM | BNI Process | ROB/NEW | 10 | N/A | 585.86 | 110 | N/A | N/A | 720.9972 | 62.5 | 17.5754 | 0 | 80.0754 | 535.7871 | 0 | 535.7871 | 71% | 1.0119 | 6.691 | 0.18115 | 0.018115 | 0.95916 | Cycling Refrigerated Air Dryer - 50 CFM | 2.6343 | 0.21994 | 1.1645 | 0.64867 | 3.4344 | 11.6448 | 1411.4404 | 1394.8344 | 16.6059 | 1.0119 | 210.9451 | 6.691
Dairy Scroll Compressor | BNI Process | ROB/NEW | 15 | N/A | 23623.923 | 6796 | N/A | N/A | 1066.6498 | 937.5 | 921.2281 | 0 | 1858.7281 | 32633.8964 | 0 | 32633.8964 | 71% | 19.4417 | 17.5571 | 0.10428 | 0.0069519 | 0.36037 | Dairy Scroll Compressor | 6.4165 | 33.0968 | 114.3715 | 97.6134 | 337.3194 | 1715.5728 | 209394.7455 | 10770.3791 | 198624.3664 | 19.4417 | 11926.4917 | 17.5571
Daylighting Controls - Ceiling Mounted | BNI Lighting | ROB/NEW | 10 | N/A | 436.149 | 95.97 | N/A | N/A | 154.7289 | 37.5 | 15.1127 | 0 | 52.6127 | 492.3164 | 0 | 492.3164 | 85% | 3.3575 | 9.3574 | 0.13354 | 0.013354 | 0.60336 | Daylighting Controls - Ceiling Mounted | 25.6659 | 2.2381 | 10.1116 | 6.601 | 29.8225 | 101.1163 | 12635.7545 | 3763.4526 | 8872.302 | 3.3575 | 1350.3536 | 9.3574
Daylighting Controls - Switch-Mounted | BNI Lighting | ROB/NEW | 10 | N/A | 90.9682 | 20.0166 | N/A | N/A | 154.7289 | 12.5 | 0.65025 | 0 | 13.1502 | 102.6831 | 0 | 102.6831 | 85% | 0.7769 | 7.8085 | 0.16004 | 0.016004 | 0.72305 | Daylighting Controls - Switch-Mounted | 2.6343 | 0.047913 | 0.21647 | 0.14131 | 0.63843 | 2.1647 | 270.5014 | 348.179 | -77.6777 | 0.7769 | 34.6421 | 7.8085
Door Heater Controls | BNI Refrigeration | ROB/NEW | 12 | N/A | 5170.5024 | 590.24 | N/A | N/A | 1751.9569 | 100 | 141.5855 | 0 | 241.5855 | 5101.3542 | 0 | 5101.3542 | 71% | 3.682 | 21.1161 | 0.061925 | 0.0051605 | 0.5393 | Door Heater Controls | 83.4142 | 37.3684 | 325.4183 | 110.2118 | 959.766 | 3905.0196 | 425525.5877 | 115568.3358 | 309957.2518 | 3.682 | 20151.6688 | 21.1161
Double Heat Pad (Agriculture) | BNI Process | ROB/NEW | 10 | N/A | 1311 | 190 | N/A | N/A | 327.726 | 150 | 38.5391 | 0 | 188.5391 | 1149.6673 | 0 | 1149.6673 | 71% | 4.2388 | 6.0978 | 0.1906 | 0.01906 | 1.3075 | Double Heat Pad (Agriculture) | 2.6343 | 0.37989 | 2.6058 | 1.1204 | 7.6854 | 26.0581 | 3028.604 | 714.4952 | 2314.1088 | 4.2388 | 496.6743 | 6.0978
Dual Enthalpy Economizer Controls | BNI HVAC | RET | 10 | 3.3333 | 3221.359 | 726 | 2577 | 580 | 1315.9291 | 312.5 | 91.7137 | 0 | 404.2137 | 2822.4478 | 0 | 2822.4478 | 75% | 2.6166 | 6.9826 | 0.15743 | 0.018166 | 0.69448 | Dual Enthalpy Economizer Controls | 2.6343 | 1.5334 | 6.7637 | 4.5224 | 19.9482 | 58.6171 | 7435.2613 | 2841.5487 | 4593.7125 | 2.6166 | 1064.8326 | 6.9826
EC Motor for Refrigeration Applications - Large | BNI Refrigeration | RET | 15 | 5 | 1708.2 | 119.6 | 1047.696 | 119.6 | 382.256 | 225 | 51.866 | 0 | 276.866 | 1502.2214 | 0 | 1502.2214 | 71% | 4.647 | 5.4258 | 0.21481 | 0.019295 | 3.0502 | EC Motor for Refrigeration Applications - Large | 57.7483 | 5.2421 | 74.4298 | 15.4607 | 219.5182 | 828.6523 | 86750.7647 | 18668.1704 | 68082.5943 | 4.647 | 15988.5481 | 5.4258
EC Motor for Refrigeration Applications - Small | BNI Refrigeration | RET | 15 | 5 | 342 | 341.64 | 341.64 | 39 | 185.9874 | 75 | 17.9355 | 0 | 92.9355 | 524.936 | 0 | 524.936 | 71% | 3.4999 | 5.6484 | 0.36015 | 0.024027 | 0.35843 | EC Motor for Refrigeration Applications - Small | 429.9042 | 111.4747 | 110.9345 | 328.7758 | 327.1826 | 1662.8504 | 225672.1652 | 64479.8654 | 161192.2997 | 3.4999 | 39953.3742 | 5.6484
Electric Combination Oven | BNI Cooking and Laundry | ROB/NEW | 12 | N/A | 6368 | 1454 | N/A | N/A | 2191.8315 | 1250 | 253.3468 | 0 | 1503.3468 | 7044.0806 | 0 | 7044.0806 | 71% | 3.8927 | 4.6856 | 0.31289 | 0.026074 | 1.3623 | Electric Combination Oven | 11.5911 | 12.7916 | 55.6923 | 32.6191 | 142.018 | 668.3075 | 81648.3294 | 20974.5616 | 60673.7679 | 3.8927 | 17425.3762 | 4.6856
Electric Combination Oven with Gas | BNI Cooking and Laundry | RET | 12 | 4 | 18282 | 2838 | 18282 | 2838 | 15438.2979 | 2500 | 130.05 | 0 | 2630.05 | 9561.7517 | 0 | 9561.7517 | 71% | 0.8621 | 3.6356 | 0.19067 | 0.015889 | 1.2211 | Electric Combination Oven with Gas | 5.2687 | 11.3488 | 72.6763 | 33.4713 | 214.3465 | 872.1161 | 50377.6342 | 58435.9985 | -8058.3643 | 0.8621 | 13856.8435 | 3.6356
Electric Convection Oven | BNI Cooking and Laundry | ROB/NEW | 12 | N/A | 1937 | 301 | N/A | N/A | 1310.904 | 500 | 79.3387 | 0 | 579.3387 | 1994.7324 | 0 | 1994.7324 | 71% | 1.9748 | 3.4431 | 0.3964 | 0.033033 | 2.536 | Electric Convection Oven | 11.5911 | 2.648 | 16.9403 | 6.7526 | 43.1986 | 203.2839 | 23121.0543 | 11707.8995 | 11413.1548 | 1.9748 | 6715.1469 | 3.4431
Electric Fryer Replacement with Gas | BNI Cooking and Laundry | RET | 12 | 4 | 17439 | 2707 | 18189 | 2824 | 2005.854 | 625 | 211.5092 | 0 | 836.5092 | 6695.2816 | 0 | 6695.2816 | 71% | 4.0933 | 8.0038 | 0.063574 | 0.0051502 | 0.40716 | Electric Fryer Replacement with Gas | 2.6343 | 5.4125 | 34.6626 | 15.9631 | 102.2314 | 427.8769 | 17637.5865 | 4308.8843 | 13328.7022 | 4.0933 | 2203.6421 | 8.0038
Electric Griddle Replacement with Gas | BNI Cooking and Laundry | RET | 12 | 4 | 15815 | 2455 | 15815 | 2455 | 4352.2013 | 2500 | 243.0831 | 0 | 2743.0831 | 4227.947 | 0 | 4227.947 | 71% | 1.2685 | 1.5413 | 0.22988 | 0.019157 | 1.4722 | Electric Griddle Replacement with Gas | 2.6343 | 4.9086 | 31.4346 | 14.4771 | 92.7111 | 377.2157 | 11137.811 | 8780.6093 | 2357.2017 | 1.2685 | 7226.1884 | 1.5413
Electric Steam Cooker | BNI Cooking and Laundry | ROB/NEW | 12 | N/A | 9967 | 1547 | N/A | N/A | 3264.151 | 1125 | 332.921 | 0 | 1457.921 | 10263.7363 | 0 | 10263.7363 | 71% | 3.8724 | 7.04 | 0.19387 | 0.016155 | 1.2417 | Electric Steam Cooker | 5.7955 | 6.8049 | 43.5839 | 17.3527 | 111.1411 | 523.0073 | 59483.7688 | 15360.862 | 44122.9068 | 3.8724 | 8449.4217 | 7.04
Electric Steam Cooker Replacement with Gas | BNI Cooking and Laundry | RET | 12 | 4 | 17599 | 2732 | 17599 | 2732 | 11949.9096 | 2250 | 117.045 | 0 | 2367.045 | 2697.4312 | 0 | 2697.4312 | 71% | 0.3136 | 1.1396 | 0.17826 | 0.014855 | 1.1416 | Electric Steam Cooker Replacement with Gas | 2.6343 | 5.4624 | 34.9806 | 16.1106 | 103.1694 | 419.7673 | 7105.926 | 22659.1458 | -15553.2198 | 0.3136 | 6235.5796 | 1.1396
Electric to Natural Gas - Water Heater (60 gal) | BNI Domestic Hot Water (DHW) | ROB/NEW | 15 | N/A | 10793.8041 | 2957.5012 | N/A | N/A | 1934.4573 | 875 | 287.7971 | 0 | 1162.7971 | 9062.3448 | 0 | 9062.3448 | 71% | 5.4551 | 7.7936 | 0.14278 | 0.0095185 | 0.51804 | Electric to Natural Gas - Water Heater (60 gal) | 2.6343 | 5.9133 | 21.4543 | 17.4403 | 63.2757 | 321.8141 | 23873.214 | 4376.3132 | 19496.9009 | 5.4551 | 3063.1922 | 7.7936
Electric to Natural Gas - Water Heater (80 gal) | BNI Domestic Hot Water (DHW) | ROB/NEW | 15 | N/A | 15058.023 | 4125.8975 | N/A | N/A | 1934.4573 | 1000 | 402.2142 | 0 | 1402.2142 | 13098.8359 | 0 | 13098.8359 | 71% | 7.3768 | 9.3415 | 0.12342 | 0.0082279 | 0.4478 | Electric to Natural Gas - Water Heater (80 gal) | 2.6343 | 8.2494 | 29.93 | 24.3303 | 88.2736 | 448.9506 | 34506.667 | 4677.7257 | 29828.9413 | 7.3768 | 3693.8961 | 9.3415
ENERGY STAR Electric Griddle | BNI Cooking and Laundry | ROB/NEW | 12 | N/A | 1909 | 296.3744 | N/A | N/A | 0 | 562.5 | 81.8114 | 0 | 644.3114 | 1965.6105 | 0 | 1965.6105 | 71% | 24.0261 | 3.0507 | 0.44732 | 0.037277 | 2.8644 | ENERGY STAR Electric Griddle | 2.6343 | 0.59258 | 3.7944 | 1.7477 | 11.191 | 45.533 | 5178.0682 | 215.5182 | 4962.55 | 24.0261 | 1697.3293 | 3.0507
ENERGY STAR Pool Pump | BNI Process | RET | 10 | 5 | 2078 | 0 | 3847 | 0 | 405.929 | 437.5 | 79.2738 | 0 | 516.7738 | 2113.9172 | 0 | 2113.9172 | 71% | 5.7524 | 4.0906 | 0.3296 | 0.023119 | N/A | ENERGY STAR Pool Pump | 2.6343 | 0 | 4.1303 | 0 | 12.1817 | 58.8841 | 5568.7573 | 968.0729 | 4600.6844 | 5.7524 | 1361.3532 | 4.0906
ENERGY STAR Uninteruptible Power Supplies (UPS) | BNI Process | ROB/NEW | 10 | N/A | 142.364 | 54 | N/A | N/A | 44217 | 1250 | 65.025 | 0 | 1315.025 | 154.1307 | 0 | 154.1307 | 71% | 0.0048994 | 0.11721 | 12.2424 | 1.2242 | 32.0867 | ENERGY STAR Uninteruptible Power Supplies (UPS) | 2.6343 | 0.10797 | 0.28297 | 0.31844 | 0.83457 | 2.8297 | 406.0312 | 82873.6632 | -82467.632 | 0.0048994 | 3464.2109 | 0.11721
ENERGY STAR Washing Machine | BNI Cooking and Laundry | ROB/NEW | 11 | N/A | 938.571 | 243 | N/A | N/A | 162.5521 | 312.5 | 42.8165 | 0 | 355.3165 | 993.4708 | 0 | 993.4708 | 71% | 6.2787 | 2.796 | 0.50174 | 0.045613 | 1.9266 | ENERGY STAR Washing Machine | 7.903 | 1.4576 | 5.5966 | 4.2989 | 16.5064 | 61.5631 | 7851.3925 | 1250.4782 | 6600.9143 | 6.2787 | 2808.0632 | 2.796
Evaporator Fan Motor Controls | BNI Refrigeration | ROB/NEW | 10 | N/A | 3339.75 | 302 | N/A | N/A | 1707.5253 | 625 | 106.5411 | 0 | 731.5411 | 2769.0005 | 0 | 2769.0005 | 71% | 2.0995 | 3.7852 | 0.29031 | 0.029031 | 3.1917 | Evaporator Fan Motor Controls | 2.6343 | 0.60383 | 6.6382 | 1.7809 | 19.5784 | 66.3825 | 7294.4633 | 3474.3768 | 3820.0865 | 2.0995 | 1927.1212 | 3.7852
Flood Luminaire (10000 lumen) | BNI Lighting | ROB/NEW | 17 | N/A | 874.9488 | 195.7648 | N/A | N/A | 291.414 | 87.5 | 36.6338 | 0 | 124.1338 | 1200.0118 | 0 | 1200.0118 | 69% | 5.0482 | 9.6671 | 0.19349 | 0.011381 | 0.85971 | Flood Luminaire (10000 lumen) | 1561.7712 | 225.5168 | 1001.9818 | 665.1233 | 2955.175 | 17033.6906 | 1874143.9499 | 371247.7183 | 1502896.2316 | 5.0482 | 193868.5623 | 9.6671
Flood Luminaire (25000 lumen) | BNI Lighting | ROB/NEW | 17 | N/A | 1541.322 | 344.862 | N/A | N/A | 368.3495 | 187.5 | 66.2699 | 0 | 253.7699 | 2113.9575 | 0 | 2113.9575 | 69% | 6.5972 | 8.3302 | 0.22454 | 0.013208 | 0.99768 | Flood Luminaire (25000 lumen) | 877.7745 | 223.2827 | 992.0558 | 658.5344 | 2925.8999 | 16864.9484 | 1855577.9634 | 281266.1699 | 1574311.7935 | 6.5972 | 222752.735 | 8.3302
Flood Luminaire (4000 lumen) | BNI Lighting | ROB/NEW | 17 | N/A | 249.222 | 55.762 | N/A | N/A | 368.3495 | 37.5 | 11.0891 | 0 | 48.5891 | 341.8135 | 0 | 341.8135 | 69% | 1.2886 | 7.0348 | 0.26588 | 0.01564 | 1.1814 | Flood Luminaire (4000 lumen) | 1411.6256 | 58.061 | 257.9679 | 171.2411 | 760.8325 | 4385.4544 | 482512.745 | 374433.9459 | 108078.7991 | 1.2886 | 68589.5509 | 7.0348
Flood Luminaire (48000 lumen) | BNI Lighting | ROB/NEW | 17.1 | N/A | 2728.1268 | 622.86 | N/A | N/A | 1835.6589 | 312.5 | 117.1153 | 0 | 429.6153 | 3772.5806 | 0 | 3772.5806 | 69% | 2.7264 | 8.7813 | 0.21476 | 0.012559 | 0.93516 | Flood Luminaire (48000 lumen) | 222.0102 | 101.9977 | 444.1169 | 300.8247 | 1309.8472 | 7594.3985 | 837551.407 | 307199.9459 | 530351.461 | 2.7264 | 95378.9787 | 8.7813
Flood Luminaire (60000 lumen) | BNI Lighting | ROB/NEW | 17.1 | N/A | 4548.9366 | 1038.57 | N/A | N/A | 1869.6987 | 500 | 194.1845 | 0 | 694.1845 | 6290.481 | 0 | 6290.481 | 69% | 4.2381 | 9.0617 | 0.20812 | 0.012171 | 0.90622 | Flood Luminaire (60000 lumen) | 52.6151 | 40.3063 | 175.5013 | 118.8767 | 517.6113 | 3001.0724 | 330974.5178 | 78095.4148 | 252879.103 | 4.2381 | 36524.6118 | 9.0617
Flood Luminaire (800 lumen) | BNI Lighting | ROB/NEW | 17 | N/A | 128.6844 | 28.7924 | N/A | N/A | 368.3495 | 25 | 1.3005 | 0 | 26.3005 | 176.4935 | 0 | 176.4935 | 69% | 0.69088 | 6.7107 | 0.27873 | 0.016396 | 1.2385 | Flood Luminaire (800 lumen) | 3.8499 | 0.081762 | 0.36327 | 0.24114 | 1.0714 | 6.1757 | 679.4803 | 983.4987 | -304.0183 | 0.69088 | 101.254 | 6.7107
Four Pin Replacement Lamps for CFLs | BNI Lighting | ROB/NEW | 12 | N/A | 27.3583 | 5.9118 | N/A | N/A | 22.5475 | 6.25 | 1.2825 | 0 | 7.5325 | 35.8104 | 0 | 35.8104 | 85% | 1.7513 | 4.7541 | 0.3048 | 0.0254 | 1.4023 | Four Pin Replacement Lamps for CFLs | 1539.9552 | 8.2722 | 38.0563 | 24.3974 | 112.2407 | 456.6762 | 55146.4035 | 31488.8867 | 23657.5167 | 1.7513 | 11599.7238 | 4.7541
Full-Size Hot Food Holding Cabinet | BNI Cooking and Laundry | ROB/NEW | 12 | N/A | 4832 | 87 | N/A | N/A | 1210.5886 | 750 | 153.4648 | 0 | 903.4648 | 4280.9365 | 0 | 4280.9365 | 71% | 4.2261 | 4.7384 | 0.24781 | 0.020651 | 13.6829 | Full-Size Hot Food Holding Cabinet | 2.6343 | 0.17395 | 9.6043 | 0.51304 | 28.3263 | 115.2517 | 11277.403 | 2668.5316 | 8608.8714 | 4.2261 | 2380.0252 | 4.7384
Glass Door Freezer (compact - 12 cu ft) | BNI Cooking and Laundry | ROB/NEW | 12 | N/A | 1741 | 135 | N/A | N/A | 0 | 300 | 59.7444 | 0 | 359.7444 | 1650.9752 | 0 | 1650.9752 | 71% | 27.634 | 4.5893 | 0.27386 | 0.022822 | 3.5111 | Glass Door Freezer (compact - 12 cu ft) | 5.1332 | 0.52596 | 6.743 | 1.5512 | 19.8874 | 80.9163 | 8474.7596 | 306.6791 | 8168.0805 | 27.634 | 1846.6343 | 4.5893
Glass Door Freezer (full size - 38 cu ft) | BNI Cooking and Laundry | ROB/NEW | 12 | N/A | 5001 | 388 | N/A | N/A | 0 | 570 | 156.4444 | 0 | 726.4444 | 4742.6293 | 0 | 4742.6293 | 71% | 30.3151 | 6.5286 | 0.19252 | 0.016043 | 2.4669 | Glass Door Freezer (full size - 38 cu ft) | 5.1332 | 1.5117 | 19.3692 | 4.4584 | 57.1263 | 232.431 | 24344.7889 | 803.0581 | 23541.7307 | 30.3151 | 3728.9731 | 6.5286
Glass Door Refrigerator (compact - 12 cu ft) | BNI Cooking and Laundry | ROB/NEW | 12 | N/A | 916 | 710 | N/A | N/A | 0 | 105 | 46.5708 | 0 | 151.5708 | 1537.6494 | 0 | 1537.6494 | 71% | 33.0175 | 10.1448 | 0.21931 | 0.018276 | 0.28128 | Glass Door Refrigerator (compact - 12 cu ft) | 7.6998 | 4.1493 | 5.3216 | 12.2376 | 15.6952 | 63.8593 | 11839.5557 | 358.5846 | 11480.9711 | 33.0175 | 1167.0611 | 10.1448
Glass Door Refrigerator (full size - 38 cu ft) | BNI Cooking and Laundry | ROB/NEW | 12 | N/A | 949 | 108 | N/A | N/A | 0 | 142.5 | 32.4355 | 0 | 174.9355 | 935.9595 | 0 | 935.9595 | 71% | 28.856 | 5.3503 | 0.24431 | 0.020359 | 2.1342 | Glass Door Refrigerator (full size - 38 cu ft) | 51.3318 | 4.2077 | 36.7555 | 12.4099 | 108.404 | 441.0657 | 48044.5214 | 1664.9739 | 46379.5475 | 28.856 | 8979.7612 | 5.3503
Ground Source Heat Pump (60kBTU/hr) (closed loop) | BNI HVAC | ROB/NEW | 25 | N/A | 29037.099 | 54081 | N/A | N/A | 12210.6026 | 3750 | 4133.4395 | 0 | 7883.4395 | 147312.5145 | 0 | 147312.5145 | 75% | 11.0833 | 18.6863 | 0.34064 | 0.013625 | 0.18182 | Ground Source Heat Pump (60kBTU/hr) (closed loop) | 7.903 | 342.6693 | 182.9013 | 1010.645 | 539.4362 | 4572.5319 | 1164209.6861 | 105041.7659 | 1059167.9202 | 11.0833 | 62302.7627 | 18.6863
Heat Pump Clothes Dryer | BNI Cooking and Laundry | ROB/NEW | 11 | N/A | 1956.225 | 1489 | N/A | N/A | 693.4682 | 375 | 100.0417 | 0 | 475.0417 | 3012.3416 | 0 | 3012.3416 | 71% | 5.0849 | 6.3412 | 0.32184 | 0.029258 | 0.42036 | Heat Pump Clothes Dryer | 2.6343 | 2.9772 | 3.8883 | 8.7806 | 11.4678 | 42.7711 | 7935.5043 | 1560.5885 | 6374.9158 | 5.0849 | 1251.4171 | 6.3412
Heat Pump Water Heater (40 gal) | BNI Domestic Hot Water (DHW) | ROB/NEW | 10 | N/A | 4925.501 | 1214.6285 | N/A | N/A | 1053.0201 | 750 | 166.243 | 0 | 916.243 | 4758.8975 | 0 | 4758.8975 | 71% | 5.2073 | 5.1939 | 0.24654 | 0.024654 | 0.99392 | Heat Pump Water Heater (40 gal) | 5.2687 | 4.8571 | 19.5803 | 14.3253 | 57.7488 | 195.8032 | 25073.0207 | 4814.9625 | 20258.0582 | 5.2073 | 4827.3742 | 5.1939
Heat Pump Water Heater (60 gal) | BNI Domestic Hot Water (DHW) | ROB/NEW | 10 | N/A | 7541.271 | 1859.6774 | N/A | N/A | 1157.0601 | 875 | 240.312 | 0 | 1115.312 | 7286.1899 | 0 | 7286.1899 | 71% | 6.862 | 6.5329 | 0.19601 | 0.019601 | 0.79021 | Heat Pump Water Heater (60 gal) | 5.2687 | 7.4366 | 29.9788 | 21.933 | 88.4173 | 299.7878 | 38388.4693 | 5594.3949 | 32794.0744 | 6.862 | 5876.2017 | 6.5329
Heat Reclaimer Unit (Agriculture) | BNI Process | ROB/NEW | 15 | N/A | 9800.851 | 2819 | N/A | N/A | 4812.6199 | 1562.5 | 443.2227 | 0 | 2005.7227 | 13538.2343 | 0 | 13538.2343 | 71% | 3.5071 | 6.7498 | 0.27123 | 0.018082 | 0.93748 | Heat Reclaimer Unit (Agriculture) | 3.8499 | 8.2372 | 28.4696 | 24.2942 | 83.9662 | 427.0436 | 52120.6862 | 14861.2716 | 37259.4146 | 3.5071 | 7721.8077 | 6.7498
High Bay Luminaire (15 000 lumen) | BNI Lighting | ROB/NEW | 22.3 | N/A | 255.3125 | 39.1387 | N/A | N/A | 179.5938 | 81.25 | 16.7933 | 0 | 98.0433 | 470.0506 | 0 | 470.0506 | 85% | 2.774 | 4.7943 | 0.42512 | 0.019064 | 2.757 | High Bay Luminaire (15 000 lumen) | 853.3918 | 30.3495 | 196.8114 | 89.5108 | 580.4617 | 4388.8934 | 401137.3106 | 144605.6133 | 256531.6973 | 2.774 | 83669.3641 | 4.7943
High Bay Luminaire (25 000 lumen) | BNI Lighting | ROB/NEW | 22.3 | N/A | 425.5344 | 65.2333 | N/A | N/A | 231.0832 | 125 | 27.4477 | 0 | 152.4477 | 783.4427 | 0 | 783.4427 | 85% | 3.4996 | 5.1391 | 0.3966 | 0.017785 | 2.572 | High Bay Luminaire (25 000 lumen) | 537.701 | 31.8718 | 206.6832 | 94.0006 | 609.577 | 4609.0356 | 421257.9238 | 120374.2731 | 300883.6507 | 3.4996 | 81971.2584 | 5.1391
High Bay Luminaire (35 000 lumen) | BNI Lighting | ROB/NEW | 22.3 | N/A | 595.7155 | 91.3217 | N/A | N/A | 357.0029 | 218.75 | 40.701 | 0 | 259.451 | 1096.7596 | 0 | 1096.7596 | 85% | 3.1868 | 4.2272 | 0.48216 | 0.021621 | 3.1268 | High Bay Luminaire (35 000 lumen) | 32.0824 | 2.6622 | 17.2638 | 7.8516 | 50.9165 | 384.9819 | 35186.6791 | 11041.2673 | 24145.4118 | 3.1868 | 8323.8101 | 4.2272
High Bay Luminaire (60 000 lumen) | BNI Lighting | ROB/NEW | 22.3 | N/A | 1021.25 | 156.555 | N/A | N/A | 757.5933 | 468.75 | 74.6511 | 0 | 543.4011 | 1880.2022 | 0 | 1880.2022 | 85% | 2.6165 | 3.4601 | 0.58906 | 0.026415 | 3.8201 | High Bay Luminaire (60 000 lumen) | 25.6659 | 3.6511 | 23.6766 | 10.7682 | 69.83 | 527.9872 | 48257.1201 | 18443.669 | 29813.451 | 2.6165 | 13946.89 | 3.4601
High Efficiency Circulator Pump 1.5kW | BNI HVAC | ROB/NEW | 15 | N/A | 1974 | 127 | N/A | N/A | 4346.9577 | 500 | 26.01 | 0 | 526.01 | 2223.5164 | 0 | 2223.5164 | 73% | 0.695 | 4.2271 | 0.34349 | 0.022899 | 5.3078 | High Efficiency Circulator Pump 1.5kW | 145.0124 | 14.3717 | 222.068 | 42.387 | 654.9518 | 3331.02 | 322437.5541 | 463936.7475 | -141499.1934 | 0.695 | 76277.9984 | 4.2271
High Efficiency Circulator Pump 100W | BNI HVAC | ROB/NEW | 15 | N/A | 412 | 67.5 | N/A | N/A | 125.3108 | 75 | 17.7507 | 0 | 92.7507 | 518.0229 | 0 | 518.0229 | 73% | 4.7426 | 5.5851 | 0.29019 | 0.019346 | 1.7609 | High Efficiency Circulator Pump 100W | 950.9223 | 50.0898 | 303.9316 | 147.7314 | 896.3945 | 4558.9735 | 492599.5282 | 103866.9451 | 388732.5831 | 4.7426 | 88198.7288 | 5.5851
High Efficiency Circulator Pump 300W | BNI HVAC | ROB/NEW | 15 | N/A | 800 | 95.3 | N/A | N/A | 1048.8689 | 137.5 | 32.7861 | 0 | 170.2861 | 958.8006 | 0 | 958.8006 | 73% | 1.2008 | 5.6305 | 0.27438 | 0.018292 | 2.2899 | High Efficiency Circulator Pump 300W | 30.7991 | 2.2905 | 19.1144 | 6.7555 | 56.3748 | 286.7166 | 29530.2005 | 24591.8626 | 4938.3379 | 1.2008 | 5244.6579 | 5.6305
High Volume Low Speed Fan (Agriculture) (18 foot) | BNI Process | ROB/NEW | 15 | N/A | 10939.008 | 3138 | N/A | N/A | 4605.0601 | 1250 | 468.7118 | 0 | 1718.7118 | 15099.7 | 0 | 15099.7 | 71% | 4.0392 | 8.7855 | 0.20824 | 0.013882 | 0.72166 | High Volume Low Speed Fan (Agriculture) (18 foot) | 11.8545 | 28.234 | 97.843 | 83.2713 | 288.5713 | 1467.6451 | 178999.2224 | 44315.6883 | 134683.5342 | 4.0392 | 20374.4499 | 8.7855
High Volume Low Speed Fan (Agriculture) (24 foot) | BNI Process | ROB/NEW | 15 | N/A | 16086.432 | 4615 | N/A | N/A | 4605.0601 | 2500 | 723.7078 | 0 | 3223.7078 | 22205.4686 | 0 | 22205.4686 | 71% | 5.5607 | 6.8882 | 0.2656 | 0.017707 | 0.92038 | High Volume Low Speed Fan (Agriculture) (24 foot) | 11.8545 | 41.5232 | 143.8837 | 122.4656 | 424.3605 | 2158.2554 | 263234.4758 | 47338.5355 | 215895.9402 | 5.5607 | 38215.408 | 6.8882
Horticultural Lighting - blended lamps and baselines | BNI Lighting | ROB/NEW | 10 | N/A | 2112.6 | 380 | N/A | N/A | 1352.52 | 528.15 | 88.844 | 0 | 616.994 | 2295.5 | 0 | 2295.5 | 85% | 1.8535 | 3.7205 | 0.32332 | 0.032332 | 1.787 | Horticultural Lighting - blended lamps and baselines | 329.2914 | 113.7 | 628.387 | 335.3389 | 1853.3207 | 6283.8702 | 755888.2843 | 407822.7283 | 348065.556 | 1.8535 | 203170.788 | 3.7205
HVAC Hotel Occupancy Sensor | BNI HVAC | ROB/NEW | 8 | N/A | 438 | 90 | N/A | N/A | 152.2105 | 75 | 13.269 | 0 | 88.269 | 350.3877 | 0 | 350.3877 | 75% | 2.7497 | 3.9695 | 0.25285 | 0.031606 | 1.2233 | HVAC Hotel Occupancy Sensor | 340.0734 | 24.5388 | 118.7186 | 72.3732 | 350.1403 | 949.7488 | 119157.5551 | 43334.5117 | 75823.0434 | 2.7497 | 30017.9532 | 3.9695
Ice-Maker with Remote Condensing Unit (1500 lbs per day) | BNI Cooking and Laundry | ROB/NEW | 10 | N/A | 3184 | 247 | N/A | N/A | 1416.5956 | 300 | 85.2221 | 0 | 385.2221 | 2603.9561 | 0 | 2603.9561 | 71% | 2.3867 | 6.7596 | 0.16035 | 0.016035 | 2.0549 | Ice-Maker with Remote Condensing Unit (1500 lbs per day) | 2.6343 | 0.49386 | 6.3287 | 1.4566 | 18.6653 | 63.2867 | 6859.6818 | 2874.0682 | 3985.6137 | 2.3867 | 1014.8025 | 6.7596
Ice-Maker with Remote Condensing Unit (2500 lbs per day) | BNI Cooking and Laundry | ROB/NEW | 10 | N/A | 6304 | 489 | N/A | N/A | 2360.9927 | 562.5 | 167.0934 | 0 | 729.5934 | 5155.5405 | 0 | 5155.5405 | 71% | 2.7968 | 7.0663 | 0.15339 | 0.015339 | 1.9659 | Ice-Maker with Remote Condensing Unit (2500 lbs per day) | 2.6343 | 0.97772 | 12.5301 | 2.8836 | 36.9555 | 125.3013 | 13581.3993 | 4856.1207 | 8725.2786 | 2.7968 | 1921.9903 | 7.0663
Ice-Maker with Remote Condensing Unit (800 lbs per day) | BNI Cooking and Laundry | ROB/NEW | 10 | N/A | 1267 | 98 | N/A | N/A | 755.5177 | 175 | 36.7989 | 0 | 211.7989 | 1035.932 | 0 | 1035.932 | 71% | 1.8072 | 4.8911 | 0.22155 | 0.022155 | 2.8476 | Ice-Maker with Remote Condensing Unit (800 lbs per day) | 2.6343 | 0.19594 | 2.5183 | 0.5779 | 7.4274 | 25.1835 | 2728.9877 | 1510.0417 | 1218.9459 | 1.8072 | 557.9483 | 4.8911
Ice-Making Head (1200lbs per day) | BNI Cooking and Laundry | ROB/NEW | 10 | N/A | 3947 | 306.3881 | N/A | N/A | 1133.2765 | 312.5 | 102.5595 | 0 | 415.0595 | 3228.1308 | 0 | 3228.1308 | 71% | 3.5584 | 7.7775 | 0.13937 | 0.013937 | 1.7849 | Ice-Making Head (1200lbs per day) | 2.6343 | 0.6126 | 7.8452 | 1.8068 | 23.1382 | 78.4524 | 8503.9644 | 2389.8277 | 6114.1367 | 3.5584 | 1093.4042 | 7.7775
Ice-Making Head (400 lbs per day) | BNI Cooking and Laundry | ROB/NEW | 10 | N/A | 882 | 77 | N/A | N/A | 377.7588 | 100 | 24.6877 | 0 | 124.6877 | 728.8512 | 0 | 728.8512 | 71% | 2.4884 | 5.8454 | 0.18736 | 0.018736 | 2.1336 | Ice-Making Head (400 lbs per day) | 5.7955 | 0.3387 | 3.8568 | 0.86371 | 9.8351 | 38.5683 | 4224.0775 | 1697.4894 | 2526.5881 | 2.4884 | 722.6308 | 5.8454
Ice-Making Head (600 lbs per day) | BNI Cooking and Laundry | ROB/NEW | 10 | N/A | 1568 | 122 | N/A | N/A | 566.6383 | 181.25 | 43.7204 | 0 | 224.9704 | 1282.6678 | 0 | 1282.6678 | 71% | 2.8757 | 5.7015 | 0.19016 | 0.019016 | 2.4297 | Ice-Making Head (600 lbs per day) | 2.6343 | 0.24393 | 3.1166 | 0.71943 | 9.192 | 31.1663 | 3378.9713 | 1175.0001 | 2203.9713 | 2.8757 | 592.6466 | 5.7015
Ice-Making Head (900 lbs per day) | BNI Cooking and Laundry | ROB/NEW | 10 | N/A | 2711 | 210 | N/A | N/A | 1274.9361 | 250 | 72.2721 | 0 | 322.2721 | 2216.8554 | 0 | 2216.8554 | 71% | 2.2679 | 6.8788 | 0.15755 | 0.015755 | 2.022 | Ice-Making Head (900 lbs per day) | 2.6343 | 0.41988 | 5.3885 | 1.2384 | 15.8925 | 53.8851 | 5839.9304 | 2574.997 | 3264.9334 | 2.2679 | 848.9713 | 6.8788
Large Capacity Commercial Heat Pump (100 kBTU/hr) | BNI HVAC | ROB/NEW | 15 | N/A | 53704.116 | 0 | N/A | N/A | 10404 | 6250 | 1861.7949 | 0 | 8111.7949 | 57478.3537 | 0 | 57478.3537 | 75% | 5.9472 | 7.0858 | 0.18951 | 0.012634 | N/A | Large Capacity Commercial Heat Pump (100 kBTU/hr) | 44.7836 | 0 | 1916.8969 | 0 | 5653.5614 | 28753.4531 | 2574088.9673 | 432824.5388 | 2141264.4284 | 5.9472 | 363275.5712 | 7.0858
LED Replacement Lamps for HID (10000 lumen) | BNI Lighting | ROB/NEW | 11 | N/A | 172.7305 | 37.3247 | N/A | N/A | 103.7799 | 75 | 9.5109 | 0 | 84.5109 | 209.8184 | 0 | 209.8184 | 85% | 2.1471 | 2.4827 | 0.54164 | 0.04924 | 2.492 | LED Replacement Lamps for HID (10000 lumen) | 50.0523 | 1.6975 | 7.8095 | 5.0066 | 23.0328 | 85.9044 | 10501.8888 | 4891.3024 | 5610.5863 | 2.1471 | 4229.9659 | 2.4827
LED Replacement Lamps for HID (4000 lumen) | BNI Lighting | ROB/NEW | 11 | N/A | 69.1005 | 14.9317 | N/A | N/A | 104.8723 | 25 | 1.3005 | 0 | 26.3005 | 83.9374 | 0 | 83.9374 | 85% | 0.92808 | 3.1915 | 0.42136 | 0.038305 | 1.9386 | LED Replacement Lamps for HID (4000 lumen) | 250.2614 | 3.3955 | 15.6208 | 10.0143 | 46.071 | 171.8293 | 21006.2978 | 22634.137 | -1627.8391 | 0.92808 | 6582.0007 | 3.1915
LED Troffer (1x4) | BNI Lighting | RET | 12 | 7 | 179.9017 | 38.8742 | 179.9017 | 38.8742 | 166.7623 | 31.25 | 7.0324 | 0 | 38.2824 | 202.2362 | 0 | 202.2362 | 73% | 1.5705 | 5.2828 | 0.2743 | 0.022859 | 1.262 | LED Troffer (1x4) | 811.3739 | 24.6141 | 113.2374 | 72.595 | 333.9744 | 1358.8485 | 164089.1478 | 104479.6714 | 59609.4764 | 1.5705 | 31061.3075 | 5.2828
LED Troffer (2x2) | BNI Lighting | RET | 12 | 7 | 143.8384 | 31.0815 | 143.8384 | 31.0815 | 147.4973 | 31.25 | 5.9485 | 0 | 37.1985 | 161.6957 | 0 | 161.6957 | 73% | 1.4231 | 4.3468 | 0.33336 | 0.02778 | 1.5337 | LED Troffer (2x2) | 1865.1062 | 45.2383 | 208.1192 | 133.4226 | 613.8121 | 2497.43 | 301579.7285 | 211916.2034 | 89663.5251 | 1.4231 | 69379.1937 | 4.3468
LED Troffer (4x2) | BNI Lighting | RET | 12 | 6.9667 | 230.0263 | 35.2624 | 230.0263 | 35.2624 | 212.5854 | 31.25 | 8.1231 | 0 | 39.3731 | 243.0356 | 0 | 243.0356 | 73% | 1.4882 | 6.1726 | 0.22064 | 0.018387 | 1.4309 | LED Troffer (4x2) | 3561.6153 | 98.0077 | 635.5623 | 289.0569 | 1874.483 | 7626.7477 | 865599.458 | 581649.0363 | 283950.4218 | 1.4882 | 140231.92 | 6.1726
Linear Ambient Luminaire (10000 lumen) | BNI Lighting | ROB/NEW | 11.6 | N/A | 468.5734 | 101.2522 | N/A | N/A | 226.7864 | 68.75 | 17.2533 | 0 | 86.0033 | 511.5788 | 0 | 511.5788 | 73% | 2.7985 | 5.9484 | 0.23659 | 0.020396 | 1.0885 | Linear Ambient Luminaire (10000 lumen) | 192.3061 | 15.1949 | 69.9044 | 44.8148 | 206.1711 | 810.8907 | 98379.7506 | 35154.9827 | 63224.7679 | 2.7985 | 16538.9655 | 5.9484
Linear Ambient Luminaire (2000 lumen) | BNI Lighting | ROB/NEW | 11.6 | N/A | 50.1984 | 10.8472 | N/A | N/A | 13.109 | 18.75 | 2.4406 | 0 | 21.1906 | 54.8056 | 0 | 54.8056 | 73% | 4.5633 | 2.5863 | 0.54415 | 0.04691 | 2.5035 | Linear Ambient Luminaire (2000 lumen) | 60.5896 | 0.51288 | 2.3595 | 1.5127 | 6.959 | 27.3703 | 3320.6468 | 727.6926 | 2592.9543 | 4.5633 | 1283.9294 | 2.5863
Linear Ambient Luminaire (4000 lumen) | BNI Lighting | ROB/NEW | 11.6 | N/A | 96.2515 | 20.7986 | N/A | N/A | 68.167 | 31.25 | 4.4351 | 0 | 35.6851 | 105.0855 | 0 | 105.0855 | 73% | 1.939 | 2.9448 | 0.47791 | 0.041199 | 2.1987 | Linear Ambient Luminaire (4000 lumen) | 1048.4637 | 17.0172 | 78.2879 | 50.1894 | 230.8968 | 908.1396 | 110178.2819 | 56823.559 | 53354.7229 | 1.939 | 37414.4879 | 2.9448
Linear Ambient Luminaire (8000 lumen) | BNI Lighting | ROB/NEW | 11.6 | N/A | 175.9223 | 38.0144 | N/A | N/A | 226.7864 | 50 | 7.7359 | 0 | 57.7359 | 192.0683 | 0 | 192.0683 | 73% | 1.1084 | 3.3267 | 0.42305 | 0.03647 | 1.9463 | Linear Ambient Luminaire (8000 lumen) | 592.7244 | 17.5833 | 80.8923 | 51.859 | 238.5781 | 938.3508 | 113843.5951 | 102713.1971 | 11130.398 | 1.1084 | 34221.4789 | 3.3267
Linear Replacement Lamp (2 foot) | BNI Lighting | ROB/NEW | 11.6 | N/A | 37.3068 | 8.0615 | N/A | N/A | 13.2008 | 2 | 1.1781 | 0 | 3.1781 | 40.1728 | 0 | 40.1728 | 72% | 3.7606 | 12.6407 | 0.11133 | 0.0095978 | 0.51222 | Linear Replacement Lamp (2 foot) | 3819.7797 | 23.7008 | 109.0359 | 69.9015 | 321.5828 | 1264.8164 | 153451.4005 | 40805.2912 | 112646.1093 | 3.7606 | 12139.4554 | 12.6407
Linear Replacement Lamp (4 foot) | BNI Lighting | ROB/NEW | 11.6 | N/A | 49.6736 | 7.6148 | N/A | N/A | 9.0059 | 4 | 1.5524 | 0 | 5.5524 | 50.2837 | 0 | 50.2837 | 72% | 6.2568 | 9.0562 | 0.14609 | 0.012594 | 0.9474 | Linear Replacement Lamp (4 foot) | 165035.5565 | 967.2711 | 6272.5818 | 2852.8018 | 18499.9136 | 72761.9491 | 8298593.138 | 1326334.205 | 6972258.933 | 6.2568 | 916343.7086 | 9.0562
Low-bay Luminaire (10,000 lumen) | BNI Lighting | ROB/NEW | 11.6 | N/A | 468.5734 | 101.2522 | N/A | N/A | 173.0393 | 62.5 | 16.9282 | 0 | 79.4282 | 511.5788 | 0 | 511.5788 | 73% | 3.5713 | 6.4408 | 0.21851 | 0.018837 | 1.0053 | Low-bay Luminaire (10,000 lumen) | 2.6343 | 0.20815 | 0.95759 | 0.6139 | 2.8243 | 11.1081 | 1347.6678 | 377.3597 | 970.3081 | 3.5713 | 209.2401 | 6.4408
Low-bay Luminaire (5000 lumen) | BNI Lighting | ROB/NEW | 11.6 | N/A | 279.9042 | 42.9086 | N/A | N/A | 173.0393 | 37.5 | 9.631 | 0 | 47.131 | 287.2772 | 0 | 287.2772 | 73% | 2.1131 | 6.0953 | 0.21705 | 0.018711 | 1.4076 | Low-bay Luminaire (5000 lumen) | 1941.5018 | 65.0104 | 421.5807 | 191.737 | 1243.3807 | 4890.3365 | 557749.1185 | 263946.6752 | 293802.4433 | 2.1131 | 91504.9904 | 6.0953
Low/Zero Energy Livestock Waterer | BNI Process | ROB/NEW | 10 | N/A | 1400 | 590 | N/A | N/A | 1032.3369 | 125 | 48.4084 | 0 | 173.4084 | 1567.467 | 0 | 1567.467 | 71% | 2.0061 | 9.0392 | 0.16416 | 0.016416 | 0.38726 | Low/Zero Energy Livestock Waterer | 2.6343 | 1.1797 | 2.7827 | 3.4792 | 8.2071 | 27.8271 | 4129.2265 | 2058.3806 | 2070.8459 | 2.0061 | 456.815 | 9.0392
Milk Pre-cooler | BNI Process | ROB/NEW | 15 | N/A | 6244.115 | 1796 | N/A | N/A | 4514.7534 | 937.5 | 279.362 | 0 | 1216.862 | 8625.2212 | 0 | 8625.2212 | 71% | 2.4751 | 7.0881 | 0.25829 | 0.017219 | 0.89273 | Milk Pre-cooler | 2.6343 | 3.591 | 12.4111 | 10.591 | 36.6044 | 186.1665 | 22721.6859 | 9180.2131 | 13541.4728 | 2.4751 | 3205.6169 | 7.0881
Multi-Tank Conveyor Dishwasher - High Temp | BNI Cooking and Laundry | ROB/NEW | 20 | N/A | 27407.5971 | 2837 | N/A | N/A | 1271.5769 | 1875 | 1099.0396 | 0 | 2974.0396 | 37460.6767 | 0 | 37460.6767 | 71% | 18.7129 | 12.5959 | 0.14382 | 0.0071908 | 1.3813 | Multi-Tank Conveyor Dishwasher - High Temp | 5.7955 | 12.4792 | 119.8486 | 31.8227 | 305.6197 | 2396.9721 | 217104.3923 | 11601.8308 | 205502.5615 | 18.7129 | 17236.1294 | 12.5959
Multi-Tank Conveyor Dishwasher - Low Temp | BNI Cooking and Laundry | ROB/NEW | 20 | N/A | 18811.2029 | 1947 | N/A | N/A | 1271.5769 | 1375 | 759.0719 | 0 | 2134.0719 | 25717.2489 | 0 | 25717.2489 | 71% | 15.4747 | 12.0508 | 0.15036 | 0.0075179 | 1.4442 | Multi-Tank Conveyor Dishwasher - Low Temp | 5.7955 | 8.5644 | 82.2581 | 21.8395 | 209.7621 | 1645.1617 | 149045.0302 | 9631.5385 | 139413.4917 | 15.4747 | 12368.0732 | 12.0508
Natural Barn Ventiliation - Year-Round | BNI Process | ROB/NEW | 15 | N/A | 44738.571 | 5107 | N/A | N/A | 4462.5357 | 1250 | 1451.6349 | 0 | 2701.6349 | 51865.4374 | 0 | 51865.4374 | 71% | 11.2262 | 19.1978 | 0.080034 | 0.0053356 | 0.69702 | Natural Barn Ventiliation - Year-Round | 5.2687 | 20.4222 | 177.849 | 60.2318 | 524.5354 | 2667.7351 | 273261.4395 | 24341.4026 | 248920.0369 | 11.2262 | 14234.0004 | 19.1978
No-Loss Drain | BNI Process | ROB/NEW | 15 | N/A | 7143.605 | 1392 | N/A | N/A | 345.933 | 150 | 248.9372 | 0 | 398.9372 | 9019.5013 | 0 | 9019.5013 | 71% | 18.2378 | 22.6088 | 0.074015 | 0.0049343 | 0.37762 | No-Loss Drain | 2.6343 | 2.7832 | 14.199 | 8.2086 | 41.8774 | 212.9845 | 23760.3501 | 1302.8073 | 22457.5428 | 18.2378 | 1050.9325 | 22.6088
Occupancy Sensor (Ceiling Mounted) | BNI Lighting | ROB/NEW | 10 | N/A | 187.7496 | 43.9824 | N/A | N/A | 120.3847 | 50 | 9.3549 | 0 | 59.3549 | 252.6278 | 0 | 252.6278 | 100% | 1.9472 | 4.2562 | 0.29749 | 0.029749 | 1.2625 | Occupancy Sensor (Ceiling Mounted) | 24.3826 | 1.1464 | 4.8649 | 3.3811 | 14.3481 | 48.6486 | 6159.7295 | 3163.3926 | 2996.3369 | 1.9472 | 1447.2293 | 4.2562
Occupancy Sensor (Wall Mounted) | BNI Lighting | ROB/NEW | 10 | N/A | 109.2361 | 25.5898 | N/A | N/A | 77.3368 | 25 | 5.2301 | 0 | 30.2301 | 146.9835 | 0 | 146.9835 | 100% | 1.7802 | 4.8622 | 0.26041 | 0.026041 | 1.1051 | Occupancy Sensor (Wall Mounted) | 214.3104 | 5.8626 | 24.8783 | 17.2906 | 73.3743 | 248.7828 | 31500.0904 | 17694.9372 | 13805.1532 | 1.7802 | 6478.6189 | 4.8622
Occupancy Sensor (Exterior) | BNI Lighting | ROB/NEW | 10 | N/A | 118.3768 | 25.9563 | N/A | N/A | 93.4675 | 12.5 | 4.85 | 0 | 17.35 | 157.0889 | 0 | 157.0889 | 100% | 1.5978 | 9.0541 | 0.13792 | 0.013792 | 0.62532 | Occupancy Sensor (Exterior) | 6.4165 | 0.17804 | 0.80719 | 0.5251 | 2.3807 | 8.0719 | 1007.9575 | 630.8519 | 377.1056 | 1.5978 | 111.3258 | 9.0541
Open to Closed Cooler Conversion | BNI Refrigeration | RET | 12 | 4 | 54750 | 6250 | 18250 | 2083 | 51669.2286 | 3125 | 162.5625 | 0 | 3287.5625 | 32292.05 | 0 | 32292.05 | 71% | 0.87637 | 9.8225 | 0.079583 | 0.011937 | 0.69307 | Open to Closed Cooler Conversion | 2.5666 | 12.1751 | 106.0254 | 35.9084 | 312.7039 | 706.8361 | 82880.518 | 94573.0509 | -11692.533 | 0.87637 | 8437.8317 | 9.8225
Outside Air Economizer | BNI Refrigeration | ROB/NEW | 15 | N/A | 5851.542 | 1953 | N/A | N/A | 1206.0317 | 2500 | 355.3816 | 0 | 2855.3816 | 8428.412 | 0 | 8428.412 | 71% | 6.9561 | 2.9518 | 0.64673 | 0.043116 | 1.9264 | Outside Air Economizer | 2.6343 | 3.9049 | 11.6308 | 11.5168 | 34.3031 | 174.462 | 22203.2253 | 3191.9239 | 19011.3014 | 6.9561 | 7522.0196 | 2.9518
Packaged Terminal Heat Pump (12kBTU/hr) | BNI HVAC | ROB/NEW | 15 | N/A | 4600.652 | 0 | N/A | N/A | 220.2319 | 625 | 164.1539 | 0 | 789.1539 | 4923.9783 | 0 | 4923.9783 | 75% | 14.9516 | 6.2396 | 0.21521 | 0.014348 | N/A | Packaged Terminal Heat Pump (12kBTU/hr) | 118.0632 | 0 | 432.9184 | 0 | 1276.8191 | 6493.7753 | 581340.7998 | 38881.5019 | 542459.2979 | 14.9516 | 93170.0574 | 6.2396
Pole/Arm-Mounted Area Luminaire (1300 lumen) | BNI Lighting | ROB/NEW | 13.7 | N/A | 147.2556 | 32.9476 | N/A | N/A | 40.654 | 62.5 | 8.9948 | 0 | 71.4948 | 214.8346 | 0 | 214.8346 | 85% | 4.933 | 3.0049 | 0.53749 | 0.039233 | 2.3882 | Pole/Arm-Mounted Area Luminaire (1300 lumen) | 12.833 | 0.38419 | 1.707 | 1.1331 | 5.0344 | 23.3856 | 2756.9644 | 558.8849 | 2198.0795 | 4.933 | 917.4899 | 3.0049
Pole/Arm-Mounted Area Luminaire (20000 lumen) | BNI Lighting | ROB/NEW | 13.7 | N/A | 1202.3976 | 274.52 | N/A | N/A | 503.3871 | 187.5 | 56.8597 | 0 | 244.3597 | 1761.9757 | 0 | 1761.9757 | 85% | 3.6349 | 7.2106 | 0.22498 | 0.016422 | 0.97967 | Pole/Arm-Mounted Area Luminaire (20000 lumen) | 368.306 | 91.8712 | 400.0244 | 270.9585 | 1179.8039 | 5480.3338 | 648946.1428 | 178532.1906 | 470413.9521 | 3.6349 | 89999.1493 | 7.2106
Pole/Arm-Mounted Area Luminaire (30000 lumen) | BNI Lighting | ROB/NEW | 13.7 | N/A | 2821.9902 | 644.29 | N/A | N/A | 938.1703 | 312.5 | 126.8126 | 0 | 439.3126 | 4135.3028 | 0 | 4135.3028 | 85% | 4.4742 | 9.4131 | 0.17234 | 0.01258 | 0.75044 | Pole/Arm-Mounted Area Luminaire (30000 lumen) | 166.8285 | 97.6671 | 425.2608 | 288.0525 | 1254.2343 | 5826.0723 | 689886.2854 | 154192.4457 | 535693.8397 | 4.4742 | 73289.8492 | 9.4131
Pole/Arm-Mounted Area Luminaire (5000 lumen) | BNI Lighting | ROB/NEW | 13.7 | N/A | 886.4244 | 202.38 | N/A | N/A | 156.3617 | 93.75 | 39.6041 | 0 | 133.3541 | 1298.9532 | 0 | 1298.9532 | 85% | 7.5297 | 9.7406 | 0.16655 | 0.012157 | 0.72521 | Pole/Arm-Mounted Area Luminaire (5000 lumen) | 41.0655 | 7.5516 | 32.8812 | 22.2723 | 96.9776 | 450.4729 | 53342.1281 | 7084.2677 | 46257.8605 | 7.5297 | 5476.2481 | 9.7406
Pole/Arm-Mounted Area Luminaire (50000 lumen) | BNI Lighting | ROB/NEW | 13.7 | N/A | 1987.6878 | 453.81 | N/A | N/A | 1563.6172 | 437.5 | 100.6298 | 0 | 538.1298 | 2912.7284 | 0 | 2912.7284 | 85% | 2.0373 | 5.4127 | 0.29972 | 0.021877 | 1.3051 | Pole/Arm-Mounted Area Luminaire (50000 lumen) | 182.228 | 75.1425 | 327.1847 | 221.6202 | 964.9756 | 4482.4302 | 530780.763 | 260532.2261 | 270248.5369 | 2.0373 | 98062.3425 | 5.4127
Pole/Arm-Mounted Area Luminaire (60000 lumen) | BNI Lighting | ROB/NEW | 13.7 | N/A | 1570.5366 | 358.57 | N/A | N/A | 2034.523 | 562.5 | 90.7897 | 0 | 653.2897 | 2301.4412 | 0 | 2301.4412 | 85% | 1.2644 | 3.5228 | 0.4605 | 0.033613 | 2.0052 | Pole/Arm-Mounted Area Luminaire (60000 lumen) | 12.833 | 4.1812 | 18.2056 | 12.3316 | 53.6943 | 249.4164 | 29534.3026 | 23357.7106 | 6176.5919 | 1.2644 | 8383.641 | 3.5228
Pole/Arm-Mounted Decorative Luminaire (10000 lumen) | BNI Lighting | ROB/NEW | 23 | N/A | 874.9488 | 195.7648 | N/A | N/A | 312.7234 | 125 | 53.7808 | 0 | 178.7808 | 1768.4213 | 0 | 1768.4213 | 85% | 5.5333 | 9.8916 | 0.22621 | 0.0098352 | 1.0051 | Pole/Arm-Mounted Decorative Luminaire (10000 lumen) | 12.833 | 2.2827 | 10.1424 | 6.7326 | 29.9132 | 233.2743 | 22694.0798 | 4101.3593 | 18592.7205 | 5.5333 | 2294.2871 | 9.8916
Pole/Arm-Mounted Decorative Luminaire (1300 lumen) | BNI Lighting | ROB/NEW | 23 | N/A | 361.8756 | 80.9676 | N/A | N/A | 40.654 | 75 | 23.4556 | 0 | 98.4556 | 731.4125 | 0 | 731.4125 | 85% | 12.608 | 7.4289 | 0.3012 | 0.013096 | 1.3383 | Pole/Arm-Mounted Decorative Luminaire (1300 lumen) | 12.833 | 0.94414 | 4.1948 | 2.7846 | 12.372 | 96.4814 | 9386.1878 | 744.4602 | 8641.7275 | 12.608 | 1263.4773 | 7.4289
Pole/Arm-Mounted Decorative Luminaire (5000 lumen) | BNI Lighting | ROB/NEW | 23 | N/A | 1083.5244 | 242.4324 | N/A | N/A | 1077.0387 | 93.75 | 63.4257 | 0 | 157.1757 | 2189.9883 | 0 | 2189.9883 | 85% | 2.2372 | 13.9334 | 0.16059 | 0.0069822 | 0.71354 | Pole/Arm-Mounted Decorative Luminaire (5000 lumen) | 12.833 | 2.8269 | 12.5602 | 8.3375 | 37.0441 | 288.8837 | 28104.0321 | 12562.295 | 15541.7371 | 2.2372 | 2017.0293 | 13.9334
Pot, Pan and Utensil Dishwasher - High Temp | BNI Cooking and Laundry | ROB/NEW | 10 | N/A | 3310.7717 | 343 | N/A | N/A | 2241.6458 | 250 | 87.5794 | 0 | 337.5794 | 2789.4167 | 0 | 2789.4167 | 71% | 1.6612 | 8.263 | 0.13514 | 0.013514 | 1.2968 | Pot, Pan and Utensil Dishwasher - High Temp | 5.7955 | 1.5088 | 14.4774 | 3.8474 | 36.9181 | 144.7742 | 16166.1418 | 9731.5485 | 6434.5934 | 1.6612 | 1956.4507 | 8.263
Premium High Bay Luminaire (15 000 lumen) | BNI Lighting | ROB/NEW | 22.3 | N/A | 312.0531 | 47.8369 | N/A | N/A | 246.8432 | 125 | 21.862 | 0 | 146.862 | 574.5146 | 0 | 574.5146 | 85% | 2.4798 | 3.9119 | 0.52102 | 0.023364 | 3.3789 | Premium High Bay Luminaire (15 000 lumen) | 3849.888 | 167.3432 | 1085.1912 | 493.5504 | 3200.587 | 24199.7645 | 2211816.8417 | 891937.2416 | 1319879.6 | 2.4798 | 565402.2903 | 3.9119
Premium High Bay Luminaire (25 000 lumen) | BNI Lighting | ROB/NEW | 22.3 | N/A | 520.0613 | 79.7241 | N/A | N/A | 274.2598 | 187.5 | 35.3516 | 0 | 222.8516 | 957.4742 | 0 | 957.4742 | 85% | 3.5664 | 4.2965 | 0.47439 | 0.021273 | 3.0765 | Premium High Bay Luminaire (25 000 lumen) | 2464.4165 | 178.5255 | 1157.706 | 526.5305 | 3414.457 | 25816.844 | 2359615.1317 | 661627.9485 | 1697987.1832 | 3.5664 | 549199.1314 | 4.2965
Premium High Bay Luminaire (35 000 lumen) | BNI Lighting | ROB/NEW | 22.3 | N/A | 728.1104 | 111.6175 | N/A | N/A | 829.409 | 312.5 | 52.0944 | 0 | 364.5944 | 1340.509 | 0 | 1340.509 | 85% | 1.7706 | 3.6767 | 0.55435 | 0.024859 | 3.595 | Premium High Bay Luminaire (35 000 lumen) | 320.824 | 32.5384 | 211.0055 | 95.9663 | 622.3247 | 4705.4218 | 430067.4541 | 242893.3021 | 187174.1521 | 1.7706 | 116970.6456 | 3.6767
Premium High Bay Luminaire (50 000 lumen) | BNI Lighting | ROB/NEW | 22.3 | N/A | 1040.1635 | 159.4544 | N/A | N/A | 907.4473 | 437.5 | 73.9564 | 0 | 511.4564 | 1915.0236 | 0 | 1915.0236 | 85% | 2.2655 | 3.7443 | 0.54435 | 0.02441 | 3.5302 | Premium High Bay Luminaire (50 000 lumen) | 301.6309 | 43.7028 | 283.4047 | 128.8939 | 835.854 | 6319.9246 | 577630.2374 | 254964.5492 | 322665.6881 | 2.2655 | 154271.0556 | 3.7443
Premium High Bay Luminaire (60 000 lumen) | BNI Lighting | ROB/NEW | 22.3 | N/A | 1248.2126 | 191.3478 | N/A | N/A | 1557.6161 | 562.5 | 90.6993 | 0 | 653.1993 | 2298.0584 | 0 | 2298.0584 | 85% | 1.6244 | 3.5182 | 0.57933 | 0.025979 | 3.7571 | Premium High Bay Luminaire (60 000 lumen) | 64.1648 | 11.1562 | 72.3461 | 32.9034 | 213.3725 | 1613.3176 | 147454.4561 | 90772.2108 | 56682.2453 | 1.6244 | 41912.4019 | 3.5182
Refrigerated Case Luminaire | BNI Lighting | ROB/NEW | 16.3 | N/A | 153.0972 | 25.2788 | N/A | N/A | 180.9048 | 37.5 | 8.2913 | 0 | 45.7913 | 237.1652 | 0 | 237.1652 | 85% | 1.4634 | 5.1793 | 0.33112 | 0.020314 | 1.9937 | Refrigerated Case Luminaire | 962.472 | 22.1076 | 133.1021 | 65.2026 | 392.5621 | 2169.5645 | 228264.8306 | 155978.5434 | 72286.2872 | 1.4634 | 44072.8477 | 5.1793
Remote Condensing Unit (800 lbs per day) | BNI Cooking and Laundry | ROB/NEW | 10 | N/A | 1267 | 197 | N/A | N/A | 707.0871 | 175 | 39.1949 | 0 | 214.1949 | 1125.5524 | 0 | 1125.5524 | 71% | 2.0796 | 5.2548 | 0.22406 | 0.022406 | 1.4326 | Remote Condensing Unit (800 lbs per day) | 5.7955 | 0.86655 | 5.5404 | 2.2098 | 14.1282 | 55.4037 | 6523.1704 | 3136.6943 | 3386.4762 | 2.0796 | 1241.3723 | 5.2548
Server Virtualization and Decommissioning | BNI Process | RET | 4 | 5 | 8301.852 | 948 | 8453.926 | 965 | 428.2124 | 500 | 133.4386 | 0 | 633.4386 | 4018.3119 | 0 | 4018.3119 | 71% | 9.1854 | 6.3436 | 0.10113 | 0.020225 | 0.8804 | Server Virtualization and Decommissioning | 2.6343 | 1.8955 | 16.5012 | 5.5903 | 48.6673 | 82.5058 | 10585.5629 | 1152.4391 | 9433.1238 | 9.1854 | 1668.6868 | 6.3436
Single -Tank Conveyor Dishwasher - High Temp | BNI Cooking and Laundry | ROB/NEW | 20 | N/A | 9212 | 953 | N/A | N/A | 2687.3532 | 875 | 382.0413 | 0 | 1257.0413 | 12587.5013 | 0 | 12587.5013 | 71% | 5.4966 | 10.0136 | 0.18085 | 0.0090427 | 1.738 | Single -Tank Conveyor Dishwasher - High Temp | 5.7955 | 4.192 | 40.2825 | 10.6898 | 102.7222 | 805.6491 | 72951.2133 | 13272.1184 | 59679.0949 | 5.4966 | 7285.2178 | 10.0136
Single -Tank Conveyor Dishwasher - Low Temp | BNI Cooking and Laundry | ROB/NEW | 20 | N/A | 13626.434 | 1410 | N/A | N/A | 0 | 1000 | 550.002 | 0 | 1550.002 | 18626.7608 | 0 | 18626.7608 | 71% | 33.8667 | 12.0172 | 0.15076 | 0.0075379 | 1.4484 | Single -Tank Conveyor Dishwasher - Low Temp | 5.7955 | 6.2022 | 59.586 | 15.816 | 151.9472 | 1191.72 | 107951.9097 | 3187.5516 | 104764.3581 | 33.8667 | 8983.0794 | 12.0172
Single Heat Pad (Agriculture) | BNI Process | ROB/NEW | 10 | N/A | 655.5 | 95 | N/A | N/A | 112.6591 | 75 | 19.2695 | 0 | 94.2695 | 574.8337 | 0 | 574.8337 | 71% | 5.7913 | 6.0978 | 0.1906 | 0.01906 | 1.3075 | Single Heat Pad (Agriculture) | 2.6343 | 0.18995 | 1.3029 | 0.56021 | 3.8427 | 13.029 | 1514.302 | 261.4771 | 1252.8249 | 5.7913 | 248.3372 | 6.0978
Single-Tank Door type Dishwasher - High Temp | BNI Cooking and Laundry | ROB/NEW | 15 | N/A | 11863.2391 | 1228 | N/A | N/A | 2520.8684 | 1000 | 415.5408 | 0 | 1415.5408 | 13597.3084 | 0 | 13597.3084 | 71% | 6.1656 | 9.6057 | 0.15814 | 0.010543 | 1.5188 | Single-Tank Door type Dishwasher - High Temp | 11.5911 | 10.8033 | 103.7517 | 27.549 | 264.5719 | 1556.2758 | 157607.1567 | 25562.4192 | 132044.7375 | 6.1656 | 16407.6115 | 9.6057
Single-Tank Door type Dishwasher - Low Temp | BNI Cooking and Laundry | ROB/NEW | 15 | N/A | 16152.5529 | 1672 | N/A | N/A | 18.3527 | 1250 | 560.1269 | 0 | 1810.1269 | 18519.0344 | 0 | 18519.0344 | 71% | 32.3106 | 10.2308 | 0.14852 | 0.0099017 | 1.4265 | Single-Tank Door type Dishwasher - Low Temp | 5.7955 | 7.3547 | 70.6323 | 18.7549 | 180.1157 | 1059.4841 | 107327.5782 | 3321.749 | 104005.8291 | 32.3106 | 10490.6408 | 10.2308
Smart thermostats for central air source heat pump | BNI HVAC | ROB/NEW | 11 | N/A | 298 | 0 | N/A | N/A | 110.2824 | 74.5 | 11.5671 | 0 | 86.0671 | 287.7007 | 0 | 287.7007 | 85% | 2.732 | 3.3427 | 0.31974 | 0.029067 | N/A | Smart thermostats for central air source heat pump | 110.8838 | 0 | 29.8479 | 0 | 88.0314 | 328.3271 | 31901.353 | 11676.8581 | 20224.495 | 2.732 | 9543.4489 | 3.3427
Smart thermostats for electric baseboards | BNI HVAC | ROB/NEW | 11 | N/A | 146 | 0 | N/A | N/A | 157.1004 | 36.5 | 5.6671 | 0 | 42.1671 | 140.954 | 0 | 140.954 | 85% | 1.0126 | 3.3427 | 0.31974 | 0.029067 | N/A | Smart thermostats for electric baseboards | 724.441 | 0 | 95.5401 | 0 | 281.7791 | 1050.9406 | 102112.8767 | 100843.9525 | 1268.9242 | 1.0126 | 30547.5764 | 3.3427
Smart thermostats for mini-split heat pumps | BNI HVAC | ROB/NEW | 11 | N/A | 74 | 0 | N/A | N/A | 172.7064 | 18.5 | 0.96237 | 0 | 19.4624 | 71.4425 | 0 | 71.4425 | 85% | 0.48349 | 3.6708 | 0.29116 | 0.026469 | N/A | Smart thermostats for mini-split heat pumps | 77.6187 | 0 | 5.1883 | 0 | 15.3021 | 57.0716 | 5545.2687 | 11469.1536 | -5923.8849 | 0.48349 | 1510.6434 | 3.6708
Solid Door Freezer | BNI Cooking and Laundry | ROB/NEW | 12 | N/A | 2128 | 165 | N/A | N/A | 0 | 225 | 65.654 | 0 | 290.654 | 2017.9549 | 0 | 2017.9549 | 71% | 30.7362 | 6.9428 | 0.18102 | 0.015085 | 2.321 | Solid Door Freezer | 17.3866 | 2.1774 | 27.9161 | 5.5524 | 71.1874 | 334.9933 | 35085.3416 | 1141.4994 | 33943.8422 | 30.7362 | 5053.4807 | 6.9428
Solid Door Refrigerator | BNI Cooking and Laundry | ROB/NEW | 12 | N/A | 818 | 63 | N/A | N/A | 0 | 131.25 | 27.5538 | 0 | 158.8038 | 775.2531 | 0 | 775.2531 | 71% | 28.1359 | 4.8818 | 0.2573 | 0.021442 | 3.3213 | Solid Door Refrigerator | 92.7284 | 4.4339 | 57.2315 | 11.3068 | 145.9431 | 686.7783 | 71888.0114 | 2555.0237 | 69332.9877 | 28.1359 | 14725.632 | 4.8818
Standard Capacity Electric Fryer | BNI Cooking and Laundry | ROB/NEW | 12 | N/A | 952 | 148 | N/A | N/A | 275.2898 | 625 | 58.7244 | 0 | 683.7244 | 980.4415 | 0 | 980.4415 | 71% | 3.8573 | 1.434 | 0.95187 | 0.079322 | 6.087 | Standard Capacity Electric Fryer | 5.7955 | 0.65101 | 4.1629 | 1.6601 | 10.6157 | 49.9551 | 5682.1757 | 1473.1081 | 4209.0675 | 3.8573 | 3962.5436 | 1.434
Strip-Curtains for Display Cases | BNI Refrigeration | ROB/NEW | 4 | N/A | 28970.31 | 3307 | N/A | N/A | 314.617 | 1000 | 355.1693 | 0 | 1355.1693 | 11339.1444 | 0 | 11339.1444 | 71% | 19.5993 | 8.3673 | 0.061997 | 0.015499 | 0.53994 | Strip-Curtains for Display Cases | 52.6866 | 132.2423 | 1151.6552 | 390.0263 | 3396.6113 | 4606.6209 | 597421.1503 | 30481.7011 | 566939.4492 | 19.5993 | 71399.2842 | 8.3673
Track/Mono-point Direction Luminaire | BNI Lighting | ROB/NEW | 12 | N/A | 196.4825 | 44.7797 | N/A | N/A | 17.9463 | 18.75 | 7.929 | 0 | 26.679 | 260.0951 | 0 | 260.0951 | 85% | 11.2191 | 9.7491 | 0.15032 | 0.012527 | 0.65571 | Track/Mono-point Direction Luminaire | 35.9323 | 1.4621 | 6.3773 | 4.3121 | 18.8088 | 76.5279 | 9345.8105 | 833.0286 | 8512.7819 | 11.2191 | 958.6358 | 9.7491
Under-Counter Dishwasher - HighTemp | BNI Cooking and Laundry | ROB/NEW | 10 | N/A | 3170.6766 | 328 | N/A | N/A | 157.3085 | 312.5 | 87.5235 | 0 | 400.0235 | 2665.7133 | 0 | 2665.7133 | 71% | 13.3813 | 6.6639 | 0.16721 | 0.016721 | 1.6069 | Under-Counter Dishwasher - HighTemp | 5.7955 | 1.4428 | 13.8648 | 3.6792 | 35.3559 | 138.6481 | 15449.2155 | 1154.5414 | 14294.6741 | 13.3813 | 2318.347 | 6.6639
Under-Counter Dishwasher - Low Temp | BNI Cooking and Laundry | ROB/NEW | 10 | N/A | 2539.5124 | 263 | N/A | N/A | 65.5452 | 250 | 70.1195 | 0 | 320.1195 | 2136.3372 | 0 | 2136.3372 | 71% | 18.313 | 6.6736 | 0.16707 | 0.016707 | 1.6038 | Under-Counter Dishwasher - Low Temp | 11.5911 | 2.3137 | 22.2097 | 5.9002 | 56.6358 | 222.0968 | 24762.4029 | 1352.1726 | 23410.2303 | 18.313 | 3710.5224 | 6.6736
Variable Speed Kitchen Exhaust Fan | BNI Cooking and Laundry | ROB/NEW | 15 | N/A | 8972 | 1034 | N/A | N/A | 6531.215 | 3125 | 440.9735 | 0 | 3565.9735 | 10413.8205 | 0 | 10413.8205 | 71% | 2.0507 | 2.9203 | 0.52677 | 0.035118 | 4.544 | Variable Speed Kitchen Exhaust Fan | 1.2833 | 1.0071 | 8.6873 | 2.9703 | 25.6217 | 130.3096 | 13364.0144 | 6516.7519 | 6847.2625 | 2.0507 | 4576.1995 | 2.9203
Ventilation Fan (Agriculture) (18 inches) | BNI Process | ROB/NEW | 15 | N/A | 254 | 90 | N/A | N/A | 1126.3578 | 68.75 | 3.5764 | 0 | 72.3264 | 372.5432 | 0 | 372.5432 | 71% | 0.46377 | 5.1509 | 0.37739 | 0.02516 | 1.0589 | Ventilation Fan (Agriculture) (18 inches) | 28.0905 | 1.9188 | 5.3835 | 5.6593 | 15.8776 | 80.752 | 10464.9219 | 22564.8269 | -12099.905 | 0.46377 | 2031.6837 | 5.1509
Ventilation Fan (Agriculture) (24 inches) | BNI Process | ROB/NEW | 15 | N/A | 436.455 | 156 | N/A | N/A | 1126.3578 | 81.25 | 4.2266 | 0 | 85.4766 | 641.8795 | 0 | 641.8795 | 71% | 0.79842 | 7.5094 | 0.25956 | 0.017304 | 0.72195 | Ventilation Fan (Agriculture) (24 inches) | 21.0746 | 2.4953 | 6.9401 | 7.3594 | 20.4688 | 104.1022 | 13527.3835 | 16942.766 | -3415.3825 | 0.79842 | 1801.3897 | 7.5094
VFD - 1.5 hp - Institutional - Condensor Pump | BNI HVAC | ROB/NEW | 15 | N/A | 3196.875 | -4.725 | N/A | N/A | 1560.6 | 625 | 118.9464 | 0 | 743.9464 | 3233.0162 | 0 | 3233.0162 | 71% | 2.635 | 4.3458 | 0.30842 | 0.020562 | -207.4557 | VFD - 1.5 hp - Institutional - Condensor Pump | 2.5666 | -0.0092044 | 6.1909 | -0.027147 | 18.2589 | 92.863 | 8297.8335 | 3149.1376 | 5148.6959 | 2.635 | 1909.4069 | 4.3458
VFD - 1.5 hp - Retail - Make-Up Air Fan | BNI HVAC | ROB/NEW | 15 | N/A | 4485 | 85.8375 | N/A | N/A | 1560.6 | 625 | 156.9374 | 0 | 781.9374 | 4654.0515 | 0 | 4654.0515 | 71% | 3.6792 | 5.9519 | 0.23107 | 0.015405 | 12.0027 | VFD - 1.5 hp - Retail - Make-Up Air Fan | 2.5666 | 0.16721 | 8.6854 | 0.49317 | 25.616 | 130.2805 | 11945.0514 | 3246.6451 | 8698.4063 | 3.6792 | 2006.9144 | 5.9519
VFD - 10 hp - Institutional - Make-up Air Fan | BNI HVAC | ROB/NEW | 15 | N/A | 34308.571 | 523.2 | N/A | N/A | 3106.8425 | 1500 | 1025.2687 | 0 | 2525.2687 | 35430.9808 | 0 | 35430.9808 | 71% | 10.9655 | 14.0306 | 0.097552 | 0.0065035 | 6.3595 | VFD - 10 hp - Institutional - Make-up Air Fan | 2.5666 | 1.0192 | 66.4398 | 3.006 | 195.953 | 996.5974 | 90936.8728 | 8292.9845 | 82643.8883 | 10.9655 | 6481.3345 | 14.0306
VFD - 10 hp - Retail - Supply Fan | BNI HVAC | ROB/NEW | 15 | N/A | 13097.143 | 542.4 | N/A | N/A | 3587.9442 | 1500 | 451.3596 | 0 | 1951.3596 | 13964.2028 | 0 | 13964.2028 | 71% | 4.6566 | 7.1561 | 0.19747 | 0.013164 | 4.7403 | VFD - 10 hp - Retail - Supply Fan | 9.747 | 4.0126 | 96.3203 | 11.8345 | 284.0802 | 1444.8039 | 136109.4196 | 29229.3756 | 106880.044 | 4.6566 | 19019.9487 | 7.1561
VFD - 15 hp - Institutional - Chilled Water Pump | BNI HVAC | ROB/NEW | 15 | N/A | 12486.0335 | 3216.8715 | N/A | N/A | 6132.7002 | 1875 | 545.8283 | 0 | 2420.8283 | 16768.0892 | 0 | 16768.0892 | 71% | 3.422 | 6.9266 | 0.25696 | 0.017131 | 0.99155 | VFD - 15 hp - Institutional - Chilled Water Pump | 5.1332 | 12.533 | 48.3593 | 36.9641 | 142.6277 | 725.3901 | 86073.6879 | 25152.8353 | 60920.8527 | 3.422 | 12426.5573 | 6.9266
VFD - 15 hp - Retail - Exhaust Fan | BNI HVAC | ROB/NEW | 15 | N/A | 51821.2291 | 767.2626 | N/A | N/A | 6132.7002 | 1875 | 1527.5029 | 0 | 3402.5029 | 53487.127 | 0 | 53487.127 | 71% | 9.0938 | 15.7199 | 0.087021 | 0.0058014 | 5.8431 | VFD - 15 hp - Retail - Exhaust Fan | 5.1332 | 2.9893 | 200.7075 | 8.8164 | 591.9526 | 3010.6123 | 274559.267 | 30191.9517 | 244367.3153 | 9.0938 | 17465.6737 | 15.7199
VFD - 25 hp - Institutional - Exhaust Fan | BNI HVAC | ROB/NEW | 15 | N/A | 92719.78 | 4350 | N/A | N/A | 7243.837 | 3125 | 2822.964 | 0 | 5947.964 | 99510.962 | 0 | 99510.962 | 71% | 12.4918 | 16.7303 | 0.085021 | 0.0056681 | 1.8016 | VFD - 25 hp - Institutional - Exhaust Fan | 5.1332 | 16.9478 | 359.1106 | 49.9845 | 1059.1357 | 5386.6594 | 510808.0822 | 40891.3975 | 469916.6847 | 12.4918 | 30531.9941 | 16.7303
VFD - 25 hp - Institutional - Hot Water Circulating Loop Pump | BNI HVAC | ROB/NEW | 15 | N/A | 66098.9011 | 3438.4615 | N/A | N/A | 7243.837 | 3125 | 2070.6781 | 0 | 5195.6781 | 71372.0915 | 0 | 71372.0915 | 71% | 9.8938 | 13.7368 | 0.10418 | 0.0069453 | 1.991 | VFD - 25 hp - Institutional - Hot Water Circulating Loop Pump | 5.1332 | 13.3964 | 256.006 | 39.5103 | 755.0461 | 3840.0896 | 366366.0815 | 37029.7755 | 329336.306 | 9.8938 | 26670.3721 | 13.7368
VFD - 30 hp - Institutional - Make-up Air Fan | BNI HVAC | ROB/NEW | 15 | N/A | 98976 | 1509.2308 | N/A | N/A | 6862.5824 | 3750 | 2927.7373 | 0 | 6677.7373 | 102213.8391 | 0 | 102213.8391 | 71% | 13.1041 | 15.3067 | 0.089419 | 0.0059613 | 5.8299 | VFD - 30 hp - Institutional - Make-up Air Fan | 2.5666 | 2.94 | 191.6707 | 8.6711 | 565.3002 | 2875.0608 | 262341.2239 | 20019.8563 | 242321.3676 | 13.1041 | 17139.0273 | 15.3067
VFD - 30 hp - Retail - Supply Fan | BNI HVAC | ROB/NEW | 15 | N/A | 37780.22 | 1564.6154 | N/A | N/A | 6862.5824 | 3750 | 1271.9873 | 0 | 5021.9873 | 40281.354 | 0 | 40281.354 | 71% | 6.5558 | 8.021 | 0.17617 | 0.011745 | 4.2292 | VFD - 30 hp - Retail - Supply Fan | 10.5373 | 12.5134 | 300.375 | 36.906 | 885.9051 | 4505.6253 | 424457.6475 | 64745.7481 | 359711.8994 | 6.5558 | 52918.3032 | 8.021
VFD - 40 hp - Warehousing - Exhaust Fan | BNI HVAC | ROB/NEW | 15 | N/A | 144383.86 | 6906.8702 | N/A | N/A | 7915.2384 | 5000 | 4407.4467 | 0 | 9407.4467 | 155129.3879 | 0 | 155129.3879 | 71% | 15.4708 | 16.4901 | 0.086354 | 0.005757 | 1.7946 | VFD - 40 hp - Warehousing - Exhaust Fan | 5.1332 | 26.9094 | 559.2095 | 79.3647 | 1649.2932 | 8388.142 | 796307.699 | 51471.8016 | 744835.8973 | 15.4708 | 48290.1555 | 16.4901
VFD - 5 hp - Institutional - Chilled Water Pump | BNI HVAC | ROB/NEW | 15 | N/A | 14192.982 | 1122.4561 | N/A | N/A | 2699.1513 | 937.5 | 471.6302 | 0 | 1409.1302 | 15816.9183 | 0 | 15816.9183 | 71% | 6.6234 | 11.2246 | 0.13159 | 0.0087724 | 1.6541 | VFD - 5 hp - Institutional - Chilled Water Pump | 5.1332 | 4.3731 | 54.9705 | 12.8978 | 162.1261 | 824.5572 | 81191.1524 | 12258.1856 | 68932.9668 | 6.6234 | 7233.3249 | 11.2246
VFD - 5 hp - Retail - Exhaust Fan | BNI HVAC | ROB/NEW | 15 | N/A | 18081.871 | 267.7193 | N/A | N/A | 3180.2531 | 937.5 | 547.7235 | 0 | 1485.2235 | 18663.1492 | 0 | 18663.1492 | 71% | 6.6519 | 12.5659 | 0.10886 | 0.0072575 | 7.3097 | VFD - 5 hp - Retail - Exhaust Fan | 5.1332 | 1.043 | 70.0324 | 3.0763 | 206.5488 | 1050.4865 | 95801.3799 | 14402.1911 | 81399.1887 | 6.6519 | 7623.9258 | 12.5659
VFD - 7.5 hp - Institutional - Chilled Water Pump | BNI HVAC | ROB/NEW | 15 | N/A | 21289.474 | 1683.6842 | N/A | N/A | 3356.9338 | 1250 | 699.3173 | 0 | 1949.3173 | 23725.3784 | 0 | 23725.3784 | 71% | 7.6962 | 12.1711 | 0.12135 | 0.0080902 | 1.5255 | VFD - 7.5 hp - Institutional - Chilled Water Pump | 5.1332 | 6.5597 | 82.4557 | 19.3467 | 243.1891 | 1236.8358 | 121786.7338 | 15824.2732 | 105962.4606 | 7.6962 | 10006.2043 | 12.1711
VFD - 7.5 hp - Warehousing - Exhaust Fan | BNI HVAC | ROB/NEW | 15 | N/A | 29035.088 | 1388.9474 | N/A | N/A | 3356.9338 | 1250 | 899.0419 | 0 | 2149.0419 | 31195.976 | 0 | 31195.976 | 71% | 9.5038 | 14.5162 | 0.098096 | 0.0065398 | 2.0387 | VFD - 7.5 hp - Warehousing - Exhaust Fan | 5.1332 | 5.4114 | 112.4551 | 15.96 | 331.6671 | 1686.8259 | 160134.6861 | 16849.4965 | 143285.1896 | 9.5038 | 11031.4275 | 14.5162
VFD Milk Transfer Pump | BNI Process | ROB/NEW | 15 | N/A | 2545.875 | 671 | N/A | N/A | 3932.712 | 625 | 124.4343 | 0 | 749.4343 | 3438.2866 | 0 | 3438.2866 | 71% | 1.1788 | 4.5878 | 0.39015 | 0.02601 | 1.4716 | VFD Milk Transfer Pump | 2.6343 | 1.3416 | 5.0603 | 3.9569 | 14.9245 | 75.9045 | 9057.5843 | 7683.4467 | 1374.1376 | 1.1788 | 1974.2578 | 4.5878
VFD Milk Vacuum Pump | BNI Process | ROB/NEW | 15 | N/A | 6492.659 | 1818 | N/A | N/A | 6617.4434 | 187.5 | 247.8322 | 0 | 435.3322 | 8905.203 | 0 | 8905.203 | 71% | 1.8004 | 20.4561 | 0.088865 | 0.0059243 | 0.31551 | VFD Milk Vacuum Pump | 10.5373 | 14.5399 | 51.6205 | 42.8828 | 152.2458 | 774.307 | 93837.0021 | 52119.8874 | 41717.1147 | 1.8004 | 4587.2361 | 20.4561
Wall Mounted Area Luminaire (1000 lumen) (full and no-cutoff) | BNI Lighting | ROB/NEW | 20 | N/A | 153.3 | 34.3 | N/A | N/A | 29.7502 | 18.75 | 7.9036 | 0 | 26.6536 | 259.1465 | 0 | 259.1465 | 77% | 8.4108 | 9.7228 | 0.21248 | 0.010624 | 0.94409 | Wall Mounted Area Luminaire (1000 lumen) (full and no-cutoff) | 442.5676 | 12.4952 | 55.5166 | 36.8524 | 163.7369 | 1110.3327 | 114689.8585 | 13636.0729 | 101053.7856 | 8.4108 | 11796.0171 | 9.7228
Wall Mounted Area Luminaire (10000 lumen) (full and no-cutoff) | BNI Lighting | ROB/NEW | 20 | N/A | 776.3988 | 177.26 | N/A | N/A | 297.5024 | 75 | 39.1547 | 0 | 114.1547 | 1318.6275 | 0 | 1318.6275 | 77% | 4.916 | 11.5512 | 0.17968 | 0.0089842 | 0.78241 | Wall Mounted Area Luminaire (10000 lumen) (full and no-cutoff) | 3604.7785 | 525.9661 | 2290.1548 | 1551.2476 | 6754.4223 | 45803.0966 | 4753360.1683 | 966915.2197 | 3786444.9486 | 4.916 | 411502.3669 | 11.5512
Wall Mounted Area Luminaire (20000 lumen) (full and no-cutoff) | BNI Lighting | ROB/NEW | 20 | N/A | 1187.0676 | 265.5996 | N/A | N/A | 595.0048 | 125 | 60.1507 | 0 | 185.1507 | 2006.6828 | 0 | 2006.6828 | 77% | 3.8716 | 10.8381 | 0.19061 | 0.0095306 | 0.84694 | Wall Mounted Area Luminaire (20000 lumen) (full and no-cutoff) | 51.3318 | 11.2223 | 49.8613 | 33.0983 | 147.0575 | 997.2262 | 103006.7195 | 26605.5159 | 76401.2036 | 3.8716 | 9504.1251 | 10.8381
Wall Mounted Area Luminaire (4000 lumen) (full and no-cutoff) | BNI Lighting | ROB/NEW | 20 | N/A | 249.222 | 55.762 | N/A | N/A | 119.001 | 37.5 | 13.2141 | 0 | 50.7141 | 421.2982 | 0 | 421.2982 | 77% | 4.0183 | 8.3073 | 0.24868 | 0.012434 | 1.105 | Wall Mounted Area Luminaire (4000 lumen) (full and no-cutoff) | 2359.9814 | 108.3217 | 481.2784 | 319.4763 | 1419.4488 | 9625.5677 | 994255.9982 | 247431.7501 | 746824.2481 | 4.0183 | 119684.2289 | 8.3073
Wall wash luminaire (1500 lumen) | BNI Lighting | ROB/NEW | 12 | N/A | 734.7782 | 162.0156 | N/A | N/A | 0 | 25 | 27.1221 | 0 | 52.1221 | 965.842 | 0 | 965.842 | 85% | 35.6109 | 18.5304 | 0.07853 | 0.0065442 | 0.35407 | Wall wash luminaire (1500 lumen) | 115.4966 | 17.0029 | 76.6576 | 50.1472 | 226.0885 | 919.8911 | 111551.5088 | 3132.506 | 108419.0028 | 35.6109 | 6019.9221 | 18.5304
Wall Wash Luminaire (1000 lumen) | BNI Lighting | ROB/NEW | 12 | N/A | 126.4286 | 27.877 | N/A | N/A | 0 | 12.5 | 5.0932 | 0 | 17.5932 | 166.1863 | 0 | 166.1863 | 85% | 32.6291 | 9.4461 | 0.15405 | 0.012838 | 0.69458 | Wall Wash Luminaire (1000 lumen) | 25.6659 | 0.65013 | 2.9311 | 1.9174 | 8.6448 | 35.1733 | 4265.324 | 130.7217 | 4134.6024 | 32.6291 | 451.5457 | 9.4461
Custom | [22 empty] | Custom Total
Measure Name | Technology Type | Decision Type | Measure Life | Remaining Useful Life | Gross Annual Energy Savings per Unit at Meter (kWh) Pre-RUL | Gross Peak Demand Savings per Unit at Meter (Watts) Pre-RUL | Gross Annual Energy Savings per Unit at Meter (kWh) Post-RUL | Gross Peak Demand Savings per Unit at Meter (Watts) Post-RUL | Gross Per Unit One-Time Incremental Measure Cost ($) | Per Unit Incentive ($) | Per Unit Program Administrative Cost (inclusive of DI costs) ($) | Per Unit Direct Installation Cost ($) | Per Unit DSM Administrator Cost (Incentive + Administrative) ($) | Per Unit Present Value Avoided Cost Benefits ($) | Per Unit Present Value Non-Energy Benefits ($) | Total Per Unit Present Value Benefits ($) | Net-To-Gross Ratio | Net Total Resource Benefit-Cost Ratio (TRC) | Net Program Administrator Benefit-Cost Ratio (PAC) | Net First-Year Unit Cost / kWh at Generator ($/kWh) | Net Lifetime Unit Cost / kWh at Generator ($/kWh) | Net Unit Cost / Watt at Generator ($/W) | Measure Name | Participation (Units) | Total Peak Demand Savings (kW) | Total First Year Energy Savings (MWh) | Total Cumulative Peak Demand Savings (kW) | Total Cumulative First Year Energy Savings (MWh) | Total Lifetime Energy Savings (MWh) | Total Avoided Cost Benefits ($) | TRC Costs ($) | Total TRC Net Resource Benefits ($) | TRC Ratio | PAC Costs ($) | PAC Ratio
Custom New Construction | BNI Other | ROB/NEW | 16.8 | N/A | 1000000 | 386000 | N/A | N/A | 478235.466 | 200000 | 163582.5502 | 0 | 363582.5502 | 1605848.577 | 0 | 1605848.577 | 70% | 3.2223 | 4.4167 | 0.48876 | 0.029093 | 1.2588 | Custom New Construction | 4.02 | 1161.1521 | 2990.4378 | 3483.4562 | 8971.3134 | 50239.355 | 6455511.2796 | 2003356.4532 | 4452154.8264 | 3.2223 | 1461601.8519 | 4.4167
Custom Retrofit | BNI Other | ROB/NEW | 13.8 | N/A | 1000000 | 210000 | N/A | N/A | 478235.466 | 140000 | 136928.6956 | 0 | 276928.6956 | 1396092.4736 | 0 | 1396092.4736 | 82% | 2.6387 | 5.0413 | 0.31779 | 0.023028 | 1.5045 | Custom Retrofit | 18.9 | 3479.146 | 16469.7246 | 10437.4381 | 49409.1738 | 227282.1995 | 26386147.7518 | 9999645.5984 | 16386502.1534 | 2.6387 | 5233952.3463 | 5.0413
Existing Building Comissioning | BNI Other | ROB/NEW | 5.6 | N/A | 1000000 | 0 | N/A | N/A | 376830.4042 | 100000 | 59519.0117 | 0 | 159519.0117 | 532729.1245 | 0 | 532729.1245 | 81% | 1.4605 | 3.3396 | 0.18532 | 0.033092 | N/A | Existing Building Comissioning | 2.25 | 0 | 1936.7707 | 0 | 4756.3646 | 10845.9162 | 1198640.5301 | 820691.188 | 377949.3421 | 1.4605 | 358917.7763 | 3.3396
Pay-for-Performance | BNI Other | ROB/NEW | 10.35 | N/A | 1000000 | 66000 | N/A | N/A | 478235.466 | 100000 | 92648.4238 | 0 | 192648.4238 | 934637.3976 | 0 | 934637.3976 | 80% | 1.9667 | 4.8515 | 0.2266 | 0.021894 | 3.4133 | Pay-for-Performance | 3.25 | 183.4404 | 2763.02 | 423.324 | 6376.2 | 28597.257 | 3037571.5422 | 1544519.5888 | 1493051.9534 | 1.9667 | 626107.3772 | 4.8515
Efficient Products Installation | [22 empty] | Efficient Products Installation Total
Measure Name | Technology Type | Decision Type | Measure Life | Remaining Useful Life | Gross Annual Energy Savings per Unit at Meter (kWh) Pre-RUL | Gross Peak Demand Savings per Unit at Meter (Watts) Pre-RUL | Gross Annual Energy Savings per Unit at Meter (kWh) Post-RUL | Gross Peak Demand Savings per Unit at Meter (Watts) Post-RUL | Gross Per Unit One-Time Incremental Measure Cost ($) | Per Unit Incentive ($) | Per Unit Program Administrative Cost (inclusive of DI costs) ($) | Per Unit Direct Installation Cost ($) | Per Unit DSM Administrator Cost (Incentive + Administrative) ($) | Per Unit Present Value Avoided Cost Benefits ($) | Per Unit Present Value Non-Energy Benefits ($) | Total Per Unit Present Value Benefits ($) | Net-To-Gross Ratio | Net Total Resource Benefit-Cost Ratio (TRC) | Net Program Administrator Benefit-Cost Ratio (PAC) | Net First-Year Unit Cost / kWh at Generator ($/kWh) | Net Lifetime Unit Cost / kWh at Generator ($/kWh) | Net Unit Cost / Watt at Generator ($/W) | Measure Name | Participation (Units) | Total Peak Demand Savings (kW) | Total First Year Energy Savings (MWh) | Total Cumulative Peak Demand Savings (kW) | Total Cumulative First Year Energy Savings (MWh) | Total Lifetime Energy Savings (MWh) | Total Avoided Cost Benefits ($) | TRC Costs ($) | Total TRC Net Resource Benefits ($) | TRC Ratio | PAC Costs ($) | PAC Ratio
18W Replacing 100W | Res Lighting | RET | 9.3 | 1 | 62.3336 | 10.138 | 3.2994 | 0.53662 | 0 | 0 | 13.2729 | 12.6409 | 13.2729 | 11.7787 | 0 | 11.7787 | 86% | 0.88742 | 0.88742 | 0.22618 | 0.15714 | 1.3276 | 18W Replacing 100W | 0 | 0 | 0 | 9.9089 | 58.1673 | 0 | 0 | 0 | 0 | N/A | 0 | N/A
5W Chandelier E12 - MURB | Res Lighting | RET | 4 | 1 | 28.7385 | 4.6831 | 1.5212 | 0.24788 | 0 | 0 | 6.3142 | 6.0135 | 6.3142 | 4.6132 | 0 | 4.6132 | 86% | 0.73061 | 0.73061 | 0.23338 | 0.2014 | 1.3673 | 5W Chandelier E12 - MURB | 0 | 0 | 0 | 1.1038 | 6.4671 | 0 | 0 | 0 | 0 | N/A | 0 | N/A
5W Chandelier E12 | Res Lighting | RET | 4 | 1 | 26.7099 | 4.323 | 1.4138 | 0.22882 | 0 | 0 | 6.3142 | 6.0135 | 6.3142 | 4.2841 | 0 | 4.2841 | 86% | 0.67849 | 0.67849 | 0.2511 | 0.2167 | 1.4811 | 5W Chandelier E12 | 0 | 0 | 0 | 59.8962 | 353.3193 | 0 | 0 | 0 | 0 | N/A | 0 | N/A
7W G25 - MURB | Res Lighting | RET | 4 | 1 | 27.0725 | 4.415 | 1.433 | 0.23369 | 0 | 0 | 5.8991 | 5.6182 | 5.8991 | 4.3462 | 0 | 4.3462 | 86% | 0.73676 | 0.73676 | 0.23145 | 0.19974 | 1.3549 | 7W G25 - MURB | 0 | 0 | 0 | 0.94197 | 5.5146 | 0 | 0 | 0 | 0 | N/A | 0 | N/A
7W G25 | Res Lighting | RET | 4 | 1 | 25.1615 | 4.0756 | 1.3318 | 0.21572 | 0 | 0 | 5.8991 | 5.6182 | 5.8991 | 4.0361 | 0 | 4.0361 | 86% | 0.6842 | 0.6842 | 0.24903 | 0.21491 | 1.4678 | 7W G25 | 0 | 0 | 0 | 12.2147 | 71.9975 | 0 | 0 | 0 | 0 | N/A | 0 | N/A
7W GU10 Replacing 35W | Res Lighting | RET | 4.8 | 1 | 21.3679 | 3.4569 | 1.131 | 0.18298 | 0 | 0 | 6.347 | 6.0447 | 6.347 | 3.5372 | 0 | 3.5372 | 86% | 0.55731 | 0.55731 | 0.31551 | 0.26268 | 1.8619 | 7W GU10 Replacing 35W | 0 | 0 | 0 | 1.4502 | 8.5582 | 0 | 0 | 0 | 0 | N/A | 0 | N/A
7W GU10 Replacing 50W - MURB | Res Lighting | RET | 5.5 | 1 | 35.5213 | 5.7555 | 1.8802 | 0.30464 | 0 | 0 | 6.347 | 6.0447 | 6.347 | 6.0068 | 0 | 6.0068 | 86% | 0.9464 | 0.9464 | 0.1898 | 0.15329 | 1.1183 | 7W GU10 Replacing 50W - MURB | 0 | 0 | 0 | 0.838 | 4.9378 | 0 | 0 | 0 | 0 | N/A | 0 | N/A
7W GU10 Replacing 50W | Res Lighting | RET | 5.5 | 1 | 32.79 | 5.3129 | 1.7356 | 0.28122 | 0 | 0 | 6.347 | 6.0447 | 6.347 | 5.5449 | 0 | 5.5449 | 86% | 0.87363 | 0.87363 | 0.20561 | 0.16605 | 1.2114 | 7W GU10 Replacing 50W | 0 | 0 | 0 | 28.553 | 168.2457 | 0 | 0 | 0 | 0 | N/A | 0 | N/A
9.5W Replacing 100W - MURB | Res Lighting | RET | 9.3 | 1 | 73.849 | 12.0089 | 3.9089 | 0.63564 | 0 | 0 | 10.5637 | 10.0607 | 10.5637 | 13.9543 | 0 | 13.9543 | 86% | 1.321 | 1.321 | 0.15194 | 0.10557 | 0.89203 | 9.5W Replacing 100W - MURB | 0 | 0 | 0 | 0.04328 | 0.2541 | 0 | 0 | 0 | 0 | N/A | 0 | N/A
9.5W Replacing 100W | Res Lighting | RET | 9.3 | 1 | 68.8139 | 11.2215 | 3.6424 | 0.59397 | 0 | 0 | 12.6705 | 10.0607 | 12.6705 | 13.0076 | 0 | 13.0076 | 86% | 1.0266 | 1.0266 | 0.19558 | 0.13588 | 1.145 | 9.5W Replacing 100W | 347.5189 | 3.8454 | 22.5138 | 4.2525 | 24.8971 | 32.4047 | 4520.3923 | 4403.2517 | 117.1407 | 1.0266 | 4403.2517 | 1.0266
9.5W Replacing 40W - MURB | Res Lighting | RET | 5 | 1 | 24.9199 | 4.0416 | 1.319 | 0.21393 | 0 | 0 | 11.2373 | 10.0607 | 11.2373 | 4.1586 | 0 | 4.1586 | 86% | 0.37007 | 0.37007 | 0.47899 | 0.39529 | 2.8195 | 9.5W Replacing 40W - MURB | 24.2124 | 0.096495 | 0.56804 | 0.10671 | 0.62817 | 0.68831 | 100.6892 | 272.081 | -171.3917 | 0.37007 | 272.081 | 0.37007
9.5W Replacing 40W | Res Lighting | RET | 5 | 1 | 23.2208 | 3.7766 | 1.2291 | 0.1999 | 0 | 0 | 7.9143 | 6.9395 | 7.9143 | 3.8764 | 0 | 3.8764 | 86% | 0.48979 | 0.48979 | 0.36203 | 0.29877 | 2.1251 | 9.5W Replacing 40W | 944.9951 | 3.5192 | 20.6586 | 3.8917 | 22.8456 | 25.0325 | 3663.1321 | 7478.9668 | -3815.8347 | 0.48979 | 7478.9668 | 0.48979
9.5W Replacing 60W - MURB | Res Lighting | RET | 6.7 | 1 | 41.2296 | 6.6836 | 2.1823 | 0.35377 | 0 | 0 | 11.7304 | 10.0607 | 11.7304 | 7.2031 | 0 | 7.2031 | 86% | 0.61405 | 0.61405 | 0.30221 | 0.23217 | 1.7798 | 9.5W Replacing 60W - MURB | 111.0921 | 0.73216 | 4.3121 | 0.80966 | 4.7686 | 5.6131 | 800.2038 | 1303.1525 | -502.9487 | 0.61405 | 1303.1525 | 0.61405
9.5W Replacing 60W | Res Lighting | RET | 6.7 | 1 | 38.4185 | 6.2453 | 2.0335 | 0.33057 | 0 | 0 | 11.6512 | 10.0607 | 11.6512 | 6.7143 | 0 | 6.7143 | 86% | 0.57627 | 0.57627 | 0.32214 | 0.24747 | 1.8918 | 9.5W Replacing 60W | 6505.2976 | 40.0621 | 235.2888 | 44.3032 | 260.197 | 306.2771 | 43678.4876 | 75794.6039 | -32116.1163 | 0.57627 | 75794.6039 | 0.57627
9W Replacing 100W | Res Lighting | RET | 9.3 | 1 | 69.1996 | 11.2215 | 3.6628 | 0.59397 | 0 | 0 | 9.622 | 7.1475 | 9.622 | 13.0711 | 0 | 13.0711 | 86% | 1.3585 | 1.3585 | 0.1477 | 0.10262 | 0.86953 | 9W Replacing 100W | 1361.5905 | 15.0663 | 88.7041 | 16.6613 | 98.0945 | 127.6743 | 17797.4285 | 13101.2756 | 4696.1529 | 1.3585 | 13101.2756 | 1.3585
9W Replacing 40W - MURB | Res Lighting | RET | 5 | 1 | 25.3339 | 4.1079 | 1.3409 | 0.21743 | 0 | 0 | 8.1897 | 7.1475 | 8.1897 | 4.2276 | 0 | 4.2276 | 86% | 0.51621 | 0.51621 | 0.34338 | 0.28338 | 2.0217 | 9W Replacing 40W - MURB | 34.1822 | 0.13846 | 0.81526 | 0.15312 | 0.90156 | 0.98787 | 144.5071 | 279.9405 | -135.4334 | 0.51621 | 279.9405 | 0.51621
9W Replacing 40W | Res Lighting | RET | 5 | 1 | 23.6066 | 3.8385 | 1.2495 | 0.20318 | 0 | 0 | 8.1432 | 7.1475 | 8.1432 | 3.9406 | 0 | 3.9406 | 86% | 0.48392 | 0.48392 | 0.36641 | 0.30239 | 2.1513 | 9W Replacing 40W | 3124.1095 | 11.825 | 69.4308 | 13.0768 | 76.7809 | 84.131 | 12310.9909 | 25440.2139 | -13129.2231 | 0.48392 | 25440.2139 | 0.48392
9W Replacing 60W - MURB | Res Lighting | RET | 6.7 | 1 | 41.6436 | 6.7498 | 2.2042 | 0.35728 | 0 | 0 | 8.6833 | 7.1475 | 8.6833 | 7.2753 | 0 | 7.2753 | 86% | 0.83785 | 0.83785 | 0.22149 | 0.17015 | 1.3045 | 9W Replacing 60W - MURB | 3420.3551 | 22.7654 | 134.095 | 25.1754 | 148.2906 | 174.5525 | 24884.0148 | 29699.9617 | -4815.9469 | 0.83785 | 29699.9617 | 0.83785
9W Replacing 60W | Res Lighting | RET | 6.7 | 1 | 38.8042 | 6.3073 | 2.0539 | 0.33385 | 0 | 0 | 8.6033 | 7.1475 | 8.6033 | 6.7816 | 0 | 6.7816 | 86% | 0.78825 | 0.78825 | 0.2355 | 0.18092 | 1.3832 | 9W Replacing 60W | 91419.5483 | 568.5781 | 3339.7333 | 628.769 | 3693.2844 | 4347.354 | 619970.9182 | 786513.2728 | -166542.3546 | 0.78825 | 786513.2728 | 0.78825
Air Sealing Measures - Elect Res - MURB | Res HVAC | ROB/NEW | 15 | N/A | 171.73 | 48.1437 | N/A | N/A | 0 | 0 | 86.6459 | 28.1532 | 86.6459 | 352.4429 | 0 | 352.4429 | 102% | 4.0676 | 4.0676 | 0.45187 | 0.030124 | 1.5388 | Air Sealing Measures - Elect Res - MURB | 570.2409 | 32.1078 | 109.3452 | 96.3233 | 328.0356 | 1640.1782 | 200977.327 | 49409.0225 | 151568.3045 | 4.0676 | 49409.0225 | 4.0676
Air Sealing Measures - Elect Res | Res HVAC | ROB/NEW | 15 | N/A | 164.8 | 46.63 | N/A | N/A | 0 | 0 | 86.118 | 29.7138 | 86.118 | 339.0666 | 0 | 339.0666 | 102% | 3.9372 | 3.9372 | 0.468 | 0.0312 | 1.579 | Air Sealing Measures - Elect Res | 570.2409 | 31.0982 | 104.9327 | 93.2947 | 314.7981 | 1573.9904 | 193349.6514 | 49107.9854 | 144241.666 | 3.9372 | 49107.9854 | 3.9372
Air Sealing Measures - HP - MURB | Res HVAC | ROB/NEW | 15 | N/A | 75.36 | 21.03 | N/A | N/A | 0 | 0 | 54.5805 | 28.1532 | 54.5805 | 154.471 | 0 | 154.471 | 102% | 2.8302 | 2.8302 | 0.64864 | 0.043243 | 2.219 | Air Sealing Measures - HP - MURB | 276.4804 | 6.8001 | 23.2649 | 20.4003 | 69.7946 | 348.973 | 42708.2025 | 15090.4322 | 27617.7703 | 2.8302 | 15090.4322 | 2.8302
Air Sealing Measures - HP | Res HVAC | ROB/NEW | 15 | N/A | 74.23 | 19.6236 | N/A | N/A | 0 | 0 | 55.4954 | 29.7138 | 55.4954 | 150.0029 | 0 | 150.0029 | 102% | 2.703 | 2.703 | 0.66955 | 0.044637 | 2.4179 | Air Sealing Measures - HP | 276.4804 | 6.3453 | 22.916 | 19.036 | 68.748 | 343.7402 | 41472.8755 | 15343.396 | 26129.4796 | 2.703 | 15343.396 | 2.703
Faucet Aerators - MURB | Res Domestic Hot Water (DHW) | ROB/NEW | 10 | N/A | 120.9 | 19.623 | N/A | N/A | 0 | 0 | 50.4549 | 23.2425 | 50.4549 | 160.8343 | 0 | 160.8343 | 102% | 3.1877 | 3.1877 | 0.37375 | 0.037375 | 2.1984 | Faucet Aerators - MURB | 170.1988 | 3.906 | 22.9762 | 11.718 | 68.9286 | 229.7619 | 27373.8082 | 8587.3667 | 18786.4415 | 3.1877 | 8587.3667 | 3.1877
Faucet Aerators | Res Domestic Hot Water (DHW) | ROB/NEW | 10 | N/A | 95.79 | 15.531 | N/A | N/A | 0 | 0 | 45.041 | 23.2425 | 45.041 | 127.4088 | 0 | 127.4088 | 102% | 2.8287 | 2.8287 | 0.42111 | 0.042111 | 2.4796 | Faucet Aerators | 4751.3241 | 86.3031 | 508.1947 | 258.9092 | 1524.584 | 5081.9468 | 605360.511 | 214004.4036 | 391356.1074 | 2.8287 | 214004.4036 | 2.8287
Hot Water Tank Wrap - MURB | Res Domestic Hot Water (DHW) | ROB/NEW | 7 | N/A | 57.23 | 9.3072 | N/A | N/A | 0 | 0 | 34.7355 | 24.6159 | 34.7355 | 54.8796 | 0 | 54.8796 | 102% | 1.5799 | 1.5799 | 0.54357 | 0.077653 | 3.191 | Hot Water Tank Wrap - MURB | 120.3498 | 1.31 | 7.6907 | 3.93 | 23.072 | 53.8347 | 6604.7472 | 4180.4073 | 2424.3399 | 1.5799 | 4180.4073 | 1.5799
Hot Water Tank Wrap | Res Domestic Hot Water (DHW) | ROB/NEW | 7 | N/A | 137.2647 | 22.3131 | N/A | N/A | 0 | 0 | 47.1648 | 24.6159 | 47.1648 | 131.618 | 0 | 131.618 | 102% | 2.7906 | 2.7906 | 0.30773 | 0.043961 | 1.8073 | Hot Water Tank Wrap | 1693.4425 | 44.1919 | 259.5521 | 132.5758 | 778.6564 | 1816.865 | 222887.5067 | 79870.8078 | 143016.6989 | 2.7906 | 79870.8078 | 2.7906
LED Nightlights - MURB | Res Lighting | RET | 23 | 7.6667 | 24.1578 | 3.9388 | 24.1578 | 3.9388 | 0 | 0 | 12.0066 | 4.0263 | 12.0066 | 48.0272 | 0 | 48.0272 | 86% | 4.0001 | 4.0001 | 0.52793 | 0.022953 | 3.0912 | LED Nightlights - MURB | 705.7197 | 2.741 | 16.0503 | 8.2229 | 48.151 | 369.1577 | 33893.7587 | 8473.3023 | 25420.4565 | 4.0001 | 8473.3023 | 4.0001
LED Nightlights | Res Lighting | RET | 23 | 7.6667 | 22.4526 | 3.6358 | 22.4526 | 3.6358 | 0 | 0 | 11.4483 | 4.0263 | 11.4483 | 44.58 | 0 | 44.58 | 86% | 3.894 | 3.894 | 0.54161 | 0.023548 | 3.1931 | LED Nightlights | 6424.827 | 23.034 | 135.8068 | 69.102 | 407.4203 | 3123.5559 | 286418.708 | 73553.115 | 212865.593 | 3.894 | 73553.115 | 3.894
Low-flow showerhead - 1.0 gpm Reduction - MURB | Res Domestic Hot Water (DHW) | ROB/NEW | 10 | N/A | 404.95 | 65.593 | N/A | N/A | 0 | 0 | 136.8409 | 52.1448 | 136.8409 | 506.8166 | 0 | 506.8166 | 96% | 3.7037 | 3.7037 | 0.32155 | 0.032155 | 1.8952 | Low-flow showerhead - 1.0 gpm Reduction - MURB | 79.7584 | 5.7586 | 33.9425 | 17.2758 | 101.8276 | 339.4254 | 40422.9004 | 10914.2183 | 29508.6821 | 3.7037 | 10914.2183 | 3.7037
Low-flow showerhead - 1.0 gpm Reduction | Res Domestic Hot Water (DHW) | ROB/NEW | 10 | N/A | 355.11 | 57.494 | N/A | N/A | 0 | 0 | 126.7323 | 52.1448 | 126.7323 | 444.4062 | 0 | 444.4062 | 96% | 3.5067 | 3.5067 | 0.3396 | 0.03396 | 2.0024 | Low-flow showerhead - 1.0 gpm Reduction | 1580.214 | 100.005 | 589.7191 | 300.0149 | 1769.1572 | 5897.1907 | 702256.8922 | 200264.2229 | 501992.6693 | 3.5067 | 200264.2229 | 3.5067
PAR20 7 W Replacing 50 W - MURB | Res Lighting | ROB/NEW | 5.5 | N/A | 35.3192 | 5.7555 | N/A | N/A | 0 | 0 | 9.2965 | 8.8538 | 9.2965 | 23.8703 | 0 | 23.8703 | 86% | 2.5677 | 2.5677 | 0.27959 | 0.050834 | 1.638 | PAR20 7 W Replacing 50 W - MURB | 0 | 0 | 0 | 1.7945 | 10.5135 | 0 | 0 | 0 | 0 | N/A | 0 | N/A
PAR20 7 W Replacing 50 W | Res Lighting | ROB/NEW | 5.5 | N/A | 32.8261 | 5.3129 | N/A | N/A | 0 | 0 | 9.2965 | 8.8538 | 9.2965 | 22.1631 | 0 | 22.1631 | 86% | 2.384 | 2.384 | 0.30082 | 0.054695 | 1.7744 | PAR20 7 W Replacing 50 W | 0 | 0 | 0 | 23.269 | 137.2609 | 0 | 0 | 0 | 0 | N/A | 0 | N/A
PAR38 15 W Replacing 150 W | Res Lighting | ROB/NEW | 6.8 | N/A | 102.9686 | 16.627 | N/A | N/A | 0 | 0 | 35.8137 | 21.5675 | 35.8137 | 81.298 | 0 | 81.298 | 86% | 2.27 | 2.27 | 0.36945 | 0.054331 | 2.1843 | PAR38 15 W Replacing 150 W | 1361.5905 | 22.3239 | 131.9912 | 66.9718 | 395.9735 | 897.54 | 110694.6483 | 48763.5535 | 61931.0949 | 2.27 | 48763.5535 | 2.27
Pipe Insulation - MURB | Res Domestic Hot Water (DHW) | ROB/NEW | 15 | N/A | 6.731 | 1.0969 | N/A | N/A | 0 | 0 | 4.1262 | 2.0392 | 4.1262 | 12.2559 | 0 | 12.2559 | 102% | 2.9702 | 2.9702 | 0.54901 | 0.036601 | 3.2161 | Pipe Insulation - MURB | 71.925 | 0.092274 | 0.54057 | 0.27682 | 1.6217 | 8.1086 | 881.5082 | 296.7792 | 584.729 | 2.9702 | 296.7792 | 2.9702
Pipe Insulation | Res Domestic Hot Water (DHW) | ROB/NEW | 15 | N/A | 11.9812 | 1.9469 | N/A | N/A | 0 | 0 | 5.6728 | 2.0392 | 5.6728 | 21.8044 | 0 | 21.8044 | 102% | 3.8437 | 3.8437 | 0.42404 | 0.028269 | 2.4913 | Pipe Insulation | 9451.6667 | 21.5211 | 126.4455 | 64.5632 | 379.3364 | 1896.6821 | 206087.6885 | 53617.2927 | 152470.3957 | 3.8437 | 53617.2927 | 3.8437
Thermostatic Shower Valves -2.5gpm - MURB | Res Other | ROB/NEW | 10 | N/A | 124.41 | 20.184 | N/A | N/A | 0 | 0 | 75.9618 | 46.818 | 75.9618 | 165.481 | 0 | 165.481 | 102% | 2.1785 | 2.1785 | 0.54682 | 0.054682 | 3.2178 | Thermostatic Shower Valves -2.5gpm - MURB | 592.7049 | 13.9913 | 82.3359 | 41.9739 | 247.0076 | 823.3587 | 98081.3992 | 45022.916 | 53058.4832 | 2.1785 | 45022.916 | 2.1785
Thermostatic Shower Valves -2.5gpm | Res Other | ROB/NEW | 10 | N/A | 108.75 | 17.661 | N/A | N/A | 0 | 0 | 72.5919 | 46.818 | 72.5919 | 144.6755 | 0 | 144.6755 | 102% | 1.993 | 1.993 | 0.59782 | 0.059782 | 3.5143 | Thermostatic Shower Valves -2.5gpm | 592.7049 | 12.2424 | 71.9719 | 36.7271 | 215.9157 | 719.7192 | 85749.9004 | 43025.5892 | 42724.3112 | 1.993 | 43025.5892 | 1.993
EMIS | [22 empty] | EMIS Total
Measure Name | Technology Type | Decision Type | Measure Life | Remaining Useful Life | Gross Annual Energy Savings per Unit at Meter (kWh) Pre-RUL | Gross Peak Demand Savings per Unit at Meter (Watts) Pre-RUL | Gross Annual Energy Savings per Unit at Meter (kWh) Post-RUL | Gross Peak Demand Savings per Unit at Meter (Watts) Post-RUL | Gross Per Unit One-Time Incremental Measure Cost ($) | Per Unit Incentive ($) | Per Unit Program Administrative Cost (inclusive of DI costs) ($) | Per Unit Direct Installation Cost ($) | Per Unit DSM Administrator Cost (Incentive + Administrative) ($) | Per Unit Present Value Avoided Cost Benefits ($) | Per Unit Present Value Non-Energy Benefits ($) | Total Per Unit Present Value Benefits ($) | Net-To-Gross Ratio | Net Total Resource Benefit-Cost Ratio (TRC) | Net Program Administrator Benefit-Cost Ratio (PAC) | Net First-Year Unit Cost / kWh at Generator ($/kWh) | Net Lifetime Unit Cost / kWh at Generator ($/kWh) | Net Unit Cost / Watt at Generator ($/W) | Measure Name | Participation (Units) | Total Peak Demand Savings (kW) | Total First Year Energy Savings (MWh) | Total Cumulative Peak Demand Savings (kW) | Total Cumulative First Year Energy Savings (MWh) | Total Lifetime Energy Savings (MWh) | Total Avoided Cost Benefits ($) | TRC Costs ($) | Total TRC Net Resource Benefits ($) | TRC Ratio | PAC Costs ($) | PAC Ratio
Energy Management Information Systems | BNI Energy Management | ROB/NEW | 3 | N/A | 1000000 | 0 | N/A | N/A | 145656 | 245050 | 156961.6642 | 0 | 402011.6642 | 376292.9865 | 0 | 376292.9865 | 100% | 1.2435 | 0.93603 | 0.37829 | 0.1261 | N/A | Energy Management Information Systems | 1 | 0 | 1062.7 | 0 | 2550.48 | 3188.1 | 376292.9865 | 302617.6642 | 73675.3223 | 1.2435 | 402011.6642 | 0.93603
Green Heat | [22 empty] | Green Heat Total
Measure Name | Technology Type | Decision Type | Measure Life | Remaining Useful Life | Gross Annual Energy Savings per Unit at Meter (kWh) Pre-RUL | Gross Peak Demand Savings per Unit at Meter (Watts) Pre-RUL | Gross Annual Energy Savings per Unit at Meter (kWh) Post-RUL | Gross Peak Demand Savings per Unit at Meter (Watts) Post-RUL | Gross Per Unit One-Time Incremental Measure Cost ($) | Per Unit Incentive ($) | Per Unit Program Administrative Cost (inclusive of DI costs) ($) | Per Unit Direct Installation Cost ($) | Per Unit DSM Administrator Cost (Incentive + Administrative) ($) | Per Unit Present Value Avoided Cost Benefits ($) | Per Unit Present Value Non-Energy Benefits ($) | Total Per Unit Present Value Benefits ($) | Net-To-Gross Ratio | Net Total Resource Benefit-Cost Ratio (TRC) | Net Program Administrator Benefit-Cost Ratio (PAC) | Net First-Year Unit Cost / kWh at Generator ($/kWh) | Net Lifetime Unit Cost / kWh at Generator ($/kWh) | Net Unit Cost / Watt at Generator ($/W) | Measure Name | Participation (Units) | Total Peak Demand Savings (kW) | Total First Year Energy Savings (MWh) | Total Cumulative Peak Demand Savings (kW) | Total Cumulative First Year Energy Savings (MWh) | Total Lifetime Energy Savings (MWh) | Total Avoided Cost Benefits ($) | TRC Costs ($) | Total TRC Net Resource Benefits ($) | TRC Ratio | PAC Costs ($) | PAC Ratio
ASHP and AWHP - Electrical | Res HVAC | RET | 18 | 6 | 4165.6889 | 1327 | 4165.6889 | 1327 | 12226.7808 | 1061.0526 | 143.5095 | 0 | 1204.5621 | 6571.5738 | 0 | 6571.5738 | 67% | 0.78839 | 5.4556 | 0.39425 | 0.021903 | 1.1815 | ASHP and AWHP - Electrical | 13 | 13.2526 | 39.7192 | 39.7578 | 119.1575 | 714.945 | 85430.4599 | 108360.8841 | -22930.4243 | 0.78839 | 15659.3076 | 5.4556
GSHP | Res HVAC | RET | 25 | 8.3333 | 9973 | 7490 | 9973 | 7490 | 21423.9168 | 1900 | 1310.0537 | 0 | 3210.0537 | 27149.8435 | 0 | 27149.8435 | 67% | 1.7333 | 8.4578 | 0.43885 | 0.017554 | 0.55786 | GSHP | 2 | 11.508 | 14.6294 | 34.5239 | 43.8881 | 365.7343 | 54299.687 | 31328.1558 | 22971.5312 | 1.7333 | 6420.1073 | 8.4578
MSHP - Fully Electrical | Res HVAC | RET | 18 | 6 | 2519.2 | 1912 | 2519.2 | 1912 | 6092.5824 | 480 | 156.3485 | 0 | 636.3485 | 2357.1381 | 0 | 2357.1381 | 28% | 1.2657 | 3.7042 | 0.82411 | 0.045784 | 1.0366 | MSHP - Fully Electrical | 2460 | 1510.0557 | 1899.5508 | 4530.1671 | 5698.6523 | 34191.9137 | 5798559.6533 | 4581188.015 | 1217371.6383 | 1.2657 | 1565417.2579 | 3.7042
MSHP - Mainly Electrical | Res HVAC | RET | 18 | 6 | 857.6 | 2057.6 | 857.6 | 2057.6 | 6092.5824 | 480 | 64.921 | 0 | 544.921 | 1685.2477 | 0 | 1685.2477 | 28% | 0.95166 | 3.0926 | 2.073 | 0.11517 | 0.82486 | MSHP - Mainly Electrical | 589 | 389.0865 | 154.8293 | 1167.2596 | 464.488 | 2786.9278 | 992610.8983 | 1043027.1348 | -50416.2366 | 0.95166 | 320958.4454 | 3.0926
Pellet Boiler/Furnace (Electric Resistance) | Res HVAC | RET | 18 | 6 | 13765 | 7750 | 13765 | 7750 | 8302.392 | 1200 | 824.2268 | 0 | 2024.2268 | 17065.401 | 0 | 17065.401 | 58% | 3.026 | 8.4306 | 0.23161 | 0.012867 | 0.39273 | Pellet Boiler/Furnace (Electric Resistance) | 1 | 5.154 | 8.7398 | 15.4619 | 26.2193 | 157.3156 | 17065.401 | 5639.6142 | 11425.7868 | 3.026 | 2024.2268 | 8.4306
Pellet Boiler/Furnace (Heat Pump) | Res HVAC | RET | 18 | 6 | 6257 | 7750 | 6257 | 7750 | 8302.392 | 1200 | 547.1275 | 0 | 1747.1275 | 9921.3674 | 0 | 9921.3674 | 58% | 1.8501 | 5.6787 | 0.43978 | 0.024432 | 0.33897 | Pellet Boiler/Furnace (Heat Pump) | 1 | 5.154 | 3.9727 | 15.4619 | 11.9182 | 71.5092 | 9921.3674 | 5362.5149 | 4558.8525 | 1.8501 | 1747.1275 | 5.6787
Pellet Stove (Electric Resistance) | Res HVAC | RET | 18 | 6 | 8260.8961 | 4000 | 8260.8961 | 4000 | 4561.1136 | 600 | 469.289 | 0 | 1069.289 | 10006.7737 | 0 | 10006.7737 | 58% | 3.2127 | 9.3583 | 0.20387 | 0.011326 | 0.40195 | Pellet Stove (Electric Resistance) | 70 | 186.2078 | 367.154 | 558.6235 | 1101.4621 | 6608.7727 | 700474.1601 | 218031.4453 | 482442.7148 | 3.2127 | 74850.2332 | 9.3583
Pellet Stove (Heat Pump) | Res HVAC | RET | 18 | 6 | 4072 | 4000 | 4072 | 4000 | 4561.1136 | 600 | 314.6886 | 0 | 914.6886 | 6020.9434 | 0 | 6020.9434 | 58% | 2.034 | 6.5825 | 0.35379 | 0.019655 | 0.34384 | Pellet Stove (Heat Pump) | 8 | 21.2809 | 20.6833 | 63.8427 | 62.05 | 372.3003 | 48167.5468 | 23681.076 | 24486.4709 | 2.034 | 7317.5089 | 6.5825
Residential DHW Timer | Res HVAC | ROB/NEW | 15 | N/A | 0 | 500 | N/A | N/A | 208.08 | 20 | 40.2036 | 0 | 60.2036 | 966.7685 | 0 | 966.7685 | 100% | 3.8938 | 16.0583 | N/A | N/A | 0.10501 | Residential DHW Timer | 51 | 29.2383 | 0 | 87.7149 | 0 | 0 | 49305.1946 | 12662.4628 | 36642.7318 | 3.8938 | 3070.3828 | 16.0583
Solar Domestic Hot Water | Res Domestic Hot Water (DHW) | RET | 20 | 6.6667 | 2736 | 0 | 2736 | 0 | 3939.9948 | 1000 | 242.4304 | 0 | 1242.4304 | 2763.2187 | 0 | 2763.2187 | 58% | 1.0932 | 2.224 | 0.71521 | 0.035761 | N/A | Solar Domestic Hot Water | 3 | 0 | 5.2115 | 0 | 15.6344 | 104.2295 | 8289.6561 | 7582.8821 | 706.774 | 1.0932 | 3727.2911 | 2.224
Three Element Hot Water Heater | Res Heating, Ventilation and Air-Conditioning | ROB/NEW | 10 | N/A | 0 | 406 | N/A | N/A | 312.12 | 400 | 63.9144 | 0 | 463.9144 | 253.0096 | 0 | 253.0096 | 47% | 1.2013 | 0.54538 | N/A | N/A | 2.1202 | Three Element Hot Water Heater | 7 | 1.5316 | 0 | 4.1571 | 0 | 0 | 1771.0675 | 1474.2757 | 296.7918 | 1.2013 | 3247.4009 | 0.54538
Wood Boiler/Furnace (Electric Resistance) | Res HVAC | RET | 18 | 6 | 13804 | 7660 | 13804 | 7660 | 18242.2002 | 1200 | 945.9629 | 0 | 2145.9629 | 20203.939 | 0 | 20203.939 | 58% | 1.7528 | 9.4149 | 0.24485 | 0.013603 | 0.42124 | Wood Boiler/Furnace (Electric Resistance) | 1 | 5.0941 | 8.7645 | 15.2823 | 26.2936 | 157.7613 | 20203.939 | 11526.439 | 8677.5 | 1.7528 | 2145.9629 | 9.4149
Wood Boiler/Furnace (Heat Pump) | Res HVAC | RET | 18 | 6 | 6275 | 7660 | 6275 | 7660 | 18242.2002 | 1200 | 668.0886 | 0 | 1868.0886 | 13039.9235 | 0 | 13039.9235 | 58% | 1.1593 | 6.9804 | 0.46888 | 0.026049 | 0.3667 | Wood Boiler/Furnace (Heat Pump) | 1 | 5.0941 | 3.9842 | 15.2823 | 11.9525 | 71.7149 | 13039.9235 | 11248.5647 | 1791.3588 | 1.1593 | 1868.0886 | 6.9804
Wood Stove (Electric Resistance) | Res HVAC | RET | 18 | 6 | 9473.4371 | 4000 | 9473.4371 | 4000 | 3688.218 | 600 | 588.463 | 0 | 1188.463 | 13079.2566 | 0 | 13079.2566 | 58% | 4.7951 | 11.0052 | 0.19759 | 0.010977 | 0.44675 | Wood Stove (Electric Resistance) | 146 | 388.3764 | 878.18 | 1165.1291 | 2634.54 | 15807.2401 | 1909571.4663 | 398233.8997 | 1511337.5667 | 4.7951 | 173515.5994 | 11.0052
Wood Stove (Heat Pump) | Res HVAC | RET | 18 | 6 | 4747 | 4000 | 4747 | 4000 | 3688.218 | 600 | 414.0234 | 0 | 1014.0234 | 8581.9437 | 0 | 8581.9437 | 58% | 3.3613 | 8.4633 | 0.33644 | 0.018691 | 0.38118 | Wood Stove (Heat Pump) | 55 | 146.3062 | 165.7697 | 438.9185 | 497.309 | 2983.8538 | 472006.9022 | 140425.4431 | 331581.4591 | 3.3613 | 55771.2889 | 8.4633
Home Energy Assessment | [22 empty] | Home Energy Assessment Total
Measure Name | Technology Type | Decision Type | Measure Life | Remaining Useful Life | Gross Annual Energy Savings per Unit at Meter (kWh) Pre-RUL | Gross Peak Demand Savings per Unit at Meter (Watts) Pre-RUL | Gross Annual Energy Savings per Unit at Meter (kWh) Post-RUL | Gross Peak Demand Savings per Unit at Meter (Watts) Post-RUL | Gross Per Unit One-Time Incremental Measure Cost ($) | Per Unit Incentive ($) | Per Unit Program Administrative Cost (inclusive of DI costs) ($) | Per Unit Direct Installation Cost ($) | Per Unit DSM Administrator Cost (Incentive + Administrative) ($) | Per Unit Present Value Avoided Cost Benefits ($) | Per Unit Present Value Non-Energy Benefits ($) | Total Per Unit Present Value Benefits ($) | Net-To-Gross Ratio | Net Total Resource Benefit-Cost Ratio (TRC) | Net Program Administrator Benefit-Cost Ratio (PAC) | Net First-Year Unit Cost / kWh at Generator ($/kWh) | Net Lifetime Unit Cost / kWh at Generator ($/kWh) | Net Unit Cost / Watt at Generator ($/W) | Measure Name | Participation (Units) | Total Peak Demand Savings (kW) | Total First Year Energy Savings (MWh) | Total Cumulative Peak Demand Savings (kW) | Total Cumulative First Year Energy Savings (MWh) | Total Lifetime Energy Savings (MWh) | Total Avoided Cost Benefits ($) | TRC Costs ($) | Total TRC Net Resource Benefits ($) | TRC Ratio | PAC Costs ($) | PAC Ratio
Heat Pump Water Heater | Res Domestic Hot Water (DHW) | RET | 10 | 3.3333 | 1168 | 290 | 1168 | 290 | 2154.2164 | 400 | 54.1008 | 0 | 454.1008 | 1472.9729 | 0 | 1472.9729 | 89% | 0.74719 | 3.2437 | 0.39905 | 0.039905 | 1.5344 | Heat Pump Water Heater | 4 | 1.1837 | 4.5519 | 3.5512 | 13.6556 | 45.5185 | 5891.8915 | 7885.4137 | -1993.5221 | 0.74719 | 1816.4032 | 3.2437
Residential ETS System (Central) | Res HVAC | RET | 20 | 6.6667 | 0 | 5000 | 0 | 5000 | 5202 | 2100 | 399.3633 | 0 | 2499.3633 | 10773.0335 | 0 | 10773.0335 | 89% | 2.1421 | 4.3103 | N/A | N/A | 0.48982 | Residential ETS System (Central) | 8 | 40.819 | 0 | 122.4569 | 0 | 0 | 86184.2682 | 40233.1466 | 45951.1216 | 2.1421 | 19994.9066 | 4.3103
Residential ETS System (Room) | Res HVAC | RET | 20 | 6.6667 | 0 | 2500 | 0 | 2500 | 2080.8 | 582 | 136.3837 | 0 | 718.3837 | 5386.5168 | 0 | 5386.5168 | 89% | 2.7091 | 7.4981 | N/A | N/A | 0.28157 | Residential ETS System (Room) | 84 | 214.2995 | 0 | 642.8986 | 0 | 0 | 452467.4081 | 167016.8412 | 285450.5669 | 2.7091 | 60344.2332 | 7.4981
Whole Home - Adjusted Incentive and Savings | Res HVAC | RET | 20 | 6.6667 | 4817.6081 | 2182.3765 | 4817.6081 | 2182.3765 | 6301.9816 | 1737.15 | 365.224 | 0 | 2102.374 | 12168.2432 | 0 | 12168.2432 | 89% | 2.0369 | 5.7879 | 0.44792 | 0.022396 | 0.94397 | Whole Home - Adjusted Incentive and Savings | 1827.113 | 4069.0875 | 8575.9454 | 12207.2625 | 25727.8363 | 171518.9085 | 22232755.5577 | 10915150.6363 | 11317604.9214 | 2.0369 | 3841274.9179 | 5.7879
Instant Savings | [22 empty] | Instant Savings Total
Measure Name | Technology Type | Decision Type | Measure Life | Remaining Useful Life | Gross Annual Energy Savings per Unit at Meter (kWh) Pre-RUL | Gross Peak Demand Savings per Unit at Meter (Watts) Pre-RUL | Gross Annual Energy Savings per Unit at Meter (kWh) Post-RUL | Gross Peak Demand Savings per Unit at Meter (Watts) Post-RUL | Gross Per Unit One-Time Incremental Measure Cost ($) | Per Unit Incentive ($) | Per Unit Program Administrative Cost (inclusive of DI costs) ($) | Per Unit Direct Installation Cost ($) | Per Unit DSM Administrator Cost (Incentive + Administrative) ($) | Per Unit Present Value Avoided Cost Benefits ($) | Per Unit Present Value Non-Energy Benefits ($) | Total Per Unit Present Value Benefits ($) | Net-To-Gross Ratio | Net Total Resource Benefit-Cost Ratio (TRC) | Net Program Administrator Benefit-Cost Ratio (PAC) | Net First-Year Unit Cost / kWh at Generator ($/kWh) | Net Lifetime Unit Cost / kWh at Generator ($/kWh) | Net Unit Cost / Watt at Generator ($/W) | Measure Name | Participation (Units) | Total Peak Demand Savings (kW) | Total First Year Energy Savings (MWh) | Total Cumulative Peak Demand Savings (kW) | Total Cumulative First Year Energy Savings (MWh) | Total Lifetime Energy Savings (MWh) | Total Avoided Cost Benefits ($) | TRC Costs ($) | Total TRC Net Resource Benefits ($) | TRC Ratio | PAC Costs ($) | PAC Ratio
Clothes-line | Res Other | ROB/NEW | 10 | N/A | 104 | 0 | N/A | N/A | 63.8973 | 6.6667 | 7.6901 | 0 | 14.3568 | 113.1278 | 0 | 113.1278 | 100% | 1.5803 | 7.8797 | 0.12611 | 0.012611 | N/A | Clothes-line | 1573.9055 | 0 | 179.1873 | 0 | 460.1854 | 1791.8725 | 178052.5152 | 112671.8169 | 65380.6984 | 1.5803 | 22596.2439 | 7.8797
Dehumidifier | Res HVAC | ROB/NEW | 12 | N/A | 45.2 | 15.1 | N/A | N/A | 239.0378 | 40 | 21.2242 | 0 | 61.2241 | 80.7477 | 0 | 80.7477 | 100% | 0.31026 | 1.3189 | 1.2374 | 0.10311 | 3.536 | Dehumidifier | 13919.2308 | 240.9928 | 688.7297 | 618.9134 | 1768.783 | 8264.756 | 1123946.5382 | 3622646.2377 | -2498699.6995 | 0.31026 | 852192.9986 | 1.3189
Dimmer Switch | Res Lighting | ROB/NEW | 10 | N/A | 13.668 | 1.6115 | N/A | N/A | 14.6598 | 3.9733 | 2.7325 | 0 | 6.7058 | 17.0043 | 0 | 17.0043 | 100% | 0.97769 | 2.5358 | 0.44818 | 0.044818 | 3.629 | Dimmer Switch | 14000 | 25.8684 | 209.473 | 71.2081 | 576.6165 | 2094.7303 | 238060.3052 | 243491.9766 | -5431.6713 | 0.97769 | 93881.2589 | 2.5358
ECM Pool Pump | Res HVAC | ROB/NEW | 10 | N/A | 530 | 0 | N/A | N/A | 326.4371 | 266.6666 | 162.6575 | 0 | 429.3241 | 576.5168 | 0 | 576.5168 | 100% | 1.1787 | 1.3428 | 0.73998 | 0.073998 | N/A | ECM Pool Pump | 105.1346 | 0 | 60.9982 | 0 | 156.6544 | 609.9816 | 60611.8759 | 51420.7803 | 9191.0955 | 1.1787 | 45136.8285 | 1.3428
Efficient clothes washer | Res Other | ROB/NEW | 14 | N/A | 165 | 22.8 | N/A | N/A | 280.6676 | 100 | 53.0604 | 0 | 153.0604 | 273.3803 | 0 | 273.3803 | 100% | 0.81917 | 1.7861 | 0.8474 | 0.060528 | 5.8546 | Efficient clothes washer | 5453.6731 | 142.5725 | 985.0724 | 366.1522 | 2529.8451 | 13791.014 | 1490926.6625 | 1820043.3897 | -329116.7272 | 0.81917 | 834741.1739 | 1.7861
Energy Star Dryer | Res Other | ROB/NEW | 12 | N/A | 151 | 20.8 | N/A | N/A | 132.4776 | 100 | 61.2415 | 0 | 161.2414 | 222.865 | 0 | 222.865 | 100% | 1.1505 | 1.3822 | 0.97546 | 0.081288 | 6.7605 | Energy Star Dryer | 6219.2308 | 148.3242 | 1028.037 | 380.9235 | 2640.1859 | 12336.4438 | 1386049.0963 | 1204783.6009 | 181265.4954 | 1.1505 | 1002797.7562 | 1.3822
ENERGYSTAR Bathroom Exhaust Fans | Res HVAC | ROB/NEW | 19 | N/A | 35.4077 | 4.042 | N/A | N/A | 32.7726 | 13.3333 | 9.621 | 0 | 22.9543 | 69.3637 | 0 | 69.3637 | 100% | 1.6362 | 3.0218 | 0.59221 | 0.031169 | 4.9526 | ENERGYSTAR Bathroom Exhaust Fans | 38.5 | 0.17843 | 1.4923 | 0.41016 | 3.4303 | 28.3535 | 2670.5006 | 1632.1523 | 1038.3483 | 1.6362 | 883.7404 | 3.0218
ENERGYSTAR Dishwasher | Res Other | ROB/NEW | 10 | N/A | 30.9912 | 3.837 | N/A | N/A | 52.02 | 40 | 21.2242 | 0 | 61.2241 | 38.7987 | 0 | 38.7987 | 100% | 0.52972 | 0.63372 | 1.8046 | 0.18046 | 13.9154 | ENERGYSTAR Dishwasher | 632.5925 | 2.7831 | 21.4614 | 6.7572 | 52.1069 | 214.6138 | 24543.7925 | 46333.7064 | -21789.914 | 0.52972 | 38729.9377 | 0.63372
ENERGYSTAR Range Hoods | Res HVAC | ROB/NEW | 19 | N/A | 4.8941 | 26.8908 | N/A | N/A | 63.8973 | 13.3333 | 9.6825 | 0 | 23.0158 | 71.0387 | 0 | 71.0387 | 100% | 0.96547 | 3.0865 | 4.296 | 0.2261 | 0.74643 | ENERGYSTAR Range Hoods | 38.5 | 1.1871 | 0.20627 | 2.7287 | 0.47415 | 3.9191 | 2734.9904 | 2832.8197 | -97.8293 | 0.96547 | 886.1078 | 3.0865
Heat Pump Dryer (ventless) | Res Other | ROB/NEW | 12 | N/A | 446 | 61.548 | N/A | N/A | 1139.238 | 200 | 106.1208 | 0 | 306.1207 | 658.4411 | 0 | 658.4411 | 100% | 0.52872 | 2.1509 | 0.627 | 0.05225 | 4.3376 | Heat Pump Dryer (ventless) | 74.0385 | 5.225 | 36.1483 | 9.3218 | 64.4918 | 433.7791 | 48749.9697 | 92204.4477 | -43454.4779 | 0.52872 | 22664.7074 | 2.1509
Heavy duty timer | Res Other | ROB/NEW | 10 | N/A | 122 | 0 | N/A | N/A | 25.2653 | 13.3333 | 11.9462 | 0 | 25.2796 | 132.7076 | 0 | 132.7076 | 100% | 3.5663 | 5.2496 | 0.18929 | 0.018929 | N/A | Heavy duty timer | 10015.7622 | 0 | 1337.6391 | 0 | 3528.3643 | 13376.3909 | 1329168.2519 | 372701.6947 | 956466.5573 | 3.5663 | 253194.1812 | 5.2496
Heat Pump Hot Water Heater | Res Domestic Hot Water (DHW) | ROB/NEW | 10 | N/A | 1041 | 169 | N/A | N/A | 1684.1839 | 500 | 265.302 | 0 | 765.302 | 1356.4444 | 0 | 1356.4444 | 100% | 0.6958 | 1.7724 | 0.67157 | 0.067157 | 3.9492 | Heat Pump Hot Water Heater | 300 | 58.1326 | 341.8748 | 116.2652 | 683.7496 | 3418.7481 | 406933.3305 | 584845.7742 | -177912.4437 | 0.6958 | 229590.6 | 1.7724
Indoor motion sensor | Res Lighting | ROB/NEW | 10 | N/A | 36.8232 | 0 | N/A | N/A | 26.7422 | 6.6667 | 5.0077 | 0 | 11.6744 | 40.0551 | 0 | 40.0551 | 100% | 1.2616 | 3.431 | 0.28962 | 0.028962 | N/A | Indoor motion sensor | 374.3534 | 0 | 15.0903 | 0 | 38.7547 | 150.9032 | 14994.7578 | 11885.7016 | 3109.0562 | 1.2616 | 4370.3492 | 3.431
LED - ENERGY STAR Fixture with Motion Sensor | Res Lighting | RET | 9.7 | 0 | 137 | 22.2 | 27.4 | 8.805 | 48.5546 | 20 | 10.6121 | 0 | 30.6121 | 26.6168 | 0 | 26.6168 | 66% | 0.62396 | 0.86949 | 0.30927 | 0.15942 | 1.8221 | LED - ENERGY STAR Fixture with Motion Sensor | 155.5891 | 2.6139 | 15.4006 | 5.9056 | 17.5457 | 29.8773 | 4141.2818 | 6637.1364 | -2495.8546 | 0.62396 | 4762.9074 | 0.86949
LED - ENERGY STAR Fixture without Motion Sensor | Res Lighting | RET | 8.5 | 0 | 52.77 | 6.6332 | 10.554 | 1.4894 | 38.3753 | 12 | 6.3672 | 0 | 18.3672 | 7.6558 | 0 | 7.6558 | 66% | 0.24155 | 0.41682 | 0.48175 | 0.28338 | 3.6588 | LED - ENERGY STAR Fixture without Motion Sensor | 1933.7919 | 9.7071 | 73.7286 | 24.56 | 166.1526 | 125.3386 | 14804.6958 | 61291.4772 | -46486.7814 | 0.24155 | 35518.4345 | 0.41682
LED - Other | Res Lighting | RET | 5.5 | 0 | 37.474 | 4.5806 | 7.4948 | 0.51036 | 5.4641 | 1.62 | 0.85958 | 0 | 2.4796 | 4.2532 | 0 | 4.2532 | 79% | 0.82168 | 1.7153 | 0.076512 | 0.069556 | 0.59758 | LED - Other | 0 | 0 | 0 | 29.6843 | 416.1935 | 0 | 0 | 0 | 0 | N/A | 0 | N/A
LED - R, BR and Decorative | Res Lighting | RET | 5.1 | 0 | 36.9 | 4.5125 | 7.38 | 0.47296 | 4.9391 | 1.5066 | 0.79941 | 0 | 2.306 | 3.9731 | 0 | 3.9731 | 79% | 0.84511 | 1.7229 | 0.072263 | 0.070846 | 0.56413 | LED - R, BR and Decorative | 0 | 0 | 0 | 8.2249 | 122.5301 | 0 | 0 | 0 | 0 | N/A | 0 | N/A
LED - Recessed downlight | Res Lighting | RET | 6 | 0 | 41.2452 | 4.8697 | 8.249 | 0.37397 | 17.8502 | 6 | 3.1836 | 0 | 9.1836 | 4.0472 | 0 | 4.0472 | 66% | 0.27045 | 0.4407 | 0.30818 | 0.25682 | 2.4919 | LED - Recessed downlight | 4899.0698 | 18.0538 | 145.991 | 5.323 | 112.1002 | 175.1892 | 19827.461 | 73313.4533 | -53485.9923 | 0.27045 | 44991.2154 | 0.4407
Motion sensor with dimmer switch | Res Lighting | ROB/NEW | 10 | N/A | 43.0944 | 0 | N/A | N/A | 26.7422 | 6.6667 | 5.2581 | 0 | 11.9248 | 46.8767 | 0 | 46.8767 | 100% | 1.4649 | 3.931 | 0.25278 | 0.025278 | N/A | Motion sensor with dimmer switch | 18.9813 | 0 | 0.89545 | 0 | 2.2997 | 8.9545 | 889.7806 | 607.4084 | 282.3721 | 1.4649 | 226.3483 | 3.931
Networked/ Connected - Indoor LED Lamp | Res Lighting | ROB/NEW | 4 | N/A | 33 | 4.2959 | N/A | N/A | 67.8976 | 6.6667 | 3.5374 | 0 | 10.204 | 15.0751 | 0 | 15.0751 | 79% | 0.26366 | 1.4774 | 0.35755 | 0.089388 | 2.6222 | Networked/ Connected - Indoor LED Lamp | 2782.1562 | 10.8261 | 79.3995 | 27.8033 | 203.9123 | 317.5979 | 41941.3802 | 159073.9554 | -117132.5752 | 0.26366 | 28389.1885 | 1.4774
Outdoor motion sensor | Res Lighting | ROB/NEW | 10 | N/A | 159 | 0 | N/A | N/A | 43.6843 | 6.6667 | 9.8863 | 0 | 16.553 | 172.9551 | 0 | 172.9551 | 100% | 3.2285 | 10.4486 | 0.095102 | 0.0095102 | N/A | Outdoor motion sensor | 4414.9 | 0 | 768.4456 | 0 | 2023.3987 | 7684.4557 | 763579.2543 | 236508.9786 | 527070.2757 | 3.2285 | 73079.7393 | 10.4486
Power bar with timer | Res Other | ROB/NEW | 4 | N/A | 53.7 | 0 | N/A | N/A | 26.8423 | 6.6667 | 4.2158 | 0 | 10.8824 | 27.5207 | 0 | 27.5207 | 100% | 0.88611 | 2.5289 | 0.18512 | 0.046281 | N/A | Power bar with timer | 740.3846 | 0 | 43.5238 | 0 | 111.777 | 174.0952 | 20375.9154 | 22994.9216 | -2619.0063 | 0.88611 | 8057.1771 | 2.5289
Programmable thermostat | Res HVAC | ROB/NEW | 10 | N/A | 221 | 0 | N/A | N/A | 15.492 | 23.3333 | 21.2054 | 0 | 44.5387 | 240.3966 | 0 | 240.3966 | 100% | 6.5508 | 5.3975 | 0.1841 | 0.01841 | N/A | Programmable thermostat | 7568.4 | 0 | 1831.0132 | 0 | 4821.2519 | 18310.1317 | 1819417.9537 | 277740.7841 | 1541677.1696 | 6.5508 | 337086.9239 | 5.3975
Room air purifier | Res Other | ROB/NEW | 9 | N/A | 435 | 74.4 | N/A | N/A | 219.9993 | 90 | 66.8288 | 0 | 156.8288 | 519.6156 | 0 | 519.6156 | 100% | 1.8116 | 3.3133 | 0.32934 | 0.036593 | 1.8383 | Room air purifier | 3489.0324 | 297.639 | 1661.458 | 783.7151 | 4374.7953 | 14953.1224 | 1812955.6848 | 1000752.2753 | 812203.4095 | 1.8116 | 547180.6513 | 3.3133
Room Air-Conditioner | Res HVAC | ROB/NEW | 18 | N/A | 21.4954 | 100.9174 | N/A | N/A | 44.7372 | 6.6667 | 13.1351 | 0 | 19.8017 | 261.4557 | 0 | 261.4557 | 100% | 4.5178 | 13.2037 | 0.84152 | 0.046751 | 0.17112 | Room Air-Conditioner | 5.5 | 0.63642 | 0.12942 | 1.377 | 0.28002 | 2.3296 | 1438.0061 | 318.2974 | 1119.7087 | 4.5178 | 108.9095 | 13.2037
Smart power bar | Res Other | ROB/NEW | 4 | N/A | 53.8 | 0 | N/A | N/A | 26.8423 | 13.3333 | 7.8044 | 0 | 21.1377 | 27.572 | 0 | 27.572 | 100% | 0.7958 | 1.3044 | 0.35891 | 0.089727 | N/A | Smart power bar | 46.6718 | 0 | 2.7487 | 0 | 7.2377 | 10.9949 | 1286.8333 | 1617.0231 | -330.1898 | 0.7958 | 986.5342 | 1.3044
Smart thermostats for electric baseboards | Res HVAC | ROB/NEW | 10 | N/A | 348 | 0 | N/A | N/A | 157.1004 | 40 | 35.12 | 0 | 75.12 | 378.5431 | 0 | 378.5431 | 100% | 1.9693 | 5.0392 | 0.19719 | 0.019719 | N/A | Smart thermostats for electric baseboards | 410.97 | 0 | 156.5613 | 0 | 331.4199 | 1565.6132 | 155569.8703 | 78996.8104 | 76573.0599 | 1.9693 | 30872.059 | 5.0392
Smart thermostats for mini-split heat pumps | Res HVAC | ROB/NEW | 10 | N/A | 207.8191 | 0 | N/A | N/A | 172.7064 | 40 | 29.5225 | 0 | 69.5225 | 226.0588 | 0 | 226.0588 | 100% | 1.1178 | 3.2516 | 0.3056 | 0.03056 | N/A | Smart thermostats for mini-split heat pumps | 23.5714 | 0 | 5.3625 | 0 | 11.3344 | 53.6249 | 5328.53 | 4766.8237 | 561.7063 | 1.1178 | 1638.7443 | 3.2516
MHEEP | [22 empty] | MHEEP Total
Measure Name | Technology Type | Decision Type | Measure Life | Remaining Useful Life | Gross Annual Energy Savings per Unit at Meter (kWh) Pre-RUL | Gross Peak Demand Savings per Unit at Meter (Watts) Pre-RUL | Gross Annual Energy Savings per Unit at Meter (kWh) Post-RUL | Gross Peak Demand Savings per Unit at Meter (Watts) Post-RUL | Gross Per Unit One-Time Incremental Measure Cost ($) | Per Unit Incentive ($) | Per Unit Program Administrative Cost (inclusive of DI costs) ($) | Per Unit Direct Installation Cost ($) | Per Unit DSM Administrator Cost (Incentive + Administrative) ($) | Per Unit Present Value Avoided Cost Benefits ($) | Per Unit Present Value Non-Energy Benefits ($) | Total Per Unit Present Value Benefits ($) | Net-To-Gross Ratio | Net Total Resource Benefit-Cost Ratio (TRC) | Net Program Administrator Benefit-Cost Ratio (PAC) | Net First-Year Unit Cost / kWh at Generator ($/kWh) | Net Lifetime Unit Cost / kWh at Generator ($/kWh) | Net Unit Cost / Watt at Generator ($/W) | Measure Name | Participation (Units) | Total Peak Demand Savings (kW) | Total First Year Energy Savings (MWh) | Total Cumulative Peak Demand Savings (kW) | Total Cumulative First Year Energy Savings (MWh) | Total Lifetime Energy Savings (MWh) | Total Avoided Cost Benefits ($) | TRC Costs ($) | Total TRC Net Resource Benefits ($) | TRC Ratio | PAC Costs ($) | PAC Ratio
Clothes Dryer replacement (Low Income Only) | Res Other | RET | 5 | 1.6667 | 252 | 34.8 | 252 | 34.8 | 0 | 0 | 992.0296 | 804.0627 | 992.0296 | 181.5708 | 0 | 181.5708 | 100% | 0.18303 | 0.18303 | 3.5961 | 0.71922 | 24.8606 | Clothes Dryer replacement (Low Income Only) | 33.64 | 1.3423 | 9.2801 | 4.0269 | 27.8402 | 46.4004 | 6108.0421 | 33371.8826 | -27263.8405 | 0.18303 | 33371.8826 | 0.18303
Drain Water Heat Recovery | Res Domestic Hot Water (DHW) | RET | 20 | 6.6667 | 805 | 130.41 | 805 | 130.41 | 0 | 0 | 1523.2265 | 936.36 | 1523.2265 | 1717.4491 | 0 | 1717.4491 | 100% | 1.1275 | 1.1275 | 1.7285 | 0.086427 | 10.1864 | Drain Water Heat Recovery | 0.90975 | 0.13603 | 0.8017 | 0.4081 | 2.4051 | 16.0341 | 1562.4509 | 1385.7567 | 176.6942 | 1.1275 | 1385.7567 | 1.1275
Freezer replacement (Low income only) | Res Refrigeration | RET | 4 | 1.3333 | 1358 | 193.062 | 1358 | 193.062 | 0 | 0 | 978.1069 | 668.7795 | 978.1069 | 793.4969 | 0 | 793.4969 | 100% | 0.81126 | 0.81126 | 0.65795 | 0.16449 | 4.4183 | Freezer replacement (Low income only) | 19.688 | 4.3582 | 29.2682 | 13.0747 | 87.8047 | 117.0729 | 15622.3666 | 19256.9687 | -3634.6022 | 0.81126 | 19256.9687 | 0.81126
Refrigerator replacement (Low income only) | Res Refrigeration | RET | 5 | 1.6667 | 678 | 97.29 | 678 | 97.29 | 0 | 0 | 1185.094 | 905.2624 | 1185.094 | 490.8643 | 0 | 490.8643 | 100% | 0.4142 | 0.4142 | 1.5967 | 0.31935 | 10.6231 | Refrigerator replacement (Low income only) | 5.778 | 0.64455 | 4.2885 | 1.9337 | 12.8654 | 21.4423 | 2836.214 | 6847.4734 | -4011.2593 | 0.4142 | 6847.4734 | 0.4142
Whole Home First Nations Retrofit | Res HVAC | RET | 20 | 6.6667 | 3667 | 1037.761 | 3667 | 1037.761 | 0 | 0 | 9675.117 | 6349.9303 | 9675.117 | 8897.6336 | 0 | 8897.6336 | 100% | 0.91964 | 0.91964 | 2.4102 | 0.12051 | 8.1306 | Whole Home First Nations Retrofit | 118.0463 | 140.4629 | 473.8689 | 421.3886 | 1421.6068 | 9477.3784 | 1050332.286 | 1142111.2823 | -91778.9964 | 0.91964 | 1142111.2823 | 0.91964
Dehumidifier replacement (Low income only) | Res Other | RET | 5 | 1.6667 | 636 | 213 | 636 | 213 | 0 | 0 | 614.3744 | 408.4923 | 614.3744 | 538.6734 | 0 | 538.6734 | 100% | 0.87678 | 0.87678 | 0.88244 | 0.17649 | 2.5155 | Dehumidifier replacement (Low income only) | 35 | 8.5479 | 24.368 | 25.6437 | 73.1041 | 121.8401 | 18853.5686 | 21503.1043 | -2649.5357 | 0.87678 | 21503.1043 | 0.87678
Clothes Washer replacement (Low income only) | Res Other | RET | 11 | 3.6667 | 165 | 22.77 | 165 | 22.77 | 0 | 0 | 1295.7267 | 1043.5836 | 1295.7267 | 226.1981 | 0 | 226.1981 | 100% | 0.17457 | 0.17457 | 7.1736 | 0.65215 | 49.6268 | Clothes Washer replacement (Low income only) | 35 | 0.91378 | 6.3219 | 2.7413 | 18.9657 | 69.5408 | 7916.9328 | 45350.4339 | -37433.5011 | 0.17457 | 45350.4339 | 0.17457
New Home Construction | [22 empty] | New Home Construction
Measure Name | Technology Type | Decision Type | Measure Life | Remaining Useful Life | Gross Annual Energy Savings per Unit at Meter (kWh) Pre-RUL | Gross Peak Demand Savings per Unit at Meter (Watts) Pre-RUL | Gross Annual Energy Savings per Unit at Meter (kWh) Post-RUL | Gross Peak Demand Savings per Unit at Meter (Watts) Post-RUL | Gross Per Unit One-Time Incremental Measure Cost ($) | Per Unit Incentive ($) | Per Unit Program Administrative Cost (inclusive of DI costs) ($) | Per Unit Direct Installation Cost ($) | Per Unit DSM Administrator Cost (Incentive + Administrative) ($) | Per Unit Present Value Avoided Cost Benefits ($) | Per Unit Present Value Non-Energy Benefits ($) | Total Per Unit Present Value Benefits ($) | Net-To-Gross Ratio | Net Total Resource Benefit-Cost Ratio (TRC) | Net Program Administrator Benefit-Cost Ratio (PAC) | Net First-Year Unit Cost / kWh at Generator ($/kWh) | Net Lifetime Unit Cost / kWh at Generator ($/kWh) | Net Unit Cost / Watt at Generator ($/W) | Measure Name | Participation (Units) | Total Peak Demand Savings (kW) | Total First Year Energy Savings (MWh) | Total Cumulative Peak Demand Savings (kW) | Total Cumulative First Year Energy Savings (MWh) | Total Lifetime Energy Savings (MWh) | Total Avoided Cost Benefits ($) | TRC Costs ($) | Total TRC Net Resource Benefits ($) | TRC Ratio | PAC Costs ($) | PAC Ratio
Whole Home - tier 0 - Attached/Semi-Attached | Res HVAC | ROB/NEW | 30 | N/A | 0 | 2700 | N/A | N/A | 1550.196 | 0 | 0 | 0 | 0 | 7381.592 | 0 | 7381.592 | 88% | 5.411 | #DIV/0! | N/A | N/A | 0 | Whole Home - tier 0 - Attached/Semi-Attached | 0 | 0 | 0 | 18.3741 | 0 | 0 | 0 | 0 | 0 | N/A | 0 | N/A
Whole Home - tier 0 - Detached | Res HVAC | ROB/NEW | 30 | N/A | 386 | 2800 | N/A | N/A | 1550.196 | 0 | 0 | 0 | 0 | 8381.6034 | 0 | 8381.6034 | 88% | 6.1441 | #DIV/0! | 0 | 0 | 0 | Whole Home - tier 0 - Detached | 0 | 0 | 0 | 97.6549 | 12.8531 | 0 | 0 | 0 | 0 | N/A | 0 | N/A
Whole home - tier 1 - Attached/Semi-Attached | Res HVAC | ROB/NEW | 30 | N/A | 351 | 2800 | N/A | N/A | 3303.27 | 0 | 0 | 0 | 0 | 8315.7182 | 0 | 8315.7182 | 88% | 2.8607 | #DIV/0! | 0 | 0 | 0 | Whole home - tier 1 - Attached/Semi-Attached | 0 | 0 | 0 | 267.9556 | 32.0697 | 0 | 0 | 0 | 0 | N/A | 0 | N/A
Whole home - tier 1 - Detached | Res HVAC | ROB/NEW | 30 | N/A | 803 | 2900 | N/A | N/A | 3303.27 | 0 | 0 | 0 | 0 | 9439.9702 | 0 | 9439.9702 | 88% | 3.2475 | #DIV/0! | 0 | 0 | 0 | Whole home - tier 1 - Detached | 0 | 0 | 0 | 690.7299 | 182.6035 | 0 | 0 | 0 | 0 | N/A | 0 | N/A
Whole home - tier 2 - Attached/Semi-Attached | Res HVAC | ROB/NEW | 30 | N/A | 3017 | 3500 | N/A | N/A | 4999.122 | 0 | 0 | 0 | 0 | 15248.0302 | 0 | 15248.0302 | 88% | 3.4661 | #DIV/0! | 0 | 0 | 0 | Whole home - tier 2 - Attached/Semi-Attached | 0 | 0 | 0 | 43.1706 | 35.5287 | 0 | 0 | 0 | 0 | N/A | 0 | N/A
Whole home - tier 2 - Detached | Res HVAC | ROB/NEW | 30 | N/A | 4996 | 4100 | N/A | N/A | 4999.122 | 0 | 0 | 0 | 0 | 20613.7185 | 0 | 20613.7185 | 88% | 4.6858 | #DIV/0! | 0 | 0 | 0 | Whole home - tier 2 - Detached | 0 | 0 | 0 | 47.0836 | 54.7762 | 0 | 0 | 0 | 0 | N/A | 0 | N/A
Whole home - tier 3 - Attached/Semi-Attached | Res HVAC | ROB/NEW | 36 | N/A | 4067 | 3800 | N/A | N/A | 11361.168 | 0 | 0 | 0 | 0 | 19636.7105 | 0 | 19636.7105 | 88% | 1.9641 | #DIV/0! | 0 | 0 | 0 | Whole home - tier 3 - Attached/Semi-Attached | 0 | 0 | 0 | 42.0222 | 42.9391 | 0 | 0 | 0 | 0 | N/A | 0 | N/A
Whole home - tier 3 - Detached | Res HVAC | ROB/NEW | 36 | N/A | 5193 | 4100 | N/A | N/A | 11361.168 | 0 | 0 | 0 | 0 | 22822.8711 | 0 | 22822.8711 | 88% | 2.2828 | #DIV/0! | 0 | 0 | 0 | Whole home - tier 3 - Detached | 0 | 0 | 0 | 50.5713 | 61.1536 | 0 | 0 | 0 | 0 | N/A | 0 | N/A
Residential Behaviour | [22 empty] | Residential Behaviour Total
Measure Name | Technology Type | Decision Type | Measure Life | Remaining Useful Life | Gross Annual Energy Savings per Unit at Meter (kWh) Pre-RUL | Gross Peak Demand Savings per Unit at Meter (Watts) Pre-RUL | Gross Annual Energy Savings per Unit at Meter (kWh) Post-RUL | Gross Peak Demand Savings per Unit at Meter (Watts) Post-RUL | Gross Per Unit One-Time Incremental Measure Cost ($) | Per Unit Incentive ($) | Per Unit Program Administrative Cost (inclusive of DI costs) ($) | Per Unit Direct Installation Cost ($) | Per Unit DSM Administrator Cost (Incentive + Administrative) ($) | Per Unit Present Value Avoided Cost Benefits ($) | Per Unit Present Value Non-Energy Benefits ($) | Total Per Unit Present Value Benefits ($) | Net-To-Gross Ratio | Net Total Resource Benefit-Cost Ratio (TRC) | Net Program Administrator Benefit-Cost Ratio (PAC) | Net First-Year Unit Cost / kWh at Generator ($/kWh) | Net Lifetime Unit Cost / kWh at Generator ($/kWh) | Net Unit Cost / Watt at Generator ($/W) | Measure Name | Participation (Units) | Total Peak Demand Savings (kW) | Total First Year Energy Savings (MWh) | Total Cumulative Peak Demand Savings (kW) | Total Cumulative First Year Energy Savings (MWh) | Total Lifetime Energy Savings (MWh) | Total Avoided Cost Benefits ($) | TRC Costs ($) | Total TRC Net Resource Benefits ($) | TRC Ratio | PAC Costs ($) | PAC Ratio
Home Energy Report | Res Other | ROB/NEW | 1 | N/A | 207 | 0 | N/A | N/A | 11.5057 | 11.5057 | 6.4156 | 0 | 17.9213 | 30.0047 | 0 | 30.0047 | 100% | 1.6742 | 1.6742 | 0.079088 | 0.079088 | N/A | Home Energy Report | 98534.6153 | 0 | 22328.2296 | 0 | 6411.2357 | 22328.2296 | 2956503.7144 | 1765869.5534 | 1190634.1611 | 1.6742 | 1765869.5534 | 1.6742
SEM | [22 empty] | SEM Total
Measure Name | Technology Type | Decision Type | Measure Life | Remaining Useful Life | Gross Annual Energy Savings per Unit at Meter (kWh) Pre-RUL | Gross Peak Demand Savings per Unit at Meter (Watts) Pre-RUL | Gross Annual Energy Savings per Unit at Meter (kWh) Post-RUL | Gross Peak Demand Savings per Unit at Meter (Watts) Post-RUL | Gross Per Unit One-Time Incremental Measure Cost ($) | Per Unit Incentive ($) | Per Unit Program Administrative Cost (inclusive of DI costs) ($) | Per Unit Direct Installation Cost ($) | Per Unit DSM Administrator Cost (Incentive + Administrative) ($) | Per Unit Present Value Avoided Cost Benefits ($) | Per Unit Present Value Non-Energy Benefits ($) | Total Per Unit Present Value Benefits ($) | Net-To-Gross Ratio | Net Total Resource Benefit-Cost Ratio (TRC) | Net Program Administrator Benefit-Cost Ratio (PAC) | Net First-Year Unit Cost / kWh at Generator ($/kWh) | Net Lifetime Unit Cost / kWh at Generator ($/kWh) | Net Unit Cost / Watt at Generator ($/W) | Measure Name | Participation (Units) | Total Peak Demand Savings (kW) | Total First Year Energy Savings (MWh) | Total Cumulative Peak Demand Savings (kW) | Total Cumulative First Year Energy Savings (MWh) | Total Lifetime Energy Savings (MWh) | Total Avoided Cost Benefits ($) | TRC Costs ($) | Total TRC Net Resource Benefits ($) | TRC Ratio | PAC Costs ($) | PAC Ratio
Strategic Energy Management | BNI Energy Management | ROB/NEW | 1.88 | N/A | 1000000 | 108018.8679 | N/A | N/A | 165257.136 | 212845.6 | 151935.8456 | 0 | 364781.4456 | 271712.8806 | 0 | 271712.8806 | 100% | 0.85662 | 0.74486 | 0.34326 | 0.18258 | 3.1592 | Strategic Energy Management | 2.5 | 288.6804 | 2656.75 | 542.7192 | 4994.69 | 4994.69 | 679282.2016 | 792982.4539 | -113700.2523 | 0.85662 | 911953.6139 | 0.74486
Small Business Energy Solutions | [22 empty] | Small Business Energy Solutions Total
Measure Name | Technology Type | Decision Type | Measure Life | Remaining Useful Life | Gross Annual Energy Savings per Unit at Meter (kWh) Pre-RUL | Gross Peak Demand Savings per Unit at Meter (Watts) Pre-RUL | Gross Annual Energy Savings per Unit at Meter (kWh) Post-RUL | Gross Peak Demand Savings per Unit at Meter (Watts) Post-RUL | Gross Per Unit One-Time Incremental Measure Cost ($) | Per Unit Incentive ($) | Per Unit Program Administrative Cost (inclusive of DI costs) ($) | Per Unit Direct Installation Cost ($) | Per Unit DSM Administrator Cost (Incentive + Administrative) ($) | Per Unit Present Value Avoided Cost Benefits ($) | Per Unit Present Value Non-Energy Benefits ($) | Total Per Unit Present Value Benefits ($) | Net-To-Gross Ratio | Net Total Resource Benefit-Cost Ratio (TRC) | Net Program Administrator Benefit-Cost Ratio (PAC) | Net First-Year Unit Cost / kWh at Generator ($/kWh) | Net Lifetime Unit Cost / kWh at Generator ($/kWh) | Net Unit Cost / Watt at Generator ($/W) | Measure Name | Participation (Units) | Total Peak Demand Savings (kW) | Total First Year Energy Savings (MWh) | Total Cumulative Peak Demand Savings (kW) | Total Cumulative First Year Energy Savings (MWh) | Total Lifetime Energy Savings (MWh) | Total Avoided Cost Benefits ($) | TRC Costs ($) | Total TRC Net Resource Benefits ($) | TRC Ratio | PAC Costs ($) | PAC Ratio
Cold Climate Air-Source Ductless Heat Pump (24kBTU/hr) (Commercial) | BNI HVAC | ROB/NEW | 18 | N/A | 9688.757 | 3510.8929 | N/A | N/A | 7162.1968 | 1560 | 1983.7097 | 0 | 3543.7097 | 21173.2026 | 0 | 21173.2026 | 93% | 2.4493 | 5.9749 | 0.37008 | 0.02056 | 1.0153 | Cold Climate Air-Source Ductless Heat Pump (24kBTU/hr) (Commercial) | 189 | 659.6902 | 1809.7705 | 1905.7717 | 5228.2258 | 32575.8684 | 4001735.2995 | 1633820.4712 | 2367914.8283 | 2.4493 | 669761.134 | 5.9749
Downlight Luminaire (1200 lumen) | BNI Lighting | RET | 11.6 | 1 | 243.1864 | 52.5492 | 243.1864 | 52.5492 | 65.616 | 20.8 | 31.3044 | 0 | 52.1044 | 338.2473 | 0 | 338.2473 | 93% | 3.6636 | 6.4917 | 0.21679 | 0.018689 | 0.9974 | Downlight Luminaire (1200 lumen) | 106.65 | 5.5717 | 25.6327 | 16.096 | 74.0499 | 297.339 | 36074.0769 | 9846.7008 | 26227.3761 | 3.6636 | 5556.9298 | 6.4917
Downlight Luminaire (3000 lumen) | BNI Lighting | RET | 11.6 | 1 | 458.7368 | 99.1266 | 458.7368 | 99.1266 | 163.3372 | 31.2 | 58.2988 | 0 | 89.4988 | 638.0557 | 0 | 638.0557 | 93% | 3.0354 | 7.1292 | 0.19741 | 0.017018 | 0.90821 | Downlight Luminaire (3000 lumen) | 25.65 | 2.5278 | 11.6291 | 7.3025 | 33.5951 | 134.8971 | 16366.1298 | 5391.6903 | 10974.4396 | 3.0354 | 2295.6432 | 7.1292
Downlight Luminaire (800 lumen) | BNI Lighting | RET | 11.6 | 1 | 141.3969 | 30.5539 | 141.3969 | 30.5539 | 43.5566 | 39 | 20.7208 | 0 | 59.7208 | 196.6686 | 0 | 196.6686 | 93% | 3.212 | 3.2931 | 0.42736 | 0.036841 | 1.9662 | Downlight Luminaire (800 lumen) | 594 | 18.0432 | 83.008 | 52.1248 | 239.8009 | 962.8929 | 116821.1245 | 36369.6896 | 80451.4348 | 3.212 | 35474.1613 | 3.2931
Flood Luminaire (10000 lumen) | BNI Lighting | ROB/NEW | 17.1 | N/A | 874.9488 | 195.7648 | N/A | N/A | 291.414 | 156 | 155.4947 | 0 | 311.4947 | 1623.3014 | 0 | 1623.3014 | 93% | 3.806 | 5.2113 | 0.36023 | 0.021066 | 1.6006 | Flood Luminaire (10000 lumen) | 108 | 21.0193 | 93.3899 | 60.7225 | 269.7931 | 1596.9677 | 175316.547 | 46063.0471 | 129253.4999 | 3.806 | 33641.429 | 5.2113
Flood Luminaire (48000 lumen) | BNI Lighting | ROB/NEW | 17.1 | N/A | 2728.1268 | 622.86 | N/A | N/A | 1835.6589 | 520 | 490.0027 | 0 | 1010.0027 | 5084.7825 | 0 | 5084.7825 | 93% | 2.3142 | 5.0344 | 0.3746 | 0.021906 | 1.6311 | Flood Luminaire (48000 lumen) | 4.05 | 2.5079 | 10.9198 | 7.245 | 31.546 | 186.7279 | 20593.3692 | 8898.5199 | 11694.8493 | 2.3142 | 4090.5108 | 5.0344
Four Pin Replacement Lamps for CFLs | BNI Lighting | ROB/NEW | 11.6 | N/A | 27.3583 | 5.9118 | N/A | N/A | 22.5475 | 13 | 4.5199 | 0 | 17.5199 | 38.0526 | 0 | 38.0526 | 93% | 1.4929 | 2.172 | 0.64796 | 0.055859 | 2.9811 | Four Pin Replacement Lamps for CFLs | 63.45 | 0.37291 | 1.7156 | 1.0773 | 4.9562 | 19.9009 | 2414.4379 | 1617.2835 | 797.1544 | 1.4929 | 1111.6365 | 2.172
Fuel Pump Canopy Luminaire ( 5000 lumen) | BNI Lighting | ROB/NEW | 11.4 | N/A | 1083.5244 | 242.4324 | N/A | N/A | 368.3495 | 208 | 149.2776 | 0 | 357.2776 | 1495.5663 | 0 | 1495.5663 | 93% | 3.0407 | 4.186 | 0.33364 | 0.029266 | 1.4824 | Fuel Pump Canopy Luminaire ( 5000 lumen) | 63.45 | 15.2927 | 67.946 | 44.1788 | 196.2885 | 774.5845 | 94893.6802 | 31207.4105 | 63686.2697 | 3.0407 | 22669.2615 | 4.186
General Use Lamp (A-Series) | BNI Lighting | RET | 11.6 | 3.8667 | 136.8475 | 20.9784 | 42.8925 | 6.5753 | 8.8662 | 3.9 | 9.4111 | 0 | 13.3111 | 104.2274 | 0 | 104.2274 | 93% | 5.903 | 7.8301 | 0.09842 | 0.015646 | 0.63827 | General Use Lamp (A-Series) | 828 | 17.2688 | 111.9853 | 51.8065 | 335.9558 | 704.4485 | 86300.2528 | 14619.7376 | 71680.5152 | 5.903 | 11021.6306 | 7.8301
Glass Door Refrigerator (full size - 38 cu ft) | BNI Cooking and Laundry | ROB/NEW | 12 | N/A | 949 | 108 | N/A | N/A | 0 | 296.4 | 134.157 | 0 | 430.557 | 1225.9751 | 0 | 1225.9751 | 93% | 9.1384 | 2.8474 | 0.45906 | 0.038255 | 4.0102 | Glass Door Refrigerator (full size - 38 cu ft) | 2.7 | 0.2899 | 2.5323 | 0.83749 | 7.3157 | 30.3882 | 3310.1327 | 362.2238 | 2947.9088 | 9.1384 | 1162.5038 | 2.8474
Ground Source Heat Pump (60kBTU/hr) (closed loop) | BNI HVAC | ROB/NEW | 25 | N/A | 29037.099 | 54081 | N/A | N/A | 12210.6026 | 7800 | 16584.2066 | 0 | 24384.2066 | 182667.5179 | 0 | 182667.5179 | 93% | 6.5378 | 7.4912 | 0.84969 | 0.033988 | 0.45355 | Ground Source Heat Pump (60kBTU/hr) (closed loop) | 2.7 | 145.1674 | 77.4837 | 419.3725 | 223.8419 | 1937.0937 | 493202.2984 | 75438.1808 | 417764.1176 | 6.5378 | 65837.3577 | 7.4912
Heat Pump Water Heater (40 gal) | BNI Domestic Hot Water (DHW) | ROB/NEW | 10 | N/A | 4925.501 | 1214.6285 | N/A | N/A | 1053.0201 | 1560 | 687.0809 | 0 | 2247.0809 | 6233.4855 | 0 | 6233.4855 | 93% | 3.7407 | 2.774 | 0.46161 | 0.046161 | 1.861 | Heat Pump Water Heater (40 gal) | 4.05 | 4.8906 | 19.7151 | 14.1283 | 56.9547 | 197.151 | 25245.6162 | 6748.8775 | 18496.7387 | 3.7407 | 9100.6775 | 2.774
Heat Pump Water Heater (60 gal) | BNI Domestic Hot Water (DHW) | ROB/NEW | 10 | N/A | 7541.271 | 1859.6774 | N/A | N/A | 1157.0601 | 1820 | 998.738 | 0 | 2818.738 | 9543.8826 | 0 | 9543.8826 | 93% | 4.5999 | 3.3859 | 0.3782 | 0.03782 | 1.5247 | Heat Pump Water Heater (60 gal) | 4.05 | 7.4878 | 30.1851 | 21.6314 | 87.2015 | 301.8514 | 38652.7245 | 8402.9555 | 30249.769 | 4.5999 | 11415.8888 | 3.3859
Heat Reclaimer Unit (Agriculture) | BNI Process | ROB/NEW | 15 | N/A | 9800.851 | 2819 | N/A | N/A | 4812.6199 | 3250 | 1843.3925 | 0 | 5093.3925 | 17733.1801 | 0 | 17733.1801 | 93% | 2.8063 | 3.4816 | 0.52584 | 0.035056 | 1.8175 | Heat Reclaimer Unit (Agriculture) | 2.7 | 7.5669 | 26.153 | 21.86 | 75.5531 | 392.2947 | 47879.5864 | 17061.6483 | 30817.938 | 2.8063 | 13752.1598 | 3.4816
High Bay Luminaire (15 000 lumen) | BNI Lighting | ROB/NEW | 22.3 | N/A | 255.3125 | 39.1387 | N/A | N/A | 179.5938 | 169 | 60.4601 | 0 | 229.4601 | 514.2906 | 0 | 514.2906 | 93% | 2.2608 | 2.2413 | 0.90937 | 0.040779 | 5.8974 | High Bay Luminaire (15 000 lumen) | 4158 | 161.7902 | 1049.1805 | 467.3938 | 3030.9658 | 23396.7242 | 2138420.3403 | 945871.8843 | 1192548.4561 | 2.2608 | 954095.2497 | 2.2413
High Bay Luminaire (35 000 lumen) | BNI Lighting | ROB/NEW | 22.3 | N/A | 595.7155 | 91.3217 | N/A | N/A | 357.0029 | 455 | 146.7519 | 0 | 601.7519 | 1199.984 | 0 | 1199.984 | 93% | 2.5064 | 1.9942 | 1.0221 | 0.045833 | 6.6283 | High Bay Luminaire (35 000 lumen) | 124.2 | 11.276 | 73.123 | 32.5752 | 211.2443 | 1630.6435 | 149038.011 | 59462.5525 | 89575.4585 | 2.5064 | 74737.5806 | 1.9942
High Volume Low Speed Fan (Agriculture) (24 foot) | BNI Process | ROB/NEW | 15 | N/A | 16086.432 | 4615 | N/A | N/A | 4605.0601 | 5200 | 3011.3053 | 0 | 8211.3053 | 29086.0364 | 0 | 29086.0364 | 93% | 3.9877 | 3.5422 | 0.51649 | 0.034432 | 1.7898 | High Volume Low Speed Fan (Agriculture) (24 foot) | 2.7 | 12.3879 | 42.9257 | 35.7871 | 124.0075 | 643.8851 | 78532.2983 | 19693.8302 | 58838.4681 | 3.9877 | 22170.5243 | 3.5422
Horticultural Lighting - blended lamps and baselines | BNI Lighting | ROB/NEW | 9.5 | N/A | 2112.6 | 380 | N/A | N/A | 1352.52 | 528.15 | 257.4798 | 0 | 785.6298 | 2396.8686 | 0 | 2396.8686 | 93% | 1.5818 | 3.0509 | 0.37628 | 0.039608 | 2.0797 | Horticultural Lighting - blended lamps and baselines | 50 | 18.8892 | 104.3953 | 56.6677 | 313.1859 | 991.7553 | 119843.429 | 75766.1704 | 44077.2586 | 1.5818 | 39281.4904 | 3.0509
LED Replacement Lamps for HID (10000 lumen) | BNI Lighting | ROB/NEW | 11.4 | N/A | 172.7305 | 37.3247 | N/A | N/A | 103.7799 | 156 | 35.1496 | 0 | 191.1496 | 236.6889 | 0 | 236.6889 | 93% | 1.7977 | 1.2382 | 1.1197 | 0.098221 | 5.1516 | LED Replacement Lamps for HID (10000 lumen) | 126.9 | 4.7089 | 21.6633 | 13.6034 | 62.5828 | 246.9614 | 30035.8185 | 16708.2785 | 13327.54 | 1.7977 | 24256.8861 | 1.2382
LED Replacement Lamps for HID (4000 lumen) | BNI Lighting | ROB/NEW | 11.4 | N/A | 69.1005 | 14.9317 | N/A | N/A | 104.8723 | 52 | 4.8691 | 0 | 56.8691 | 94.6869 | 0 | 94.6869 | 93% | 0.92467 | 1.665 | 0.83273 | 0.073046 | 3.8311 | LED Replacement Lamps for HID (4000 lumen) | 41.85 | 0.62125 | 2.8581 | 1.7947 | 8.2566 | 32.5818 | 3962.6472 | 4285.4538 | -322.8066 | 0.92467 | 2379.9707 | 1.665
LED Troffer (1x4) | BNI Lighting | RET | 20.9 | 6.9667 | 179.9017 | 38.8742 | 179.9017 | 38.8742 | 144.4338 | 39 | 36.1002 | 0 | 75.1002 | 373.8692 | 0 | 373.8692 | 93% | 2.1938 | 4.9783 | 0.42239 | 0.02021 | 1.9433 | LED Troffer (1x4) | 148.5 | 5.7392 | 26.4031 | 16.5798 | 76.2757 | 551.8253 | 55519.5701 | 25307.9087 | 30211.6614 | 2.1938 | 11152.3765 | 4.9783
LED Troffer (4x2) | BNI Lighting | RET | 20.9 | 6.9667 | 230.0263 | 35.2624 | 230.0263 | 35.2624 | 338.4566 | 20 | 40.6504 | 0 | 60.6504 | 446.7952 | 0 | 446.7952 | 93% | 1.2571 | 7.3667 | 0.26679 | 0.012765 | 1.7301 | LED Troffer (4x2) | 4500 | 157.7559 | 1023.0191 | 473.2677 | 3069.0572 | 21381.0986 | 2010578.4987 | 1599367.5709 | 411210.9277 | 1.2571 | 272926.7995 | 7.3667
LED Wall Sconce (1200 lumen) | BNI Lighting | RET | 11.6 | 1 | 243.1864 | 52.5492 | 243.1864 | 52.5492 | 12.0968 | 46.8 | 33.7389 | 0 | 80.5389 | 338.2473 | 0 | 338.2473 | 93% | 7.5185 | 4.1998 | 0.3351 | 0.028888 | 1.5417 | LED Wall Sconce (1200 lumen) | 32.4 | 1.6927 | 7.7871 | 4.8899 | 22.4962 | 90.3308 | 10959.2132 | 1457.6417 | 9501.5715 | 7.5185 | 2609.4602 | 4.1998
Linear Ambient Luminaire (10000 lumen) | BNI Lighting | ROB/NEW | 11.6 | N/A | 468.5734 | 101.2522 | N/A | N/A | 226.7864 | 130 | 68.7374 | 0 | 198.7374 | 651.7374 | 0 | 651.7374 | 93% | 2.3306 | 3.2794 | 0.42915 | 0.036996 | 1.9744 | Linear Ambient Luminaire (10000 lumen) | 106.65 | 10.7356 | 49.3892 | 31.0139 | 142.68 | 572.9149 | 69507.7923 | 29824.5427 | 39683.2496 | 2.3306 | 21195.3478 | 3.2794
Linear Ambient Luminaire (2000 lumen) | BNI Lighting | ROB/NEW | 11.6 | N/A | 50.1984 | 10.8472 | N/A | N/A | 13.109 | 26 | 8.4943 | 0 | 34.4943 | 69.8208 | 0 | 69.8208 | 93% | 3.3753 | 2.0241 | 0.69529 | 0.059939 | 3.1988 | Linear Ambient Luminaire (2000 lumen) | 211.95 | 2.2857 | 10.5152 | 6.603 | 30.3772 | 121.9761 | 14798.512 | 4384.3422 | 10414.1698 | 3.3753 | 7311.0734 | 2.0241
Linear Ambient Luminaire (4000 lumen) | BNI Lighting | ROB/NEW | 11.6 | N/A | 96.2515 | 20.7986 | N/A | N/A | 68.167 | 39 | 15.271 | 0 | 54.271 | 133.876 | 0 | 133.876 | 93% | 1.7018 | 2.4668 | 0.57051 | 0.049182 | 2.6248 | Linear Ambient Luminaire (4000 lumen) | 275.4 | 5.6945 | 26.1978 | 16.4509 | 75.6826 | 303.8948 | 36869.4481 | 21664.7033 | 15204.7449 | 1.7018 | 14946.2328 | 2.4668
Linear Ambient Luminaire (8000 lumen) | BNI Lighting | ROB/NEW | 11.6 | N/A | 175.9223 | 38.0144 | N/A | N/A | 226.7864 | 78 | 28.5404 | 0 | 106.5404 | 244.6898 | 0 | 244.6898 | 93% | 1.0219 | 2.2967 | 0.61277 | 0.052825 | 2.8192 | Linear Ambient Luminaire (8000 lumen) | 211.95 | 8.0102 | 36.8509 | 23.1405 | 106.4581 | 427.4703 | 51862.0025 | 50751.7998 | 1110.2027 | 1.0219 | 22581.2404 | 2.2967
Linear Replacement Lamp (2 foot) | BNI Lighting | ROB/NEW | 11.6 | N/A | 37.3068 | 8.0615 | N/A | N/A | 13.2008 | 6.5 | 5.1122 | 0 | 11.6122 | 51.8899 | 0 | 51.8899 | 93% | 2.9841 | 4.4686 | 0.31494 | 0.02715 | 1.449 | Linear Replacement Lamp (2 foot) | 425.25 | 3.4082 | 15.6793 | 9.8458 | 45.2957 | 181.8796 | 22066.1882 | 7394.6487 | 14671.5395 | 2.9841 | 4938.087 | 4.4686
Linear Replacement Lamp (4 foot) | BNI Lighting | ROB/NEW | 11.6 | N/A | 49.6736 | 7.6148 | N/A | N/A | 9.0059 | 10.4 | 6.6108 | 0 | 17.0108 | 64.9497 | 0 | 64.9497 | 93% | 4.3339 | 3.8181 | 0.3465 | 0.029871 | 2.2471 | Linear Replacement Lamp (4 foot) | 105840 | 801.2554 | 5195.9994 | 2314.738 | 15010.6651 | 60273.5936 | 6874280.2575 | 1586154.8383 | 5288125.4192 | 4.3339 | 1800428.2627 | 3.8181
Low-bay Luminaire (10,000 lumen) | BNI Lighting | ROB/NEW | 11.6 | N/A | 468.5734 | 101.2522 | N/A | N/A | 173.0393 | 130 | 68.7374 | 0 | 198.7374 | 651.7374 | 0 | 651.7374 | 93% | 2.8378 | 3.2794 | 0.42915 | 0.036996 | 1.9744 | Low-bay Luminaire (10,000 lumen) | 48.6 | 4.8922 | 22.5065 | 14.1329 | 65.0187 | 261.0751 | 31674.437 | 11161.671 | 20512.7659 | 2.8378 | 9658.6395 | 3.2794
Multi-Tank Conveyor Dishwasher - High Temp | BNI Cooking and Laundry | ROB/NEW | 20 | N/A | 27407.5971 | 2837 | N/A | N/A | 1271.5769 | 3900 | 4623.8458 | 0 | 8523.8458 | 49068.2103 | 0 | 49068.2103 | 93% | 8.4507 | 5.7566 | 0.31468 | 0.015734 | 3.0223 | Multi-Tank Conveyor Dishwasher - High Temp | 2.7 | 7.6152 | 73.1355 | 21.9996 | 211.2804 | 1462.7104 | 132484.1678 | 15677.3132 | 116806.8546 | 8.4507 | 23014.3837 | 5.7566
Multi-Tank Conveyor Dishwasher - Low Temp | BNI Cooking and Laundry | ROB/NEW | 20 | N/A | 18811.2029 | 1947 | N/A | N/A | 1271.5769 | 2860 | 3191.429 | 0 | 6051.429 | 33685.9739 | 0 | 33685.9739 | 93% | 7.7014 | 5.5666 | 0.3255 | 0.016275 | 3.1265 | Multi-Tank Conveyor Dishwasher - Low Temp | 2.7 | 5.2263 | 50.1966 | 15.0981 | 145.0123 | 1003.9312 | 90952.1295 | 11809.7877 | 79142.3417 | 7.7014 | 16338.8582 | 5.5666
Occupancy Sensor (Ceiling Mounted) | BNI Lighting | ROB/NEW | 10 | N/A | 187.7496 | 43.9824 | N/A | N/A | 120.3847 | 104 | 30.1291 | 0 | 134.1291 | 234.9439 | 0 | 234.9439 | 93% | 1.6535 | 1.7516 | 0.72285 | 0.072285 | 3.0676 | Occupancy Sensor (Ceiling Mounted) | 10.8 | 0.47224 | 2.004 | 1.3643 | 5.7893 | 20.0399 | 2537.3939 | 1534.538 | 1002.856 | 1.6535 | 1448.5942 | 1.7516
Occupancy Sensor (Wall Mounted) | BNI Lighting | ROB/NEW | 10 | N/A | 109.2361 | 25.5898 | N/A | N/A | 77.3368 | 52 | 16.7329 | 0 | 68.7329 | 136.6946 | 0 | 136.6946 | 93% | 1.5419 | 1.9888 | 0.63666 | 0.063666 | 2.7018 | Occupancy Sensor (Wall Mounted) | 211.95 | 5.3921 | 22.882 | 15.5773 | 66.1035 | 228.8197 | 28972.4255 | 18790.6612 | 10181.7643 | 1.5419 | 14567.9375 | 1.9888
Open to Closed Cooler Conversion | BNI Refrigeration | RET | 12 | 4 | 54750 | 6250 | 54750 | 6250 | 51669.2286 | 6500 | 6749.5727 | 0 | 13249.5727 | 70755.7043 | 0 | 70755.7043 | 93% | 1.2911 | 5.3402 | 0.24486 | 0.020405 | 2.1325 | Open to Closed Cooler Conversion | 1.35 | 8.3883 | 73.0485 | 24.2329 | 211.0291 | 876.5824 | 95520.2008 | 73982.6396 | 21537.5612 | 1.2911 | 17886.9231 | 5.3402
Parking Garage Luminaire (5000 lumen) | BNI Lighting | ROB/NEW | 22.8 | N/A | 1083.5244 | 242.4324 | N/A | N/A | 938.1703 | 162.5 | 222.1556 | 0 | 384.6556 | 2384.3537 | 0 | 2384.3537 | 93% | 2.1782 | 6.1987 | 0.3592 | 0.015755 | 1.596 | Parking Garage Luminaire (5000 lumen) | 51.3 | 12.3643 | 54.9351 | 35.719 | 158.7013 | 1252.5196 | 122317.346 | 56155.7505 | 66161.5954 | 2.1782 | 19732.8339 | 6.1987
Pole/Arm-Mounted Area Luminaire (20000 lumen) | BNI Lighting | ROB/NEW | 13.7 | N/A | 1202.3976 | 274.52 | N/A | N/A | 503.3871 | 406.25 | 205.3555 | 0 | 611.6055 | 1927.8087 | 0 | 1927.8087 | 93% | 2.8624 | 3.152 | 0.51467 | 0.037567 | 2.2411 | Pole/Arm-Mounted Area Luminaire (20000 lumen) | 425.25 | 116.059 | 505.3428 | 335.2817 | 1459.8791 | 6923.1959 | 819800.6521 | 286408.244 | 533392.4081 | 2.8624 | 260085.2535 | 3.152
Pole/Arm-Mounted Area Luminaire (5000 lumen) | BNI Lighting | ROB/NEW | 13.7 | N/A | 886.4244 | 202.38 | N/A | N/A | 156.3617 | 195 | 141.6067 | 0 | 336.6067 | 1421.2077 | 0 | 1421.2077 | 93% | 4.9515 | 4.2222 | 0.38423 | 0.028046 | 1.6731 | Pole/Arm-Mounted Area Luminaire (5000 lumen) | 425.25 | 85.5604 | 372.5458 | 247.1744 | 1076.2434 | 5103.8772 | 604368.5559 | 122056.5539 | 482312.002 | 4.9515 | 143141.9816 | 4.2222
Pole/Arm-Mounted Decorative Luminaire (10000 lumen) | BNI Lighting | ROB/NEW | 22.8 | N/A | 874.9488 | 195.7648 | N/A | N/A | 312.7234 | 406.25 | 205.144 | 0 | 611.394 | 1925.3719 | 0 | 1925.3719 | 93% | 3.882 | 3.1492 | 0.70704 | 0.031011 | 3.1416 | Pole/Arm-Mounted Decorative Luminaire (10000 lumen) | 6.75 | 1.3137 | 5.8369 | 3.7952 | 16.8621 | 133.0806 | 12996.2603 | 3347.8436 | 9648.4167 | 3.882 | 4126.9098 | 3.1492
Pole/Arm-Mounted Decorative Luminaire (1300 lumen) | BNI Lighting | ROB/NEW | 22.8 | N/A | 361.8756 | 80.9676 | N/A | N/A | 40.654 | 81.25 | 76.7217 | 0 | 157.9717 | 796.3267 | 0 | 796.3267 | 93% | 6.953 | 5.0409 | 0.4417 | 0.019373 | 1.9626 | Pole/Arm-Mounted Decorative Luminaire (1300 lumen) | 4.05 | 0.32601 | 1.4485 | 0.9418 | 4.1845 | 33.025 | 3225.1232 | 463.8463 | 2761.2769 | 6.953 | 639.7854 | 5.0409
Premium High Bay Luminaire (15 000 lumen) | BNI Lighting | ROB/NEW | 22.3 | N/A | 312.0531 | 47.8369 | N/A | N/A | 246.8432 | 243.75 | 77.3793 | 0 | 321.1293 | 628.5866 | 0 | 628.5866 | 93% | 2.0479 | 1.9574 | 1.0413 | 0.046693 | 6.7527 | Premium High Bay Luminaire (15 000 lumen) | 270 | 12.8407 | 83.2695 | 37.0953 | 240.5563 | 1856.9099 | 169718.3686 | 82874.7323 | 86843.6363 | 2.0479 | 86704.899 | 1.9574
Premium High Bay Luminaire (35 000 lumen) | BNI Lighting | ROB/NEW | 22.3 | N/A | 728.1104 | 111.6175 | N/A | N/A | 829.409 | 650 | 188.1571 | 0 | 838.1571 | 1466.6745 | 0 | 1466.6745 | 93% | 1.5286 | 1.7499 | 1.1648 | 0.052231 | 7.5536 | Premium High Bay Luminaire (35 000 lumen) | 135 | 14.9805 | 97.1459 | 43.277 | 280.6438 | 2166.3543 | 198001.0605 | 129533.509 | 68467.5515 | 1.5286 | 113151.214 | 1.7499
Refrigerated Case Luminaire | BNI Lighting | ROB/NEW | 16.3 | N/A | 153.0972 | 25.2788 | N/A | N/A | 180.9048 | 78 | 29.8246 | 0 | 107.8246 | 259.4866 | 0 | 259.4866 | 93% | 1.3101 | 2.4066 | 0.71262 | 0.043719 | 4.2906 | Refrigerated Case Luminaire | 63.45 | 1.5946 | 9.6005 | 4.6066 | 27.7347 | 156.4877 | 16464.4241 | 12567.2912 | 3897.1329 | 1.3101 | 6841.4732 | 2.4066
SBES Direct Install - Lighting | BNI Lighting | RET | 10.8 | 3.6 | 15239.5872 | 3104.3603 | 15239.5872 | 3104.3603 | 0 | 0 | 18382.7908 | 15379.1928 | 18382.7908 | 18659.4904 | 0 | 18659.4904 | 88% | 1.0151 | 1.0151 | 1.2899 | 0.11943 | 6.2951 | SBES Direct Install - Lighting | 100 | 292.0334 | 1425.1696 | 876.1002 | 4275.5088 | 15391.8319 | 1865949.0404 | 1838279.0796 | 27669.9608 | 1.0151 | 1838279.0796 | 1.0151
SBES Direct Install - Lighting Controls | BNI Lighting | RET | 10.8 | 3.6 | 1398.5945 | 284.8989 | 1398.5945 | 284.8989 | 0 | 0 | 2720.6186 | 2359.6272 | 2720.6186 | 1712.4519 | 0 | 1712.4519 | 88% | 0.62943 | 0.62943 | 2.0801 | 0.1926 | 10.1517 | SBES Direct Install - Lighting Controls | 100 | 26.801 | 130.7932 | 80.403 | 392.3796 | 1412.5666 | 171245.1938 | 272061.8588 | -100816.665 | 0.62943 | 272061.8588 | 0.62943
SBES Direct Install - Non-Lighting | BNI Other | RET | 10.8 | 3.6 | 1152.9982 | 234.87 | 1152.9982 | 234.87 | 0 | 0 | 1754.4039 | 1497.1356 | 1754.4039 | 1411.7415 | 0 | 1411.7415 | 88% | 0.80468 | 0.80468 | 1.6271 | 0.15066 | 7.9408 | SBES Direct Install - Non-Lighting | 100 | 22.0947 | 107.8256 | 66.2841 | 323.4769 | 1164.5167 | 141174.1537 | 175440.3871 | -34266.2334 | 0.80468 | 175440.3871 | 0.80468
Smart thermostats for central air source heat pump | BNI HVAC | ROB/NEW | 11 | N/A | 298 | 0 | N/A | N/A | 110.2824 | 119.2 | 38.4813 | 0 | 157.6813 | 314.7784 | 0 | 314.7784 | 93% | 2.2318 | 1.9963 | 0.53539 | 0.048672 | N/A | Smart thermostats for central air source heat pump | 16.8367 | 0 | 4.9587 | 0 | 10.4809 | 54.5457 | 5299.8406 | 2374.7185 | 2925.122 | 2.2318 | 2654.8375 | 1.9963
Smart thermostats for electric baseboards | BNI HVAC | ROB/NEW | 11 | N/A | 146 | 0 | N/A | N/A | 157.1004 | 58.4 | 13.5853 | 0 | 71.9853 | 154.2203 | 0 | 154.2203 | 93% | 0.96576 | 2.1424 | 0.49888 | 0.045353 | N/A | Smart thermostats for electric baseboards | 110 | 0 | 15.8723 | 0 | 33.5482 | 174.595 | 16964.2324 | 17565.7501 | -601.5177 | 0.96576 | 7918.3792 | 2.1424
Smart thermostats for mini-split heat pumps | BNI HVAC | ROB/NEW | 11 | N/A | 74 | 0 | N/A | N/A | 172.7064 | 29.6 | 2.7716 | 0 | 32.3716 | 78.1665 | 0 | 78.1665 | 93% | 0.47841 | 2.4147 | 0.44263 | 0.040239 | N/A | Smart thermostats for mini-split heat pumps | 11.7857 | 0 | 0.86195 | 0 | 1.8218 | 9.4814 | 921.2475 | 1925.6511 | -1004.4036 | 0.47841 | 381.5227 | 2.4147
Solid Door Freezer | BNI Cooking and Laundry | ROB/NEW | 12 | N/A | 2128 | 165 | N/A | N/A | 0 | 468 | 273.2301 | 0 | 741.2301 | 2643.2367 | 0 | 2643.2367 | 93% | 9.674 | 3.566 | 0.35244 | 0.02937 | 4.5189 | Solid Door Freezer | 2.7 | 0.4429 | 5.6784 | 1.2795 | 16.4044 | 68.1413 | 7136.7392 | 737.7212 | 6399.018 | 9.674 | 2001.3212 | 3.566
Solid Door Refrigerator | BNI Cooking and Laundry | ROB/NEW | 12 | N/A | 818 | 63 | N/A | N/A | 0 | 273 | 113.6962 | 0 | 386.6962 | 1015.4723 | 0 | 1015.4723 | 93% | 8.9315 | 2.626 | 0.47833 | 0.03986 | 6.1743 | Solid Door Refrigerator | 12.15 | 0.76099 | 9.8225 | 2.1984 | 28.3762 | 117.8703 | 12337.9888 | 1381.4089 | 10956.58 | 8.9315 | 4698.3589 | 2.626
Standard Capacity Electric Fryer | BNI Cooking and Laundry | ROB/NEW | 12 | N/A | 952 | 148 | N/A | N/A | 275.2898 | 1300 | 233.1869 | 0 | 1533.1869 | 1284.2402 | 0 | 1284.2402 | 93% | 2.6251 | 0.83763 | 1.6295 | 0.13579 | 10.4206 | Standard Capacity Electric Fryer | 2.7 | 0.39727 | 2.5404 | 1.1477 | 7.3388 | 30.4843 | 3467.4486 | 1320.8575 | 2146.5911 | 2.6251 | 4139.6047 | 0.83763
Strip-Curtains for Display Cases | BNI Refrigeration | ROB/NEW | 4 | N/A | 28970.31 | 3307 | N/A | N/A | 79.9651 | 2080 | 1483.8379 | 0 | 3563.8379 | 14852.6821 | 0 | 14852.6821 | 93% | 9.5319 | 4.1676 | 0.12447 | 0.031118 | 1.084 | Strip-Curtains for Display Cases | 2.7 | 8.8768 | 77.3055 | 25.6442 | 223.3271 | 309.2221 | 40102.2418 | 4207.1548 | 35895.087 | 9.5319 | 9622.3623 | 4.1676
VFD Milk Vacuum Pump | BNI Process | ROB/NEW | 15 | N/A | 6492.659 | 1818 | N/A | N/A | 6617.4434 | 195 | 1030.6347 | 0 | 1225.6347 | 11664.5616 | 0 | 11664.5616 | 93% | 1.6235 | 9.5172 | 0.19101 | 0.012734 | 0.67815 | VFD Milk Vacuum Pump | 2.7 | 4.88 | 17.3253 | 14.0977 | 50.0508 | 259.879 | 31494.3164 | 19399.1142 | 12095.2022 | 1.6235 | 3309.2138 | 9.5172
Wall Mounted Area Luminaire (1000 lumen) (full and no-cutoff) | BNI Lighting | ROB/NEW | 22.8 | N/A | 153.3 | 34.3 | N/A | N/A | 29.7502 | 39 | 32.9302 | 0 | 71.9302 | 337.3449 | 0 | 337.3449 | 93% | 5.5669 | 4.6899 | 0.47476 | 0.020823 | 2.1095 | Wall Mounted Area Luminaire (1000 lumen) (full and no-cutoff) | 118.8 | 4.0511 | 17.9992 | 11.7031 | 51.9976 | 410.3808 | 40076.5736 | 7199.0344 | 32877.5392 | 5.5669 | 8545.3091 | 4.6899
Wall Mounted Area Luminaire (10000 lumen) (full and no-cutoff) | BNI Lighting | ROB/NEW | 22.8 | N/A | 776.3988 | 177.26 | N/A | N/A | 297.5024 | 156 | 163.5947 | 0 | 319.5947 | 1716.6292 | 0 | 1716.6292 | 93% | 3.899 | 5.3713 | 0.41651 | 0.018268 | 1.8136 | Wall Mounted Area Luminaire (10000 lumen) (full and no-cutoff) | 67.5 | 11.8953 | 51.7943 | 34.3642 | 149.6281 | 1180.9108 | 115872.4727 | 29718.3546 | 86154.1182 | 3.899 | 21572.6426 | 5.3713
Zero-Energy Doors for Reach-In Coolers | BNI Refrigeration | ROB/NEW | 12 | N/A | 1400.023 | 160 | N/A | N/A | 317.2388 | 312 | 186.267 | 0 | 498.267 | 1809.5549 | 0 | 1809.5549 | 93% | 3.7597 | 3.6317 | 0.36011 | 0.030009 | 3.1326 | Zero-Energy Doors for Reach-In Coolers | 2.7 | 0.42948 | 3.7359 | 1.2407 | 10.7925 | 44.8305 | 4885.7982 | 1299.5075 | 3586.2908 | 3.7597 | 1345.3209 | 3.6317