## 2023
Program Component | Measure Name | SBA IR-12 Category | Technology Type | Decision Type | Measure Life | Remaining Useful Life | Gross Annual Energy Savings per Unit at Meter (kWh) Pre-RUL | Gross Peak Demand Savings per Unit at Meter (Watts) Pre-RUL | Gross Annual Energy Savings per Unit at Meter (kWh) Post-RUL | Gross Peak Demand Savings per Unit at Meter (Watts) Post-RUL | Gross Per Unit One-Time Incremental Measure Cost ($) | Per Unit Incentive ($) | Per Unit Program Administrative Cost (inclusive of DI costs) ($) | Per Unit Direct Installation Cost ($) | Per Unit DSM Administrator Cost (Incentive + Administrative) ($) | Per Unit Present Value Avoided Cost Benefits ($) | Per Unit Present Value Non-Energy Benefits ($) | Total Per Unit Present Value Benefits ($) | Net-To-Gross Ratio | Net Total Resource Benefit-Cost Ratio (TRC) | Net Program Administrator Benefit-Cost Ratio (PAC) | Net First-Year Unit Cost / kWh at Generator ($/kWh) | Net Lifetime Unit Cost / kWh at Generator ($/kWh) | Net Unit Cost / Watt at Generator ($/W) | Measure Name | Participation (Units) | Total Peak Demand Savings (kW) | Total First Year Energy Savings (MWh) | Total Cumulative Peak Demand Savings (kW) | Total Cumulative First Year Energy Savings (MWh) | Total Lifetime Energy Savings (MWh) | Total Avoided Cost Benefits ($) | TRC Costs ($) | Total TRC Net Resource Benefits ($) | TRC Ratio | PAC Costs ($) | PAC Ratio
Affordable Multi-Family Housing | Cold Climate Air-Source Ductless Heat Pump (24kBTU/hr) (Multi-Family) | Retrofit/Replacement | Res HVAC | ROB/NEW | 18 | N/A | 3578.14 | 1296.6025 | N/A | N/A | 6884.08 | 1789.07 | 1015.7876 | 0 | 2804.8576 | 8434.5835 | 0 | 8434.5835 | 100% | 1.0677 | 3.0071 | 0.71608 | 0.039782 | 1.8866 | Cold Climate Air-Source Ductless Heat Pump (24kBTU/hr) (Multi-Family) | 65 | 96.6345 | 254.6043 | 96.6345 | 254.6043 | 4582.8781 | 548247.9275 | 513491.394 | 34756.5334 | 1.0677 | 182315.744 | 3.0071
Affordable Multi-Family Housing | Cold Climate Air-Source Ductless Heat Pump (48kBTU/hr) (Multi-Family) | Retrofit/Replacement | Res HVAC | ROB/NEW | 18 | N/A | 6972.26 | 2127.5515 | N/A | N/A | 13768.16 | 3486.13 | 1939.5006 | 0 | 5425.6306 | 15645.5761 | 0 | 15645.5761 | 100% | 0.99605 | 2.8836 | 0.71086 | 0.039492 | 2.224 | Cold Climate Air-Source Ductless Heat Pump (48kBTU/hr) (Multi-Family) | 65 | 158.5643 | 496.1146 | 158.5643 | 496.1146 | 8930.0636 | 1016962.4483 | 1020997.9413 | -4035.4929 | 0.99605 | 352665.9913 | 2.8836
Affordable Multi-Family Housing | Comprehensive Path | Retrofit/Replacement | Res Other | ROB/NEW | 18.1 | N/A | 38092.86 | 10208 | N/A | N/A | 47616.075 | 19046.43 | 10468.9999 | 0 | 29515.4299 | 82952.6027 | 0 | 82952.6027 | 100% | 1.4281 | 2.8105 | 0.70781 | 0.039105 | 2.5216 | Comprehensive Path | 27 | 316.0213 | 1125.9069 | 316.0213 | 1125.9069 | 20378.9141 | 2239720.2728 | 1568297.021 | 671423.2518 | 1.4281 | 796916.606 | 2.8105
Affordable Multi-Family Housing | Heat Pump Water Heater (Electric Resistance) | Retrofit/Replacement | Res HVAC | RET | 10 | 3.3333 | 790 | 128 | 790 | 128 | 2806.3 | 395 | 130.35 | 0 | 525.35 | 988.6765 | 0 | 988.6765 | 100% | 0.33667 | 1.8819 | 0.60748 | 0.060748 | 3.5794 | Heat Pump Water Heater (Electric Resistance) | 2.4091 | 0.35356 | 2.0834 | 0.35356 | 2.0834 | 20.8338 | 2381.779 | 7074.5603 | -4692.7813 | 0.33667 | 1265.5987 | 1.8819
Affordable Multi-Family Housing | Heat Pump Water Heater (Heat Pump) | Retrofit/Replacement | Res HVAC | RET | 10 | 3.3333 | 1312 | 213 | 1312 | 213 | 2806.3 | 656 | 216.48 | 0 | 872.48 | 1642.4228 | 0 | 1642.4228 | 100% | 0.54335 | 1.8825 | 0.60748 | 0.060748 | 3.5723 | Heat Pump Water Heater (Heat Pump) | 0.80302 | 0.19612 | 1.1533 | 0.19612 | 1.1533 | 11.5333 | 1318.8973 | 2427.3508 | -1108.4535 | 0.54335 | 700.6183 | 1.8825
Affordable Single-Family Homes | Affordable Single-Family Homes | Retrofit/Replacement | Res HVAC | RET | 20 | 6.6667 | 5015 | 1419.245 | 5015 | 1419.245 | 0 | 0 | 15912.2531 | 11500 | 15912.2531 | 11764.3549 | 0 | 11764.3549 | 100% | 0.73933 | 0.73933 | 2.8985 | 0.14492 | 9.7778 | Affordable Single-Family Homes | 492.8924 | 802.087 | 2705.9402 | 802.087 | 2705.9402 | 54118.8044 | 5798561.3943 | 7843028.9941 | -2044467.5998 | 0.73933 | 7843028.9941 | 0.73933
Affordable Single-Family Homes | Clothes Dryer replacement (Low Income Only) | Retrofit/Replacement | Res Other | RET | 5 | 1.6667 | 252 | 34.8 | 252 | 34.8 | 0 | 0 | 983.9954 | 772.84 | 983.9954 | 175.5503 | 0 | 175.5503 | 100% | 0.17841 | 0.17841 | 3.567 | 0.7134 | 24.6593 | Clothes Dryer replacement (Low Income Only) | 123.5563 | 4.9301 | 34.0848 | 4.9301 | 34.0848 | 170.4239 | 21690.35 | 121578.8185 | -99888.4685 | 0.17841 | 121578.8185 | 0.17841
Affordable Single-Family Homes | Freezer replacement (Low income only) | Retrofit/Replacement | Res Refrigeration | RET | 4 | 1.3333 | 1358 | 193.062 | 1358 | 193.062 | 0 | 0 | 907.4484 | 642.81 | 907.4484 | 787.3426 | 0 | 787.3426 | 100% | 0.86764 | 0.86764 | 0.61042 | 0.15261 | 4.0991 | Freezer replacement (Low income only) | 72.312 | 16.0073 | 107.4992 | 16.0073 | 107.4992 | 429.9968 | 56934.3188 | 65619.4103 | -8685.0915 | 0.86764 | 65619.4103 | 0.86764
Affordable Single-Family Homes | Refrigerator replacement (Low income only) | Retrofit/Replacement | Res Refrigeration | RET | 5 | 1.6667 | 678 | 97.29 | 678 | 97.29 | 0 | 0 | 1146.2178 | 870.11 | 1146.2178 | 474.1519 | 0 | 474.1519 | 100% | 0.41367 | 0.41367 | 1.5444 | 0.30887 | 10.2746 | Refrigerator replacement (Low income only) | 21.222 | 2.3674 | 15.7511 | 2.3674 | 15.7511 | 78.7555 | 10062.4509 | 24325.0338 | -14262.583 | 0.41367 | 24325.0338 | 0.41367
Appliance Retirement | Air Conditioner retirement - Bulk | Retirement | Res HVAC | RET | 3 | 1 | 257 | 0 | 257 | 0 | 40.5999 | 50.5999 | 39.8229 | 0 | 90.4229 | 56.2101 | 0 | 56.2101 | 53% | 0.91636 | 0.62164 | 0.60643 | 0.20214 | N/A | Air Conditioner retirement - Bulk | 20.5134 | 0 | 3.0587 | 0 | 3.0587 | 9.1762 | 1153.0576 | 1258.3082 | -105.2506 | 0.91636 | 1854.8772 | 0.62164
Appliance Retirement | Air Conditioner retirement - Drop Off | Retirement | Res HVAC | RET | 3 | 1 | 257 | 0 | 257 | 0 | 38.8714 | 48.8714 | 39.5118 | 0 | 88.3832 | 56.2101 | 0 | 56.2101 | 53% | 0.93506 | 0.63598 | 0.59275 | 0.19758 | N/A | Air Conditioner retirement - Drop Off | 13.6756 | 0 | 2.0392 | 0 | 2.0392 | 6.1175 | 768.7051 | 822.0883 | -53.3832 | 0.93506 | 1208.6906 | 0.63598
Appliance Retirement | Air Conditioner retirement | Retirement | Res HVAC | RET | 3 | 1 | 257 | 0 | 257 | 0 | 49.2543 | 50.5999 | 39.2133 | 0 | 89.8133 | 56.2101 | 0 | 56.2101 | 53% | 0.86056 | 0.62586 | 0.60234 | 0.20078 | N/A | Air Conditioner retirement | 34.1889 | 0 | 5.0979 | 0 | 5.0979 | 15.2936 | 1921.7626 | 2233.1551 | -311.3925 | 0.86056 | 3070.6194 | 0.62586
Appliance Retirement | Freezer retirement - Bulk | Retirement | Res Refrigeration | RET | 4 | 1.3333 | 896 | 124 | 896 | 124 | 133.8141 | 183.8141 | 168.9975 | 0 | 352.8116 | 248.7247 | 0 | 248.7247 | 48% | 1.0664 | 0.70498 | 0.74938 | 0.18735 | 5.1695 | Freezer retirement - Bulk | 205.1336 | 13.9995 | 96.5787 | 13.9995 | 96.5787 | 386.3146 | 51021.8014 | 47842.9579 | 3178.8434 | 1.0664 | 72373.5174 | 0.70498
Appliance Retirement | Freezer retirement - Drop Off | Retirement | Res Refrigeration | RET | 4 | 1.3333 | 896 | 124 | 896 | 124 | 72.863 | 99.7285 | 153.8621 | 0 | 253.5906 | 248.7247 | 0 | 248.7247 | 48% | 1.3171 | 0.98081 | 0.53863 | 0.13466 | 3.7157 | Freezer retirement - Drop Off | 136.7557 | 9.333 | 64.3858 | 9.333 | 64.3858 | 257.5431 | 34014.5342 | 25824.4545 | 8190.0797 | 1.3171 | 34679.9651 | 0.98081
Appliance Retirement | Freezer retirement | Retirement | Res Refrigeration | RET | 4 | 1.3333 | 896 | 124 | 896 | 124 | 168.5141 | 218.5141 | 175.2435 | 0 | 393.7576 | 248.7247 | 0 | 248.7247 | 48% | 0.97109 | 0.63167 | 0.83635 | 0.20909 | 5.7694 | Freezer retirement | 341.8893 | 23.3325 | 160.9644 | 23.3325 | 160.9644 | 643.8577 | 85036.3356 | 87568.2049 | -2531.8693 | 0.97109 | 134621.5156 | 0.63167
Appliance Retirement | Mini freezer retirement - Bulk | Retirement | Res Refrigeration | RET | 4 | 1.3333 | 266 | 36.7 | 266 | 36.7 | 75.8285 | 85.8285 | 69.2427 | 0 | 155.0712 | 106.1152 | 0 | 106.1152 | 69% | 0.87291 | 0.6843 | 0.77181 | 0.19295 | 5.3405 | Mini freezer retirement - Bulk | 8.9189 | 0.25896 | 1.792 | 0.25896 | 1.792 | 7.1679 | 946.4259 | 1084.2144 | -137.7885 | 0.87291 | 1383.0569 | 0.6843
Appliance Retirement | Mini freezer retirement - Drop Off | Retirement | Res Refrigeration | RET | 4 | 1.3333 | 266 | 36.7 | 266 | 36.7 | 61.1571 | 71.1571 | 70.7929 | 0 | 141.95 | 106.1152 | 0 | 106.1152 | 69% | 0.93914 | 0.74755 | 0.7065 | 0.17663 | 4.8886 | Mini freezer retirement - Drop Off | 5.9459 | 0.17264 | 1.1947 | 0.17264 | 1.1947 | 4.7786 | 630.9506 | 671.8353 | -40.8847 | 0.93914 | 844.0208 | 0.74755
Appliance Retirement | Mini freezer retirement | Retirement | Res Refrigeration | RET | 4 | 1.3333 | 266 | 36.7 | 266 | 36.7 | 93.1856 | 103.1856 | 60.3906 | 0 | 163.5762 | 106.1152 | 0 | 106.1152 | 69% | 0.85104 | 0.64872 | 0.81414 | 0.20353 | 5.6334 | Mini freezer retirement | 14.8648 | 0.4316 | 2.9866 | 0.4316 | 2.9866 | 11.9466 | 1577.3765 | 1853.4657 | -276.0892 | 0.85104 | 2431.5194 | 0.64872
Appliance Retirement | Mini fridge retirement - Bulk | Retirement | Res Refrigeration | RET | 4 | 1.3333 | 170 | 23.5 | 170 | 23.5 | 75.8285 | 85.8285 | 30.7327 | 0 | 116.5612 | 66.847 | 0 | 66.847 | 68% | 0.81227 | 0.57349 | 0.9211 | 0.23027 | 6.3613 | Mini fridge retirement - Bulk | 8.9189 | 0.16342 | 1.1287 | 0.16342 | 1.1287 | 4.5146 | 596.1984 | 733.9869 | -137.7885 | 0.81227 | 1039.5924 | 0.57349
Appliance Retirement | Mini fridge retirement - Drop Off | Retirement | Res Refrigeration | RET | 4 | 1.3333 | 170 | 23.5 | 170 | 23.5 | 61.1571 | 71.1571 | 38.0684 | 0 | 109.2255 | 66.847 | 0 | 66.847 | 68% | 0.8392 | 0.61201 | 0.86313 | 0.21578 | 5.9609 | Mini fridge retirement - Drop Off | 5.9459 | 0.10894 | 0.75244 | 0.10894 | 0.75244 | 3.0098 | 397.4656 | 473.6223 | -76.1567 | 0.8392 | 649.4442 | 0.61201
Appliance Retirement | Mini fridge retirement | Retirement | Res Refrigeration | RET | 4 | 1.3333 | 170 | 23.5 | 170 | 23.5 | 93.1856 | 103.1856 | 22.0542 | 0 | 125.2398 | 66.847 | 0 | 66.847 | 68% | 0.78256 | 0.53375 | 0.98968 | 0.24742 | 6.8349 | Mini fridge retirement | 14.8648 | 0.27236 | 1.8811 | 0.27236 | 1.8811 | 7.5244 | 993.664 | 1269.7531 | -276.0892 | 0.78256 | 1861.6586 | 0.53375
Appliance Retirement | Refrigerator retirement - Bulk | Retirement | Res Refrigeration | RET | 4 | 1.3333 | 670 | 92.5 | 670 | 92.5 | 133.8141 | 183.8141 | 153.7451 | 0 | 337.5592 | 220.812 | 0 | 220.812 | 57% | 0.95997 | 0.65414 | 0.80744 | 0.20186 | 5.5834 | Refrigerator retirement - Bulk | 310 | 18.7409 | 129.6004 | 18.7409 | 129.6004 | 518.4018 | 68451.7182 | 71305.939 | -2854.2208 | 0.95997 | 104643.3588 | 0.65414
Appliance Retirement | Refrigerator retirement - Drop Off | Retirement | Res Refrigeration | RET | 4 | 1.3333 | 670 | 92.5 | 670 | 92.5 | 72.863 | 99.7285 | 138.6097 | 0 | 238.3382 | 220.812 | 0 | 220.812 | 57% | 1.2258 | 0.92647 | 0.5701 | 0.14253 | 3.9422 | Refrigerator retirement - Drop Off | 200 | 12.0909 | 83.6132 | 12.0909 | 83.6132 | 334.4527 | 44162.3988 | 36028.3265 | 8134.0723 | 1.2258 | 47667.6356 | 0.92647
Appliance Retirement | Refrigerator retirement | Retirement | Res Refrigeration | RET | 4 | 1.3333 | 670 | 92.5 | 670 | 92.5 | 168.5141 | 218.5141 | 159.9911 | 0 | 378.5052 | 220.812 | 0 | 220.812 | 57% | 0.8624 | 0.58338 | 0.90538 | 0.22634 | 6.2607 | Refrigerator retirement | 1651 | 99.8104 | 690.2269 | 99.8104 | 690.2269 | 2760.9074 | 364560.6023 | 422728.862 | -58168.2596 | 0.8624 | 624912.0537 | 0.58338
Business Energy Rebates | 1/2 Size Hot Food Holding Cabinet | Retrofit/Replacement | BNI Cooking and Laundry | ROB/NEW | 12 | N/A | 1730 | 215 | N/A | N/A | 480.06 | 225 | 56.0596 | 0 | 281.0596 | 1678.1053 | 0 | 1678.1053 | 71% | 4.228 | 5.9706 | 0.21532 | 0.017943 | 1.7224 | 1/2 Size Hot Food Holding Cabinet | 2.627 | 0.42868 | 3.4291 | 0.42868 | 3.4291 | 41.1487 | 4408.3802 | 1042.6614 | 3365.7188 | 4.228 | 738.3431 | 5.9706
Business Energy Rebates | Air-Entraining Air Nozzle | Retrofit/Replacement | BNI Process | ROB/NEW | 15 | N/A | 13582.8 | 130 | N/A | N/A | 44.7174 | 125 | 376.5419 | 0 | 501.5419 | 13867.3229 | 0 | 13867.3229 | 71% | 33.9643 | 27.6494 | 0.048938 | 0.0032626 | 5.0833 | Air-Entraining Air Nozzle | 2.627 | 0.2592 | 26.9227 | 0.2592 | 26.9227 | 403.8401 | 36429.4361 | 1072.5805 | 35356.8555 | 33.9643 | 1317.5498 | 27.6494
Business Energy Rebates | Case Lighting for Sign Retrofits | Retrofit/Replacement | BNI Lighting | ROB/NEW | 11.6 | N/A | 2815.56 | 639 | N/A | N/A | 721.525 | 312.5 | 108.4006 | 0 | 420.9006 | 3474.4201 | 0 | 3474.4201 | 85% | 4.8142 | 8.2547 | 0.1655 | 0.014267 | 0.72494 | Case Lighting for Sign Retrofits | 1355.5312 | 787.0585 | 3447.4971 | 787.0585 | 3447.4971 | 39990.9668 | 4709684.8228 | 978282.6483 | 3731402.1745 | 4.8142 | 570543.944 | 8.2547
Business Energy Rebates | Circulation Fan (Agriculture) (24 inches) | Retrofit/Replacement | BNI Process | ROB/NEW | 15 | N/A | 45.4124 | 16.1956 | N/A | N/A | 199.5 | 43.75 | 2.1875 | 0 | 45.9375 | 63.9012 | 0 | 63.9012 | 71% | 0.44428 | 1.391 | 1.3407 | 0.089378 | 3.7373 | Circulation Fan (Agriculture) (24 inches) | 7.8383 | 0.096351 | 0.26858 | 0.096351 | 0.26858 | 4.0286 | 500.8777 | 1127.4038 | -626.5261 | 0.44428 | 360.0724 | 1.391
Business Energy Rebates | Cold Climate Air-Source Central Heat Pump (24kBTU/hr) (Commercial) | Retrofit/Replacement | BNI HVAC | ROB/NEW | 18 | N/A | 9045.1083 | 3511 | N/A | N/A | 6884.08 | 1500 | 493.1519 | 0 | 1993.1519 | 15659.6666 | 0 | 15659.6666 | 75% | 2.7686 | 7.8567 | 0.27647 | 0.01536 | 0.7081 | Cold Climate Air-Source Central Heat Pump (24kBTU/hr) (Commercial) | 12.7972 | 36.0235 | 92.2576 | 36.0235 | 92.2576 | 1660.6365 | 200400.5294 | 72383.908 | 128016.6214 | 2.7686 | 25506.8459 | 7.8567
Business Energy Rebates | Cold Climate Air-Source Central Heat Pump (48kBTU/hr) (Commercial) | Retrofit/Replacement | BNI HVAC | ROB/NEW | 18 | N/A | 18090.2166 | 7022 | N/A | N/A | 13768.16 | 3000 | 986.3039 | 0 | 3986.3039 | 31319.3332 | 0 | 31319.3332 | 75% | 2.7686 | 7.8567 | 0.27647 | 0.01536 | 0.7081 | Cold Climate Air-Source Central Heat Pump (48kBTU/hr) (Commercial) | 12.7972 | 72.047 | 184.5152 | 72.047 | 184.5152 | 3321.273 | 400801.0587 | 144767.8159 | 256033.2428 | 2.7686 | 51013.6919 | 7.8567
Business Energy Rebates | Cold Climate Air-Source Ductless Heat Pump (24kBTU/hr) (Commercial) | Retrofit/Replacement | BNI HVAC | ROB/NEW | 18 | N/A | 9688.757 | 3510.8929 | N/A | N/A | 6884.08 | 1000 | 488.6689 | 0 | 1488.6689 | 16428.0189 | 0 | 16428.0189 | 75% | 2.9067 | 11.0354 | 0.19278 | 0.01071 | 0.52889 | Cold Climate Air-Source Ductless Heat Pump (24kBTU/hr) (Commercial) | 51.189 | 144.0897 | 395.2905 | 144.0897 | 395.2905 | 7115.2286 | 840933.2772 | 289306.1473 | 551627.1299 | 2.9067 | 76203.4169 | 11.0354
Business Energy Rebates | Cold Climate Air-Source Ductless Heat Pump (24kBTU/hr) (Multi-Family) | Retrofit/Replacement | BNI HVAC | ROB/NEW | 18 | N/A | 9688.757 | 3510.8929 | N/A | N/A | 6884.08 | 1000 | 488.6689 | 0 | 1488.6689 | 16428.0189 | 0 | 16428.0189 | 75% | 2.9067 | 11.0354 | 0.19278 | 0.01071 | 0.52889 | Cold Climate Air-Source Ductless Heat Pump (24kBTU/hr) (Multi-Family) | 44.7903 | 126.0785 | 345.8792 | 126.0785 | 345.8792 | 6225.825 | 735816.6176 | 253142.8789 | 482673.7387 | 2.9067 | 66677.9898 | 11.0354
Business Energy Rebates | Cold Climate Air-Source Ductless Heat Pump (48kBTU/hr) (Commercial) | Retrofit/Replacement | BNI HVAC | ROB/NEW | 18 | N/A | 20911.358 | 6381 | N/A | N/A | 13768.16 | 2000 | 1002.5549 | 0 | 3002.5549 | 33800.4145 | 0 | 33800.4145 | 75% | 2.9836 | 11.2572 | 0.18015 | 0.010008 | 0.58693 | Cold Climate Air-Source Ductless Heat Pump (48kBTU/hr) (Commercial) | 51.189 | 261.881 | 853.1601 | 261.881 | 853.1601 | 15356.8814 | 1730208.2139 | 579903.1368 | 1150305.0771 | 2.9836 | 153697.6761 | 11.2572
Business Energy Rebates | Cold Climate Air-Source Ductless Heat Pump (48kBTU/hr) (Multi-Family) | Retrofit/Replacement | BNI HVAC | ROB/NEW | 18 | N/A | 20911.358 | 6381 | N/A | N/A | 13768.16 | 2000 | 1002.5549 | 0 | 3002.5549 | 33800.4145 | 0 | 33800.4145 | 75% | 2.9836 | 11.2572 | 0.18015 | 0.010008 | 0.58693 | Cold Climate Air-Source Ductless Heat Pump (48kBTU/hr) (Multi-Family) | 44.7903 | 229.1459 | 746.5151 | 229.1459 | 746.5151 | 13437.2712 | 1513932.1871 | 507415.2447 | 1006516.9425 | 2.9836 | 134485.4666 | 11.2572
Business Energy Rebates | Cold Climate Air-Source Multi-Zone Heat Pump (24kBTU/hr) (Commercial) | Retrofit/Replacement | BNI HVAC | ROB/NEW | 18 | N/A | 9688.757 | 3323.2116 | N/A | N/A | 6884.08 | 1000 | 481.7317 | 0 | 1481.7317 | 16168.2247 | 0 | 16168.2247 | 75% | 2.8643 | 10.9117 | 0.19188 | 0.01066 | 0.55615 | Cold Climate Air-Source Multi-Zone Heat Pump (24kBTU/hr) (Commercial) | 15.3567 | 40.9161 | 118.5871 | 40.9161 | 118.5871 | 2134.5686 | 248290.4042 | 86685.3125 | 161605.0917 | 2.8643 | 22754.4934 | 10.9117
Business Energy Rebates | Cold Climate Air-Source Multi-Zone Heat Pump (24kBTU/hr) (Multi-Family) | Retrofit/Replacement | BNI HVAC | ROB/NEW | 18 | N/A | 9688.757 | 3510.8929 | N/A | N/A | 6884.08 | 1000 | 488.6689 | 0 | 1488.6689 | 16428.0189 | 0 | 16428.0189 | 75% | 2.9067 | 11.0354 | 0.19278 | 0.01071 | 0.52889 | Cold Climate Air-Source Multi-Zone Heat Pump (24kBTU/hr) (Multi-Family) | 15.3567 | 43.2269 | 118.5871 | 43.2269 | 118.5871 | 2134.5686 | 252279.9832 | 86791.8442 | 165488.139 | 2.9067 | 22861.0251 | 11.0354
Business Energy Rebates | Cold Climate Air-Source Multi-Zone Heat Pump (48kBTU/hr) (Commercial) | Retrofit/Replacement | BNI HVAC | ROB/NEW | 18 | N/A | 20911.358 | 6380.5662 | N/A | N/A | 13768.16 | 2000 | 1002.5389 | 0 | 3002.5389 | 33799.8139 | 0 | 33799.8139 | 75% | 2.9836 | 11.2571 | 0.18015 | 0.010008 | 0.58696 | Cold Climate Air-Source Multi-Zone Heat Pump (48kBTU/hr) (Commercial) | 15.3567 | 78.559 | 255.948 | 78.559 | 255.948 | 4607.0644 | 519053.2423 | 173970.6948 | 345082.5476 | 2.9836 | 46109.0566 | 11.2571
Business Energy Rebates | Cold Climate Air-Source Multi-Zone Heat Pump (48kBTU/hr) (Multi-Family) | Retrofit/Replacement | BNI HVAC | ROB/NEW | 18 | N/A | 20911.358 | 6381 | N/A | N/A | 13768.16 | 2000 | 1002.5549 | 0 | 3002.5549 | 33800.4145 | 0 | 33800.4145 | 75% | 2.9836 | 11.2572 | 0.18015 | 0.010008 | 0.58693 | Cold Climate Air-Source Multi-Zone Heat Pump (48kBTU/hr) (Multi-Family) | 15.3567 | 78.5643 | 255.948 | 78.5643 | 255.948 | 4607.0644 | 519062.4642 | 173970.941 | 345091.5231 | 2.9836 | 46109.3028 | 11.2572
Business Energy Rebates | Cold Climate Air-Source Single Package Heat Pump (24kBTU/hr) (Commercial) | Retrofit/Replacement | BNI HVAC | ROB/NEW | 18 | N/A | 7569.6226 | 3089.5858 | N/A | N/A | 6884.08 | 1000 | 405.5339 | 0 | 1405.5339 | 13314.6391 | 0 | 13314.6391 | 75% | 2.391 | 9.473 | 0.23297 | 0.012943 | 0.56744 | Cold Climate Air-Source Single Package Heat Pump (24kBTU/hr) (Commercial) | 12.7972 | 31.6997 | 77.208 | 31.6997 | 77.208 | 1389.7447 | 170390.6468 | 71262.6386 | 99128.0081 | 2.391 | 17986.9561 | 9.473
Business Energy Rebates | Cold Climate Air-Source Single Package Heat Pump (48kBTU/hr) (Commercial) | Retrofit/Replacement | BNI HVAC | ROB/NEW | 18 | N/A | 15139.2453 | 6179.1716 | N/A | N/A | 13768.16 | 2000 | 811.0678 | 0 | 2811.0678 | 26629.2782 | 0 | 26629.2782 | 75% | 2.391 | 9.473 | 0.23297 | 0.012943 | 0.56744 | Cold Climate Air-Source Single Package Heat Pump (48kBTU/hr) (Commercial) | 12.7972 | 63.3995 | 154.4161 | 63.3995 | 154.4161 | 2779.4894 | 340781.2935 | 142525.2773 | 198256.0162 | 2.391 | 35973.9121 | 9.473
Business Energy Rebates | Cycling Refrigerated Air Dryer - 50 CFM | Retrofit/Replacement | BNI Process | ROB/NEW | 10 | N/A | 585.86 | 110 | N/A | N/A | 693 | 62.5 | 16.838 | 0 | 79.338 | 513.5486 | 0 | 513.5486 | 71% | 1.0092 | 6.4729 | 0.17948 | 0.017948 | 0.95033 | Cycling Refrigerated Air Dryer - 50 CFM | 2.627 | 0.21933 | 1.1612 | 0.21933 | 1.1612 | 11.6124 | 1349.0914 | 1336.7955 | 12.2958 | 1.0092 | 208.4209 | 6.4729
Business Energy Rebates | Dairy Scroll Compressor | Retrofit/Replacement | BNI Process | ROB/NEW | 15 | N/A | 23623.923 | 6796 | N/A | N/A | 1025.2305 | 937.5 | 886.1136 | 0 | 1823.6136 | 31429.2381 | 0 | 31429.2381 | 71% | 19.4726 | 17.2346 | 0.10231 | 0.0068206 | 0.35356 | Dairy Scroll Compressor | 6.3986 | 33.0047 | 114.0532 | 33.0047 | 114.0532 | 1710.7977 | 201103.769 | 10327.548 | 190776.221 | 19.4726 | 11668.6115 | 17.2346
Business Energy Rebates | Daylighting Controls - Ceiling Mounted | New Equipment purchased and installed by customers | BNI Lighting | ROB/NEW | 10 | N/A | 436.149 | 95.97 | N/A | N/A | 148.7206 | 37.5 | 14.4273 | 0 | 51.9273 | 470.0791 | 0 | 470.0791 | 85% | 3.3377 | 9.0526 | 0.1318 | 0.01318 | 0.5955 | Daylighting Controls - Ceiling Mounted | 25.5945 | 2.2319 | 10.0835 | 2.2319 | 10.0835 | 100.8349 | 12031.4314 | 3604.7215 | 8426.7099 | 3.3377 | 1329.0518 | 9.0526
Business Energy Rebates | Daylighting Controls - Switch-Mounted | New Equipment purchased and installed by customers | BNI Lighting | ROB/NEW | 10 | N/A | 90.9682 | 20.0166 | N/A | N/A | 148.7206 | 12.5 | 0.625 | 0 | 13.125 | 98.0451 | 0 | 98.0451 | 85% | 0.77178 | 7.4701 | 0.15973 | 0.015973 | 0.72166 | Daylighting Controls - Switch-Mounted | 2.627 | 0.04778 | 0.21586 | 0.04778 | 0.21586 | 2.1586 | 257.5643 | 333.7273 | -76.1631 | 0.77178 | 34.4794 | 7.4701
Business Energy Rebates | Door Heater Controls | New Equipment purchased and installed by customers | BNI Refrigeration | ROB/NEW | 12 | N/A | 5170.5024 | 590.24 | N/A | N/A | 1683.9263 | 100 | 137.6777 | 0 | 237.6777 | 4968.7395 | 0 | 4968.7395 | 71% | 3.7267 | 20.9054 | 0.060924 | 0.005077 | 0.53057 | Door Heater Controls | 83.1821 | 37.2644 | 324.5125 | 37.2644 | 324.5125 | 3894.1505 | 413310.0237 | 110903.7673 | 302406.2564 | 3.7267 | 19770.5198 | 20.9054
Business Energy Rebates | Double Heat Pad (Agriculture) | Retrofit/Replacement | BNI Process | ROB/NEW | 10 | N/A | 1311 | 190 | N/A | N/A | 315 | 150 | 37.0852 | 0 | 187.0852 | 1107.9558 | 0 | 1107.9558 | 71% | 4.2494 | 5.9222 | 0.18913 | 0.018913 | 1.2974 | Double Heat Pad (Agriculture) | 2.627 | 0.37883 | 2.5986 | 0.37883 | 2.5986 | 25.9855 | 2910.5982 | 684.9509 | 2225.6473 | 4.2494 | 491.4724 | 5.9222
Business Energy Rebates | Dual Enthalpy Economizer Controls | New Equipment purchased and installed by customers | BNI HVAC | RET | 10 | 3.3333 | 3221.359 | 726 | 2577 | 580 | 1264.83 | 312.5 | 87.8257 | 0 | 400.3257 | 2703.8955 | 0 | 2703.8955 | 75% | 2.6088 | 6.7542 | 0.15592 | 0.017991 | 0.6878 | Dual Enthalpy Economizer Controls | 2.627 | 1.5291 | 6.7448 | 1.5291 | 6.7448 | 58.4539 | 7103.1292 | 2722.7479 | 4380.3814 | 2.6088 | 1051.655 | 6.7542
Business Energy Rebates | EC Motor for Refrigeration Applications - Large | Retrofit/Replacement | BNI Refrigeration | RET | 15 | 5 | 1708.2 | 119.6 | 1047.696 | 119.6 | 367.4125 | 225 | 50.6936 | 0 | 275.6936 | 1477.1496 | 0 | 1477.1496 | 71% | 4.7412 | 5.3579 | 0.2139 | 0.019213 | 3.0373 | EC Motor for Refrigeration Applications - Large | 57.5876 | 5.2275 | 74.2227 | 5.2275 | 74.2227 | 826.3458 | 85065.4755 | 17941.7825 | 67123.693 | 4.7412 | 15876.5261 | 5.3579
Business Energy Rebates | EC Motor for Refrigeration Applications - Small | Retrofit/Replacement | BNI Refrigeration | RET | 15 | 5 | 342 | 341.64 | 341.64 | 39 | 178.7653 | 75 | 16.8146 | 0 | 91.8146 | 489.2653 | 0 | 489.2653 | 71% | 3.4039 | 5.3288 | 0.35581 | 0.023737 | 0.3541 | EC Motor for Refrigeration Applications - Small | 428.7076 | 111.1645 | 110.6258 | 111.1645 | 110.6258 | 1658.222 | 209751.7319 | 61621.5524 | 148130.1795 | 3.4039 | 39361.6132 | 5.3288
Business Energy Rebates | Electric Combination Oven | Retrofit/Replacement | BNI Cooking and Laundry | ROB/NEW | 12 | N/A | 6368 | 1454 | N/A | N/A | 2106.72 | 1250 | 243.2159 | 0 | 1493.2159 | 6767.7578 | 0 | 6767.7578 | 71% | 3.8918 | 4.5323 | 0.31078 | 0.025898 | 1.3531 | Electric Combination Oven | 7.881 | 8.6972 | 37.8663 | 8.6972 | 37.8663 | 454.3959 | 53336.6678 | 13704.9495 | 39631.7183 | 3.8918 | 11768.0278 | 4.5323
Business Energy Rebates | Electric Combination Oven with Gas | Retrofit/Replacement | BNI Cooking and Laundry | RET | 12 | 4 | 18282 | 2838 | 18282 | 2838 | 14838.81 | 2500 | 125 | 0 | 2625 | 9335.7897 | 0 | 9335.7897 | 71% | 0.87573 | 3.5565 | 0.1903 | 0.015858 | 1.2187 | Electric Combination Oven with Gas | 5.254 | 11.3172 | 72.4741 | 11.3172 | 72.4741 | 869.6886 | 49050.2105 | 56010.5238 | -6960.3133 | 0.87573 | 13791.7419 | 3.5565
Business Energy Rebates | Electric Convection Oven | Retrofit/Replacement | BNI Cooking and Laundry | ROB/NEW | 12 | N/A | 1937 | 301 | N/A | N/A | 1260 | 500 | 76.6062 | 0 | 576.6062 | 1932.6371 | 0 | 1932.6371 | 71% | 1.9899 | 3.3517 | 0.39453 | 0.032878 | 2.5241 | Electric Convection Oven | 7.881 | 1.8005 | 11.5181 | 1.8005 | 11.5181 | 138.2168 | 15231.1037 | 7654.0716 | 7577.0321 | 1.9899 | 4544.2308 | 3.3517
Business Energy Rebates | Electric Fryer Replacement with Gas | Retrofit/Replacement | BNI Cooking and Laundry | RET | 12 | 4 | 17439 | 2707 | 18189 | 2824 | 1927.9643 | 625 | 206.7078 | 0 | 831.7078 | 6570.8439 | 0 | 6570.8439 | 71% | 4.1705 | 7.9004 | 0.063209 | 0.0051206 | 0.40483 | Electric Fryer Replacement with Gas | 2.627 | 5.3974 | 34.5661 | 5.3974 | 34.5661 | 426.6859 | 17261.5969 | 4139.0002 | 13122.5967 | 4.1705 | 2184.8952 | 7.9004
Business Energy Rebates | Electric Griddle Replacement with Gas | Retrofit/Replacement | BNI Cooking and Laundry | RET | 12 | 4 | 15815 | 2455 | 15815 | 2455 | 4183.2 | 2500 | 236.8699 | 0 | 2736.8699 | 4189.4959 | 0 | 4189.4959 | 71% | 1.3064 | 1.5308 | 0.22936 | 0.019113 | 1.4689 | Electric Griddle Replacement with Gas | 2.627 | 4.8949 | 31.3471 | 4.8949 | 31.3471 | 376.1658 | 11005.7993 | 8424.6315 | 2581.1678 | 1.3064 | 7189.7531 | 1.5308
Business Energy Rebates | Electric Steam Cooker | Retrofit/Replacement | BNI Cooking and Laundry | ROB/NEW | 12 | N/A | 9967 | 1547 | N/A | N/A | 3137.4 | 1125 | 321.7912 | 0 | 1446.7912 | 9944.4411 | 0 | 9944.4411 | 71% | 3.9008 | 6.8734 | 0.19239 | 0.016032 | 1.2323 | Electric Steam Cooker | 3.9405 | 4.6268 | 29.6336 | 4.6268 | 29.6336 | 355.6033 | 39186.0473 | 10045.6891 | 29140.3582 | 3.9008 | 5701.0776 | 6.8734
Business Energy Rebates | Electric Steam Cooker Replacement with Gas | Retrofit/Replacement | BNI Cooking and Laundry | RET | 12 | 4 | 17599 | 2732 | 17599 | 2732 | 11485.88 | 2250 | 112.5 | 0 | 2362.5 | 2732.5867 | 0 | 2732.5867 | 71% | 0.33052 | 1.1567 | 0.17792 | 0.014826 | 1.1394 | Electric Steam Cooker Replacement with Gas | 2.627 | 5.4472 | 34.8832 | 5.4472 | 34.8832 | 418.5989 | 7178.501 | 21718.6436 | -14540.1426 | 0.33052 | 6206.2839 | 1.1567
Business Energy Rebates | Electric to Natural Gas - Water Heater (60 gal) | Retrofit/Replacement | BNI Domestic Hot Water (DHW) | ROB/NEW | 15 | N/A | 10793.8041 | 2957.5012 | N/A | N/A | 1859.34 | 875 | 277.5667 | 0 | 1152.5667 | 8756.365 | 0 | 8756.365 | 71% | 5.4806 | 7.5973 | 0.14152 | 0.0094348 | 0.51348 | Electric to Natural Gas - Water Heater (60 gal) | 2.627 | 5.8969 | 21.3946 | 5.8969 | 21.3946 | 320.9184 | 23002.9574 | 4197.1504 | 18805.807 | 5.4806 | 3027.7909 | 7.5973
Business Energy Rebates | Electric to Natural Gas - Water Heater (80 gal) | Retrofit/Replacement | BNI Domestic Hot Water (DHW) | ROB/NEW | 15 | N/A | 15058.023 | 4125.8975 | N/A | N/A | 1859.34 | 1000 | 387.9 | 0 | 1387.9 | 12654.2562 | 0 | 12654.2562 | 71% | 7.4087 | 9.1176 | 0.12216 | 0.0081439 | 0.44323 | Electric to Natural Gas - Water Heater (80 gal) | 2.627 | 8.2265 | 29.8467 | 8.2265 | 29.8467 | 447.701 | 33242.7117 | 4486.9959 | 28755.7158 | 7.4087 | 3646.0112 | 9.1176
Business Energy Rebates | ENERGY STAR Electric Griddle | Retrofit/Replacement | BNI Cooking and Laundry | ROB/NEW | 12 | N/A | 1909 | 296.3744 | N/A | N/A | 0 | 562.5 | 78.9787 | 0 | 641.4787 | 1904.4554 | 0 | 1904.4554 | 71% | 24.1135 | 2.9689 | 0.44536 | 0.037113 | 2.8519 | ENERGY STAR Electric Griddle | 2.627 | 0.59093 | 3.7839 | 0.59093 | 3.7839 | 45.4063 | 5003.0013 | 207.4769 | 4795.5244 | 24.1135 | 1685.1635 | 2.9689
Business Energy Rebates | ENERGY STAR Pool Pump | Retrofit/Replacement | BNI Process | RET | 10 | 5 | 2078 | 0 | 3847 | 0 | 390.1663 | 437.5 | 77.3343 | 0 | 514.8343 | 2076.9345 | 0 | 2076.9345 | 71% | 5.8612 | 4.0342 | 0.32836 | 0.023032 | N/A | ENERGY STAR Pool Pump | 2.627 | 0 | 4.1188 | 0 | 4.1188 | 58.7202 | 5456.1037 | 930.8832 | 4525.2206 | 5.8612 | 1352.4689 | 4.0342
Business Energy Rebates | ENERGY STAR Uninteruptible Power Supplies (UPS) | Retrofit/Replacement | BNI Process | ROB/NEW | 10 | N/A | 142.364 | 54 | N/A | N/A | 42500 | 1250 | 62.5 | 0 | 1312.5 | 144.8161 | 0 | 144.8161 | 71% | 0.0047893 | 0.11034 | 12.2189 | 1.2219 | 32.0251 | ENERGY STAR Uninteruptible Power Supplies (UPS) | 2.627 | 0.10767 | 0.28218 | 0.10767 | 0.28218 | 2.8218 | 380.4316 | 79433.8661 | -79053.4346 | 0.0047893 | 3447.9355 | 0.11034
Business Energy Rebates | ENERGY STAR Washing Machine | Retrofit/Replacement | BNI Cooking and Laundry | ROB/NEW | 11 | N/A | 938.571 | 243 | N/A | N/A | 156.24 | 312.5 | 41.0145 | 0 | 353.5145 | 950.8291 | 0 | 950.8291 | 71% | 6.2577 | 2.6896 | 0.4992 | 0.045381 | 1.9168 | ENERGY STAR Washing Machine | 7.881 | 1.4535 | 5.5811 | 1.4535 | 5.5811 | 61.3917 | 7493.4795 | 1197.477 | 6296.0025 | 6.2577 | 2786.0461 | 2.6896
Business Energy Rebates | Evaporator Fan Motor Controls | New Equipment purchased and installed by customers | BNI Refrigeration | ROB/NEW | 10 | N/A | 3339.75 | 302 | N/A | N/A | 1641.22 | 625 | 103.0488 | 0 | 728.0488 | 2688.844 | 0 | 2688.844 | 71% | 2.12 | 3.6932 | 0.28892 | 0.028892 | 3.1764 | Evaporator Fan Motor Controls | 2.627 | 0.60215 | 6.6198 | 0.60215 | 6.6198 | 66.1977 | 7063.5891 | 3331.8616 | 3731.7275 | 2.12 | 1912.5831 | 3.6932
Business Energy Rebates | Flood Luminaire (10000 lumen) | Retrofit/Replacement | BNI Lighting | ROB/NEW | 17 | N/A | 874.9488 | 195.7648 | N/A | N/A | 280.098 | 87.5 | 35.5108 | 0 | 123.0108 | 1166.028 | 0 | 1166.028 | 69% | 5.0968 | 9.4791 | 0.19173 | 0.011279 | 0.85193 | Flood Luminaire (10000 lumen) | 1557.4242 | 224.8891 | 999.1929 | 224.8891 | 999.1929 | 16986.2794 | 1816000.3114 | 356305.1204 | 1459695.191 | 5.0968 | 191580.0649 | 9.4791
Business Energy Rebates | Flood Luminaire (25000 lumen) | Retrofit/Replacement | BNI Lighting | ROB/NEW | 17 | N/A | 1541.322 | 344.862 | N/A | N/A | 354.046 | 187.5 | 64.2243 | 0 | 251.7243 | 2054.0912 | 0 | 2054.0912 | 69% | 6.658 | 8.1601 | 0.22273 | 0.013102 | 0.98963 | Flood Luminaire (25000 lumen) | 875.3313 | 222.6612 | 989.2945 | 222.6612 | 989.2945 | 16818.0068 | 1798010.318 | 270053.7704 | 1527956.5477 | 6.658 | 220342.1832 | 8.1601
Business Energy Rebates | Flood Luminaire (4000 lumen) | Retrofit/Replacement | BNI Lighting | ROB/NEW | 17 | N/A | 249.222 | 55.762 | N/A | N/A | 354.046 | 37.5 | 10.7438 | 0 | 48.2438 | 332.1335 | 0 | 332.1335 | 69% | 1.3023 | 6.8845 | 0.26399 | 0.015529 | 1.173 | Flood Luminaire (4000 lumen) | 1407.6965 | 57.8994 | 257.2499 | 57.8994 | 257.2499 | 4373.248 | 467543.219 | 359012.6274 | 108530.5916 | 1.3023 | 67912.6142 | 6.8845
Business Energy Rebates | Flood Luminaire (48000 lumen) | Retrofit/Replacement | BNI Lighting | ROB/NEW | 17.1 | N/A | 2728.1268 | 622.86 | N/A | N/A | 1764.378 | 312.5 | 113.4825 | 0 | 425.9825 | 3664.7361 | 0 | 3664.7361 | 69% | 2.7536 | 8.603 | 0.21295 | 0.012453 | 0.92725 | Flood Luminaire (48000 lumen) | 221.3923 | 101.7138 | 442.8807 | 101.7138 | 442.8807 | 7573.2604 | 811344.2492 | 294651.7185 | 516692.5308 | 2.7536 | 94309.2428 | 8.603
Business Energy Rebates | Flood Luminaire (60000 lumen) | Retrofit/Replacement | BNI Lighting | ROB/NEW | 17.1 | N/A | 4548.9366 | 1038.57 | N/A | N/A | 1797.096 | 500 | 188.1697 | 0 | 688.1697 | 6110.6589 | 0 | 6110.6589 | 69% | 4.2787 | 8.8796 | 0.20631 | 0.012065 | 0.89837 | Flood Luminaire (60000 lumen) | 52.4687 | 40.1941 | 175.0128 | 40.1941 | 175.0128 | 2992.7192 | 320618.2563 | 74933.9964 | 245684.2599 | 4.2787 | 36107.3642 | 8.8796
Business Energy Rebates | Flood Luminaire (800 lumen) | Retrofit/Replacement | BNI Lighting | ROB/NEW | 17 | N/A | 128.6844 | 28.7924 | N/A | N/A | 354.046 | 25 | 1.25 | 0 | 26.25 | 171.4953 | 0 | 171.4953 | 69% | 0.69844 | 6.5332 | 0.27819 | 0.016364 | 1.2361 | Flood Luminaire (800 lumen) | 3.8392 | 0.081535 | 0.36226 | 0.081535 | 0.36226 | 6.1585 | 658.4001 | 942.6771 | -284.277 | 0.69844 | 100.7783 | 6.5332
Business Energy Rebates | Four Pin Replacement Lamps for CFLs | Retrofit/Replacement | BNI Lighting | ROB/NEW | 12 | N/A | 27.3583 | 5.9118 | N/A | N/A | 21.672 | 6.25 | 1.2324 | 0 | 7.4824 | 34.4515 | 0 | 34.4515 | 85% | 1.7529 | 4.6043 | 0.30278 | 0.025232 | 1.393 | Four Pin Replacement Lamps for CFLs | 1535.6689 | 8.2492 | 37.9504 | 8.2492 | 37.9504 | 455.4051 | 52906.0775 | 30181.4846 | 22724.5929 | 1.7529 | 11490.5509 | 4.6043
Business Energy Rebates | Full-Size Hot Food Holding Cabinet | Retrofit/Replacement | BNI Cooking and Laundry | ROB/NEW | 12 | N/A | 4832 | 87 | N/A | N/A | 1163.58 | 750 | 150.4304 | 0 | 900.4304 | 4229.2084 | 0 | 4229.2084 | 71% | 4.3307 | 4.6969 | 0.24698 | 0.020581 | 13.6369 | Full-Size Hot Food Holding Cabinet | 2.627 | 0.17347 | 9.5776 | 0.17347 | 9.5776 | 114.931 | 11110.1239 | 2565.4535 | 8544.6703 | 4.3307 | 2365.4292 | 4.6969
Business Energy Rebates | Glass Door Freezer (compact - 12 cu ft) | Retrofit/Replacement | BNI Cooking and Laundry | ROB/NEW | 12 | N/A | 1741 | 135 | N/A | N/A | 0 | 300 | 58.1573 | 0 | 358.1573 | 1616.2282 | 0 | 1616.2282 | 71% | 27.7906 | 4.5126 | 0.27265 | 0.022721 | 3.4956 | Glass Door Freezer (compact - 12 cu ft) | 5.1189 | 0.5245 | 6.7243 | 0.5245 | 6.7243 | 80.6911 | 8273.3046 | 297.7012 | 7975.6034 | 27.7906 | 1833.3701 | 4.5126
Business Energy Rebates | Glass Door Freezer (full size - 38 cu ft) | Retrofit/Replacement | BNI Cooking and Laundry | ROB/NEW | 12 | N/A | 5001 | 388 | N/A | N/A | 0 | 570 | 152.4739 | 0 | 722.4739 | 4642.7855 | 0 | 4642.7855 | 71% | 30.4497 | 6.4262 | 0.19147 | 0.015956 | 2.4534 | Glass Door Freezer (full size - 38 cu ft) | 5.1189 | 1.5075 | 19.3153 | 1.5075 | 19.3153 | 231.784 | 23765.9383 | 780.498 | 22985.4403 | 30.4497 | 3698.269 | 6.4262
Business Energy Rebates | Glass Door Refrigerator (compact - 12 cu ft) | Retrofit/Replacement | BNI Cooking and Laundry | ROB/NEW | 12 | N/A | 916 | 710 | N/A | N/A | 0 | 105 | 43.1692 | 0 | 148.1692 | 1420.0633 | 0 | 1420.0633 | 71% | 32.8953 | 9.5841 | 0.21438 | 0.017865 | 0.27497 | Glass Door Refrigerator (compact - 12 cu ft) | 7.6783 | 4.1377 | 5.3068 | 4.1377 | 5.3068 | 63.6815 | 10903.7358 | 331.4681 | 10572.2677 | 32.8953 | 1137.6943 | 9.5841
Business Energy Rebates | Glass Door Refrigerator (full size - 38 cu ft) | Retrofit/Replacement | BNI Cooking and Laundry | ROB/NEW | 12 | N/A | 949 | 108 | N/A | N/A | 0 | 142.5 | 31.4689 | 0 | 173.9689 | 911.671 | 0 | 911.671 | 71% | 28.9706 | 5.2404 | 0.24296 | 0.020247 | 2.1224 | Glass Door Refrigerator (full size - 38 cu ft) | 51.189 | 4.196 | 36.6532 | 4.196 | 36.6532 | 439.8381 | 46667.4946 | 1610.8592 | 45056.6354 | 28.9706 | 8905.2867 | 5.2404
Business Energy Rebates | Ground Source Heat Pump (60kBTU/hr) (closed loop) | Retrofit/Replacement | BNI HVAC | ROB/NEW | 25 | N/A | 29037.099 | 54081 | N/A | N/A | 13762.98 | 3750 | 3835.2343 | 0 | 7585.2343 | 136606.5707 | 0 | 136606.5707 | 75% | 9.6491 | 18.0095 | 0.32775 | 0.01311 | 0.17495 | Ground Source Heat Pump (60kBTU/hr) (closed loop) | 7.881 | 341.7156 | 182.3922 | 341.7156 | 182.3922 | 4559.8048 | 1076595.7552 | 111574.9501 | 965020.8051 | 9.6491 | 59779.1963 | 18.0095
Business Energy Rebates | Heat Pump Clothes Dryer | Retrofit/Replacement | BNI Cooking and Laundry | ROB/NEW | 11 | N/A | 1956.225 | 1489 | N/A | N/A | 666.54 | 375 | 92.8867 | 0 | 467.8867 | 2776.3981 | 0 | 2776.3981 | 71% | 4.9042 | 5.9339 | 0.317 | 0.028818 | 0.41403 | Heat Pump Clothes Dryer | 2.627 | 2.9689 | 3.8775 | 2.9689 | 3.8775 | 42.6521 | 7293.5936 | 1487.2229 | 5806.3706 | 4.9042 | 1229.1377 | 5.9339
Business Energy Rebates | Heat Pump Water Heater (40 gal) | Retrofit/Replacement | BNI Domestic Hot Water (DHW) | ROB/NEW | 10 | N/A | 4925.501 | 1214.6285 | N/A | N/A | 1012.13 | 750 | 158.4721 | 0 | 908.4721 | 4530.3694 | 0 | 4530.3694 | 71% | 5.1653 | 4.9868 | 0.24445 | 0.024445 | 0.98549 | Heat Pump Water Heater (40 gal) | 5.254 | 4.8436 | 19.5258 | 4.8436 | 19.5258 | 195.2582 | 23802.5471 | 4608.1988 | 19194.3484 | 5.1653 | 4773.1096 | 4.9868
Business Energy Rebates | Heat Pump Water Heater (60 gal) | Retrofit/Replacement | BNI Domestic Hot Water (DHW) | ROB/NEW | 10 | N/A | 7541.271 | 1859.6774 | N/A | N/A | 1112.13 | 875 | 228.9664 | 0 | 1103.9664 | 6936.2982 | 0 | 6936.2982 | 71% | 6.8098 | 6.2831 | 0.19402 | 0.019402 | 0.78217 | Heat Pump Water Heater (60 gal) | 5.254 | 7.4159 | 29.8953 | 7.4159 | 29.8953 | 298.9533 | 36443.2894 | 5351.6092 | 31091.6802 | 6.8098 | 5800.2359 | 6.2831
Business Energy Rebates | Heat Reclaimer Unit (Agriculture) | New Equipment purchased and installed by customers | BNI Process | ROB/NEW | 15 | N/A | 9800.851 | 2819 | N/A | N/A | 4625.74 | 1562.5 | 426.2862 | 0 | 1988.7862 | 13038.534 | 0 | 13038.534 | 71% | 3.5139 | 6.556 | 0.26894 | 0.017929 | 0.92956 | Heat Reclaimer Unit (Agriculture) | 3.8392 | 8.2143 | 28.3903 | 8.2143 | 28.3903 | 425.8549 | 50057.1792 | 14245.4854 | 35811.6937 | 3.5139 | 7635.2929 | 6.556
Business Energy Rebates | High Bay Luminaire (15 000 lumen) | Retrofit/Replacement | BNI Lighting | ROB/NEW | 22.3 | N/A | 255.3125 | 39.1387 | N/A | N/A | 172.62 | 81.25 | 16.3336 | 0 | 97.5836 | 459.5478 | 0 | 459.5478 | 85% | 2.8183 | 4.7093 | 0.42313 | 0.018975 | 2.7441 | High Bay Luminaire (15 000 lumen) | 851.0165 | 30.2651 | 196.2636 | 30.2651 | 196.2636 | 4376.6775 | 391082.7343 | 138767.2367 | 252315.4977 | 2.8183 | 83045.2271 | 4.7093
Business Energy Rebates | High Bay Luminaire (25 000 lumen) | Retrofit/Replacement | BNI Lighting | ROB/NEW | 22.3 | N/A | 425.5344 | 65.2333 | N/A | N/A | 222.11 | 125 | 26.7024 | 0 | 151.7024 | 765.9374 | 0 | 765.9374 | 85% | 3.5543 | 5.0489 | 0.39466 | 0.017698 | 2.5595 | High Bay Luminaire (25 000 lumen) | 536.2044 | 31.7831 | 206.1079 | 31.7831 | 206.1079 | 4596.2069 | 410699.0208 | 115549.8659 | 295149.1549 | 3.5543 | 81343.5104 | 5.0489
Business Energy Rebates | High Bay Luminaire (35 000 lumen) | Retrofit/Replacement | BNI Lighting | ROB/NEW | 22.3 | N/A | 595.7155 | 91.3217 | N/A | N/A | 343.14 | 218.75 | 39.5693 | 0 | 258.3193 | 1072.2536 | 0 | 1072.2536 | 85% | 3.2371 | 4.1509 | 0.48005 | 0.021527 | 3.1132 | High Bay Luminaire (35 000 lumen) | 31.9931 | 2.6548 | 17.2157 | 2.6548 | 17.2157 | 383.9103 | 34304.7189 | 10597.3419 | 23707.3769 | 3.2371 | 8264.4369 | 4.1509
Business Energy Rebates | High Bay Luminaire (60 000 lumen) | Retrofit/Replacement | BNI Lighting | ROB/NEW | 22.3 | N/A | 1021.25 | 156.555 | N/A | N/A | 728.175 | 468.75 | 72.5218 | 0 | 541.2718 | 1838.191 | 0 | 1838.191 | 85% | 2.6584 | 3.3961 | 0.58675 | 0.026312 | 3.8052 | High Bay Luminaire (60 000 lumen) | 25.5945 | 3.6409 | 23.6107 | 3.6409 | 23.6107 | 526.5176 | 47047.547 | 17697.8297 | 29349.7173 | 2.6584 | 13853.5704 | 3.3961
Business Energy Rebates | High Efficiency Circulator Pump 1.5kW | Retrofit/Replacement | BNI HVAC | ROB/NEW | 15 | N/A | 1974 | 127 | N/A | N/A | 4178.16 | 500 | 25 | 0 | 525 | 2195.8018 | 0 | 2195.8018 | 73% | 0.71407 | 4.1825 | 0.34283 | 0.022855 | 5.2976 | High Efficiency Circulator Pump 1.5kW | 144.6088 | 14.3317 | 221.4499 | 14.3317 | 221.4499 | 3321.7485 | 317532.3104 | 444680.3493 | -127148.039 | 0.71407 | 75919.6329 | 4.1825
Business Energy Rebates | High Efficiency Circulator Pump 100W | Retrofit/Replacement | BNI HVAC | ROB/NEW | 15 | N/A | 412 | 67.5 | N/A | N/A | 120.4448 | 75 | 17.2399 | 0 | 92.2399 | 505.1921 | 0 | 505.1921 | 73% | 4.8038 | 5.4769 | 0.28859 | 0.01924 | 1.7512 | High Efficiency Circulator Pump 100W | 948.2756 | 49.9504 | 303.0856 | 49.9504 | 303.0856 | 4546.2841 | 479061.3062 | 99725.0069 | 379336.2993 | 4.8038 | 87468.8259 | 5.4769
Business Energy Rebates | High Efficiency Circulator Pump 300W | Retrofit/Replacement | BNI HVAC | ROB/NEW | 15 | N/A | 800 | 95.3 | N/A | N/A | 1008.14 | 137.5 | 31.9763 | 0 | 169.4763 | 940.0346 | 0 | 940.0346 | 73% | 1.2241 | 5.5467 | 0.27308 | 0.018205 | 2.279 | High Efficiency Circulator Pump 300W | 30.7134 | 2.2841 | 19.0612 | 2.2841 | 19.0612 | 285.9186 | 28871.6399 | 23585.3703 | 5286.2695 | 1.2241 | 5205.1884 | 5.5467
Business Energy Rebates | High Volume Low Speed Fan (Agriculture) (18 foot) | Retrofit/Replacement | BNI Process | ROB/NEW | 15 | N/A | 10939.008 | 3138 | N/A | N/A | 4426.24 | 1250 | 450.844 | 0 | 1700.844 | 14543.369 | 0 | 14543.369 | 71% | 4.0472 | 8.5507 | 0.20607 | 0.013738 | 0.71416 | High Volume Low Speed Fan (Agriculture) (18 foot) | 11.8215 | 28.1554 | 97.5707 | 28.1554 | 97.5707 | 1463.5601 | 171924.3364 | 42480.2331 | 129444.1033 | 4.0472 | 20106.5159 | 8.5507
Business Energy Rebates | High Volume Low Speed Fan (Agriculture) (24 foot) | Retrofit/Replacement | BNI Process | ROB/NEW | 15 | N/A | 16086.432 | 4615 | N/A | N/A | 4426.24 | 2500 | 696.0936 | 0 | 3196.0936 | 21387.2866 | 0 | 21387.2866 | 71% | 5.5715 | 6.6917 | 0.26332 | 0.017555 | 0.9125 | High Volume Low Speed Fan (Agriculture) (24 foot) | 11.8215 | 41.4076 | 143.4832 | 41.4076 | 143.4832 | 2152.2482 | 252829.6613 | 45379.4493 | 207450.212 | 5.5715 | 37782.5984 | 6.6917
Business Energy Rebates | Horticultural Lighting - blended lamps and baselines | Retrofit/Replacement | BNI Lighting | ROB/NEW | 10 | N/A | 2112.6 | 380 | N/A | N/A | 1300 | 528.15 | 85.2159 | 0 | 613.3659 | 2202.3559 | 0 | 2202.3559 | 85% | 1.8504 | 3.5906 | 0.32142 | 0.032142 | 1.7765 | Horticultural Lighting - blended lamps and baselines | 328.3748 | 113.3836 | 626.638 | 113.3836 | 626.638 | 6266.3798 | 723198.1893 | 390836.9063 | 332361.283 | 1.8504 | 201413.8981 | 3.5906
Business Energy Rebates | HVAC Hotel Occupancy Sensor | New Equipment purchased and installed by customers | BNI HVAC | ROB/NEW | 8 | N/A | 438 | 90 | N/A | N/A | 146.3 | 75 | 12.9581 | 0 | 87.9581 | 344.8401 | 0 | 344.8401 | 75% | 2.8108 | 3.9205 | 0.25196 | 0.031495 | 1.219 | HVAC Hotel Occupancy Sensor | 339.1269 | 24.4705 | 118.3882 | 24.4705 | 118.3882 | 947.1053 | 116944.5653 | 41605.1337 | 75339.4316 | 2.8108 | 29828.9525 | 3.9205
Business Energy Rebates | Ice-Maker with Remote Condensing Unit (1500 lbs per day) | Retrofit/Replacement | BNI Cooking and Laundry | ROB/NEW | 10 | N/A | 3184 | 247 | N/A | N/A | 1361.5875 | 300 | 82.6482 | 0 | 382.6482 | 2533.4054 | 0 | 2533.4054 | 71% | 2.4142 | 6.6207 | 0.15928 | 0.015928 | 2.0412 | Ice-Maker with Remote Condensing Unit (1500 lbs per day) | 2.627 | 0.49248 | 6.3111 | 0.49248 | 6.3111 | 63.1105 | 6655.252 | 2756.7074 | 3898.5446 | 2.4142 | 1005.2163 | 6.6207
Business Energy Rebates | Ice-Maker with Remote Condensing Unit (2500 lbs per day) | Retrofit/Replacement | BNI Cooking and Laundry | ROB/NEW | 10 | N/A | 6304 | 489 | N/A | N/A | 2269.3125 | 562.5 | 162.061 | 0 | 724.561 | 5015.8622 | 0 | 5015.8622 | 71% | 2.8286 | 6.9226 | 0.15233 | 0.015233 | 1.9523 | Ice-Maker with Remote Condensing Unit (2500 lbs per day) | 2.627 | 0.975 | 12.4953 | 0.975 | 12.4953 | 124.9525 | 13176.6622 | 4658.385 | 8518.2772 | 2.8286 | 1903.4205 | 6.9226
Business Energy Rebates | Ice-Maker with Remote Condensing Unit (800 lbs per day) | Retrofit/Replacement | BNI Cooking and Laundry | ROB/NEW | 10 | N/A | 1267 | 98 | N/A | N/A | 726.18 | 175 | 35.6634 | 0 | 210.6634 | 1007.8993 | 0 | 1007.8993 | 71% | 1.8284 | 4.7844 | 0.22037 | 0.022037 | 2.8324 | Ice-Maker with Remote Condensing Unit (800 lbs per day) | 2.627 | 0.1954 | 2.5113 | 0.1954 | 2.5113 | 25.1134 | 2647.7498 | 1448.1361 | 1199.6137 | 1.8284 | 553.4125 | 4.7844
Business Energy Rebates | Ice-Making Head (1200lbs per day) | Retrofit/Replacement | BNI Cooking and Laundry | ROB/NEW | 10 | N/A | 3947 | 306.3881 | N/A | N/A | 1089.27 | 312.5 | 99.488 | 0 | 411.988 | 3140.6451 | 0 | 3140.6451 | 71% | 3.5981 | 7.6231 | 0.13834 | 0.013834 | 1.7717 | Ice-Making Head (1200lbs per day) | 2.627 | 0.6109 | 7.8234 | 0.6109 | 7.8234 | 78.2341 | 8250.47 | 2293.0274 | 5957.4425 | 3.5981 | 1082.2919 | 7.6231
Business Energy Rebates | Ice-Making Head (400 lbs per day) | Retrofit/Replacement | BNI Cooking and Laundry | ROB/NEW | 10 | N/A | 882 | 77 | N/A | N/A | 363.09 | 100 | 23.9074 | 0 | 123.9074 | 708.0778 | 0 | 708.0778 | 71% | 2.5136 | 5.7146 | 0.18619 | 0.018619 | 2.1203 | Ice-Making Head (400 lbs per day) | 3.9405 | 0.23029 | 2.6223 | 0.23029 | 2.6223 | 26.2234 | 2790.1788 | 1110.0435 | 1680.1353 | 2.5136 | 488.257 | 5.7146
Business Energy Rebates | Ice-Making Head (600 lbs per day) | Retrofit/Replacement | BNI Cooking and Laundry | ROB/NEW | 10 | N/A | 1568 | 122 | N/A | N/A | 544.635 | 181.25 | 42.3838 | 0 | 223.6338 | 1247.8723 | 0 | 1247.8723 | 71% | 2.9083 | 5.58 | 0.18903 | 0.018903 | 2.4153 | Ice-Making Head (600 lbs per day) | 2.627 | 0.24325 | 3.108 | 0.24325 | 3.108 | 31.0796 | 3278.1587 | 1127.1784 | 2150.9803 | 2.9083 | 587.4856 | 5.58
Business Energy Rebates | Ice-Making Head (900 lbs per day) | Retrofit/Replacement | BNI Cooking and Laundry | ROB/NEW | 10 | N/A | 2711 | 210 | N/A | N/A | 1225.4288 | 250 | 70.0927 | 0 | 320.0927 | 2156.8293 | 0 | 2156.8293 | 71% | 2.2941 | 6.7381 | 0.15649 | 0.015649 | 2.0084 | Ice-Making Head (900 lbs per day) | 2.627 | 0.41871 | 5.3735 | 0.41871 | 5.3735 | 53.7351 | 5665.9873 | 2469.765 | 3196.2223 | 2.2941 | 840.883 | 6.7381
Business Energy Rebates | Large Capacity Commercial Heat Pump (100 kBTU/hr) | Retrofit/Replacement | BNI HVAC | ROB/NEW | 15 | N/A | 53704.116 | 0 | N/A | N/A | 10000 | 6250 | 1842.9226 | 0 | 8092.9226 | 57313.8758 | 0 | 57313.8758 | 75% | 6.1345 | 7.082 | 0.18907 | 0.012605 | N/A | Large Capacity Commercial Heat Pump (100 kBTU/hr) | 44.659 | 0 | 1911.5614 | 0 | 1911.5614 | 28673.4213 | 2559578.8859 | 417245.3385 | 2142333.5474 | 6.1345 | 361421.6211 | 7.082
Business Energy Rebates | LED Replacement Lamps for HID (10000 lumen) | Retrofit/Replacement | BNI Lighting | ROB/NEW | 11 | N/A | 172.7305 | 37.3247 | N/A | N/A | 99.75 | 75 | 9.1378 | 0 | 84.1378 | 201.7713 | 0 | 201.7713 | 85% | 2.1482 | 2.3981 | 0.53925 | 0.049023 | 2.481 | LED Replacement Lamps for HID (10000 lumen) | 49.913 | 1.6928 | 7.7878 | 1.6928 | 7.7878 | 85.6653 | 10071.0029 | 4688.0904 | 5382.9125 | 2.1482 | 4199.5672 | 2.3981
Business Energy Rebates | LED Replacement Lamps for HID (4000 lumen) | Retrofit/Replacement | BNI Lighting | ROB/NEW | 11 | N/A | 69.1005 | 14.9317 | N/A | N/A | 100.8 | 25 | 1.25 | 0 | 26.25 | 80.7182 | 0 | 80.7182 | 85% | 0.92854 | 3.075 | 0.42055 | 0.038232 | 1.9348 | LED Replacement Lamps for HID (4000 lumen) | 249.5649 | 3.386 | 15.5774 | 3.386 | 15.5774 | 171.3511 | 20144.4227 | 21694.6728 | -1550.2501 | 0.92854 | 6551.0774 | 3.075
Business Energy Rebates | LED Troffer (1x4) | Retrofit/Replacement | BNI Lighting | RET | 12 | 7 | 179.9017 | 38.8742 | 179.9017 | 38.8742 | 160.2867 | 31.25 | 6.7578 | 0 | 38.0078 | 194.5619 | 0 | 194.5619 | 73% | 1.572 | 5.119 | 0.27234 | 0.022695 | 1.2529 | LED Troffer (1x4) | 809.1155 | 24.5456 | 112.9222 | 24.5456 | 112.9222 | 1355.0663 | 157423.0162 | 100141.8697 | 57281.1464 | 1.572 | 30752.6882 | 5.119
Business Energy Rebates | LED Troffer (2x2) | Retrofit/Replacement | BNI Lighting | RET | 12 | 7 | 143.8384 | 31.0815 | 143.8384 | 31.0815 | 141.7698 | 31.25 | 5.7163 | 0 | 36.9663 | 155.5598 | 0 | 155.5598 | 73% | 1.4244 | 4.2081 | 0.33128 | 0.027607 | 1.5241 | LED Troffer (2x2) | 1859.9149 | 45.1123 | 207.5399 | 45.1123 | 207.5399 | 2490.4787 | 289328.0337 | 203118.0679 | 86209.9657 | 1.4244 | 68754.2342 | 4.2081
Business Energy Rebates | LED Troffer (4x2) | Retrofit/Replacement | BNI Lighting | RET | 12 | 6.9667 | 230.0263 | 35.2624 | 230.0263 | 35.2624 | 204.3304 | 31.25 | 7.8518 | 0 | 39.1018 | 235.531 | 0 | 235.531 | 73% | 1.5001 | 6.0235 | 0.21912 | 0.01826 | 1.421 | LED Troffer (4x2) | 3551.7019 | 97.7349 | 633.7933 | 97.7349 | 633.7933 | 7605.5195 | 836535.7352 | 557663.3244 | 278872.4108 | 1.5001 | 138877.7984 | 6.0235
Business Energy Rebates | Linear Ambient Luminaire (10000 lumen) | Retrofit/Replacement | BNI Lighting | ROB/NEW | 11.6 | N/A | 468.5734 | 101.2522 | N/A | N/A | 217.98 | 68.75 | 16.5774 | 0 | 85.3274 | 492.0865 | 0 | 492.0865 | 73% | 2.8007 | 5.767 | 0.23473 | 0.020236 | 1.08 | Linear Ambient Luminaire (10000 lumen) | 191.7709 | 15.1526 | 69.7098 | 15.1526 | 69.7098 | 808.6337 | 94367.8646 | 33694.6877 | 60673.1769 | 2.8007 | 16363.317 | 5.767
Business Energy Rebates | Linear Ambient Luminaire (2000 lumen) | Retrofit/Replacement | BNI Lighting | ROB/NEW | 11.6 | N/A | 50.1984 | 10.8472 | N/A | N/A | 12.6 | 18.75 | 2.3452 | 0 | 21.0952 | 52.7173 | 0 | 52.7173 | 73% | 4.567 | 2.499 | 0.5417 | 0.046698 | 2.4922 | Linear Ambient Luminaire (2000 lumen) | 60.421 | 0.51145 | 2.3529 | 0.51145 | 2.3529 | 27.2941 | 3185.2322 | 697.4503 | 2487.7819 | 4.567 | 1274.5913 | 2.499
Business Energy Rebates | Linear Ambient Luminaire (4000 lumen) | Retrofit/Replacement | BNI Lighting | ROB/NEW | 11.6 | N/A | 96.2515 | 20.7986 | N/A | N/A | 65.52 | 31.25 | 4.2616 | 0 | 35.5116 | 101.0815 | 0 | 101.0815 | 73% | 1.9405 | 2.8464 | 0.47559 | 0.040999 | 2.188 | Linear Ambient Luminaire (4000 lumen) | 1045.5454 | 16.9698 | 78.07 | 16.9698 | 78.07 | 905.6119 | 105685.2566 | 54463.7409 | 51221.5157 | 1.9405 | 37129.0166 | 2.8464
Business Energy Rebates | Linear Ambient Luminaire (8000 lumen) | Retrofit/Replacement | BNI Lighting | ROB/NEW | 11.6 | N/A | 175.9223 | 38.0144 | N/A | N/A | 217.98 | 50 | 7.4333 | 0 | 57.4333 | 184.7501 | 0 | 184.7501 | 73% | 1.1092 | 3.2168 | 0.42083 | 0.036279 | 1.9361 | Linear Ambient Luminaire (8000 lumen) | 591.0747 | 17.5344 | 80.6672 | 17.5344 | 80.6672 | 935.739 | 109201.0998 | 98448.6177 | 10752.482 | 1.1092 | 33947.3596 | 3.2168
Business Energy Rebates | Linear Replacement Lamp (2 foot) | Retrofit/Replacement | BNI Lighting | ROB/NEW | 11.6 | N/A | 37.3068 | 8.0615 | N/A | N/A | 12.6882 | 2 | 1.1318 | 0 | 3.1318 | 38.6422 | 0 | 38.6422 | 72% | 3.7636 | 12.3385 | 0.10972 | 0.0094583 | 0.50477 | Linear Replacement Lamp (2 foot) | 3809.1478 | 23.6348 | 108.7324 | 23.6348 | 108.7324 | 1261.2959 | 147193.7151 | 39109.8368 | 108083.8783 | 3.7636 | 11929.6476 | 12.3385
Business Energy Rebates | Linear Replacement Lamp (4 foot) | Retrofit/Replacement | BNI Lighting | ROB/NEW | 11.6 | N/A | 49.6736 | 7.6148 | N/A | N/A | 8.6562 | 4 | 1.5012 | 0 | 5.5012 | 48.7301 | 0 | 48.7301 | 72% | 6.301 | 8.8581 | 0.14474 | 0.012478 | 0.93866 | Linear Replacement Lamp (4 foot) | 164576.1999 | 964.5789 | 6255.1228 | 964.5789 | 6255.1228 | 72559.425 | 8019821.7713 | 1272779.614 | 6747042.1573 | 6.301 | 905369.1724 | 8.8581
Business Energy Rebates | Low-bay Luminaire (10,000 lumen) | Retrofit/Replacement | BNI Lighting | ROB/NEW | 11.6 | N/A | 468.5734 | 101.2522 | N/A | N/A | 166.32 | 62.5 | 16.2649 | 0 | 78.7649 | 492.0865 | 0 | 492.0865 | 73% | 3.5742 | 6.2475 | 0.21668 | 0.018679 | 0.99689 | Low-bay Luminaire (10,000 lumen) | 2.627 | 0.20757 | 0.95493 | 0.20757 | 0.95493 | 11.0772 | 1292.7105 | 361.6813 | 931.0292 | 3.5742 | 206.9154 | 6.2475
Business Energy Rebates | Low-bay Luminaire (5000 lumen) | Retrofit/Replacement | BNI Lighting | ROB/NEW | 11.6 | N/A | 279.9042 | 42.9086 | N/A | N/A | 166.32 | 37.5 | 9.309 | 0 | 46.809 | 278.4017 | 0 | 278.4017 | 73% | 2.1297 | 5.9476 | 0.21557 | 0.018584 | 1.398 | Low-bay Luminaire (5000 lumen) | 1936.0979 | 64.8294 | 420.4073 | 64.8294 | 420.4073 | 4876.7248 | 539012.8723 | 253091.7764 | 285921.0959 | 2.1297 | 90626.8342 | 5.9476
Business Energy Rebates | Low/Zero Energy Livestock Waterer | Retrofit/Replacement | BNI Process | ROB/NEW | 10 | N/A | 1400 | 590 | N/A | N/A | 992.25 | 125 | 45.4335 | 0 | 170.4335 | 1467.4114 | 0 | 1467.4114 | 71% | 1.9567 | 8.6099 | 0.16135 | 0.016135 | 0.38062 | Low/Zero Energy Livestock Waterer | 2.627 | 1.1764 | 2.775 | 1.1764 | 2.775 | 27.7496 | 3854.8875 | 1970.0676 | 1884.8198 | 1.9567 | 447.7286 | 8.6099
Business Energy Rebates | Milk Pre-cooler | New Equipment purchased and installed by customers | BNI Process | ROB/NEW | 15 | N/A | 6244.115 | 1796 | N/A | N/A | 4339.44 | 937.5 | 268.6888 | 0 | 1206.1888 | 8306.8596 | 0 | 8306.8596 | 71% | 2.4799 | 6.8869 | 0.25602 | 0.017068 | 0.8849 | Milk Pre-cooler | 2.627 | 3.581 | 12.3766 | 3.581 | 12.3766 | 185.6483 | 21822.1075 | 8799.6335 | 13022.474 | 2.4799 | 3168.656 | 6.8869
Business Energy Rebates | Multi-Tank Conveyor Dishwasher - High Temp | Retrofit/Replacement | BNI Cooking and Laundry | ROB/NEW | 20 | N/A | 27407.5971 | 2837 | N/A | N/A | 1222.2 | 1875 | 1077.8523 | 0 | 2952.8523 | 36854.3414 | 0 | 36854.3414 | 71% | 18.9423 | 12.4809 | 0.14279 | 0.0071396 | 1.3714 | Multi-Tank Conveyor Dishwasher - High Temp | 3.9405 | 8.4849 | 81.4875 | 8.4849 | 81.4875 | 1629.7503 | 145224.4475 | 7666.6888 | 137557.7587 | 18.9423 | 11635.7078 | 12.4809
Business Energy Rebates | Multi-Tank Conveyor Dishwasher - Low Temp | Retrofit/Replacement | BNI Cooking and Laundry | ROB/NEW | 20 | N/A | 18811.2029 | 1947 | N/A | N/A | 1222.2 | 1375 | 744.3461 | 0 | 2119.3461 | 25300.8729 | 0 | 25300.8729 | 71% | 15.6943 | 11.9381 | 0.14932 | 0.007466 | 1.4342 | Multi-Tank Conveyor Dishwasher - Low Temp | 3.9405 | 5.8231 | 55.929 | 5.8231 | 55.929 | 1118.579 | 99698.0316 | 6352.5081 | 93345.5235 | 15.6943 | 8351.2783 | 11.9381
Business Energy Rebates | Natural Barn Ventiliation - Year-Round | New Equipment purchased and installed by customers | BNI Process | ROB/NEW | 15 | N/A | 44738.571 | 5107 | N/A | N/A | 4289.25 | 1250 | 1421.1737 | 0 | 2671.1737 | 50881.9303 | 0 | 50881.9303 | 71% | 11.3918 | 19.0485 | 0.079132 | 0.0052755 | 0.68916 | Natural Barn Ventiliation - Year-Round | 5.254 | 20.3653 | 177.354 | 20.3653 | 177.354 | 2660.3098 | 267333.5055 | 23467.194 | 243866.3116 | 11.3918 | 14034.3386 | 19.0485
Business Energy Rebates | No-Loss Drain | Retrofit/Replacement | BNI Process | ROB/NEW | 15 | N/A | 7143.605 | 1392 | N/A | N/A | 332.5 | 150 | 241.5759 | 0 | 391.5759 | 8766.0731 | 0 | 8766.0731 | 71% | 18.3525 | 22.3867 | 0.072649 | 0.0048433 | 0.37065 | No-Loss Drain | 2.627 | 2.7755 | 14.1594 | 2.7755 | 14.1594 | 212.3917 | 23028.4606 | 1254.7882 | 21773.6725 | 18.3525 | 1028.6693 | 22.3867
Business Energy Rebates | Occupancy Sensor (Ceiling Mounted) | New Equipment purchased and installed by customers | BNI Lighting | ROB/NEW | 10 | N/A | 187.7496 | 43.9824 | N/A | N/A | 115.71 | 50 | 8.9307 | 0 | 58.9307 | 240.8267 | 0 | 240.8267 | 100% | 1.9322 | 4.0866 | 0.29536 | 0.029536 | 1.2534 | Occupancy Sensor (Ceiling Mounted) | 24.3148 | 1.1432 | 4.8513 | 1.1432 | 4.8513 | 48.5132 | 5855.6437 | 3030.6078 | 2825.0359 | 1.9322 | 1432.885 | 4.0866
Business Energy Rebates | Occupancy Sensor (Wall Mounted) | New Equipment purchased and installed by customers | BNI Lighting | ROB/NEW | 10 | N/A | 109.2361 | 25.5898 | N/A | N/A | 74.3337 | 25 | 4.9915 | 0 | 29.9915 | 140.1174 | 0 | 140.1174 | 100% | 1.7664 | 4.6719 | 0.25836 | 0.025836 | 1.0964 | Occupancy Sensor (Wall Mounted) | 213.7139 | 5.8462 | 24.809 | 5.8462 | 24.809 | 248.0903 | 29945.0332 | 16952.896 | 12992.1372 | 1.7664 | 6409.5972 | 4.6719
Business Energy Rebates | Occupancy Sensor (Exterior) | New Equipment purchased and installed by customers | BNI Lighting | ROB/NEW | 10 | N/A | 118.3768 | 25.9563 | N/A | N/A | 89.838 | 12.5 | 4.6306 | 0 | 17.1306 | 150.0067 | 0 | 150.0067 | 100% | 1.5879 | 8.7567 | 0.13617 | 0.013617 | 0.61741 | Occupancy Sensor (Exterior) | 6.3986 | 0.17754 | 0.80494 | 0.17754 | 0.80494 | 8.0494 | 959.8358 | 604.4684 | 355.3674 | 1.5879 | 109.6119 | 8.7567
Business Energy Rebates | Open to Closed Cooler Conversion | Retrofit/Replacement | BNI Refrigeration | RET | 12 | 4 | 54750 | 6250 | 18250 | 2083 | 49662.8495 | 3125 | 156.25 | 0 | 3281.25 | 31807.0269 | 0 | 31807.0269 | 71% | 0.89808 | 9.6936 | 0.07943 | 0.011915 | 0.69174 | Open to Closed Cooler Conversion | 2.5594 | 12.1412 | 105.7303 | 12.1412 | 105.7303 | 704.8687 | 81408.4384 | 90647.653 | -9239.2147 | 0.89808 | 8398.1895 | 9.6936
Business Energy Rebates | Outside Air Economizer | Retrofit/Replacement | BNI Refrigeration | ROB/NEW | 15 | N/A | 5851.542 | 1953 | N/A | N/A | 1159.2 | 2500 | 340.888 | 0 | 2840.888 | 8084.9411 | 0 | 8084.9411 | 71% | 6.9463 | 2.8459 | 0.64345 | 0.042897 | 1.9166 | Outside Air Economizer | 2.627 | 3.894 | 11.5984 | 3.894 | 11.5984 | 173.9764 | 21239.128 | 3057.616 | 18181.512 | 6.9463 | 7463.0084 | 2.8459
Business Energy Rebates | Packaged Terminal Heat Pump (12kBTU/hr) | Retrofit/Replacement | BNI HVAC | ROB/NEW | 15 | N/A | 4600.652 | 0 | N/A | N/A | 211.68 | 625 | 162.3562 | 0 | 787.3562 | 4909.888 | 0 | 4909.888 | 75% | 15.2901 | 6.2359 | 0.21472 | 0.014315 | N/A | Packaged Terminal Heat Pump (12kBTU/hr) | 117.7346 | 0 | 431.7134 | 0 | 431.7134 | 6475.7007 | 578063.7948 | 37806.4919 | 540257.3029 | 15.2901 | 92699.0803 | 6.2359
Business Energy Rebates | Pole/Arm-Mounted Area Luminaire (1300 lumen) | Retrofit/Replacement | BNI Lighting | ROB/NEW | 13.7 | N/A | 147.2556 | 32.9476 | N/A | N/A | 39.0754 | 62.5 | 8.656 | 0 | 71.156 | 207.1347 | 0 | 207.1347 | 85% | 4.9471 | 2.911 | 0.53495 | 0.039047 | 2.3769 | Pole/Arm-Mounted Area Luminaire (1300 lumen) | 12.7972 | 0.38312 | 1.7022 | 0.38312 | 1.7022 | 23.3205 | 2650.7523 | 535.8218 | 2114.9305 | 4.9471 | 910.6006 | 2.911
Business Energy Rebates | Pole/Arm-Mounted Area Luminaire (20000 lumen) | Retrofit/Replacement | BNI Lighting | ROB/NEW | 13.7 | N/A | 1202.3976 | 274.52 | N/A | N/A | 483.84 | 187.5 | 54.7167 | 0 | 242.2167 | 1698.0323 | 0 | 1698.0323 | 85% | 3.644 | 7.0104 | 0.22301 | 0.016278 | 0.97108 | Pole/Arm-Mounted Area Luminaire (20000 lumen) | 367.2808 | 91.6155 | 398.9109 | 91.6155 | 398.9109 | 5465.08 | 623654.6952 | 171145.764 | 452508.9312 | 3.644 | 88961.5386 | 7.0104
Business Energy Rebates | Pole/Arm-Mounted Area Luminaire (30000 lumen) | Retrofit/Replacement | BNI Lighting | ROB/NEW | 13.7 | N/A | 2821.9902 | 644.29 | N/A | N/A | 901.74 | 312.5 | 122.0405 | 0 | 434.5405 | 3985.2296 | 0 | 3985.2296 | 85% | 4.4852 | 9.1711 | 0.17047 | 0.012443 | 0.74229 | Pole/Arm-Mounted Area Luminaire (30000 lumen) | 166.3641 | 97.3952 | 424.0771 | 97.3952 | 424.0771 | 5809.8562 | 662999.2733 | 147817.78 | 515181.4933 | 4.4852 | 72291.9566 | 9.1711
Business Energy Rebates | Pole/Arm-Mounted Area Luminaire (5000 lumen) | Retrofit/Replacement | BNI Lighting | ROB/NEW | 13.7 | N/A | 886.4244 | 202.38 | N/A | N/A | 150.29 | 93.75 | 38.114 | 0 | 131.864 | 1251.8133 | 0 | 1251.8133 | 85% | 7.5474 | 9.4932 | 0.16469 | 0.012021 | 0.71711 | Pole/Arm-Mounted Area Luminaire (5000 lumen) | 40.9512 | 7.5306 | 32.7897 | 7.5306 | 32.7897 | 449.2191 | 51263.2197 | 6792.1826 | 44471.0371 | 7.5474 | 5399.9861 | 9.4932
Business Energy Rebates | Pole/Arm-Mounted Area Luminaire (50000 lumen) | Retrofit/Replacement | BNI Lighting | ROB/NEW | 13.7 | N/A | 1987.6878 | 453.81 | N/A | N/A | 1502.9 | 437.5 | 96.8295 | 0 | 534.3295 | 2807.0233 | 0 | 2807.0233 | 85% | 2.0425 | 5.2534 | 0.2976 | 0.021723 | 1.2959 | Pole/Arm-Mounted Area Luminaire (50000 lumen) | 181.7208 | 74.9334 | 326.274 | 74.9334 | 326.274 | 4469.9539 | 510094.5875 | 249737.9259 | 260356.6617 | 2.0425 | 97098.7941 | 5.2534
Business Energy Rebates | Pole/Arm-Mounted Area Luminaire (60000 lumen) | Retrofit/Replacement | BNI Lighting | ROB/NEW | 13.7 | N/A | 1570.5366 | 358.57 | N/A | N/A | 1955.52 | 562.5 | 87.349 | 0 | 649.849 | 2217.9202 | 0 | 2217.9202 | 85% | 1.2677 | 3.413 | 0.45807 | 0.033436 | 1.9946 | Pole/Arm-Mounted Area Luminaire (60000 lumen) | 12.7972 | 4.1695 | 18.1549 | 4.1695 | 18.1549 | 248.7222 | 28383.259 | 22389.2976 | 5993.9614 | 1.2677 | 8316.2739 | 3.413
Business Energy Rebates | Pole/Arm-Mounted Decorative Luminaire (10000 lumen) | Retrofit/Replacement | BNI Lighting | ROB/NEW | 23 | N/A | 874.9488 | 195.7648 | N/A | N/A | 300.58 | 125 | 52.1301 | 0 | 177.1301 | 1718.1977 | 0 | 1718.1977 | 85% | 5.5854 | 9.7002 | 0.22412 | 0.0097443 | 0.99582 | Pole/Arm-Mounted Decorative Luminaire (10000 lumen) | 12.7972 | 2.2764 | 10.1141 | 2.2764 | 10.1141 | 232.625 | 21988.19 | 3936.7275 | 18051.4625 | 5.5854 | 2266.7771 | 9.7002
Business Energy Rebates | Pole/Arm-Mounted Decorative Luminaire (1300 lumen) | Retrofit/Replacement | BNI Lighting | ROB/NEW | 23 | N/A | 361.8756 | 80.9676 | N/A | N/A | 39.0754 | 75 | 22.7259 | 0 | 97.7259 | 710.6402 | 0 | 710.6402 | 85% | 12.7036 | 7.2718 | 0.29897 | 0.012998 | 1.3284 | Pole/Arm-Mounted Decorative Luminaire (1300 lumen) | 12.7972 | 0.94151 | 4.1832 | 0.94151 | 4.1832 | 96.2129 | 9094.2344 | 715.877 | 8378.3574 | 12.7036 | 1250.6214 | 7.2718
Business Energy Rebates | Pole/Arm-Mounted Decorative Luminaire (5000 lumen) | Retrofit/Replacement | BNI Lighting | ROB/NEW | 23 | N/A | 1083.5244 | 242.4324 | N/A | N/A | 1035.216 | 93.75 | 61.5048 | 0 | 155.2548 | 2127.7921 | 0 | 2127.7921 | 85% | 2.2602 | 13.7052 | 0.15863 | 0.0068968 | 0.70482 | Pole/Arm-Mounted Decorative Luminaire (5000 lumen) | 12.7972 | 2.8191 | 12.5252 | 2.8191 | 12.5252 | 288.0796 | 27229.8681 | 12047.8145 | 15182.0536 | 2.2602 | 1986.8334 | 13.7052
Business Energy Rebates | Pot, Pan and Utensil Dishwasher - High Temp | Retrofit/Replacement | BNI Cooking and Laundry | ROB/NEW | 10 | N/A | 3310.7717 | 343 | N/A | N/A | 2154.6 | 250 | 84.6891 | 0 | 334.6891 | 2703.4612 | 0 | 2703.4612 | 71% | 1.6745 | 8.0775 | 0.13398 | 0.013398 | 1.2857 | Pot, Pan and Utensil Dishwasher - High Temp | 3.9405 | 1.0258 | 9.8435 | 1.0258 | 9.8435 | 98.435 | 10652.9827 | 6361.7567 | 4291.226 | 1.6745 | 1318.8417 | 8.0775
Business Energy Rebates | Premium High Bay Luminaire (15 000 lumen) | Retrofit/Replacement | BNI Lighting | ROB/NEW | 22.3 | N/A | 312.0531 | 47.8369 | N/A | N/A | 237.258 | 125 | 21.2482 | 0 | 146.2482 | 561.6776 | 0 | 561.6776 | 85% | 2.5197 | 3.8406 | 0.51884 | 0.023266 | 3.3647 | Premium High Bay Luminaire (15 000 lumen) | 3839.1723 | 166.8775 | 1082.1707 | 166.8775 | 1082.1707 | 24132.4074 | 2156377.2686 | 855818.6457 | 1300558.6228 | 2.5197 | 561471.9903 | 3.8406
Business Energy Rebates | Premium High Bay Luminaire (25 000 lumen) | Retrofit/Replacement | BNI Lighting | ROB/NEW | 22.3 | N/A | 520.0613 | 79.7241 | N/A | N/A | 263.61 | 187.5 | 34.3707 | 0 | 221.8707 | 936.0804 | 0 | 936.0804 | 85% | 3.6221 | 4.219 | 0.4723 | 0.021179 | 3.0629 | Premium High Bay Luminaire (25 000 lumen) | 2457.5571 | 178.0286 | 1154.4837 | 178.0286 | 1154.4837 | 25744.986 | 2300470.9688 | 635129.0034 | 1665341.9653 | 3.6221 | 545259.8279 | 4.219
Business Energy Rebates | Premium High Bay Luminaire (35 000 lumen) | Retrofit/Replacement | BNI Lighting | ROB/NEW | 22.3 | N/A | 728.1104 | 111.6175 | N/A | N/A | 797.202 | 312.5 | 50.6201 | 0 | 363.1201 | 1310.5567 | 0 | 1310.5567 | 85% | 1.7996 | 3.6092 | 0.55211 | 0.024758 | 3.5805 | Premium High Bay Luminaire (35 000 lumen) | 319.931 | 32.4478 | 210.4182 | 32.4478 | 210.4182 | 4692.3248 | 419287.7387 | 232987.1518 | 186300.5869 | 1.7996 | 116173.3911 | 3.6092
Business Energy Rebates | Premium High Bay Luminaire (50 000 lumen) | Retrofit/Replacement | BNI Lighting | ROB/NEW | 22.3 | N/A | 1040.1635 | 159.4544 | N/A | N/A | 872.21 | 437.5 | 71.8683 | 0 | 509.3683 | 1872.2343 | 0 | 1872.2343 | 85% | 2.3022 | 3.6756 | 0.54213 | 0.024311 | 3.5158 | Premium High Bay Luminaire (50 000 lumen) | 300.7913 | 43.5811 | 282.6159 | 43.5811 | 282.6159 | 6302.3339 | 563151.8352 | 244617.5819 | 318534.2533 | 2.3022 | 153213.5654 | 3.6756
Business Energy Rebates | Premium High Bay Luminaire (60 000 lumen) | Retrofit/Replacement | BNI Lighting | ROB/NEW | 22.3 | N/A | 1248.2126 | 191.3478 | N/A | N/A | 1497.132 | 562.5 | 88.1177 | 0 | 650.6177 | 2246.7106 | 0 | 2246.7106 | 85% | 1.6512 | 3.4532 | 0.57704 | 0.025876 | 3.7422 | Premium High Bay Luminaire (60 000 lumen) | 63.9862 | 11.1252 | 72.1447 | 11.1252 | 72.1447 | 1608.8272 | 143758.4846 | 87064.7467 | 56693.7379 | 1.6512 | 41630.5608 | 3.4532
Business Energy Rebates | Refrigerated Case Luminaire | Retrofit/Replacement | BNI Lighting | ROB/NEW | 16.3 | N/A | 153.0972 | 25.2788 | N/A | N/A | 173.88 | 37.5 | 8.0559 | 0 | 45.5559 | 231.4733 | 0 | 231.4733 | 85% | 1.4852 | 5.0811 | 0.32942 | 0.02021 | 1.9834 | Refrigerated Case Luminaire | 959.7931 | 22.0461 | 132.7316 | 22.0461 | 132.7316 | 2163.5258 | 222166.4974 | 149587.5067 | 72578.9907 | 1.4852 | 43724.2492 | 5.0811
Business Energy Rebates | Remote Condensing Unit (800 lbs per day) | Retrofit/Replacement | BNI Cooking and Laundry | ROB/NEW | 10 | N/A | 1267 | 197 | N/A | N/A | 679.63 | 175 | 37.6746 | 0 | 212.6746 | 1083.2166 | 0 | 1083.2166 | 71% | 2.0823 | 5.0933 | 0.22247 | 0.022247 | 1.4224 | Remote Condensing Unit (800 lbs per day) | 3.9405 | 0.58919 | 3.767 | 0.58919 | 3.767 | 37.6701 | 4268.4123 | 2049.8937 | 2218.5187 | 2.0823 | 838.0436 | 5.0933
Business Energy Rebates | Server Virtualization and Decommissioning | New Equipment purchased and installed by customers | BNI Process | RET | 4 | 5 | 8301.852 | 948 | 8453.926 | 965 | 411.5844 | 500 | 129.2591 | 0 | 629.2591 | 3904.473 | 0 | 3904.473 | 71% | 9.2636 | 6.2049 | 0.10046 | 0.020092 | 0.87459 | Server Virtualization and Decommissioning | 2.627 | 1.8902 | 16.4552 | 1.8902 | 16.4552 | 82.2761 | 10257.0445 | 1107.2379 | 9149.8067 | 9.2636 | 1653.0627 | 6.2049
Business Energy Rebates | Single -Tank Conveyor Dishwasher - High Temp | Retrofit/Replacement | BNI Cooking and Laundry | ROB/NEW | 20 | N/A | 9212 | 953 | N/A | N/A | 2583 | 875 | 374.4309 | 0 | 1249.4309 | 12383.9009 | 0 | 12383.9009 | 71% | 5.6077 | 9.9116 | 0.17976 | 0.0089879 | 1.7274 | Single -Tank Conveyor Dishwasher - High Temp | 3.9405 | 2.8502 | 27.3889 | 2.8502 | 27.3889 | 547.7773 | 48798.7331 | 8702.0409 | 40096.6922 | 5.6077 | 4923.3795 | 9.9116
Business Energy Rebates | Single -Tank Conveyor Dishwasher - Low Temp | Retrofit/Replacement | BNI Cooking and Laundry | ROB/NEW | 20 | N/A | 13626.434 | 1410 | N/A | N/A | 0 | 1000 | 539.3303 | 0 | 1539.3303 | 18325.2761 | 0 | 18325.2761 | 71% | 33.9778 | 11.9047 | 0.14972 | 0.007486 | 1.4385 | Single -Tank Conveyor Dishwasher - Low Temp | 3.9405 | 4.217 | 40.5137 | 4.217 | 40.5137 | 810.2748 | 72210.7083 | 2125.2299 | 70085.4784 | 33.9778 | 6065.7276 | 11.9047
Business Energy Rebates | Single Heat Pad (Agriculture) | Retrofit/Replacement | BNI Process | ROB/NEW | 10 | N/A | 655.5 | 95 | N/A | N/A | 108.2844 | 75 | 18.5426 | 0 | 93.5426 | 553.9779 | 0 | 553.9779 | 71% | 5.8054 | 5.9222 | 0.18913 | 0.018913 | 1.2974 | Single Heat Pad (Agriculture) | 2.627 | 0.18942 | 1.2993 | 0.18942 | 1.2993 | 12.9928 | 1455.2991 | 250.68 | 1204.6191 | 5.8054 | 245.7362 | 5.9222
Business Energy Rebates | Single-Tank Door type Dishwasher - High Temp | Retrofit/Replacement | BNI Cooking and Laundry | ROB/NEW | 15 | N/A | 11863.2391 | 1228 | N/A | N/A | 2422.98 | 1000 | 406.6754 | 0 | 1406.6754 | 13357.3893 | 0 | 13357.3893 | 71% | 6.2799 | 9.4957 | 0.15715 | 0.010477 | 1.5093 | Single-Tank Door type Dishwasher - High Temp | 7.881 | 7.3454 | 70.5429 | 7.3454 | 70.5429 | 1058.1437 | 105269.5233 | 16762.808 | 88506.7152 | 6.2799 | 11086.0025 | 9.4957
Business Energy Rebates | Single-Tank Door type Dishwasher - Low Temp | Retrofit/Replacement | BNI Cooking and Laundry | ROB/NEW | 15 | N/A | 16152.5529 | 1672 | N/A | N/A | 17.64 | 1250 | 548.2757 | 0 | 1798.2757 | 18192.1582 | 0 | 18192.1582 | 71% | 32.4396 | 10.1164 | 0.14755 | 0.0098368 | 1.4171 | Single-Tank Door type Dishwasher - Low Temp | 3.9405 | 5.0006 | 48.0243 | 5.0006 | 48.0243 | 720.3649 | 71686.1575 | 2209.8317 | 69476.3258 | 32.4396 | 7086.1014 | 10.1164
Business Energy Rebates | Smart thermostats for central air source heat pump | Retrofit/Replacement | BNI HVAC | ROB/NEW | 11 | N/A | 298 | 0 | N/A | N/A | 106 | 74.5 | 11.3451 | 0 | 85.8451 | 285.3722 | 0 | 285.3722 | 85% | 2.8131 | 3.3243 | 0.31891 | 0.028992 | N/A | Smart thermostats for central air source heat pump | 110.5752 | 0 | 29.7648 | 0 | 29.7648 | 327.4133 | 31555.0851 | 11217.3163 | 20337.7688 | 2.8131 | 9492.3433 | 3.3243
Business Energy Rebates | Smart thermostats for electric baseboards | Retrofit/Replacement | BNI HVAC | ROB/NEW | 11 | N/A | 146 | 0 | N/A | N/A | 151 | 36.5 | 5.5584 | 0 | 42.0584 | 139.8132 | 0 | 139.8132 | 85% | 1.0441 | 3.3243 | 0.31891 | 0.028992 | N/A | Smart thermostats for electric baseboards | 722.4246 | 0 | 95.2741 | 0 | 95.2741 | 1048.0154 | 101004.5095 | 96738.6904 | 4265.8191 | 1.0441 | 30383.9929 | 3.3243
Business Energy Rebates | Smart thermostats for mini-split heat pumps | New Equipment purchased and installed by customers | BNI HVAC | ROB/NEW | 11 | N/A | 74 | 0 | N/A | N/A | 166 | 18.5 | 0.925 | 0 | 19.425 | 70.8642 | 0 | 70.8642 | 85% | 0.49896 | 3.6481 | 0.2906 | 0.026418 | N/A | Smart thermostats for mini-split heat pumps | 77.4026 | 0 | 5.1739 | 0 | 5.1739 | 56.9128 | 5485.0785 | 10993.109 | -5508.0305 | 0.49896 | 1503.5462 | 3.6481
Business Energy Rebates | Solid Door Freezer | Retrofit/Replacement | BNI Cooking and Laundry | ROB/NEW | 12 | N/A | 2128 | 165 | N/A | N/A | 0 | 225 | 64.0004 | 0 | 289.0004 | 1975.4854 | 0 | 1975.4854 | 71% | 30.8668 | 6.8356 | 0.17999 | 0.015 | 2.3078 | Solid Door Freezer | 11.8215 | 1.4804 | 18.9807 | 1.4804 | 18.9807 | 227.7688 | 23353.1875 | 756.5798 | 22596.6077 | 30.8668 | 3416.4158 | 6.8356
Business Energy Rebates | Solid Door Refrigerator | Retrofit/Replacement | BNI Cooking and Laundry | ROB/NEW | 12 | N/A | 818 | 63 | N/A | N/A | 0 | 131.25 | 26.8295 | 0 | 158.0795 | 758.994 | 0 | 758.994 | 71% | 28.2895 | 4.8013 | 0.25613 | 0.021344 | 3.3061 | Solid Door Refrigerator | 63.048 | 3.0147 | 38.9129 | 3.0147 | 38.9129 | 466.9546 | 47853.0277 | 1691.5468 | 46161.4809 | 28.2895 | 9966.592 | 4.8013
Business Energy Rebates | Standard Capacity Electric Fryer | Retrofit/Replacement | BNI Cooking and Laundry | ROB/NEW | 12 | N/A | 952 | 148 | N/A | N/A | 264.6 | 625 | 56.615 | 0 | 681.615 | 949.9128 | 0 | 949.9128 | 71% | 3.8854 | 1.3936 | 0.94893 | 0.079077 | 6.0682 | Standard Capacity Electric Fryer | 3.9405 | 0.44264 | 2.8305 | 0.44264 | 2.8305 | 33.9655 | 3743.1291 | 963.3769 | 2779.7522 | 3.8854 | 2685.9024 | 1.3936
Business Energy Rebates | Strip-Curtains for Display Cases | New Equipment purchased and installed by customers | BNI Refrigeration | ROB/NEW | 4 | N/A | 28970.31 | 3307 | N/A | N/A | 302.4 | 1000 | 352.4239 | 0 | 1352.4239 | 11325.6865 | 0 | 11325.6865 | 71% | 19.9703 | 8.3744 | 0.061872 | 0.015468 | 0.53885 | Strip-Curtains for Display Cases | 52.54 | 131.8743 | 1148.4497 | 131.8743 | 1148.4497 | 4593.7989 | 595051.2213 | 29796.8835 | 565254.3377 | 19.9703 | 71056.3113 | 8.3744
Business Energy Rebates | Track/Mono-point Direction Luminaire | Retrofit/Replacement | BNI Lighting | ROB/NEW | 12 | N/A | 196.4825 | 44.7797 | N/A | N/A | 17.2494 | 18.75 | 7.6105 | 0 | 26.3605 | 249.9035 | 0 | 249.9035 | 85% | 11.2203 | 9.4802 | 0.14853 | 0.012377 | 0.64788 | Track/Mono-point Direction Luminaire | 35.8323 | 1.458 | 6.3596 | 1.458 | 6.3596 | 76.3149 | 8954.6105 | 798.0755 | 8156.535 | 11.2203 | 944.5582 | 9.4802
Business Energy Rebates | Under-Counter Dishwasher - HighTemp | Retrofit/Replacement | BNI Cooking and Laundry | ROB/NEW | 10 | N/A | 3170.6766 | 328 | N/A | N/A | 151.2 | 312.5 | 84.6154 | 0 | 397.1154 | 2583.6683 | 0 | 2583.6683 | 71% | 13.4589 | 6.5061 | 0.166 | 0.0166 | 1.5952 | Under-Counter Dishwasher - HighTemp | 3.9405 | 0.98098 | 9.427 | 0.98098 | 9.427 | 94.2697 | 10180.9391 | 756.4469 | 9424.4921 | 13.4589 | 1564.8321 | 6.5061
Business Energy Rebates | Under-Counter Dishwasher - Low Temp | Retrofit/Replacement | BNI Cooking and Laundry | ROB/NEW | 10 | N/A | 2539.5124 | 263 | N/A | N/A | 63 | 250 | 67.7886 | 0 | 317.7886 | 2070.543 | 0 | 2070.543 | 71% | 18.4018 | 6.5155 | 0.16585 | 0.016585 | 1.5921 | Under-Counter Dishwasher - Low Temp | 7.881 | 1.5732 | 15.1008 | 1.5732 | 15.1008 | 151.0082 | 16317.9402 | 886.7588 | 15431.1814 | 18.4018 | 2504.4908 | 6.5155
Business Energy Rebates | Variable Speed Kitchen Exhaust Fan | Retrofit/Replacement | BNI Cooking and Laundry | ROB/NEW | 15 | N/A | 8972 | 1034 | N/A | N/A | 6277.6 | 3125 | 429.0143 | 0 | 3554.0143 | 10214.9422 | 0 | 10214.9422 | 71% | 2.0906 | 2.8742 | 0.525 | 0.035 | 4.5288 | Variable Speed Kitchen Exhaust Fan | 1.2797 | 1.0043 | 8.6631 | 1.0043 | 8.6631 | 129.9469 | 13072.3078 | 6252.8732 | 6819.4347 | 2.0906 | 4548.1578 | 2.8742
Business Energy Rebates | Ventilation Fan (Agriculture) (18 inches) | Retrofit/Replacement | BNI Process | ROB/NEW | 15 | N/A | 254 | 90 | N/A | N/A | 1082.62 | 68.75 | 3.4375 | 0 | 72.1875 | 356.7604 | 0 | 356.7604 | 71% | 0.46207 | 4.9421 | 0.37667 | 0.025111 | 1.0568 | Ventilation Fan (Agriculture) (18 inches) | 28.0123 | 1.9135 | 5.3685 | 1.9135 | 5.3685 | 80.5273 | 9993.6826 | 21628.2395 | -11634.5569 | 0.46207 | 2022.1386 | 4.9421
Business Energy Rebates | Ventilation Fan (Agriculture) (24 inches) | Retrofit/Replacement | BNI Process | ROB/NEW | 15 | N/A | 436.455 | 156 | N/A | N/A | 1082.62 | 81.25 | 4.0625 | 0 | 85.3125 | 614.5338 | 0 | 614.5338 | 71% | 0.79528 | 7.2033 | 0.25906 | 0.017271 | 0.72057 | Ventilation Fan (Agriculture) (24 inches) | 21.016 | 2.4883 | 6.9208 | 2.4883 | 6.9208 | 103.8125 | 12915.0342 | 16239.5308 | -3324.4966 | 0.79528 | 1792.9265 | 7.2033
Business Energy Rebates | VFD - 1.5 hp - Institutional - Condensor Pump | New Equipment purchased and installed by customers | BNI HVAC | ROB/NEW | 15 | N/A | 3196.875 | -4.725 | N/A | N/A | 1500 | 625 | 117.3531 | 0 | 742.3531 | 3224.5373 | 0 | 3224.5373 | 71% | 2.7272 | 4.3437 | 0.30776 | 0.020518 | -207.0114 | VFD - 1.5 hp - Institutional - Condensor Pump | 2.5594 | -0.0091788 | 6.1736 | -0.0091788 | 6.1736 | 92.6045 | 8253.0363 | 3026.1717 | 5226.8646 | 2.7272 | 1900.0144 | 4.3437
Business Energy Rebates | VFD - 1.5 hp - Retail - Make-Up Air Fan | New Equipment purchased and installed by customers | BNI HVAC | ROB/NEW | 15 | N/A | 4485 | 85.8375 | N/A | N/A | 1500 | 625 | 154.7943 | 0 | 779.7943 | 4626.6975 | 0 | 4626.6975 | 71% | 3.793 | 5.9332 | 0.23044 | 0.015362 | 11.9698 | VFD - 1.5 hp - Retail - Make-Up Air Fan | 2.5594 | 0.16675 | 8.6612 | 0.16675 | 8.6612 | 129.9179 | 11841.7928 | 3122.0004 | 8719.7925 | 3.793 | 1995.8431 | 5.9332
Business Energy Rebates | VFD - 10 hp - Institutional - Make-up Air Fan | New Equipment purchased and installed by customers | BNI HVAC | ROB/NEW | 15 | N/A | 34308.571 | 523.2 | N/A | N/A | 2986.2 | 1500 | 1016.1033 | 0 | 2516.1033 | 35244.0398 | 0 | 35244.0398 | 71% | 11.2374 | 14.0074 | 0.097198 | 0.0064799 | 6.3365 | VFD - 10 hp - Institutional - Make-up Air Fan | 2.5594 | 1.0164 | 66.2549 | 1.0164 | 66.2549 | 993.8235 | 90205.295 | 8027.211 | 82178.084 | 11.2374 | 6439.8361 | 14.0074
Business Energy Rebates | VFD - 10 hp - Retail - Supply Fan | New Equipment purchased and installed by customers | BNI HVAC | ROB/NEW | 15 | N/A | 13097.143 | 542.4 | N/A | N/A | 3448.62 | 1500 | 444.4435 | 0 | 1944.4435 | 13835.5507 | 0 | 13835.5507 | 71% | 4.7825 | 7.1154 | 0.19677 | 0.013118 | 4.7235 | VFD - 10 hp - Retail - Supply Fan | 9.7199 | 4.0014 | 96.0522 | 4.0014 | 96.0522 | 1440.7824 | 134480.0908 | 28119.3016 | 106360.7891 | 4.7825 | 18899.7855 | 7.1154
Business Energy Rebates | VFD - 15 hp - Institutional - Chilled Water Pump | New Equipment purchased and installed by customers | BNI HVAC | ROB/NEW | 15 | N/A | 12486.0335 | 3216.8715 | N/A | N/A | 5894.56 | 1875 | 526.1723 | 0 | 2401.1723 | 16194.087 | 0 | 16194.087 | 71% | 3.4373 | 6.7442 | 0.25488 | 0.016992 | 0.9835 | VFD - 15 hp - Institutional - Chilled Water Pump | 5.1189 | 12.4982 | 48.2247 | 12.4982 | 48.2247 | 723.3711 | 82895.8544 | 24116.7074 | 58779.147 | 3.4373 | 12291.3523 | 6.7442
Business Energy Rebates | VFD - 15 hp - Retail - Exhaust Fan | New Equipment purchased and installed by customers | BNI HVAC | ROB/NEW | 15 | N/A | 51821.2291 | 767.2626 | N/A | N/A | 5894.56 | 1875 | 1514.5518 | 0 | 3389.5518 | 53208.6083 | 0 | 53208.6083 | 71% | 9.3354 | 15.6978 | 0.086689 | 0.0057793 | 5.8208 | VFD - 15 hp - Retail - Exhaust Fan | 5.1189 | 2.981 | 200.1488 | 2.981 | 200.1488 | 3002.2326 | 272369.356 | 29176.1199 | 243193.2361 | 9.3354 | 17350.7647 | 15.6978
Business Energy Rebates | VFD - 25 hp - Institutional - Exhaust Fan | New Equipment purchased and installed by customers | BNI HVAC | ROB/NEW | 15 | N/A | 92719.78 | 4350 | N/A | N/A | 6962.55 | 3125 | 2786.8421 | 0 | 5911.8421 | 98514.8979 | 0 | 98514.8979 | 71% | 12.7441 | 16.664 | 0.084505 | 0.0056337 | 1.7907 | VFD - 25 hp - Institutional - Exhaust Fan | 5.1189 | 16.9006 | 358.1111 | 16.9006 | 358.1111 | 5371.6663 | 504287.5609 | 39570.3627 | 464717.1982 | 12.7441 | 30262.1076 | 16.664
Business Energy Rebates | VFD - 25 hp - Institutional - Hot Water Circulating Loop Pump | New Equipment purchased and installed by customers | BNI HVAC | ROB/NEW | 15 | N/A | 66098.9011 | 3438.4615 | N/A | N/A | 6962.55 | 3125 | 2041.5947 | 0 | 5166.5947 | 70605.6024 | 0 | 70605.6024 | 71% | 10.1082 | 13.6658 | 0.1036 | 0.0069064 | 1.9798 | VFD - 25 hp - Institutional - Hot Water Circulating Loop Pump | 5.1189 | 13.3591 | 255.2934 | 13.3591 | 255.2934 | 3829.4012 | 361422.7672 | 35755.5183 | 325667.2488 | 10.1082 | 26447.2633 | 13.6658
Business Energy Rebates | VFD - 30 hp - Institutional - Make-up Air Fan | New Equipment purchased and installed by customers | BNI HVAC | ROB/NEW | 15 | N/A | 98976 | 1509.2308 | N/A | N/A | 6596.1 | 3750 | 2902.4629 | 0 | 6652.4629 | 101674.56 | 0 | 101674.56 | 71% | 13.4035 | 15.2837 | 0.089081 | 0.0059387 | 5.8078 | VFD - 30 hp - Institutional - Make-up Air Fan | 2.5594 | 2.9318 | 191.1372 | 2.9318 | 191.1372 | 2867.0584 | 260230.7719 | 19415.1909 | 240815.581 | 13.4035 | 17026.6344 | 15.2837
Business Energy Rebates | VFD - 30 hp - Retail - Supply Fan | New Equipment purchased and installed by customers | BNI HVAC | ROB/NEW | 15 | N/A | 37780.22 | 1564.6154 | N/A | N/A | 6596.1 | 3750 | 1253.2025 | 0 | 5003.2025 | 39910.2422 | 0 | 39910.2422 | 71% | 6.7229 | 7.9769 | 0.17552 | 0.011701 | 4.2133 | VFD - 30 hp - Retail - Supply Fan | 10.508 | 12.4785 | 299.539 | 12.4785 | 299.539 | 4493.0845 | 419376.5804 | 62380.0063 | 356996.5741 | 6.7229 | 52573.6207 | 7.9769
Business Energy Rebates | VFD - 40 hp - Warehousing - Exhaust Fan | New Equipment purchased and installed by customers | BNI HVAC | ROB/NEW | 15 | N/A | 144383.86 | 6906.8702 | N/A | N/A | 7607.88 | 5000 | 4350.328 | 0 | 9350.328 | 153556.0717 | 0 | 153556.0717 | 71% | 15.7462 | 16.4225 | 0.08583 | 0.005722 | 1.7837 | VFD - 40 hp - Warehousing - Exhaust Fan | 5.1189 | 26.8345 | 557.653 | 26.8345 | 557.653 | 8364.7946 | 786037.6296 | 49919.0828 | 736118.5468 | 15.7462 | 47863.3606 | 16.4225
Business Energy Rebates | VFD - 5 hp - Institutional - Chilled Water Pump | New Equipment purchased and installed by customers | BNI HVAC | ROB/NEW | 15 | N/A | 14192.982 | 1122.4561 | N/A | N/A | 2594.34 | 937.5 | 463.1163 | 0 | 1400.6163 | 15588.1144 | 0 | 15588.1144 | 71% | 6.7625 | 11.1295 | 0.13079 | 0.0087194 | 1.6441 | VFD - 5 hp - Institutional - Chilled Water Pump | 5.1189 | 4.361 | 54.8175 | 4.361 | 54.8175 | 822.2621 | 79793.9432 | 11799.5565 | 67994.3867 | 6.7625 | 7169.6099 | 11.1295
Business Energy Rebates | VFD - 5 hp - Retail - Exhaust Fan | New Equipment purchased and installed by customers | BNI HVAC | ROB/NEW | 15 | N/A | 18081.871 | 267.7193 | N/A | N/A | 3056.76 | 937.5 | 542.6323 | 0 | 1480.1323 | 18565.9663 | 0 | 18565.9663 | 71% | 6.8435 | 12.5435 | 0.10849 | 0.0072326 | 7.2846 | VFD - 5 hp - Retail - Exhaust Fan | 5.1189 | 1.0401 | 69.8375 | 1.0401 | 69.8375 | 1047.5626 | 95037.2589 | 13887.2177 | 81150.0412 | 6.8435 | 7576.6442 | 12.5435
Business Energy Rebates | VFD - 7.5 hp - Institutional - Chilled Water Pump | New Equipment purchased and installed by customers | BNI HVAC | ROB/NEW | 15 | N/A | 21289.474 | 1683.6842 | N/A | N/A | 3226.58 | 1250 | 686.862 | 0 | 1936.862 | 23382.1726 | 0 | 23382.1726 | 71% | 7.8523 | 12.0722 | 0.12058 | 0.0080385 | 1.5157 | VFD - 7.5 hp - Institutional - Chilled Water Pump | 5.1189 | 6.5414 | 82.2262 | 6.5414 | 82.2262 | 1233.3932 | 119690.92 | 15242.711 | 104448.2091 | 7.8523 | 9914.596 | 12.0722
Business Energy Rebates | VFD - 7.5 hp - Warehousing - Exhaust Fan | New Equipment purchased and installed by customers | BNI HVAC | ROB/NEW | 15 | N/A | 29035.088 | 1388.9474 | N/A | N/A | 3226.58 | 1250 | 887.0616 | 0 | 2137.0616 | 30879.5876 | 0 | 30879.5876 | 71% | 9.7169 | 14.4496 | 0.09755 | 0.0065033 | 2.0273 | VFD - 7.5 hp - Warehousing - Exhaust Fan | 5.1189 | 5.3963 | 112.1421 | 5.3963 | 112.1421 | 1682.1309 | 158069.4112 | 16267.5119 | 141801.8993 | 9.7169 | 10939.3969 | 14.4496
Business Energy Rebates | VFD Milk Transfer Pump | Retrofit/Replacement | BNI Process | ROB/NEW | 15 | N/A | 2545.875 | 671 | N/A | N/A | 3780 | 625 | 119.8682 | 0 | 744.8682 | 3318.7265 | 0 | 3318.7265 | 71% | 1.1837 | 4.4555 | 0.38777 | 0.025851 | 1.4627 | VFD Milk Transfer Pump | 2.627 | 1.3379 | 5.0462 | 1.3379 | 5.0462 | 75.6933 | 8718.2895 | 7365.2321 | 1353.0574 | 1.1837 | 1956.7677 | 4.4555
Business Energy Rebates | VFD Milk Vacuum Pump | Retrofit/Replacement | BNI Process | ROB/NEW | 15 | N/A | 6492.659 | 1818 | N/A | N/A | 6360.48 | 187.5 | 238.5475 | 0 | 426.0475 | 8582.4428 | 0 | 8582.4428 | 71% | 1.8051 | 20.1443 | 0.086969 | 0.005798 | 0.30878 | VFD Milk Vacuum Pump | 10.508 | 14.4994 | 51.4768 | 14.4994 | 51.4768 | 772.1518 | 90184.2566 | 49960.134 | 40224.1226 | 1.8051 | 4476.9046 | 20.1443
Business Energy Rebates | Wall Mounted Area Luminaire (1000 lumen) (full and no-cutoff) | Retrofit/Replacement | BNI Lighting | ROB/NEW | 20 | N/A | 153.3 | 34.3 | N/A | N/A | 28.595 | 18.75 | 7.6659 | 0 | 26.4159 | 251.9764 | 0 | 251.9764 | 77% | 8.4886 | 9.5388 | 0.21058 | 0.010529 | 0.93567 | Wall Mounted Area Luminaire (1000 lumen) (full and no-cutoff) | 441.3357 | 12.4604 | 55.3621 | 12.4604 | 55.3621 | 1107.2423 | 111206.2075 | 13100.6304 | 98105.5771 | 8.4886 | 11658.279 | 9.5388
Business Energy Rebates | Wall Mounted Area Luminaire (10000 lumen) (full and no-cutoff) | Retrofit/Replacement | BNI Lighting | ROB/NEW | 20 | N/A | 776.3988 | 177.26 | N/A | N/A | 285.95 | 75 | 37.973 | 0 | 112.973 | 1281.6414 | 0 | 1281.6414 | 77% | 4.9646 | 11.3447 | 0.17782 | 0.0088912 | 0.77431 | Wall Mounted Area Luminaire (10000 lumen) (full and no-cutoff) | 3594.745 | 524.5021 | 2283.7805 | 524.5021 | 2283.7805 | 45675.6092 | 4607174.0614 | 927999.6209 | 3679174.4405 | 4.9646 | 406109.1455 | 11.3447
Business Energy Rebates | Wall Mounted Area Luminaire (20000 lumen) (full and no-cutoff) | Retrofit/Replacement | BNI Lighting | ROB/NEW | 20 | N/A | 1187.0676 | 265.5996 | N/A | N/A | 571.9 | 125 | 58.3509 | 0 | 183.3509 | 1951.1615 | 0 | 1951.1615 | 77% | 3.9124 | 10.6417 | 0.18876 | 0.0094379 | 0.8387 | Wall Mounted Area Luminaire (20000 lumen) (full and no-cutoff) | 51.189 | 11.1911 | 49.7225 | 11.1911 | 49.7225 | 994.4506 | 99877.9385 | 25528.6457 | 74349.2928 | 3.9124 | 9385.5403 | 10.6417
Business Energy Rebates | Wall Mounted Area Luminaire (4000 lumen) (full and no-cutoff) | Retrofit/Replacement | BNI Lighting | ROB/NEW | 20 | N/A | 249.222 | 55.762 | N/A | N/A | 114.38 | 37.5 | 12.8134 | 0 | 50.3134 | 409.6417 | 0 | 409.6417 | 77% | 4.0604 | 8.1418 | 0.24672 | 0.012336 | 1.0962 | Wall Mounted Area Luminaire (4000 lumen) (full and no-cutoff) | 2353.4126 | 108.0202 | 479.9388 | 108.0202 | 479.9388 | 9598.7761 | 964055.9362 | 237426.5035 | 726629.4327 | 4.0604 | 118408.3074 | 8.1418
Business Energy Rebates | Wall wash luminaire (1500 lumen) | Retrofit/Replacement | BNI Lighting | ROB/NEW | 12 | N/A | 734.7782 | 162.0156 | N/A | N/A | 0 | 25 | 26.0497 | 0 | 51.0497 | 928.7422 | 0 | 928.7422 | 85% | 35.6527 | 18.1929 | 0.076914 | 0.0064095 | 0.34679 | Wall wash luminaire (1500 lumen) | 115.1752 | 16.9556 | 76.4442 | 16.9556 | 76.4442 | 917.3307 | 106968.0364 | 3000.2808 | 103967.7555 | 35.6527 | 5879.6601 | 18.1929
Business Energy Rebates | Wall Wash Luminaire (1000 lumen) | Retrofit/Replacement | BNI Lighting | ROB/NEW | 12 | N/A | 126.4286 | 27.877 | N/A | N/A | 0 | 12.5 | 4.8921 | 0 | 17.3921 | 159.8028 | 0 | 159.8028 | 85% | 32.6653 | 9.1882 | 0.15229 | 0.012691 | 0.68664 | Wall Wash Luminaire (1000 lumen) | 25.5945 | 0.64832 | 2.9229 | 0.64832 | 2.9229 | 35.0754 | 4090.0687 | 125.2115 | 3964.8572 | 32.6653 | 445.1426 | 9.1882
Custom | Custom New Construction | New Building/Refurb | BNI Other | ROB/NEW | 16.8 | N/A | 1000000 | 386000 | N/A | N/A | 459665 | 200000 | 163051.6528 | 0 | 363051.6528 | 1538730.2305 | 0 | 1538730.2305 | 70% | 3.1738 | 4.2383 | 0.48805 | 0.02905 | 1.257 | Custom New Construction | 4.02 | 1161.1521 | 2990.4378 | 1161.1521 | 2990.4378 | 50239.355 | 6185695.5267 | 1948964.9543 | 4236730.5724 | 3.1738 | 1459467.6443 | 4.2383
Custom | Custom Retrofit | Retrofit/Replacement | BNI Other | ROB/NEW | 13.8 | N/A | 1000000 | 210000 | N/A | N/A | 459665 | 140000 | 137628.373 | 0 | 277628.373 | 1348796.4972 | 0 | 1348796.4972 | 82% | 2.6213 | 4.8583 | 0.3186 | 0.023087 | 1.5083 | Custom Retrofit | 18.9 | 3479.146 | 16469.7246 | 3479.146 | 16469.7246 | 227282.1995 | 25492253.7975 | 9725064.4195 | 15767189.3781 | 2.6213 | 5247176.2495 | 4.8583
Custom | Existing Building Comissioning | Retrofit/Replacement | BNI Other | ROB/NEW | 5.6 | N/A | 1000000 | 0 | N/A | N/A | 362197.6204 | 100000 | 62157.7683 | 0 | 162157.7683 | 545375.2902 | 0 | 545375.2902 | 81% | 1.5339 | 3.3632 | 0.18838 | 0.03364 | N/A | Existing Building Comissioning | 1.5256 | 0 | 1313.2166 | 0 | 1313.2166 | 7354.0132 | 832024.5427 | 542408.53 | 289616.0127 | 1.5339 | 247387.8914 | 3.3632
Custom | Pay-for-Performance | Retrofit/Replacement | BNI Other | ROB/NEW | 10.35 | N/A | 1000000 | 66000 | N/A | N/A | 459665 | 100000 | 93958.6601 | 0 | 193958.6601 | 913149.7033 | 0 | 913149.7033 | 80% | 1.9778 | 4.708 | 0.22814 | 0.022043 | 3.4365 | Pay-for-Performance | 1.75 | 98.7756 | 1487.78 | 98.7756 | 1487.78 | 15398.523 | 1598011.9808 | 807958.6552 | 790053.3256 | 1.9778 | 339427.6552 | 4.708
Efficient Products Installation | 18W Replacing 100W | Retrofit/Replacement | Res Lighting | RET | 9.3 | 1 | 62.3336 | 10.138 | 3.2994 | 0.53662 | 0 | 0 | 13.6943 | 12.15 | 13.6943 | 10.9858 | 0 | 10.9858 | 86% | 0.80222 | 0.80222 | 0.23336 | 0.16213 | 1.3698 | 18W Replacing 100W | 1356 | 13.5558 | 79.5748 | 13.5558 | 79.5748 | 114.5343 | 14896.8027 | 18569.4318 | -3672.6291 | 0.80222 | 18569.4318 | 0.80222
Efficient Products Installation | 5W Chandelier E12 - MURB | Retrofit/Replacement | Res Lighting | RET | 4 | 1 | 28.7385 | 4.6831 | 1.5212 | 0.24788 | 0 | 0 | 6.4353 | 5.78 | 6.4353 | 4.2952 | 0 | 4.2952 | 86% | 0.66745 | 0.66745 | 0.23785 | 0.20526 | 1.3935 | 5W Chandelier E12 - MURB | 327 | 1.5101 | 8.8472 | 1.5101 | 8.8472 | 10.2521 | 1404.5273 | 2104.3281 | -699.8008 | 0.66745 | 2104.3281 | 0.66745
Efficient Products Installation | 5W Chandelier E12 | Retrofit/Replacement | Res Lighting | RET | 4 | 1 | 26.7099 | 4.323 | 1.4138 | 0.22882 | 0 | 0 | 6.4092 | 5.78 | 6.4092 | 3.9895 | 0 | 3.9895 | 86% | 0.62247 | 0.62247 | 0.25488 | 0.21996 | 1.5034 | 5W Chandelier E12 | 19222 | 81.9401 | 483.353 | 81.9401 | 483.353 | 560.1061 | 76686.7511 | 123197.4564 | -46510.7052 | 0.62247 | 123197.4564 | 0.62247
Efficient Products Installation | 7W G25 - MURB | Retrofit/Replacement | Res Lighting | RET | 4 | 1 | 27.0725 | 4.415 | 1.433 | 0.23369 | 0 | 0 | 6.015 | 5.4 | 6.015 | 4.0465 | 0 | 4.0465 | 86% | 0.67273 | 0.67273 | 0.236 | 0.20366 | 1.3816 | 7W G25 - MURB | 296 | 1.2887 | 7.5442 | 1.2887 | 7.5442 | 8.7422 | 1197.7576 | 1780.4537 | -582.6961 | 0.67273 | 1780.4537 | 0.67273
Efficient Products Installation | 7W G25 | Retrofit/Replacement | Res Lighting | RET | 4 | 1 | 25.1615 | 4.0756 | 1.3318 | 0.21572 | 0 | 0 | 5.9905 | 5.4 | 5.9905 | 3.7585 | 0 | 3.7585 | 86% | 0.62741 | 0.62741 | 0.25289 | 0.21824 | 1.4905 | 7W G25 | 4158 | 16.7102 | 98.4951 | 16.7102 | 98.4951 | 114.1354 | 15627.9086 | 24908.4638 | -9280.5552 | 0.62741 | 24908.4638 | 0.62741
Efficient Products Installation | 7W GU10 Replacing 35W | Retrofit/Replacement | Res Lighting | RET | 4.8 | 1 | 21.3679 | 3.4569 | 1.131 | 0.18298 | 0 | 0 | 6.3807 | 5.81 | 6.3807 | 3.2858 | 0 | 3.2858 | 86% | 0.51496 | 0.51496 | 0.31719 | 0.26407 | 1.8718 | 7W GU10 Replacing 35W | 582 | 1.9839 | 11.7079 | 1.9839 | 11.7079 | 14.0628 | 1912.3176 | 3713.5558 | -1801.2382 | 0.51496 | 3713.5558 | 0.51496
Efficient Products Installation | 7W GU10 Replacing 50W - MURB | Retrofit/Replacement | Res Lighting | RET | 5.5 | 1 | 35.5213 | 5.7555 | 1.8802 | 0.30464 | 0 | 0 | 6.5786 | 5.81 | 6.5786 | 5.607 | 0 | 5.607 | 86% | 0.85231 | 0.85231 | 0.19672 | 0.15888 | 1.1591 | 7W GU10 Replacing 50W - MURB | 202 | 1.1464 | 6.7551 | 1.1464 | 6.7551 | 8.3641 | 1132.6163 | 1328.8801 | -196.2638 | 0.85231 | 1328.8801 | 0.85231
Efficient Products Installation | 7W GU10 Replacing 50W | Retrofit/Replacement | Res Lighting | RET | 5.5 | 1 | 32.79 | 5.3129 | 1.7356 | 0.28122 | 0 | 0 | 6.5419 | 5.81 | 6.5419 | 5.1759 | 0 | 5.1759 | 86% | 0.79119 | 0.79119 | 0.21192 | 0.17115 | 1.2486 | 7W GU10 Replacing 50W | 7456 | 39.0615 | 230.1659 | 39.0615 | 230.1659 | 284.9891 | 38591.3429 | 48776.0415 | -10184.6987 | 0.79119 | 48776.0415 | 0.79119
Efficient Products Installation | 9.5W Replacing 100W - MURB | Retrofit/Replacement | Res Lighting | RET | 9.3 | 1 | 73.849 | 12.0089 | 3.9089 | 0.63564 | 0 | 0 | 11.2633 | 9.67 | 11.2633 | 13.0151 | 0 | 13.0151 | 86% | 1.1555 | 1.1555 | 0.16201 | 0.11256 | 0.95111 | 9.5W Replacing 100W - MURB | 5 | 0.059209 | 0.34762 | 0.059209 | 0.34762 | 0.50034 | 65.0756 | 56.3165 | 8.759 | 1.1555 | 56.3165 | 1.1555
Efficient Products Installation | 9.5W Replacing 100W | Retrofit/Replacement | Res Lighting | RET | 9.3 | 1 | 68.8139 | 11.2215 | 3.6424 | 0.59397 | 0 | 0 | 11.1879 | 9.67 | 11.1879 | 12.1313 | 0 | 12.1313 | 86% | 1.0843 | 1.0843 | 0.1727 | 0.11998 | 1.011 | 9.5W Replacing 100W | 488 | 5.3998 | 31.6147 | 5.3998 | 31.6147 | 45.5039 | 5920.0548 | 5459.7156 | 460.3392 | 1.0843 | 5459.7156 | 1.0843
Efficient Products Installation | 9.5W Replacing 40W - MURB | Retrofit/Replacement | Res Lighting | RET | 5 | 1 | 24.9199 | 4.0416 | 1.319 | 0.21393 | 0 | 0 | 10.4827 | 9.67 | 10.4827 | 3.8603 | 0 | 3.8603 | 86% | 0.36826 | 0.36826 | 0.44682 | 0.36875 | 2.6302 | 9.5W Replacing 40W - MURB | 34 | 0.1355 | 0.79766 | 0.1355 | 0.79766 | 0.96655 | 131.2519 | 356.4109 | -225.1591 | 0.36826 | 356.4109 | 0.36826
Efficient Products Installation | 9.5W Replacing 40W | Retrofit/Replacement | Res Lighting | RET | 5 | 1 | 23.2208 | 3.7766 | 1.2291 | 0.1999 | 0 | 0 | 7.3103 | 6.67 | 7.3103 | 3.5981 | 0 | 3.5981 | 86% | 0.49219 | 0.49219 | 0.3344 | 0.27597 | 1.9629 | 9.5W Replacing 40W | 1327 | 4.9418 | 29.0096 | 4.9418 | 29.0096 | 35.1517 | 4774.6549 | 9700.783 | -4926.1281 | 0.49219 | 9700.783 | 0.49219
Efficient Products Installation | 9.5W Replacing 60W - MURB | Retrofit/Replacement | Res Lighting | RET | 6.7 | 1 | 41.2296 | 6.6836 | 2.1823 | 0.35377 | 0 | 0 | 10.7329 | 9.67 | 10.7329 | 6.7946 | 0 | 6.7946 | 86% | 0.63306 | 0.63306 | 0.27651 | 0.21242 | 1.6285 | 9.5W Replacing 60W - MURB | 156 | 1.0281 | 6.0552 | 1.0281 | 6.0552 | 7.8821 | 1059.9585 | 1674.3295 | -614.3709 | 0.63306 | 1674.3295 | 0.63306
Efficient Products Installation | 9.5W Replacing 60W | Retrofit/Replacement | Res Lighting | RET | 6.7 | 1 | 38.4185 | 6.2453 | 2.0335 | 0.33057 | 0 | 0 | 10.6935 | 9.67 | 10.6935 | 6.3331 | 0 | 6.3331 | 86% | 0.59223 | 0.59223 | 0.29566 | 0.22713 | 1.7363 | 9.5W Replacing 60W | 9135 | 56.2569 | 330.402 | 56.2569 | 330.402 | 430.0865 | 57852.4347 | 97685.3442 | -39832.9095 | 0.59223 | 97685.3442 | 0.59223
Efficient Products Installation | 9W Replacing 100W | Retrofit/Replacement | Res Lighting | RET | 9.3 | 1 | 69.1996 | 11.2215 | 3.6628 | 0.59397 | 0 | 0 | 8.2531 | 6.87 | 8.2531 | 12.1922 | 0 | 12.1922 | 86% | 1.4773 | 1.4773 | 0.12669 | 0.088017 | 0.74582 | 9W Replacing 100W | 1912 | 21.1568 | 124.5619 | 21.1568 | 124.5619 | 179.2853 | 23311.4317 | 15779.9957 | 7531.436 | 1.4773 | 15779.9957 | 1.4773
Efficient Products Installation | 9W Replacing 40W - MURB | Retrofit/Replacement | Res Lighting | RET | 5 | 1 | 25.3339 | 4.1079 | 1.3409 | 0.21743 | 0 | 0 | 7.5481 | 6.87 | 7.5481 | 3.9244 | 0 | 3.9244 | 86% | 0.51992 | 0.51992 | 0.31648 | 0.26118 | 1.8633 | 9W Replacing 40W - MURB | 48 | 0.19443 | 1.1448 | 0.19443 | 1.1448 | 1.3872 | 188.371 | 362.3105 | -173.9395 | 0.51992 | 362.3105 | 0.51992
Efficient Products Installation | 9W Replacing 40W | Retrofit/Replacement | Res Lighting | RET | 5 | 1 | 23.6066 | 3.8385 | 1.2495 | 0.20318 | 0 | 0 | 7.5254 | 6.87 | 7.5254 | 3.6578 | 0 | 3.6578 | 86% | 0.48606 | 0.48606 | 0.33862 | 0.27945 | 1.9881 | 9W Replacing 40W | 4387 | 16.6051 | 97.4976 | 16.6051 | 97.4976 | 118.1402 | 16046.6707 | 33013.9365 | -16967.2658 | 0.48606 | 33013.9365 | 0.48606
Efficient Products Installation | 9W Replacing 60W - MURB | Retrofit/Replacement | Res Lighting | RET | 6.7 | 1 | 41.6436 | 6.7498 | 2.2042 | 0.35728 | 0 | 0 | 7.7987 | 6.87 | 7.7987 | 6.8627 | 0 | 6.8627 | 86% | 0.87999 | 0.87999 | 0.19892 | 0.15282 | 1.1716 | 9W Replacing 60W - MURB | 4803 | 31.9681 | 188.3016 | 31.9681 | 188.3016 | 245.1136 | 32961.7479 | 37457.1141 | -4495.3662 | 0.87999 | 37457.1141 | 0.87999
Efficient Products Installation | 9W Replacing 60W | Retrofit/Replacement | Res Lighting | RET | 6.7 | 1 | 38.8042 | 6.3073 | 2.0539 | 0.33385 | 0 | 0 | 7.7589 | 6.87 | 7.7589 | 6.3966 | 0 | 6.3966 | 86% | 0.82441 | 0.82441 | 0.21239 | 0.16316 | 1.2475 | 9W Replacing 60W | 128375 | 798.4203 | 4689.7876 | 798.4203 | 4689.7876 | 6104.7291 | 821158.3304 | 996053.866 | -174895.5356 | 0.82441 | 996053.866 | 0.82441
Efficient Products Installation | Air Sealing Measures - Elect Res - MURB | New Equipment purchased and installed by customers | Res HVAC | ROB/NEW | 15 | N/A | 171.73 | 48.1437 | N/A | N/A | 0 | 0 | 57.3457 | 27.06 | 57.3457 | 339.3037 | 0 | 339.3037 | 102% | 5.9168 | 5.9168 | 0.29906 | 0.019938 | 1.0184 | Air Sealing Measures - Elect Res - MURB | 800.7551 | 45.087 | 153.5469 | 45.087 | 153.5469 | 2303.2041 | 271699.1739 | 45919.8526 | 225779.3213 | 5.9168 | 45919.8526 | 5.9168
Efficient Products Installation | Air Sealing Measures - Elect Res | New Equipment purchased and installed by customers | Res HVAC | ROB/NEW | 15 | N/A | 164.8 | 46.63 | N/A | N/A | 0 | 0 | 57.8159 | 28.56 | 57.8159 | 326.3472 | 0 | 326.3472 | 102% | 5.6446 | 5.6446 | 0.31419 | 0.020946 | 1.0601 | Air Sealing Measures - Elect Res | 800.7551 | 43.6694 | 147.3507 | 43.6694 | 147.3507 | 2210.2605 | 261324.1462 | 46296.3553 | 215027.7909 | 5.6446 | 46296.3553 | 5.6446
Efficient Products Installation | Air Sealing Measures - HP - MURB | New Equipment purchased and installed by customers | Res HVAC | ROB/NEW | 15 | N/A | 75.36 | 21.03 | N/A | N/A | 0 | 0 | 41.0953 | 27.06 | 41.0953 | 148.7301 | 0 | 148.7301 | 102% | 3.6191 | 3.6191 | 0.48838 | 0.032559 | 1.6708 | Air Sealing Measures - HP - MURB | 388.2449 | 9.549 | 32.6695 | 9.549 | 32.6695 | 490.0419 | 57743.6981 | 15955.0519 | 41788.6462 | 3.6191 | 15955.0519 | 3.6191
Efficient Products Installation | Air Sealing Measures - HP | New Equipment purchased and installed by customers | Res HVAC | ROB/NEW | 15 | N/A | 74.23 | 19.6236 | N/A | N/A | 0 | 0 | 42.3206 | 28.56 | 42.3206 | 144.6292 | 0 | 144.6292 | 102% | 3.4175 | 3.4175 | 0.5106 | 0.03404 | 1.8439 | Air Sealing Measures - HP | 388.2449 | 8.9104 | 32.1796 | 8.9104 | 32.1796 | 482.6939 | 56151.5474 | 16430.7737 | 39720.7737 | 3.4175 | 16430.7737 | 3.4175
Efficient Products Installation | Dimmer Switch | New Equipment purchased and installed by customers | Res Lighting | ROB/NEW | 10 | N/A | 13.668 | 1.6115 | N/A | N/A | 0 | 0 | 57.1376 | 53.082 | 57.1376 | 16.4364 | 0 | 16.4364 | 100% | 0.28766 | 0.28766 | 3.8188 | 0.38188 | 30.9213 | Dimmer Switch | 1307.9 | 2.4167 | 19.5693 | 2.4167 | 19.5693 | 195.6927 | 21497.1649 | 74730.325 | -53233.1601 | 0.28766 | 74730.325 | 0.28766
Efficient Products Installation | Faucet Aerators - MURB | New Equipment purchased and installed by customers | Res Domestic Hot Water (DHW) | ROB/NEW | 10 | N/A | 120.9 | 19.623 | N/A | N/A | 0 | 0 | 36.6329 | 22.34 | 36.6329 | 154.5181 | 0 | 154.5181 | 102% | 4.218 | 4.218 | 0.27136 | 0.027136 | 1.5961 | Faucet Aerators - MURB | 239 | 5.485 | 32.2641 | 5.485 | 32.2641 | 322.641 | 36929.83 | 8755.2581 | 28174.5719 | 4.218 | 8755.2581 | 4.218
Efficient Products Installation | Faucet Aerators | New Equipment purchased and installed by customers | Res Domestic Hot Water (DHW) | ROB/NEW | 10 | N/A | 95.79 | 15.531 | N/A | N/A | 0 | 0 | 33.8948 | 22.34 | 33.8948 | 122.408 | 0 | 122.408 | 102% | 3.6114 | 3.6114 | 0.3169 | 0.03169 | 1.866 | Faucet Aerators | 6672 | 121.1902 | 713.6274 | 121.1902 | 713.6274 | 7136.2737 | 816706.4334 | 226146.2908 | 590560.1426 | 3.6114 | 226146.2908 | 3.6114
Efficient Products Installation | Hot Water Tank Wrap - MURB | New Equipment purchased and installed by customers | Res Domestic Hot Water (DHW) | ROB/NEW | 7 | N/A | 57.23 | 9.3072 | N/A | N/A | 0 | 0 | 29.6416 | 23.66 | 29.6416 | 56.2744 | 0 | 56.2744 | 102% | 1.8985 | 1.8985 | 0.46386 | 0.066266 | 2.723 | Hot Water Tank Wrap - MURB | 169 | 1.8396 | 10.7996 | 1.8396 | 10.7996 | 75.5969 | 9510.3804 | 5009.4245 | 4500.9559 | 1.8985 | 5009.4245 | 1.8985
Efficient Products Installation | Hot Water Tank Wrap | New Equipment purchased and installed by customers | Res Domestic Hot Water (DHW) | ROB/NEW | 7 | N/A | 137.2647 | 22.3131 | N/A | N/A | 0 | 0 | 36.3516 | 23.66 | 36.3516 | 134.9653 | 0 | 134.9653 | 102% | 3.7128 | 3.7128 | 0.23718 | 0.033882 | 1.3929 | Hot Water Tank Wrap | 2378 | 62.0561 | 364.4735 | 62.0561 | 364.4735 | 2551.3148 | 320947.4656 | 86444.0917 | 234503.3739 | 3.7128 | 86444.0917 | 3.7128
Efficient Products Installation | Indoor motion sensor | New Equipment purchased and installed by customers | Res Lighting | ROB/NEW | 10 | N/A | 36.8232 | 0 | N/A | N/A | 0 | 0 | 53.2193 | 47.48 | 53.2193 | 39.4656 | 0 | 39.4656 | 100% | 0.74157 | 0.74157 | 1.3202 | 0.13202 | N/A | Indoor motion sensor | 1307.9 | 0 | 52.7219 | 0 | 52.7219 | 527.2192 | 51617.1002 | 69605.4765 | -17988.3763 | 0.74157 | 69605.4765 | 0.74157
Efficient Products Installation | LED - ENERGY STAR Fixture with Motion Sensor | Retrofit/Replacement | Res Lighting | RET | 9.7 | 1 | 137 | 22.2 | 27.4 | 8.805 | 0 | 0 | 91.3003 | 82.46 | 91.3003 | 55.3217 | 0 | 55.3217 | 102% | 0.60593 | 0.60593 | 0.59684 | 0.21783 | 3.5163 | LED - ENERGY STAR Fixture with Motion Sensor | 523.16 | 13.5831 | 80.0296 | 13.5831 | 80.0296 | 219.281 | 28942.0803 | 47764.6758 | -18822.5955 | 0.60593 | 47764.6758 | 0.60593
Efficient Products Installation | LED Nightlights - MURB | New Equipment purchased and installed by customers | Res Lighting | RET | 23 | 7.6667 | 24.1578 | 3.9388 | 24.1578 | 3.9388 | 0 | 0 | 8.0603 | 3.87 | 8.0603 | 46.872 | 0 | 46.872 | 86% | 5.8152 | 5.8152 | 0.35441 | 0.015409 | 2.0752 | LED Nightlights - MURB | 991 | 3.849 | 22.5385 | 3.849 | 22.5385 | 518.3861 | 46450.1052 | 7987.7648 | 38462.3405 | 5.8152 | 7987.7648 | 5.8152
Efficient Products Installation | LED Nightlights | New Equipment purchased and installed by customers | Res Lighting | RET | 23 | 7.6667 | 22.4526 | 3.6358 | 22.4526 | 3.6358 | 0 | 0 | 7.7738 | 3.87 | 7.7738 | 43.5121 | 0 | 43.5121 | 86% | 5.5973 | 5.5973 | 0.36777 | 0.01599 | 2.1682 | LED Nightlights | 9022 | 32.3453 | 190.7053 | 32.3453 | 190.7053 | 4386.2227 | 392565.7208 | 70135.2785 | 322430.4423 | 5.5973 | 70135.2785 | 5.5973
Efficient Products Installation | Low-flow showerhead - 1.0 gpm Reduction - MURB | Retrofit/Replacement | Res Domestic Hot Water (DHW) | ROB/NEW | 10 | N/A | 404.95 | 65.593 | N/A | N/A | 0 | 0 | 94.1473 | 50.12 | 94.1473 | 486.9343 | 0 | 486.9343 | 96% | 5.172 | 5.172 | 0.22123 | 0.022123 | 1.3039 | Low-flow showerhead - 1.0 gpm Reduction - MURB | 112 | 8.0865 | 47.6635 | 8.0865 | 47.6635 | 476.6348 | 54536.6376 | 10544.4931 | 43992.1445 | 5.172 | 10544.4931 | 5.172
Efficient Products Installation | Low-flow showerhead - 1.0 gpm Reduction | Retrofit/Replacement | Res Domestic Hot Water (DHW) | ROB/NEW | 10 | N/A | 355.11 | 57.494 | N/A | N/A | 0 | 0 | 89.0346 | 50.12 | 89.0346 | 426.9763 | 0 | 426.9763 | 96% | 4.7956 | 4.7956 | 0.23858 | 0.023858 | 1.4068 | Low-flow showerhead - 1.0 gpm Reduction | 2219 | 140.431 | 828.1072 | 140.431 | 828.1072 | 8281.0719 | 947460.4265 | 197567.7745 | 749892.652 | 4.7956 | 197567.7745 | 4.7956
Efficient Products Installation | Motion sensor with dimmer switch | New Equipment purchased and installed by customers | Res Lighting | ROB/NEW | 10 | N/A | 43.0944 | 0 | N/A | N/A | 0 | 0 | 63.8094 | 57.02 | 63.8094 | 46.1869 | 0 | 46.1869 | 100% | 0.72383 | 0.72383 | 1.3526 | 0.13526 | N/A | Motion sensor with dimmer switch | 130.79 | 0 | 6.1701 | 0 | 6.1701 | 61.7008 | 6040.7785 | 8345.6299 | -2304.8514 | 0.72383 | 8345.6299 | 0.72383
Efficient Products Installation | Outdoor motion sensor | New Equipment purchased and installed by customers | Res Lighting | ROB/NEW | 10 | N/A | 159 | 0 | N/A | N/A | 0 | 0 | 78.0455 | 60.49 | 78.0455 | 170.4098 | 0 | 170.4098 | 100% | 2.1835 | 2.1835 | 0.44839 | 0.044839 | N/A | Outdoor motion sensor | 130.79 | 0 | 22.765 | 0 | 22.765 | 227.6495 | 22287.9026 | 10207.5681 | 12080.3345 | 2.1835 | 10207.5681 | 2.1835
Efficient Products Installation | PAR20 7 W Replacing 50 W - MURB | Retrofit/Replacement | Res Lighting | ROB/NEW | 5.5 | N/A | 35.3192 | 5.7555 | N/A | N/A | 0 | 0 | 10.9403 | 8.51 | 10.9403 | 23.5108 | 0 | 23.5108 | 86% | 2.149 | 2.149 | 0.32902 | 0.059823 | 1.9276 | PAR20 7 W Replacing 50 W - MURB | 296 | 1.6799 | 9.8423 | 1.6799 | 9.8423 | 54.1326 | 6959.2052 | 3238.3248 | 3720.8804 | 2.149 | 3238.3248 | 2.149
Efficient Products Installation | PAR20 7 W Replacing 50 W | Retrofit/Replacement | Res Lighting | ROB/NEW | 5.5 | N/A | 32.8261 | 5.3129 | N/A | N/A | 0 | 0 | 10.7973 | 8.51 | 10.7973 | 21.8337 | 0 | 21.8337 | 86% | 2.0222 | 2.0222 | 0.34939 | 0.063525 | 2.0609 | PAR20 7 W Replacing 50 W | 4158 | 21.7835 | 128.4982 | 21.7835 | 128.4982 | 706.7402 | 90784.6128 | 44895.0829 | 45889.5299 | 2.0222 | 44895.0829 | 2.0222
Efficient Products Installation | PAR38 15 W Replacing 150 W | Retrofit/Replacement | Res Lighting | ROB/NEW | 6.8 | N/A | 102.9686 | 16.627 | N/A | N/A | 0 | 0 | 28.8504 | 20.73 | 28.8504 | 83.0753 | 0 | 83.0753 | 86% | 2.8795 | 2.8795 | 0.29762 | 0.043767 | 1.7596 | PAR38 15 W Replacing 150 W | 1912 | 31.3482 | 185.3473 | 31.3482 | 185.3473 | 1260.3616 | 158839.9169 | 55161.9501 | 103677.9668 | 2.8795 | 55161.9501 | 2.8795
Efficient Products Installation | Pipe Insulation - MURB | New Equipment purchased and installed by customers | Res Domestic Hot Water (DHW) | ROB/NEW | 15 | N/A | 6.731 | 1.0969 | N/A | N/A | 0 | 0 | 3.0765 | 1.96 | 3.0765 | 11.9445 | 0 | 11.9445 | 102% | 3.8825 | 3.8825 | 0.40934 | 0.02729 | 2.3979 | Pipe Insulation - MURB | 101 | 0.12957 | 0.7591 | 0.12957 | 0.7591 | 11.3864 | 1206.3912 | 310.7279 | 895.6633 | 3.8825 | 310.7279 | 3.8825
Efficient Products Installation | Pipe Insulation | New Equipment purchased and installed by customers | Res Domestic Hot Water (DHW) | ROB/NEW | 15 | N/A | 11.9812 | 1.9469 | N/A | N/A | 0 | 0 | 3.8701 | 1.96 | 3.8701 | 21.2514 | 0 | 21.2514 | 102% | 5.4911 | 5.4911 | 0.28929 | 0.019286 | 1.6996 | Pipe Insulation | 13272.4099 | 30.2207 | 177.5598 | 30.2207 | 177.5598 | 2663.3971 | 282057.641 | 51365.8919 | 230691.7491 | 5.4911 | 51365.8919 | 5.4911
Efficient Products Installation | Smart thermostats for central air source heat pump | Retrofit/Replacement | Res HVAC | ROB/NEW | 11 | N/A | 831 | 0 | N/A | N/A | 0 | 0 | 198.9187 | 109.56 | 198.9187 | 983.6987 | 0 | 983.6987 | 102% | 4.9452 | 4.9452 | 0.21438 | 0.019489 | N/A | Smart thermostats for central air source heat pump | 50 | 0 | 46.3945 | 0 | 46.3945 | 510.3393 | 49184.9355 | 9945.9373 | 39238.9982 | 4.9452 | 9945.9373 | 4.9452
Efficient Products Installation | Smart thermostats for electric baseboards | Retrofit/Replacement | Res HVAC | ROB/NEW | 11 | N/A | 418.6073 | 0 | N/A | N/A | 0 | 0 | 162.521 | 114.54 | 162.521 | 495.5276 | 0 | 495.5276 | 102% | 3.049 | 3.049 | 0.34771 | 0.03161 | N/A | Smart thermostats for electric baseboards | 2450 | 0 | 1145.1652 | 0 | 1145.1652 | 12596.8171 | 1214042.6047 | 398176.4983 | 815866.1064 | 3.049 | 398176.4983 | 3.049
Efficient Products Installation | Smart thermostats for mini-split heat pumps | New Equipment purchased and installed by customers | Res HVAC | ROB/NEW | 11 | N/A | 207.8191 | 0 | N/A | N/A | 0 | 0 | 123.8142 | 97.94 | 123.8142 | 246.0064 | 0 | 246.0064 | 102% | 1.9869 | 1.9869 | 0.53357 | 0.048507 | N/A | Smart thermostats for mini-split heat pumps | 262.5 | 0 | 60.913 | 0 | 60.913 | 670.043 | 64576.6886 | 32501.2165 | 32075.4721 | 1.9869 | 32501.2165 | 1.9869
Efficient Products Installation | Thermostatic Shower Valves -2.5gpm - MURB | Retrofit/Replacement | Res Other | ROB/NEW | 10 | N/A | 124.41 | 20.184 | N/A | N/A | 0 | 0 | 60.8067 | 45 | 60.8067 | 158.9838 | 0 | 158.9838 | 102% | 2.6146 | 2.6146 | 0.43773 | 0.043773 | 2.5758 | Thermostatic Shower Valves -2.5gpm - MURB | 832.3 | 19.6471 | 115.6193 | 19.6471 | 115.6193 | 1156.1934 | 132322.2014 | 50609.3911 | 81712.8103 | 2.6146 | 50609.3911 | 2.6146
Efficient Products Installation | Thermostatic Shower Valves -2.5gpm | Retrofit/Replacement | Res Other | ROB/NEW | 10 | N/A | 108.75 | 17.661 | N/A | N/A | 0 | 0 | 59.102 | 45 | 59.102 | 138.9922 | 0 | 138.9922 | 102% | 2.3517 | 2.3517 | 0.48672 | 0.048672 | 2.8612 | Thermostatic Shower Valves -2.5gpm | 832.3 | 17.1912 | 101.0659 | 17.1912 | 101.0659 | 1010.6585 | 115683.2377 | 49190.5738 | 66492.6639 | 2.3517 | 49190.5738 | 2.3517
Green Heat | ASHP and AWHP - Electrical | Retrofit/Replacement | Res HVAC | RET | 18 | 6 | 4165.6889 | 1327 | 4165.6889 | 1327 | 11752 | 1061.0526 | 137.9368 | 0 | 1198.9895 | 6337.0495 | 0 | 6337.0495 | 67% | 0.79097 | 5.2853 | 0.39243 | 0.021802 | 1.1761 | ASHP and AWHP - Electrical | 13 | 13.2526 | 39.7192 | 13.2526 | 39.7192 | 714.945 | 82381.6433 | 104153.0989 | -21771.4556 | 0.79097 | 15586.8632 | 5.2853
Green Heat | GSHP | Retrofit/Replacement | Res HVAC | RET | 25 | 8.3333 | 9973 | 7490 | 9973 | 7490 | 20592 | 1900 | 1261.1173 | 0 | 3161.1173 | 25671.3465 | 0 | 25671.3465 | 67% | 1.7049 | 8.121 | 0.43216 | 0.017287 | 0.54935 | GSHP | 2 | 11.508 | 14.6294 | 11.508 | 14.6294 | 365.7343 | 51342.693 | 30115.5145 | 21227.1785 | 1.7049 | 6322.2345 | 8.121
Green Heat | MSHP - Fully Electrical | Retrofit/Replacement | Res HVAC | RET | 18 | 6 | 2519.2 | 1912 | 2519.2 | 1912 | 5856 | 480 | 149.9626 | 0 | 629.9626 | 2216.557 | 0 | 2216.557 | 28% | 1.2385 | 3.5186 | 0.81584 | 0.045324 | 1.0262 | MSHP - Fully Electrical | 2460 | 1510.0557 | 1899.5508 | 1510.0557 | 1899.5508 | 34191.9137 | 5452730.2142 | 4402520.6858 | 1050209.5284 | 1.2385 | 1549707.8858 | 3.5186
Green Heat | MSHP - Mainly Electrical | Retrofit/Replacement | Res HVAC | RET | 18 | 6 | 857.6 | 2057.6 | 857.6 | 2057.6 | 5856 | 480 | 62.4 | 0 | 542.4 | 1534.2999 | 0 | 1534.2999 | 28% | 0.90143 | 2.8287 | 2.0634 | 0.11463 | 0.82105 | MSHP - Mainly Electrical | 589 | 389.0865 | 154.8293 | 389.0865 | 154.8293 | 2786.9278 | 903702.6443 | 1002525.12 | -98822.4757 | 0.90143 | 319473.6 | 2.8287
Green Heat | Pellet Boiler/Furnace (Electric Resistance) | Retrofit/Replacement | Res HVAC | RET | 18 | 6 | 13765 | 7750 | 13765 | 7750 | 7980 | 1200 | 792.836 | 0 | 1992.836 | 16120.8557 | 0 | 16120.8557 | 58% | 2.9736 | 8.0894 | 0.22802 | 0.012668 | 0.38664 | Pellet Boiler/Furnace (Electric Resistance) | 1 | 5.154 | 8.7398 | 5.154 | 8.7398 | 157.3156 | 16120.8557 | 5421.236 | 10699.6197 | 2.9736 | 1992.836 | 8.0894
Green Heat | Pellet Boiler/Furnace (Heat Pump) | Retrofit/Replacement | Res HVAC | RET | 18 | 6 | 6257 | 7750 | 6257 | 7750 | 7980 | 1200 | 510.7314 | 0 | 1710.7314 | 8979.6634 | 0 | 8979.6634 | 58% | 1.7473 | 5.249 | 0.43062 | 0.023923 | 0.33191 | Pellet Boiler/Furnace (Heat Pump) | 1 | 5.154 | 3.9727 | 5.154 | 3.9727 | 71.5092 | 8979.6634 | 5139.1314 | 3840.5321 | 1.7473 | 1710.7314 | 5.249
Green Heat | Pellet Stove (Electric Resistance) | Retrofit/Replacement | Res HVAC | RET | 18 | 6 | 8260.8961 | 4000 | 8260.8961 | 4000 | 4384 | 600 | 453.8794 | 0 | 1053.8794 | 9515.0039 | 0 | 9515.0039 | 58% | 3.1753 | 9.0286 | 0.20093 | 0.011163 | 0.39616 | Pellet Stove (Electric Resistance) | 70 | 186.2078 | 367.154 | 186.2078 | 367.154 | 6608.7727 | 666050.2701 | 209761.956 | 456288.3142 | 3.1753 | 73771.556 | 9.0286
Green Heat | Pellet Stove (Heat Pump) | Retrofit/Replacement | Res HVAC | RET | 18 | 6 | 4072 | 4000 | 4072 | 4000 | 4384 | 600 | 296.4863 | 0 | 896.4863 | 5530.7587 | 0 | 5530.7587 | 58% | 1.948 | 6.1694 | 0.34675 | 0.019264 | 0.33699 | Pellet Stove (Heat Pump) | 8 | 21.2809 | 20.6833 | 21.2809 | 20.6833 | 372.3003 | 44246.0698 | 22713.6505 | 21532.4193 | 1.948 | 7171.8905 | 6.1694
Green Heat | Residential DHW Timer | New Equipment purchased and installed by customers | Res HVAC | ROB/NEW | 15 | N/A | 0 | 500 | N/A | N/A | 200 | 20 | 35.8025 | 0 | 55.8025 | 840.4887 | 0 | 840.4887 | 100% | 3.5644 | 15.0618 | N/A | N/A | 0.097331 | Residential DHW Timer | 51 | 29.2383 | 0 | 29.2383 | 0 | 0 | 42864.9251 | 12025.93 | 30838.9951 | 3.5644 | 2845.93 | 15.0618
Green Heat | Residential ETS System (Central) | Retrofit/Replacement | Res HVAC | RET | 18 | 6 | 0 | 5000 | 0 | 5000 | 5000 | 2000 | 260 | 0 | 2260 | 9898.0869 | 0 | 9898.0869 | 100% | 1.8818 | 4.3797 | N/A | N/A | 0.39419 | Residential ETS System (Central) | 0 | 0 | 0 | 0 | 0 | 0 | 0 | 0 | 0 | N/A | 0 | N/A
Green Heat | Residential ETS System (Room) | Retrofit/Replacement | Res HVAC | RET | 18 | 6 | 0 | 2500 | 0 | 2500 | 2000 | 900 | 117 | 0 | 1017 | 4949.0434 | 0 | 4949.0434 | 100% | 2.3378 | 4.8663 | N/A | N/A | 0.35477 | Residential ETS System (Room) | 0 | 0 | 0 | 0 | 0 | 0 | 0 | 0 | 0 | N/A | 0 | N/A
Green Heat | Solar Domestic Hot Water | Retrofit/Replacement | Res Domestic Hot Water (DHW) | RET | 20 | 6.6667 | 2736 | 0 | 2736 | 0 | 3787 | 1000 | 238.7953 | 0 | 1238.7953 | 2754.0415 | 0 | 2754.0415 | 58% | 1.1309 | 2.2232 | 0.71312 | 0.035656 | N/A | Solar Domestic Hot Water | 3 | 0 | 5.2115 | 0 | 5.2115 | 104.2295 | 8262.1246 | 7305.7658 | 956.3588 | 1.1309 | 3716.3858 | 2.2232
Green Heat | Three Element Hot Water Heater | Retrofit/Replacement | Res Heating, Ventilation and Air-Conditioning | ROB/NEW | 10 | N/A | 0 | 406 | N/A | N/A | 300 | 400 | 60.3618 | 0 | 460.3618 | 211.6702 | 0 | 211.6702 | 47% | 1.0512 | 0.45979 | N/A | N/A | 2.104 | Three Element Hot Water Heater | 5 | 1.094 | 0 | 1.094 | 0 | 0 | 1058.3509 | 1006.8089 | 51.542 | 1.0512 | 2301.8089 | 0.45979
Green Heat | Wood Boiler/Furnace (Electric Resistance) | Retrofit/Replacement | Res HVAC | RET | 18 | 6 | 13804 | 7660 | 13804 | 7660 | 17533.8333 | 1200 | 912.4225 | 0 | 2112.4225 | 19148.0659 | 0 | 19148.0659 | 58% | 1.7278 | 9.0645 | 0.24102 | 0.01339 | 0.41466 | Wood Boiler/Furnace (Electric Resistance) | 1 | 5.0941 | 8.7645 | 5.0941 | 8.7645 | 157.7613 | 19148.0659 | 11082.0458 | 8066.0201 | 1.7278 | 2112.4225 | 9.0645
Green Heat | Wood Boiler/Furnace (Heat Pump) | Retrofit/Replacement | Res HVAC | RET | 18 | 6 | 6275 | 7660 | 6275 | 7660 | 17533.8333 | 1200 | 629.5288 | 0 | 1829.5288 | 11986.8996 | 0 | 11986.8996 | 58% | 1.11 | 6.5519 | 0.4592 | 0.025511 | 0.35913 | Wood Boiler/Furnace (Heat Pump) | 1 | 5.0941 | 3.9842 | 5.0941 | 3.9842 | 71.7149 | 11986.8996 | 10799.1521 | 1187.7475 | 1.11 | 1829.5288 | 6.5519
Green Heat | Wood Stove (Electric Resistance) | Retrofit/Replacement | Res HVAC | RET | 18 | 6 | 9473.4371 | 4000 | 9473.4371 | 4000 | 3545 | 600 | 572.2929 | 0 | 1172.2929 | 12512.5216 | 0 | 12512.5216 | 58% | 4.7605 | 10.6735 | 0.1949 | 0.010828 | 0.44067 | Wood Stove (Electric Resistance) | 146 | 388.3764 | 878.18 | 388.3764 | 878.18 | 15807.2401 | 1826828.1483 | 383745.3617 | 1443082.7867 | 4.7605 | 171154.7617 | 10.6735
Green Heat | Wood Stove (Heat Pump) | Retrofit/Replacement | Res HVAC | RET | 18 | 6 | 4747 | 4000 | 4747 | 4000 | 3545 | 600 | 394.7023 | 0 | 994.7023 | 8016.9973 | 0 | 8016.9973 | 58% | 3.2712 | 8.0597 | 0.33003 | 0.018335 | 0.37391 | Wood Stove (Heat Pump) | 55 | 146.3062 | 165.7697 | 146.3062 | 165.7697 | 2983.8538 | 440934.85 | 134794.1282 | 306140.7218 | 3.2712 | 54708.6282 | 8.0597
Home Energy Assessment | Heat Pump Water Heater | Retrofit/Replacement | Res Domestic Hot Water (DHW) | RET | 10 | 3.3333 | 1168 | 290 | 1168 | 290 | 2070.5656 | 400 | 52 | 0 | 452 | 1400.4176 | 0 | 1400.4176 | 89% | 0.73908 | 3.0983 | 0.3972 | 0.03972 | 1.5273 | Heat Pump Water Heater | 4 | 1.1837 | 4.5519 | 1.1837 | 4.5519 | 45.5185 | 5601.6702 | 7579.2134 | -1977.5432 | 0.73908 | 1808 | 3.0983
Home Energy Assessment | Residential ETS System (Central) | Retrofit/Replacement | Res HVAC | RET | 20 | 6.6667 | 0 | 5000 | 0 | 5000 | 5000 | 2100 | 376.4896 | 0 | 2476.4896 | 9597.0045 | 0 | 9597.0045 | 89% | 1.9884 | 3.8752 | N/A | N/A | 0.48534 | Residential ETS System (Central) | 8 | 40.819 | 0 | 40.819 | 0 | 0 | 76776.0357 | 38611.9169 | 38164.1189 | 1.9884 | 19811.9169 | 3.8752
Home Energy Assessment | Residential ETS System (Room) | Retrofit/Replacement | Res HVAC | RET | 20 | 6.6667 | 0 | 2500 | 0 | 2500 | 2000 | 582 | 127.4048 | 0 | 709.4048 | 4798.5022 | 0 | 4798.5022 | 89% | 2.5157 | 6.7641 | N/A | N/A | 0.27805 | Residential ETS System (Room) | 84 | 214.2995 | 0 | 214.2995 | 0 | 0 | 403074.1875 | 160222.0035 | 242852.184 | 2.5157 | 59590.0035 | 6.7641
Home Energy Assessment | Whole Home - Adjusted Incentive and Savings | Retrofit/Replacement | Res HVAC | RET | 20 | 6.6667 | 4817.6081 | 2182.3765 | 4817.6081 | 2182.3765 | 6057.268 | 1737.15 | 351.2435 | 0 | 2088.3935 | 11630.1393 | 0 | 11630.1393 | 89% | 2.0254 | 5.5689 | 0.44494 | 0.022247 | 0.93769 | Whole Home - Adjusted Incentive and Savings | 1827.113 | 4069.0875 | 8575.9454 | 4069.0875 | 8575.9454 | 171518.9085 | 21249579.0694 | 10491670.3321 | 10757908.7373 | 2.0254 | 3815730.9289 | 5.5689
Instant Savings | Clothes-line | New Equipment purchased and installed by customers | Res Other | ROB/NEW | 10 | N/A | 104 | 0 | N/A | N/A | 61.4161 | 5 | 7.4629 | 0 | 12.4629 | 111.463 | 0 | 111.463 | 100% | 1.6182 | 8.9436 | 0.10947 | 0.010947 | N/A | Clothes-line | 1062.8972 | 0 | 121.0096 | 0 | 121.0096 | 1210.0957 | 118473.7521 | 73211.2145 | 45262.5376 | 1.6182 | 13246.7341 | 8.9436
Instant Savings | Dehumidifier | New Equipment purchased and installed by customers | Res HVAC | ROB/NEW | 12 | N/A | 45.2 | 15.1 | N/A | N/A | 229.7557 | 30 | 15.3 | 0 | 45.3 | 76.684 | 0 | 76.684 | 100% | 0.31292 | 1.6928 | 0.91552 | 0.076293 | 2.6163 | Dehumidifier | 9400 | 162.7484 | 465.1161 | 162.7484 | 465.1161 | 5581.3936 | 720829.7481 | 2303523.3258 | -1582693.5777 | 0.31292 | 425820 | 1.6928
Instant Savings | Dimmer Switch | Retrofit/Replacement | Res Lighting | ROB/NEW | 10 | N/A | 13.668 | 1.6115 | N/A | N/A | 14.0906 | 2.98 | 2.2443 | 0 | 5.2243 | 16.4364 | 0 | 16.4364 | 100% | 1.0062 | 3.1462 | 0.34916 | 0.034916 | 2.8272 | Dimmer Switch | 11691.8693 | 21.6036 | 174.938 | 21.6036 | 174.938 | 1749.3795 | 192172.2173 | 190984.4171 | 1187.8002 | 1.0062 | 61081.2741 | 3.1462
Instant Savings | ECM Pool Pump | Retrofit/Replacement | Res HVAC | ROB/NEW | 10 | N/A | 530 | 0 | N/A | N/A | 313.7612 | 200 | 127.0367 | 0 | 327.0367 | 568.0328 | 0 | 568.0328 | 100% | 1.2886 | 1.7369 | 0.56368 | 0.056368 | N/A | ECM Pool Pump | 71 | 0 | 41.1936 | 0 | 41.1936 | 411.9356 | 40330.3281 | 31296.647 | 9033.681 | 1.2886 | 23219.6033 | 1.7369
Instant Savings | Efficient clothes washer | Retrofit/Replacement | Res Other | ROB/NEW | 14 | N/A | 165 | 22.8 | N/A | N/A | 269.7689 | 75 | 38.25 | 0 | 113.25 | 266.4062 | 0 | 266.4062 | 100% | 0.8649 | 2.3524 | 0.62699 | 0.044785 | 4.3318 | Efficient clothes washer | 3683 | 96.2828 | 665.2437 | 96.2828 | 665.2437 | 9313.412 | 981173.9064 | 1134433.7724 | -153259.866 | 0.8649 | 417099.75 | 2.3524
Instant Savings | Energy Star Dryer | Retrofit/Replacement | Res Other | ROB/NEW | 12 | N/A | 151 | 20.8 | N/A | N/A | 127.3333 | 75 | 47.7814 | 0 | 122.7814 | 216.2493 | 0 | 216.2493 | 100% | 1.2349 | 1.7613 | 0.74279 | 0.061899 | 5.148 | Energy Star Dryer | 4200 | 100.167 | 694.2587 | 100.167 | 694.2587 | 8331.1049 | 908247.059 | 735481.9822 | 172765.0768 | 1.2349 | 515681.9822 | 1.7613
Instant Savings | ENERGYSTAR Bathroom Exhaust Fans | Retrofit/Replacement | Res HVAC | ROB/NEW | 19 | N/A | 35.4077 | 4.042 | N/A | N/A | 31.5 | 10 | 8.1033 | 0 | 18.1033 | 68.1381 | 0 | 68.1381 | 100% | 1.7205 | 3.7639 | 0.46705 | 0.024582 | 3.906 | ENERGYSTAR Bathroom Exhaust Fans | 20 | 0.092691 | 0.77522 | 0.092691 | 0.77522 | 14.7291 | 1362.7623 | 792.0652 | 570.697 | 1.7205 | 362.0652 | 3.7639
Instant Savings | ENERGYSTAR Dishwasher | Retrofit/Replacement | Res Other | ROB/NEW | 10 | N/A | 30.9912 | 3.837 | N/A | N/A | 50 | 30 | 15.3 | 0 | 45.3 | 37.4714 | 0 | 37.4714 | 100% | 0.57383 | 0.82718 | 1.3353 | 0.13353 | 10.2961 | ENERGYSTAR Dishwasher | 389 | 1.7114 | 13.1972 | 1.7114 | 13.1972 | 131.9724 | 14576.3703 | 25401.7 | -10825.3297 | 0.57383 | 17621.7 | 0.82718
Instant Savings | ENERGYSTAR Range Hoods | Retrofit/Replacement | Res HVAC | ROB/NEW | 19 | N/A | 4.8941 | 26.8908 | N/A | N/A | 61.4161 | 10 | 7.6198 | 0 | 17.6198 | 63.9358 | 0 | 63.9358 | 100% | 0.92613 | 3.6286 | 3.2888 | 0.17309 | 0.57143 | ENERGYSTAR Range Hoods | 20 | 0.61666 | 0.10715 | 0.61666 | 0.10715 | 2.0359 | 1278.7166 | 1380.7166 | -102 | 0.92613 | 352.3952 | 3.6286
Instant Savings | Heat Pump Dryer (ventless) | Retrofit/Replacement | Res Other | ROB/NEW | 12 | N/A | 446 | 61.548 | N/A | N/A | 1095 | 150 | 76.5 | 0 | 226.5 | 638.8743 | 0 | 638.8743 | 100% | 0.54535 | 2.8206 | 0.46392 | 0.03866 | 3.2094 | Heat Pump Dryer (ventless) | 25 | 1.7643 | 12.2059 | 1.7643 | 12.2059 | 146.4709 | 15971.8569 | 29287.5 | -13315.6431 | 0.54535 | 5662.5 | 2.8206
Instant Savings | Heavy duty timer | Retrofit/Replacement | Res Other | ROB/NEW | 10 | N/A | 122 | 0 | N/A | N/A | 24.2842 | 10 | 10.8632 | 0 | 20.8632 | 130.7547 | 0 | 130.7547 | 100% | 3.7202 | 6.2673 | 0.15622 | 0.015622 | N/A | Heavy duty timer | 7971.7291 | 0 | 1064.6515 | 0 | 1064.6515 | 10646.5152 | 1042341.1841 | 280185.1501 | 762156.034 | 3.7202 | 166315.4364 | 6.2673
Instant Savings | Heat Pump Hot Water Heater | Retrofit/Replacement | Res Domestic Hot Water (DHW) | ROB/NEW | 10 | N/A | 1041 | 169 | N/A | N/A | 1618.785 | 400 | 204 | 0 | 604 | 1303.1681 | 0 | 1303.1681 | 100% | 0.71493 | 2.1576 | 0.53002 | 0.053002 | 3.1169 | Heat Pump Hot Water Heater | 100 | 19.3775 | 113.9583 | 19.3775 | 113.9583 | 1139.5827 | 130316.8138 | 182278.5 | -51961.6862 | 0.71493 | 60400 | 2.1576
Instant Savings | Indoor motion sensor | Retrofit/Replacement | Res Lighting | ROB/NEW | 10 | N/A | 36.8232 | 0 | N/A | N/A | 25.7038 | 5 | 4.2895 | 0 | 9.2895 | 39.4656 | 0 | 39.4656 | 100% | 1.3158 | 4.2484 | 0.23045 | 0.023045 | N/A | Indoor motion sensor | 252.8101 | 0 | 10.1909 | 0 | 10.1909 | 101.9087 | 9977.3105 | 7582.6035 | 2394.707 | 1.3158 | 2348.4771 | 4.2484
Instant Savings | LED - ENERGY STAR Fixture with Motion Sensor | Retrofit/Replacement | Res Lighting | RET | 9.7 | 1 | 137 | 22.2 | 27.4 | 8.805 | 46.6691 | 20 | 11.7778 | 0 | 31.7778 | 35.7964 | 0 | 35.7964 | 66% | 0.8407 | 1.1265 | 0.32105 | 0.11717 | 1.8914 | LED - ENERGY STAR Fixture with Motion Sensor | 577.9025 | 9.7088 | 57.2024 | 9.7088 | 57.2024 | 156.7346 | 20686.8121 | 24606.7386 | -3919.9264 | 0.8407 | 18364.4502 | 1.1265
Instant Savings | LED - ENERGY STAR Fixture without Motion Sensor | Retrofit/Replacement | Res Lighting | RET | 8.5 | 1 | 52.77 | 6.6332 | 10.554 | 1.4894 | 36.8852 | 12 | 6.12 | 0 | 18.12 | 11.6128 | 0 | 11.6128 | 66% | 0.38119 | 0.64088 | 0.47526 | 0.19011 | 3.6096 | LED - ENERGY STAR Fixture without Motion Sensor | 17956.6386 | 90.1372 | 684.6225 | 90.1372 | 684.6225 | 1711.5563 | 208526.8301 | 547034.9338 | -338508.1037 | 0.38119 | 325374.2916 | 0.64088
Instant Savings | LED - Other | Retrofit/Replacement | Res Lighting | RET | 5.5 | 1 | 37.474 | 4.5806 | 7.4948 | 0.51036 | 5.252 | 2 | 1.3631 | 0 | 3.3631 | 7.7832 | 0 | 7.7832 | 79% | 1.412 | 2.3143 | 0.10377 | 0.054617 | 0.8105 | LED - Other | 42000 | 174.2652 | 1361.1361 | 174.2652 | 1361.1361 | 2586.1586 | 326895.8178 | 231508.6193 | 95387.1984 | 1.412 | 141248.2906 | 2.3143
Instant Savings | LED - R, BR and Decorative | Retrofit/Replacement | Res Lighting | RET | 5.1 | 1 | 36.9 | 4.5125 | 7.38 | 0.47296 | 4.7473 | 1.86 | 1.2738 | 0 | 3.1338 | 7.3776 | 0 | 7.3776 | 79% | 1.4684 | 2.3542 | 0.098203 | 0.053957 | 0.76664 | LED - R, BR and Decorative | 12557.4219 | 51.3284 | 400.7274 | 51.3284 | 400.7274 | 729.3239 | 92643.2034 | 63090.3759 | 29552.8275 | 1.4684 | 39352.1257 | 2.3542
Instant Savings | LED - Recessed downlight | Retrofit/Replacement | Res Lighting | RET | 6 | 1 | 41.2452 | 4.8697 | 8.249 | 0.37397 | 17.1571 | 6 | 3.06 | 0 | 9.06 | 7.4034 | 0 | 7.4034 | 66% | 0.51471 | 0.81716 | 0.30403 | 0.15202 | 2.4584 | LED - Recessed downlight | 9098.2726 | 33.5284 | 271.1262 | 33.5284 | 271.1262 | 542.2523 | 67358.4642 | 130866.5476 | -63508.0835 | 0.51471 | 82430.3495 | 0.81716
Instant Savings | Motion sensor with dimmer switch | Retrofit/Replacement | Res Lighting | ROB/NEW | 10 | N/A | 43.0944 | 0 | N/A | N/A | 25.7038 | 5 | 4.5857 | 0 | 9.5857 | 46.1869 | 0 | 46.1869 | 100% | 1.5248 | 4.8183 | 0.2032 | 0.02032 | N/A | Motion sensor with dimmer switch | 12.8185 | 0 | 0.60472 | 0 | 0.60472 | 6.0472 | 592.048 | 388.2675 | 203.7806 | 1.5248 | 122.8751 | 4.8183
Instant Savings | Networked/ Connected - Indoor LED Lamp | Retrofit/Replacement | Res Lighting | ROB/NEW | 4 | N/A | 33 | 4.2959 | N/A | N/A | 65.2611 | 5 | 2.55 | 0 | 7.55 | 14.994 | 0 | 14.994 | 79% | 0.27712 | 1.986 | 0.26455 | 0.066139 | 1.9402 | Networked/ Connected - Indoor LED Lamp | 1878.8587 | 7.3111 | 53.6204 | 7.3111 | 53.6204 | 214.4817 | 28171.7004 | 101658.0345 | -73486.334 | 0.27712 | 14185.3832 | 1.986
Instant Savings | Outdoor motion sensor | Retrofit/Replacement | Res Lighting | ROB/NEW | 10 | N/A | 159 | 0 | N/A | N/A | 41.988 | 5 | 10.061 | 0 | 15.061 | 170.4098 | 0 | 170.4098 | 100% | 3.274 | 11.3146 | 0.08653 | 0.008653 | N/A | Outdoor motion sensor | 3500 | 0 | 609.2006 | 0 | 609.2006 | 6092.0055 | 596434.4292 | 182171.5113 | 414262.9178 | 3.274 | 52713.4996 | 11.3146
Instant Savings | Power bar with timer | Retrofit/Replacement | Res Other | ROB/NEW | 4 | N/A | 53.7 | 0 | N/A | N/A | 25.8 | 5 | 3.7922 | 0 | 8.7922 | 28.1826 | 0 | 28.1826 | 100% | 0.95237 | 3.2054 | 0.14957 | 0.037391 | N/A | Power bar with timer | 500 | 0 | 29.3927 | 0 | 29.3927 | 117.5708 | 14091.2899 | 14796.089 | -704.7991 | 0.95237 | 4396.089 | 3.2054
Instant Savings | Programmable thermostat | Retrofit/Replacement | Res HVAC | ROB/NEW | 10 | N/A | 221 | 0 | N/A | N/A | 14.8904 | 17.5 | 19.3648 | 0 | 36.8648 | 236.859 | 0 | 236.859 | 100% | 6.9145 | 6.4251 | 0.15238 | 0.015238 | N/A | Programmable thermostat | 6000 | 0 | 1451.5722 | 0 | 1451.5722 | 14515.722 | 1421153.7342 | 205531.5897 | 1215622.1445 | 6.9145 | 221188.9047 | 6.4251
Instant Savings | Room air purifier | Retrofit/Replacement | Res Other | ROB/NEW | 9 | N/A | 435 | 74.4 | N/A | N/A | 211.4564 | 60 | 52.6994 | 0 | 112.6994 | 501.3913 | 0 | 501.3913 | 100% | 1.8981 | 4.4489 | 0.23667 | 0.026297 | 1.321 | Room air purifier | 2766 | 235.9593 | 1317.154 | 235.9593 | 1317.154 | 11854.3859 | 1386848.2063 | 730654.9058 | 656193.3006 | 1.8981 | 311726.451 | 4.4489
Instant Savings | Room Air-Conditioner | Retrofit/Replacement | Res HVAC | ROB/NEW | 18 | N/A | 21.4954 | 100.9174 | N/A | N/A | 43 | 5 | 12.9091 | 0 | 17.9091 | 235.0283 | 0 | 235.0283 | 100% | 4.2038 | 13.1234 | 0.76109 | 0.042283 | 0.15477 | Room Air-Conditioner | 2.4 | 0.27771 | 0.056474 | 0.27771 | 0.056474 | 1.0165 | 564.068 | 134.1819 | 429.886 | 4.2038 | 42.9819 | 13.1234
Instant Savings | Smart power bar | Retrofit/Replacement | Res Other | ROB/NEW | 4 | N/A | 53.8 | 0 | N/A | N/A | 25.8 | 10 | 6.3445 | 0 | 16.3445 | 28.2351 | 0 | 28.2351 | 100% | 0.87838 | 1.7275 | 0.27752 | 0.069381 | N/A | Smart power bar | 37 | 0 | 2.1791 | 0 | 2.1791 | 8.7164 | 1044.6973 | 1189.3462 | -144.6489 | 0.87838 | 604.7462 | 1.7275
Instant Savings | Smart thermostats for electric baseboards | Retrofit/Replacement | Res HVAC | ROB/NEW | 10 | N/A | 348 | 0 | N/A | N/A | 151 | 30 | 31.7392 | 0 | 61.7392 | 372.9725 | 0 | 372.9725 | 100% | 2.041 | 6.0411 | 0.16207 | 0.016207 | N/A | Smart thermostats for electric baseboards | 150 | 0 | 57.1433 | 0 | 57.1433 | 571.4334 | 55945.871 | 27410.8754 | 28534.9956 | 2.041 | 9260.8754 | 6.0411
Instant Savings | Smart thermostats for mini-split heat pumps | Retrofit/Replacement | Res HVAC | ROB/NEW | 10 | N/A | 207.8191 | 0 | N/A | N/A | 166 | 30 | 25.1172 | 0 | 55.1172 | 222.7322 | 0 | 222.7322 | 100% | 1.1654 | 4.0411 | 0.24228 | 0.024228 | N/A | Smart thermostats for mini-split heat pumps | 8.5714 | 0 | 1.95 | 0 | 1.95 | 19.5 | 1909.1328 | 1638.1471 | 270.9857 | 1.1654 | 472.4328 | 4.0411
MHEEP | Clothes Dryer replacement (Low Income Only) | Retrofit/Replacement | Res Other | RET | 5 | 1.6667 | 252 | 34.8 | 252 | 34.8 | 0 | 0 | 953.5132 | 772.84 | 953.5132 | 175.5503 | 0 | 175.5503 | 100% | 0.18411 | 0.18411 | 3.4565 | 0.6913 | 23.8954 | Clothes Dryer replacement (Low Income Only) | 33.64 | 1.3423 | 9.2801 | 1.3423 | 9.2801 | 46.4004 | 5905.5151 | 32076.1906 | -26170.6755 | 0.18411 | 32076.1906 | 0.18411
MHEEP | Drain Water Heat Recovery | Retrofit/Replacement | Res Domestic Hot Water (DHW) | RET | 20 | 6.6667 | 805 | 130.41 | 805 | 130.41 | 0 | 0 | 1468.3485 | 900 | 1468.3485 | 1678.3294 | 0 | 1678.3294 | 100% | 1.143 | 1.143 | 1.6663 | 0.083313 | 9.8194 | Drain Water Heat Recovery | 0.90975 | 0.13603 | 0.8017 | 0.13603 | 0.8017 | 16.0341 | 1526.8617 | 1335.8314 | 191.0303 | 1.143 | 1335.8314 | 1.143
MHEEP | Freezer replacement (Low income only) | Retrofit/Replacement | Res Refrigeration | RET | 4 | 1.3333 | 1358 | 193.062 | 1358 | 193.062 | 0 | 0 | 944.9211 | 642.81 | 944.9211 | 787.3426 | 0 | 787.3426 | 100% | 0.83324 | 0.83324 | 0.63563 | 0.15891 | 4.2684 | Freezer replacement (Low income only) | 19.688 | 4.3582 | 29.2682 | 4.3582 | 29.2682 | 117.0729 | 15501.2013 | 18603.6057 | -3102.4044 | 0.83324 | 18603.6057 | 0.83324
MHEEP | Refrigerator replacement (Low income only) | Retrofit/Replacement | Res Refrigeration | RET | 5 | 1.6667 | 678 | 97.29 | 678 | 97.29 | 0 | 0 | 1138.9864 | 870.11 | 1138.9864 | 474.1519 | 0 | 474.1519 | 100% | 0.41629 | 0.41629 | 1.5346 | 0.30692 | 10.2098 | Refrigerator replacement (Low income only) | 5.778 | 0.64455 | 4.2885 | 0.64455 | 4.2885 | 21.4423 | 2739.6495 | 6581.0634 | -3841.4139 | 0.41629 | 6581.0634 | 0.41629
MHEEP | Whole Home First Nations Retrofit | Retrofit/Replacement | Res HVAC | RET | 20 | 6.6667 | 3667 | 1037.761 | 3667 | 1037.761 | 0 | 0 | 9299.5769 | 6103.3548 | 9299.5769 | 8602.1714 | 0 | 8602.1714 | 100% | 0.92501 | 0.92501 | 2.3167 | 0.11583 | 7.8151 | Whole Home First Nations Retrofit | 118.0463 | 140.4629 | 473.8689 | 140.4629 | 473.8689 | 9477.3784 | 1015454.0714 | 1097780.183 | -82326.1116 | 0.92501 | 1097780.183 | 0.92501
MHEEP | Dehumidifier replacement (Low income only) | Retrofit/Replacement | Res Other | RET | 5 | 1.6667 | 636 | 213 | 636 | 213 | 0 | 0 | 586.9991 | 392.63 | 586.9991 | 505.8847 | 0 | 505.8847 | 100% | 0.86182 | 0.86182 | 0.84312 | 0.16862 | 2.4034 | Dehumidifier replacement (Low income only) | 35 | 8.5479 | 24.368 | 8.5479 | 24.368 | 121.8401 | 17705.9644 | 20544.9691 | -2839.0047 | 0.86182 | 20544.9691 | 0.86182
MHEEP | Clothes Washer replacement (Low income only) | Retrofit/Replacement | Res Other | RET | 11 | 3.6667 | 165 | 22.77 | 165 | 22.77 | 0 | 0 | 1245.6038 | 1003.06 | 1245.6038 | 219.4799 | 0 | 219.4799 | 100% | 0.1762 | 0.1762 | 6.8961 | 0.62692 | 47.7071 | Clothes Washer replacement (Low income only) | 35 | 0.91378 | 6.3219 | 0.91378 | 6.3219 | 69.5408 | 7681.7957 | 43596.1326 | -35914.3369 | 0.1762 | 43596.1326 | 0.1762
New Home Construction | Whole Home - tier 0 - Attached/Semi-Attached | New Building/Refurb | Res HVAC | ROB/NEW | 30 | N/A | 0 | 2700 | N/A | N/A | 1490 | 162.3648 | 349.3758 | 0 | 511.7406 | 6700.3613 | 0 | 6700.3613 | 88% | 4.035 | 13.0933 | N/A | N/A | 0.18783 | Whole Home - tier 0 - Attached/Semi-Attached | 6.7445 | 18.3741 | 0 | 18.3741 | 0 | 0 | 45190.3644 | 11199.6983 | 33990.6661 | 4.035 | 3451.4176 | 13.0933
New Home Construction | Whole Home - tier 0 - Detached | New Building/Refurb | Res HVAC | ROB/NEW | 30 | N/A | 386 | 2800 | N/A | N/A | 1490 | 162.3648 | 398.8793 | 0 | 561.2442 | 7667.7273 | 0 | 7667.7273 | 88% | 4.4838 | 13.662 | 1.5094 | 0.050312 | 0.19864 | Whole Home - tier 0 - Detached | 34.5654 | 97.6549 | 12.8531 | 97.6549 | 12.8531 | 385.5918 | 265038.0038 | 59109.5631 | 205928.4408 | 4.4838 | 19399.6245 | 13.662
New Home Construction | Whole home - tier 1 - Attached/Semi-Attached | New Building/Refurb | Res HVAC | ROB/NEW | 30 | N/A | 351 | 2800 | N/A | N/A | 3175 | 1162.3648 | 435.5422 | 0 | 1597.907 | 7602.5145 | 0 | 7602.5145 | 88% | 2.3541 | 4.7578 | 4.7257 | 0.15752 | 0.56556 | Whole home - tier 1 - Attached/Semi-Attached | 94.8441 | 267.9556 | 32.0697 | 267.9556 | 32.0697 | 962.0914 | 721053.374 | 306302.9046 | 414750.4694 | 2.3541 | 151551.9929 | 4.7578
New Home Construction | Whole home - tier 1 - Detached | New Building/Refurb | Res HVAC | ROB/NEW | 30 | N/A | 803 | 2900 | N/A | N/A | 3175 | 1162.3648 | 491.3387 | 0 | 1653.7035 | 8692.8533 | 0 | 8692.8533 | 88% | 2.646 | 5.2566 | 2.1378 | 0.07126 | 0.56512 | Whole home - tier 1 - Detached | 236.0563 | 690.7299 | 182.6035 | 690.7299 | 182.6035 | 5478.1038 | 2052003.1208 | 775525.0124 | 1276478.1084 | 2.646 | 390367.1877 | 5.2566
New Home Construction | Whole home - tier 2 - Attached/Semi-Attached | New Building/Refurb | Res HVAC | ROB/NEW | 30 | N/A | 3017 | 3500 | N/A | N/A | 4805 | 2216.4864 | 820.7993 | 0 | 3037.2857 | 14307.0007 | 0 | 14307.0007 | 88% | 2.8335 | 4.7105 | 1.045 | 0.034835 | 0.86001 | Whole home - tier 2 - Attached/Semi-Attached | 12.2243 | 43.1706 | 35.5287 | 43.1706 | 35.5287 | 1065.8596 | 174893.7273 | 61723.1597 | 113170.5676 | 2.8335 | 37128.832 | 4.7105
New Home Construction | Whole home - tier 2 - Detached | New Building/Refurb | Res HVAC | ROB/NEW | 30 | N/A | 4996 | 4100 | N/A | N/A | 4805 | 5216.4864 | 1205.6884 | 0 | 6422.1748 | 19483.2903 | 0 | 19483.2903 | 88% | 3.5854 | 3.0338 | 1.3344 | 0.04448 | 1.5523 | Whole home - tier 2 - Detached | 11.3813 | 47.0836 | 54.7762 | 47.0836 | 54.7762 | 1643.2849 | 221744.9331 | 61846.9232 | 159898.0099 | 3.5854 | 73092.6192 | 3.0338
New Home Construction | Whole home - tier 3 - Attached/Semi-Attached | New Building/Refurb | Res HVAC | ROB/NEW | 36 | N/A | 4067 | 3800 | N/A | N/A | 10920 | 3324.7296 | 1081.6444 | 0 | 4406.374 | 18538.0022 | 0 | 18538.0022 | 88% | 1.7339 | 4.2071 | 1.1247 | 0.031241 | 1.1492 | Whole home - tier 3 - Attached/Semi-Attached | 10.9598 | 42.0222 | 42.9391 | 42.0222 | 42.9391 | 1545.8076 | 203172.0281 | 117173.4567 | 85998.5714 | 1.7339 | 48292.7951 | 4.2071
New Home Construction | Whole home - tier 3 - Detached | New Building/Refurb | Res HVAC | ROB/NEW | 36 | N/A | 5193 | 4100 | N/A | N/A | 10920 | 7324.7296 | 1399.2216 | 0 | 8723.9513 | 21617.2749 | 0 | 21617.2749 | 88% | 1.9636 | 2.4779 | 1.7439 | 0.048442 | 2.1087 | Whole home - tier 3 - Detached | 12.2243 | 50.5713 | 61.1536 | 50.5713 | 61.1536 | 2201.5282 | 264257.0493 | 134575.6455 | 129681.4038 | 1.9636 | 106644.5996 | 2.4779
Residential Behaviour | Home Energy Report | Retrofit/Replacement | Res Other | ROB/NEW | 1 | N/A | 207 | 0 | N/A | N/A | 11.51 | 11.5057 | 18.5226 | 0 | 30.0283 | 28.4474 | 0 | 28.4474 | 100% | 0.94722 | 0.94735 | 0.13252 | 0.13252 | N/A | Home Energy Report | 38195.3107 | 0 | 8655.1682 | 0 | 8655.1682 | 8655.1682 | 1086557.2509 | 1147104.5697 | -60547.3188 | 0.94722 | 1146939.8934 | 0.94735
SEM | Strategic Energy Management | Retrofit/Replacement | BNI Energy Management | ROB/NEW | 1.88 | N/A | 1000000 | 108018.8679 | N/A | N/A | 158840 | 212845.6 | 157003.3039 | 0 | 369848.9039 | 275440.6809 | 0 | 275440.6809 | 100% | 0.87208 | 0.74474 | 0.34803 | 0.18512 | 3.2031 | Strategic Energy Management | 2.5 | 288.6804 | 2656.75 | 288.6804 | 2656.75 | 4994.69 | 688601.7023 | 789608.2597 | -101006.5574 | 0.87208 | 924622.2597 | 0.74474
Small Business Energy Solutions | Cold Climate Air-Source Ductless Heat Pump (24kBTU/hr) (Commercial) | Retrofit/Replacement | BNI HVAC | ROB/NEW | 18 | N/A | 9688.757 | 3510.8929 | N/A | N/A | 6884.08 | 1479.3798 | 2101.5978 | 0 | 3580.9776 | 20370.7435 | 0 | 20370.7435 | 93% | 2.3955 | 5.6886 | 0.37397 | 0.020776 | 1.026 | Cold Climate Air-Source Ductless Heat Pump (24kBTU/hr) (Commercial) | 165.9561 | 579.2571 | 1589.1132 | 579.2571 | 1589.1132 | 28604.038 | 3380648.5785 | 1411255.9559 | 1969392.6226 | 2.3955 | 594284.9839 | 5.6886
Small Business Energy Solutions | Downlight Luminaire (1200 lumen) | Retrofit/Replacement | BNI Lighting | RET | 11.6 | 1 | 243.1864 | 52.5492 | 243.1864 | 52.5492 | 63.0681 | 19.7251 | 33.2152 | 0 | 52.9403 | 325.3593 | 0 | 325.3593 | 93% | 3.5416 | 6.1458 | 0.22027 | 0.018989 | 1.0134 | Downlight Luminaire (1200 lumen) | 93.6466 | 4.8924 | 22.5074 | 4.8924 | 22.5074 | 261.0858 | 30468.8086 | 8603.1747 | 21865.6339 | 3.5416 | 4957.6766 | 6.1458
Small Business Energy Solutions | Downlight Luminaire (3000 lumen) | Retrofit/Replacement | BNI Lighting | RET | 11.6 | 1 | 458.7368 | 99.1266 | 458.7368 | 99.1266 | 156.9946 | 29.5876 | 61.9699 | 0 | 91.5575 | 613.7444 | 0 | 613.7444 | 93% | 2.9511 | 6.7034 | 0.20195 | 0.017409 | 0.9291 | Downlight Luminaire (3000 lumen) | 22.5226 | 2.2196 | 10.2112 | 2.2196 | 10.2112 | 118.4497 | 13823.1251 | 4684.1365 | 9138.9886 | 2.9511 | 2062.113 | 6.7034
Small Business Energy Solutions | Downlight Luminaire (800 lumen) | Retrofit/Replacement | BNI Lighting | RET | 11.6 | 1 | 141.3969 | 30.5539 | 141.3969 | 30.5539 | 41.8652 | 36.9845 | 21.6089 | 0 | 58.5934 | 189.175 | 0 | 189.175 | 93% | 3.1246 | 3.2286 | 0.41929 | 0.036146 | 1.929 | Downlight Luminaire (800 lumen) | 521.5762 | 15.8433 | 72.8872 | 15.8433 | 72.8872 | 845.4917 | 98669.2048 | 31578.0599 | 67091.1449 | 3.1246 | 30560.8989 | 3.2286
Small Business Energy Solutions | Flood Luminaire (10000 lumen) | Retrofit/Replacement | BNI Lighting | ROB/NEW | 17.1 | N/A | 874.9488 | 195.7648 | N/A | N/A | 280.098 | 147.938 | 165.7585 | 0 | 313.6965 | 1577.5834 | 0 | 1577.5834 | 93% | 3.7011 | 5.029 | 0.36277 | 0.021215 | 1.6119 | Flood Luminaire (10000 lumen) | 94.832 | 18.4565 | 82.0033 | 18.4565 | 82.0033 | 1402.2566 | 149605.4515 | 40422.1255 | 109183.326 | 3.7011 | 29748.4798 | 5.029
Small Business Energy Solutions | Flood Luminaire (48000 lumen) | Retrofit/Replacement | BNI Lighting | ROB/NEW | 17.1 | N/A | 2728.1268 | 622.86 | N/A | N/A | 1764.378 | 493.1266 | 521.6852 | 0 | 1014.8118 | 4939.4269 | 0 | 4939.4269 | 93% | 2.2841 | 4.8673 | 0.37638 | 0.022011 | 1.6389 | Flood Luminaire (48000 lumen) | 3.5562 | 2.2021 | 9.5884 | 2.2021 | 9.5884 | 163.961 | 17565.5977 | 7690.4875 | 9875.1101 | 2.2841 | 3608.8752 | 4.8673
Small Business Energy Solutions | Four Pin Replacement Lamps for CFLs | Retrofit/Replacement | BNI Lighting | ROB/NEW | 11.6 | N/A | 27.3583 | 5.9118 | N/A | N/A | 21.672 | 12.3282 | 4.6465 | 0 | 16.9747 | 36.6027 | 0 | 36.6027 | 93% | 1.4758 | 2.1563 | 0.6278 | 0.05412 | 2.8883 | Four Pin Replacement Lamps for CFLs | 55.7138 | 0.32745 | 1.5064 | 0.32745 | 1.5064 | 17.4745 | 2039.2773 | 1381.7846 | 657.4928 | 1.4758 | 945.7239 | 2.1563
Small Business Energy Solutions | Fuel Pump Canopy Luminaire ( 5000 lumen) | Retrofit/Replacement | BNI Lighting | ROB/NEW | 11.4 | N/A | 1083.5244 | 242.4324 | N/A | N/A | 354.046 | 197.2506 | 156.6333 | 0 | 353.8839 | 1437.2213 | 0 | 1437.2213 | 93% | 2.9579 | 4.0613 | 0.33047 | 0.028988 | 1.4684 | Fuel Pump Canopy Luminaire ( 5000 lumen) | 55.7138 | 13.4281 | 59.6617 | 13.4281 | 59.6617 | 680.1429 | 80073.0969 | 27071.1277 | 53001.9692 | 2.9579 | 19716.2267 | 4.0613
Small Business Energy Solutions | General Use Lamp (A-Series) | Retrofit/Replacement | BNI Lighting | RET | 11.6 | 3.8667 | 136.8475 | 20.9784 | 42.8925 | 6.5753 | 8.5219 | 3.6984 | 10.2129 | 0 | 13.9113 | 102.2445 | 0 | 102.2445 | 93% | 5.637 | 7.3497 | 0.10286 | 0.016351 | 0.66705 | General Use Lamp (A-Series) | 785.2093 | 16.3764 | 106.1979 | 16.3764 | 106.1979 | 668.0429 | 80283.3335 | 14242.3195 | 66041.0139 | 5.637 | 10923.3137 | 7.3497
Small Business Energy Solutions | Glass Door Refrigerator (full size - 38 cu ft) | Retrofit/Replacement | BNI Cooking and Laundry | ROB/NEW | 12 | N/A | 949 | 108 | N/A | N/A | 0 | 281.0822 | 140.6908 | 0 | 421.773 | 1194.1606 | 0 | 1194.1606 | 93% | 8.4878 | 2.8313 | 0.4497 | 0.037475 | 3.9284 | Glass Door Refrigerator (full size - 38 cu ft) | 2.3708 | 0.25455 | 2.2236 | 0.25455 | 2.2236 | 26.6831 | 2831.1172 | 333.5499 | 2497.5673 | 8.4878 | 999.9398 | 2.8313
Small Business Energy Solutions | Ground Source Heat Pump (60kBTU/hr) (closed loop) | Retrofit/Replacement | BNI HVAC | ROB/NEW | 25 | N/A | 29037.099 | 54081 | N/A | N/A | 13762.98 | 7396.8991 | 17034.3227 | 0 | 24431.2218 | 169392.1477 | 0 | 169392.1477 | 93% | 5.6778 | 6.9334 | 0.85133 | 0.034053 | 0.45442 | Ground Source Heat Pump (60kBTU/hr) (closed loop) | 2.3708 | 127.4678 | 68.0365 | 127.4678 | 68.0365 | 1700.9125 | 401595.0788 | 70730.227 | 330864.8518 | 5.6778 | 57921.5659 | 6.9334
Small Business Energy Solutions | Heat Pump Water Heater (40 gal) | Retrofit/Replacement | BNI Domestic Hot Water (DHW) | ROB/NEW | 10 | N/A | 4925.501 | 1214.6285 | N/A | N/A | 1012.13 | 1479.3798 | 706.5691 | 0 | 2185.9489 | 5934.1459 | 0 | 5934.1459 | 93% | 3.6011 | 2.7147 | 0.44905 | 0.044905 | 1.8103 | Heat Pump Water Heater (40 gal) | 3.5562 | 4.2943 | 17.3113 | 4.2943 | 17.3113 | 173.1133 | 21103.0188 | 5860.0866 | 15242.9322 | 3.6011 | 7773.6748 | 2.7147
Small Business Energy Solutions | Heat Pump Water Heater (60 gal) | Retrofit/Replacement | BNI Domestic Hot Water (DHW) | ROB/NEW | 10 | N/A | 7541.271 | 1859.6774 | N/A | N/A | 1112.13 | 1725.9431 | 1033.2867 | 0 | 2759.2298 | 9085.5737 | 0 | 9085.5737 | 93% | 4.3943 | 3.2928 | 0.37021 | 0.037021 | 1.4925 | Heat Pump Water Heater (60 gal) | 3.5562 | 6.5748 | 26.5048 | 6.5748 | 26.5048 | 265.048 | 32310.1312 | 7352.687 | 24957.4443 | 4.3943 | 9812.3773 | 3.2928
Small Business Energy Solutions | Heat Reclaimer Unit (Agriculture) | New Equipment purchased and installed by customers | BNI Process | ROB/NEW | 15 | N/A | 9800.851 | 2819 | N/A | N/A | 4625.74 | 3082.0413 | 1927.7171 | 0 | 5009.7584 | 17078.6432 | 0 | 17078.6432 | 93% | 2.7415 | 3.4091 | 0.5172 | 0.03448 | 1.7877 | Heat Reclaimer Unit (Agriculture) | 2.3708 | 6.6443 | 22.9643 | 6.6443 | 22.9643 | 344.464 | 40490.0649 | 14769.2731 | 25720.7918 | 2.7415 | 11877.1403 | 3.4091
Small Business Energy Solutions | High Bay Luminaire (15 000 lumen) | Retrofit/Replacement | BNI Lighting | ROB/NEW | 22.3 | N/A | 255.3125 | 39.1387 | N/A | N/A | 172.62 | 160.2661 | 63.0102 | 0 | 223.2763 | 502.7993 | 0 | 502.7993 | 93% | 2.2492 | 2.2519 | 0.88487 | 0.03968 | 5.7385 | High Bay Luminaire (15 000 lumen) | 3651.0336 | 142.0638 | 921.2586 | 142.0638 | 921.2586 | 20544.0659 | 1835737.1492 | 816176.7232 | 1019560.426 | 2.2492 | 815189.2924 | 2.2519
Small Business Energy Solutions | High Bay Luminaire (35 000 lumen) | Retrofit/Replacement | BNI Lighting | ROB/NEW | 22.3 | N/A | 595.7155 | 91.3217 | N/A | N/A | 343.14 | 431.4858 | 152.1989 | 0 | 583.6847 | 1173.1716 | 0 | 1173.1716 | 93% | 2.4891 | 2.0099 | 0.99139 | 0.044457 | 6.4293 | High Bay Luminaire (35 000 lumen) | 109.0568 | 9.9012 | 64.2075 | 9.9012 | 64.2075 | 1431.8264 | 127942.392 | 51400.5796 | 76541.8124 | 2.4891 | 63654.8158 | 2.0099
Small Business Energy Solutions | High Volume Low Speed Fan (Agriculture) (24 foot) | Retrofit/Replacement | BNI Process | ROB/NEW | 15 | N/A | 16086.432 | 4615 | N/A | N/A | 4426.24 | 4931.2661 | 3150.8784 | 0 | 8082.1445 | 28014.3332 | 0 | 28014.3332 | 93% | 3.8549 | 3.4662 | 0.50836 | 0.033891 | 1.7616 | High Volume Low Speed Fan (Agriculture) (24 foot) | 2.3708 | 10.8775 | 37.6919 | 10.8775 | 37.6919 | 565.3791 | 66416.4101 | 17229.2788 | 49187.1313 | 3.8549 | 19161.1565 | 3.4662
Small Business Energy Solutions | Horticultural Lighting - blended lamps and baselines | Retrofit/Replacement | BNI Lighting | ROB/NEW | 9.5 | N/A | 2112.6 | 380 | N/A | N/A | 1300 | 500.8554 | 267.8727 | 0 | 768.7282 | 2305.6246 | 0 | 2305.6246 | 93% | 1.5612 | 2.9993 | 0.36818 | 0.038756 | 2.0349 | Horticultural Lighting - blended lamps and baselines | 47.416 | 17.913 | 99.0002 | 17.913 | 99.0002 | 940.5018 | 109323.5459 | 70027.4286 | 39296.1173 | 1.5612 | 36450.0305 | 2.9993
Small Business Energy Solutions | LED Replacement Lamps for HID (10000 lumen) | Retrofit/Replacement | BNI Lighting | ROB/NEW | 11.4 | N/A | 172.7305 | 37.3247 | N/A | N/A | 99.75 | 147.938 | 35.3127 | 0 | 183.2507 | 227.6513 | 0 | 227.6513 | 93% | 1.7774 | 1.2423 | 1.0735 | 0.094163 | 4.9387 | LED Replacement Lamps for HID (10000 lumen) | 111.4276 | 4.1348 | 19.022 | 4.1348 | 19.022 | 216.8505 | 25366.6522 | 14271.674 | 11094.9781 | 1.7774 | 20419.1912 | 1.2423
Small Business Energy Solutions | LED Replacement Lamps for HID (4000 lumen) | Retrofit/Replacement | BNI Lighting | ROB/NEW | 11.4 | N/A | 69.1005 | 14.9317 | N/A | N/A | 100.8 | 49.3127 | 4.4381 | 0 | 53.7508 | 91.0715 | 0 | 91.0715 | 93% | 0.92758 | 1.6943 | 0.78706 | 0.069041 | 3.6211 | LED Replacement Lamps for HID (4000 lumen) | 36.7474 | 0.5455 | 2.5096 | 0.5455 | 2.5096 | 28.6092 | 3346.6407 | 3607.9399 | -261.2992 | 0.92758 | 1975.203 | 1.6943
Small Business Energy Solutions | LED Troffer (1x4) | Retrofit/Replacement | BNI Lighting | RET | 20.9 | 6.9667 | 179.9017 | 38.8742 | 179.9017 | 38.8742 | 138.8253 | 36.9845 | 38.4807 | 0 | 75.4652 | 363.7752 | 0 | 363.7752 | 93% | 2.1706 | 4.8204 | 0.42444 | 0.020308 | 1.9527 | LED Troffer (1x4) | 130.3941 | 5.0394 | 23.1839 | 5.0394 | 23.1839 | 484.5437 | 47434.1279 | 21852.5083 | 25581.6196 | 2.1706 | 9840.2153 | 4.8204
Small Business Energy Solutions | LED Troffer (4x2) | Retrofit/Replacement | BNI Lighting | RET | 20.9 | 6.9667 | 230.0263 | 35.2624 | 230.0263 | 35.2624 | 325.3139 | 18.9664 | 43.9545 | 0 | 62.9209 | 437.2032 | 0 | 437.2032 | 93% | 1.2618 | 6.9485 | 0.27677 | 0.013243 | 1.7949 | LED Troffer (4x2) | 4267.4419 | 149.6031 | 970.1499 | 149.6031 | 970.1499 | 20276.1323 | 1865739.1891 | 1478653.4926 | 387085.6965 | 1.2618 | 268511.4726 | 6.9485
Small Business Energy Solutions | LED Wall Sconce (1200 lumen) | Retrofit/Replacement | BNI Lighting | RET | 11.6 | 1 | 243.1864 | 52.5492 | 243.1864 | 52.5492 | 11.6271 | 44.3814 | 35.4343 | 0 | 79.8157 | 325.3593 | 0 | 325.3593 | 93% | 7.0352 | 4.0764 | 0.33209 | 0.028628 | 1.5279 | LED Wall Sconce (1200 lumen) | 28.4496 | 1.4863 | 6.8377 | 1.4863 | 6.8377 | 79.3172 | 9256.3469 | 1315.722 | 7940.6249 | 7.0352 | 2270.7243 | 4.0764
Small Business Energy Solutions | Linear Ambient Luminaire (10000 lumen) | Retrofit/Replacement | BNI Lighting | ROB/NEW | 11.6 | N/A | 468.5734 | 101.2522 | N/A | N/A | 217.98 | 123.2817 | 71.674 | 0 | 194.9557 | 626.9047 | 0 | 626.9047 | 93% | 2.2847 | 3.2156 | 0.42098 | 0.036292 | 1.9368 | Linear Ambient Luminaire (10000 lumen) | 93.6466 | 9.4266 | 43.3674 | 9.4266 | 43.3674 | 503.0619 | 58707.5208 | 25696.2107 | 33011.3101 | 2.2847 | 18256.9451 | 3.2156
Small Business Energy Solutions | Linear Ambient Luminaire (2000 lumen) | Retrofit/Replacement | BNI Lighting | ROB/NEW | 11.6 | N/A | 50.1984 | 10.8472 | N/A | N/A | 12.6 | 24.6563 | 8.7089 | 0 | 33.3652 | 67.1604 | 0 | 67.1604 | 93% | 3.2878 | 2.0129 | 0.67253 | 0.057977 | 3.0941 | Linear Ambient Luminaire (2000 lumen) | 186.1079 | 2.007 | 9.2331 | 2.007 | 9.2331 | 107.1041 | 12499.0871 | 3801.6029 | 8697.4842 | 3.2878 | 6209.5282 | 2.0129
Small Business Energy Solutions | Linear Ambient Luminaire (4000 lumen) | Retrofit/Replacement | BNI Lighting | ROB/NEW | 11.6 | N/A | 96.2515 | 20.7986 | N/A | N/A | 65.52 | 36.9845 | 15.7723 | 0 | 52.7568 | 128.775 | 0 | 128.775 | 93% | 1.6788 | 2.4409 | 0.5546 | 0.04781 | 2.5516 | Linear Ambient Luminaire (4000 lumen) | 241.8217 | 5.0002 | 23.0036 | 5.0002 | 23.0036 | 266.8423 | 31140.5933 | 18549.1553 | 12591.438 | 1.6788 | 12757.742 | 2.4409
Small Business Energy Solutions | Linear Ambient Luminaire (8000 lumen) | Retrofit/Replacement | BNI Lighting | ROB/NEW | 11.6 | N/A | 175.9223 | 38.0144 | N/A | N/A | 217.98 | 73.969 | 29.401 | 0 | 103.37 | 235.3666 | 0 | 235.3666 | 93% | 1.014 | 2.2769 | 0.59454 | 0.051253 | 2.7353 | Linear Ambient Luminaire (8000 lumen) | 186.1079 | 7.0335 | 32.3578 | 7.0335 | 32.3578 | 375.3507 | 43803.5721 | 43199.8102 | 603.7619 | 1.014 | 19237.9722 | 2.2769
Small Business Energy Solutions | Linear Replacement Lamp (2 foot) | Retrofit/Replacement | BNI Lighting | ROB/NEW | 11.6 | N/A | 37.3068 | 8.0615 | N/A | N/A | 12.6882 | 6.1641 | 5.3779 | 0 | 11.542 | 49.9128 | 0 | 49.9128 | 93% | 2.9056 | 4.3245 | 0.31304 | 0.026986 | 1.4402 | Linear Replacement Lamp (2 foot) | 373.4012 | 2.9926 | 13.7676 | 2.9926 | 13.7676 | 159.7038 | 18637.496 | 6414.2617 | 12223.2343 | 2.9056 | 4309.7939 | 4.3245
Small Business Energy Solutions | Linear Replacement Lamp (4 foot) | Retrofit/Replacement | BNI Lighting | ROB/NEW | 11.6 | N/A | 49.6736 | 7.6148 | N/A | N/A | 8.6562 | 9.8625 | 6.9699 | 0 | 16.8324 | 62.9431 | 0 | 62.9431 | 93% | 4.1906 | 3.7394 | 0.34287 | 0.029558 | 2.2236 | Linear Replacement Lamp (4 foot) | 92935.4005 | 703.5619 | 4562.4744 | 703.5619 | 4562.4744 | 52924.7029 | 5849642.3469 | 1395905.9266 | 4453736.4203 | 4.1906 | 1564329.6081 | 3.7394
Small Business Energy Solutions | Low-bay Luminaire (10,000 lumen) | Retrofit/Replacement | BNI Lighting | ROB/NEW | 11.6 | N/A | 468.5734 | 101.2522 | N/A | N/A | 166.32 | 123.2817 | 71.674 | 0 | 194.9557 | 626.9047 | 0 | 626.9047 | 93% | 2.7696 | 3.2156 | 0.42098 | 0.036292 | 1.9368 | Low-bay Luminaire (10,000 lumen) | 42.6744 | 4.2957 | 19.7624 | 4.2957 | 19.7624 | 229.2434 | 26752.7943 | 9659.4244 | 17093.3699 | 2.7696 | 8319.6206 | 3.2156
Small Business Energy Solutions | Multi-Tank Conveyor Dishwasher - High Temp | Retrofit/Replacement | BNI Cooking and Laundry | ROB/NEW | 20 | N/A | 27407.5971 | 2837 | N/A | N/A | 1222.2 | 3698.4496 | 4997.6447 | 0 | 8696.0943 | 48273.9965 | 0 | 48273.9965 | 93% | 7.8695 | 5.5512 | 0.32104 | 0.016052 | 3.0834 | Multi-Tank Conveyor Dishwasher - High Temp | 2.3708 | 6.6868 | 64.2184 | 6.6868 | 64.2184 | 1284.3686 | 114448.0408 | 14543.1828 | 99904.858 | 7.8695 | 20616.7093 | 5.5512
Small Business Energy Solutions | Multi-Tank Conveyor Dishwasher - Low Temp | Retrofit/Replacement | BNI Cooking and Laundry | ROB/NEW | 20 | N/A | 18811.2029 | 1947 | N/A | N/A | 1222.2 | 2712.1963 | 3446.5186 | 0 | 6158.7149 | 33140.58 | 0 | 33140.58 | 93% | 7.2309 | 5.3811 | 0.33127 | 0.016563 | 3.1819 | Multi-Tank Conveyor Dishwasher - Low Temp | 2.3708 | 4.589 | 44.0763 | 4.589 | 44.0763 | 881.5264 | 78569.7214 | 10865.7713 | 67703.95 | 7.2309 | 14601.0877 | 5.3811
Small Business Energy Solutions | Occupancy Sensor (Ceiling Mounted) | Retrofit/Replacement | BNI Lighting | ROB/NEW | 10 | N/A | 187.7496 | 43.9824 | N/A | N/A | 115.71 | 98.6253 | 30.5187 | 0 | 129.144 | 223.9689 | 0 | 223.9689 | 93% | 1.6214 | 1.7343 | 0.69599 | 0.069599 | 2.9536 | Occupancy Sensor (Ceiling Mounted) | 9.4832 | 0.41466 | 1.7597 | 0.41466 | 1.7597 | 17.5966 | 2123.9424 | 1309.9056 | 814.0368 | 1.6214 | 1224.6992 | 1.7343
Small Business Energy Solutions | Occupancy Sensor (Wall Mounted) | Retrofit/Replacement | BNI Lighting | ROB/NEW | 10 | N/A | 109.2361 | 25.5898 | N/A | N/A | 74.3337 | 49.3127 | 17.0301 | 0 | 66.3428 | 130.3092 | 0 | 130.3092 | 93% | 1.5124 | 1.9642 | 0.61452 | 0.061452 | 2.6079 | Occupancy Sensor (Wall Mounted) | 186.1079 | 4.7347 | 20.0921 | 4.7347 | 20.0921 | 200.9207 | 24251.5605 | 16035.1365 | 8216.424 | 1.5124 | 12346.91 | 1.9642
Small Business Energy Solutions | Open to Closed Cooler Conversion | Retrofit/Replacement | BNI Refrigeration | RET | 12 | 4 | 54750 | 6250 | 54750 | 6250 | 49662.8495 | 6164.0826 | 7214.2505 | 0 | 13378.3331 | 68916.3405 | 0 | 68916.3405 | 93% | 1.2906 | 5.1513 | 0.24724 | 0.020604 | 2.1532 | Open to Closed Cooler Conversion | 1.1854 | 7.3656 | 64.1421 | 7.3656 | 64.1421 | 769.7047 | 81693.4657 | 63301.218 | 18392.2477 | 1.2906 | 15858.6829 | 5.1513
Small Business Energy Solutions | Parking Garage Luminaire (5000 lumen) | Retrofit/Replacement | BNI Lighting | ROB/NEW | 22.8 | N/A | 1083.5244 | 242.4324 | N/A | N/A | 901.74 | 154.1021 | 237.741 | 0 | 391.843 | 2316.7601 | 0 | 2316.7601 | 93% | 2.1524 | 5.9125 | 0.36591 | 0.016049 | 1.6259 | Parking Garage Luminaire (5000 lumen) | 45.0452 | 10.8568 | 48.2371 | 10.8568 | 48.2371 | 1099.8055 | 104358.9661 | 48484.8354 | 55874.1307 | 2.1524 | 17650.6557 | 5.9125
Small Business Energy Solutions | Pole/Arm-Mounted Area Luminaire (20000 lumen) | Retrofit/Replacement | BNI Lighting | ROB/NEW | 13.7 | N/A | 1202.3976 | 274.52 | N/A | N/A | 483.84 | 385.2552 | 214.1993 | 0 | 599.4545 | 1857.8471 | 0 | 1857.8471 | 93% | 2.7972 | 3.0992 | 0.50445 | 0.036821 | 2.1966 | Pole/Arm-Mounted Area Luminaire (20000 lumen) | 373.4012 | 101.9085 | 443.7286 | 101.9085 | 443.7286 | 6079.0815 | 693722.269 | 248002.0544 | 445720.2146 | 2.7972 | 223837.0107 | 3.0992
Small Business Energy Solutions | Pole/Arm-Mounted Area Luminaire (5000 lumen) | Retrofit/Replacement | BNI Lighting | ROB/NEW | 13.7 | N/A | 886.4244 | 202.38 | N/A | N/A | 150.29 | 184.9225 | 148.9924 | 0 | 333.9149 | 1369.631 | 0 | 1369.631 | 93% | 4.7431 | 4.1017 | 0.38115 | 0.027821 | 1.6597 | Pole/Arm-Mounted Area Luminaire (5000 lumen) | 373.4012 | 75.1284 | 327.1229 | 75.1284 | 327.1229 | 4481.5842 | 511421.801 | 107824.1015 | 403597.6995 | 4.7431 | 124684.2013 | 4.1017
Small Business Energy Solutions | Pole/Arm-Mounted Decorative Luminaire (10000 lumen) | Retrofit/Replacement | BNI Lighting | ROB/NEW | 22.8 | N/A | 874.9488 | 195.7648 | N/A | N/A | 300.58 | 385.2552 | 215.45 | 0 | 600.7052 | 1870.7898 | 0 | 1870.7898 | 93% | 3.7795 | 3.1143 | 0.69468 | 0.030468 | 3.0867 | Pole/Arm-Mounted Decorative Luminaire (10000 lumen) | 5.927 | 1.1535 | 5.1252 | 1.1535 | 5.1252 | 116.8547 | 11088.1762 | 2933.8036 | 8154.3726 | 3.7795 | 3560.3812 | 3.1143
Small Business Energy Solutions | Pole/Arm-Mounted Decorative Luminaire (1300 lumen) | Retrofit/Replacement | BNI Lighting | ROB/NEW | 22.8 | N/A | 361.8756 | 80.9676 | N/A | N/A | 39.0754 | 77.051 | 81.7033 | 0 | 158.7544 | 773.7518 | 0 | 773.7518 | 93% | 6.5548 | 4.8739 | 0.44389 | 0.019469 | 1.9723 | Pole/Arm-Mounted Decorative Luminaire (1300 lumen) | 3.5562 | 0.28626 | 1.2719 | 0.28626 | 1.2719 | 28.9984 | 2751.6173 | 419.7863 | 2331.831 | 6.5548 | 564.5625 | 4.8739
Small Business Energy Solutions | Premium High Bay Luminaire (15 000 lumen) | Retrofit/Replacement | BNI Lighting | ROB/NEW | 22.3 | N/A | 312.0531 | 47.8369 | N/A | N/A | 237.258 | 231.1531 | 80.1878 | 0 | 311.3409 | 614.5414 | 0 | 614.5414 | 93% | 2.0428 | 1.9739 | 1.0095 | 0.04527 | 6.5469 | Premium High Bay Luminaire (15 000 lumen) | 237.0801 | 11.2751 | 73.1168 | 11.2751 | 73.1168 | 1630.5051 | 145695.5437 | 71322.6382 | 74372.9055 | 2.0428 | 73812.7278 | 1.9739
Small Business Energy Solutions | Premium High Bay Luminaire (35 000 lumen) | Retrofit/Replacement | BNI Lighting | ROB/NEW | 22.3 | N/A | 728.1104 | 111.6175 | N/A | N/A | 797.202 | 616.4083 | 194.0368 | 0 | 810.4451 | 1433.9032 | 0 | 1433.9032 | 93% | 1.5329 | 1.7693 | 1.1262 | 0.050504 | 7.3039 | Premium High Bay Luminaire (35 000 lumen) | 118.5401 | 13.154 | 85.3014 | 13.154 | 85.3014 | 1902.2204 | 169974.9556 | 110886.476 | 59088.4796 | 1.5329 | 96070.2024 | 1.7693
Small Business Energy Solutions | Refrigerated Case Luminaire | Retrofit/Replacement | BNI Lighting | ROB/NEW | 16.3 | N/A | 153.0972 | 25.2788 | N/A | N/A | 173.88 | 73.969 | 31.13 | 0 | 105.099 | 253.2591 | 0 | 253.2591 | 93% | 1.3133 | 2.4097 | 0.69461 | 0.042614 | 4.1822 | Refrigerated Case Luminaire | 55.7138 | 1.4002 | 8.4299 | 1.4002 | 8.4299 | 137.4078 | 14110.0303 | 10743.7641 | 3366.2662 | 1.3133 | 5855.4661 | 2.4097
Small Business Energy Solutions | SBES Direct Install - Lighting | Retrofit/Replacement | BNI Lighting | RET | 10.8 | 3.6 | 15239.5872 | 3104.3603 | 15239.5872 | 3104.3603 | 0 | 0 | 17846.6695 | 14782 | 17846.6695 | 17947.4719 | 0 | 17947.4719 | 88% | 1.0056 | 1.0056 | 1.2522 | 0.11595 | 6.1115 | SBES Direct Install - Lighting | 94.832 | 276.9412 | 1351.5174 | 276.9412 | 1351.5174 | 14596.3883 | 1701995.4014 | 1692436.0988 | 9559.3026 | 1.0056 | 1692436.0988 | 1.0056
Small Business Energy Solutions | SBES Direct Install - Lighting Controls | Retrofit/Replacement | BNI Lighting | RET | 10.8 | 3.6 | 1398.5945 | 284.8989 | 1398.5945 | 284.8989 | 0 | 0 | 2631.2823 | 2268 | 2631.2823 | 1647.1073 | 0 | 1647.1073 | 88% | 0.62597 | 0.62597 | 2.0118 | 0.18628 | 9.8183 | SBES Direct Install - Lighting Controls | 94.832 | 25.4159 | 124.0339 | 25.4159 | 124.0339 | 1339.5657 | 156198.5489 | 249529.8718 | -93331.3229 | 0.62597 | 249529.8718 | 0.62597
Small Business Energy Solutions | SBES Direct Install - Non-Lighting | Retrofit/Replacement | BNI Other | RET | 10.8 | 3.6 | 1152.9982 | 234.87 | 1152.9982 | 234.87 | 0 | 0 | 1699.723 | 1439 | 1699.723 | 1357.8716 | 0 | 1357.8716 | 88% | 0.79888 | 0.79888 | 1.5764 | 0.14596 | 7.6933 | SBES Direct Install - Non-Lighting | 94.832 | 20.9528 | 102.2532 | 20.9528 | 102.2532 | 1104.335 | 128769.7334 | 161188.2058 | -32418.4725 | 0.79888 | 161188.2058 | 0.79888
Small Business Energy Solutions | Smart thermostats for central air source heat pump | Retrofit/Replacement | BNI HVAC | ROB/NEW | 11 | N/A | 298 | 0 | N/A | N/A | 106 | 113.0398 | 40.3449 | 0 | 153.3847 | 312.2308 | 0 | 312.2308 | 93% | 2.2475 | 2.0356 | 0.5208 | 0.047346 | N/A | Smart thermostats for central air source heat pump | 5.806 | 0 | 1.71 | 0 | 1.71 | 18.8097 | 1812.8253 | 806.6039 | 1006.2214 | 2.2475 | 890.558 | 2.0356
Small Business Energy Solutions | Smart thermostats for electric baseboards | Retrofit/Replacement | BNI HVAC | ROB/NEW | 11 | N/A | 146 | 0 | N/A | N/A | 151 | 55.3819 | 17.5265 | 0 | 72.9084 | 152.9721 | 0 | 152.9721 | 93% | 0.96844 | 2.0981 | 0.50528 | 0.045934 | N/A | Smart thermostats for electric baseboards | 37.9328 | 0 | 5.4735 | 0 | 5.4735 | 60.208 | 5802.6632 | 5991.7345 | -189.0713 | 0.96844 | 2765.6209 | 2.0981
Small Business Energy Solutions | Smart thermostats for mini-split heat pumps | Retrofit/Replacement | BNI HVAC | ROB/NEW | 11 | N/A | 74 | 0 | N/A | N/A | 166 | 28.0703 | 2.5263 | 0 | 30.5966 | 77.5338 | 0 | 77.5338 | 93% | 0.49414 | 2.5341 | 0.41836 | 0.038033 | N/A | Smart thermostats for mini-split heat pumps | 4.0642 | 0 | 0.29724 | 0 | 0.29724 | 3.2696 | 315.1153 | 637.7034 | -322.5882 | 0.49414 | 124.3517 | 2.5341
Small Business Energy Solutions | Solid Door Freezer | Retrofit/Replacement | BNI Cooking and Laundry | ROB/NEW | 12 | N/A | 2128 | 165 | N/A | N/A | 0 | 443.8139 | 289.9874 | 0 | 733.8014 | 2587.6077 | 0 | 2587.6077 | 93% | 8.9232 | 3.5263 | 0.34891 | 0.029076 | 4.4736 | Solid Door Freezer | 2.3708 | 0.3889 | 4.9861 | 0.3889 | 4.9861 | 59.8331 | 6134.703 | 687.5025 | 5447.2005 | 8.9232 | 1739.6971 | 3.5263
Small Business Energy Solutions | Solid Door Refrigerator | Retrofit/Replacement | BNI Cooking and Laundry | ROB/NEW | 12 | N/A | 818 | 63 | N/A | N/A | 0 | 258.8915 | 119.3688 | 0 | 378.2603 | 994.1753 | 0 | 994.1753 | 93% | 8.3286 | 2.6283 | 0.46789 | 0.038991 | 6.0396 | Solid Door Refrigerator | 10.6686 | 0.6682 | 8.6249 | 0.6682 | 8.6249 | 103.4989 | 10606.463 | 1273.4984 | 9332.9646 | 8.3286 | 4035.5092 | 2.6283
Small Business Energy Solutions | Standard Capacity Electric Fryer | Retrofit/Replacement | BNI Cooking and Laundry | ROB/NEW | 12 | N/A | 952 | 148 | N/A | N/A | 264.6 | 1232.8165 | 231.1873 | 0 | 1464.0038 | 1244.2519 | 0 | 1244.2519 | 93% | 2.607 | 0.8499 | 1.556 | 0.12967 | 9.9504 | Standard Capacity Electric Fryer | 2.3708 | 0.34883 | 2.2306 | 0.34883 | 2.2306 | 26.7674 | 2949.8738 | 1131.5011 | 1818.3727 | 2.607 | 3470.8618 | 0.8499
Small Business Energy Solutions | Strip-Curtains for Display Cases | New Equipment purchased and installed by customers | BNI Refrigeration | ROB/NEW | 4 | N/A | 28970.31 | 3307 | N/A | N/A | 76.86 | 1972.5064 | 1611.0578 | 0 | 3583.5642 | 14835.0541 | 0 | 14835.0541 | 93% | 8.8171 | 4.1397 | 0.12516 | 0.03129 | 1.09 | Strip-Curtains for Display Cases | 2.3708 | 7.7945 | 67.88 | 7.7945 | 67.88 | 271.52 | 35170.9617 | 3988.9618 | 31181.9999 | 8.8171 | 8495.9177 | 4.1397
Small Business Energy Solutions | VFD Milk Vacuum Pump | New Equipment purchased and installed by customers | BNI Process | ROB/NEW | 15 | N/A | 6492.659 | 1818 | N/A | N/A | 6360.48 | 184.9225 | 1102.9531 | 0 | 1287.8756 | 11241.7913 | 0 | 11241.7913 | 93% | 1.6018 | 8.7289 | 0.2007 | 0.01338 | 0.71259 | VFD Milk Vacuum Pump | 2.3708 | 4.285 | 15.2129 | 4.285 | 15.2129 | 228.1931 | 26652.0505 | 16638.7547 | 10013.2957 | 1.6018 | 3053.2969 | 8.7289
Small Business Energy Solutions | Wall Mounted Area Luminaire (1000 lumen) (full and no-cutoff) | Retrofit/Replacement | BNI Lighting | ROB/NEW | 22.8 | N/A | 153.3 | 34.3 | N/A | N/A | 28.595 | 36.9845 | 35.0026 | 0 | 71.9871 | 327.7816 | 0 | 327.7816 | 93% | 5.3215 | 4.5533 | 0.47514 | 0.020839 | 2.1112 | Wall Mounted Area Luminaire (1000 lumen) (full and no-cutoff) | 104.3152 | 3.5572 | 15.8046 | 3.5572 | 15.8046 | 360.3449 | 34192.6139 | 6425.3965 | 27767.2174 | 5.3215 | 7509.3514 | 4.5533
Small Business Energy Solutions | Wall Mounted Area Luminaire (10000 lumen) (full and no-cutoff) | Retrofit/Replacement | BNI Lighting | ROB/NEW | 22.8 | N/A | 776.3988 | 177.26 | N/A | N/A | 285.95 | 147.938 | 174.4346 | 0 | 322.3726 | 1667.3691 | 0 | 1667.3691 | 93% | 3.7863 | 5.1722 | 0.42013 | 0.018427 | 1.8294 | Wall Mounted Area Luminaire (10000 lumen) (full and no-cutoff) | 59.27 | 10.445 | 45.4793 | 10.445 | 45.4793 | 1036.9276 | 98825.0125 | 26100.6315 | 72724.381 | 3.7863 | 19107.0341 | 5.1722
Small Business Energy Solutions | Zero-Energy Doors for Reach-In Coolers | New Equipment purchased and installed by customers | BNI Refrigeration | ROB/NEW | 12 | N/A | 1400.023 | 160 | N/A | N/A | 304.92 | 295.876 | 196.9401 | 0 | 492.8161 | 1762.4835 | 0 | 1762.4835 | 93% | 3.6679 | 3.5764 | 0.35617 | 0.029681 | 3.0983 | Zero-Energy Doors for Reach-In Coolers | 2.3708 | 0.37712 | 3.2804 | 0.37712 | 3.2804 | 39.3645 | 4178.4977 | 1139.2071 | 3039.2906 | 3.6679 | 1168.3688 | 3.5764

## 2024
Program Component | Measure Name | SBA IR-12 Category | Technology Type | Decision Type | Measure Life | Remaining Useful Life | Gross Annual Energy Savings per Unit at Meter (kWh) Pre-RUL | Gross Peak Demand Savings per Unit at Meter (Watts) Pre-RUL | Gross Annual Energy Savings per Unit at Meter (kWh) Post-RUL | Gross Peak Demand Savings per Unit at Meter (Watts) Post-RUL | Gross Per Unit One-Time Incremental Measure Cost ($) | Per Unit Incentive ($) | Per Unit Program Administrative Cost (inclusive of DI costs) ($) | Per Unit Direct Installation Cost ($) | Per Unit DSM Administrator Cost (Incentive + Administrative) ($) | Per Unit Present Value Avoided Cost Benefits ($) | Per Unit Present Value Non-Energy Benefits ($) | Total Per Unit Present Value Benefits ($) | Net-To-Gross Ratio | Net Total Resource Benefit-Cost Ratio (TRC) | Net Program Administrator Benefit-Cost Ratio (PAC) | Net First-Year Unit Cost / kWh at Generator ($/kWh) | Net Lifetime Unit Cost / kWh at Generator ($/kWh) | Net Unit Cost / Watt at Generator ($/W) | Measure Name | Participation (Units) | Total Peak Demand Savings (kW) | Total First Year Energy Savings (MWh) | Total Cumulative Peak Demand Savings (kW) | Total Cumulative First Year Energy Savings (MWh) | Total Lifetime Energy Savings (MWh) | Total Avoided Cost Benefits ($) | TRC Costs ($) | Total TRC Net Resource Benefits ($) | TRC Ratio | PAC Costs ($) | PAC Ratio
Affordable Multi-Family Housing | Cold Climate Air-Source Ductless Heat Pump (24kBTU/hr) (Multi-Family) | Retrofit/Replacement | Res HVAC | ROB/NEW | 18 | N/A | 3578.14 | 1296.6025 | N/A | N/A | 7021.7616 | 1789.07 | 1037.2867 | 0 | 2826.3567 | 8642.0673 | 0 | 8642.0673 | 100% | 1.0723 | 3.0577 | 0.72157 | 0.040087 | 1.901 | Cold Climate Air-Source Ductless Heat Pump (24kBTU/hr) (Multi-Family) | 65 | 96.6345 | 254.6043 | 193.269 | 509.2087 | 4582.8781 | 561734.372 | 523838.1398 | 37896.2322 | 1.0723 | 183713.1858 | 3.0577
Affordable Multi-Family Housing | Cold Climate Air-Source Ductless Heat Pump (48kBTU/hr) (Multi-Family) | Retrofit/Replacement | Res HVAC | ROB/NEW | 18 | N/A | 6972.26 | 2127.5515 | N/A | N/A | 14043.5232 | 3486.13 | 1978.7409 | 0 | 5464.8709 | 15995.7885 | 0 | 15995.7885 | 100% | 0.99835 | 2.927 | 0.716 | 0.039778 | 2.2401 | Cold Climate Air-Source Ductless Heat Pump (48kBTU/hr) (Multi-Family) | 65 | 158.5643 | 496.1146 | 317.1286 | 992.2293 | 8930.0636 | 1039726.2538 | 1041447.1687 | -1720.9149 | 0.99835 | 355216.6107 | 2.927
Affordable Multi-Family Housing | Comprehensive Path | Retrofit/Replacement | Res Other | ROB/NEW | 18.1 | N/A | 38092.86 | 10208 | N/A | N/A | 48568.3965 | 19046.43 | 10674.447 | 0 | 29720.877 | 84683.8851 | 0 | 84683.8851 | 100% | 1.4294 | 2.8493 | 0.71273 | 0.039377 | 2.5391 | Comprehensive Path | 27 | 316.0213 | 1125.9069 | 632.0426 | 2251.8137 | 20378.9141 | 2286464.8972 | 1599556.775 | 686908.1222 | 1.4294 | 802463.6795 | 2.8493
Affordable Multi-Family Housing | Heat Pump Water Heater (Electric Resistance) | Retrofit/Replacement | Res HVAC | RET | 10 | 3.3333 | 790 | 128 | 790 | 128 | 2862.426 | 395 | 132.957 | 0 | 527.957 | 1015.6878 | 0 | 1015.6878 | 100% | 0.33908 | 1.9238 | 0.61049 | 0.061049 | 3.5971 | Heat Pump Water Heater (Electric Resistance) | 2.4091 | 0.35356 | 2.0834 | 0.70713 | 4.1668 | 20.8338 | 2446.8508 | 7216.0516 | -4769.2008 | 0.33908 | 1271.8791 | 1.9238
Affordable Multi-Family Housing | Heat Pump Water Heater (Heat Pump) | Retrofit/Replacement | Res HVAC | RET | 10 | 3.3333 | 1312 | 213 | 1312 | 213 | 2862.426 | 656 | 220.8096 | 0 | 876.8096 | 1687.3292 | 0 | 1687.3292 | 100% | 0.54726 | 1.9244 | 0.61049 | 0.061049 | 3.59 | Heat Pump Water Heater (Heat Pump) | 0.80302 | 0.19612 | 1.1533 | 0.39224 | 2.3067 | 11.5333 | 1354.958 | 2475.8979 | -1120.9398 | 0.54726 | 704.0951 | 1.9244
Affordable Single-Family Homes | Affordable Single-Family Homes | Retrofit/Replacement | Res HVAC | RET | 20 | 6.6667 | 5015 | 1419.245 | 5015 | 1419.245 | 0 | 0 | 16230.6425 | 11730 | 16230.6425 | 12022.4822 | 0 | 12022.4822 | 100% | 0.74073 | 0.74073 | 2.9565 | 0.14782 | 9.9734 | Affordable Single-Family Homes | 492.8924 | 802.087 | 2705.9402 | 1604.1739 | 5411.8804 | 54118.8044 | 5925790.4066 | 7999960.6941 | -2074170.2876 | 0.74073 | 7999960.6941 | 0.74073
Affordable Single-Family Homes | Clothes Dryer replacement (Low Income Only) | Retrofit/Replacement | Res Other | RET | 5 | 1.6667 | 252 | 34.8 | 252 | 34.8 | 0 | 0 | 1003.8762 | 788.2968 | 1003.8762 | 180.8367 | 0 | 180.8367 | 100% | 0.18014 | 0.18014 | 3.6391 | 0.72781 | 25.1575 | Clothes Dryer replacement (Low Income Only) | 123.5563 | 4.9301 | 34.0848 | 9.8602 | 68.1696 | 170.4239 | 22343.5151 | 124035.2163 | -101691.7012 | 0.18014 | 124035.2163 | 0.18014
Affordable Single-Family Homes | Freezer replacement (Low income only) | Retrofit/Replacement | Res Refrigeration | RET | 4 | 1.3333 | 1358 | 193.062 | 1358 | 193.062 | 0 | 0 | 924.1029 | 655.6662 | 924.1029 | 793.7607 | 0 | 793.7607 | 100% | 0.85895 | 0.85895 | 0.62163 | 0.15541 | 4.1744 | Freezer replacement (Low income only) | 72.312 | 16.0073 | 107.4992 | 32.0147 | 214.9984 | 429.9968 | 57398.4237 | 66823.728 | -9425.3043 | 0.85895 | 66823.728 | 0.85895
Affordable Single-Family Homes | Refrigerator replacement (Low income only) | Retrofit/Replacement | Res Refrigeration | RET | 5 | 1.6667 | 678 | 97.29 | 678 | 97.29 | 0 | 0 | 1169.7137 | 887.5122 | 1169.7137 | 488.6389 | 0 | 488.6389 | 100% | 0.41774 | 0.41774 | 1.576 | 0.3152 | 10.4852 | Refrigerator replacement (Low income only) | 21.222 | 2.3674 | 15.7511 | 4.7347 | 31.5022 | 78.7555 | 10369.8942 | 24823.6634 | -14453.7692 | 0.41774 | 24823.6634 | 0.41774
Appliance Retirement | Air Conditioner retirement - Bulk | Retirement | Res HVAC | RET | 3 | 1 | 257 | 0 | 257 | 0 | 41.4119 | 50.5999 | 40.3302 | 0 | 90.9302 | 56.1062 | 0 | 56.1062 | 53% | 0.90089 | 0.61703 | 0.60983 | 0.20328 | N/A | Air Conditioner retirement - Bulk | 20.5134 | 0 | 3.0587 | 0 | 6.1175 | 9.1762 | 1150.9276 | 1277.5424 | -126.6147 | 0.90089 | 1865.2833 | 0.61703
Appliance Retirement | Air Conditioner retirement - Drop Off | Retirement | Res HVAC | RET | 3 | 1 | 257 | 0 | 257 | 0 | 39.6488 | 48.8714 | 40.0129 | 0 | 88.8842 | 56.1062 | 0 | 56.1062 | 53% | 0.91937 | 0.63123 | 0.59611 | 0.1987 | N/A | Air Conditioner retirement - Drop Off | 13.6756 | 0 | 2.0392 | 0 | 4.0783 | 6.1175 | 767.2851 | 834.5754 | -67.2903 | 0.91937 | 1215.5429 | 0.63123
Appliance Retirement | Air Conditioner retirement | Retirement | Res HVAC | RET | 3 | 1 | 257 | 0 | 257 | 0 | 50.2394 | 50.5999 | 38.7695 | 0 | 89.3695 | 56.1062 | 0 | 56.1062 | 53% | 0.85794 | 0.6278 | 0.59936 | 0.19979 | N/A | Air Conditioner retirement | 34.1889 | 0 | 5.0979 | 0 | 10.1958 | 15.2936 | 1918.2127 | 2235.833 | -317.6203 | 0.85794 | 3055.4474 | 0.6278
Appliance Retirement | Freezer retirement - Bulk | Retirement | Res Refrigeration | RET | 4 | 1.3333 | 896 | 124 | 896 | 124 | 136.4904 | 183.8141 | 172.422 | 0 | 356.2361 | 250.6587 | 0 | 250.6587 | 48% | 1.0535 | 0.70363 | 0.75665 | 0.18916 | 5.2196 | Freezer retirement - Bulk | 205.1336 | 13.9995 | 96.5787 | 27.9989 | 193.1573 | 386.3146 | 51418.5114 | 48808.9496 | 2609.5617 | 1.0535 | 73075.9913 | 0.70363
Appliance Retirement | Freezer retirement - Drop Off | Retirement | Res Refrigeration | RET | 4 | 1.3333 | 896 | 124 | 896 | 124 | 74.3203 | 99.7285 | 156.9839 | 0 | 256.7123 | 250.6587 | 0 | 250.6587 | 48% | 1.3011 | 0.97642 | 0.54526 | 0.13632 | 3.7614 | Freezer retirement - Drop Off | 136.7557 | 9.333 | 64.3858 | 18.666 | 128.7715 | 257.5431 | 34279.0076 | 26347.032 | 7931.9756 | 1.3011 | 35106.884 | 0.97642
Appliance Retirement | Freezer retirement | Retirement | Res Refrigeration | RET | 4 | 1.3333 | 896 | 124 | 896 | 124 | 171.8843 | 218.5141 | 178.7929 | 0 | 397.307 | 250.6587 | 0 | 250.6587 | 48% | 0.95928 | 0.63089 | 0.84389 | 0.21097 | 5.8214 | Freezer retirement | 341.8893 | 23.3325 | 160.9644 | 46.6649 | 321.9289 | 643.8577 | 85697.5189 | 89334.7899 | -3637.2709 | 0.95928 | 135835.0142 | 0.63089
Appliance Retirement | Mini freezer retirement - Bulk | Retirement | Res Refrigeration | RET | 4 | 1.3333 | 266 | 36.7 | 266 | 36.7 | 77.3451 | 85.8285 | 69.3258 | 0 | 155.1543 | 106.9358 | 0 | 106.9358 | 69% | 0.87157 | 0.68922 | 0.77222 | 0.19306 | 5.3434 | Mini freezer retirement - Bulk | 8.9189 | 0.25896 | 1.792 | 0.51792 | 3.584 | 7.1679 | 953.7446 | 1094.2889 | -140.5443 | 0.87157 | 1383.7984 | 0.68922
Appliance Retirement | Mini freezer retirement - Drop Off | Retirement | Res Refrigeration | RET | 4 | 1.3333 | 266 | 36.7 | 266 | 36.7 | 62.3802 | 71.1571 | 72.2253 | 0 | 143.3824 | 106.9358 | 0 | 106.9358 | 69% | 0.92772 | 0.74581 | 0.71363 | 0.17841 | 4.938 | Mini freezer retirement - Drop Off | 5.9459 | 0.17264 | 1.1947 | 0.34528 | 2.3893 | 4.7786 | 635.8298 | 685.3702 | -49.5404 | 0.92772 | 852.5375 | 0.74581
Appliance Retirement | Mini freezer retirement | Retirement | Res Refrigeration | RET | 4 | 1.3333 | 266 | 36.7 | 266 | 36.7 | 95.0493 | 103.1856 | 60.2966 | 0 | 163.4823 | 106.9358 | 0 | 106.9358 | 69% | 0.8495 | 0.65411 | 0.81367 | 0.20342 | 5.6302 | Mini freezer retirement | 14.8648 | 0.4316 | 2.9866 | 0.86321 | 5.9733 | 11.9466 | 1589.5744 | 1871.1853 | -281.6109 | 0.8495 | 2430.1235 | 0.65411
Appliance Retirement | Mini fridge retirement - Bulk | Retirement | Res Refrigeration | RET | 4 | 1.3333 | 170 | 23.5 | 170 | 23.5 | 77.3451 | 85.8285 | 30.5292 | 0 | 116.3576 | 67.3657 | 0 | 67.3657 | 68% | 0.81043 | 0.57895 | 0.91949 | 0.22987 | 6.3502 | Mini fridge retirement - Bulk | 8.9189 | 0.16342 | 1.1287 | 0.32683 | 2.2573 | 4.5146 | 600.8246 | 741.3689 | -140.5443 | 0.81043 | 1037.7766 | 0.57895
Appliance Retirement | Mini fridge retirement - Drop Off | Retirement | Res Refrigeration | RET | 4 | 1.3333 | 170 | 23.5 | 170 | 23.5 | 62.3802 | 71.1571 | 38.0116 | 0 | 109.1687 | 67.3657 | 0 | 67.3657 | 68% | 0.83757 | 0.61708 | 0.86268 | 0.21567 | 5.9578 | Mini fridge retirement - Drop Off | 5.9459 | 0.10894 | 0.75244 | 0.21789 | 1.5049 | 3.0098 | 400.5497 | 478.2296 | -77.6799 | 0.83757 | 649.106 | 0.61708
Appliance Retirement | Mini fridge retirement | Retirement | Res Refrigeration | RET | 4 | 1.3333 | 170 | 23.5 | 170 | 23.5 | 95.0493 | 103.1856 | 21.677 | 0 | 124.8626 | 67.3657 | 0 | 67.3657 | 68% | 0.7805 | 0.53952 | 0.9867 | 0.24667 | 6.8143 | Mini fridge retirement | 14.8648 | 0.27236 | 1.8811 | 0.54472 | 3.7622 | 7.5244 | 1001.3743 | 1282.9853 | -281.6109 | 0.7805 | 1856.0523 | 0.53952
Appliance Retirement | Refrigerator retirement - Bulk | Retirement | Res Refrigeration | RET | 4 | 1.3333 | 670 | 92.5 | 670 | 92.5 | 136.4904 | 183.8141 | 156.8555 | 0 | 340.6696 | 222.5215 | 0 | 222.5215 | 57% | 0.94829 | 0.65319 | 0.81488 | 0.20372 | 5.6349 | Refrigerator retirement - Bulk | 310 | 18.7409 | 129.6004 | 37.4818 | 259.2009 | 518.4018 | 68981.6708 | 72743.0486 | -3761.3778 | 0.94829 | 105607.5694 | 0.65319
Appliance Retirement | Refrigerator retirement - Drop Off | Retirement | Res Refrigeration | RET | 4 | 1.3333 | 670 | 92.5 | 670 | 92.5 | 74.3203 | 99.7285 | 141.4174 | 0 | 241.1458 | 222.5215 | 0 | 222.5215 | 57% | 1.2108 | 0.92277 | 0.57682 | 0.1442 | 3.9887 | Refrigerator retirement - Drop Off | 200 | 12.0909 | 83.6132 | 24.1818 | 167.2264 | 334.4527 | 44504.3038 | 36755.9839 | 7748.3198 | 1.2108 | 48229.1654 | 0.92277
Appliance Retirement | Refrigerator retirement | Retirement | Res Refrigeration | RET | 4 | 1.3333 | 670 | 92.5 | 670 | 92.5 | 171.8843 | 218.5141 | 163.2264 | 0 | 381.7405 | 222.5215 | 0 | 222.5215 | 57% | 0.85192 | 0.58291 | 0.91312 | 0.22828 | 6.3142 | Refrigerator retirement | 1651 | 99.8104 | 690.2269 | 199.6207 | 1380.4537 | 2760.9074 | 367383.0275 | 431241.9745 | -63858.9469 | 0.85192 | 630253.4955 | 0.58291
Business Energy Rebates | 1/2 Size Hot Food Holding Cabinet | Retrofit/Replacement | BNI Cooking and Laundry | ROB/NEW | 12 | N/A | 1730 | 215 | N/A | N/A | 489.6612 | 225 | 57.0696 | 0 | 282.0696 | 1707.4124 | 0 | 1707.4124 | 71% | 4.2187 | 6.0532 | 0.21609 | 0.018008 | 1.7286 | 1/2 Size Hot Food Holding Cabinet | 2.6139 | 0.42654 | 3.4119 | 0.85522 | 6.841 | 40.943 | 4462.943 | 1057.9066 | 3405.0364 | 4.2187 | 737.2915 | 6.0532
Business Energy Rebates | Air-Entraining Air Nozzle | Retrofit/Replacement | BNI Process | ROB/NEW | 15 | N/A | 13582.8 | 130 | N/A | N/A | 45.6117 | 125 | 380.0147 | 0 | 505.0147 | 13991.9333 | 0 | 13991.9333 | 71% | 33.9281 | 27.706 | 0.049277 | 0.0032851 | 5.1185 | Air-Entraining Air Nozzle | 2.6139 | 0.25791 | 26.7881 | 0.51711 | 53.7107 | 401.8209 | 36573.0034 | 1077.9549 | 35495.0484 | 33.9281 | 1320.0396 | 27.706
Business Energy Rebates | Case Lighting for Sign Retrofits | Retrofit/Replacement | BNI Lighting | ROB/NEW | 11.6 | N/A | 2815.56 | 639 | N/A | N/A | 735.9555 | 312.5 | 111.1754 | 0 | 423.6754 | 3566.4378 | 0 | 3566.4378 | 85% | 4.8409 | 8.4179 | 0.16659 | 0.014361 | 0.72972 | Case Lighting for Sign Retrofits | 1348.7536 | 783.1232 | 3430.2596 | 1570.1817 | 6877.7568 | 39791.0119 | 4810245.7018 | 993677.4778 | 3816568.224 | 4.8409 | 571433.7571 | 8.4179
Business Energy Rebates | Circulation Fan (Agriculture) (24 inches) | Retrofit/Replacement | BNI Process | ROB/NEW | 15 | N/A | 45.4124 | 16.1956 | N/A | N/A | 203.49 | 43.75 | 2.2313 | 0 | 45.9813 | 65.6794 | 0 | 65.6794 | 71% | 0.44768 | 1.4284 | 1.342 | 0.089464 | 3.7408 | Circulation Fan (Agriculture) (24 inches) | 7.7991 | 0.095869 | 0.26723 | 0.19222 | 0.53581 | 4.0085 | 512.2416 | 1144.2021 | -631.9605 | 0.44768 | 358.6132 | 1.4284
Business Energy Rebates | Cold Climate Air-Source Central Heat Pump (24kBTU/hr) (Commercial) | Retrofit/Replacement | BNI HVAC | ROB/NEW | 18 | N/A | 9045.1083 | 3511 | N/A | N/A | 7021.7616 | 1500 | 505.1208 | 0 | 2005.1208 | 16050.8448 | 0 | 16050.8448 | 75% | 2.7811 | 8.0049 | 0.27813 | 0.015452 | 0.71235 | Cold Climate Air-Source Central Heat Pump (24kBTU/hr) (Commercial) | 12.7333 | 35.8434 | 91.7963 | 71.8669 | 184.0539 | 1652.3333 | 204379.4989 | 73489.2421 | 130890.2568 | 2.7811 | 25531.7142 | 8.0049
Business Energy Rebates | Cold Climate Air-Source Central Heat Pump (48kBTU/hr) (Commercial) | Retrofit/Replacement | BNI HVAC | ROB/NEW | 18 | N/A | 18090.2166 | 7022 | N/A | N/A | 14043.5232 | 3000 | 1010.2416 | 0 | 4010.2416 | 32101.6897 | 0 | 32101.6897 | 75% | 2.7811 | 8.0049 | 0.27813 | 0.015452 | 0.71235 | Cold Climate Air-Source Central Heat Pump (48kBTU/hr) (Commercial) | 12.7333 | 71.6868 | 183.5926 | 143.7338 | 368.1078 | 3304.6666 | 408758.9978 | 146978.4842 | 261780.5136 | 2.7811 | 51063.4284 | 8.0049
Business Energy Rebates | Cold Climate Air-Source Ductless Heat Pump (24kBTU/hr) (Commercial) | Retrofit/Replacement | BNI HVAC | ROB/NEW | 18 | N/A | 9688.757 | 3510.8929 | N/A | N/A | 7021.7616 | 1000 | 500.2495 | 0 | 1500.2495 | 16823.3409 | 0 | 16823.3409 | 75% | 2.9174 | 11.2137 | 0.19428 | 0.010793 | 0.533 | Cold Climate Air-Source Ductless Heat Pump (24kBTU/hr) (Commercial) | 50.933 | 143.3692 | 393.314 | 287.4589 | 788.6045 | 7079.6524 | 856863.5509 | 293708.8578 | 563154.6931 | 2.9174 | 76412.2364 | 11.2137
Business Energy Rebates | Cold Climate Air-Source Ductless Heat Pump (24kBTU/hr) (Multi-Family) | Retrofit/Replacement | BNI HVAC | ROB/NEW | 18 | N/A | 9688.757 | 3510.8929 | N/A | N/A | 7021.7616 | 1000 | 500.2495 | 0 | 1500.2495 | 16823.3409 | 0 | 16823.3409 | 75% | 2.9174 | 11.2137 | 0.19428 | 0.010793 | 0.533 | Cold Climate Air-Source Ductless Heat Pump (24kBTU/hr) (Multi-Family) | 44.5664 | 125.4481 | 344.1498 | 251.5266 | 690.0289 | 6194.6959 | 749755.6071 | 256995.2506 | 492760.3565 | 2.9174 | 66860.7068 | 11.2137
Business Energy Rebates | Cold Climate Air-Source Ductless Heat Pump (48kBTU/hr) (Commercial) | Retrofit/Replacement | BNI HVAC | ROB/NEW | 18 | N/A | 20911.358 | 6381 | N/A | N/A | 14043.5232 | 2000 | 1024.3599 | 0 | 3024.3599 | 34540.2176 | 0 | 34540.2176 | 75% | 2.9887 | 11.4207 | 0.18146 | 0.010081 | 0.59119 | Cold Climate Air-Source Ductless Heat Pump (48kBTU/hr) (Commercial) | 50.933 | 260.5716 | 848.8943 | 522.4527 | 1702.0544 | 15280.097 | 1759237.5808 | 588633.0247 | 1170604.556 | 2.9887 | 154039.7819 | 11.4207
Business Energy Rebates | Cold Climate Air-Source Ductless Heat Pump (48kBTU/hr) (Multi-Family) | Retrofit/Replacement | BNI HVAC | ROB/NEW | 18 | N/A | 20911.358 | 6381 | N/A | N/A | 14043.5232 | 2000 | 1024.3599 | 0 | 3024.3599 | 34540.2176 | 0 | 34540.2176 | 75% | 2.9887 | 11.4207 | 0.18146 | 0.010081 | 0.59119 | Cold Climate Air-Source Ductless Heat Pump (48kBTU/hr) (Multi-Family) | 44.5664 | 228.0002 | 742.7825 | 457.1461 | 1489.2976 | 13370.0849 | 1539332.8832 | 515053.8966 | 1024278.9865 | 2.9887 | 134784.8092 | 11.4207
Business Energy Rebates | Cold Climate Air-Source Multi-Zone Heat Pump (24kBTU/hr) (Commercial) | Retrofit/Replacement | BNI HVAC | ROB/NEW | 18 | N/A | 9688.757 | 3323.2116 | N/A | N/A | 7021.7616 | 1000 | 492.8369 | 0 | 1492.8369 | 16545.7565 | 0 | 16545.7565 | 75% | 2.8729 | 11.0834 | 0.19332 | 0.01074 | 0.56032 | Cold Climate Air-Source Multi-Zone Heat Pump (24kBTU/hr) (Commercial) | 15.2799 | 40.7115 | 117.9942 | 81.6277 | 236.5814 | 2123.8957 | 252817.6023 | 87999.3936 | 164818.2087 | 2.8729 | 22810.4071 | 11.0834
Business Energy Rebates | Cold Climate Air-Source Multi-Zone Heat Pump (24kBTU/hr) (Multi-Family) | Retrofit/Replacement | BNI HVAC | ROB/NEW | 18 | N/A | 9688.757 | 3510.8929 | N/A | N/A | 7021.7616 | 1000 | 500.2495 | 0 | 1500.2495 | 16823.3409 | 0 | 16823.3409 | 75% | 2.9174 | 11.2137 | 0.19428 | 0.010793 | 0.533 | Cold Climate Air-Source Multi-Zone Heat Pump (24kBTU/hr) (Multi-Family) | 15.2799 | 43.0108 | 117.9942 | 86.2377 | 236.5814 | 2123.8957 | 257059.0653 | 88112.6573 | 168946.4079 | 2.9174 | 22923.6709 | 11.2137
Business Energy Rebates | Cold Climate Air-Source Multi-Zone Heat Pump (48kBTU/hr) (Commercial) | Retrofit/Replacement | BNI HVAC | ROB/NEW | 18 | N/A | 20911.358 | 6380.5662 | N/A | N/A | 14043.5232 | 2000 | 1024.3428 | 0 | 3024.3428 | 34539.576 | 0 | 34539.576 | 75% | 2.9886 | 11.4205 | 0.18146 | 0.010081 | 0.59123 | Cold Climate Air-Source Multi-Zone Heat Pump (48kBTU/hr) (Commercial) | 15.2799 | 78.1662 | 254.6683 | 156.7251 | 510.6163 | 4584.0291 | 527761.4702 | 176589.6456 | 351171.8246 | 2.9886 | 46211.6728 | 11.4205
Business Energy Rebates | Cold Climate Air-Source Multi-Zone Heat Pump (48kBTU/hr) (Multi-Family) | Retrofit/Replacement | BNI HVAC | ROB/NEW | 18 | N/A | 20911.358 | 6381 | N/A | N/A | 14043.5232 | 2000 | 1024.3599 | 0 | 3024.3599 | 34540.2176 | 0 | 34540.2176 | 75% | 2.9887 | 11.4207 | 0.18146 | 0.010081 | 0.59119 | Cold Climate Air-Source Multi-Zone Heat Pump (48kBTU/hr) (Multi-Family) | 15.2799 | 78.1715 | 254.6683 | 156.7358 | 510.6163 | 4584.0291 | 527771.2742 | 176589.9074 | 351181.3668 | 2.9887 | 46211.9346 | 11.4207
Business Energy Rebates | Cold Climate Air-Source Single Package Heat Pump (24kBTU/hr) (Commercial) | Retrofit/Replacement | BNI HVAC | ROB/NEW | 18 | N/A | 7569.6226 | 3089.5858 | N/A | N/A | 7021.7616 | 1112.5 | 421.4158 | 0 | 1533.9158 | 13656.3496 | 0 | 13656.3496 | 75% | 2.401 | 8.9029 | 0.25425 | 0.014125 | 0.61928 | Cold Climate Air-Source Single Package Heat Pump (24kBTU/hr) (Commercial) | 12.7333 | 31.5412 | 76.822 | 63.241 | 154.03 | 1382.796 | 173889.781 | 72423.4056 | 101466.3754 | 2.401 | 19531.7414 | 8.9029
Business Energy Rebates | Cold Climate Air-Source Single Package Heat Pump (48kBTU/hr) (Commercial) | Retrofit/Replacement | BNI HVAC | ROB/NEW | 18 | N/A | 15139.2453 | 6179.1716 | N/A | N/A | 14043.5232 | 2225 | 842.8317 | 0 | 3067.8317 | 27312.6993 | 0 | 27312.6993 | 75% | 2.401 | 8.9029 | 0.25425 | 0.014125 | 0.61928 | Cold Climate Air-Source Single Package Heat Pump (48kBTU/hr) (Commercial) | 12.7333 | 63.0825 | 153.644 | 126.4819 | 308.0601 | 2765.592 | 347779.562 | 144846.8111 | 202932.7509 | 2.401 | 39063.4828 | 8.9029
Business Energy Rebates | Cycling Refrigerated Air Dryer - 50 CFM | Retrofit/Replacement | BNI Process | ROB/NEW | 10 | N/A | 585.86 | 110 | N/A | N/A | 706.86 | 62.5 | 17.292 | 0 | 79.792 | 528.1793 | 0 | 528.1793 | 71% | 1.0174 | 6.6195 | 0.18051 | 0.018051 | 0.95577 | Cycling Refrigerated Air Dryer - 50 CFM | 2.6139 | 0.21823 | 1.1554 | 0.43755 | 2.3167 | 11.5544 | 1380.5886 | 1357.0201 | 23.5685 | 1.0174 | 208.5653 | 6.6195
Business Energy Rebates | Dairy Scroll Compressor | Retrofit/Replacement | BNI Process | ROB/NEW | 15 | N/A | 23623.923 | 6796 | N/A | N/A | 1045.7351 | 937.5 | 908.0407 | 0 | 1845.5407 | 32213.53 | 0 | 32213.53 | 71% | 19.5173 | 17.4548 | 0.10354 | 0.0069026 | 0.35781 | Dairy Scroll Compressor | 6.3666 | 32.8397 | 113.4829 | 65.8444 | 227.5361 | 1702.2437 | 205091.5442 | 10508.1988 | 194583.3454 | 19.5173 | 11749.8699 | 17.4548
Business Energy Rebates | Daylighting Controls - Ceiling Mounted | New Equipment purchased and installed by customers | BNI Lighting | ROB/NEW | 10 | N/A | 436.149 | 95.97 | N/A | N/A | 151.695 | 37.5 | 14.8469 | 0 | 52.3469 | 484.3634 | 0 | 484.3634 | 85% | 3.3686 | 9.253 | 0.13287 | 0.013287 | 0.60032 | Daylighting Controls - Ceiling Mounted | 25.4665 | 2.2208 | 10.0331 | 4.4527 | 20.1166 | 100.3307 | 12335.0445 | 3661.7701 | 8673.2744 | 3.3686 | 1333.0931 | 9.253
Business Energy Rebates | Daylighting Controls - Switch-Mounted | New Equipment purchased and installed by customers | BNI Lighting | ROB/NEW | 10 | N/A | 90.9682 | 20.0166 | N/A | N/A | 151.695 | 12.5 | 0.6375 | 0 | 13.1375 | 101.0244 | 0 | 101.0244 | 85% | 0.77964 | 7.6898 | 0.15988 | 0.015988 | 0.72235 | Daylighting Controls - Switch-Mounted | 2.6139 | 0.047541 | 0.21478 | 0.095321 | 0.43065 | 2.1478 | 264.0639 | 338.6999 | -74.636 | 0.77964 | 34.3396 | 7.6898
Business Energy Rebates | Door Heater Controls | New Equipment purchased and installed by customers | BNI Refrigeration | ROB/NEW | 12 | N/A | 5170.5024 | 590.24 | N/A | N/A | 1717.6048 | 100 | 140.012 | 0 | 240.012 | 5052.1367 | 0 | 5052.1367 | 71% | 3.7161 | 21.0495 | 0.061522 | 0.0051268 | 0.53578 | Door Heater Controls | 82.7662 | 37.0781 | 322.89 | 74.3425 | 647.4025 | 3874.6797 | 418145.9355 | 112521.5322 | 305624.4033 | 3.7161 | 19864.867 | 21.0495
Business Energy Rebates | Double Heat Pad (Agriculture) | Retrofit/Replacement | BNI Process | ROB/NEW | 10 | N/A | 1311 | 190 | N/A | N/A | 321.3 | 150 | 38.0003 | 0 | 188.0003 | 1136.5494 | 0 | 1136.5494 | 71% | 4.2708 | 6.0455 | 0.19006 | 0.019006 | 1.3037 | Double Heat Pad (Agriculture) | 2.6139 | 0.37694 | 2.5856 | 0.75577 | 5.1841 | 25.8556 | 2970.785 | 695.6101 | 2275.1749 | 4.2708 | 491.4072 | 6.0455
Business Energy Rebates | Dual Enthalpy Economizer Controls | New Equipment purchased and installed by customers | BNI HVAC | RET | 10 | 3.3333 | 3221.359 | 726 | 2577 | 580 | 1290.1266 | 312.5 | 90.2777 | 0 | 402.7777 | 2783.8666 | 0 | 2783.8666 | 75% | 2.6316 | 6.9117 | 0.15688 | 0.018101 | 0.69201 | Dual Enthalpy Economizer Controls | 2.6139 | 1.5215 | 6.7111 | 3.0506 | 13.4559 | 58.1616 | 7276.6473 | 2765.1347 | 4511.5126 | 2.6316 | 1052.8059 | 6.9117
Business Energy Rebates | EC Motor for Refrigeration Applications - Large | Retrofit/Replacement | BNI Refrigeration | RET | 15 | 5 | 1708.2 | 119.6 | 1047.696 | 119.6 | 374.7608 | 225 | 51.5641 | 0 | 276.5641 | 1501.2418 | 0 | 1501.2418 | 71% | 4.7262 | 5.4282 | 0.21458 | 0.019274 | 3.0468 | EC Motor for Refrigeration Applications - Large | 57.2996 | 5.2014 | 73.8516 | 10.4289 | 148.0742 | 822.2141 | 86020.6246 | 18200.9007 | 67819.7239 | 4.7262 | 15847.0236 | 5.4282
Business Energy Rebates | EC Motor for Refrigeration Applications - Small | Retrofit/Replacement | BNI Refrigeration | RET | 15 | 5 | 342 | 341.64 | 341.64 | 39 | 182.3406 | 75 | 17.4424 | 0 | 92.4424 | 509.9411 | 0 | 509.9411 | 71% | 3.4712 | 5.5163 | 0.35824 | 0.0239 | 0.35652 | EC Motor for Refrigeration Applications - Small | 426.564 | 110.6086 | 110.0726 | 221.7731 | 220.6984 | 1649.9309 | 217522.5317 | 62664.0773 | 154858.4544 | 3.4712 | 39432.619 | 5.5163
Business Energy Rebates | Electric Combination Oven | Retrofit/Replacement | BNI Cooking and Laundry | ROB/NEW | 12 | N/A | 6368 | 1454 | N/A | N/A | 2148.8544 | 1250 | 248.7744 | 0 | 1498.7744 | 6928.73 | 0 | 6928.73 | 71% | 3.9047 | 4.6229 | 0.31194 | 0.025995 | 1.3582 | Electric Combination Oven | 10.4555 | 11.5383 | 50.236 | 20.2356 | 88.1023 | 602.8319 | 72443.0175 | 18552.7953 | 53890.2221 | 3.9047 | 15670.3665 | 4.6229
Business Energy Rebates | Electric Combination Oven with Gas | Retrofit/Replacement | BNI Cooking and Laundry | RET | 12 | 4 | 18282 | 2838 | 18282 | 2838 | 15135.5862 | 2500 | 127.5 | 0 | 2627.5 | 9512.7989 | 0 | 9512.7989 | 71% | 0.87484 | 3.6205 | 0.19048 | 0.015873 | 1.2199 | Electric Combination Oven with Gas | 5.2277 | 11.2606 | 72.1117 | 22.5778 | 144.5857 | 865.3402 | 49730.3151 | 56845.0806 | -7114.7655 | 0.87484 | 13735.8526 | 3.6205
Business Energy Rebates | Electric Convection Oven | Retrofit/Replacement | BNI Cooking and Laundry | ROB/NEW | 12 | N/A | 1937 | 301 | N/A | N/A | 1285.2 | 500 | 78.1143 | 0 | 578.1143 | 1970.2807 | 0 | 1970.2807 | 71% | 1.989 | 3.4081 | 0.39556 | 0.032964 | 2.5307 | Electric Convection Oven | 10.4555 | 2.3886 | 15.2806 | 4.1891 | 26.7987 | 183.3677 | 20600.1791 | 10357.2381 | 10242.941 | 1.989 | 6044.447 | 3.4081
Business Energy Rebates | Electric Fryer Replacement with Gas | Retrofit/Replacement | BNI Cooking and Laundry | RET | 12 | 4 | 17439 | 2707 | 18189 | 2824 | 1966.5236 | 625 | 210.6838 | 0 | 835.6838 | 6695.9718 | 0 | 6695.9718 | 71% | 4.167 | 8.0126 | 0.063511 | 0.0051451 | 0.40676 | Electric Fryer Replacement with Gas | 2.6139 | 5.3704 | 34.3933 | 10.7678 | 68.9594 | 424.5525 | 17502.3561 | 4200.2579 | 13302.0982 | 4.167 | 2184.3634 | 8.0126
Business Energy Rebates | Electric Griddle Replacement with Gas | Retrofit/Replacement | BNI Cooking and Laundry | RET | 12 | 4 | 15815 | 2455 | 15815 | 2455 | 4266.864 | 2500 | 241.3893 | 0 | 2741.3893 | 4264.8868 | 0 | 4264.8868 | 71% | 1.3039 | 1.5557 | 0.22974 | 0.019145 | 1.4713 | Electric Griddle Replacement with Gas | 2.6139 | 4.8705 | 31.1904 | 9.7654 | 62.5376 | 374.285 | 11147.8318 | 8549.5886 | 2598.2432 | 1.3039 | 7165.6173 | 1.5557
Business Energy Rebates | Electric Steam Cooker | Retrofit/Replacement | BNI Cooking and Laundry | ROB/NEW | 12 | N/A | 9967 | 1547 | N/A | N/A | 3200.148 | 1125 | 328.1002 | 0 | 1453.1002 | 10138.0241 | 0 | 10138.0241 | 71% | 3.8989 | 6.9768 | 0.19322 | 0.016102 | 1.2376 | Electric Steam Cooker | 5.2277 | 6.1382 | 39.3139 | 10.7649 | 68.9475 | 471.7671 | 52998.8219 | 13593.1631 | 39405.6588 | 3.8989 | 7596.411 | 6.9768
Business Energy Rebates | Electric Steam Cooker Replacement with Gas | Retrofit/Replacement | BNI Cooking and Laundry | RET | 12 | 4 | 17599 | 2732 | 17599 | 2732 | 11715.5976 | 2250 | 114.75 | 0 | 2364.75 | 2777.896 | 0 | 2777.896 | 71% | 0.32941 | 1.1747 | 0.17809 | 0.01484 | 1.1405 | Electric Steam Cooker Replacement with Gas | 2.6139 | 5.42 | 34.7088 | 10.8672 | 69.5921 | 416.5059 | 7261.0409 | 22042.2514 | -14781.2105 | 0.32941 | 6181.1337 | 1.1747
Business Energy Rebates | Electric to Natural Gas - Water Heater (60 gal) | Retrofit/Replacement | BNI Domestic Hot Water (DHW) | ROB/NEW | 15 | N/A | 10793.8041 | 2957.5012 | N/A | N/A | 1896.5268 | 875 | 284.778 | 0 | 1159.778 | 8993.1688 | 0 | 8993.1688 | 71% | 5.5128 | 7.7542 | 0.14241 | 0.0094938 | 0.5167 | Electric to Natural Gas - Water Heater (60 gal) | 2.6139 | 5.8674 | 21.2876 | 11.7642 | 42.6821 | 319.3138 | 23506.9156 | 4264.027 | 19242.8885 | 5.5128 | 3031.5015 | 7.7542
Business Energy Rebates | Electric to Natural Gas - Water Heater (80 gal) | Retrofit/Replacement | BNI Domestic Hot Water (DHW) | ROB/NEW | 15 | N/A | 15058.023 | 4125.8975 | N/A | N/A | 1896.5268 | 1000 | 397.9745 | 0 | 1397.9745 | 12993.384 | 0 | 12993.384 | 71% | 7.4482 | 9.2944 | 0.12304 | 0.008203 | 0.44644 | Electric to Natural Gas - Water Heater (80 gal) | 2.6139 | 8.1854 | 29.6975 | 16.4118 | 59.5442 | 445.4625 | 33962.9318 | 4559.9072 | 29403.0246 | 7.4482 | 3654.1146 | 9.2944
Business Energy Rebates | ENERGY STAR Electric Griddle | Retrofit/Replacement | BNI Cooking and Laundry | ROB/NEW | 12 | N/A | 1909 | 296.3744 | N/A | N/A | 0 | 562.5 | 80.5341 | 0 | 643.0341 | 1941.5329 | 0 | 1941.5329 | 71% | 24.1082 | 3.0193 | 0.44644 | 0.037203 | 2.8588 | ENERGY STAR Electric Griddle | 2.6139 | 0.58798 | 3.7649 | 1.1789 | 7.5488 | 45.1793 | 5074.9019 | 210.5051 | 4864.3968 | 24.1082 | 1680.8033 | 3.0193
Business Energy Rebates | ENERGY STAR Pool Pump | Retrofit/Replacement | BNI Process | RET | 10 | 5 | 2078 | 0 | 3847 | 0 | 397.9696 | 437.5 | 78.5575 | 0 | 516.0575 | 2106.2418 | 0 | 2106.2418 | 71% | 5.8326 | 4.0814 | 0.32914 | 0.023087 | N/A | ENERGY STAR Pool Pump | 2.6139 | 0 | 4.0982 | 0 | 8.2171 | 58.4266 | 5505.4285 | 943.9076 | 4561.5208 | 5.8326 | 1348.9037 | 4.0814
Business Energy Rebates | ENERGY STAR Uninteruptible Power Supplies (UPS) | Retrofit/Replacement | BNI Process | ROB/NEW | 10 | N/A | 142.364 | 54 | N/A | N/A | 43350 | 1250 | 63.75 | 0 | 1313.75 | 150.3849 | 0 | 150.3849 | 71% | 0.0048759 | 0.11447 | 12.2305 | 1.223 | 32.0556 | ENERGY STAR Uninteruptible Power Supplies (UPS) | 2.6139 | 0.10713 | 0.28077 | 0.2148 | 0.56295 | 2.8077 | 393.0855 | 80617.4307 | -80224.3452 | 0.0048759 | 3433.9631 | 0.11447
Business Energy Rebates | ENERGY STAR Washing Machine | Retrofit/Replacement | BNI Cooking and Laundry | ROB/NEW | 11 | N/A | 938.571 | 243 | N/A | N/A | 159.3648 | 312.5 | 42.1558 | 0 | 354.6558 | 981.8137 | 0 | 981.8137 | 71% | 6.3219 | 2.7684 | 0.50081 | 0.045528 | 1.923 | ENERGY STAR Washing Machine | 7.8416 | 1.4463 | 5.5532 | 2.8998 | 11.1342 | 61.0848 | 7698.9812 | 1217.8367 | 6481.1446 | 6.3219 | 2781.0655 | 2.7684
Business Energy Rebates | Evaporator Fan Motor Controls | New Equipment purchased and installed by customers | BNI Refrigeration | ROB/NEW | 10 | N/A | 3339.75 | 302 | N/A | N/A | 1674.0444 | 625 | 105.264 | 0 | 730.264 | 2748.2457 | 0 | 2748.2457 | 71% | 2.1241 | 3.7634 | 0.2898 | 0.02898 | 3.1861 | Evaporator Fan Motor Controls | 2.6139 | 0.59914 | 6.5867 | 1.2013 | 13.2064 | 65.8667 | 7183.5391 | 3381.9094 | 3801.6297 | 2.1241 | 1908.8104 | 3.7634
Business Energy Rebates | Flood Luminaire (10000 lumen) | Retrofit/Replacement | BNI Lighting | ROB/NEW | 17 | N/A | 874.9488 | 195.7648 | N/A | N/A | 285.7 | 87.5 | 36.2539 | 0 | 123.7539 | 1190.5128 | 0 | 1190.5128 | 69% | 5.101 | 9.62 | 0.19289 | 0.011347 | 0.85708 | Flood Luminaire (10000 lumen) | 1549.6371 | 223.7646 | 994.1969 | 448.6537 | 1993.3898 | 16901.348 | 1844862.8558 | 361664.9345 | 1483197.9212 | 5.101 | 191773.6107 | 9.62
Business Energy Rebates | Flood Luminaire (25000 lumen) | Retrofit/Replacement | BNI Lighting | ROB/NEW | 17 | N/A | 1541.322 | 344.862 | N/A | N/A | 361.1269 | 187.5 | 65.5666 | 0 | 253.0666 | 2097.224 | 0 | 2097.224 | 69% | 6.6633 | 8.2872 | 0.22391 | 0.013171 | 0.99491 | Flood Luminaire (25000 lumen) | 870.9546 | 221.5479 | 984.348 | 444.2091 | 1973.6426 | 16733.9168 | 1826586.939 | 274127.9354 | 1552459.0036 | 6.6633 | 220409.5657 | 8.2872
Business Energy Rebates | Flood Luminaire (4000 lumen) | Retrofit/Replacement | BNI Lighting | ROB/NEW | 17 | N/A | 249.222 | 55.762 | N/A | N/A | 361.1269 | 37.5 | 10.968 | 0 | 48.468 | 339.1078 | 0 | 339.1078 | 69% | 1.3035 | 6.9965 | 0.26522 | 0.015601 | 1.1785 | Flood Luminaire (4000 lumen) | 1400.658 | 57.6099 | 255.9636 | 115.5093 | 513.2135 | 4351.3818 | 474974.1026 | 364375.0119 | 110599.0907 | 1.3035 | 67887.1149 | 6.9965
Business Energy Rebates | Flood Luminaire (48000 lumen) | Retrofit/Replacement | BNI Lighting | ROB/NEW | 17.1 | N/A | 2728.1268 | 622.86 | N/A | N/A | 1799.6656 | 312.5 | 115.8494 | 0 | 428.3494 | 3741.4662 | 0 | 3741.4662 | 69% | 2.7559 | 8.7346 | 0.21413 | 0.012522 | 0.9324 | Flood Luminaire (48000 lumen) | 220.2853 | 101.2052 | 440.6663 | 202.9189 | 883.547 | 7535.3941 | 824190.0485 | 299063.4397 | 525126.6088 | 2.7559 | 94359.078 | 8.7346
Business Energy Rebates | Flood Luminaire (60000 lumen) | Retrofit/Replacement | BNI Lighting | ROB/NEW | 17.1 | N/A | 4548.9366 | 1038.57 | N/A | N/A | 1833.0379 | 500 | 192.0952 | 0 | 692.0952 | 6238.6003 | 0 | 6238.6003 | 69% | 4.2821 | 9.0141 | 0.20749 | 0.012134 | 0.90349 | Flood Luminaire (60000 lumen) | 52.2063 | 39.9932 | 174.1378 | 80.1873 | 349.1506 | 2977.7556 | 325694.5205 | 76058.9738 | 249635.5467 | 4.2821 | 36131.7613 | 9.0141
Business Energy Rebates | Flood Luminaire (800 lumen) | Retrofit/Replacement | BNI Lighting | ROB/NEW | 17 | N/A | 128.6844 | 28.7924 | N/A | N/A | 361.1269 | 25 | 1.275 | 0 | 26.275 | 175.0964 | 0 | 175.0964 | 69% | 0.69912 | 6.664 | 0.27846 | 0.01638 | 1.2373 | Flood Luminaire (800 lumen) | 3.82 | 0.081127 | 0.36045 | 0.16266 | 0.72271 | 6.1277 | 668.8643 | 956.7229 | -287.8586 | 0.69912 | 100.3699 | 6.664
Business Energy Rebates | Four Pin Replacement Lamps for CFLs | Retrofit/Replacement | BNI Lighting | ROB/NEW | 12 | N/A | 27.3583 | 5.9118 | N/A | N/A | 22.1054 | 6.25 | 1.26 | 0 | 7.51 | 35.2473 | 0 | 35.2473 | 85% | 1.758 | 4.6934 | 0.30389 | 0.025324 | 1.3981 | Four Pin Replacement Lamps for CFLs | 1527.9906 | 8.2079 | 37.7607 | 16.4571 | 75.7111 | 453.1281 | 53857.5313 | 30635.6239 | 23221.9074 | 1.758 | 11475.1965 | 4.6934
Business Energy Rebates | Full-Size Hot Food Holding Cabinet | Retrofit/Replacement | BNI Cooking and Laundry | ROB/NEW | 12 | N/A | 4832 | 87 | N/A | N/A | 1186.8516 | 750 | 152.2736 | 0 | 902.2736 | 4269.9168 | 0 | 4269.9168 | 71% | 4.2916 | 4.7324 | 0.24748 | 0.020623 | 13.6648 | Full-Size Hot Food Holding Cabinet | 2.6139 | 0.1726 | 9.5297 | 0.34607 | 19.1073 | 114.3563 | 11160.9796 | 2600.6327 | 8560.3469 | 4.2916 | 2358.42 | 4.7324
Business Energy Rebates | Glass Door Freezer (compact - 12 cu ft) | Retrofit/Replacement | BNI Cooking and Laundry | ROB/NEW | 12 | N/A | 1741 | 135 | N/A | N/A | 0 | 300 | 59.0731 | 0 | 359.0731 | 1639.2016 | 0 | 1639.2016 | 71% | 27.7487 | 4.5651 | 0.27335 | 0.022779 | 3.5046 | Glass Door Freezer (compact - 12 cu ft) | 5.0933 | 0.52188 | 6.6906 | 1.0464 | 13.4149 | 80.2876 | 8348.9485 | 300.8773 | 8048.0711 | 27.7487 | 1828.8679 | 4.5651
Business Energy Rebates | Glass Door Freezer (full size - 38 cu ft) | Retrofit/Replacement | BNI Cooking and Laundry | ROB/NEW | 12 | N/A | 5001 | 388 | N/A | N/A | 0 | 570 | 154.8133 | 0 | 724.8133 | 4708.7935 | 0 | 4708.7935 | 71% | 30.4159 | 6.4966 | 0.19209 | 0.016007 | 2.4614 | Glass Door Freezer (full size - 38 cu ft) | 5.0933 | 1.4999 | 19.2188 | 3.0074 | 38.5341 | 230.6251 | 23983.307 | 788.5111 | 23194.7959 | 30.4159 | 3691.6932 | 6.4966
Business Energy Rebates | Glass Door Refrigerator (compact - 12 cu ft) | Retrofit/Replacement | BNI Cooking and Laundry | ROB/NEW | 12 | N/A | 916 | 710 | N/A | N/A | 0 | 105 | 44.9663 | 0 | 149.9663 | 1483.3521 | 0 | 1483.3521 | 71% | 32.9881 | 9.8912 | 0.21698 | 0.018082 | 0.2783 | Glass Door Refrigerator (compact - 12 cu ft) | 7.64 | 4.117 | 5.2803 | 8.2548 | 10.5871 | 63.3631 | 11332.7399 | 343.5408 | 10989.1992 | 32.9881 | 1145.7358 | 9.8912
Business Energy Rebates | Glass Door Refrigerator (full size - 38 cu ft) | Retrofit/Replacement | BNI Cooking and Laundry | ROB/NEW | 12 | N/A | 949 | 108 | N/A | N/A | 0 | 142.5 | 32.0207 | 0 | 174.5207 | 926.9511 | 0 | 926.9511 | 71% | 28.9485 | 5.3114 | 0.24373 | 0.020311 | 2.1292 | Glass Door Refrigerator (full size - 38 cu ft) | 50.933 | 4.175 | 36.4699 | 8.371 | 73.1231 | 437.6389 | 47212.4187 | 1630.9133 | 45581.5054 | 28.9485 | 8888.8686 | 5.3114
Business Energy Rebates | Ground Source Heat Pump (60kBTU/hr) (closed loop) | Retrofit/Replacement | BNI HVAC | ROB/NEW | 25 | N/A | 29037.099 | 54081 | N/A | N/A | 11971.179 | 3750 | 3991.6411 | 0 | 7741.6411 | 142315.7437 | 0 | 142315.7437 | 75% | 10.9727 | 18.3831 | 0.33451 | 0.01338 | 0.17855 | Ground Source Heat Pump (60kBTU/hr) (closed loop) | 7.8416 | 340.007 | 181.4802 | 681.7225 | 363.8724 | 4537.0058 | 1115981.773 | 101705.6263 | 1014276.1467 | 10.9727 | 60706.7784 | 18.3831
Business Energy Rebates | Heat Pump Clothes Dryer | Retrofit/Replacement | BNI Cooking and Laundry | ROB/NEW | 11 | N/A | 1956.225 | 1489 | N/A | N/A | 679.8708 | 375 | 97.0139 | 0 | 472.0139 | 2916.7571 | 0 | 2916.7571 | 71% | 5.0313 | 6.1794 | 0.31979 | 0.029072 | 0.41768 | Heat Pump Clothes Dryer | 2.6139 | 2.954 | 3.8581 | 5.9229 | 7.7355 | 42.4388 | 7624.005 | 1515.3146 | 6108.6903 | 5.0313 | 1233.7799 | 6.1794
Business Energy Rebates | Heat Pump Water Heater (40 gal) | Retrofit/Replacement | BNI Domestic Hot Water (DHW) | ROB/NEW | 10 | N/A | 4925.501 | 1214.6285 | N/A | N/A | 1032.3726 | 750 | 163.0849 | 0 | 913.0849 | 4674.7742 | 0 | 4674.7742 | 71% | 5.217 | 5.1198 | 0.24569 | 0.024569 | 0.9905 | Heat Pump Water Heater (40 gal) | 5.2277 | 4.8194 | 19.4282 | 9.663 | 38.954 | 194.2819 | 24438.443 | 4684.4063 | 19754.0367 | 5.217 | 4773.3585 | 5.1198
Business Energy Rebates | Heat Pump Water Heater (60 gal) | Retrofit/Replacement | BNI Domestic Hot Water (DHW) | ROB/NEW | 10 | N/A | 7541.271 | 1859.6774 | N/A | N/A | 1134.3726 | 875 | 235.7556 | 0 | 1110.7556 | 7157.3915 | 0 | 7157.3915 | 71% | 6.8744 | 6.4437 | 0.19521 | 0.019521 | 0.78698 | Heat Pump Water Heater (60 gal) | 5.2277 | 7.3788 | 29.7459 | 14.7947 | 59.6412 | 297.4586 | 37416.8884 | 5442.9007 | 31973.9877 | 6.8744 | 5806.7267 | 6.4437
Business Energy Rebates | Heat Reclaimer Unit (Agriculture) | New Equipment purchased and installed by customers | BNI Process | ROB/NEW | 15 | N/A | 9800.851 | 2819 | N/A | N/A | 4718.2548 | 1562.5 | 436.5556 | 0 | 1999.0556 | 13363.8737 | 0 | 13363.8737 | 71% | 3.5293 | 6.6851 | 0.27033 | 0.018022 | 0.93436 | Heat Reclaimer Unit (Agriculture) | 3.82 | 8.1732 | 28.2484 | 16.3875 | 56.6387 | 423.7257 | 51049.6831 | 14464.4039 | 36585.2793 | 3.5293 | 7636.3453 | 6.6851
Business Energy Rebates | High Bay Luminaire (15 000 lumen) | Retrofit/Replacement | BNI Lighting | ROB/NEW | 22.3 | N/A | 255.3125 | 39.1387 | N/A | N/A | 176.0724 | 81.25 | 16.6109 | 0 | 97.8609 | 466.8638 | 0 | 466.8638 | 85% | 2.8078 | 4.7707 | 0.42433 | 0.019028 | 2.7519 | High Bay Luminaire (15 000 lumen) | 846.7615 | 30.1137 | 195.2822 | 60.3788 | 391.5458 | 4354.7941 | 395322.2432 | 140793.052 | 254529.1912 | 2.8078 | 82864.7971 | 4.7707
Business Energy Rebates | High Bay Luminaire (25 000 lumen) | Retrofit/Replacement | BNI Lighting | ROB/NEW | 22.3 | N/A | 425.5344 | 65.2333 | N/A | N/A | 226.5522 | 125 | 27.1542 | 0 | 152.1542 | 778.1312 | 0 | 778.1312 | 85% | 3.5414 | 5.1141 | 0.39584 | 0.017751 | 2.5671 | High Bay Luminaire (25 000 lumen) | 533.5234 | 31.6242 | 205.0774 | 63.4073 | 411.1853 | 4573.2259 | 415151.1789 | 117227.645 | 297923.5339 | 3.5414 | 81177.8063 | 5.1141
Business Energy Rebates | High Bay Luminaire (35 000 lumen) | Retrofit/Replacement | BNI Lighting | ROB/NEW | 22.3 | N/A | 595.7155 | 91.3217 | N/A | N/A | 350.0028 | 218.75 | 40.2455 | 0 | 258.9955 | 1089.3239 | 0 | 1089.3239 | 85% | 3.2253 | 4.206 | 0.48131 | 0.021583 | 3.1214 | High Bay Luminaire (35 000 lumen) | 31.8331 | 2.6415 | 17.1296 | 5.2963 | 34.3453 | 381.9908 | 34676.5971 | 10751.5743 | 23925.0228 | 3.2253 | 8244.639 | 4.206
Business Energy Rebates | High Bay Luminaire (60 000 lumen) | Retrofit/Replacement | BNI Lighting | ROB/NEW | 22.3 | N/A | 1021.25 | 156.555 | N/A | N/A | 742.7385 | 468.75 | 73.7747 | 0 | 542.5247 | 1867.4551 | 0 | 1867.4551 | 85% | 2.6485 | 3.4422 | 0.58811 | 0.026373 | 3.814 | High Bay Luminaire (60 000 lumen) | 25.4665 | 3.6227 | 23.4926 | 7.2636 | 47.1033 | 523.885 | 47557.5631 | 17956.4968 | 29601.0663 | 2.6485 | 13816.2095 | 3.4422
Business Energy Rebates | High Efficiency Circulator Pump 1.5kW | Retrofit/Replacement | BNI HVAC | ROB/NEW | 15 | N/A | 1974 | 127 | N/A | N/A | 4261.7232 | 500 | 25.5 | 0 | 525.5 | 2224.0239 | 0 | 2224.0239 | 73% | 0.70907 | 4.2322 | 0.34316 | 0.022877 | 5.3026 | High Efficiency Circulator Pump 1.5kW | 143.8858 | 14.2601 | 220.3426 | 28.5918 | 441.7925 | 3305.1397 | 320005.4121 | 451306.0866 | -131300.6745 | 0.70907 | 75611.9776 | 4.2322
Business Energy Rebates | High Efficiency Circulator Pump 100W | Retrofit/Replacement | BNI HVAC | ROB/NEW | 15 | N/A | 412 | 67.5 | N/A | N/A | 122.8537 | 75 | 17.5701 | 0 | 92.5701 | 514.7235 | 0 | 514.7235 | 73% | 4.7991 | 5.5604 | 0.28963 | 0.019309 | 1.7575 | High Efficiency Circulator Pump 100W | 943.5342 | 49.7006 | 301.5702 | 99.651 | 604.6558 | 4523.5527 | 485659.2442 | 101197.1971 | 384462.0471 | 4.7991 | 87343.0977 | 5.5604
Business Energy Rebates | High Efficiency Circulator Pump 300W | Retrofit/Replacement | BNI HVAC | ROB/NEW | 15 | N/A | 800 | 95.3 | N/A | N/A | 1028.3028 | 137.5 | 32.5245 | 0 | 170.0245 | 955.3653 | 0 | 955.3653 | 73% | 1.2198 | 5.619 | 0.27396 | 0.018264 | 2.2863 | High Efficiency Circulator Pump 300W | 30.5598 | 2.2727 | 18.9659 | 4.5568 | 38.0272 | 284.489 | 29195.7845 | 23934.0034 | 5261.7811 | 1.2198 | 5195.9173 | 5.619
Business Energy Rebates | High Volume Low Speed Fan (Agriculture) (18 foot) | Retrofit/Replacement | BNI Process | ROB/NEW | 15 | N/A | 10939.008 | 3138 | N/A | N/A | 4514.7648 | 1250 | 461.7927 | 0 | 1711.7927 | 14905.7671 | 0 | 14905.7671 | 71% | 4.0645 | 8.7077 | 0.2074 | 0.013827 | 0.71876 | High Volume Low Speed Fan (Agriculture) (18 foot) | 11.7624 | 28.0146 | 97.0828 | 56.17 | 194.6535 | 1456.2423 | 175327.3812 | 43135.9112 | 132191.47 | 4.0645 | 20134.766 | 8.7077
Business Energy Rebates | High Volume Low Speed Fan (Agriculture) (24 foot) | Retrofit/Replacement | BNI Process | ROB/NEW | 15 | N/A | 16086.432 | 4615 | N/A | N/A | 4514.7648 | 2500 | 712.857 | 0 | 3212.857 | 21920.2476 | 0 | 21920.2476 | 71% | 5.5943 | 6.8227 | 0.26471 | 0.017647 | 0.91729 | High Volume Low Speed Fan (Agriculture) (24 foot) | 11.7624 | 41.2006 | 142.7658 | 82.6082 | 286.249 | 2141.4869 | 257834.4052 | 46089.0259 | 211745.3793 | 5.5943 | 37790.8627 | 6.8227
Business Energy Rebates | Horticultural Lighting - blended lamps and baselines | Retrofit/Replacement | BNI Lighting | ROB/NEW | 10 | N/A | 2112.6 | 380 | N/A | N/A | 1326 | 528.15 | 87.3946 | 0 | 615.5446 | 2264.0444 | 0 | 2264.0444 | 85% | 1.8642 | 3.6781 | 0.32256 | 0.032256 | 1.7828 | Horticultural Lighting - blended lamps and baselines | 326.7329 | 112.8166 | 623.5048 | 226.2002 | 1250.1428 | 6235.0479 | 739737.8757 | 396815.3699 | 342922.5057 | 1.8642 | 201118.679 | 3.6781
Business Energy Rebates | HVAC Hotel Occupancy Sensor | New Equipment purchased and installed by customers | BNI HVAC | ROB/NEW | 8 | N/A | 438 | 90 | N/A | N/A | 149.226 | 75 | 13.1077 | 0 | 88.1077 | 347.6171 | 0 | 347.6171 | 75% | 2.7803 | 3.9454 | 0.25239 | 0.031548 | 1.2211 | HVAC Hotel Occupancy Sensor | 337.4313 | 24.3482 | 117.7962 | 48.8187 | 236.1844 | 942.3698 | 117296.8616 | 42188.1002 | 75108.7614 | 2.7803 | 29730.307 | 3.9454
Business Energy Rebates | Ice-Maker with Remote Condensing Unit (1500 lbs per day) | Retrofit/Replacement | BNI Cooking and Laundry | ROB/NEW | 10 | N/A | 3184 | 247 | N/A | N/A | 1388.8192 | 300 | 84.3835 | 0 | 384.3835 | 2587.0157 | 0 | 2587.0157 | 71% | 2.4168 | 6.7303 | 0.16 | 0.016 | 2.0505 | Ice-Maker with Remote Condensing Unit (1500 lbs per day) | 2.6139 | 0.49002 | 6.2795 | 0.98251 | 12.5906 | 62.795 | 6762.1058 | 2797.9976 | 3964.1083 | 2.4168 | 1004.726 | 6.7303
Business Energy Rebates | Ice-Maker with Remote Condensing Unit (2500 lbs per day) | Retrofit/Replacement | BNI Cooking and Laundry | ROB/NEW | 10 | N/A | 6304 | 489 | N/A | N/A | 2314.6987 | 562.5 | 165.4652 | 0 | 727.9652 | 5122.0027 | 0 | 5122.0027 | 71% | 2.8316 | 7.0361 | 0.15305 | 0.015305 | 1.9615 | Ice-Maker with Remote Condensing Unit (2500 lbs per day) | 2.6139 | 0.97013 | 12.4328 | 1.9451 | 24.928 | 124.3278 | 13388.2156 | 4728.2209 | 8659.9947 | 2.8316 | 1902.8015 | 7.0361
Business Energy Rebates | Ice-Maker with Remote Condensing Unit (800 lbs per day) | Retrofit/Replacement | BNI Cooking and Laundry | ROB/NEW | 10 | N/A | 1267 | 98 | N/A | N/A | 740.7036 | 175 | 36.409 | 0 | 211.409 | 1029.211 | 0 | 1029.211 | 71% | 1.8303 | 4.8683 | 0.22115 | 0.022115 | 2.8424 | Ice-Maker with Remote Condensing Unit (800 lbs per day) | 2.6139 | 0.19442 | 2.4988 | 0.38982 | 5.0101 | 24.9878 | 2690.2171 | 1469.7978 | 1220.4193 | 1.8303 | 552.5942 | 4.8683
Business Energy Rebates | Ice-Making Head (1200lbs per day) | Retrofit/Replacement | BNI Cooking and Laundry | ROB/NEW | 10 | N/A | 3947 | 306.3881 | N/A | N/A | 1111.0554 | 312.5 | 101.5802 | 0 | 414.0802 | 3207.1171 | 0 | 3207.1171 | 71% | 3.6018 | 7.7452 | 0.13904 | 0.013904 | 1.7807 | Ice-Making Head (1200lbs per day) | 2.6139 | 0.60784 | 7.7843 | 1.2187 | 15.6077 | 77.8429 | 8382.9661 | 2327.4611 | 6055.505 | 3.6018 | 1082.349 | 7.7452
Business Energy Rebates | Ice-Making Head (400 lbs per day) | Retrofit/Replacement | BNI Cooking and Laundry | ROB/NEW | 10 | N/A | 882 | 77 | N/A | N/A | 370.3518 | 100 | 24.422 | 0 | 124.422 | 723.5618 | 0 | 723.5618 | 71% | 2.5179 | 5.8154 | 0.18696 | 0.018696 | 2.1291 | Ice-Making Head (400 lbs per day) | 5.2277 | 0.30552 | 3.479 | 0.53581 | 6.1013 | 34.7897 | 3782.5834 | 1502.3009 | 2280.2825 | 2.5179 | 650.444 | 5.8154
Business Energy Rebates | Ice-Making Head (600 lbs per day) | Retrofit/Replacement | BNI Cooking and Laundry | ROB/NEW | 10 | N/A | 1568 | 122 | N/A | N/A | 555.5277 | 181.25 | 43.2726 | 0 | 224.5226 | 1274.3001 | 0 | 1274.3001 | 71% | 2.9114 | 5.6756 | 0.18978 | 0.018978 | 2.4249 | Ice-Making Head (600 lbs per day) | 2.6139 | 0.24204 | 3.0924 | 0.48529 | 6.2004 | 30.9242 | 3330.8465 | 1144.0809 | 2186.7657 | 2.9114 | 586.8714 | 5.6756
Business Energy Rebates | Ice-Making Head (900 lbs per day) | Retrofit/Replacement | BNI Cooking and Laundry | ROB/NEW | 10 | N/A | 2711 | 210 | N/A | N/A | 1249.9373 | 250 | 71.5642 | 0 | 321.5642 | 2202.4529 | 0 | 2202.4529 | 71% | 2.2966 | 6.8492 | 0.15721 | 0.015721 | 2.0176 | Ice-Making Head (900 lbs per day) | 2.6139 | 0.41662 | 5.3466 | 0.83533 | 10.7202 | 53.4665 | 5756.9112 | 2506.7465 | 3250.1647 | 2.2966 | 840.5248 | 6.8492
Business Energy Rebates | Large Capacity Commercial Heat Pump (100 kBTU/hr) | Retrofit/Replacement | BNI HVAC | ROB/NEW | 15 | N/A | 53704.116 | 0 | N/A | N/A | 10200 | 6250 | 1861.9017 | 0 | 8111.9017 | 57787.4163 | 0 | 57787.4163 | 75% | 6.0753 | 7.1238 | 0.18951 | 0.012634 | N/A | Large Capacity Commercial Heat Pump (100 kBTU/hr) | 44.4357 | 0 | 1902.0036 | 0 | 3813.565 | 28530.0542 | 2567823.0857 | 422667.8109 | 2145155.2748 | 6.0753 | 360457.8602 | 7.1238
Business Energy Rebates | LED Replacement Lamps for HID (10000 lumen) | Retrofit/Replacement | BNI Lighting | ROB/NEW | 11 | N/A | 172.7305 | 37.3247 | N/A | N/A | 101.745 | 75 | 9.3769 | 0 | 84.3769 | 207.9039 | 0 | 207.9039 | 85% | 2.1688 | 2.464 | 0.54079 | 0.049162 | 2.488 | LED Replacement Lamps for HID (10000 lumen) | 49.6634 | 1.6843 | 7.7488 | 3.3771 | 15.5366 | 85.2369 | 10325.2137 | 4760.7392 | 5564.4745 | 2.1688 | 4190.4419 | 2.464
Business Energy Rebates | LED Replacement Lamps for HID (4000 lumen) | Retrofit/Replacement | BNI Lighting | ROB/NEW | 11 | N/A | 69.1005 | 14.9317 | N/A | N/A | 102.816 | 25 | 1.275 | 0 | 26.275 | 83.1715 | 0 | 83.1715 | 85% | 0.938 | 3.1654 | 0.42095 | 0.038268 | 1.9367 | LED Replacement Lamps for HID (4000 lumen) | 248.317 | 3.3691 | 15.4995 | 6.7551 | 31.0769 | 170.4943 | 20652.9052 | 22017.9234 | -1365.0182 | 0.938 | 6524.53 | 3.1654
Business Energy Rebates | LED Troffer (1x4) | Retrofit/Replacement | BNI Lighting | RET | 12 | 7 | 179.9017 | 38.8742 | 179.9017 | 38.8742 | 163.4924 | 31.25 | 6.9093 | 0 | 38.1593 | 199.0561 | 0 | 199.0561 | 73% | 1.5766 | 5.2164 | 0.27342 | 0.022785 | 1.2579 | LED Troffer (1x4) | 805.0699 | 24.4228 | 112.3576 | 48.9684 | 225.2798 | 1348.291 | 160254.0847 | 101647.1807 | 58606.904 | 1.5766 | 30720.9316 | 5.2164
Business Energy Rebates | LED Troffer (2x2) | Retrofit/Replacement | BNI Lighting | RET | 12 | 7 | 143.8384 | 31.0815 | 143.8384 | 31.0815 | 144.6052 | 31.25 | 5.8438 | 0 | 37.0938 | 159.1531 | 0 | 159.1531 | 73% | 1.4286 | 4.2906 | 0.33242 | 0.027702 | 1.5294 | LED Troffer (2x2) | 1850.6153 | 44.8868 | 206.5022 | 89.9991 | 414.0421 | 2478.0263 | 294531.2594 | 206168.782 | 88362.4774 | 1.4286 | 68646.2926 | 4.2906
Business Energy Rebates | LED Troffer (4x2) | Retrofit/Replacement | BNI Lighting | RET | 12 | 6.9667 | 230.0263 | 35.2624 | 230.0263 | 35.2624 | 208.4171 | 31.25 | 8.005 | 0 | 39.255 | 240.0875 | 0 | 240.0875 | 73% | 1.4991 | 6.1161 | 0.21998 | 0.018332 | 1.4266 | LED Troffer (4x2) | 3533.9434 | 97.2462 | 630.6243 | 194.9811 | 1264.4176 | 7567.4919 | 848455.4898 | 565959.2035 | 282496.2863 | 1.4991 | 138725.0585 | 6.1161
Business Energy Rebates | Linear Ambient Luminaire (10000 lumen) | Retrofit/Replacement | BNI Lighting | ROB/NEW | 11.6 | N/A | 468.5734 | 101.2522 | N/A | N/A | 222.3396 | 68.75 | 16.9871 | 0 | 85.7371 | 504.825 | 0 | 504.825 | 73% | 2.8156 | 5.8881 | 0.23586 | 0.020333 | 1.0851 | Linear Ambient Luminaire (10000 lumen) | 190.812 | 15.0769 | 69.3613 | 30.2295 | 139.0711 | 804.5906 | 96326.6775 | 34211.6385 | 62115.039 | 2.8156 | 16359.6638 | 5.8881
Business Energy Rebates | Linear Ambient Luminaire (2000 lumen) | Retrofit/Replacement | BNI Lighting | ROB/NEW | 11.6 | N/A | 50.1984 | 10.8472 | N/A | N/A | 12.852 | 18.75 | 2.4005 | 0 | 21.1505 | 54.082 | 0 | 54.082 | 73% | 4.5901 | 2.557 | 0.54312 | 0.046821 | 2.4988 | Linear Ambient Luminaire (2000 lumen) | 60.1189 | 0.50889 | 2.3412 | 1.0203 | 4.6941 | 27.1576 | 3251.3487 | 708.3452 | 2543.0035 | 4.5901 | 1271.5411 | 2.557
Business Energy Rebates | Linear Ambient Luminaire (4000 lumen) | Retrofit/Replacement | BNI Lighting | ROB/NEW | 11.6 | N/A | 96.2515 | 20.7986 | N/A | N/A | 66.8304 | 31.25 | 4.3629 | 0 | 35.6129 | 103.6981 | 0 | 103.6981 | 73% | 1.9511 | 2.9118 | 0.47694 | 0.041116 | 2.1943 | Linear Ambient Luminaire (4000 lumen) | 1040.3177 | 16.885 | 77.6796 | 33.8548 | 155.7496 | 901.0839 | 107878.987 | 55291.9375 | 52587.0495 | 1.9511 | 37048.7272 | 2.9118
Business Energy Rebates | Linear Ambient Luminaire (8000 lumen) | Retrofit/Replacement | BNI Lighting | ROB/NEW | 11.6 | N/A | 175.9223 | 38.0144 | N/A | N/A | 222.3396 | 50 | 7.6113 | 0 | 57.6113 | 189.5327 | 0 | 189.5327 | 73% | 1.1154 | 3.2899 | 0.42214 | 0.036391 | 1.9421 | Linear Ambient Luminaire (8000 lumen) | 588.1193 | 17.4467 | 80.2638 | 34.9811 | 160.931 | 931.0603 | 111467.8092 | 99932.7441 | 11535.0651 | 1.1154 | 33882.2979 | 3.2899
Business Energy Rebates | Linear Replacement Lamp (2 foot) | Retrofit/Replacement | BNI Lighting | ROB/NEW | 11.6 | N/A | 37.3068 | 8.0615 | N/A | N/A | 12.942 | 2 | 1.1606 | 0 | 3.1606 | 39.6425 | 0 | 39.6425 | 72% | 3.7831 | 12.5427 | 0.11072 | 0.0095451 | 0.50941 | Linear Replacement Lamp (2 foot) | 3790.102 | 23.5167 | 108.1887 | 47.1515 | 216.9211 | 1254.9894 | 150249.0449 | 39715.814 | 110533.2309 | 3.7831 | 11979.0359 | 12.5427
Business Energy Rebates | Linear Replacement Lamp (4 foot) | Retrofit/Replacement | BNI Lighting | ROB/NEW | 11.6 | N/A | 49.6736 | 7.6148 | N/A | N/A | 8.8293 | 4 | 1.5342 | 0 | 5.5342 | 49.8123 | 0 | 49.8123 | 72% | 6.3123 | 9.0008 | 0.14561 | 0.012552 | 0.94429 | Linear Replacement Lamp (4 foot) | 163753.3189 | 959.756 | 6223.8472 | 1924.3348 | 12478.9701 | 72196.6278 | 8156926.7923 | 1292226.1582 | 6864700.634 | 6.3123 | 906241.0356 | 9.0008
Business Energy Rebates | Low-bay Luminaire (10,000 lumen) | Retrofit/Replacement | BNI Lighting | ROB/NEW | 11.6 | N/A | 468.5734 | 101.2522 | N/A | N/A | 169.6464 | 62.5 | 16.6683 | 0 | 79.1683 | 504.825 | 0 | 504.825 | 73% | 3.5928 | 6.3766 | 0.21779 | 0.018775 | 1.002 | Low-bay Luminaire (10,000 lumen) | 2.6139 | 0.20653 | 0.95015 | 0.4141 | 1.9051 | 11.0218 | 1319.5435 | 367.2744 | 952.2691 | 3.5928 | 206.9352 | 6.3766
Business Energy Rebates | Low-bay Luminaire (5000 lumen) | Retrofit/Replacement | BNI Lighting | ROB/NEW | 11.6 | N/A | 279.9042 | 42.9086 | N/A | N/A | 169.6464 | 37.5 | 9.512 | 0 | 47.012 | 284.5841 | 0 | 284.5841 | 73% | 2.1341 | 6.0534 | 0.2165 | 0.018664 | 1.4041 | Low-bay Luminaire (5000 lumen) | 1926.4174 | 64.5053 | 418.3053 | 129.3347 | 838.7126 | 4852.3412 | 548227.7119 | 256895.2477 | 291332.4641 | 2.1341 | 90564.7649 | 6.0534
Business Energy Rebates | Low/Zero Energy Livestock Waterer | Retrofit/Replacement | BNI Process | ROB/NEW | 10 | N/A | 1400 | 590 | N/A | N/A | 1012.095 | 125 | 47.1393 | 0 | 172.1393 | 1526.5288 | 0 | 1526.5288 | 71% | 1.9936 | 8.868 | 0.16296 | 0.016296 | 0.38443 | Low/Zero Energy Livestock Waterer | 2.6139 | 1.1705 | 2.7611 | 2.3469 | 5.536 | 27.6109 | 3990.1378 | 2001.5053 | 1988.6325 | 1.9936 | 449.9487 | 8.868
Business Energy Rebates | Milk Pre-cooler | New Equipment purchased and installed by customers | BNI Process | ROB/NEW | 15 | N/A | 6244.115 | 1796 | N/A | N/A | 4426.2288 | 937.5 | 275.1734 | 0 | 1212.6734 | 8514.1348 | 0 | 8514.1348 | 71% | 2.4911 | 7.021 | 0.2574 | 0.01716 | 0.88966 | Milk Pre-cooler | 2.6139 | 3.5631 | 12.3147 | 7.1441 | 24.6912 | 184.7201 | 22254.7859 | 8933.6518 | 13321.1341 | 2.4911 | 3169.7628 | 7.021
Business Energy Rebates | Multi-Tank Conveyor Dishwasher - High Temp | Retrofit/Replacement | BNI Cooking and Laundry | ROB/NEW | 20 | N/A | 27407.5971 | 2837 | N/A | N/A | 1246.644 | 1875 | 1093.0594 | 0 | 2968.0594 | 37351.5806 | 0 | 37351.5806 | 71% | 18.8818 | 12.5845 | 0.14353 | 0.0071763 | 1.3785 | Multi-Tank Conveyor Dishwasher - High Temp | 5.2277 | 11.2566 | 108.1068 | 19.7415 | 189.5943 | 2162.1354 | 195263.8646 | 10341.3671 | 184922.4975 | 18.8818 | 15516.2039 | 12.5845
Business Energy Rebates | Multi-Tank Conveyor Dishwasher - Low Temp | Retrofit/Replacement | BNI Cooking and Laundry | ROB/NEW | 20 | N/A | 18811.2029 | 1947 | N/A | N/A | 1246.644 | 1375 | 754.8744 | 0 | 2129.8744 | 25642.2601 | 0 | 25642.2601 | 71% | 15.6356 | 12.0393 | 0.15006 | 0.0075031 | 1.4414 | Multi-Tank Conveyor Dishwasher - Low Temp | 5.2277 | 7.7253 | 74.1991 | 13.5484 | 130.128 | 1483.9815 | 134050.7343 | 8573.4284 | 125477.3059 | 15.6356 | 11134.4017 | 12.0393
Business Energy Rebates | Natural Barn Ventiliation - Year-Round | New Equipment purchased and installed by customers | BNI Process | ROB/NEW | 15 | N/A | 44738.571 | 5107 | N/A | N/A | 4375.035 | 1250 | 1444.2519 | 0 | 2694.2519 | 51696.5627 | 0 | 51696.5627 | 71% | 11.3606 | 19.1877 | 0.079816 | 0.005321 | 0.69512 | Natural Barn Ventiliation - Year-Round | 5.2277 | 20.2635 | 176.4672 | 40.6289 | 353.8212 | 2647.0082 | 270255.5137 | 23788.9113 | 246466.6024 | 11.3606 | 14084.8133 | 19.1877
Business Energy Rebates | No-Loss Drain | Retrofit/Replacement | BNI Process | ROB/NEW | 15 | N/A | 7143.605 | 1392 | N/A | N/A | 339.15 | 150 | 246.5423 | 0 | 396.5423 | 8945.9557 | 0 | 8945.9557 | 71% | 18.3567 | 22.5599 | 0.07357 | 0.0049047 | 0.37535 | No-Loss Drain | 2.6139 | 2.7616 | 14.0886 | 5.537 | 28.2481 | 211.3297 | 23383.5068 | 1273.837 | 22109.6698 | 18.3567 | 1036.5073 | 22.5599
Business Energy Rebates | Occupancy Sensor (Ceiling Mounted) | New Equipment purchased and installed by customers | BNI Lighting | ROB/NEW | 10 | N/A | 187.7496 | 43.9824 | N/A | N/A | 118.0242 | 50 | 9.1816 | 0 | 59.1816 | 248.3385 | 0 | 248.3385 | 100% | 1.9523 | 4.1962 | 0.29662 | 0.029662 | 1.2588 | Occupancy Sensor (Ceiling Mounted) | 24.1932 | 1.1375 | 4.8271 | 2.2807 | 9.6784 | 48.2706 | 6008.0987 | 3077.5138 | 2930.5849 | 1.9523 | 1431.7917 | 4.1962
Business Energy Rebates | Occupancy Sensor (Wall Mounted) | New Equipment purchased and installed by customers | BNI Lighting | ROB/NEW | 10 | N/A | 109.2361 | 25.5898 | N/A | N/A | 75.8204 | 25 | 5.1334 | 0 | 30.1334 | 144.4878 | 0 | 144.4878 | 100% | 1.7848 | 4.7949 | 0.25958 | 0.025958 | 1.1016 | Occupancy Sensor (Wall Mounted) | 212.6454 | 5.817 | 24.685 | 11.6633 | 49.494 | 246.8499 | 30724.6693 | 17214.443 | 13510.2263 | 1.7848 | 6407.7265 | 4.7949
Business Energy Rebates | Occupancy Sensor (Exterior) | New Equipment purchased and installed by customers | BNI Lighting | ROB/NEW | 10 | N/A | 118.3768 | 25.9563 | N/A | N/A | 91.6348 | 12.5 | 4.7648 | 0 | 17.2648 | 154.5583 | 0 | 154.5583 | 100% | 1.6033 | 8.9522 | 0.13724 | 0.013724 | 0.62225 | Occupancy Sensor (Exterior) | 6.3666 | 0.17666 | 0.80092 | 0.3542 | 1.6059 | 8.0092 | 984.0151 | 613.7402 | 370.2749 | 1.6033 | 109.9186 | 8.9522
Business Energy Rebates | Open to Closed Cooler Conversion | Retrofit/Replacement | BNI Refrigeration | RET | 12 | 4 | 54750 | 6250 | 18250 | 2083 | 50656.1065 | 3125 | 159.375 | 0 | 3284.375 | 32170.4968 | 0 | 32170.4968 | 71% | 0.89053 | 9.795 | 0.079506 | 0.011926 | 0.6924 | Open to Closed Cooler Conversion | 2.5467 | 12.0805 | 105.2017 | 24.2217 | 210.932 | 701.3444 | 81927.0272 | 91998.3031 | -10071.2758 | 0.89053 | 8364.1568 | 9.795
Business Energy Rebates | Outside Air Economizer | Retrofit/Replacement | BNI Refrigeration | ROB/NEW | 15 | N/A | 5851.542 | 1953 | N/A | N/A | 1182.384 | 2500 | 349.2095 | 0 | 2849.2095 | 8302.5023 | 0 | 8302.5023 | 71% | 6.9845 | 2.914 | 0.64534 | 0.043022 | 1.9222 | Outside Air Economizer | 2.6139 | 3.8745 | 11.5404 | 7.7686 | 23.1389 | 173.1066 | 21701.6076 | 3107.1052 | 18594.5025 | 6.9845 | 7447.4447 | 2.914
Business Energy Rebates | Packaged Terminal Heat Pump (12kBTU/hr) | Retrofit/Replacement | BNI HVAC | ROB/NEW | 15 | N/A | 4600.652 | 0 | N/A | N/A | 215.9136 | 625 | 164.0716 | 0 | 789.0716 | 4950.4547 | 0 | 4950.4547 | 75% | 15.1851 | 6.2738 | 0.21519 | 0.014346 | N/A | Packaged Terminal Heat Pump (12kBTU/hr) | 117.1459 | 0 | 429.5548 | 0 | 861.2682 | 6443.3222 | 579925.6923 | 38190.3799 | 541735.3124 | 15.1851 | 92436.5436 | 6.2738
Business Energy Rebates | Pole/Arm-Mounted Area Luminaire (1300 lumen) | Retrofit/Replacement | BNI Lighting | ROB/NEW | 13.7 | N/A | 147.2556 | 32.9476 | N/A | N/A | 39.8569 | 62.5 | 8.8617 | 0 | 71.3617 | 212.485 | 0 | 212.485 | 85% | 4.9716 | 2.9776 | 0.53649 | 0.03916 | 2.3838 | Pole/Arm-Mounted Area Luminaire (1300 lumen) | 12.7333 | 0.38121 | 1.6937 | 0.76433 | 3.3959 | 23.2039 | 2705.6252 | 544.22 | 2161.4051 | 4.9716 | 908.6665 | 2.9776
Business Energy Rebates | Pole/Arm-Mounted Area Luminaire (20000 lumen) | Retrofit/Replacement | BNI Lighting | ROB/NEW | 13.7 | N/A | 1202.3976 | 274.52 | N/A | N/A | 493.5168 | 187.5 | 56.088 | 0 | 243.588 | 1742.2719 | 0 | 1742.2719 | 85% | 3.6635 | 7.1525 | 0.22427 | 0.01637 | 0.97658 | Pole/Arm-Mounted Area Luminaire (20000 lumen) | 365.4444 | 91.1574 | 396.9164 | 182.7729 | 795.8273 | 5437.7546 | 636703.5498 | 173797.0704 | 462906.4794 | 3.6635 | 89017.8835 | 7.1525
Business Energy Rebates | Pole/Arm-Mounted Area Luminaire (30000 lumen) | Retrofit/Replacement | BNI Lighting | ROB/NEW | 13.7 | N/A | 2821.9902 | 644.29 | N/A | N/A | 919.7748 | 312.5 | 125.1315 | 0 | 437.6315 | 4089.0587 | 0 | 4089.0587 | 85% | 4.5086 | 9.3436 | 0.17168 | 0.012532 | 0.74757 | Pole/Arm-Mounted Area Luminaire (30000 lumen) | 165.5323 | 96.9083 | 421.9567 | 194.3035 | 846.0338 | 5780.8069 | 676871.3426 | 150127.8861 | 526743.4565 | 4.5086 | 72442.151 | 9.3436
Business Energy Rebates | Pole/Arm-Mounted Area Luminaire (5000 lumen) | Retrofit/Replacement | BNI Lighting | ROB/NEW | 13.7 | N/A | 886.4244 | 202.38 | N/A | N/A | 153.2958 | 93.75 | 39.0805 | 0 | 132.8305 | 1284.4273 | 0 | 1284.4273 | 85% | 7.583 | 9.6697 | 0.16589 | 0.012109 | 0.72236 | Pole/Arm-Mounted Area Luminaire (5000 lumen) | 40.7464 | 7.493 | 32.6258 | 15.0236 | 65.4155 | 446.973 | 52335.8105 | 6901.7074 | 45434.1031 | 7.583 | 5412.3676 | 9.6697
Business Energy Rebates | Pole/Arm-Mounted Area Luminaire (50000 lumen) | Retrofit/Replacement | BNI Lighting | ROB/NEW | 13.7 | N/A | 1987.6878 | 453.81 | N/A | N/A | 1532.958 | 437.5 | 99.224 | 0 | 536.724 | 2880.156 | 0 | 2880.156 | 85% | 2.054 | 5.3662 | 0.29893 | 0.02182 | 1.3017 | Pole/Arm-Mounted Area Luminaire (50000 lumen) | 180.8122 | 74.5587 | 324.6426 | 149.4921 | 650.9166 | 4447.6041 | 520767.4008 | 253541.8219 | 267225.5789 | 2.054 | 97046.2601 | 5.3662
Business Energy Rebates | Pole/Arm-Mounted Area Luminaire (60000 lumen) | Retrofit/Replacement | BNI Lighting | ROB/NEW | 13.7 | N/A | 1570.5366 | 358.57 | N/A | N/A | 1994.6304 | 562.5 | 89.4578 | 0 | 651.9578 | 2275.7047 | 0 | 2275.7047 | 85% | 1.275 | 3.4906 | 0.45956 | 0.033545 | 2.0011 | Pole/Arm-Mounted Area Luminaire (60000 lumen) | 12.7333 | 4.1487 | 18.0641 | 8.3182 | 36.219 | 247.4786 | 28977.1278 | 22727.5055 | 6249.6223 | 1.275 | 8301.5446 | 3.4906
Business Energy Rebates | Pole/Arm-Mounted Decorative Luminaire (10000 lumen) | Retrofit/Replacement | BNI Lighting | ROB/NEW | 23 | N/A | 874.9488 | 195.7648 | N/A | N/A | 306.5916 | 125 | 53.1227 | 0 | 178.1227 | 1750.5914 | 0 | 1750.5914 | 85% | 5.58 | 9.828 | 0.22538 | 0.0097989 | 1.0014 | Pole/Arm-Mounted Decorative Luminaire (10000 lumen) | 12.7333 | 2.265 | 10.0636 | 4.5414 | 20.1777 | 231.4619 | 22290.7267 | 3994.7474 | 18295.9794 | 5.58 | 2268.0816 | 9.828
Business Energy Rebates | Pole/Arm-Mounted Decorative Luminaire (1300 lumen) | Retrofit/Replacement | BNI Lighting | ROB/NEW | 23 | N/A | 361.8756 | 80.9676 | N/A | N/A | 39.8569 | 75 | 23.1597 | 0 | 98.1597 | 724.0382 | 0 | 724.0382 | 85% | 12.694 | 7.3761 | 0.30029 | 0.013056 | 1.3343 | Pole/Arm-Mounted Decorative Luminaire (1300 lumen) | 12.7333 | 0.9368 | 4.1623 | 1.8783 | 8.3454 | 95.7318 | 9219.3624 | 726.2799 | 8493.0825 | 12.694 | 1249.8921 | 7.3761
Business Energy Rebates | Pole/Arm-Mounted Decorative Luminaire (5000 lumen) | Retrofit/Replacement | BNI Lighting | ROB/NEW | 23 | N/A | 1083.5244 | 242.4324 | N/A | N/A | 1055.9203 | 93.75 | 62.6729 | 0 | 156.4229 | 2167.908 | 0 | 2167.908 | 85% | 2.2578 | 13.8593 | 0.15982 | 0.0069487 | 0.71012 | Pole/Arm-Mounted Decorative Luminaire (5000 lumen) | 12.7333 | 2.805 | 12.4626 | 5.624 | 24.9878 | 286.6392 | 27604.5253 | 12226.5377 | 15377.9877 | 2.2578 | 1991.7731 | 13.8593
Business Energy Rebates | Pot, Pan and Utensil Dishwasher - High Temp | Retrofit/Replacement | BNI Cooking and Laundry | ROB/NEW | 10 | N/A | 3310.7717 | 343 | N/A | N/A | 2197.692 | 250 | 86.6047 | 0 | 336.6047 | 2765.6867 | 0 | 2765.6867 | 71% | 1.6793 | 8.2164 | 0.13475 | 0.013475 | 1.293 | Pot, Pan and Utensil Dishwasher - High Temp | 5.2277 | 1.361 | 13.059 | 2.3868 | 22.9025 | 130.5904 | 14458.2548 | 8609.8888 | 5848.366 | 1.6793 | 1759.6776 | 8.2164
Business Energy Rebates | Premium High Bay Luminaire (15 000 lumen) | Retrofit/Replacement | BNI Lighting | ROB/NEW | 22.3 | N/A | 312.0531 | 47.8369 | N/A | N/A | 242.0032 | 125 | 21.6128 | 0 | 146.6128 | 570.6196 | 0 | 570.6196 | 85% | 2.5103 | 3.892 | 0.52013 | 0.023324 | 3.3731 | Premium High Bay Luminaire (15 000 lumen) | 3819.9765 | 166.0431 | 1076.7599 | 332.9205 | 2158.9306 | 24011.7453 | 2179753.3466 | 868339.7732 | 1311413.5734 | 2.5103 | 560057.4114 | 3.892
Business Energy Rebates | Premium High Bay Luminaire (25 000 lumen) | Retrofit/Replacement | BNI Lighting | ROB/NEW | 22.3 | N/A | 520.0613 | 79.7241 | N/A | N/A | 268.8822 | 187.5 | 34.9575 | 0 | 222.4575 | 950.9828 | 0 | 950.9828 | 85% | 3.6089 | 4.2749 | 0.47355 | 0.021235 | 3.071 | Premium High Bay Luminaire (25 000 lumen) | 2445.2693 | 177.1384 | 1148.7113 | 355.167 | 2303.1949 | 25616.261 | 2325409.0858 | 644346.448 | 1681062.6378 | 3.6089 | 543968.4619 | 4.2749
Business Energy Rebates | Premium High Bay Luminaire (35 000 lumen) | Retrofit/Replacement | BNI Lighting | ROB/NEW | 22.3 | N/A | 728.1104 | 111.6175 | N/A | N/A | 813.146 | 312.5 | 51.4917 | 0 | 363.9917 | 1331.4208 | 0 | 1331.4208 | 85% | 1.7928 | 3.6578 | 0.55343 | 0.024818 | 3.5891 | Premium High Bay Luminaire (35 000 lumen) | 318.3314 | 32.2855 | 209.3661 | 64.7333 | 419.7842 | 4668.8632 | 423833.0022 | 236413.8281 | 187419.1741 | 1.7928 | 115869.9712 | 3.6578
Business Energy Rebates | Premium High Bay Luminaire (50 000 lumen) | Retrofit/Replacement | BNI Lighting | ROB/NEW | 22.3 | N/A | 1040.1635 | 159.4544 | N/A | N/A | 889.6542 | 437.5 | 73.1045 | 0 | 510.6045 | 1902.0403 | 0 | 1902.0403 | 85% | 2.2935 | 3.7251 | 0.54344 | 0.02437 | 3.5243 | Premium High Bay Luminaire (50 000 lumen) | 299.2874 | 43.3632 | 281.2028 | 86.9443 | 563.8187 | 6270.8222 | 569256.6488 | 248202.1689 | 321054.4798 | 2.2935 | 152817.4681 | 3.7251
Business Energy Rebates | Premium High Bay Luminaire (60 000 lumen) | Retrofit/Replacement | BNI Lighting | ROB/NEW | 22.3 | N/A | 1248.2126 | 191.3478 | N/A | N/A | 1527.0746 | 562.5 | 89.6387 | 0 | 652.1387 | 2282.4783 | 0 | 2282.4783 | 85% | 1.6448 | 3.5 | 0.57839 | 0.025937 | 3.751 | Premium High Bay Luminaire (60 000 lumen) | 63.6663 | 11.0695 | 71.784 | 22.1947 | 143.9287 | 1600.783 | 145316.8898 | 88346.64 | 56970.2498 | 1.6448 | 41519.2392 | 3.5
Business Energy Rebates | Refrigerated Case Luminaire | Retrofit/Replacement | BNI Lighting | ROB/NEW | 16.3 | N/A | 153.0972 | 25.2788 | N/A | N/A | 177.3576 | 37.5 | 8.2052 | 0 | 45.7052 | 235.6455 | 0 | 235.6455 | 85% | 1.4824 | 5.1558 | 0.3305 | 0.020276 | 1.9899 | Refrigerated Case Luminaire | 954.9941 | 21.9359 | 132.068 | 43.9819 | 264.7996 | 2152.7082 | 225040.0271 | 151805.0267 | 73235.0004 | 1.4824 | 43648.161 | 5.1558
Business Energy Rebates | Remote Condensing Unit (800 lbs per day) | Retrofit/Replacement | BNI Cooking and Laundry | ROB/NEW | 10 | N/A | 1267 | 197 | N/A | N/A | 693.2226 | 175 | 38.6169 | 0 | 213.6169 | 1111.8907 | 0 | 1111.8907 | 71% | 2.0947 | 5.2051 | 0.22346 | 0.022346 | 1.4287 | Remote Condensing Unit (800 lbs per day) | 5.2277 | 0.78166 | 4.9976 | 1.3708 | 8.7646 | 49.9757 | 5812.6609 | 2774.9031 | 3037.7578 | 2.0947 | 1116.7306 | 5.2051
Business Energy Rebates | Server Virtualization and Decommissioning | New Equipment purchased and installed by customers | BNI Process | RET | 4 | 5 | 8301.852 | 948 | 8453.926 | 965 | 419.8161 | 500 | 132.6569 | 0 | 632.6569 | 4012.7734 | 0 | 4012.7734 | 71% | 9.3163 | 6.3427 | 0.101 | 0.0202 | 0.87932 | Server Virtualization and Decommissioning | 2.6139 | 1.8807 | 16.3729 | 3.7709 | 32.8282 | 81.8647 | 10488.8419 | 1125.8597 | 9362.9823 | 9.3163 | 1653.6787 | 6.3427
Business Energy Rebates | Single -Tank Conveyor Dishwasher - High Temp | Retrofit/Replacement | BNI Cooking and Laundry | ROB/NEW | 20 | N/A | 9212 | 953 | N/A | N/A | 2634.66 | 875 | 379.7843 | 0 | 1254.7843 | 12550.9294 | 0 | 12550.9294 | 71% | 5.5772 | 10.0025 | 0.18053 | 0.0090264 | 1.7348 | Single -Tank Conveyor Dishwasher - High Temp | 5.2277 | 3.7813 | 36.3359 | 6.6315 | 63.7248 | 726.7179 | 65612.832 | 11764.4394 | 53848.3926 | 5.5772 | 6559.6695 | 10.0025
Business Energy Rebates | Single -Tank Conveyor Dishwasher - Low Temp | Retrofit/Replacement | BNI Cooking and Laundry | ROB/NEW | 20 | N/A | 13626.434 | 1410 | N/A | N/A | 0 | 1000 | 546.959 | 0 | 1546.959 | 18572.5043 | 0 | 18572.5043 | 71% | 33.9559 | 12.0058 | 0.15046 | 0.0075231 | 1.4456 | Single -Tank Conveyor Dishwasher - Low Temp | 5.2277 | 5.5946 | 53.7482 | 9.8116 | 94.262 | 1074.9645 | 97091.981 | 2859.3525 | 94232.6285 | 33.9559 | 8087.0794 | 12.0058
Business Energy Rebates | Single Heat Pad (Agriculture) | Retrofit/Replacement | BNI Process | ROB/NEW | 10 | N/A | 655.5 | 95 | N/A | N/A | 110.4501 | 75 | 19.0002 | 0 | 94.0002 | 568.2747 | 0 | 568.2747 | 71% | 5.8333 | 6.0455 | 0.19006 | 0.019006 | 1.3037 | Single Heat Pad (Agriculture) | 2.6139 | 0.18847 | 1.2928 | 0.37789 | 2.5921 | 12.9278 | 1485.3925 | 254.6419 | 1230.7506 | 5.8333 | 245.7036 | 6.0455
Business Energy Rebates | Single-Tank Door type Dishwasher - High Temp | Retrofit/Replacement | BNI Cooking and Laundry | ROB/NEW | 15 | N/A | 11863.2391 | 1228 | N/A | N/A | 2471.4396 | 1000 | 413.1752 | 0 | 1413.1752 | 13562.6117 | 0 | 13562.6117 | 71% | 6.2561 | 9.5973 | 0.15788 | 0.010525 | 1.5163 | Single-Tank Door type Dishwasher - High Temp | 10.4555 | 9.7449 | 93.5869 | 17.0903 | 164.1298 | 1403.804 | 141803.2616 | 22666.3501 | 119136.9115 | 6.2561 | 14775.3878 | 9.5973
Business Energy Rebates | Single-Tank Door type Dishwasher - Low Temp | Retrofit/Replacement | BNI Cooking and Laundry | ROB/NEW | 15 | N/A | 16152.5529 | 1672 | N/A | N/A | 17.9928 | 1250 | 557.0168 | 0 | 1807.0168 | 18471.6861 | 0 | 18471.6861 | 71% | 32.4183 | 10.2222 | 0.14827 | 0.0098846 | 1.424 | Single-Tank Door type Dishwasher - Low Temp | 5.2277 | 6.6341 | 63.7123 | 11.6348 | 111.7366 | 955.6841 | 96564.9313 | 2978.7153 | 93586.216 | 32.4183 | 9446.5904 | 10.2222
Business Energy Rebates | Smart thermostats for central air source heat pump | Retrofit/Replacement | BNI HVAC | ROB/NEW | 11 | N/A | 298 | 0 | N/A | N/A | 108.12 | 74.5 | 11.5436 | 0 | 86.0436 | 289.9989 | 0 | 289.9989 | 85% | 2.8034 | 3.3704 | 0.31965 | 0.029059 | N/A | Smart thermostats for central air source heat pump | 110.0223 | 0 | 29.616 | 0 | 59.3809 | 325.7762 | 31906.3535 | 11381.3259 | 20525.0277 | 2.8034 | 9466.7176 | 3.3704
Business Energy Rebates | Smart thermostats for electric baseboards | Retrofit/Replacement | BNI HVAC | ROB/NEW | 11 | N/A | 146 | 0 | N/A | N/A | 154.02 | 36.5 | 5.6556 | 0 | 42.1556 | 142.08 | 0 | 142.08 | 85% | 1.0403 | 3.3704 | 0.31965 | 0.029059 | N/A | Smart thermostats for electric baseboards | 718.8125 | 0 | 94.7978 | 0 | 190.0719 | 1042.7753 | 102128.8829 | 98170.0832 | 3958.7997 | 1.0403 | 30301.9676 | 3.3704
Business Energy Rebates | Smart thermostats for mini-split heat pumps | New Equipment purchased and installed by customers | BNI HVAC | ROB/NEW | 11 | N/A | 74 | 0 | N/A | N/A | 169.32 | 18.5 | 0.9435 | 0 | 19.4435 | 72.0132 | 0 | 72.0132 | 85% | 0.4971 | 3.7037 | 0.29088 | 0.026444 | N/A | Smart thermostats for mini-split heat pumps | 77.0156 | 0 | 5.148 | 0 | 10.3219 | 56.6282 | 5546.138 | 11156.9063 | -5610.7684 | 0.4971 | 1497.4532 | 3.7037
Business Energy Rebates | Solid Door Freezer | Retrofit/Replacement | BNI Cooking and Laundry | ROB/NEW | 12 | N/A | 2128 | 165 | N/A | N/A | 0 | 225 | 64.9781 | 0 | 289.9781 | 2003.5648 | 0 | 2003.5648 | 71% | 30.8345 | 6.9094 | 0.1806 | 0.01505 | 2.3156 | Solid Door Freezer | 15.6832 | 1.9641 | 25.1811 | 3.4445 | 44.1618 | 302.1733 | 31422.2692 | 1019.0629 | 30403.2063 | 30.8345 | 4547.7786 | 6.9094
Business Energy Rebates | Solid Door Refrigerator | Retrofit/Replacement | BNI Cooking and Laundry | ROB/NEW | 12 | N/A | 818 | 63 | N/A | N/A | 0 | 131.25 | 27.2492 | 0 | 158.4992 | 769.7536 | 0 | 769.7536 | 71% | 28.2487 | 4.8565 | 0.25681 | 0.0214 | 3.3149 | Solid Door Refrigerator | 83.6436 | 3.9995 | 51.6244 | 7.0143 | 90.5373 | 619.4931 | 64384.9845 | 2279.2223 | 62105.7622 | 28.2487 | 13257.4489 | 4.8565
Business Energy Rebates | Standard Capacity Electric Fryer | Retrofit/Replacement | BNI Cooking and Laundry | ROB/NEW | 12 | N/A | 952 | 148 | N/A | N/A | 269.892 | 625 | 57.7356 | 0 | 682.7356 | 968.4191 | 0 | 968.4191 | 71% | 3.8836 | 1.4184 | 0.95049 | 0.079207 | 6.0782 | Standard Capacity Electric Fryer | 5.2277 | 0.58723 | 3.7551 | 1.0299 | 6.5855 | 45.0609 | 5062.6304 | 1303.5804 | 3759.0501 | 3.8836 | 3569.1553 | 1.4184
Business Energy Rebates | Strip-Curtains for Display Cases | New Equipment purchased and installed by customers | BNI Refrigeration | ROB/NEW | 4 | N/A | 28970.31 | 3307 | N/A | N/A | 308.448 | 1000 | 354.9054 | 0 | 1354.9054 | 11380.5442 | 0 | 11380.5442 | 71% | 19.8301 | 8.3995 | 0.061985 | 0.015496 | 0.53983 | Strip-Curtains for Display Cases | 52.2773 | 131.2149 | 1142.7075 | 263.0892 | 2291.1572 | 4570.8299 | 594943.7745 | 30002.1052 | 564941.6693 | 19.8301 | 70830.753 | 8.3995
Business Energy Rebates | Track/Mono-point Direction Luminaire | Retrofit/Replacement | BNI Lighting | ROB/NEW | 12 | N/A | 196.4825 | 44.7797 | N/A | N/A | 17.5944 | 18.75 | 7.7882 | 0 | 26.5382 | 255.8416 | 0 | 255.8416 | 85% | 11.249 | 9.6405 | 0.14953 | 0.012461 | 0.65225 | Track/Mono-point Direction Luminaire | 35.6531 | 1.4507 | 6.3278 | 2.9087 | 12.6873 | 75.9333 | 9121.5508 | 810.8751 | 8310.6757 | 11.249 | 946.1705 | 9.6405
Business Energy Rebates | Under-Counter Dishwasher - HighTemp | Retrofit/Replacement | BNI Cooking and Laundry | ROB/NEW | 10 | N/A | 3170.6766 | 328 | N/A | N/A | 154.224 | 312.5 | 86.5193 | 0 | 399.0193 | 2643.1241 | 0 | 2643.1241 | 71% | 13.4841 | 6.6241 | 0.16679 | 0.016679 | 1.6029 | Under-Counter Dishwasher - HighTemp | 5.2277 | 1.3014 | 12.5064 | 2.2824 | 21.9334 | 125.0644 | 13817.5309 | 1024.7305 | 12792.8004 | 13.4841 | 2085.9641 | 6.6241
Business Energy Rebates | Under-Counter Dishwasher - Low Temp | Retrofit/Replacement | BNI Cooking and Laundry | ROB/NEW | 10 | N/A | 2539.5124 | 263 | N/A | N/A | 64.26 | 250 | 69.3144 | 0 | 319.3144 | 2118.2044 | 0 | 2118.2044 | 71% | 18.4289 | 6.6336 | 0.16665 | 0.016665 | 1.5997 | Under-Counter Dishwasher - Low Temp | 10.4555 | 2.0871 | 20.0338 | 3.6602 | 35.1346 | 200.3375 | 22146.7885 | 1201.7394 | 20945.0491 | 18.4289 | 3338.577 | 6.6336
Business Energy Rebates | Variable Speed Kitchen Exhaust Fan | Retrofit/Replacement | BNI Cooking and Laundry | ROB/NEW | 15 | N/A | 8972 | 1034 | N/A | N/A | 6403.152 | 3125 | 436.5395 | 0 | 3561.5395 | 10379.1599 | 0 | 10379.1599 | 71% | 2.083 | 2.9142 | 0.52611 | 0.035074 | 4.5384 | Variable Speed Kitchen Exhaust Fan | 1.2733 | 0.9993 | 8.6198 | 2.0036 | 17.2829 | 129.2972 | 13216.0489 | 6344.6975 | 6871.3514 | 2.083 | 4534.999 | 2.9142
Business Energy Rebates | Ventilation Fan (Agriculture) (18 inches) | Retrofit/Replacement | BNI Process | ROB/NEW | 15 | N/A | 254 | 90 | N/A | N/A | 1104.2724 | 68.75 | 3.5063 | 0 | 72.2562 | 366.6556 | 0 | 366.6556 | 71% | 0.46557 | 5.0744 | 0.37703 | 0.025135 | 1.0578 | Ventilation Fan (Agriculture) (18 inches) | 27.8722 | 1.9039 | 5.3416 | 3.8174 | 10.7101 | 80.1246 | 10219.5149 | 21950.5003 | -11730.9854 | 0.46557 | 2013.9441 | 5.0744
Business Energy Rebates | Ventilation Fan (Agriculture) (24 inches) | Retrofit/Replacement | BNI Process | ROB/NEW | 15 | N/A | 436.455 | 156 | N/A | N/A | 1104.2724 | 81.25 | 4.1438 | 0 | 85.3937 | 631.6536 | 0 | 631.6536 | 71% | 0.80141 | 7.397 | 0.25931 | 0.017287 | 0.72125 | Ventilation Fan (Agriculture) (24 inches) | 20.9109 | 2.4759 | 6.8862 | 4.9642 | 13.8071 | 103.2934 | 13208.45 | 16481.4998 | -3273.0498 | 0.80141 | 1785.6608 | 7.397
Business Energy Rebates | VFD - 1.5 hp - Institutional - Condensor Pump | New Equipment purchased and installed by customers | BNI HVAC | ROB/NEW | 15 | N/A | 3196.875 | -4.725 | N/A | N/A | 1530 | 625 | 118.6846 | 0 | 743.6846 | 3250.8144 | 0 | 3250.8144 | 71% | 2.6978 | 4.3712 | 0.30831 | 0.020554 | -207.3826 | VFD - 1.5 hp - Institutional - Condensor Pump | 2.5467 | -0.0091329 | 6.1428 | -0.018312 | 12.3164 | 92.1415 | 8278.6898 | 3068.6751 | 5210.0147 | 2.6978 | 1893.905 | 4.3712
Business Energy Rebates | VFD - 1.5 hp - Retail - Make-Up Air Fan | New Equipment purchased and installed by customers | BNI HVAC | ROB/NEW | 15 | N/A | 4485 | 85.8375 | N/A | N/A | 1530 | 625 | 156.6238 | 0 | 781.6238 | 4671.5506 | 0 | 4671.5506 | 71% | 3.7585 | 5.9767 | 0.23098 | 0.015398 | 11.9979 | VFD - 1.5 hp - Retail - Make-Up Air Fan | 2.5467 | 0.16591 | 8.6179 | 0.33266 | 17.2791 | 129.2683 | 11896.8089 | 3165.2931 | 8731.5158 | 3.7585 | 1990.523 | 5.9767
Business Energy Rebates | VFD - 10 hp - Institutional - Make-up Air Fan | New Equipment purchased and installed by customers | BNI HVAC | ROB/NEW | 15 | N/A | 34308.571 | 523.2 | N/A | N/A | 3045.924 | 1500 | 1026.5093 | 0 | 2526.5093 | 35575.6225 | 0 | 35575.6225 | 71% | 11.1553 | 14.0809 | 0.0976 | 0.0065067 | 6.3627 | VFD - 10 hp - Institutional - Make-up Air Fan | 2.5467 | 1.0113 | 65.9236 | 2.0277 | 132.1785 | 988.8544 | 90598.6941 | 8121.5637 | 82477.1304 | 11.1553 | 6434.1374 | 14.0809
Business Energy Rebates | VFD - 10 hp - Retail - Supply Fan | New Equipment purchased and installed by customers | BNI HVAC | ROB/NEW | 15 | N/A | 13097.143 | 542.4 | N/A | N/A | 3517.5924 | 1500 | 450.1344 | 0 | 1950.1344 | 13991.7337 | 0 | 13991.7337 | 71% | 4.7468 | 7.1748 | 0.19734 | 0.013156 | 4.7373 | VFD - 10 hp - Retail - Supply Fan | 9.6713 | 3.9814 | 95.5719 | 7.9829 | 191.6241 | 1433.5785 | 135318.1823 | 28507.3507 | 106810.8316 | 4.7468 | 18860.3249 | 7.1748
Business Energy Rebates | VFD - 15 hp - Institutional - Chilled Water Pump | New Equipment purchased and installed by customers | BNI HVAC | ROB/NEW | 15 | N/A | 12486.0335 | 3216.8715 | N/A | N/A | 6012.4512 | 1875 | 538.2752 | 0 | 2413.2752 | 16576.2122 | 0 | 16576.2122 | 71% | 3.4483 | 6.8688 | 0.25616 | 0.017077 | 0.98846 | VFD - 15 hp - Institutional - Chilled Water Pump | 5.0933 | 12.4357 | 47.9836 | 24.9338 | 96.2084 | 719.7542 | 84427.6542 | 24484.0909 | 59943.5633 | 3.4483 | 12291.5392 | 6.8688
Business Energy Rebates | VFD - 15 hp - Retail - Exhaust Fan | New Equipment purchased and installed by customers | BNI HVAC | ROB/NEW | 15 | N/A | 51821.2291 | 767.2626 | N/A | N/A | 6012.4512 | 1875 | 1529.8258 | 0 | 3404.8258 | 53707.4589 | 0 | 53707.4589 | 71% | 9.262 | 15.7739 | 0.08708 | 0.0058053 | 5.847 | VFD - 15 hp - Retail - Exhaust Fan | 5.0933 | 2.9661 | 199.1481 | 5.947 | 399.2969 | 2987.2215 | 273548.3058 | 29534.3575 | 244013.9483 | 9.262 | 17341.8057 | 15.7739
Business Energy Rebates | VFD - 25 hp - Institutional - Exhaust Fan | New Equipment purchased and installed by customers | BNI HVAC | ROB/NEW | 15 | N/A | 92719.78 | 4350 | N/A | N/A | 7101.801 | 3125 | 2820.8138 | 0 | 5945.8138 | 99664.6484 | 0 | 99664.6484 | 71% | 12.675 | 16.7622 | 0.08499 | 0.005666 | 1.801 | VFD - 25 hp - Institutional - Exhaust Fan | 5.0933 | 16.8161 | 356.3205 | 33.7167 | 714.4316 | 5344.808 | 507622.1495 | 40049.1044 | 467573.0451 | 12.675 | 30283.825 | 16.7622
Business Energy Rebates | VFD - 25 hp - Institutional - Hot Water Circulating Loop Pump | New Equipment purchased and installed by customers | BNI HVAC | ROB/NEW | 15 | N/A | 66098.9011 | 3438.4615 | N/A | N/A | 7101.801 | 3125 | 2067.4888 | 0 | 5192.4888 | 71454.3938 | 0 | 71454.3938 | 71% | 10.0502 | 13.7611 | 0.10411 | 0.006941 | 1.9897 | VFD - 25 hp - Institutional - Hot Water Circulating Loop Pump | 5.0933 | 13.2923 | 254.0169 | 26.6514 | 509.3104 | 3810.2542 | 363938.804 | 36212.193 | 327726.611 | 10.0502 | 26446.9136 | 13.7611
Business Energy Rebates | VFD - 30 hp - Institutional - Make-up Air Fan | New Equipment purchased and installed by customers | BNI HVAC | ROB/NEW | 15 | N/A | 98976 | 1509.2308 | N/A | N/A | 6728.022 | 3750 | 2931.9054 | 0 | 6681.9054 | 102631.1236 | 0 | 102631.1236 | 71% | 13.3135 | 15.3596 | 0.089475 | 0.005965 | 5.8335 | VFD - 30 hp - Institutional - Make-up Air Fan | 2.5467 | 2.9172 | 190.1815 | 5.849 | 381.3188 | 2852.7231 | 261365.6516 | 19631.6256 | 241734.0261 | 13.3135 | 17016.4808 | 15.3596
Business Energy Rebates | VFD - 30 hp - Retail - Supply Fan | New Equipment purchased and installed by customers | BNI HVAC | ROB/NEW | 15 | N/A | 37780.22 | 1564.6154 | N/A | N/A | 6728.022 | 3750 | 1269.0416 | 0 | 5019.0416 | 40360.7701 | 0 | 40360.7701 | 71% | 6.6757 | 8.0415 | 0.17607 | 0.011738 | 4.2267 | VFD - 30 hp - Retail - Supply Fan | 10.4555 | 12.4161 | 298.0413 | 24.8947 | 597.5802 | 4470.619 | 421990.1713 | 63213.0177 | 358777.1537 | 6.6757 | 52476.3578 | 8.0415
Business Energy Rebates | VFD - 40 hp - Warehousing - Exhaust Fan | New Equipment purchased and installed by customers | BNI HVAC | ROB/NEW | 15 | N/A | 144383.86 | 6906.8702 | N/A | N/A | 7760.0376 | 5000 | 4403.6697 | 0 | 9403.6697 | 155357.9623 | 0 | 155357.9623 | 71% | 15.6717 | 16.521 | 0.08632 | 0.0057546 | 1.7939 | VFD - 40 hp - Warehousing - Exhaust Fan | 5.0933 | 26.7003 | 554.8647 | 53.5349 | 1112.5177 | 8322.9706 | 791285.0146 | 50491.4119 | 740793.6026 | 15.6717 | 47895.7293 | 16.521
Business Energy Rebates | VFD - 5 hp - Institutional - Chilled Water Pump | New Equipment purchased and installed by customers | BNI HVAC | ROB/NEW | 15 | N/A | 14192.982 | 1122.4561 | N/A | N/A | 2646.2268 | 937.5 | 469.8297 | 0 | 1407.3297 | 15803.5548 | 0 | 15803.5548 | 71% | 6.7288 | 11.2295 | 0.13142 | 0.0087612 | 1.652 | VFD - 5 hp - Institutional - Chilled Water Pump | 5.0933 | 4.3392 | 54.5434 | 8.7001 | 109.3609 | 818.1508 | 80492.2768 | 11962.3873 | 68529.8895 | 6.7288 | 7167.955 | 11.2295
Business Energy Rebates | VFD - 5 hp - Retail - Exhaust Fan | New Equipment purchased and installed by customers | BNI HVAC | ROB/NEW | 15 | N/A | 18081.871 | 267.7193 | N/A | N/A | 3117.8952 | 937.5 | 548.2451 | 0 | 1485.7451 | 18740.0292 | 0 | 18740.0292 | 71% | 6.7851 | 12.6132 | 0.1089 | 0.0072601 | 7.3122 | VFD - 5 hp - Retail - Exhaust Fan | 5.0933 | 1.0349 | 69.4883 | 2.0751 | 139.3258 | 1042.3248 | 95448.6273 | 14067.4489 | 81381.1784 | 6.7851 | 7567.3485 | 12.6132
Business Energy Rebates | VFD - 7.5 hp - Institutional - Chilled Water Pump | New Equipment purchased and installed by customers | BNI HVAC | ROB/NEW | 15 | N/A | 21289.474 | 1683.6842 | N/A | N/A | 3291.1116 | 1250 | 696.7758 | 0 | 1946.7758 | 23705.3332 | 0 | 23705.3332 | 71% | 7.8146 | 12.1767 | 0.12119 | 0.0080796 | 1.5235 | VFD - 7.5 hp - Institutional - Chilled Water Pump | 5.0933 | 6.5087 | 81.8151 | 13.0502 | 164.0413 | 1227.2263 | 120738.4203 | 15450.3534 | 105288.0669 | 7.8146 | 9915.517 | 12.1767
Business Energy Rebates | VFD - 7.5 hp - Warehousing - Exhaust Fan | New Equipment purchased and installed by customers | BNI HVAC | ROB/NEW | 15 | N/A | 29035.088 | 1388.9474 | N/A | N/A | 3291.1116 | 1250 | 898.0329 | 0 | 2148.0329 | 31241.9415 | 0 | 31241.9415 | 71% | 9.6583 | 14.5444 | 0.09805 | 0.0065367 | 2.0377 | VFD - 7.5 hp - Warehousing - Exhaust Fan | 5.0933 | 5.3693 | 111.5813 | 10.7657 | 223.7234 | 1673.7202 | 159124.6419 | 16475.4167 | 142649.2251 | 9.6583 | 10940.5803 | 14.5444
Business Energy Rebates | VFD Milk Transfer Pump | Retrofit/Replacement | BNI Process | ROB/NEW | 15 | N/A | 2545.875 | 671 | N/A | N/A | 3855.6 | 625 | 122.6135 | 0 | 747.6135 | 3397.9444 | 0 | 3397.9444 | 71% | 1.1881 | 4.5451 | 0.3892 | 0.025947 | 1.468 | VFD Milk Transfer Pump | 2.6139 | 1.3312 | 5.021 | 2.6691 | 10.0672 | 75.3148 | 8881.7627 | 7475.8835 | 1405.8792 | 1.1881 | 1954.1596 | 4.5451
Business Energy Rebates | VFD Milk Vacuum Pump | Retrofit/Replacement | BNI Process | ROB/NEW | 15 | N/A | 6492.659 | 1818 | N/A | N/A | 6487.6896 | 187.5 | 244.3888 | 0 | 431.8888 | 8793.6932 | 0 | 8793.6932 | 71% | 1.8129 | 20.361 | 0.088162 | 0.0058775 | 0.31301 | VFD Milk Vacuum Pump | 10.4555 | 14.4269 | 51.2194 | 28.9263 | 102.6962 | 768.291 | 91942.0538 | 50715.7304 | 41226.3234 | 1.8129 | 4515.593 | 20.361
Business Energy Rebates | Wall Mounted Area Luminaire (1000 lumen) (full and no-cutoff) | Retrofit/Replacement | BNI Lighting | ROB/NEW | 20 | N/A | 153.3 | 34.3 | N/A | N/A | 29.1669 | 18.75 | 7.8139 | 0 | 26.5639 | 256.8044 | 0 | 256.8044 | 77% | 8.4831 | 9.6674 | 0.21176 | 0.010588 | 0.94092 | Wall Mounted Area Luminaire (1000 lumen) (full and no-cutoff) | 439.1291 | 12.3981 | 55.0853 | 24.8585 | 110.4474 | 1101.7061 | 112770.2739 | 13293.5136 | 99476.7604 | 8.4831 | 11664.9977 | 9.6674
Business Energy Rebates | Wall Mounted Area Luminaire (10000 lumen) (full and no-cutoff) | Retrofit/Replacement | BNI Lighting | ROB/NEW | 20 | N/A | 776.3988 | 177.26 | N/A | N/A | 291.669 | 75 | 38.7121 | 0 | 113.7121 | 1306.4419 | 0 | 1306.4419 | 77% | 4.9619 | 11.489 | 0.17899 | 0.0089493 | 0.77938 | Wall Mounted Area Luminaire (10000 lumen) (full and no-cutoff) | 3576.7713 | 521.8796 | 2272.3616 | 1046.3818 | 4556.142 | 45447.2312 | 4672843.8037 | 941754.1385 | 3731089.6652 | 4.9619 | 406722.3381 | 11.489
Business Energy Rebates | Wall Mounted Area Luminaire (20000 lumen) (full and no-cutoff) | Retrofit/Replacement | BNI Lighting | ROB/NEW | 20 | N/A | 1187.0676 | 265.5996 | N/A | N/A | 583.338 | 125 | 59.477 | 0 | 184.477 | 1988.5465 | 0 | 1988.5465 | 77% | 3.9095 | 10.7794 | 0.18992 | 0.0094959 | 0.84386 | Wall Mounted Area Luminaire (20000 lumen) (full and no-cutoff) | 50.933 | 11.1351 | 49.4739 | 22.3262 | 99.1964 | 989.4783 | 101282.6778 | 25906.9422 | 75375.7355 | 3.9095 | 9395.972 | 10.7794
Business Energy Rebates | Wall Mounted Area Luminaire (4000 lumen) (full and no-cutoff) | Retrofit/Replacement | BNI Lighting | ROB/NEW | 20 | N/A | 249.222 | 55.762 | N/A | N/A | 116.6676 | 37.5 | 13.0611 | 0 | 50.5611 | 417.4906 | 0 | 417.4906 | 77% | 4.0574 | 8.2571 | 0.24793 | 0.012397 | 1.1016 | Wall Mounted Area Luminaire (4000 lumen) (full and no-cutoff) | 2341.6456 | 107.4801 | 477.5391 | 215.5002 | 957.4779 | 9550.7822 | 977614.9588 | 240944.0788 | 736670.88 | 4.0574 | 118396.2774 | 8.2571
Business Energy Rebates | Wall wash luminaire (1500 lumen) | Retrofit/Replacement | BNI Lighting | ROB/NEW | 12 | N/A | 734.7782 | 162.0156 | N/A | N/A | 0 | 25 | 26.6551 | 0 | 51.6551 | 950.4264 | 0 | 950.4264 | 85% | 35.6564 | 18.3995 | 0.077827 | 0.0064855 | 0.3509 | Wall wash luminaire (1500 lumen) | 114.5993 | 16.8708 | 76.062 | 33.8264 | 152.5062 | 912.7441 | 108918.1984 | 3054.6591 | 105863.5393 | 35.6564 | 5919.6415 | 18.3995
Business Energy Rebates | Wall Wash Luminaire (1000 lumen) | Retrofit/Replacement | BNI Lighting | ROB/NEW | 12 | N/A | 126.4286 | 27.877 | N/A | N/A | 0 | 12.5 | 5.0045 | 0 | 17.5045 | 163.5338 | 0 | 163.5338 | 85% | 32.6774 | 9.3424 | 0.15328 | 0.012773 | 0.69108 | Wall Wash Luminaire (1000 lumen) | 25.4665 | 0.64508 | 2.9083 | 1.2934 | 5.8313 | 34.9 | 4164.6358 | 127.4471 | 4037.1887 | 32.6774 | 445.7785 | 9.3424
Custom | Custom New Construction | New Building/Refurb | BNI Other | ROB/NEW | 16.8 | N/A | 1000000 | 386000 | N/A | N/A | 468858.3 | 200000 | 163185.1315 | 0 | 363185.1315 | 1581060.1136 | 0 | 1581060.1136 | 70% | 3.2176 | 4.3533 | 0.48822 | 0.029061 | 1.2574 | Custom New Construction | 4.02 | 1161.1521 | 2990.4378 | 2322.3042 | 5980.8756 | 50239.355 | 6355861.6565 | 1975371.4848 | 4380490.1717 | 3.2176 | 1460004.2286 | 4.3533
Custom | Custom Retrofit | Retrofit/Replacement | BNI Other | ROB/NEW | 13.8 | N/A | 1000000 | 210000 | N/A | N/A | 468858.3 | 140000 | 137326.7841 | 0 | 277326.7841 | 1382173.0324 | 0 | 1382173.0324 | 82% | 2.6489 | 4.9839 | 0.31825 | 0.023062 | 1.5066 | Custom Retrofit | 18.9 | 3479.146 | 16469.7246 | 6958.292 | 32939.4492 | 227282.1995 | 26123070.3119 | 9861842.1529 | 16261228.159 | 2.6489 | 5241476.2195 | 4.9839
Custom | Existing Building Comissioning | Retrofit/Replacement | BNI Other | ROB/NEW | 5.6 | N/A | 1000000 | 0 | N/A | N/A | 369441.5728 | 100000 | 61830.1855 | 0 | 161830.1855 | 554866.2921 | 0 | 554866.2921 | 81% | 1.5367 | 3.4287 | 0.188 | 0.033572 | N/A | Existing Building Comissioning | 1.75 | 0 | 1506.3773 | 0 | 2819.5939 | 8435.7126 | 971016.0112 | 631886.2539 | 339129.7573 | 1.5367 | 283202.8245 | 3.4287
Custom | Pay-for-Performance | Retrofit/Replacement | BNI Other | ROB/NEW | 10.35 | N/A | 1000000 | 66000 | N/A | N/A | 468858.3 | 100000 | 93454.3144 | 0 | 193454.3144 | 931979.8372 | 0 | 931979.8372 | 80% | 1.9891 | 4.8176 | 0.22755 | 0.021986 | 3.4276 | Pay-for-Performance | 2.5 | 141.108 | 2125.4 | 239.8836 | 3613.18 | 21997.89 | 2329949.593 | 1171352.3861 | 1158597.2069 | 1.9891 | 483635.7861 | 4.8176
Efficient Products Installation | 18W Replacing 100W | Retrofit/Replacement | Res Lighting | RET | 9.3 | 1 | 62.3336 | 10.138 | 3.2994 | 0.53662 | 0 | 0 | 13.9211 | 12.393 | 13.9211 | 12.1763 | 0 | 12.1763 | 86% | 0.87466 | 0.87466 | 0.23723 | 0.16482 | 1.3925 | 18W Replacing 100W | 678 | 6.7779 | 39.7874 | 13.9145 | 81.6808 | 57.2671 | 8255.5078 | 9438.4922 | -1182.9844 | 0.87466 | 9438.4922 | 0.87466
Efficient Products Installation | 5W Chandelier E12 - MURB | Retrofit/Replacement | Res Lighting | RET | 4 | 1 | 28.7385 | 4.6831 | 1.5212 | 0.24788 | 0 | 0 | 6.5495 | 5.8956 | 6.5495 | 4.8139 | 0 | 4.8139 | 86% | 0.735 | 0.735 | 0.24208 | 0.20891 | 1.4182 | 5W Chandelier E12 - MURB | 163.5 | 0.75503 | 4.4236 | 1.55 | 9.0813 | 5.126 | 787.0687 | 1070.8477 | -283.779 | 0.735 | 1070.8477 | 0.735
Efficient Products Installation | 5W Chandelier E12 | Retrofit/Replacement | Res Lighting | RET | 4 | 1 | 26.7099 | 4.323 | 1.4138 | 0.22882 | 0 | 0 | 6.524 | 5.8956 | 6.524 | 4.4711 | 0 | 4.4711 | 86% | 0.68533 | 0.68533 | 0.25945 | 0.22389 | 1.5304 | 5W Chandelier E12 | 9611 | 40.97 | 241.6765 | 84.1087 | 496.1452 | 280.0531 | 42971.6663 | 62701.7126 | -19730.0463 | 0.68533 | 62701.7126 | 0.68533
Efficient Products Installation | 7W G25 - MURB | Retrofit/Replacement | Res Lighting | RET | 4 | 1 | 27.0725 | 4.415 | 1.433 | 0.23369 | 0 | 0 | 6.1218 | 5.508 | 6.1218 | 4.5352 | 0 | 4.5352 | 86% | 0.74083 | 0.74083 | 0.24019 | 0.20728 | 1.4061 | 7W G25 - MURB | 148 | 0.64433 | 3.7721 | 1.3228 | 7.7439 | 4.3711 | 671.2028 | 906.0194 | -234.8166 | 0.74083 | 906.0194 | 0.74083
Efficient Products Installation | 7W G25 | Retrofit/Replacement | Res Lighting | RET | 4 | 1 | 25.1615 | 4.0756 | 1.3318 | 0.21572 | 0 | 0 | 6.0977 | 5.508 | 6.0977 | 4.2122 | 0 | 4.2122 | 86% | 0.69079 | 0.69079 | 0.25742 | 0.22214 | 1.5172 | 7W G25 | 2079 | 8.3551 | 49.2475 | 17.1524 | 101.1018 | 57.0677 | 8757.1955 | 12677.0333 | -3919.8378 | 0.69079 | 12677.0333 | 0.69079
Efficient Products Installation | 7W GU10 Replacing 35W | Retrofit/Replacement | Res Lighting | RET | 4.8 | 1 | 21.3679 | 3.4569 | 1.131 | 0.18298 | 0 | 0 | 6.4974 | 5.9262 | 6.4974 | 3.684 | 0 | 3.684 | 86% | 0.56701 | 0.56701 | 0.32299 | 0.2689 | 1.906 | 7W GU10 Replacing 35W | 291 | 0.99194 | 5.8539 | 2.0364 | 12.0178 | 7.0314 | 1072.0554 | 1890.7328 | -818.6774 | 0.56701 | 1890.7328 | 0.56701
Efficient Products Installation | 7W GU10 Replacing 50W - MURB | Retrofit/Replacement | Res Lighting | RET | 5.5 | 1 | 35.5213 | 5.7555 | 1.8802 | 0.30464 | 0 | 0 | 6.6908 | 5.9262 | 6.6908 | 6.2774 | 0 | 6.2774 | 86% | 0.93821 | 0.93821 | 0.20008 | 0.16159 | 1.1789 | 7W GU10 Replacing 50W - MURB | 101 | 0.57321 | 3.3776 | 1.1768 | 6.9339 | 4.1821 | 634.0172 | 675.7754 | -41.7582 | 0.93821 | 675.7754 | 0.93821
Efficient Products Installation | 7W GU10 Replacing 50W | Retrofit/Replacement | Res Lighting | RET | 5.5 | 1 | 32.79 | 5.3129 | 1.7356 | 0.28122 | 0 | 0 | 6.6548 | 5.9262 | 6.6548 | 5.7947 | 0 | 5.7947 | 86% | 0.87075 | 0.87075 | 0.21558 | 0.17411 | 1.2702 | 7W GU10 Replacing 50W | 3728 | 19.5307 | 115.083 | 40.0953 | 236.2574 | 142.4945 | 21602.7042 | 24809.2218 | -3206.5176 | 0.87075 | 24809.2218 | 0.87075
Efficient Products Installation | 9.5W Replacing 100W - MURB | Retrofit/Replacement | Res Lighting | RET | 9.3 | 1 | 73.849 | 12.0089 | 3.9089 | 0.63564 | 0 | 0 | 11.4328 | 9.8634 | 11.4328 | 14.4254 | 0 | 14.4254 | 86% | 1.2618 | 1.2618 | 0.16444 | 0.11425 | 0.96542 | 9.5W Replacing 100W - MURB | 2.5 | 0.029604 | 0.17381 | 0.060776 | 0.35682 | 0.25017 | 36.0635 | 28.582 | 7.4815 | 1.2618 | 28.582 | 1.2618
Efficient Products Installation | 9.5W Replacing 100W | Retrofit/Replacement | Res Lighting | RET | 9.3 | 1 | 68.8139 | 11.2215 | 3.6424 | 0.59397 | 0 | 0 | 11.3597 | 9.8634 | 11.3597 | 13.446 | 0 | 13.446 | 86% | 1.1837 | 1.1837 | 0.17535 | 0.12183 | 1.0266 | 9.5W Replacing 100W | 488 | 5.3998 | 31.6147 | 5.6857 | 33.2881 | 45.5039 | 6561.6537 | 5543.5489 | 1018.1048 | 1.1837 | 5543.5489 | 1.1837
Efficient Products Installation | 9.5W Replacing 40W - MURB | Retrofit/Replacement | Res Lighting | RET | 5 | 1 | 24.9199 | 4.0416 | 1.319 | 0.21393 | 0 | 0 | 10.6795 | 9.8634 | 10.6795 | 4.3288 | 0 | 4.3288 | 86% | 0.40534 | 0.40534 | 0.45521 | 0.37567 | 2.6796 | 9.5W Replacing 40W - MURB | 34 | 0.1355 | 0.79766 | 0.14267 | 0.83988 | 0.96655 | 147.1794 | 363.1039 | -215.9245 | 0.40534 | 363.1039 | 0.40534
Efficient Products Installation | 9.5W Replacing 40W | Retrofit/Replacement | Res Lighting | RET | 5 | 1 | 23.2208 | 3.7766 | 1.2291 | 0.1999 | 0 | 0 | 7.4446 | 6.8034 | 7.4446 | 4.0348 | 0 | 4.0348 | 86% | 0.54198 | 0.54198 | 0.34054 | 0.28104 | 1.999 | 9.5W Replacing 40W | 1327 | 4.9418 | 29.0096 | 5.2034 | 30.5451 | 35.1517 | 5354.1642 | 9878.9734 | -4524.8092 | 0.54198 | 9878.9734 | 0.54198
Efficient Products Installation | 9.5W Replacing 60W - MURB | Retrofit/Replacement | Res Lighting | RET | 6.7 | 1 | 41.2296 | 6.6836 | 2.1823 | 0.35377 | 0 | 0 | 10.9186 | 9.8634 | 10.9186 | 7.5333 | 0 | 7.5333 | 86% | 0.68995 | 0.68995 | 0.2813 | 0.2161 | 1.6566 | 9.5W Replacing 60W - MURB | 156 | 1.0281 | 6.0552 | 1.0825 | 6.3757 | 7.8821 | 1175.1993 | 1703.3026 | -528.1032 | 0.68995 | 1703.3026 | 0.68995
Efficient Products Installation | 9.5W Replacing 60W | Retrofit/Replacement | Res Lighting | RET | 6.7 | 1 | 38.4185 | 6.2453 | 2.0335 | 0.33057 | 0 | 0 | 10.8804 | 9.8634 | 10.8804 | 7.0217 | 0 | 7.0217 | 86% | 0.64535 | 0.64535 | 0.30083 | 0.2311 | 1.7667 | 9.5W Replacing 60W | 9135 | 56.2569 | 330.402 | 59.2346 | 347.8905 | 430.0865 | 64143.5206 | 99392.7977 | -35249.277 | 0.64535 | 99392.7977 | 0.64535
Efficient Products Installation | 9W Replacing 100W | Retrofit/Replacement | Res Lighting | RET | 9.3 | 1 | 69.1996 | 11.2215 | 3.6628 | 0.59397 | 0 | 0 | 8.3659 | 7.0074 | 8.3659 | 13.5131 | 0 | 13.5131 | 86% | 1.6152 | 1.6152 | 0.12842 | 0.08922 | 0.75602 | 9W Replacing 100W | 1912 | 21.1568 | 124.5619 | 22.2766 | 131.155 | 179.2853 | 25836.9939 | 15995.6668 | 9841.3271 | 1.6152 | 15995.6668 | 1.6152
Efficient Products Installation | 9W Replacing 40W - MURB | Retrofit/Replacement | Res Lighting | RET | 5 | 1 | 25.3339 | 4.1079 | 1.3409 | 0.21743 | 0 | 0 | 7.6861 | 7.0074 | 7.6861 | 4.4006 | 0 | 4.4006 | 86% | 0.57254 | 0.57254 | 0.32227 | 0.26596 | 1.8974 | 9W Replacing 40W - MURB | 48 | 0.19443 | 1.1448 | 0.20472 | 1.2054 | 1.3872 | 211.2298 | 368.9321 | -157.7023 | 0.57254 | 368.9321 | 0.57254
Efficient Products Installation | 9W Replacing 40W | Retrofit/Replacement | Res Lighting | RET | 5 | 1 | 23.6066 | 3.8385 | 1.2495 | 0.20318 | 0 | 0 | 7.6638 | 7.0074 | 7.6638 | 4.1017 | 0 | 4.1017 | 86% | 0.53521 | 0.53521 | 0.34484 | 0.28459 | 2.0246 | 9W Replacing 40W | 4387 | 16.6051 | 97.4976 | 17.4841 | 102.6582 | 118.1402 | 17994.2616 | 33621.0279 | -15626.7662 | 0.53521 | 33621.0279 | 0.53521
Efficient Products Installation | 9W Replacing 60W - MURB | Retrofit/Replacement | Res Lighting | RET | 6.7 | 1 | 41.6436 | 6.7498 | 2.2042 | 0.35728 | 0 | 0 | 7.9254 | 7.0074 | 7.9254 | 7.6089 | 0 | 7.6089 | 86% | 0.96006 | 0.96006 | 0.20216 | 0.1553 | 1.1907 | 9W Replacing 60W - MURB | 4803 | 31.9681 | 188.3016 | 33.6602 | 198.2687 | 245.1136 | 36545.3826 | 38065.8965 | -1520.5138 | 0.96006 | 38065.8965 | 0.96006
Efficient Products Installation | 9W Replacing 60W | Retrofit/Replacement | Res Lighting | RET | 6.7 | 1 | 38.8042 | 6.3073 | 2.0539 | 0.33385 | 0 | 0 | 7.8869 | 7.0074 | 7.8869 | 7.0921 | 0 | 7.0921 | 86% | 0.89923 | 0.89923 | 0.21589 | 0.16585 | 1.268 | 9W Replacing 60W | 128375 | 798.4203 | 4689.7876 | 840.6815 | 4938.0229 | 6104.7291 | 910453.2987 | 1012479.5592 | -102026.2604 | 0.89923 | 1012479.5592 | 0.89923
Efficient Products Installation | Air Sealing Measures - Elect Res - MURB | New Equipment purchased and installed by customers | Res HVAC | ROB/NEW | 15 | N/A | 171.73 | 48.1437 | N/A | N/A | 0 | 0 | 54.932 | 27.6012 | 54.932 | 347.8338 | 0 | 347.8338 | 102% | 6.3321 | 6.3321 | 0.28648 | 0.019098 | 0.97555 | Air Sealing Measures - Elect Res - MURB | 800.7551 | 45.087 | 153.5469 | 90.174 | 307.0939 | 2303.2041 | 278529.6934 | 43987.0484 | 234542.645 | 6.3321 | 43987.0484 | 6.3321
Efficient Products Installation | Air Sealing Measures - Elect Res | New Equipment purchased and installed by customers | Res HVAC | ROB/NEW | 15 | N/A | 164.8 | 46.63 | N/A | N/A | 0 | 0 | 55.5504 | 29.1312 | 55.5504 | 334.5901 | 0 | 334.5901 | 102% | 6.0232 | 6.0232 | 0.30188 | 0.020126 | 1.0186 | Air Sealing Measures - Elect Res | 800.7551 | 43.6694 | 147.3507 | 87.3388 | 294.7014 | 2210.2605 | 267924.7653 | 44482.2637 | 223442.5016 | 6.0232 | 44482.2637 | 6.0232
Efficient Products Installation | Air Sealing Measures - HP - MURB | New Equipment purchased and installed by customers | Res HVAC | ROB/NEW | 15 | N/A | 75.36 | 21.03 | N/A | N/A | 0 | 0 | 40.3558 | 27.6012 | 40.3558 | 152.4604 | 0 | 152.4604 | 102% | 3.7779 | 3.7779 | 0.47959 | 0.031973 | 1.6407 | Air Sealing Measures - HP - MURB | 388.2449 | 9.549 | 32.6695 | 19.098 | 65.3389 | 490.0419 | 59191.9916 | 15667.9402 | 43524.0513 | 3.7779 | 15667.9402 | 3.7779
Efficient Products Installation | Air Sealing Measures - HP | New Equipment purchased and installed by customers | Res HVAC | ROB/NEW | 15 | N/A | 74.23 | 19.6236 | N/A | N/A | 0 | 0 | 41.6414 | 29.1312 | 41.6414 | 148.1584 | 0 | 148.1584 | 102% | 3.558 | 3.558 | 0.5024 | 0.033494 | 1.8143 | Air Sealing Measures - HP | 388.2449 | 8.9104 | 32.1796 | 17.8208 | 64.3592 | 482.6939 | 57521.7361 | 16167.0436 | 41354.6926 | 3.558 | 16167.0436 | 3.558
Efficient Products Installation | Dimmer Switch | New Equipment purchased and installed by customers | Res Lighting | ROB/NEW | 10 | N/A | 13.668 | 1.6115 | N/A | N/A | 0 | 0 | 58.1069 | 54.1436 | 58.1069 | 16.8365 | 0 | 16.8365 | 100% | 0.28975 | 0.28975 | 3.8836 | 0.38836 | 31.4459 | Dimmer Switch | 2378 | 4.3939 | 35.5805 | 6.8106 | 55.1498 | 355.8049 | 40037.0983 | 138178.287 | -98141.1886 | 0.28975 | 138178.287 | 0.28975
Efficient Products Installation | Faucet Aerators - MURB | New Equipment purchased and installed by customers | Res Domestic Hot Water (DHW) | ROB/NEW | 10 | N/A | 120.9 | 19.623 | N/A | N/A | 0 | 0 | 35.7693 | 22.7868 | 35.7693 | 158.7414 | 0 | 158.7414 | 102% | 4.4379 | 4.4379 | 0.26497 | 0.026497 | 1.5585 | Faucet Aerators - MURB | 239 | 5.485 | 32.2641 | 10.97 | 64.5282 | 322.641 | 37939.1937 | 8548.8621 | 29390.3316 | 4.4379 | 8548.8621 | 4.4379
Efficient Products Installation | Faucet Aerators | New Equipment purchased and installed by customers | Res Domestic Hot Water (DHW) | ROB/NEW | 10 | N/A | 95.79 | 15.531 | N/A | N/A | 0 | 0 | 33.3081 | 22.7868 | 33.3081 | 125.7523 | 0 | 125.7523 | 102% | 3.7754 | 3.7754 | 0.31141 | 0.031141 | 1.8337 | Faucet Aerators | 6672 | 121.1902 | 713.6274 | 242.3804 | 1427.2547 | 7136.2737 | 839019.4688 | 222231.6055 | 616787.8633 | 3.7754 | 222231.6055 | 3.7754
Efficient Products Installation | Hot Water Tank Wrap - MURB | New Equipment purchased and installed by customers | Res Domestic Hot Water (DHW) | ROB/NEW | 7 | N/A | 57.23 | 9.3072 | N/A | N/A | 0 | 0 | 29.5108 | 24.1332 | 29.5108 | 55.9063 | 0 | 55.9063 | 102% | 1.8944 | 1.8944 | 0.46181 | 0.065973 | 2.711 | Hot Water Tank Wrap - MURB | 169 | 1.8396 | 10.7996 | 3.6791 | 21.5991 | 75.5969 | 9448.164 | 4987.3318 | 4460.8321 | 1.8944 | 4987.3318 | 1.8944
Efficient Products Installation | Hot Water Tank Wrap | New Equipment purchased and installed by customers | Res Domestic Hot Water (DHW) | ROB/NEW | 7 | N/A | 137.2647 | 22.3131 | N/A | N/A | 0 | 0 | 35.3432 | 24.1332 | 35.3432 | 134.0814 | 0 | 134.0814 | 102% | 3.7937 | 3.7937 | 0.2306 | 0.032943 | 1.3543 | Hot Water Tank Wrap | 2378 | 62.0561 | 364.4735 | 124.1122 | 728.9471 | 2551.3148 | 318845.5348 | 84046.172 | 234799.3628 | 3.7937 | 84046.172 | 3.7937
Efficient Products Installation | Indoor motion sensor | New Equipment purchased and installed by customers | Res Lighting | ROB/NEW | 10 | N/A | 36.8232 | 0 | N/A | N/A | 0 | 0 | 53.8398 | 48.4296 | 53.8398 | 40.0592 | 0 | 40.0592 | 100% | 0.74404 | 0.74404 | 1.3356 | 0.13356 | N/A | Indoor motion sensor | 2378 | 0 | 95.858 | 0 | 148.5799 | 958.5803 | 95260.6789 | 128030.9447 | -32770.2658 | 0.74404 | 128030.9447 | 0.74404
Efficient Products Installation | LED - ENERGY STAR Fixture with Motion Sensor | Retrofit/Replacement | Res Lighting | RET | 9.7 | 1 | 137 | 22.2 | 27.4 | 8.805 | 0 | 0 | 92.7212 | 84.1092 | 92.7212 | 59.0634 | 0 | 59.0634 | 102% | 0.637 | 0.637 | 0.60613 | 0.22122 | 3.571 | LED - ENERGY STAR Fixture with Motion Sensor | 951.2 | 24.6966 | 145.5083 | 23.3783 | 109.1312 | 398.6927 | 56181.0595 | 88196.3831 | -32015.3235 | 0.637 | 88196.3831 | 0.637
Efficient Products Installation | LED Nightlights - MURB | New Equipment purchased and installed by customers | Res Lighting | RET | 23 | 7.6667 | 24.1578 | 3.9388 | 24.1578 | 3.9388 | 0 | 0 | 7.7001 | 3.9474 | 7.7001 | 47.6545 | 0 | 47.6545 | 86% | 6.1888 | 6.1888 | 0.33857 | 0.01472 | 1.9825 | LED Nightlights - MURB | 991 | 3.849 | 22.5385 | 7.698 | 45.0771 | 518.3861 | 47225.5746 | 7630.8072 | 39594.7674 | 6.1888 | 7630.8072 | 6.1888
Efficient Products Installation | LED Nightlights | New Equipment purchased and installed by customers | Res Lighting | RET | 23 | 7.6667 | 22.4526 | 3.6358 | 22.4526 | 3.6358 | 0 | 0 | 7.4451 | 3.9474 | 7.4451 | 44.2363 | 0 | 44.2363 | 86% | 5.9417 | 5.9417 | 0.35222 | 0.015314 | 2.0765 | LED Nightlights | 9022 | 32.3453 | 190.7053 | 64.6905 | 381.4107 | 4386.2227 | 399100.273 | 67169.6339 | 331930.6391 | 5.9417 | 67169.6339 | 5.9417
Efficient Products Installation | Low-flow showerhead - 1.0 gpm Reduction - MURB | Retrofit/Replacement | Res Domestic Hot Water (DHW) | ROB/NEW | 10 | N/A | 404.95 | 65.593 | N/A | N/A | 0 | 0 | 90.9992 | 51.1224 | 90.9992 | 500.2329 | 0 | 500.2329 | 96% | 5.4971 | 5.4971 | 0.21383 | 0.021383 | 1.2603 | Low-flow showerhead - 1.0 gpm Reduction - MURB | 112 | 8.0865 | 47.6635 | 16.1729 | 95.327 | 476.6348 | 56026.0898 | 10191.911 | 45834.1789 | 5.4971 | 10191.911 | 5.4971
Efficient Products Installation | Low-flow showerhead - 1.0 gpm Reduction | Retrofit/Replacement | Res Domestic Hot Water (DHW) | ROB/NEW | 10 | N/A | 355.11 | 57.494 | N/A | N/A | 0 | 0 | 86.4036 | 51.1224 | 86.4036 | 438.6354 | 0 | 438.6354 | 96% | 5.0766 | 5.0766 | 0.23153 | 0.023153 | 1.3652 | Low-flow showerhead - 1.0 gpm Reduction | 2219 | 140.431 | 828.1072 | 280.862 | 1656.2144 | 8281.0719 | 973332.0496 | 191729.6418 | 781602.4077 | 5.0766 | 191729.6418 | 5.0766
Efficient Products Installation | Motion sensor with dimmer switch | New Equipment purchased and installed by customers | Res Lighting | ROB/NEW | 10 | N/A | 43.0944 | 0 | N/A | N/A | 0 | 0 | 64.5661 | 58.1604 | 64.5661 | 46.8815 | 0 | 46.8815 | 100% | 0.7261 | 0.7261 | 1.3686 | 0.13686 | N/A | Motion sensor with dimmer switch | 237.8 | 0 | 11.2183 | 0 | 17.3884 | 112.1832 | 11148.4113 | 15353.8155 | -4205.4041 | 0.7261 | 15353.8155 | 0.7261
Efficient Products Installation | Outdoor motion sensor | New Equipment purchased and installed by customers | Res Lighting | ROB/NEW | 10 | N/A | 159 | 0 | N/A | N/A | 0 | 0 | 77.6897 | 61.6998 | 77.6897 | 172.9726 | 0 | 172.9726 | 100% | 2.2265 | 2.2265 | 0.44635 | 0.044635 | N/A | Outdoor motion sensor | 237.8 | 0 | 41.3908 | 0 | 64.1558 | 413.9083 | 41132.8943 | 18474.6089 | 22658.2854 | 2.2265 | 18474.6089 | 2.2265
Efficient Products Installation | PAR20 7 W Replacing 50 W - MURB | Retrofit/Replacement | Res Lighting | ROB/NEW | 5.5 | N/A | 35.3192 | 5.7555 | N/A | N/A | 0 | 0 | 10.9237 | 8.6802 | 10.9237 | 24.254 | 0 | 24.254 | 86% | 2.2203 | 2.2203 | 0.32853 | 0.059732 | 1.9247 | PAR20 7 W Replacing 50 W - MURB | 148 | 0.83995 | 4.9211 | 2.5198 | 14.7634 | 27.0663 | 3589.5944 | 1616.7106 | 1972.8838 | 2.2203 | 1616.7106 | 2.2203
Efficient Products Installation | PAR20 7 W Replacing 50 W | Retrofit/Replacement | Res Lighting | ROB/NEW | 5.5 | N/A | 32.8261 | 5.3129 | N/A | N/A | 0 | 0 | 10.7945 | 8.6802 | 10.7945 | 22.522 | 0 | 22.522 | 86% | 2.0864 | 2.0864 | 0.3493 | 0.063508 | 2.0603 | PAR20 7 W Replacing 50 W | 2079 | 10.8917 | 64.2491 | 32.6752 | 192.7473 | 353.3701 | 46823.3237 | 22441.7721 | 24381.5516 | 2.0864 | 22441.7721 | 2.0864
Efficient Products Installation | PAR38 15 W Replacing 150 W | Retrofit/Replacement | Res Lighting | ROB/NEW | 6.8 | N/A | 102.9686 | 16.627 | N/A | N/A | 0 | 0 | 28.4003 | 21.1446 | 28.4003 | 83.0823 | 0 | 83.0823 | 86% | 2.9254 | 2.9254 | 0.29297 | 0.043084 | 1.7321 | PAR38 15 W Replacing 150 W | 1912 | 31.3482 | 185.3473 | 62.6964 | 370.6946 | 1260.3616 | 158853.3519 | 54301.4093 | 104551.9427 | 2.9254 | 54301.4093 | 2.9254
Efficient Products Installation | Pipe Insulation - MURB | New Equipment purchased and installed by customers | Res Domestic Hot Water (DHW) | ROB/NEW | 15 | N/A | 6.731 | 1.0969 | N/A | N/A | 0 | 0 | 3.0074 | 1.9992 | 3.0074 | 12.1736 | 0 | 12.1736 | 102% | 4.0479 | 4.0479 | 0.40015 | 0.026676 | 2.3441 | Pipe Insulation - MURB | 101 | 0.12957 | 0.7591 | 0.25915 | 1.5182 | 11.3864 | 1229.5373 | 303.7468 | 925.7906 | 4.0479 | 303.7468 | 4.0479
Efficient Products Installation | Pipe Insulation | New Equipment purchased and installed by customers | Res Domestic Hot Water (DHW) | ROB/NEW | 15 | N/A | 11.9812 | 1.9469 | N/A | N/A | 0 | 0 | 3.715 | 1.9992 | 3.715 | 21.6586 | 0 | 21.6586 | 102% | 5.83 | 5.83 | 0.2777 | 0.018513 | 1.6315 | Pipe Insulation | 13272.4099 | 30.2207 | 177.5598 | 60.4415 | 355.1196 | 2663.3971 | 287461.7371 | 49307.4581 | 238154.279 | 5.83 | 49307.4581 | 5.83
Efficient Products Installation | Smart thermostats for central air source heat pump | Retrofit/Replacement | Res HVAC | ROB/NEW | 11 | N/A | 831 | 0 | N/A | N/A | 0 | 0 | 186.5855 | 106.6716 | 186.5855 | 999.6474 | 0 | 999.6474 | 102% | 5.3576 | 5.3576 | 0.20109 | 0.018281 | N/A | Smart thermostats for central air source heat pump | 160 | 0 | 148.4623 | 0 | 194.8568 | 1633.0857 | 159943.5834 | 29853.6776 | 130089.9059 | 5.3576 | 29853.6776 | 5.3576
Efficient Products Installation | Smart thermostats for electric baseboards | Retrofit/Replacement | Res HVAC | ROB/NEW | 11 | N/A | 418.6073 | 0 | N/A | N/A | 0 | 0 | 154.9078 | 111.7512 | 154.9078 | 503.5616 | 0 | 503.5616 | 102% | 3.2507 | 3.2507 | 0.33142 | 0.030129 | N/A | Smart thermostats for electric baseboards | 3920 | 0 | 1832.2643 | 0 | 2977.4295 | 20154.9074 | 1973961.3611 | 607238.5073 | 1366722.8538 | 3.2507 | 607238.5073 | 3.2507
Efficient Products Installation | Smart thermostats for mini-split heat pumps | New Equipment purchased and installed by customers | Res HVAC | ROB/NEW | 11 | N/A | 207.8191 | 0 | N/A | N/A | 0 | 0 | 116.4336 | 93.126 | 116.4336 | 249.9949 | 0 | 249.9949 | 102% | 2.1471 | 2.1471 | 0.50177 | 0.045615 | N/A | Smart thermostats for mini-split heat pumps | 420 | 0 | 97.4608 | 0 | 158.3738 | 1072.0688 | 104997.8705 | 48902.1013 | 56095.7691 | 2.1471 | 48902.1013 | 2.1471
Efficient Products Installation | Thermostatic Shower Valves -2.5gpm - MURB | Retrofit/Replacement | Res Other | ROB/NEW | 10 | N/A | 124.41 | 20.184 | N/A | N/A | 0 | 0 | 60.3804 | 45.9 | 60.3804 | 163.3285 | 0 | 163.3285 | 102% | 2.705 | 2.705 | 0.43466 | 0.043466 | 2.5577 | Thermostatic Shower Valves -2.5gpm - MURB | 832.3 | 19.6471 | 115.6193 | 39.2943 | 231.2387 | 1156.1934 | 135938.2875 | 50254.5935 | 85683.6941 | 2.705 | 50254.5935 | 2.705
Efficient Products Installation | Thermostatic Shower Valves -2.5gpm | Retrofit/Replacement | Res Other | ROB/NEW | 10 | N/A | 108.75 | 17.661 | N/A | N/A | 0 | 0 | 58.8482 | 45.9 | 58.8482 | 142.7921 | 0 | 142.7921 | 102% | 2.4264 | 2.4264 | 0.48463 | 0.048463 | 2.8489 | Thermostatic Shower Valves -2.5gpm | 832.3 | 17.1912 | 101.0659 | 34.3825 | 202.1317 | 1010.6585 | 118845.8302 | 48979.3832 | 69866.447 | 2.4264 | 48979.3832 | 2.4264
Green Heat | ASHP and AWHP - Electrical | Retrofit/Replacement | Res HVAC | RET | 18 | 6 | 4165.6889 | 1327 | 4165.6889 | 1327 | 11987.04 | 1061.0526 | 140.6956 | 0 | 1201.7482 | 6482.3138 | 0 | 6482.3138 | 67% | 0.79323 | 5.3941 | 0.39333 | 0.021852 | 1.1788 | ASHP and AWHP - Electrical | 13 | 13.2526 | 39.7192 | 26.5052 | 79.4383 | 714.945 | 84270.0796 | 106236.1609 | -21966.0814 | 0.79323 | 15622.7267 | 5.3941
Green Heat | GSHP | Retrofit/Replacement | Res HVAC | RET | 25 | 8.3333 | 9973 | 7490 | 9973 | 7490 | 21003.84 | 1900 | 1284.3456 | 0 | 3184.3456 | 26493.2878 | 0 | 26493.2878 | 67% | 1.7252 | 8.3199 | 0.43534 | 0.017414 | 0.55339 | GSHP | 2 | 11.508 | 14.6294 | 23.0159 | 29.2587 | 365.7343 | 52986.5757 | 30713.8367 | 22272.739 | 1.7252 | 6368.6911 | 8.3199
Green Heat | MSHP - Fully Electrical | Retrofit/Replacement | Res HVAC | RET | 18 | 6 | 2519.2 | 1912 | 2519.2 | 1912 | 5973.12 | 480 | 153.0958 | 0 | 633.0958 | 2295.3828 | 0 | 2295.3828 | 28% | 1.2574 | 3.6256 | 0.81989 | 0.04555 | 1.0313 | MSHP - Fully Electrical | 2460 | 1510.0557 | 1899.5508 | 3020.1114 | 3799.1015 | 34191.9137 | 5646641.6844 | 4490900.6933 | 1155740.9911 | 1.2574 | 1557415.6373 | 3.6256
Green Heat | MSHP - Mainly Electrical | Retrofit/Replacement | Res HVAC | RET | 18 | 6 | 857.6 | 2057.6 | 857.6 | 2057.6 | 5973.12 | 480 | 63.648 | 0 | 543.648 | 1614.5283 | 0 | 1614.5283 | 28% | 0.92996 | 2.9698 | 2.0682 | 0.1149 | 0.82293 | MSHP - Mainly Electrical | 589 | 389.0865 | 154.8293 | 778.1731 | 309.6586 | 2786.9278 | 950957.1701 | 1022575.6224 | -71618.4523 | 0.92996 | 320208.672 | 2.9698
Green Heat | Pellet Boiler/Furnace (Electric Resistance) | Retrofit/Replacement | Res HVAC | RET | 18 | 6 | 13765 | 7750 | 13765 | 7750 | 8139.6 | 1200 | 809.2547 | 0 | 2009.2547 | 16683.5642 | 0 | 16683.5642 | 58% | 3.0168 | 8.3034 | 0.2299 | 0.012772 | 0.38983 | Pellet Boiler/Furnace (Electric Resistance) | 1 | 5.154 | 8.7398 | 10.3079 | 17.4795 | 157.3156 | 16683.5642 | 5530.2227 | 11153.3416 | 3.0168 | 2009.2547 | 8.3034
Green Heat | Pellet Boiler/Furnace (Heat Pump) | Retrofit/Replacement | Res HVAC | RET | 18 | 6 | 6257 | 7750 | 6257 | 7750 | 8139.6 | 1200 | 529.4684 | 0 | 1729.4684 | 9503.7728 | 0 | 9503.7728 | 58% | 1.8101 | 5.4952 | 0.43534 | 0.024185 | 0.33554 | Pellet Boiler/Furnace (Heat Pump) | 1 | 5.154 | 3.9727 | 10.3079 | 7.9455 | 71.5092 | 9503.7728 | 5250.4364 | 4253.3364 | 1.8101 | 1729.4684 | 5.4952
Green Heat | Pellet Stove (Electric Resistance) | Retrofit/Replacement | Res HVAC | RET | 18 | 6 | 8260.8961 | 4000 | 8260.8961 | 4000 | 4471.68 | 600 | 461.9692 | 0 | 1061.9692 | 9813.2727 | 0 | 9813.2727 | 58% | 3.2116 | 9.2406 | 0.20247 | 0.011248 | 0.3992 | Pellet Stove (Electric Resistance) | 70 | 186.2078 | 367.154 | 372.4157 | 734.3081 | 6608.7727 | 686929.0855 | 213888.0528 | 473041.0327 | 3.2116 | 74337.8448 | 9.2406
Green Heat | Pellet Stove (Heat Pump) | Retrofit/Replacement | Res HVAC | RET | 18 | 6 | 4072 | 4000 | 4072 | 4000 | 4471.68 | 600 | 305.8697 | 0 | 905.8697 | 5807.4921 | 0 | 5807.4921 | 58% | 2.003 | 6.411 | 0.35038 | 0.019466 | 0.34052 | Pellet Stove (Heat Pump) | 8 | 21.2809 | 20.6833 | 42.5618 | 41.3667 | 372.3003 | 46459.937 | 23195.5526 | 23264.3844 | 2.003 | 7246.9574 | 6.411
Green Heat | Residential DHW Timer | New Equipment purchased and installed by customers | Res HVAC | ROB/NEW | 15 | N/A | 0 | 500 | N/A | N/A | 204 | 20 | 37.9475 | 0 | 57.9475 | 905.7419 | 0 | 905.7419 | 100% | 3.7435 | 15.6304 | N/A | N/A | 0.10107 | Residential DHW Timer | 51 | 29.2383 | 0 | 58.4766 | 0 | 0 | 46192.8346 | 12339.3208 | 33853.5139 | 3.7435 | 2955.3208 | 15.6304
Green Heat | Residential ETS System (Central) | Retrofit/Replacement | Res HVAC | RET | 18 | 6 | 0 | 5000 | 0 | 5000 | 5100 | 2000 | 265.2 | 0 | 2265.2 | 10575.887 | 0 | 10575.887 | 100% | 1.9712 | 4.6689 | N/A | N/A | 0.3951 | Residential ETS System (Central) | 0 | 0 | 0 | 0 | 0 | 0 | 0 | 0 | 0 | N/A | 0 | N/A
Green Heat | Residential ETS System (Room) | Retrofit/Replacement | Res HVAC | RET | 18 | 6 | 0 | 2500 | 0 | 2500 | 2040 | 900 | 119.34 | 0 | 1019.34 | 5287.9435 | 0 | 5287.9435 | 100% | 2.4489 | 5.1876 | N/A | N/A | 0.35559 | Residential ETS System (Room) | 0 | 0 | 0 | 0 | 0 | 0 | 0 | 0 | 0 | N/A | 0 | N/A
Green Heat | Solar Domestic Hot Water | Retrofit/Replacement | Res Domestic Hot Water (DHW) | RET | 20 | 6.6667 | 2736 | 0 | 2736 | 0 | 3862.74 | 1000 | 240.7047 | 0 | 1240.7047 | 2774.1506 | 0 | 2774.1506 | 58% | 1.1181 | 2.2359 | 0.71422 | 0.035711 | N/A | Solar Domestic Hot Water | 3 | 0 | 5.2115 | 0 | 10.4229 | 104.2295 | 8322.4519 | 7443.2817 | 879.1702 | 1.1181 | 3722.1141 | 2.2359
Green Heat | Three Element Hot Water Heater | Retrofit/Replacement | Res Heating, Ventilation and Air-Conditioning | ROB/NEW | 10 | N/A | 0 | 406 | N/A | N/A | 306 | 400 | 62.1179 | 0 | 462.1179 | 232.9553 | 0 | 232.9553 | 47% | 1.1312 | 0.5041 | N/A | N/A | 2.112 | Three Element Hot Water Heater | 7 | 1.5316 | 0 | 2.6255 | 0 | 0 | 1630.6874 | 1441.5656 | 189.1219 | 1.1312 | 3234.8256 | 0.5041
Green Heat | Wood Boiler/Furnace (Electric Resistance) | Retrofit/Replacement | Res HVAC | RET | 18 | 6 | 13804 | 7660 | 13804 | 7660 | 17884.51 | 1200 | 929.3637 | 0 | 2129.3637 | 19765.7678 | 0 | 19765.7678 | 58% | 1.7488 | 9.2825 | 0.24295 | 0.013497 | 0.41798 | Wood Boiler/Furnace (Electric Resistance) | 1 | 5.0941 | 8.7645 | 10.1882 | 17.529 | 157.7613 | 19765.7678 | 11302.3795 | 8463.3882 | 1.7488 | 2129.3637 | 9.2825
Green Heat | Wood Boiler/Furnace (Heat Pump) | Retrofit/Replacement | Res HVAC | RET | 18 | 6 | 6275 | 7660 | 6275 | 7660 | 17884.51 | 1200 | 648.7949 | 0 | 1848.7949 | 12565.8944 | 0 | 12565.8944 | 58% | 1.1401 | 6.7968 | 0.46404 | 0.02578 | 0.36291 | Wood Boiler/Furnace (Heat Pump) | 1 | 5.0941 | 3.9842 | 10.1882 | 7.9683 | 71.7149 | 12565.8944 | 11021.8107 | 1544.0836 | 1.1401 | 1848.7949 | 6.7968
Green Heat | Wood Stove (Electric Resistance) | Retrofit/Replacement | Res HVAC | RET | 18 | 6 | 9473.4371 | 4000 | 9473.4371 | 4000 | 3615.9 | 600 | 580.4584 | 0 | 1180.4584 | 12853.9084 | 0 | 12853.9084 | 58% | 4.8004 | 10.8889 | 0.19626 | 0.010903 | 0.44374 | Wood Stove (Electric Resistance) | 146 | 388.3764 | 878.18 | 776.7527 | 1756.36 | 15807.2401 | 1876670.6307 | 390941.3447 | 1485729.286 | 4.8004 | 172346.9327 | 10.8889
Green Heat | Wood Stove (Heat Pump) | Retrofit/Replacement | Res HVAC | RET | 18 | 6 | 4747 | 4000 | 4747 | 4000 | 3615.9 | 600 | 404.3274 | 0 | 1004.3274 | 8334.0852 | 0 | 8334.0852 | 58% | 3.3316 | 8.2982 | 0.33322 | 0.018512 | 0.37753 | Wood Stove (Heat Pump) | 55 | 146.3062 | 165.7697 | 292.6123 | 331.5393 | 2983.8538 | 458374.6868 | 137585.2165 | 320789.4702 | 3.3316 | 55238.0065 | 8.2982
Home Energy Assessment | Heat Pump Water Heater | Retrofit/Replacement | Res Domestic Hot Water (DHW) | RET | 10 | 3.3333 | 1168 | 290 | 1168 | 290 | 2111.9769 | 400 | 53.04 | 0 | 453.04 | 1445.9628 | 0 | 1445.9628 | 89% | 0.74816 | 3.1917 | 0.39812 | 0.039812 | 1.5308 | Heat Pump Water Heater | 5 | 1.4797 | 5.6898 | 2.6634 | 10.2417 | 56.8981 | 7229.8139 | 9663.4971 | -2433.6832 | 0.74816 | 2265.2 | 3.1917
Home Energy Assessment | Residential ETS System (Central) | Retrofit/Replacement | Res HVAC | RET | 20 | 6.6667 | 0 | 5000 | 0 | 5000 | 5100 | 2100 | 387.6334 | 0 | 2487.6334 | 10207.0942 | 0 | 10207.0942 | 89% | 2.0718 | 4.1031 | N/A | N/A | 0.48752 | Residential ETS System (Central) | 8 | 40.819 | 0 | 81.6379 | 0 | 0 | 81656.7539 | 39413.067 | 42243.6869 | 2.0718 | 19901.067 | 4.1031
Home Energy Assessment | Residential ETS System (Room) | Retrofit/Replacement | Res HVAC | RET | 20 | 6.6667 | 0 | 2500 | 0 | 2500 | 2040 | 582 | 131.7599 | 0 | 713.7599 | 5103.5471 | 0 | 5103.5471 | 89% | 2.6208 | 7.1502 | N/A | N/A | 0.27976 | Residential ETS System (Room) | 84 | 214.2995 | 0 | 428.5991 | 0 | 0 | 428697.958 | 163578.2308 | 265119.7272 | 2.6208 | 59955.8308 | 7.1502
Home Energy Assessment | Whole Home - Adjusted Incentive and Savings | Retrofit/Replacement | Res HVAC | RET | 20 | 6.6667 | 4817.6081 | 2182.3765 | 4817.6081 | 2182.3765 | 6178.4134 | 1737.15 | 358.1695 | 0 | 2095.3195 | 11950.7622 | 0 | 11950.7622 | 89% | 2.0404 | 5.7036 | 0.44641 | 0.022321 | 0.9408 | Whole Home - Adjusted Incentive and Savings | 1827.113 | 4069.0875 | 8575.9454 | 8138.175 | 17151.8909 | 171518.9085 | 21835393.2764 | 10701323.0396 | 11134070.2368 | 2.0404 | 3828385.4606 | 5.7036
Instant Savings | Clothes-line | New Equipment purchased and installed by customers | Res Other | ROB/NEW | 10 | N/A | 104 | 0 | N/A | N/A | 62.6444 | 5.8333 | 7.7611 | 0 | 13.5944 | 113.1393 | 0 | 113.1393 | 100% | 1.607 | 8.3225 | 0.11941 | 0.011941 | N/A | Clothes-line | 1405.2728 | 0 | 159.9886 | 0 | 280.9982 | 1599.8862 | 158991.6296 | 98938.8949 | 60052.7347 | 1.607 | 19103.8671 | 8.3225
Instant Savings | Dehumidifier | New Equipment purchased and installed by customers | Res HVAC | ROB/NEW | 12 | N/A | 45.2 | 15.1 | N/A | N/A | 234.3508 | 35 | 18.207 | 0 | 53.207 | 78.9698 | 0 | 78.9698 | 100% | 0.31268 | 1.4842 | 1.0753 | 0.08961 | 3.073 | Dehumidifier | 12427.8846 | 215.1722 | 614.9372 | 377.9206 | 1080.0533 | 7379.2464 | 981427.5464 | 3138759.0347 | -2157331.4883 | 0.31268 | 661250.4756 | 1.4842
Instant Savings | Dimmer Switch | Retrofit/Replacement | Res Lighting | ROB/NEW | 10 | N/A | 13.668 | 1.6115 | N/A | N/A | 14.3724 | 3.4767 | 2.5119 | 0 | 5.9886 | 16.8365 | 0 | 16.8365 | 100% | 0.99717 | 2.8114 | 0.40025 | 0.040025 | 3.2409 | Dimmer Switch | 12845.9347 | 23.736 | 192.2055 | 45.3396 | 367.1434 | 1922.0549 | 216280.0458 | 216894.5919 | -614.5461 | 0.99717 | 76929.166 | 2.8114
Instant Savings | ECM Pool Pump | Retrofit/Replacement | Res HVAC | ROB/NEW | 10 | N/A | 530 | 0 | N/A | N/A | 320.0364 | 233.3333 | 145.4674 | 0 | 378.8008 | 576.5755 | 0 | 576.5755 | 100% | 1.2386 | 1.5221 | 0.6529 | 0.06529 | N/A | ECM Pool Pump | 93.8702 | 0 | 54.4626 | 0 | 95.6562 | 544.6264 | 54123.2507 | 43696.9326 | 10426.3181 | 1.2386 | 35558.0994 | 1.5221
Instant Savings | Efficient clothes washer | Retrofit/Replacement | Res Other | ROB/NEW | 14 | N/A | 165 | 22.8 | N/A | N/A | 275.1643 | 87.5 | 45.5175 | 0 | 133.0175 | 271.8431 | 0 | 271.8431 | 100% | 0.8477 | 2.0437 | 0.73643 | 0.052602 | 5.0879 | Efficient clothes washer | 4869.351 | 127.2969 | 879.529 | 223.5797 | 1544.7727 | 12313.4053 | 1323699.5587 | 1561512.3511 | -237812.7925 | 0.8477 | 647708.91 | 2.0437
Instant Savings | Energy Star Dryer | Retrofit/Replacement | Res Other | ROB/NEW | 12 | N/A | 151 | 20.8 | N/A | N/A | 129.88 | 87.5 | 54.7208 | 0 | 142.2208 | 220.2968 | 0 | 220.2968 | 100% | 1.1934 | 1.549 | 0.86039 | 0.071699 | 5.963 | Energy Star Dryer | 5552.8846 | 132.4323 | 917.8902 | 232.5993 | 1612.1489 | 11014.6819 | 1223282.9033 | 1025066.7831 | 198216.1202 | 1.1934 | 789735.547 | 1.549
Instant Savings | ENERGYSTAR Bathroom Exhaust Fans | Retrofit/Replacement | Res HVAC | ROB/NEW | 19 | N/A | 35.4077 | 4.042 | N/A | N/A | 32.13 | 11.6667 | 8.9552 | 0 | 20.6219 | 69.0863 | 0 | 69.0863 | 100% | 1.6815 | 3.3501 | 0.53203 | 0.028002 | 4.4494 | ENERGYSTAR Bathroom Exhaust Fans | 30 | 0.13904 | 1.1628 | 0.23173 | 1.938 | 22.0937 | 2072.5878 | 1232.5558 | 840.0319 | 1.6815 | 618.6558 | 3.3501
Instant Savings | ENERGYSTAR Dishwasher | Retrofit/Replacement | Res Other | ROB/NEW | 10 | N/A | 30.9912 | 3.837 | N/A | N/A | 51 | 35 | 18.207 | 0 | 53.207 | 38.3989 | 0 | 38.3989 | 100% | 0.55484 | 0.72169 | 1.5683 | 0.15683 | 12.0932 | ENERGYSTAR Dishwasher | 514.3029 | 2.2627 | 17.4483 | 3.9741 | 30.6455 | 174.4827 | 19748.6728 | 35593.36 | -15844.6872 | 0.55484 | 27364.5144 | 0.72169
Instant Savings | ENERGYSTAR Range Hoods | Retrofit/Replacement | Res HVAC | ROB/NEW | 19 | N/A | 4.8941 | 26.8908 | N/A | N/A | 62.6444 | 11.6667 | 8.8956 | 0 | 20.5623 | 67.6609 | 0 | 67.6609 | 100% | 0.94578 | 3.2905 | 3.838 | 0.202 | 0.66686 | ENERGYSTAR Range Hoods | 30 | 0.92499 | 0.16073 | 1.5416 | 0.26788 | 3.0538 | 2029.8255 | 2146.201 | -116.3755 | 0.94578 | 616.8694 | 3.2905
Instant Savings | Heat Pump Dryer (ventless) | Retrofit/Replacement | Res Other | ROB/NEW | 12 | N/A | 446 | 61.548 | N/A | N/A | 1116.9 | 175 | 91.035 | 0 | 266.035 | 650.8428 | 0 | 650.8428 | 100% | 0.53881 | 2.4465 | 0.54489 | 0.045408 | 3.7696 | Heat Pump Dryer (ventless) | 33.0529 | 2.3326 | 16.1376 | 4.0968 | 28.3435 | 193.6514 | 21512.2331 | 39925.7363 | -18413.5032 | 0.53881 | 8793.2244 | 2.4465
Instant Savings | Heavy duty timer | Retrofit/Replacement | Res Other | ROB/NEW | 10 | N/A | 122 | 0 | N/A | N/A | 24.7699 | 11.6667 | 11.6136 | 0 | 23.2803 | 132.7211 | 0 | 132.7211 | 100% | 3.6478 | 5.701 | 0.17432 | 0.017432 | N/A | Heavy duty timer | 8431.6365 | 0 | 1126.0737 | 0 | 2190.7252 | 11260.7372 | 1119056.4697 | 306772.661 | 812283.8086 | 3.6478 | 196291.1614 | 5.701
Instant Savings | Heat Pump Hot Water Heater | Retrofit/Replacement | Res Domestic Hot Water (DHW) | ROB/NEW | 10 | N/A | 1041 | 169 | N/A | N/A | 1651.1607 | 450 | 234.09 | 0 | 684.09 | 1338.7985 | 0 | 1338.7985 | 100% | 0.71014 | 1.9571 | 0.6003 | 0.06003 | 3.5301 | Heat Pump Hot Water Heater | 200 | 38.7551 | 227.9165 | 58.1326 | 341.8748 | 2279.1654 | 267759.6979 | 377050.14 | -109290.4421 | 0.71014 | 136818 | 1.9571
Instant Savings | Indoor motion sensor | Retrofit/Replacement | Res Lighting | ROB/NEW | 10 | N/A | 36.8232 | 0 | N/A | N/A | 26.2179 | 5.8333 | 4.708 | 0 | 10.5414 | 40.0592 | 0 | 40.0592 | 100% | 1.2953 | 3.8002 | 0.26151 | 0.026151 | N/A | Indoor motion sensor | 334.2441 | 0 | 13.4735 | 0 | 23.6644 | 134.735 | 13389.5384 | 10336.8006 | 3052.7377 | 1.2953 | 3523.3917 | 3.8002
Instant Savings | LED - ENERGY STAR Fixture with Motion Sensor | Retrofit/Replacement | Res Lighting | RET | 9.7 | 0 | 137 | 22.2 | 27.4 | 8.805 | 47.6025 | 20 | 10.404 | 0 | 30.404 | 26.0331 | 0 | 26.0331 | 66% | 0.62248 | 0.85624 | 0.30717 | 0.15833 | 1.8097 | LED - ENERGY STAR Fixture with Motion Sensor | 152.8108 | 2.5672 | 15.1256 | 4.8689 | 14.4656 | 29.3437 | 3978.1362 | 6390.8 | -2412.6638 | 0.62248 | 4646.0585 | 0.85624
Instant Savings | LED - ENERGY STAR Fixture without Motion Sensor | Retrofit/Replacement | Res Lighting | RET | 8.5 | 0 | 52.77 | 6.6332 | 10.554 | 1.4894 | 37.6229 | 12 | 6.2424 | 0 | 18.2424 | 7.6052 | 0 | 7.6052 | 66% | 0.24475 | 0.4169 | 0.47848 | 0.28146 | 3.634 | LED - ENERGY STAR Fixture without Motion Sensor | 1899.2599 | 9.5337 | 72.412 | 22.3804 | 151.4069 | 123.1004 | 14444.2484 | 59016.6534 | -44572.405 | 0.24475 | 34647.0579 | 0.4169
Instant Savings | LED - Other | Retrofit/Replacement | Res Lighting | RET | 5.5 | 0 | 37.474 | 4.5806 | 7.4948 | 0.51036 | 5.357 | 1.8 | 1.0734 | 0 | 2.8734 | 4.3691 | 0 | 4.3691 | 79% | 0.82351 | 1.5205 | 0.088665 | 0.080605 | 0.6925 | LED - Other | 22211.5385 | 92.1595 | 719.8316 | 29.6843 | 416.1935 | 791.8148 | 97044.9348 | 117842.931 | -20797.9962 | 0.82351 | 63823.6575 | 1.5205
Instant Savings | LED - R, BR and Decorative | Retrofit/Replacement | Res Lighting | RET | 5.1 | 0 | 36.9 | 4.5125 | 7.38 | 0.47296 | 4.8423 | 1.674 | 1.0382 | 0 | 2.7122 | 4.0063 | 0 | 4.0063 | 79% | 0.82374 | 1.4772 | 0.084991 | 0.083325 | 0.6635 | LED - R, BR and Decorative | 6640.9443 | 27.1448 | 211.9232 | 8.2249 | 122.5301 | 216.1616 | 26605.7404 | 32298.6915 | -5692.9511 | 0.82374 | 18011.4728 | 1.4772
Instant Savings | LED - Recessed downlight | Retrofit/Replacement | Res Lighting | RET | 6 | 0 | 41.2452 | 4.8697 | 8.249 | 0.37397 | 17.5002 | 6 | 3.1212 | 0 | 9.1212 | 4.2597 | 0 | 4.2597 | 66% | 0.29034 | 0.46701 | 0.30609 | 0.25507 | 2.475 | LED - Recessed downlight | 4811.5865 | 17.7314 | 143.384 | 3.9365 | 82.902 | 172.0608 | 20495.9741 | 70592.4358 | -50096.4617 | 0.29034 | 43887.4424 | 0.46701
Instant Savings | Motion sensor with dimmer switch | Retrofit/Replacement | Res Lighting | ROB/NEW | 10 | N/A | 43.0944 | 0 | N/A | N/A | 26.2179 | 5.8333 | 4.9931 | 0 | 10.8264 | 46.8815 | 0 | 46.8815 | 100% | 1.5021 | 4.3303 | 0.22949 | 0.022949 | N/A | Motion sensor with dimmer switch | 16.9476 | 0 | 0.79951 | 0 | 1.4042 | 7.9951 | 794.5277 | 528.9498 | 265.578 | 1.5021 | 183.4811 | 4.3303
Instant Savings | Networked/ Connected - Indoor LED Lamp | Retrofit/Replacement | Res Lighting | ROB/NEW | 4 | N/A | 33 | 4.2959 | N/A | N/A | 66.5663 | 5.8333 | 3.0345 | 0 | 8.8678 | 15.0983 | 0 | 15.0983 | 79% | 0.27144 | 1.7026 | 0.31073 | 0.077683 | 2.2788 | Networked/ Connected - Indoor LED Lamp | 2484.068 | 9.6661 | 70.8924 | 16.9772 | 124.5128 | 283.5696 | 37505.0816 | 138168.5681 | -100663.4865 | 0.27144 | 22028.3016 | 1.7026
Instant Savings | Outdoor motion sensor | Retrofit/Replacement | Res Lighting | ROB/NEW | 10 | N/A | 159 | 0 | N/A | N/A | 42.8278 | 5.8333 | 10.2607 | 0 | 16.0941 | 172.9726 | 0 | 172.9726 | 100% | 3.2582 | 10.7476 | 0.092465 | 0.0092465 | N/A | Outdoor motion sensor | 3710 | 0 | 645.7526 | 0 | 1254.9531 | 6457.5258 | 641728.503 | 196958.283 | 444770.2201 | 3.2582 | 59708.9479 | 10.7476
Instant Savings | Power bar with timer | Retrofit/Replacement | Res Other | ROB/NEW | 4 | N/A | 53.7 | 0 | N/A | N/A | 26.316 | 5.8333 | 4.2031 | 0 | 10.0364 | 27.9721 | 0 | 27.9721 | 100% | 0.91654 | 2.7871 | 0.17073 | 0.042683 | N/A | Power bar with timer | 661.0577 | 0 | 38.8605 | 0 | 68.2532 | 155.4421 | 18491.1453 | 20174.8725 | -1683.7272 | 0.91654 | 6634.6482 | 2.7871
Instant Savings | Programmable thermostat | Retrofit/Replacement | Res HVAC | ROB/NEW | 10 | N/A | 221 | 0 | N/A | N/A | 15.1883 | 20.4167 | 20.6647 | 0 | 41.0814 | 240.4211 | 0 | 240.4211 | 100% | 6.7057 | 5.8523 | 0.16981 | 0.016981 | N/A | Programmable thermostat | 6360 | 0 | 1538.6665 | 0 | 2990.2387 | 15386.6653 | 1529078.1582 | 228025.0895 | 1301053.0687 | 6.7057 | 261277.7822 | 5.8523
Instant Savings | Room air purifier | Retrofit/Replacement | Res Other | ROB/NEW | 9 | N/A | 435 | 74.4 | N/A | N/A | 215.6855 | 75 | 60.4672 | 0 | 135.4672 | 513.4973 | 0 | 513.4973 | 100% | 1.8595 | 3.7906 | 0.28448 | 0.031609 | 1.5879 | Room air purifier | 2931.96 | 250.1168 | 1396.1832 | 486.0761 | 2713.3372 | 12565.649 | 1505553.5372 | 809668.8427 | 695884.6945 | 1.8595 | 397184.4454 | 3.7906
Instant Savings | Room Air-Conditioner | Retrofit/Replacement | Res HVAC | ROB/NEW | 18 | N/A | 21.4954 | 100.9174 | N/A | N/A | 43.86 | 5.8333 | 13.4327 | 0 | 19.266 | 248.8992 | 0 | 248.8992 | 100% | 4.3443 | 12.9191 | 0.81876 | 0.045486 | 0.16649 | Room Air-Conditioner | 4 | 0.46285 | 0.094124 | 0.74056 | 0.1506 | 1.6942 | 995.5969 | 229.1707 | 766.4261 | 4.3443 | 77.0641 | 12.9191
Instant Savings | Smart power bar | Retrofit/Replacement | Res Other | ROB/NEW | 4 | N/A | 53.8 | 0 | N/A | N/A | 26.316 | 11.6667 | 7.2398 | 0 | 18.9064 | 28.0241 | 0 | 28.0241 | 100% | 0.83515 | 1.4823 | 0.32102 | 0.080256 | N/A | Smart power bar | 39.22 | 0 | 2.3099 | 0 | 4.489 | 9.2394 | 1099.1071 | 1316.0568 | -216.9496 | 0.83515 | 741.5099 | 1.4823
Instant Savings | Smart thermostats for electric baseboards | Retrofit/Replacement | Res HVAC | ROB/NEW | 10 | N/A | 348 | 0 | N/A | N/A | 154.02 | 35 | 34.0229 | 0 | 69.0229 | 378.5816 | 0 | 378.5816 | 100% | 2.0133 | 5.4849 | 0.18119 | 0.018119 | N/A | Smart thermostats for electric baseboards | 309 | 0 | 117.7153 | 0 | 174.8586 | 1177.1528 | 116981.7244 | 58105.2509 | 58876.4735 | 2.0133 | 21328.0709 | 5.4849
Instant Savings | Smart thermostats for mini-split heat pumps | Retrofit/Replacement | Res HVAC | ROB/NEW | 10 | N/A | 207.8191 | 0 | N/A | N/A | 169.32 | 35 | 27.6519 | 0 | 62.6519 | 226.0818 | 0 | 226.0818 | 100% | 1.1478 | 3.6085 | 0.2754 | 0.02754 | N/A | Smart thermostats for mini-split heat pumps | 17.6786 | 0 | 4.0219 | 0 | 5.9719 | 40.2187 | 3996.804 | 3482.1827 | 514.6213 | 1.1478 | 1107.5969 | 3.6085
MHEEP | Clothes Dryer replacement (Low Income Only) | Retrofit/Replacement | Res Other | RET | 5 | 1.6667 | 252 | 34.8 | 252 | 34.8 | 0 | 0 | 972.9115 | 788.2968 | 972.9115 | 180.8367 | 0 | 180.8367 | 100% | 0.18587 | 0.18587 | 3.5268 | 0.70536 | 24.3815 | Clothes Dryer replacement (Low Income Only) | 33.64 | 1.3423 | 9.2801 | 2.6846 | 18.5602 | 46.4004 | 6083.3489 | 32728.7517 | -26645.4028 | 0.18587 | 32728.7517 | 0.18587
MHEEP | Drain Water Heat Recovery | Retrofit/Replacement | Res Domestic Hot Water (DHW) | RET | 20 | 6.6667 | 805 | 130.41 | 805 | 130.41 | 0 | 0 | 1495.5463 | 918 | 1495.5463 | 1706.4095 | 0 | 1706.4095 | 100% | 1.141 | 1.141 | 1.6971 | 0.084856 | 10.0013 | Drain Water Heat Recovery | 0.90975 | 0.13603 | 0.8017 | 0.27207 | 1.6034 | 16.0341 | 1552.4076 | 1360.5747 | 191.833 | 1.141 | 1360.5747 | 1.141
MHEEP | Freezer replacement (Low income only) | Retrofit/Replacement | Res Refrigeration | RET | 4 | 1.3333 | 1358 | 193.062 | 1358 | 193.062 | 0 | 0 | 961.2061 | 655.6662 | 961.2061 | 793.7607 | 0 | 793.7607 | 100% | 0.8258 | 0.8258 | 0.64658 | 0.16165 | 4.342 | Freezer replacement (Low income only) | 19.688 | 4.3582 | 29.2682 | 8.7165 | 58.5365 | 117.0729 | 15627.5607 | 18924.225 | -3296.6643 | 0.8258 | 18924.225 | 0.8258
MHEEP | Refrigerator replacement (Low income only) | Retrofit/Replacement | Res Refrigeration | RET | 5 | 1.6667 | 678 | 97.29 | 678 | 97.29 | 0 | 0 | 1162.7016 | 887.5122 | 1162.7016 | 488.6389 | 0 | 488.6389 | 100% | 0.42026 | 0.42026 | 1.5666 | 0.31331 | 10.4224 | Refrigerator replacement (Low income only) | 5.778 | 0.64455 | 4.2885 | 1.2891 | 8.5769 | 21.4423 | 2823.3554 | 6718.09 | -3894.7346 | 0.42026 | 6718.09 | 0.42026
MHEEP | Whole Home First Nations Retrofit | Retrofit/Replacement | Res HVAC | RET | 20 | 6.6667 | 3667 | 1037.761 | 3667 | 1037.761 | 0 | 0 | 9485.0392 | 6225.4219 | 9485.0392 | 8790.9157 | 0 | 8790.9157 | 100% | 0.92682 | 0.92682 | 2.3629 | 0.11814 | 7.9709 | Whole Home First Nations Retrofit | 118.0463 | 140.4629 | 473.8689 | 280.9257 | 947.7378 | 9477.3784 | 1037734.6355 | 1119673.3137 | -81938.6782 | 0.92682 | 1119673.3137 | 0.92682
MHEEP | Dehumidifier replacement (Low income only) | Retrofit/Replacement | Res Other | RET | 5 | 1.6667 | 636 | 213 | 636 | 213 | 0 | 0 | 601.3709 | 400.4826 | 601.3709 | 528.2565 | 0 | 528.2565 | 100% | 0.87842 | 0.87842 | 0.86376 | 0.17275 | 2.4622 | Dehumidifier replacement (Low income only) | 35 | 8.5479 | 24.368 | 17.0958 | 48.736 | 121.8401 | 18488.9774 | 21047.981 | -2559.0036 | 0.87842 | 21047.981 | 0.87842
MHEEP | Clothes Washer replacement (Low income only) | Retrofit/Replacement | Res Other | RET | 11 | 3.6667 | 165 | 22.77 | 165 | 22.77 | 0 | 0 | 1270.7257 | 1023.1212 | 1270.7257 | 225.2409 | 0 | 225.2409 | 100% | 0.17725 | 0.17725 | 7.0352 | 0.63956 | 48.6693 | Clothes Washer replacement (Low income only) | 35 | 0.91378 | 6.3219 | 1.8276 | 12.6438 | 69.5408 | 7883.4329 | 44475.3992 | -36591.9663 | 0.17725 | 44475.3992 | 0.17725
New Home Construction | Whole Home - tier 0 - Attached/Semi-Attached | New Building/Refurb | Res HVAC | ROB/NEW | 30 | N/A | 0 | 2700 | N/A | N/A | 1519.8 | 0 | 0 | 0 | 0 | 7051.0782 | 0 | 7051.0782 | 88% | 5.2721 | #DIV/0! | N/A | N/A | 0 | Whole Home - tier 0 - Attached/Semi-Attached | 0 | 0 | 0 | 18.3741 | 0 | 0 | 0 | 0 | 0 | N/A | 0 | N/A
New Home Construction | Whole Home - tier 0 - Detached | New Building/Refurb | Res HVAC | ROB/NEW | 30 | N/A | 386 | 2800 | N/A | N/A | 1519.8 | 0 | 0 | 0 | 0 | 8038.2334 | 0 | 8038.2334 | 88% | 6.0102 | #DIV/0! | 0 | 0 | 0 | Whole Home - tier 0 - Detached | 0 | 0 | 0 | 97.6549 | 12.8531 | 0 | 0 | 0 | 0 | N/A | 0 | N/A
New Home Construction | Whole home - tier 1 - Attached/Semi-Attached | New Building/Refurb | Res HVAC | ROB/NEW | 30 | N/A | 351 | 2800 | N/A | N/A | 3238.5 | 0 | 0 | 0 | 0 | 7972.404 | 0 | 7972.404 | 88% | 2.7975 | #DIV/0! | 0 | 0 | 0 | Whole home - tier 1 - Attached/Semi-Attached | 0 | 0 | 0 | 267.9556 | 32.0697 | 0 | 0 | 0 | 0 | N/A | 0 | N/A
New Home Construction | Whole home - tier 1 - Detached | New Building/Refurb | Res HVAC | ROB/NEW | 30 | N/A | 803 | 2900 | N/A | N/A | 3238.5 | 0 | 0 | 0 | 0 | 9083.6947 | 0 | 9083.6947 | 88% | 3.1874 | #DIV/0! | 0 | 0 | 0 | Whole home - tier 1 - Detached | 0 | 0 | 0 | 690.7299 | 182.6035 | 0 | 0 | 0 | 0 | N/A | 0 | N/A
New Home Construction | Whole home - tier 2 - Attached/Semi-Attached | New Building/Refurb | Res HVAC | ROB/NEW | 30 | N/A | 3017 | 3500 | N/A | N/A | 4901.1 | 0 | 0 | 0 | 0 | 14814.7807 | 0 | 14814.7807 | 88% | 3.4349 | #DIV/0! | 0 | 0 | 0 | Whole home - tier 2 - Attached/Semi-Attached | 0 | 0 | 0 | 43.1706 | 35.5287 | 0 | 0 | 0 | 0 | N/A | 0 | N/A
New Home Construction | Whole home - tier 2 - Detached | New Building/Refurb | Res HVAC | ROB/NEW | 30 | N/A | 4996 | 4100 | N/A | N/A | 4901.1 | 0 | 0 | 0 | 0 | 20103.8693 | 0 | 20103.8693 | 88% | 4.6613 | #DIV/0! | 0 | 0 | 0 | Whole home - tier 2 - Detached | 0 | 0 | 0 | 47.0836 | 54.7762 | 0 | 0 | 0 | 0 | N/A | 0 | N/A
New Home Construction | Whole home - tier 3 - Attached/Semi-Attached | New Building/Refurb | Res HVAC | ROB/NEW | 36 | N/A | 4067 | 3800 | N/A | N/A | 11138.4 | 0 | 0 | 0 | 0 | 19133.8501 | 0 | 19133.8501 | 88% | 1.9521 | #DIV/0! | 0 | 0 | 0 | Whole home - tier 3 - Attached/Semi-Attached | 0 | 0 | 0 | 42.0222 | 42.9391 | 0 | 0 | 0 | 0 | N/A | 0 | N/A
New Home Construction | Whole home - tier 3 - Detached | New Building/Refurb | Res HVAC | ROB/NEW | 36 | N/A | 5193 | 4100 | N/A | N/A | 11138.4 | 0 | 0 | 0 | 0 | 22276.6627 | 0 | 22276.6627 | 88% | 2.2727 | #DIV/0! | 0 | 0 | 0 | Whole home - tier 3 - Detached | 0 | 0 | 0 | 50.5713 | 61.1536 | 0 | 0 | 0 | 0 | N/A | 0 | N/A
Residential Behaviour | Home Energy Report | Retrofit/Replacement | Res Other | ROB/NEW | 1 | N/A | 207 | 0 | N/A | N/A | 11.5057 | 11.5057 | 5.1868 | 0 | 16.6925 | 32.3638 | 0 | 32.3638 | 100% | 1.9388 | 1.9388 | 0.073665 | 0.073665 | N/A | Home Energy Report | 131379.4871 | 0 | 29770.9728 | 0 | 8655.1682 | 29770.9728 | 4251941.7426 | 2193050.854 | 2058890.8886 | 1.9388 | 2193050.854 | 1.9388
SEM | Strategic Energy Management | Retrofit/Replacement | BNI Energy Management | ROB/NEW | 1.88 | N/A | 1000000 | 108018.8679 | N/A | N/A | 162016.8 | 212845.6 | 154824.6697 | 0 | 367670.2697 | 287862.2421 | 0 | 287862.2421 | 100% | 0.90854 | 0.78294 | 0.34598 | 0.18403 | 3.1842 | Strategic Energy Management | 2.5 | 288.6804 | 2656.75 | 542.7192 | 4994.69 | 4994.69 | 719655.6052 | 792103.6743 | -72448.0691 | 0.90854 | 919175.6743 | 0.78294
Small Business Energy Solutions | Cold Climate Air-Source Ductless Heat Pump (24kBTU/hr) (Commercial) | Retrofit/Replacement | BNI HVAC | ROB/NEW | 18 | N/A | 9688.757 | 3510.8929 | N/A | N/A | 7021.7616 | 1479.3798 | 2084.9373 | 0 | 3564.3171 | 20860.9427 | 0 | 20860.9427 | 93% | 2.4214 | 5.8527 | 0.37223 | 0.02068 | 1.0212 | Cold Climate Air-Source Ductless Heat Pump (24kBTU/hr) (Commercial) | 172.5943 | 602.4274 | 1652.6777 | 1181.6845 | 3241.791 | 29748.1995 | 3600480.1178 | 1486930.3343 | 2113549.7835 | 2.4214 | 615180.8763 | 5.8527
Small Business Energy Solutions | Downlight Luminaire (1200 lumen) | Retrofit/Replacement | BNI Lighting | RET | 11.6 | 1 | 243.1864 | 52.5492 | 243.1864 | 52.5492 | 64.3294 | 19.7251 | 32.9975 | 0 | 52.7225 | 333.7818 | 0 | 333.7818 | 93% | 3.5959 | 6.3309 | 0.21936 | 0.018911 | 1.0092 | Downlight Luminaire (1200 lumen) | 97.3925 | 5.0881 | 23.4077 | 9.9804 | 45.9151 | 271.5292 | 32507.8453 | 9040.3457 | 23467.4996 | 3.5959 | 5134.7799 | 6.3309
Small Business Energy Solutions | Downlight Luminaire (3000 lumen) | Retrofit/Replacement | BNI Lighting | RET | 11.6 | 1 | 458.7368 | 99.1266 | 458.7368 | 99.1266 | 160.1345 | 29.5876 | 61.5455 | 0 | 91.1331 | 629.6322 | 0 | 629.6322 | 93% | 2.9915 | 6.9089 | 0.20101 | 0.017329 | 0.9248 | Downlight Luminaire (3000 lumen) | 23.4235 | 2.3084 | 10.6196 | 4.5279 | 20.8308 | 123.1877 | 14748.1977 | 4929.9599 | 9818.2378 | 2.9915 | 2134.6565 | 6.9089
Small Business Energy Solutions | Downlight Luminaire (800 lumen) | Retrofit/Replacement | BNI Lighting | RET | 11.6 | 1 | 141.3969 | 30.5539 | 141.3969 | 30.5539 | 42.7025 | 36.9845 | 21.5282 | 0 | 58.5127 | 194.0721 | 0 | 194.0721 | 93% | 3.169 | 3.3168 | 0.41871 | 0.036096 | 1.9264 | Downlight Luminaire (800 lumen) | 542.4393 | 16.477 | 75.8027 | 32.3203 | 148.6899 | 879.3114 | 105272.3554 | 33219.8238 | 72052.5316 | 3.169 | 31739.5825 | 3.3168
Small Business Energy Solutions | Flood Luminaire (10000 lumen) | Retrofit/Replacement | BNI Lighting | ROB/NEW | 17.1 | N/A | 874.9488 | 195.7648 | N/A | N/A | 285.7 | 147.938 | 164.0368 | 0 | 311.9748 | 1610.2857 | 0 | 1610.2857 | 93% | 3.7471 | 5.1616 | 0.36078 | 0.021098 | 1.603 | Flood Luminaire (10000 lumen) | 98.6253 | 19.1948 | 85.2834 | 37.6513 | 167.2867 | 1458.3468 | 158814.9431 | 42383.0282 | 116431.9148 | 3.7471 | 30768.6163 | 5.1616
Small Business Energy Solutions | Flood Luminaire (48000 lumen) | Retrofit/Replacement | BNI Lighting | ROB/NEW | 17.1 | N/A | 2728.1268 | 622.86 | N/A | N/A | 1799.6656 | 493.1266 | 516.4444 | 0 | 1009.571 | 5042.8458 | 0 | 5042.8458 | 93% | 2.3025 | 4.995 | 0.37444 | 0.021897 | 1.6304 | Flood Luminaire (48000 lumen) | 3.6984 | 2.2902 | 9.9719 | 4.4923 | 19.5603 | 170.5195 | 18650.7111 | 8100.098 | 10550.613 | 2.3025 | 3733.8476 | 4.995
Small Business Energy Solutions | Four Pin Replacement Lamps for CFLs | Retrofit/Replacement | BNI Lighting | ROB/NEW | 11.6 | N/A | 27.3583 | 5.9118 | N/A | N/A | 22.1054 | 12.3282 | 4.6402 | 0 | 16.9684 | 37.5502 | 0 | 37.5502 | 93% | 1.4902 | 2.213 | 0.62756 | 0.0541 | 2.8873 | Four Pin Replacement Lamps for CFLs | 57.9424 | 0.34054 | 1.5667 | 0.66799 | 3.0731 | 18.1734 | 2175.7501 | 1460.0477 | 715.7024 | 1.4902 | 983.188 | 2.213
Small Business Energy Solutions | Fuel Pump Canopy Luminaire ( 5000 lumen) | Retrofit/Replacement | BNI Lighting | ROB/NEW | 11.4 | N/A | 1083.5244 | 242.4324 | N/A | N/A | 361.1269 | 197.2506 | 156.1216 | 0 | 353.3722 | 1477.121 | 0 | 1477.121 | 93% | 3.0025 | 4.1801 | 0.32999 | 0.028946 | 1.4662 | Fuel Pump Canopy Luminaire ( 5000 lumen) | 57.9424 | 13.9652 | 62.0481 | 27.3933 | 121.7098 | 707.3486 | 85587.9017 | 28505.8881 | 57082.0136 | 3.0025 | 20475.2257 | 4.1801
Small Business Energy Solutions | General Use Lamp (A-Series) | Retrofit/Replacement | BNI Lighting | RET | 11.6 | 3.8667 | 136.8475 | 20.9784 | 42.8925 | 6.5753 | 8.6923 | 3.6984 | 10.0467 | 0 | 13.7451 | 103.893 | 0 | 103.893 | 93% | 5.7303 | 7.5585 | 0.10163 | 0.016156 | 0.65908 | General Use Lamp (A-Series) | 785.2093 | 16.3764 | 106.1979 | 32.7528 | 212.3958 | 668.0429 | 81577.7155 | 14236.2837 | 67341.4318 | 5.7303 | 10792.8166 | 7.5585
Small Business Energy Solutions | Glass Door Refrigerator (full size - 38 cu ft) | Retrofit/Replacement | BNI Cooking and Laundry | ROB/NEW | 12 | N/A | 949 | 108 | N/A | N/A | 0 | 281.0822 | 139.2491 | 0 | 420.3313 | 1214.1754 | 0 | 1214.1754 | 93% | 8.7194 | 2.8886 | 0.44816 | 0.037347 | 3.915 | Glass Door Refrigerator (full size - 38 cu ft) | 2.4656 | 0.26474 | 2.3125 | 0.51929 | 4.5361 | 27.7504 | 2993.711 | 343.3373 | 2650.3737 | 8.7194 | 1036.3827 | 2.8886
Small Business Energy Solutions | Ground Source Heat Pump (60kBTU/hr) (closed loop) | Retrofit/Replacement | BNI HVAC | ROB/NEW | 25 | N/A | 29037.099 | 54081 | N/A | N/A | 11971.179 | 7396.8991 | 17167.5511 | 0 | 24564.4502 | 176471.5222 | 0 | 176471.5222 | 93% | 6.2356 | 7.184 | 0.85597 | 0.034239 | 0.4569 | Ground Source Heat Pump (60kBTU/hr) (closed loop) | 2.4656 | 132.5665 | 70.758 | 260.0343 | 138.7945 | 1768.949 | 435114.022 | 69779.2592 | 365334.7628 | 6.2356 | 60566.9209 | 7.184
Small Business Energy Solutions | Heat Pump Water Heater (40 gal) | Retrofit/Replacement | BNI Domestic Hot Water (DHW) | ROB/NEW | 10 | N/A | 4925.501 | 1214.6285 | N/A | N/A | 1032.3726 | 1479.3798 | 707.9337 | 0 | 2187.3135 | 6123.2958 | 0 | 6123.2958 | 93% | 3.671 | 2.7995 | 0.44933 | 0.044933 | 1.8115 | Heat Pump Water Heater (40 gal) | 3.6984 | 4.4661 | 18.0038 | 8.7603 | 35.3151 | 180.0378 | 22646.7009 | 6169.1627 | 16477.5381 | 3.671 | 8089.6689 | 2.7995
Small Business Energy Solutions | Heat Pump Water Heater (60 gal) | Retrofit/Replacement | BNI Domestic Hot Water (DHW) | ROB/NEW | 10 | N/A | 7541.271 | 1859.6774 | N/A | N/A | 1134.3726 | 1725.9431 | 1034.4057 | 0 | 2760.3488 | 9375.1748 | 0 | 9375.1748 | 93% | 4.4871 | 3.3964 | 0.37036 | 0.037036 | 1.4931 | Heat Pump Water Heater (60 gal) | 3.6984 | 6.8378 | 27.565 | 13.4127 | 54.0698 | 275.6499 | 34673.6116 | 7727.4378 | 26946.1738 | 4.4871 | 10209.011 | 3.3964
Small Business Energy Solutions | Heat Reclaimer Unit (Agriculture) | New Equipment purchased and installed by customers | BNI Process | ROB/NEW | 15 | N/A | 9800.851 | 2819 | N/A | N/A | 4718.2548 | 3082.0413 | 1918.4817 | 0 | 5000.523 | 17504.7923 | 0 | 17504.7923 | 93% | 2.7757 | 3.5006 | 0.51625 | 0.034417 | 1.7844 | Heat Reclaimer Unit (Agriculture) | 2.4656 | 6.9101 | 23.8828 | 13.5544 | 46.8471 | 358.2425 | 43160.3949 | 15549.4129 | 27610.982 | 2.7757 | 12329.4548 | 3.5006
Small Business Energy Solutions | High Bay Luminaire (15 000 lumen) | Retrofit/Replacement | BNI Lighting | ROB/NEW | 22.3 | N/A | 255.3125 | 39.1387 | N/A | N/A | 176.0724 | 160.2661 | 62.4391 | 0 | 222.7052 | 510.8039 | 0 | 510.8039 | 93% | 2.2583 | 2.2936 | 0.8826 | 0.039579 | 5.7238 | High Bay Luminaire (15 000 lumen) | 3797.0749 | 147.7464 | 958.1089 | 289.8102 | 1879.3675 | 21365.8285 | 1939560.6444 | 858846.8378 | 1080713.8066 | 2.2583 | 845628.5197 | 2.2936
Small Business Energy Solutions | High Bay Luminaire (35 000 lumen) | Retrofit/Replacement | BNI Lighting | ROB/NEW | 22.3 | N/A | 595.7155 | 91.3217 | N/A | N/A | 350.0028 | 431.4858 | 150.9701 | 0 | 582.4559 | 1191.8485 | 0 | 1191.8485 | 93% | 2.5014 | 2.0462 | 0.98931 | 0.044364 | 6.4158 | High Bay Luminaire (35 000 lumen) | 113.4191 | 10.2972 | 66.7758 | 20.1984 | 130.9832 | 1489.0995 | 135178.4096 | 54041.1129 | 81137.2967 | 2.5014 | 66061.6319 | 2.0462
Small Business Energy Solutions | High Volume Low Speed Fan (Agriculture) (24 foot) | Retrofit/Replacement | BNI Process | ROB/NEW | 15 | N/A | 16086.432 | 4615 | N/A | N/A | 4514.7648 | 4931.2661 | 3135.4204 | 0 | 8066.6864 | 28712.437 | 0 | 28712.437 | 93% | 3.9149 | 3.5594 | 0.50739 | 0.033826 | 1.7583 | High Volume Low Speed Fan (Agriculture) (24 foot) | 2.4656 | 11.3126 | 39.1996 | 22.19 | 76.8916 | 587.9942 | 70794.3343 | 18083.3268 | 52711.0074 | 3.9149 | 19889.4889 | 3.5594
Small Business Energy Solutions | Horticultural Lighting - blended lamps and baselines | Retrofit/Replacement | BNI Lighting | ROB/NEW | 9.5 | N/A | 2112.6 | 380 | N/A | N/A | 1326 | 500.8554 | 267.0523 | 0 | 767.9077 | 2366.0845 | 0 | 2366.0845 | 93% | 1.5771 | 3.0812 | 0.36779 | 0.038715 | 2.0328 | Horticultural Lighting - blended lamps and baselines | 47.416 | 17.913 | 99.0002 | 35.8261 | 198.0004 | 940.5018 | 112190.3122 | 71135.0448 | 41055.2673 | 1.5771 | 36411.1274 | 3.0812
Small Business Energy Solutions | LED Replacement Lamps for HID (10000 lumen) | Retrofit/Replacement | BNI Lighting | ROB/NEW | 11.4 | N/A | 172.7305 | 37.3247 | N/A | N/A | 101.745 | 147.938 | 35.4328 | 0 | 183.3708 | 233.8761 | 0 | 233.8761 | 93% | 1.7983 | 1.2754 | 1.0742 | 0.094224 | 4.9419 | LED Replacement Lamps for HID (10000 lumen) | 115.8848 | 4.3001 | 19.7829 | 8.4349 | 38.8048 | 225.5245 | 27102.6774 | 15071.4658 | 12031.2116 | 1.7983 | 21249.8768 | 1.2754
Small Business Energy Solutions | LED Replacement Lamps for HID (4000 lumen) | Retrofit/Replacement | BNI Lighting | ROB/NEW | 11.4 | N/A | 69.1005 | 14.9317 | N/A | N/A | 102.816 | 49.3127 | 4.5269 | 0 | 53.8396 | 93.5617 | 0 | 93.5617 | 93% | 0.93425 | 1.7378 | 0.78836 | 0.069155 | 3.6271 | LED Replacement Lamps for HID (4000 lumen) | 38.2173 | 0.56732 | 2.61 | 1.1128 | 5.1195 | 29.7536 | 3575.6758 | 3827.3027 | -251.6269 | 0.93425 | 2057.6034 | 1.7378
Small Business Energy Solutions | LED Troffer (1x4) | Retrofit/Replacement | BNI Lighting | RET | 20.9 | 6.9667 | 179.9017 | 38.8742 | 179.9017 | 38.8742 | 141.6018 | 36.9845 | 38.0062 | 0 | 74.9907 | 370.4308 | 0 | 370.4308 | 93% | 2.1829 | 4.9397 | 0.42177 | 0.020181 | 1.9405 | LED Troffer (1x4) | 135.6098 | 5.241 | 24.1113 | 10.2804 | 47.2952 | 503.9254 | 50234.057 | 23012.4201 | 27221.6369 | 2.1829 | 10169.4704 | 4.9397
Small Business Energy Solutions | LED Troffer (4x2) | Retrofit/Replacement | BNI Lighting | RET | 20.9 | 6.9667 | 230.0263 | 35.2624 | 230.0263 | 35.2624 | 331.8202 | 18.9664 | 43.2253 | 0 | 62.1917 | 443.9925 | 0 | 443.9925 | 93% | 1.262 | 7.1391 | 0.27357 | 0.013089 | 1.7741 | LED Troffer (4x2) | 4267.4419 | 149.6031 | 970.1499 | 299.2063 | 1940.2997 | 20276.1323 | 1894712.366 | 1501363.1434 | 393349.2226 | 1.262 | 265399.5222 | 7.1391
Small Business Energy Solutions | LED Wall Sconce (1200 lumen) | Retrofit/Replacement | BNI Lighting | RET | 11.6 | 1 | 243.1864 | 52.5492 | 243.1864 | 52.5492 | 11.8596 | 44.3814 | 35.2609 | 0 | 79.6423 | 333.7818 | 0 | 333.7818 | 93% | 7.2106 | 4.191 | 0.33137 | 0.028566 | 1.5245 | LED Wall Sconce (1200 lumen) | 29.5876 | 1.5457 | 7.1112 | 3.032 | 13.9489 | 82.4899 | 9875.8011 | 1369.6211 | 8506.18 | 7.2106 | 2356.4248 | 4.191
Small Business Energy Solutions | Linear Ambient Luminaire (10000 lumen) | Retrofit/Replacement | BNI Lighting | ROB/NEW | 11.6 | N/A | 468.5734 | 101.2522 | N/A | N/A | 222.3396 | 123.2817 | 71.408 | 0 | 194.6897 | 643.1332 | 0 | 643.1332 | 93% | 2.3119 | 3.3034 | 0.42041 | 0.036242 | 1.9342 | Linear Ambient Luminaire (10000 lumen) | 97.3925 | 9.8037 | 45.1021 | 19.2304 | 88.4695 | 523.1844 | 62636.3514 | 27093.0237 | 35543.3277 | 2.3119 | 18961.3167 | 3.3034
Small Business Energy Solutions | Linear Ambient Luminaire (2000 lumen) | Retrofit/Replacement | BNI Lighting | ROB/NEW | 11.6 | N/A | 50.1984 | 10.8472 | N/A | N/A | 12.852 | 24.6563 | 8.701 | 0 | 33.3573 | 68.899 | 0 | 68.899 | 93% | 3.336 | 2.0655 | 0.67237 | 0.057963 | 3.0934 | Linear Ambient Luminaire (2000 lumen) | 193.5522 | 2.0873 | 9.6024 | 4.0942 | 18.8355 | 111.3882 | 13335.5523 | 3997.5012 | 9338.0511 | 3.336 | 6456.3825 | 2.0655
Small Business Energy Solutions | Linear Ambient Luminaire (4000 lumen) | Retrofit/Replacement | BNI Lighting | ROB/NEW | 11.6 | N/A | 96.2515 | 20.7986 | N/A | N/A | 66.8304 | 36.9845 | 15.7387 | 0 | 52.7232 | 132.1086 | 0 | 132.1086 | 93% | 1.6961 | 2.5057 | 0.55424 | 0.04778 | 2.5499 | Linear Ambient Luminaire (4000 lumen) | 251.4946 | 5.2002 | 23.9238 | 10.2005 | 46.9274 | 277.5159 | 33224.5873 | 19589.148 | 13635.4393 | 1.6961 | 13259.5888 | 2.5057
Small Business Energy Solutions | Linear Ambient Luminaire (8000 lumen) | Retrofit/Replacement | BNI Lighting | ROB/NEW | 11.6 | N/A | 175.9223 | 38.0144 | N/A | N/A | 222.3396 | 73.969 | 29.351 | 0 | 103.32 | 241.4594 | 0 | 241.4594 | 93% | 1.0226 | 2.337 | 0.59425 | 0.051229 | 2.734 | Linear Ambient Luminaire (8000 lumen) | 193.5522 | 7.3149 | 33.6521 | 14.3484 | 66.01 | 390.3647 | 46734.9992 | 45702.8614 | 1032.1378 | 1.0226 | 19997.8064 | 2.337
Small Business Energy Solutions | Linear Replacement Lamp (2 foot) | Retrofit/Replacement | BNI Lighting | ROB/NEW | 11.6 | N/A | 37.3068 | 8.0615 | N/A | N/A | 12.942 | 6.1641 | 5.3502 | 0 | 11.5142 | 51.2049 | 0 | 51.2049 | 93% | 2.9451 | 4.4471 | 0.31229 | 0.026921 | 1.4368 | Linear Replacement Lamp (2 foot) | 388.3372 | 3.1123 | 14.3183 | 6.1049 | 28.0858 | 166.092 | 19884.7564 | 6751.7034 | 13133.053 | 2.9451 | 4471.4091 | 4.4471
Small Business Energy Solutions | Linear Replacement Lamp (4 foot) | Retrofit/Replacement | BNI Lighting | ROB/NEW | 11.6 | N/A | 49.6736 | 7.6148 | N/A | N/A | 8.8293 | 9.8625 | 6.917 | 0 | 16.7796 | 64.3409 | 0 | 64.3409 | 93% | 4.253 | 3.8345 | 0.34179 | 0.029465 | 2.2166 | Linear Replacement Lamp (4 foot) | 96652.8165 | 731.7044 | 4744.9734 | 1435.2664 | 9307.4478 | 55041.6911 | 6218725.9707 | 1462193.1758 | 4756532.7949 | 4.253 | 1621792.1868 | 3.8345
Small Business Energy Solutions | Low-bay Luminaire (10,000 lumen) | Retrofit/Replacement | BNI Lighting | ROB/NEW | 11.6 | N/A | 468.5734 | 101.2522 | N/A | N/A | 169.6464 | 123.2817 | 71.408 | 0 | 194.6897 | 643.1332 | 0 | 643.1332 | 93% | 2.8062 | 3.3034 | 0.42041 | 0.036242 | 1.9342 | Low-bay Luminaire (10,000 lumen) | 44.3814 | 4.4675 | 20.5529 | 8.7632 | 40.3152 | 238.4132 | 28543.1475 | 10171.2921 | 18371.8554 | 2.8062 | 8640.6 | 3.3034
Small Business Energy Solutions | Multi-Tank Conveyor Dishwasher - High Temp | Retrofit/Replacement | BNI Cooking and Laundry | ROB/NEW | 20 | N/A | 27407.5971 | 2837 | N/A | N/A | 1246.644 | 3698.4496 | 4910.826 | 0 | 8609.2756 | 48925.3098 | 0 | 48925.3098 | 93% | 8.0599 | 5.6829 | 0.31784 | 0.015892 | 3.0526 | Multi-Tank Conveyor Dishwasher - High Temp | 2.4656 | 6.9542 | 66.7872 | 13.641 | 131.0056 | 1335.7434 | 120631.8622 | 14966.8981 | 105664.9641 | 8.0599 | 21227.3146 | 5.6829
Small Business Energy Solutions | Multi-Tank Conveyor Dishwasher - Low Temp | Retrofit/Replacement | BNI Cooking and Laundry | ROB/NEW | 20 | N/A | 18811.2029 | 1947 | N/A | N/A | 1246.644 | 2712.1963 | 3387.2318 | 0 | 6099.4281 | 33587.7492 | 0 | 33587.7492 | 93% | 7.3874 | 5.5067 | 0.32808 | 0.016404 | 3.1513 | Multi-Tank Conveyor Dishwasher - Low Temp | 2.4656 | 4.7726 | 45.8394 | 9.3616 | 89.9157 | 916.7874 | 82815.0653 | 11210.2737 | 71604.7916 | 7.3874 | 15038.9517 | 5.5067
Small Business Energy Solutions | Occupancy Sensor (Ceiling Mounted) | Retrofit/Replacement | BNI Lighting | ROB/NEW | 10 | N/A | 187.7496 | 43.9824 | N/A | N/A | 118.0242 | 98.6253 | 30.6329 | 0 | 129.2583 | 230.9548 | 0 | 230.9548 | 93% | 1.645 | 1.7868 | 0.6966 | 0.06966 | 2.9562 | Occupancy Sensor (Ceiling Mounted) | 9.8625 | 0.43125 | 1.83 | 0.84591 | 3.5897 | 18.3004 | 2277.7991 | 1384.6546 | 893.1445 | 1.645 | 1274.8137 | 1.7868
Small Business Energy Solutions | Occupancy Sensor (Wall Mounted) | Retrofit/Replacement | BNI Lighting | ROB/NEW | 10 | N/A | 109.2361 | 25.5898 | N/A | N/A | 75.8204 | 49.3127 | 17.082 | 0 | 66.3947 | 134.3737 | 0 | 134.3737 | 93% | 1.534 | 2.0239 | 0.615 | 0.0615 | 2.6099 | Occupancy Sensor (Wall Mounted) | 193.5522 | 4.9241 | 20.8958 | 9.6588 | 40.9878 | 208.9576 | 26008.3239 | 16954.2007 | 9054.1233 | 1.534 | 12850.8386 | 2.0239
Small Business Energy Solutions | Open to Closed Cooler Conversion | Retrofit/Replacement | BNI Refrigeration | RET | 12 | 4 | 54750 | 6250 | 54750 | 6250 | 50656.1065 | 6164.0826 | 7113.0989 | 0 | 13277.1815 | 70073.0577 | 0 | 70073.0577 | 93% | 1.2923 | 5.2777 | 0.24537 | 0.020448 | 2.1369 | Open to Closed Cooler Conversion | 1.2328 | 7.6602 | 66.7077 | 15.0257 | 130.8498 | 800.4928 | 86387.2244 | 66847.3537 | 19539.8707 | 1.2923 | 16368.3289 | 5.2777
Small Business Energy Solutions | Parking Garage Luminaire (5000 lumen) | Retrofit/Replacement | BNI Lighting | ROB/NEW | 22.8 | N/A | 1083.5244 | 242.4324 | N/A | N/A | 919.7748 | 154.1021 | 234.6916 | 0 | 388.7937 | 2360.4257 | 0 | 2360.4257 | 93% | 2.1654 | 6.0712 | 0.36307 | 0.015924 | 1.6132 | Parking Garage Luminaire (5000 lumen) | 46.847 | 11.291 | 50.1666 | 22.1478 | 98.4036 | 1143.7977 | 110578.9316 | 51067.11 | 59511.8216 | 2.1654 | 18213.8278 | 6.0712
Small Business Energy Solutions | Pole/Arm-Mounted Area Luminaire (20000 lumen) | Retrofit/Replacement | BNI Lighting | ROB/NEW | 13.7 | N/A | 1202.3976 | 274.52 | N/A | N/A | 493.5168 | 385.2552 | 213.4758 | 0 | 598.731 | 1906.2505 | 0 | 1906.2505 | 93% | 2.8348 | 3.1838 | 0.50384 | 0.036776 | 2.1939 | Pole/Arm-Mounted Area Luminaire (20000 lumen) | 388.3372 | 105.9848 | 461.4777 | 207.8933 | 905.2063 | 6322.2447 | 740267.9881 | 261135.9858 | 479132.0024 | 2.8348 | 232509.5292 | 3.1838
Small Business Energy Solutions | Pole/Arm-Mounted Area Luminaire (5000 lumen) | Retrofit/Replacement | BNI Lighting | ROB/NEW | 13.7 | N/A | 886.4244 | 202.38 | N/A | N/A | 153.2958 | 184.9225 | 148.2807 | 0 | 333.2031 | 1405.3146 | 0 | 1405.3146 | 93% | 4.8318 | 4.2176 | 0.38034 | 0.027762 | 1.6562 | Pole/Arm-Mounted Area Luminaire (5000 lumen) | 388.3372 | 78.1335 | 340.2079 | 153.2619 | 667.3308 | 4660.8476 | 545735.9589 | 112946.2252 | 432789.7337 | 4.8318 | 129395.1735 | 4.2176
Small Business Energy Solutions | Pole/Arm-Mounted Decorative Luminaire (10000 lumen) | Retrofit/Replacement | BNI Lighting | ROB/NEW | 22.8 | N/A | 874.9488 | 195.7648 | N/A | N/A | 306.5916 | 385.2552 | 213.4571 | 0 | 598.7123 | 1906.05 | 0 | 1906.05 | 93% | 3.8229 | 3.1836 | 0.69238 | 0.030367 | 3.0764 | Pole/Arm-Mounted Decorative Luminaire (10000 lumen) | 6.1641 | 1.1997 | 5.3302 | 2.3532 | 10.4554 | 121.5289 | 11749.0497 | 3073.3334 | 8675.7164 | 3.8229 | 3690.512 | 3.1836
Small Business Energy Solutions | Pole/Arm-Mounted Decorative Luminaire (1300 lumen) | Retrofit/Replacement | BNI Lighting | ROB/NEW | 22.8 | N/A | 361.8756 | 80.9676 | N/A | N/A | 39.8569 | 77.051 | 80.7309 | 0 | 157.782 | 788.3353 | 0 | 788.3353 | 93% | 6.6923 | 4.9964 | 0.44117 | 0.01935 | 1.9602 | Pole/Arm-Mounted Decorative Luminaire (1300 lumen) | 3.6984 | 0.29771 | 1.3227 | 0.58397 | 2.5946 | 30.1583 | 2915.6182 | 435.6695 | 2479.9487 | 6.6923 | 583.5487 | 4.9964
Small Business Energy Solutions | Premium High Bay Luminaire (15 000 lumen) | Retrofit/Replacement | BNI Lighting | ROB/NEW | 22.3 | N/A | 312.0531 | 47.8369 | N/A | N/A | 242.0032 | 231.1531 | 79.5533 | 0 | 310.7064 | 624.3249 | 0 | 624.3249 | 93% | 2.0495 | 2.0094 | 1.0075 | 0.045178 | 6.5335 | Premium High Bay Luminaire (15 000 lumen) | 246.5633 | 11.7261 | 76.0415 | 23.0011 | 149.1583 | 1695.7253 | 153935.6235 | 75107.187 | 78828.4365 | 2.0495 | 76608.7967 | 2.0094
Small Business Energy Solutions | Premium High Bay Luminaire (35 000 lumen) | Retrofit/Replacement | BNI Lighting | ROB/NEW | 22.3 | N/A | 728.1104 | 111.6175 | N/A | N/A | 813.146 | 616.4083 | 192.6951 | 0 | 809.1034 | 1456.731 | 0 | 1456.731 | 93% | 1.5351 | 1.8004 | 1.1244 | 0.050421 | 7.2918 | Premium High Bay Luminaire (35 000 lumen) | 123.2817 | 13.6802 | 88.7134 | 26.8342 | 174.0148 | 1978.3092 | 179588.2022 | 116984.5403 | 62603.6619 | 1.5351 | 99747.6006 | 1.8004
Small Business Energy Solutions | Refrigerated Case Luminaire | Retrofit/Replacement | BNI Lighting | ROB/NEW | 16.3 | N/A | 153.0972 | 25.2788 | N/A | N/A | 177.3576 | 73.969 | 30.88 | 0 | 104.849 | 257.8239 | 0 | 257.8239 | 93% | 1.3166 | 2.459 | 0.69295 | 0.042512 | 4.1722 | Refrigerated Case Luminaire | 57.9424 | 1.4562 | 8.7671 | 2.8563 | 17.1971 | 142.9041 | 14938.9271 | 11346.4238 | 3592.5032 | 1.3166 | 6075.1985 | 2.459
Small Business Energy Solutions | SBES Direct Install - Lighting | Retrofit/Replacement | BNI Lighting | RET | 10.8 | 3.6 | 15239.5872 | 3104.3603 | 15239.5872 | 3104.3603 | 0 | 0 | 18161.2902 | 15077.64 | 18161.2902 | 18479.9393 | 0 | 18479.9393 | 88% | 1.0175 | 1.0175 | 1.2743 | 0.11799 | 6.2192 | SBES Direct Install - Lighting | 94.832 | 276.9412 | 1351.5174 | 553.8824 | 2703.0349 | 14596.3883 | 1752490.3656 | 1722272.2191 | 30218.1465 | 1.0175 | 1722272.2191 | 1.0175
Small Business Energy Solutions | SBES Direct Install - Lighting Controls | Retrofit/Replacement | BNI Lighting | RET | 10.8 | 3.6 | 1398.5945 | 284.8989 | 1398.5945 | 284.8989 | 0 | 0 | 2680.0247 | 2313.36 | 2680.0247 | 1695.9739 | 0 | 1695.9739 | 88% | 0.63282 | 0.63282 | 2.0491 | 0.18973 | 10.0002 | SBES Direct Install - Lighting Controls | 94.832 | 25.4159 | 124.0339 | 50.8319 | 248.0677 | 1339.5657 | 160832.6625 | 254152.2176 | -93319.5551 | 0.63282 | 254152.2176 | 0.63282
Small Business Energy Solutions | SBES Direct Install - Non-Lighting | Retrofit/Replacement | BNI Other | RET | 10.8 | 3.6 | 1152.9982 | 234.87 | 1152.9982 | 234.87 | 0 | 0 | 1730.5162 | 1467.78 | 1730.5162 | 1398.157 | 0 | 1398.157 | 88% | 0.80794 | 0.80794 | 1.6049 | 0.1486 | 7.8327 | SBES Direct Install - Non-Lighting | 94.832 | 20.9528 | 102.2532 | 41.9057 | 204.5065 | 1104.335 | 132590.0863 | 164108.3842 | -31518.2979 | 0.80794 | 164108.3842 | 0.80794
Small Business Energy Solutions | Smart thermostats for central air source heat pump | Retrofit/Replacement | BNI HVAC | ROB/NEW | 11 | N/A | 298 | 0 | N/A | N/A | 108.12 | 113.0398 | 40.0231 | 0 | 153.0629 | 317.2929 | 0 | 317.2929 | 93% | 2.2571 | 2.073 | 0.51971 | 0.047246 | N/A | Smart thermostats for central air source heat pump | 11.975 | 0 | 3.5268 | 0 | 5.2368 | 38.7951 | 3799.5717 | 1683.3775 | 2116.1943 | 2.2571 | 1832.9231 | 2.073
Small Business Energy Solutions | Smart thermostats for electric baseboards | Retrofit/Replacement | BNI HVAC | ROB/NEW | 11 | N/A | 146 | 0 | N/A | N/A | 154.02 | 55.3819 | 17.2977 | 0 | 72.6796 | 155.4522 | 0 | 155.4522 | 93% | 0.96833 | 2.1389 | 0.50369 | 0.04579 | N/A | Smart thermostats for electric baseboards | 78.2364 | 0 | 11.289 | 0 | 16.7625 | 124.179 | 12162.0297 | 12559.7883 | -397.7587 | 0.96833 | 5686.1943 | 2.1389
Small Business Energy Solutions | Smart thermostats for mini-split heat pumps | Retrofit/Replacement | BNI HVAC | ROB/NEW | 11 | N/A | 74 | 0 | N/A | N/A | 169.32 | 28.0703 | 2.5769 | 0 | 30.6471 | 78.7909 | 0 | 78.7909 | 93% | 0.49231 | 2.5709 | 0.41905 | 0.038095 | N/A | Smart thermostats for mini-split heat pumps | 8.3825 | 0 | 0.61305 | 0 | 0.91029 | 6.7436 | 660.4625 | 1341.5686 | -681.1062 | 0.49231 | 256.8989 | 2.5709
Small Business Energy Solutions | Solid Door Freezer | Retrofit/Replacement | BNI Cooking and Laundry | ROB/NEW | 12 | N/A | 2128 | 165 | N/A | N/A | 0 | 443.8139 | 285.9503 | 0 | 729.7642 | 2624.3877 | 0 | 2624.3877 | 93% | 9.1778 | 3.5962 | 0.34699 | 0.028916 | 4.449 | Solid Door Freezer | 2.4656 | 0.40446 | 5.1855 | 0.79336 | 10.1716 | 62.2264 | 6470.7771 | 705.0485 | 5765.7286 | 9.1778 | 1799.3308 | 3.5962
Small Business Energy Solutions | Solid Door Refrigerator | Retrofit/Replacement | BNI Cooking and Laundry | ROB/NEW | 12 | N/A | 818 | 63 | N/A | N/A | 0 | 258.8915 | 117.9733 | 0 | 376.8647 | 1008.2688 | 0 | 1008.2688 | 93% | 8.5466 | 2.6754 | 0.46616 | 0.038847 | 6.0174 | Solid Door Refrigerator | 11.0953 | 0.69493 | 8.9699 | 1.3631 | 17.5948 | 107.6389 | 11187.0938 | 1308.9544 | 9878.1394 | 8.5466 | 4181.4456 | 2.6754
Small Business Energy Solutions | Standard Capacity Electric Fryer | Retrofit/Replacement | BNI Cooking and Laundry | ROB/NEW | 12 | N/A | 952 | 148 | N/A | N/A | 269.892 | 1232.8165 | 231.6934 | 0 | 1464.51 | 1268.4926 | 0 | 1268.4926 | 93% | 2.6279 | 0.86615 | 1.5565 | 0.12971 | 9.9539 | Standard Capacity Electric Fryer | 2.4656 | 0.36279 | 2.3198 | 0.71162 | 4.5505 | 27.8381 | 3127.6373 | 1190.1438 | 1937.4934 | 2.6279 | 3610.9442 | 0.86615
Small Business Energy Solutions | Strip-Curtains for Display Cases | New Equipment purchased and installed by customers | BNI Refrigeration | ROB/NEW | 4 | N/A | 28970.31 | 3307 | N/A | N/A | 78.3972 | 1972.5064 | 1573.8947 | 0 | 3546.4011 | 14906.91 | 0 | 14906.91 | 93% | 9.052 | 4.2034 | 0.12386 | 0.030966 | 1.0787 | Strip-Curtains for Display Cases | 2.4656 | 8.1063 | 70.5952 | 15.9008 | 138.4752 | 282.3808 | 36754.9703 | 4060.4146 | 32694.5556 | 9.052 | 8744.1239 | 4.2034
Small Business Energy Solutions | VFD Milk Vacuum Pump | New Equipment purchased and installed by customers | BNI Process | ROB/NEW | 15 | N/A | 6492.659 | 1818 | N/A | N/A | 6487.6896 | 184.9225 | 1093.2003 | 0 | 1278.1228 | 11518.4995 | 0 | 11518.4995 | 93% | 1.6162 | 9.012 | 0.19919 | 0.013279 | 0.7072 | VFD Milk Vacuum Pump | 2.4656 | 4.4564 | 15.8214 | 8.7414 | 31.0343 | 237.3209 | 28400.3934 | 17571.9545 | 10828.4389 | 1.6162 | 3151.3818 | 9.012
Small Business Energy Solutions | Wall Mounted Area Luminaire (1000 lumen) (full and no-cutoff) | Retrofit/Replacement | BNI Lighting | ROB/NEW | 22.8 | N/A | 153.3 | 34.3 | N/A | N/A | 29.1669 | 36.9845 | 34.5985 | 0 | 71.583 | 333.9595 | 0 | 333.9595 | 93% | 5.4106 | 4.6653 | 0.47247 | 0.020722 | 2.0993 | Wall Mounted Area Luminaire (1000 lumen) (full and no-cutoff) | 108.4879 | 3.6994 | 16.4368 | 7.2566 | 32.2414 | 374.7587 | 36230.5498 | 6696.2728 | 29534.277 | 5.4106 | 7765.8847 | 4.6653
Small Business Energy Solutions | Wall Mounted Area Luminaire (10000 lumen) (full and no-cutoff) | Retrofit/Replacement | BNI Lighting | ROB/NEW | 22.8 | N/A | 776.3988 | 177.26 | N/A | N/A | 291.669 | 147.938 | 172.3337 | 0 | 320.2716 | 1699.084 | 0 | 1699.084 | 93% | 3.8303 | 5.3051 | 0.41739 | 0.018307 | 1.8175 | Wall Mounted Area Luminaire (10000 lumen) (full and no-cutoff) | 61.6408 | 10.8628 | 47.2985 | 21.3077 | 92.7777 | 1078.4047 | 104732.9454 | 27342.9969 | 77389.9485 | 3.8303 | 19741.8084 | 5.3051
Small Business Energy Solutions | Zero-Energy Doors for Reach-In Coolers | New Equipment purchased and installed by customers | BNI Refrigeration | ROB/NEW | 12 | N/A | 1400.023 | 160 | N/A | N/A | 311.0184 | 295.876 | 194.6035 | 0 | 490.4794 | 1792.0811 | 0 | 1792.0811 | 93% | 3.7038 | 3.6537 | 0.35448 | 0.02954 | 3.0836 | Zero-Energy Doors for Reach-In Coolers | 2.4656 | 0.3922 | 3.4116 | 0.76932 | 6.692 | 40.9391 | 4418.6143 | 1192.998 | 3225.6163 | 3.7038 | 1209.3423 | 3.6537

## 2025
Program Component | Measure Name | SBA IR-12 Category | Technology Type | Decision Type | Measure Life | Remaining Useful Life | Gross Annual Energy Savings per Unit at Meter (kWh) Pre-RUL | Gross Peak Demand Savings per Unit at Meter (Watts) Pre-RUL | Gross Annual Energy Savings per Unit at Meter (kWh) Post-RUL | Gross Peak Demand Savings per Unit at Meter (Watts) Post-RUL | Gross Per Unit One-Time Incremental Measure Cost ($) | Per Unit Incentive ($) | Per Unit Program Administrative Cost (inclusive of DI costs) ($) | Per Unit Direct Installation Cost ($) | Per Unit DSM Administrator Cost (Incentive + Administrative) ($) | Per Unit Present Value Avoided Cost Benefits ($) | Per Unit Present Value Non-Energy Benefits ($) | Total Per Unit Present Value Benefits ($) | Net-To-Gross Ratio | Net Total Resource Benefit-Cost Ratio (TRC) | Net Program Administrator Benefit-Cost Ratio (PAC) | Net First-Year Unit Cost / kWh at Generator ($/kWh) | Net Lifetime Unit Cost / kWh at Generator ($/kWh) | Net Unit Cost / Watt at Generator ($/W) | Measure Name | Participation (Units) | Total Peak Demand Savings (kW) | Total First Year Energy Savings (MWh) | Total Cumulative Peak Demand Savings (kW) | Total Cumulative First Year Energy Savings (MWh) | Total Lifetime Energy Savings (MWh) | Total Avoided Cost Benefits ($) | TRC Costs ($) | Total TRC Net Resource Benefits ($) | TRC Ratio | PAC Costs ($) | PAC Ratio
Affordable Multi-Family Housing | Cold Climate Air-Source Ductless Heat Pump (24kBTU/hr) (Multi-Family) | Retrofit/Replacement | Res HVAC | ROB/NEW | 18 | N/A | 3578.14 | 1296.6025 | N/A | N/A | 7162.1968 | 1789.07 | 1059.3198 | 0 | 2848.3898 | 8776.2805 | 0 | 8776.2805 | 100% | 1.0675 | 3.0811 | 0.72719 | 0.0404 | 1.9158 | Cold Climate Air-Source Ductless Heat Pump (24kBTU/hr) (Multi-Family) | 65 | 96.6345 | 254.6043 | 289.9035 | 763.813 | 4582.8781 | 570458.2313 | 534398.584 | 36059.6473 | 1.0675 | 185145.34 | 3.0811
Affordable Multi-Family Housing | Cold Climate Air-Source Ductless Heat Pump (48kBTU/hr) (Multi-Family) | Retrofit/Replacement | Res HVAC | ROB/NEW | 18 | N/A | 6972.26 | 2127.5515 | N/A | N/A | 14324.3937 | 3486.13 | 2018.8104 | 0 | 5504.9404 | 16206.9736 | 0 | 16206.9736 | 100% | 0.99166 | 2.9441 | 0.72125 | 0.04007 | 2.2565 | Cold Climate Air-Source Ductless Heat Pump (48kBTU/hr) (Multi-Family) | 65 | 158.5643 | 496.1146 | 475.6929 | 1488.3439 | 8930.0636 | 1053453.2852 | 1062308.266 | -8854.9809 | 0.99166 | 357821.1279 | 2.9441
Affordable Multi-Family Housing | Comprehensive Path | Retrofit/Replacement | Res Other | ROB/NEW | 18.1 | N/A | 38092.86 | 10208 | N/A | N/A | 49539.7644 | 19046.43 | 10883.6458 | 0 | 29930.0758 | 85665.6898 | 0 | 85665.6898 | 100% | 1.4178 | 2.8622 | 0.71775 | 0.039655 | 2.557 | Comprehensive Path | 27 | 316.0213 | 1125.9069 | 948.0639 | 3377.7206 | 20378.9141 | 2312973.6253 | 1631432.075 | 681541.5503 | 1.4178 | 808112.0454 | 2.8622
Affordable Multi-Family Housing | Heat Pump Water Heater (Electric Resistance) | Retrofit/Replacement | Res HVAC | RET | 10 | 3.3333 | 790 | 128 | 790 | 128 | 2919.6745 | 395 | 135.6161 | 0 | 530.6161 | 1029.0526 | 0 | 1029.0526 | 100% | 0.33681 | 1.9394 | 0.61357 | 0.061357 | 3.6152 | Heat Pump Water Heater (Electric Resistance) | 2.4091 | 0.35356 | 2.0834 | 1.0607 | 6.2502 | 20.8338 | 2479.0474 | 7360.3726 | -4881.3252 | 0.33681 | 1278.2851 | 1.9394
Affordable Multi-Family Housing | Heat Pump Water Heater (Heat Pump) | Retrofit/Replacement | Res HVAC | RET | 10 | 3.3333 | 1312 | 213 | 1312 | 213 | 2919.6745 | 656 | 225.2258 | 0 | 881.2258 | 1709.5694 | 0 | 1709.5694 | 100% | 0.5436 | 1.94 | 0.61357 | 0.061357 | 3.6081 | Heat Pump Water Heater (Heat Pump) | 0.80302 | 0.19612 | 1.1533 | 0.58835 | 3.46 | 11.5333 | 1372.8173 | 2525.4158 | -1152.5985 | 0.5436 | 707.6414 | 1.94
Affordable Single-Family Homes | Affordable Single-Family Homes | Retrofit/Replacement | Res HVAC | RET | 20 | 6.6667 | 5015 | 1419.245 | 5015 | 1419.245 | 0 | 0 | 16555.5274 | 11964.6 | 16555.5274 | 12168.43 | 0 | 12168.43 | 100% | 0.73501 | 0.73501 | 3.0156 | 0.15078 | 10.1731 | Affordable Single-Family Homes | 492.8924 | 802.087 | 2705.9402 | 2406.2609 | 8117.8207 | 54118.8044 | 5997726.9439 | 8160094.0241 | -2162367.0801 | 0.73501 | 8160094.0241 | 0.73501
Affordable Single-Family Homes | Clothes Dryer replacement (Low Income Only) | Retrofit/Replacement | Res Other | RET | 5 | 1.6667 | 252 | 34.8 | 252 | 34.8 | 0 | 0 | 1023.7537 | 804.0627 | 1023.7537 | 181.5708 | 0 | 181.5708 | 100% | 0.17736 | 0.17736 | 3.7111 | 0.74222 | 25.6556 | Clothes Dryer replacement (Low Income Only) | 123.5563 | 4.9301 | 34.0848 | 14.7903 | 102.2543 | 170.4239 | 22434.2109 | 126491.2157 | -104057.0048 | 0.17736 | 126491.2157 | 0.17736
Affordable Single-Family Homes | Freezer replacement (Low income only) | Retrofit/Replacement | Res Refrigeration | RET | 4 | 1.3333 | 1358 | 193.062 | 1358 | 193.062 | 0 | 0 | 941.2205 | 668.7795 | 941.2205 | 793.4969 | 0 | 793.4969 | 100% | 0.84305 | 0.84305 | 0.63314 | 0.15829 | 4.2517 | Freezer replacement (Low income only) | 72.312 | 16.0073 | 107.4992 | 48.022 | 322.4976 | 429.9968 | 57379.3463 | 68061.5402 | -10682.1939 | 0.84305 | 68061.5402 | 0.84305
Affordable Single-Family Homes | Refrigerator replacement (Low income only) | Retrofit/Replacement | Res Refrigeration | RET | 5 | 1.6667 | 678 | 97.29 | 678 | 97.29 | 0 | 0 | 1192.6014 | 905.2624 | 1192.6014 | 490.8643 | 0 | 490.8643 | 100% | 0.41159 | 0.41159 | 1.6068 | 0.32137 | 10.6904 | Refrigerator replacement (Low income only) | 21.222 | 2.3674 | 15.7511 | 7.1021 | 47.2533 | 78.7555 | 10417.1226 | 25309.3879 | -14892.2653 | 0.41159 | 25309.3879 | 0.41159
Appliance Retirement | Air Conditioner retirement - Bulk | Retirement | Res HVAC | RET | 3 | 1 | 257 | 0 | 257 | 0 | 42.2402 | 50.5999 | 39.8869 | 0 | 90.4869 | 52.7983 | 0 | 52.7983 | 53% | 0.84784 | 0.58349 | 0.60686 | 0.20229 | N/A | Air Conditioner retirement - Bulk | 20.5134 | 0 | 3.0587 | 0 | 9.1762 | 9.1762 | 1083.0696 | 1277.4532 | -194.3836 | 0.84784 | 1856.1895 | 0.58349
Appliance Retirement | Air Conditioner retirement - Drop Off | Retirement | Res HVAC | RET | 3 | 1 | 257 | 0 | 257 | 0 | 40.4418 | 48.8714 | 39.9776 | 0 | 88.849 | 52.7983 | 0 | 52.7983 | 53% | 0.85974 | 0.59425 | 0.59587 | 0.19862 | N/A | Air Conditioner retirement - Drop Off | 13.6756 | 0 | 2.0392 | 0 | 6.1175 | 6.1175 | 722.0464 | 839.8412 | -117.7949 | 0.85974 | 1215.0611 | 0.59425
Appliance Retirement | Air Conditioner retirement | Retirement | Res HVAC | RET | 3 | 1 | 257 | 0 | 257 | 0 | 51.2441 | 50.5999 | 35.1148 | 0 | 85.7148 | 52.7983 | 0 | 52.7983 | 53% | 0.84784 | 0.61598 | 0.57485 | 0.19162 | N/A | Air Conditioner retirement | 34.1889 | 0 | 5.0979 | 0 | 15.2936 | 15.2936 | 1805.1159 | 2129.0887 | -323.9727 | 0.84784 | 2930.4962 | 0.61598
Appliance Retirement | Freezer retirement - Bulk | Retirement | Res Refrigeration | RET | 4 | 1.3333 | 896 | 124 | 896 | 124 | 139.2202 | 183.8141 | 180.6627 | 0 | 364.4768 | 250.4814 | 0 | 250.4814 | 48% | 1.0121 | 0.68724 | 0.77416 | 0.19354 | 5.3404 | Freezer retirement - Bulk | 205.1336 | 13.9995 | 96.5787 | 41.9984 | 289.736 | 386.3146 | 51382.1448 | 50768.1746 | 613.9701 | 1.0121 | 74766.4282 | 0.68724
Appliance Retirement | Freezer retirement - Drop Off | Retirement | Res Refrigeration | RET | 4 | 1.3333 | 896 | 124 | 896 | 124 | 75.8067 | 99.7285 | 164.9158 | 0 | 264.6442 | 250.4814 | 0 | 250.4814 | 48% | 1.2443 | 0.94648 | 0.56211 | 0.14053 | 3.8776 | Freezer retirement - Drop Off | 136.7557 | 9.333 | 64.3858 | 27.9989 | 193.1573 | 257.5431 | 34254.7632 | 27529.3366 | 6725.4265 | 1.2443 | 36191.6168 | 0.94648
Appliance Retirement | Freezer retirement | Retirement | Res Refrigeration | RET | 4 | 1.3333 | 896 | 124 | 896 | 124 | 175.322 | 218.5141 | 187.161 | 0 | 405.6751 | 250.4814 | 0 | 250.4814 | 48% | 0.92321 | 0.61744 | 0.86166 | 0.21542 | 5.944 | Freezer retirement | 341.8893 | 23.3325 | 160.9644 | 69.9974 | 482.8933 | 643.8577 | 85636.9079 | 92759.8957 | -7122.9877 | 0.92321 | 138695.9719 | 0.61744
Appliance Retirement | Mini freezer retirement - Bulk | Retirement | Res Refrigeration | RET | 4 | 1.3333 | 266 | 36.7 | 266 | 36.7 | 78.892 | 85.8285 | 68.4935 | 0 | 154.322 | 106.8557 | 0 | 106.8557 | 69% | 0.86925 | 0.69242 | 0.76808 | 0.19202 | 5.3147 | Mini freezer retirement - Bulk | 8.9189 | 0.25896 | 1.792 | 0.77689 | 5.376 | 7.1679 | 953.0299 | 1096.385 | -143.3551 | 0.86925 | 1376.3749 | 0.69242
Appliance Retirement | Mini freezer retirement - Drop Off | Retirement | Res Refrigeration | RET | 4 | 1.3333 | 266 | 36.7 | 266 | 36.7 | 63.6278 | 71.1571 | 75.7116 | 0 | 146.8687 | 106.8557 | 0 | 106.8557 | 69% | 0.89333 | 0.72756 | 0.73098 | 0.18275 | 5.058 | Mini freezer retirement - Drop Off | 5.9459 | 0.17264 | 1.1947 | 0.51792 | 3.584 | 4.7786 | 635.3532 | 711.218 | -75.8648 | 0.89333 | 873.2669 | 0.72756
Appliance Retirement | Mini freezer retirement | Retirement | Res Refrigeration | RET | 4 | 1.3333 | 266 | 36.7 | 266 | 36.7 | 96.9503 | 103.1856 | 59.2837 | 0 | 162.4693 | 106.8557 | 0 | 106.8557 | 69% | 0.84685 | 0.6577 | 0.80863 | 0.20216 | 5.5953 | Mini freezer retirement | 14.8648 | 0.4316 | 2.9866 | 1.2948 | 8.9599 | 11.9466 | 1588.3831 | 1875.6263 | -287.2432 | 0.84685 | 2415.0667 | 0.6577
Appliance Retirement | Mini fridge retirement - Bulk | Retirement | Res Refrigeration | RET | 4 | 1.3333 | 170 | 23.5 | 170 | 23.5 | 78.892 | 85.8285 | 29.7437 | 0 | 115.5722 | 67.317 | 0 | 67.317 | 68% | 0.80725 | 0.58247 | 0.91328 | 0.22832 | 6.3073 | Mini fridge retirement - Bulk | 8.9189 | 0.16342 | 1.1287 | 0.49025 | 3.386 | 4.5146 | 600.3902 | 743.7454 | -143.3551 | 0.80725 | 1030.7715 | 0.58247
Appliance Retirement | Mini fridge retirement - Drop Off | Retirement | Res Refrigeration | RET | 4 | 1.3333 | 170 | 23.5 | 170 | 23.5 | 63.6278 | 71.1571 | 37.3758 | 0 | 108.5329 | 67.317 | 0 | 67.317 | 68% | 0.83476 | 0.62025 | 0.85765 | 0.21441 | 5.9231 | Mini fridge retirement - Drop Off | 5.9459 | 0.10894 | 0.75244 | 0.32683 | 2.2573 | 3.0098 | 400.2602 | 479.4936 | -79.2335 | 0.83476 | 645.3257 | 0.62025
Appliance Retirement | Mini fridge retirement | Retirement | Res Refrigeration | RET | 4 | 1.3333 | 170 | 23.5 | 170 | 23.5 | 96.9503 | 103.1856 | 20.7145 | 0 | 123.9002 | 67.317 | 0 | 67.317 | 68% | 0.77697 | 0.54332 | 0.97909 | 0.24477 | 6.7618 | Mini fridge retirement | 29.7295 | 0.54472 | 3.7622 | 1.0894 | 7.5244 | 15.0488 | 2001.3008 | 2575.7871 | -574.4863 | 0.77697 | 3683.4907 | 0.54332
Appliance Retirement | Refrigerator retirement - Bulk | Retirement | Res Refrigeration | RET | 4 | 1.3333 | 670 | 92.5 | 670 | 92.5 | 139.2202 | 183.8141 | 164.2426 | 0 | 348.0567 | 222.3567 | 0 | 222.3567 | 57% | 0.9128 | 0.63885 | 0.83255 | 0.20814 | 5.757 | Refrigerator retirement - Bulk | 310 | 18.7409 | 129.6004 | 56.2227 | 388.8013 | 518.4018 | 68930.592 | 75515.4001 | -6584.8081 | 0.9128 | 107897.5638 | 0.63885
Appliance Retirement | Refrigerator retirement - Drop Off | Retirement | Res Refrigeration | RET | 4 | 1.3333 | 670 | 92.5 | 670 | 92.5 | 75.8067 | 99.7285 | 148.4957 | 0 | 248.2241 | 222.3567 | 0 | 222.3567 | 57% | 1.1599 | 0.89579 | 0.59375 | 0.14844 | 4.1058 | Refrigerator retirement - Drop Off | 200 | 12.0909 | 83.6132 | 36.2727 | 250.8396 | 334.4527 | 44471.3497 | 38341.0974 | 6130.2522 | 1.1599 | 49644.8286 | 0.89579
Appliance Retirement | Refrigerator retirement | Retirement | Res Refrigeration | RET | 4 | 1.3333 | 670 | 92.5 | 670 | 92.5 | 175.322 | 218.5141 | 163.3448 | 0 | 381.8588 | 222.3567 | 0 | 222.3567 | 57% | 0.84457 | 0.5823 | 0.9134 | 0.22835 | 6.3162 | Refrigerator retirement | 1651 | 99.8104 | 690.2269 | 299.4311 | 2070.6806 | 2760.9074 | 367110.9915 | 434672.4977 | -67561.5061 | 0.84457 | 630448.9146 | 0.5823
Business Energy Rebates | 1/2 Size Hot Food Holding Cabinet | Retrofit/Replacement | BNI Cooking and Laundry | ROB/NEW | 12 | N/A | 1730 | 215 | N/A | N/A | 499.4544 | 237.795 | 55.1311 | 0 | 292.9261 | 1725.1984 | 0 | 1725.1984 | 71% | 4.2104 | 5.8895 | 0.22441 | 0.018701 | 1.7952 | 1/2 Size Hot Food Holding Cabinet | 2.8414 | 0.46367 | 3.709 | 1.3189 | 10.5499 | 44.5076 | 4902.0372 | 1164.2598 | 3737.7774 | 4.2104 | 832.3302 | 5.8895
Business Energy Rebates | Air-Entraining Air Nozzle | Retrofit/Replacement | BNI Process | ROB/NEW | 15 | N/A | 13582.8 | 130 | N/A | N/A | 46.524 | 132.1083 | 352.1046 | 0 | 484.2129 | 13928.4375 | 0 | 13928.4375 | 71% | 36.1649 | 28.7651 | 0.047247 | 0.0031498 | 4.9077 | Air-Entraining Air Nozzle | 2.8414 | 0.28036 | 29.1203 | 0.79747 | 82.831 | 436.8045 | 39576.7337 | 1094.3402 | 38482.3935 | 36.1649 | 1375.859 | 28.7651
Business Energy Rebates | Case Lighting for Sign Retrofits | Retrofit/Replacement | BNI Lighting | ROB/NEW | 11.6 | N/A | 2815.56 | 639 | N/A | N/A | 750.6746 | 330.2708 | 106.8176 | 0 | 437.0884 | 3616.4105 | 0 | 3616.4105 | 85% | 4.855 | 8.2739 | 0.17186 | 0.014816 | 0.75282 | Case Lighting for Sign Retrofits | 1466.1799 | 851.3041 | 3728.9078 | 2421.4858 | 10606.6646 | 43255.3303 | 5302308.2311 | 1092144.1709 | 4210164.0602 | 4.855 | 640850.2097 | 8.2739
Business Energy Rebates | Circulation Fan (Agriculture) (24 inches) | Retrofit/Replacement | BNI Process | ROB/NEW | 15 | N/A | 45.4124 | 16.1956 | N/A | N/A | 207.5598 | 46.2379 | 2.4053 | 0 | 48.6432 | 66.7405 | 0 | 66.7405 | 71% | 0.44561 | 1.372 | 1.4196 | 0.094643 | 3.9574 | Circulation Fan (Agriculture) (24 inches) | 8.4781 | 0.10422 | 0.2905 | 0.29644 | 0.82631 | 4.3575 | 565.8348 | 1269.7932 | -703.9584 | 0.44561 | 412.4036 | 1.372
Business Energy Rebates | Cold Climate Air-Source Central Heat Pump (24kBTU/hr) (Commercial) | Retrofit/Replacement | BNI HVAC | ROB/NEW | 18 | N/A | 9045.1083 | 3511 | N/A | N/A | 7162.1968 | 1585.3 | 486.6432 | 0 | 2071.9432 | 16306.5249 | 0 | 16306.5249 | 75% | 2.7835 | 7.8702 | 0.2874 | 0.015967 | 0.73609 | Cold Climate Air-Source Central Heat Pump (24kBTU/hr) (Commercial) | 13.8418 | 38.964 | 99.7883 | 110.831 | 283.8422 | 1796.1901 | 225712.4429 | 81089.5729 | 144622.8701 | 2.7835 | 28679.5234 | 7.8702
Business Energy Rebates | Cold Climate Air-Source Central Heat Pump (48kBTU/hr) (Commercial) | Retrofit/Replacement | BNI HVAC | ROB/NEW | 18 | N/A | 18090.2166 | 7022 | N/A | N/A | 14324.3937 | 3170.5999 | 973.2865 | 0 | 4143.8864 | 32613.0499 | 0 | 32613.0499 | 75% | 2.7835 | 7.8702 | 0.2874 | 0.015967 | 0.73609 | Cold Climate Air-Source Central Heat Pump (48kBTU/hr) (Commercial) | 13.8418 | 77.9281 | 199.5767 | 221.6619 | 567.6844 | 3592.3802 | 451424.8858 | 162179.1457 | 289245.7401 | 2.7835 | 57359.0467 | 7.8702
Business Energy Rebates | Cold Climate Air-Source Ductless Heat Pump (24kBTU/hr) (Commercial) | Retrofit/Replacement | BNI HVAC | ROB/NEW | 18 | N/A | 9688.757 | 3510.8929 | N/A | N/A | 7162.1968 | 1056.8666 | 478.2057 | 0 | 1535.0724 | 17075.1634 | 0 | 17075.1634 | 75% | 2.9189 | 11.1234 | 0.19879 | 0.011044 | 0.54537 | Cold Climate Air-Source Ductless Heat Pump (24kBTU/hr) (Commercial) | 55.3674 | 155.8514 | 427.5571 | 443.3103 | 1216.1616 | 7696.0271 | 945407.2811 | 323891.1282 | 621516.1529 | 2.9189 | 84992.9549 | 11.1234
Business Energy Rebates | Cold Climate Air-Source Ductless Heat Pump (24kBTU/hr) (Multi-Family) | Retrofit/Replacement | BNI HVAC | ROB/NEW | 18 | N/A | 9688.757 | 3510.8929 | N/A | N/A | 7162.1968 | 1056.8666 | 478.2057 | 0 | 1535.0724 | 17075.1634 | 0 | 17075.1634 | 75% | 2.9189 | 11.1234 | 0.19879 | 0.011044 | 0.54537 | Cold Climate Air-Source Ductless Heat Pump (24kBTU/hr) (Multi-Family) | 48.4465 | 136.3699 | 374.1124 | 387.8965 | 1064.1414 | 6734.0237 | 827231.371 | 283404.7372 | 543826.6338 | 2.9189 | 74368.8355 | 11.1234
Business Energy Rebates | Cold Climate Air-Source Ductless Heat Pump (48kBTU/hr) (Commercial) | Retrofit/Replacement | BNI HVAC | ROB/NEW | 18 | N/A | 20911.358 | 6381 | N/A | N/A | 14324.3937 | 2113.7333 | 976.9302 | 0 | 3090.6635 | 34978.1594 | 0 | 34978.1594 | 75% | 2.9844 | 11.3174 | 0.18544 | 0.010302 | 0.60415 | Cold Climate Air-Source Ductless Heat Pump (48kBTU/hr) (Commercial) | 55.3674 | 283.2577 | 922.8014 | 805.7104 | 2624.8558 | 16610.4256 | 1936649.4944 | 648918.3278 | 1287731.1666 | 2.9844 | 171121.9811 | 11.3174
Business Energy Rebates | Cold Climate Air-Source Ductless Heat Pump (48kBTU/hr) (Multi-Family) | Retrofit/Replacement | BNI HVAC | ROB/NEW | 18 | N/A | 20911.358 | 6381 | N/A | N/A | 14324.3937 | 2113.7333 | 976.9302 | 0 | 3090.6635 | 34978.1594 | 0 | 34978.1594 | 75% | 2.9844 | 11.3174 | 0.18544 | 0.010302 | 0.60415 | Cold Climate Air-Source Ductless Heat Pump (48kBTU/hr) (Multi-Family) | 48.4465 | 247.8505 | 807.4512 | 704.9966 | 2296.7488 | 14534.1224 | 1694568.3076 | 567803.5369 | 1126764.7707 | 2.9844 | 149731.7335 | 11.3174
Business Energy Rebates | Cold Climate Air-Source Multi-Zone Heat Pump (24kBTU/hr) (Commercial) | Retrofit/Replacement | BNI HVAC | ROB/NEW | 18 | N/A | 9688.757 | 3323.2116 | N/A | N/A | 7162.1968 | 1056.8666 | 470.9151 | 0 | 1527.7817 | 16781.0209 | 0 | 16781.0209 | 75% | 2.8722 | 10.9839 | 0.19784 | 0.010991 | 0.57344 | Cold Climate Air-Source Multi-Zone Heat Pump (24kBTU/hr) (Commercial) | 16.6102 | 44.256 | 128.2671 | 125.8837 | 364.8485 | 2308.8081 | 278736.4135 | 97046.239 | 181690.1745 | 2.8722 | 25376.787 | 10.9839
Business Energy Rebates | Cold Climate Air-Source Multi-Zone Heat Pump (24kBTU/hr) (Multi-Family) | Retrofit/Replacement | BNI HVAC | ROB/NEW | 18 | N/A | 9688.757 | 3510.8929 | N/A | N/A | 7162.1968 | 1056.8666 | 478.2057 | 0 | 1535.0724 | 17075.1634 | 0 | 17075.1634 | 75% | 2.9189 | 11.1234 | 0.19879 | 0.011044 | 0.54537 | Cold Climate Air-Source Multi-Zone Heat Pump (24kBTU/hr) (Multi-Family) | 16.6102 | 46.7554 | 128.2671 | 132.9931 | 364.8485 | 2308.8081 | 283622.1843 | 97167.3385 | 186454.8459 | 2.9189 | 25497.8865 | 11.1234
Business Energy Rebates | Cold Climate Air-Source Multi-Zone Heat Pump (48kBTU/hr) (Commercial) | Retrofit/Replacement | BNI HVAC | ROB/NEW | 18 | N/A | 20911.358 | 6380.5662 | N/A | N/A | 14324.3937 | 2113.7333 | 976.9134 | 0 | 3090.6467 | 34977.4795 | 0 | 34977.4795 | 75% | 2.9844 | 11.3172 | 0.18544 | 0.010302 | 0.60419 | Cold Climate Air-Source Multi-Zone Heat Pump (48kBTU/hr) (Commercial) | 16.6102 | 84.9715 | 276.8404 | 241.6967 | 787.4567 | 4983.1277 | 580983.555 | 194675.2184 | 386308.3366 | 2.9844 | 51336.3144 | 11.3172
Business Energy Rebates | Cold Climate Air-Source Multi-Zone Heat Pump (48kBTU/hr) (Multi-Family) | Retrofit/Replacement | BNI HVAC | ROB/NEW | 18 | N/A | 20911.358 | 6381 | N/A | N/A | 14324.3937 | 2113.7333 | 976.9302 | 0 | 3090.6635 | 34978.1594 | 0 | 34978.1594 | 75% | 2.9844 | 11.3174 | 0.18544 | 0.010302 | 0.60415 | Cold Climate Air-Source Multi-Zone Heat Pump (48kBTU/hr) (Multi-Family) | 16.6102 | 84.9773 | 276.8404 | 241.7131 | 787.4567 | 4983.1277 | 580994.8483 | 194675.4984 | 386319.35 | 2.9844 | 51336.5943 | 11.3174
Business Energy Rebates | Cold Climate Air-Source Single Package Heat Pump (24kBTU/hr) (Commercial) | Retrofit/Replacement | BNI HVAC | ROB/NEW | 18 | N/A | 7569.6226 | 3089.5858 | N/A | N/A | 7162.1968 | 1321.0833 | 412.8455 | 0 | 1733.9288 | 13883.6719 | 0 | 13883.6719 | 75% | 2.4002 | 8.0071 | 0.2874 | 0.015967 | 0.70002 | Cold Climate Air-Source Single Package Heat Pump (24kBTU/hr) (Commercial) | 13.8418 | 34.2873 | 83.5103 | 97.5283 | 237.5404 | 1503.1861 | 192175.6785 | 80068.0757 | 112107.6028 | 2.4002 | 24000.7793 | 8.0071
Business Energy Rebates | Cold Climate Air-Source Single Package Heat Pump (48kBTU/hr) (Commercial) | Retrofit/Replacement | BNI HVAC | ROB/NEW | 18 | N/A | 15139.2453 | 6179.1716 | N/A | N/A | 14324.3937 | 2642.1666 | 825.691 | 0 | 3467.8576 | 27767.3437 | 0 | 27767.3437 | 75% | 2.4002 | 8.0071 | 0.2874 | 0.015967 | 0.70002 | Cold Climate Air-Source Single Package Heat Pump (48kBTU/hr) (Commercial) | 13.8418 | 68.5746 | 167.0207 | 195.0565 | 475.0808 | 3006.3723 | 384351.357 | 160136.1514 | 224215.2057 | 2.4002 | 48001.5585 | 8.0071
Business Energy Rebates | Cycling Refrigerated Air Dryer - 50 CFM | Retrofit/Replacement | BNI Process | ROB/NEW | 10 | N/A | 585.86 | 110 | N/A | N/A | 720.9972 | 66.0542 | 16.7162 | 0 | 82.7704 | 535.7871 | 0 | 535.7871 | 71% | 1.0135 | 6.4732 | 0.18725 | 0.018725 | 0.99144 | Cycling Refrigerated Air Dryer - 50 CFM | 2.8414 | 0.23723 | 1.256 | 0.67478 | 3.5727 | 12.5603 | 1522.4035 | 1502.0508 | 20.3527 | 1.0135 | 235.1866 | 6.4732
Business Energy Rebates | Dairy Scroll Compressor | Retrofit/Replacement | BNI Process | ROB/NEW | 15 | N/A | 23623.923 | 6796 | N/A | N/A | 1066.6498 | 990.8125 | 860.4106 | 0 | 1851.2231 | 32633.8964 | 0 | 32633.8964 | 71% | 20.1726 | 17.6283 | 0.10386 | 0.0069238 | 0.35891 | Dairy Scroll Compressor | 6.9209 | 35.6988 | 123.3631 | 101.5432 | 350.8992 | 1850.4459 | 225856.7204 | 11196.2004 | 214660.52 | 20.1726 | 12812.1747 | 17.6283
Business Energy Rebates | Daylighting Controls - Ceiling Mounted | New Equipment purchased and installed by customers | BNI Lighting | ROB/NEW | 10 | N/A | 436.149 | 95.97 | N/A | N/A | 154.7289 | 39.6325 | 14.2643 | 0 | 53.8968 | 492.3164 | 0 | 492.3164 | 85% | 3.377 | 9.1344 | 0.1368 | 0.01368 | 0.61809 | Daylighting Controls - Ceiling Mounted | 27.6837 | 2.4141 | 10.9066 | 6.8668 | 31.0231 | 109.0658 | 13629.1389 | 4035.8368 | 9593.3021 | 3.377 | 1492.0629 | 9.1344
Business Energy Rebates | Daylighting Controls - Switch-Mounted | New Equipment purchased and installed by customers | BNI Lighting | ROB/NEW | 10 | N/A | 90.9682 | 20.0166 | N/A | N/A | 154.7289 | 13.2108 | 0.68723 | 0 | 13.8981 | 102.6831 | 0 | 102.6831 | 85% | 0.77669 | 7.3883 | 0.16914 | 0.016914 | 0.76417 | Daylighting Controls - Switch-Mounted | 2.8414 | 0.05168 | 0.23348 | 0.147 | 0.66413 | 2.3348 | 291.7674 | 375.6569 | -83.8895 | 0.77669 | 39.4904 | 7.3883
Business Energy Rebates | Door Heater Controls | New Equipment purchased and installed by customers | BNI Refrigeration | ROB/NEW | 12 | N/A | 5170.5024 | 590.24 | N/A | N/A | 1751.9569 | 105.6867 | 131.9407 | 0 | 237.6274 | 5101.3542 | 0 | 5101.3542 | 71% | 3.7078 | 21.4679 | 0.060911 | 0.0050759 | 0.53046 | Door Heater Controls | 89.972 | 40.3062 | 351.0017 | 114.6487 | 998.4042 | 4212.0203 | 458979.1088 | 123786.2089 | 335192.8999 | 3.7078 | 21379.8158 | 21.4679
Business Energy Rebates | Double Heat Pad (Agriculture) | Retrofit/Replacement | BNI Process | ROB/NEW | 10 | N/A | 1311 | 190 | N/A | N/A | 327.726 | 158.53 | 36.7426 | 0 | 195.2726 | 1149.6673 | 0 | 1149.6673 | 71% | 4.2671 | 5.8875 | 0.19741 | 0.019741 | 1.3542 | Double Heat Pad (Agriculture) | 2.8414 | 0.40976 | 2.8107 | 1.1655 | 7.9948 | 28.1067 | 3266.7036 | 765.5619 | 2501.1417 | 4.2671 | 554.854 | 5.8875
Business Energy Rebates | Dual Enthalpy Economizer Controls | New Equipment purchased and installed by customers | BNI HVAC | RET | 10 | 3.3333 | 3221.359 | 726 | 2577 | 580 | 1315.9291 | 330.2708 | 87.1383 | 0 | 417.4091 | 2822.4478 | 0 | 2822.4478 | 75% | 2.6278 | 6.7618 | 0.16257 | 0.018759 | 0.71715 | Dual Enthalpy Economizer Controls | 2.8414 | 1.6539 | 7.2954 | 4.7045 | 20.7513 | 63.2254 | 8019.7988 | 3051.9419 | 4967.8569 | 2.6278 | 1186.0404 | 6.7618
Business Energy Rebates | EC Motor for Refrigeration Applications - Large | Retrofit/Replacement | BNI Refrigeration | RET | 15 | 5 | 1708.2 | 119.6 | 1047.696 | 119.6 | 382.256 | 237.795 | 49.6044 | 0 | 287.3994 | 1502.2214 | 0 | 1502.2214 | 71% | 4.6797 | 5.2269 | 0.22299 | 0.020029 | 3.1662 | EC Motor for Refrigeration Applications - Large | 62.2883 | 5.6542 | 80.2813 | 16.0831 | 228.3555 | 893.7984 | 93570.8446 | 19994.9305 | 73575.9142 | 4.6797 | 17901.6233 | 5.2269
Business Energy Rebates | EC Motor for Refrigeration Applications - Small | Retrofit/Replacement | BNI Refrigeration | RET | 15 | 5 | 342 | 341.64 | 341.64 | 39 | 185.9874 | 79.265 | 17.1345 | 0 | 96.3995 | 524.936 | 0 | 524.936 | 71% | 3.5187 | 5.4454 | 0.37358 | 0.024923 | 0.37178 | EC Motor for Refrigeration Applications - Small | 463.7019 | 120.2385 | 119.6559 | 342.0116 | 340.3543 | 1793.5786 | 243413.821 | 69177.6358 | 174236.1852 | 3.5187 | 44700.6348 | 5.4454
Business Energy Rebates | Electric Combination Oven | Retrofit/Replacement | BNI Cooking and Laundry | ROB/NEW | 12 | N/A | 6368 | 1454 | N/A | N/A | 2191.8315 | 1321.0833 | 243.3184 | 0 | 1564.4017 | 7044.0806 | 0 | 7044.0806 | 71% | 3.9144 | 4.5027 | 0.32559 | 0.027133 | 1.4177 | Electric Combination Oven | 12.5023 | 13.7972 | 60.0706 | 34.0328 | 148.173 | 720.8478 | 88067.2715 | 22498.1391 | 65569.1324 | 3.9144 | 19558.6331 | 4.5027
Business Energy Rebates | Electric Combination Oven with Gas | Retrofit/Replacement | BNI Cooking and Laundry | RET | 12 | 4 | 18282 | 2838 | 18282 | 2838 | 15438.2979 | 2642.1666 | 137.4455 | 0 | 2779.6121 | 9561.7517 | 0 | 9561.7517 | 71% | 0.86152 | 3.44 | 0.20151 | 0.016792 | 1.2905 | Electric Combination Oven with Gas | 5.6829 | 12.241 | 78.3899 | 34.8188 | 222.9757 | 940.6792 | 54338.1698 | 63072.0858 | -8733.916 | 0.86152 | 15796.1679 | 3.44
Business Energy Rebates | Electric Convection Oven | Retrofit/Replacement | BNI Cooking and Laundry | ROB/NEW | 12 | N/A | 1937 | 301 | N/A | N/A | 1310.904 | 528.4333 | 76.9308 | 0 | 605.3642 | 1994.7324 | 0 | 1994.7324 | 71% | 1.9795 | 3.2951 | 0.41421 | 0.034517 | 2.6499 | Electric Convection Oven | 12.5023 | 2.8562 | 18.2721 | 7.0453 | 45.0708 | 219.2654 | 24938.7609 | 12598.2351 | 12340.5259 | 1.9795 | 7568.4497 | 3.2951
Business Energy Rebates | Electric Fryer Replacement with Gas | Retrofit/Replacement | BNI Cooking and Laundry | RET | 12 | 4 | 17439 | 2707 | 18189 | 2824 | 2005.854 | 660.5417 | 200.3116 | 0 | 860.8533 | 6695.2816 | 0 | 6695.2816 | 71% | 4.1215 | 7.7775 | 0.065424 | 0.0053001 | 0.41901 | Electric Fryer Replacement with Gas | 2.8414 | 5.838 | 37.3876 | 16.6058 | 106.347 | 461.5152 | 19024.1997 | 4615.8183 | 14408.3814 | 4.1215 | 2446.0576 | 7.7775
Business Energy Rebates | Electric Griddle Replacement with Gas | Retrofit/Replacement | BNI Cooking and Laundry | RET | 12 | 4 | 15815 | 2455 | 15815 | 2455 | 4352.2013 | 2642.1666 | 242.24 | 0 | 2884.4066 | 4227.947 | 0 | 4227.947 | 71% | 1.2688 | 1.4658 | 0.24172 | 0.020144 | 1.5481 | Electric Griddle Replacement with Gas | 2.8414 | 5.2945 | 33.9059 | 15.0599 | 96.4435 | 406.8713 | 12013.4317 | 9468.5183 | 2544.9134 | 1.2688 | 8195.8507 | 1.4658
Business Energy Rebates | Electric Steam Cooker | Retrofit/Replacement | BNI Cooking and Laundry | ROB/NEW | 12 | N/A | 9967 | 1547 | N/A | N/A | 3264.151 | 1188.975 | 316.249 | 0 | 1505.2239 | 10263.7363 | 0 | 10263.7363 | 71% | 3.8969 | 6.8187 | 0.20016 | 0.01668 | 1.282 | Electric Steam Cooker | 6.2512 | 7.3398 | 47.0104 | 18.1048 | 115.9579 | 564.1245 | 64160.2009 | 16464.2665 | 47695.9345 | 3.8969 | 9409.3873 | 6.8187
Business Energy Rebates | Electric Steam Cooker Replacement with Gas | Retrofit/Replacement | BNI Cooking and Laundry | RET | 12 | 4 | 17599 | 2732 | 17599 | 2732 | 11949.9096 | 2377.95 | 123.701 | 0 | 2501.6509 | 2697.4312 | 0 | 2697.4312 | 71% | 0.31336 | 1.0783 | 0.1884 | 0.0157 | 1.2065 | Electric Steam Cooker Replacement with Gas | 2.8414 | 5.8919 | 37.7307 | 16.7591 | 107.3227 | 452.7681 | 7664.5722 | 24459.4511 | -16794.8789 | 0.31336 | 7108.2756 | 1.0783
Business Energy Rebates | Electric to Natural Gas - Water Heater (60 gal) | Retrofit/Replacement | BNI Domestic Hot Water (DHW) | ROB/NEW | 15 | N/A | 10793.8041 | 2957.5012 | N/A | N/A | 1934.4573 | 924.7583 | 272.7265 | 0 | 1197.4849 | 9062.3448 | 0 | 9062.3448 | 71% | 5.505 | 7.5678 | 0.14704 | 0.0098025 | 0.5335 | Electric to Natural Gas - Water Heater (60 gal) | 2.8414 | 6.3782 | 23.1409 | 18.1424 | 65.8231 | 347.1142 | 25750.0532 | 4677.5435 | 21072.5096 | 5.505 | 3402.574 | 7.5678
Business Energy Rebates | Electric to Natural Gas - Water Heater (80 gal) | Retrofit/Replacement | BNI Domestic Hot Water (DHW) | ROB/NEW | 15 | N/A | 15058.023 | 4125.8975 | N/A | N/A | 1934.4573 | 1056.8666 | 379.6479 | 0 | 1436.5145 | 13098.8359 | 0 | 13098.8359 | 71% | 7.4718 | 9.1185 | 0.12644 | 0.0084291 | 0.45875 | Electric to Natural Gas - Water Heater (80 gal) | 2.8414 | 8.898 | 32.283 | 25.3098 | 91.8273 | 484.2457 | 37219.4757 | 4981.3534 | 32238.1222 | 7.4718 | 4081.761 | 9.1185
Business Energy Rebates | ENERGY STAR Electric Griddle | Retrofit/Replacement | BNI Cooking and Laundry | ROB/NEW | 12 | N/A | 1909 | 296.3744 | N/A | N/A | 0 | 594.4875 | 79.6451 | 0 | 674.1326 | 1965.6105 | 0 | 1965.6105 | 71% | 24.6796 | 2.9158 | 0.46803 | 0.039002 | 2.997 | ENERGY STAR Electric Griddle | 2.8414 | 0.63917 | 4.0927 | 1.8181 | 11.6415 | 49.1127 | 5585.1521 | 226.3064 | 5358.8457 | 24.6796 | 1915.5033 | 2.9158
Business Energy Rebates | ENERGY STAR Pool Pump | Retrofit/Replacement | BNI Process | RET | 10 | 5 | 2078 | 0 | 3847 | 0 | 405.929 | 462.3792 | 76.4488 | 0 | 538.828 | 2113.9172 | 0 | 2113.9172 | 71% | 5.797 | 3.9232 | 0.34367 | 0.024106 | N/A | ENERGY STAR Pool Pump | 2.8414 | 0 | 4.455 | 0 | 12.6721 | 63.5133 | 6006.556 | 1036.1528 | 4970.4031 | 5.797 | 1531.0441 | 3.9232
Business Energy Rebates | ENERGY STAR Uninteruptible Power Supplies (UPS) | Retrofit/Replacement | BNI Process | ROB/NEW | 10 | N/A | 142.364 | 54 | N/A | N/A | 44217 | 1321.0833 | 68.7228 | 0 | 1389.8061 | 154.1307 | 0 | 154.1307 | 71% | 0.0048988 | 0.1109 | 12.9385 | 1.2939 | 33.9114 | ENERGY STAR Uninteruptible Power Supplies (UPS) | 2.8414 | 0.11646 | 0.30522 | 0.33126 | 0.86817 | 3.0522 | 437.9521 | 89399.4442 | -88961.4921 | 0.0048988 | 3949.042 | 0.1109
Business Energy Rebates | ENERGY STAR Washing Machine | Retrofit/Replacement | BNI Cooking and Laundry | ROB/NEW | 11 | N/A | 938.571 | 243 | N/A | N/A | 162.5521 | 330.2708 | 41.805 | 0 | 372.0758 | 993.4708 | 0 | 993.4708 | 71% | 6.3191 | 2.6701 | 0.52541 | 0.047764 | 2.0175 | ENERGY STAR Washing Machine | 8.5243 | 1.5722 | 6.0366 | 4.472 | 17.1709 | 66.403 | 8468.645 | 1340.165 | 7128.4799 | 6.3191 | 3171.6866 | 2.6701
Business Energy Rebates | Evaporator Fan Motor Controls | New Equipment purchased and installed by customers | BNI Refrigeration | ROB/NEW | 10 | N/A | 3339.75 | 302 | N/A | N/A | 1707.5253 | 660.5417 | 102.9942 | 0 | 763.5359 | 2769.0005 | 0 | 2769.0005 | 71% | 2.1052 | 3.6265 | 0.303 | 0.0303 | 3.3313 | Evaporator Fan Motor Controls | 2.8414 | 0.6513 | 7.1601 | 1.8526 | 20.3666 | 71.6012 | 7867.9317 | 3737.4436 | 4130.4881 | 2.1052 | 2169.5367 | 3.6265
Business Energy Rebates | Flood Luminaire (10000 lumen) | Retrofit/Replacement | BNI Lighting | ROB/NEW | 17 | N/A | 874.9488 | 195.7648 | N/A | N/A | 291.414 | 92.4758 | 34.5543 | 0 | 127.0301 | 1200.0118 | 0 | 1200.0118 | 69% | 5.0928 | 9.4467 | 0.198 | 0.011647 | 0.87977 | Flood Luminaire (10000 lumen) | 1684.5529 | 243.2462 | 1080.7545 | 691.8999 | 3074.1444 | 18372.8273 | 2021483.419 | 396931.0284 | 1624552.3906 | 5.0928 | 213988.9171 | 9.4467
Business Energy Rebates | Flood Luminaire (25000 lumen) | Retrofit/Replacement | BNI Lighting | ROB/NEW | 17 | N/A | 1541.322 | 344.862 | N/A | N/A | 368.3495 | 198.1625 | 62.7053 | 0 | 260.8678 | 2113.9575 | 0 | 2113.9575 | 69% | 6.6714 | 8.1036 | 0.23082 | 0.013577 | 1.0256 | Flood Luminaire (25000 lumen) | 946.7824 | 240.8365 | 1070.0482 | 685.0457 | 3043.6907 | 18190.8191 | 2001457.8314 | 300003.5387 | 1701454.2927 | 6.6714 | 246985.0206 | 8.1036
Business Energy Rebates | Flood Luminaire (4000 lumen) | Retrofit/Replacement | BNI Lighting | ROB/NEW | 17 | N/A | 249.222 | 55.762 | N/A | N/A | 368.3495 | 39.6325 | 10.5339 | 0 | 50.1664 | 341.8135 | 0 | 341.8135 | 69% | 1.2913 | 6.8136 | 0.27452 | 0.016148 | 1.2197 | Flood Luminaire (4000 lumen) | 1522.6033 | 62.6256 | 278.2486 | 178.1349 | 791.4621 | 4730.2254 | 520446.4223 | 403025.557 | 117420.8653 | 1.2913 | 76383.5608 | 6.8136
Business Energy Rebates | Flood Luminaire (48000 lumen) | Retrofit/Replacement | BNI Lighting | ROB/NEW | 17.1 | N/A | 2728.1268 | 622.86 | N/A | N/A | 1835.6589 | 330.2708 | 110.6884 | 0 | 440.9593 | 3772.5806 | 0 | 3772.5806 | 69% | 2.7391 | 8.5554 | 0.22043 | 0.012891 | 0.95985 | Flood Luminaire (48000 lumen) | 239.464 | 110.0164 | 479.032 | 312.9353 | 1362.579 | 8191.4469 | 903397.1386 | 329812.0667 | 573585.0719 | 2.7391 | 105593.8554 | 8.5554
Business Energy Rebates | Flood Luminaire (60000 lumen) | Retrofit/Replacement | BNI Lighting | ROB/NEW | 17.1 | N/A | 4548.9366 | 1038.57 | N/A | N/A | 1869.6987 | 528.4333 | 183.4059 | 0 | 711.8392 | 6290.481 | 0 | 6290.481 | 69% | 4.2691 | 8.8369 | 0.21341 | 0.01248 | 0.92927 | Flood Luminaire (60000 lumen) | 56.7516 | 43.4751 | 189.2987 | 123.6624 | 538.4493 | 3237.0075 | 356994.7228 | 83623.335 | 273371.3878 | 4.2691 | 40397.9985 | 8.8369
Business Energy Rebates | Flood Luminaire (800 lumen) | Retrofit/Replacement | BNI Lighting | ROB/NEW | 17 | N/A | 128.6844 | 28.7924 | N/A | N/A | 368.3495 | 26.4217 | 1.3745 | 0 | 27.7961 | 176.4935 | 0 | 176.4935 | 69% | 0.69068 | 6.3496 | 0.29458 | 0.017328 | 1.3089 | Flood Luminaire (800 lumen) | 4.1526 | 0.08819 | 0.39183 | 0.25085 | 1.1145 | 6.6612 | 732.899 | 1061.1254 | -328.2264 | 0.69068 | 115.4249 | 6.3496
Business Energy Rebates | Four Pin Replacement Lamps for CFLs | Retrofit/Replacement | BNI Lighting | ROB/NEW | 12 | N/A | 27.3583 | 5.9118 | N/A | N/A | 22.5475 | 6.6054 | 1.2312 | 0 | 7.8366 | 35.8104 | 0 | 35.8104 | 85% | 1.7557 | 4.5696 | 0.31711 | 0.026426 | 1.4589 | Four Pin Replacement Lamps for CFLs | 1661.0218 | 8.9225 | 41.0482 | 25.3796 | 116.7593 | 492.5787 | 59481.8452 | 33879.25 | 25602.5951 | 1.7557 | 13016.8165 | 4.5696
Business Energy Rebates | Full-Size Hot Food Holding Cabinet | Retrofit/Replacement | BNI Cooking and Laundry | ROB/NEW | 12 | N/A | 4832 | 87 | N/A | N/A | 1210.5886 | 792.65 | 147.3416 | 0 | 939.9916 | 4280.9365 | 0 | 4280.9365 | 71% | 4.2518 | 4.5542 | 0.25783 | 0.021486 | 14.2361 | Full-Size Hot Food Holding Cabinet | 2.8414 | 0.18763 | 10.3594 | 0.53369 | 29.4666 | 124.3125 | 12163.998 | 2860.9247 | 9303.0733 | 4.2518 | 2670.9238 | 4.5542
Business Energy Rebates | Glass Door Freezer (compact - 12 cu ft) | Retrofit/Replacement | BNI Cooking and Laundry | ROB/NEW | 12 | N/A | 1741 | 135 | N/A | N/A | 0 | 317.06 | 57.4148 | 0 | 374.4748 | 1650.9752 | 0 | 1650.9752 | 71% | 28.7552 | 4.4088 | 0.28507 | 0.023756 | 3.6549 | Glass Door Freezer (compact - 12 cu ft) | 5.5367 | 0.56731 | 7.2731 | 1.6137 | 20.688 | 87.2777 | 9141.0193 | 317.8906 | 8823.1286 | 28.7552 | 2073.3692 | 4.4088
Business Energy Rebates | Glass Door Freezer (full size - 38 cu ft) | Retrofit/Replacement | BNI Cooking and Laundry | ROB/NEW | 12 | N/A | 5001 | 388 | N/A | N/A | 0 | 602.414 | 148.8891 | 0 | 751.3031 | 4742.6293 | 0 | 4742.6293 | 71% | 31.8534 | 6.3125 | 0.19911 | 0.016592 | 2.5513 | Glass Door Freezer (full size - 38 cu ft) | 5.5367 | 1.6305 | 20.892 | 4.6379 | 59.4261 | 250.704 | 26258.7018 | 824.36 | 25434.3417 | 31.8534 | 4159.7692 | 6.3125
Business Energy Rebates | Glass Door Refrigerator (compact - 12 cu ft) | Retrofit/Replacement | BNI Cooking and Laundry | ROB/NEW | 12 | N/A | 916 | 710 | N/A | N/A | 0 | 110.971 | 43.8851 | 0 | 154.8561 | 1537.6494 | 0 | 1537.6494 | 71% | 35.0381 | 9.9295 | 0.22406 | 0.018672 | 0.28738 | Glass Door Refrigerator (compact - 12 cu ft) | 8.3051 | 4.4755 | 5.74 | 12.7302 | 16.327 | 68.8797 | 12770.3454 | 364.4707 | 12405.8747 | 35.0381 | 1286.0969 | 9.9295
Business Energy Rebates | Glass Door Refrigerator (full size - 38 cu ft) | Retrofit/Replacement | BNI Cooking and Laundry | ROB/NEW | 12 | N/A | 949 | 108 | N/A | N/A | 0 | 150.6035 | 31.0332 | 0 | 181.6367 | 935.9595 | 0 | 935.9595 | 71% | 30.1599 | 5.1529 | 0.25367 | 0.021139 | 2.216 | Glass Door Refrigerator (full size - 38 cu ft) | 55.3674 | 4.5385 | 39.6451 | 12.9095 | 112.7682 | 475.741 | 51821.6348 | 1718.2286 | 50103.4062 | 30.1599 | 10056.7516 | 5.1529
Business Energy Rebates | Ground Source Heat Pump (60kBTU/hr) (closed loop) | Retrofit/Replacement | BNI HVAC | ROB/NEW | 25 | N/A | 29037.099 | 54081 | N/A | N/A | 12210.6026 | 3963.2499 | 3857.478 | 0 | 7820.7279 | 147312.5145 | 0 | 147312.5145 | 75% | 11.3183 | 18.8362 | 0.33793 | 0.013517 | 0.18038 | Ground Source Heat Pump (60kBTU/hr) (closed loop) | 8.5243 | 369.609 | 197.2804 | 1051.3315 | 561.1528 | 4932.0104 | 1255736.2932 | 110947.449 | 1144788.8442 | 11.3183 | 66666.2428 | 18.8362
Business Energy Rebates | Heat Pump Clothes Dryer | Retrofit/Replacement | BNI Cooking and Laundry | ROB/NEW | 11 | N/A | 1956.225 | 1489 | N/A | N/A | 693.4682 | 396.325 | 95.2812 | 0 | 491.6062 | 3012.3416 | 0 | 3012.3416 | 71% | 5.1261 | 6.1276 | 0.33307 | 0.030279 | 0.43502 | Heat Pump Clothes Dryer | 2.8414 | 3.2112 | 4.194 | 9.1341 | 11.9295 | 46.1337 | 8559.3694 | 1669.7504 | 6889.619 | 5.1261 | 1396.8664 | 6.1276
Business Energy Rebates | Heat Pump Water Heater (40 gal) | Retrofit/Replacement | BNI Domestic Hot Water (DHW) | ROB/NEW | 10 | N/A | 4925.501 | 1214.6285 | N/A | N/A | 1053.0201 | 792.65 | 159.1884 | 0 | 951.8384 | 4758.8975 | 0 | 4758.8975 | 71% | 5.2478 | 4.9997 | 0.25612 | 0.025612 | 1.0325 | Heat Pump Water Heater (40 gal) | 5.6829 | 5.239 | 21.1197 | 14.902 | 60.0737 | 211.1966 | 27044.185 | 5153.4098 | 21890.7751 | 5.2478 | 5409.1715 | 4.9997
Business Energy Rebates | Heat Pump Water Heater (60 gal) | Retrofit/Replacement | BNI Domestic Hot Water (DHW) | ROB/NEW | 10 | N/A | 7541.271 | 1859.6774 | N/A | N/A | 1157.0601 | 924.7583 | 228.7025 | 0 | 1153.4608 | 7286.1899 | 0 | 7286.1899 | 71% | 6.9378 | 6.3168 | 0.20272 | 0.020272 | 0.81724 | Heat Pump Water Heater (60 gal) | 5.6829 | 8.0212 | 32.3356 | 22.8159 | 91.9768 | 323.3561 | 41406.4534 | 5968.2337 | 35438.2197 | 6.9378 | 6554.9652 | 6.3168
Business Energy Rebates | Heat Reclaimer Unit (Agriculture) | New Equipment purchased and installed by customers | BNI Process | ROB/NEW | 15 | N/A | 9800.851 | 2819 | N/A | N/A | 4812.6199 | 1651.3541 | 421.4641 | 0 | 2072.8183 | 13538.2343 | 0 | 13538.2343 | 71% | 3.527 | 6.5313 | 0.2803 | 0.018687 | 0.96884 | Heat Reclaimer Unit (Agriculture) | 4.1526 | 8.8848 | 30.7078 | 25.2722 | 87.3465 | 460.6164 | 56218.2552 | 15939.2657 | 40278.9895 | 3.527 | 8607.4907 | 6.5313
Business Energy Rebates | High Bay Luminaire (15 000 lumen) | Retrofit/Replacement | BNI Lighting | ROB/NEW | 22.3 | N/A | 255.3125 | 39.1387 | N/A | N/A | 179.5938 | 85.8704 | 16.1177 | 0 | 101.9881 | 470.0506 | 0 | 470.0506 | 85% | 2.7851 | 4.6089 | 0.44223 | 0.019831 | 2.8679 | High Bay Luminaire (15 000 lumen) | 920.4829 | 32.7355 | 212.2841 | 93.1143 | 603.8299 | 4733.9348 | 432673.5 | 155352.194 | 277321.3059 | 2.7851 | 93878.3362 | 4.6089
Business Energy Rebates | High Bay Luminaire (25 000 lumen) | Retrofit/Replacement | BNI Lighting | ROB/NEW | 22.3 | N/A | 425.5344 | 65.2333 | N/A | N/A | 231.0832 | 132.1083 | 26.2908 | 0 | 158.3991 | 783.4427 | 0 | 783.4427 | 85% | 3.5177 | 4.946 | 0.41209 | 0.018479 | 2.6724 | High Bay Luminaire (25 000 lumen) | 579.9734 | 34.3775 | 222.932 | 97.7848 | 634.1173 | 4971.3839 | 454375.9343 | 129166.7884 | 325209.1458 | 3.5177 | 91867.2892 | 4.946
Business Energy Rebates | High Bay Luminaire (35 000 lumen) | Retrofit/Replacement | BNI Lighting | ROB/NEW | 22.3 | N/A | 595.7155 | 91.3217 | N/A | N/A | 357.0029 | 231.1896 | 39.2109 | 0 | 270.4005 | 1096.7596 | 0 | 1096.7596 | 85% | 3.2007 | 4.0561 | 0.5025 | 0.022534 | 3.2588 | High Bay Luminaire (35 000 lumen) | 34.6046 | 2.8715 | 18.621 | 8.1677 | 52.9663 | 415.248 | 37952.9483 | 11857.7353 | 26095.213 | 3.2007 | 9357.1069 | 4.0561
Business Energy Rebates | High Bay Luminaire (60 000 lumen) | Retrofit/Replacement | BNI Lighting | ROB/NEW | 22.3 | N/A | 1021.25 | 156.555 | N/A | N/A | 757.5933 | 495.4062 | 72.374 | 0 | 567.7802 | 1880.2022 | 0 | 1880.2022 | 85% | 2.6248 | 3.3115 | 0.61549 | 0.0276 | 3.9915 | High Bay Luminaire (60 000 lumen) | 27.6837 | 3.9381 | 25.5379 | 11.2017 | 72.6412 | 569.4959 | 52050.9474 | 19830.6147 | 32220.3327 | 2.6248 | 15718.2559 | 3.3115
Business Energy Rebates | High Efficiency Circulator Pump 1.5kW | Retrofit/Replacement | BNI HVAC | ROB/NEW | 15 | N/A | 1974 | 127 | N/A | N/A | 4346.9577 | 528.4333 | 27.4891 | 0 | 555.9224 | 2223.5164 | 0 | 2223.5164 | 73% | 0.69468 | 3.9997 | 0.36302 | 0.024202 | 5.6096 | High Efficiency Circulator Pump 1.5kW | 156.4129 | 15.5016 | 239.5263 | 44.0934 | 681.3189 | 3592.8946 | 347786.6091 | 500641.3871 | -152854.778 | 0.69468 | 86953.4303 | 3.9997
Business Energy Rebates | High Efficiency Circulator Pump 100W | Retrofit/Replacement | BNI HVAC | ROB/NEW | 15 | N/A | 412 | 67.5 | N/A | N/A | 125.3108 | 79.265 | 16.9632 | 0 | 96.2282 | 518.0229 | 0 | 518.0229 | 73% | 4.777 | 5.3833 | 0.30107 | 0.020072 | 1.8269 | High Efficiency Circulator Pump 100W | 1025.681 | 54.0277 | 327.8257 | 153.6788 | 932.4815 | 4917.3861 | 531326.1975 | 111224.8616 | 420101.3359 | 4.777 | 98699.3859 | 5.3833
Business Energy Rebates | High Efficiency Circulator Pump 300W | Retrofit/Replacement | BNI HVAC | ROB/NEW | 15 | N/A | 800 | 95.3 | N/A | N/A | 1048.8689 | 145.3192 | 31.3245 | 0 | 176.6436 | 958.8006 | 0 | 958.8006 | 73% | 1.203 | 5.4279 | 0.28463 | 0.018975 | 2.3753 | High Efficiency Circulator Pump 300W | 33.2204 | 2.4706 | 20.6172 | 7.0274 | 58.6443 | 309.2574 | 31851.7746 | 26476.6455 | 5375.1291 | 1.203 | 5868.1787 | 5.4279
Business Energy Rebates | High Volume Low Speed Fan (Agriculture) (18 foot) | Retrofit/Replacement | BNI Process | ROB/NEW | 15 | N/A | 10939.008 | 3138 | N/A | N/A | 4605.0601 | 1321.0833 | 442.9861 | 0 | 1764.0695 | 15099.7 | 0 | 15099.7 | 71% | 4.0672 | 8.5596 | 0.21373 | 0.014249 | 0.74071 | High Volume Low Speed Fan (Agriculture) (18 foot) | 12.7865 | 30.4536 | 105.5351 | 86.6236 | 300.1886 | 1583.0269 | 193071.5942 | 47470.7119 | 145600.8823 | 4.0672 | 22556.1899 | 8.5596
Business Energy Rebates | High Volume Low Speed Fan (Agriculture) (24 foot) | Retrofit/Replacement | BNI Process | ROB/NEW | 15 | N/A | 16086.432 | 4615 | N/A | N/A | 4605.0601 | 2642.1666 | 687.8335 | 0 | 3330.0001 | 22205.4686 | 0 | 22205.4686 | 71% | 5.6111 | 6.6683 | 0.27436 | 0.01829 | 0.95073 | High Volume Low Speed Fan (Agriculture) (24 foot) | 12.7865 | 44.7876 | 155.1954 | 127.3958 | 441.4444 | 2327.9309 | 283929.1657 | 50601.4413 | 233327.7244 | 5.6111 | 42578.888 | 6.6683
Business Energy Rebates | Horticultural Lighting - blended lamps and baselines | Retrofit/Replacement | BNI Lighting | ROB/NEW | 10 | N/A | 2112.6 | 380 | N/A | N/A | 1352.52 | 558.1841 | 85.9333 | 0 | 644.1175 | 2295.5 | 0 | 2295.5 | 85% | 1.8578 | 3.5638 | 0.33753 | 0.033753 | 1.8655 | Horticultural Lighting - blended lamps and baselines | 355.1792 | 122.6388 | 677.7889 | 348.839 | 1927.9317 | 6777.8889 | 815313.9109 | 438850.6981 | 376463.2128 | 1.8578 | 228777.1433 | 3.5638
Business Energy Rebates | HVAC Hotel Occupancy Sensor | New Equipment purchased and installed by customers | BNI HVAC | ROB/NEW | 8 | N/A | 438 | 90 | N/A | N/A | 152.2105 | 79.265 | 12.8081 | 0 | 92.0731 | 350.3877 | 0 | 350.3877 | 75% | 2.7597 | 3.8055 | 0.26375 | 0.032968 | 1.2761 | HVAC Hotel Occupancy Sensor | 366.809 | 26.468 | 128.0519 | 75.2868 | 364.2363 | 1024.4152 | 128525.3578 | 46572.2748 | 81953.0831 | 2.7597 | 33773.2489 | 3.8055
Business Energy Rebates | Ice-Maker with Remote Condensing Unit (1500 lbs per day) | Retrofit/Replacement | BNI Cooking and Laundry | ROB/NEW | 10 | N/A | 3184 | 247 | N/A | N/A | 1416.5956 | 317.06 | 81.0355 | 0 | 398.0955 | 2603.9561 | 0 | 2603.9561 | 71% | 2.3959 | 6.541 | 0.16571 | 0.016571 | 2.1236 | Ice-Maker with Remote Condensing Unit (1500 lbs per day) | 2.8414 | 0.53269 | 6.8262 | 1.5152 | 19.4168 | 68.2621 | 7398.9691 | 3088.1226 | 4310.8465 | 2.3959 | 1131.162 | 6.541
Business Energy Rebates | Ice-Maker with Remote Condensing Unit (2500 lbs per day) | Retrofit/Replacement | BNI Cooking and Laundry | ROB/NEW | 10 | N/A | 6304 | 489 | N/A | N/A | 2360.9927 | 594.4875 | 158.7112 | 0 | 753.1987 | 5155.5405 | 0 | 5155.5405 | 71% | 2.8095 | 6.8449 | 0.15835 | 0.015835 | 2.0295 | Ice-Maker with Remote Condensing Unit (2500 lbs per day) | 2.8414 | 1.0546 | 13.5152 | 2.9997 | 38.4432 | 135.1521 | 14649.1274 | 5214.0767 | 9435.0506 | 2.8095 | 2140.1643 | 6.8449
Business Energy Rebates | Ice-Maker with Remote Condensing Unit (800 lbs per day) | Retrofit/Replacement | BNI Cooking and Laundry | ROB/NEW | 10 | N/A | 1267 | 98 | N/A | N/A | 755.5177 | 184.9517 | 35.2979 | 0 | 220.2496 | 1035.932 | 0 | 1035.932 | 71% | 1.812 | 4.7034 | 0.23039 | 0.023039 | 2.9612 | Ice-Maker with Remote Condensing Unit (800 lbs per day) | 2.8414 | 0.21135 | 2.7163 | 0.60117 | 7.7265 | 27.1633 | 2943.5323 | 1624.4918 | 1319.0406 | 1.812 | 625.8247 | 4.7034
Business Energy Rebates | Ice-Making Head (1200lbs per day) | Retrofit/Replacement | BNI Cooking and Laundry | ROB/NEW | 10 | N/A | 3947 | 306.3881 | N/A | N/A | 1133.2765 | 330.2708 | 97.1936 | 0 | 427.4644 | 3228.1308 | 0 | 3228.1308 | 71% | 3.5796 | 7.5518 | 0.14354 | 0.014354 | 1.8383 | Ice-Making Head (1200lbs per day) | 2.8414 | 0.66076 | 8.462 | 1.8795 | 24.0697 | 84.6201 | 9172.5201 | 2562.4617 | 6610.0584 | 3.5796 | 1214.6119 | 7.5518
Business Energy Rebates | Ice-Making Head (400 lbs per day) | Retrofit/Replacement | BNI Cooking and Laundry | ROB/NEW | 10 | N/A | 882 | 77 | N/A | N/A | 377.7588 | 105.6867 | 23.5632 | 0 | 129.2499 | 728.8512 | 0 | 728.8512 | 71% | 2.498 | 5.6391 | 0.19422 | 0.019422 | 2.2117 | Ice-Making Head (400 lbs per day) | 6.2512 | 0.36533 | 4.16 | 0.90114 | 10.2613 | 41.6004 | 4556.1616 | 1823.9119 | 2732.2497 | 2.498 | 807.9611 | 5.6391
Business Energy Rebates | Ice-Making Head (600 lbs per day) | Retrofit/Replacement | BNI Cooking and Laundry | ROB/NEW | 10 | N/A | 1568 | 122 | N/A | N/A | 566.6383 | 191.5571 | 41.7572 | 0 | 233.3143 | 1282.6678 | 0 | 1282.6678 | 71% | 2.8884 | 5.4976 | 0.19721 | 0.019721 | 2.5198 | Ice-Making Head (600 lbs per day) | 2.8414 | 0.26311 | 3.3617 | 0.74839 | 9.562 | 33.6165 | 3644.6157 | 1261.7965 | 2382.8192 | 2.8884 | 662.9471 | 5.4976
Business Energy Rebates | Ice-Making Head (900 lbs per day) | Retrofit/Replacement | BNI Cooking and Laundry | ROB/NEW | 10 | N/A | 2711 | 210 | N/A | N/A | 1274.9361 | 264.2167 | 68.6919 | 0 | 332.9085 | 2216.8554 | 0 | 2216.8554 | 71% | 2.2763 | 6.6591 | 0.16275 | 0.016275 | 2.0888 | Ice-Making Head (900 lbs per day) | 2.8414 | 0.45289 | 5.8121 | 1.2882 | 16.5323 | 58.1214 | 6299.0479 | 2767.2624 | 3531.7855 | 2.2763 | 945.9375 | 6.6591
Business Energy Rebates | Large Capacity Commercial Heat Pump (100 kBTU/hr) | Retrofit/Replacement | BNI HVAC | ROB/NEW | 15 | N/A | 53704.116 | 0 | N/A | N/A | 10404 | 6605.4165 | 1768.2807 | 0 | 8373.6973 | 57478.3537 | 0 | 57478.3537 | 75% | 6.0053 | 6.8642 | 0.19563 | 0.013042 | N/A | Large Capacity Commercial Heat Pump (100 kBTU/hr) | 48.3044 | 0 | 2067.5974 | 0 | 5881.1625 | 31013.9617 | 2776455.9743 | 462334.7365 | 2314121.2378 | 6.0053 | 404486.2159 | 6.8642
Business Energy Rebates | LED Replacement Lamps for HID (10000 lumen) | Retrofit/Replacement | BNI Lighting | ROB/NEW | 11 | N/A | 172.7305 | 37.3247 | N/A | N/A | 103.7799 | 79.265 | 9.324 | 0 | 88.589 | 209.8184 | 0 | 209.8184 | 85% | 2.1512 | 2.3684 | 0.56778 | 0.051617 | 2.6122 | LED Replacement Lamps for HID (10000 lumen) | 53.9872 | 1.831 | 8.4234 | 5.2081 | 23.96 | 92.6579 | 11327.5152 | 5265.7467 | 6061.7685 | 2.1512 | 4782.6733 | 2.3684
Business Energy Rebates | LED Replacement Lamps for HID (4000 lumen) | Retrofit/Replacement | BNI Lighting | ROB/NEW | 11 | N/A | 69.1005 | 14.9317 | N/A | N/A | 104.8723 | 26.4217 | 1.3745 | 0 | 27.7961 | 83.9374 | 0 | 83.9374 | 85% | 0.92732 | 3.0198 | 0.44532 | 0.040484 | 2.0488 | LED Replacement Lamps for HID (4000 lumen) | 269.9362 | 3.6624 | 16.8489 | 10.4175 | 47.9258 | 185.338 | 22657.7488 | 24433.5268 | -1775.778 | 0.92732 | 7503.1798 | 3.0198
Business Energy Rebates | LED Troffer (1x4) | Retrofit/Replacement | BNI Lighting | RET | 12 | 7 | 179.9017 | 38.8742 | 179.9017 | 38.8742 | 166.7623 | 33.0271 | 6.7307 | 0 | 39.7578 | 202.2362 | 0 | 202.2362 | 73% | 1.5742 | 5.0867 | 0.28487 | 0.02374 | 1.3106 | LED Troffer (1x4) | 875.1616 | 26.5492 | 122.1397 | 75.5176 | 347.4195 | 1465.677 | 176989.3351 | 112429.5638 | 64559.7713 | 1.5742 | 34794.507 | 5.0867
Business Energy Rebates | LED Troffer (2x2) | Retrofit/Replacement | BNI Lighting | RET | 12 | 7 | 143.8384 | 31.0815 | 143.8384 | 31.0815 | 147.4973 | 33.0271 | 5.7259 | 0 | 38.753 | 161.6957 | 0 | 161.6957 | 73% | 1.4259 | 4.1725 | 0.34729 | 0.028941 | 1.5978 | LED Troffer (2x2) | 2011.7352 | 48.7948 | 224.4809 | 138.7939 | 638.5229 | 2693.7703 | 325289.005 | 228128.5184 | 97160.4867 | 1.4259 | 77960.7044 | 4.1725
Business Energy Rebates | LED Troffer (4x2) | Retrofit/Replacement | BNI Lighting | RET | 12 | 6.9667 | 230.0263 | 35.2624 | 230.0263 | 35.2624 | 212.5854 | 33.0271 | 7.742 | 0 | 40.7691 | 243.0356 | 0 | 243.0356 | 73% | 1.4917 | 5.9613 | 0.22847 | 0.019039 | 1.4816 | LED Troffer (4x2) | 3841.6186 | 105.7127 | 685.5283 | 300.6938 | 1949.9459 | 8226.3393 | 933650.2418 | 625912.3184 | 307737.9233 | 1.4917 | 156619.2117 | 5.9613
Business Energy Rebates | Linear Ambient Luminaire (10000 lumen) | Retrofit/Replacement | BNI Lighting | ROB/NEW | 11.6 | N/A | 468.5734 | 101.2522 | N/A | N/A | 226.7864 | 72.6596 | 16.4598 | 0 | 89.1194 | 511.5788 | 0 | 511.5788 | 73% | 2.8107 | 5.7404 | 0.24517 | 0.021135 | 1.1279 | Linear Ambient Luminaire (10000 lumen) | 207.4247 | 16.3895 | 75.4 | 46.619 | 214.4711 | 874.6405 | 106114.0659 | 37754.1702 | 68359.8957 | 2.8107 | 18485.5625 | 5.7404
Business Energy Rebates | Linear Ambient Luminaire (2000 lumen) | Retrofit/Replacement | BNI Lighting | ROB/NEW | 11.6 | N/A | 50.1984 | 10.8472 | N/A | N/A | 13.109 | 19.8162 | 2.3893 | 0 | 22.2055 | 54.8056 | 0 | 54.8056 | 73% | 4.5828 | 2.4681 | 0.57021 | 0.049156 | 2.6234 | Linear Ambient Luminaire (2000 lumen) | 65.353 | 0.5532 | 2.545 | 1.5735 | 7.2391 | 29.5221 | 3581.7059 | 781.5471 | 2800.1589 | 4.5828 | 1451.1962 | 2.4681
Business Energy Rebates | Linear Ambient Luminaire (4000 lumen) | Retrofit/Replacement | BNI Lighting | ROB/NEW | 11.6 | N/A | 96.2515 | 20.7986 | N/A | N/A | 68.167 | 33.0271 | 4.3227 | 0 | 37.3498 | 105.0855 | 0 | 105.0855 | 73% | 1.943 | 2.8135 | 0.5002 | 0.043121 | 2.3013 | Linear Ambient Luminaire (4000 lumen) | 1130.8907 | 18.3551 | 84.4427 | 52.2099 | 240.1923 | 979.5348 | 118840.1617 | 61163.8242 | 57676.3376 | 1.943 | 42238.5575 | 2.8135
Business Energy Rebates | Linear Ambient Luminaire (8000 lumen) | Retrofit/Replacement | BNI Lighting | ROB/NEW | 11.6 | N/A | 175.9223 | 38.0144 | N/A | N/A | 226.7864 | 52.8433 | 7.5095 | 0 | 60.3529 | 192.0683 | 0 | 192.0683 | 73% | 1.1098 | 3.1824 | 0.44223 | 0.038123 | 2.0346 | Linear Ambient Luminaire (8000 lumen) | 639.3226 | 18.9657 | 87.2518 | 53.9468 | 248.1828 | 1012.1211 | 122793.6305 | 110643.48 | 12150.1506 | 1.1098 | 38584.9589 | 3.1824
Business Energy Rebates | Linear Replacement Lamp (2 foot) | Retrofit/Replacement | BNI Lighting | ROB/NEW | 11.6 | N/A | 37.3068 | 8.0615 | N/A | N/A | 13.2008 | 2.1137 | 1.1057 | 0 | 3.2194 | 40.1728 | 0 | 40.1728 | 72% | 3.7862 | 12.4783 | 0.11278 | 0.0097227 | 0.51889 | Linear Replacement Lamp (2 foot) | 4120.0791 | 25.5641 | 117.608 | 72.7156 | 334.5291 | 1364.2524 | 165515.2806 | 43715.1297 | 121800.1509 | 3.7862 | 13264.2636 | 12.4783
Business Energy Rebates | Linear Replacement Lamp (4 foot) | Retrofit/Replacement | BNI Lighting | ROB/NEW | 11.6 | N/A | 49.6736 | 7.6148 | N/A | N/A | 9.0059 | 4.2275 | 1.4663 | 0 | 5.6937 | 50.2837 | 0 | 50.2837 | 72% | 6.3246 | 8.8314 | 0.14981 | 0.012914 | 0.97151 | Linear Replacement Lamp (4 foot) | 178010.1475 | 1043.315 | 6765.713 | 2967.6499 | 19244.6831 | 78482.2711 | 8951003.1663 | 1415270.8824 | 7535732.2839 | 6.3246 | 1013539.5476 | 8.8314
Business Energy Rebates | Low-bay Luminaire (10,000 lumen) | Retrofit/Replacement | BNI Lighting | ROB/NEW | 11.6 | N/A | 468.5734 | 101.2522 | N/A | N/A | 173.0393 | 66.0542 | 16.1162 | 0 | 82.1704 | 511.5788 | 0 | 511.5788 | 73% | 3.5917 | 6.2258 | 0.22605 | 0.019487 | 1.04 | Low-bay Luminaire (10,000 lumen) | 2.8414 | 0.22451 | 1.0329 | 0.63862 | 2.938 | 11.9814 | 1453.6173 | 404.7194 | 1048.898 | 3.5917 | 233.4817 | 6.2258
Business Energy Rebates | Low-bay Luminaire (5000 lumen) | Retrofit/Replacement | BNI Lighting | ROB/NEW | 11.6 | N/A | 279.9042 | 42.9086 | N/A | N/A | 173.0393 | 39.6325 | 9.1822 | 0 | 48.8147 | 287.2772 | 0 | 287.2772 | 73% | 2.1201 | 5.8851 | 0.22481 | 0.01938 | 1.4579 | Low-bay Luminaire (5000 lumen) | 2094.1367 | 70.1213 | 454.7241 | 199.456 | 1293.4367 | 5274.7998 | 601597.6494 | 283757.3842 | 317840.2652 | 2.1201 | 102224.6063 | 5.8851
Business Energy Rebates | Low/Zero Energy Livestock Waterer | Retrofit/Replacement | BNI Process | ROB/NEW | 10 | N/A | 1400 | 590 | N/A | N/A | 1032.3369 | 132.1083 | 45.7237 | 0 | 177.8321 | 1567.467 | 0 | 1567.467 | 71% | 2.013 | 8.8143 | 0.16835 | 0.016835 | 0.39714 | Low/Zero Energy Livestock Waterer | 2.8414 | 1.2724 | 3.0015 | 3.6193 | 8.5375 | 30.0147 | 4453.8537 | 2212.5761 | 2241.2776 | 2.013 | 505.2981 | 8.8143
Business Energy Rebates | Milk Pre-cooler | New Equipment purchased and installed by customers | BNI Process | ROB/NEW | 15 | N/A | 6244.115 | 1796 | N/A | N/A | 4514.7534 | 990.8125 | 265.3281 | 0 | 1256.1406 | 8625.2212 | 0 | 8625.2212 | 71% | 2.4851 | 6.8664 | 0.26662 | 0.017775 | 0.92155 | Milk Pre-cooler | 2.8414 | 3.8733 | 13.3868 | 11.0173 | 38.078 | 200.8023 | 24507.9954 | 9862.057 | 14645.9384 | 2.4851 | 3569.2403 | 6.8664
Business Energy Rebates | Multi-Tank Conveyor Dishwasher - High Temp | Retrofit/Replacement | BNI Cooking and Laundry | ROB/NEW | 20 | N/A | 27407.5971 | 2837 | N/A | N/A | 1271.5769 | 1981.625 | 1031.59 | 0 | 3013.2149 | 37460.6767 | 0 | 37460.6767 | 71% | 19.3654 | 12.4321 | 0.14571 | 0.0072855 | 1.3994 | Multi-Tank Conveyor Dishwasher - High Temp | 6.2512 | 13.4603 | 129.2707 | 33.2018 | 318.865 | 2585.4147 | 234172.476 | 12092.293 | 222080.183 | 19.3654 | 18836.0721 | 12.4321
Business Energy Rebates | Multi-Tank Conveyor Dishwasher - Low Temp | Retrofit/Replacement | BNI Cooking and Laundry | ROB/NEW | 20 | N/A | 18811.2029 | 1947 | N/A | N/A | 1271.5769 | 1453.1916 | 713.0266 | 0 | 2166.2182 | 25717.2489 | 0 | 25717.2489 | 71% | 15.9157 | 11.872 | 0.15262 | 0.0076311 | 1.466 | Multi-Tank Conveyor Dishwasher - Low Temp | 6.2512 | 9.2377 | 88.725 | 22.786 | 218.853 | 1774.4993 | 160762.495 | 10100.9038 | 150661.5912 | 15.9157 | 13541.3645 | 11.872
Business Energy Rebates | Natural Barn Ventiliation - Year-Round | New Equipment purchased and installed by customers | BNI Process | ROB/NEW | 15 | N/A | 44738.571 | 5107 | N/A | N/A | 4462.5357 | 1321.0833 | 1354.2671 | 0 | 2675.3504 | 51865.4374 | 0 | 51865.4374 | 71% | 11.4679 | 19.3864 | 0.079256 | 0.0052837 | 0.69024 | Natural Barn Ventiliation - Year-Round | 5.6829 | 22.0277 | 191.831 | 62.6566 | 545.6522 | 2877.4643 | 294744.4186 | 25701.7209 | 269042.6978 | 11.4679 | 15203.6626 | 19.3864
Business Energy Rebates | No-Loss Drain | Retrofit/Replacement | BNI Process | ROB/NEW | 15 | N/A | 7143.605 | 1392 | N/A | N/A | 345.933 | 158.53 | 231.8054 | 0 | 390.3354 | 9019.5013 | 0 | 9019.5013 | 71% | 18.8923 | 23.1071 | 0.072419 | 0.0048279 | 0.36947 | No-Loss Drain | 2.8414 | 3.002 | 15.3152 | 8.5391 | 43.5633 | 229.7287 | 25628.3162 | 1356.5512 | 24271.765 | 18.8923 | 1109.1123 | 23.1071
Business Energy Rebates | Occupancy Sensor (Ceiling Mounted) | New Equipment purchased and installed by customers | BNI Lighting | ROB/NEW | 10 | N/A | 187.7496 | 43.9824 | N/A | N/A | 120.3847 | 52.8433 | 9.0106 | 0 | 61.8539 | 252.6278 | 0 | 252.6278 | 100% | 1.9524 | 4.0843 | 0.31001 | 0.031001 | 1.3156 | Occupancy Sensor (Ceiling Mounted) | 26.2995 | 1.2365 | 5.2473 | 3.5172 | 14.9257 | 52.4732 | 6643.9886 | 3403.0323 | 3240.9563 | 1.9524 | 1626.7277 | 4.0843
Business Energy Rebates | Occupancy Sensor (Wall Mounted) | New Equipment purchased and installed by customers | BNI Lighting | ROB/NEW | 10 | N/A | 109.2361 | 25.5898 | N/A | N/A | 77.3368 | 26.4217 | 5.0176 | 0 | 31.4393 | 146.9835 | 0 | 146.9835 | 100% | 1.7848 | 4.6752 | 0.27083 | 0.027083 | 1.1493 | Occupancy Sensor (Wall Mounted) | 231.1589 | 6.3235 | 26.8341 | 17.9867 | 76.3282 | 268.3413 | 33976.5312 | 19036.9474 | 14939.5838 | 1.7848 | 7267.4672 | 4.6752
Business Energy Rebates | Occupancy Sensor (Exterior) | New Equipment purchased and installed by customers | BNI Lighting | ROB/NEW | 10 | N/A | 118.3768 | 25.9563 | N/A | N/A | 93.4675 | 13.2108 | 4.5809 | 0 | 17.7917 | 157.0889 | 0 | 157.0889 | 100% | 1.6022 | 8.8293 | 0.14143 | 0.014143 | 0.64124 | Occupancy Sensor (Exterior) | 6.9209 | 0.19204 | 0.87065 | 0.54624 | 2.4765 | 8.7065 | 1087.2 | 678.5849 | 408.6151 | 1.6022 | 123.1349 | 8.8293
Business Energy Rebates | Open to Closed Cooler Conversion | Retrofit/Replacement | BNI Refrigeration | RET | 12 | 4 | 54750 | 6250 | 18250 | 2083 | 51669.2286 | 3302.7083 | 171.8069 | 0 | 3474.5152 | 32292.05 | 0 | 32292.05 | 71% | 0.87615 | 9.294 | 0.084109 | 0.012616 | 0.73249 | Open to Closed Cooler Conversion | 2.7684 | 13.1323 | 114.3608 | 37.354 | 325.2928 | 762.4054 | 89396.331 | 102033.687 | -12637.356 | 0.87615 | 9618.7423 | 9.294
Business Energy Rebates | Outside Air Economizer | Retrofit/Replacement | BNI Refrigeration | ROB/NEW | 15 | N/A | 5851.542 | 1953 | N/A | N/A | 1206.0317 | 2642.1666 | 346.3534 | 0 | 2988.52 | 8428.412 | 0 | 8428.412 | 71% | 7.0083 | 2.8203 | 0.67689 | 0.045126 | 2.0162 | Outside Air Economizer | 2.8414 | 4.2119 | 12.5452 | 11.9804 | 35.684 | 188.1777 | 23948.775 | 3417.2102 | 20531.5648 | 7.0083 | 8491.6818 | 2.8203
Business Energy Rebates | Packaged Terminal Heat Pump (12kBTU/hr) | Retrofit/Replacement | BNI HVAC | ROB/NEW | 15 | N/A | 4600.652 | 0 | N/A | N/A | 220.2319 | 660.5417 | 156.4078 | 0 | 816.9495 | 4923.9783 | 0 | 4923.9783 | 75% | 15.3117 | 6.0273 | 0.22279 | 0.014853 | N/A | Packaged Terminal Heat Pump (12kBTU/hr) | 127.345 | 0 | 466.9531 | 0 | 1328.2213 | 7004.2961 | 627044.0366 | 40951.827 | 586092.2096 | 15.3117 | 104034.435 | 6.0273
Business Energy Rebates | Pole/Arm-Mounted Area Luminaire (1300 lumen) | Retrofit/Replacement | BNI Lighting | ROB/NEW | 13.7 | N/A | 147.2556 | 32.9476 | N/A | N/A | 40.654 | 66.0542 | 8.7611 | 0 | 74.8152 | 214.8346 | 0 | 214.8346 | 85% | 4.9596 | 2.8715 | 0.56246 | 0.041055 | 2.4991 | Pole/Arm-Mounted Area Luminaire (1300 lumen) | 13.8418 | 0.41439 | 1.8412 | 1.1787 | 5.2371 | 25.2241 | 2973.7085 | 599.5873 | 2374.1212 | 4.9596 | 1035.581 | 2.8715
Business Energy Rebates | Pole/Arm-Mounted Area Luminaire (20000 lumen) | Retrofit/Replacement | BNI Lighting | ROB/NEW | 13.7 | N/A | 1202.3976 | 274.52 | N/A | N/A | 503.3871 | 198.1625 | 53.981 | 0 | 252.1435 | 1761.9757 | 0 | 1761.9757 | 85% | 3.6566 | 6.988 | 0.23215 | 0.016945 | 1.0109 | Pole/Arm-Mounted Area Luminaire (20000 lumen) | 397.261 | 99.0938 | 431.4731 | 281.8667 | 1227.3004 | 5911.1809 | 699964.305 | 191424.2335 | 508540.0715 | 3.6566 | 100166.7895 | 6.988
Business Energy Rebates | Pole/Arm-Mounted Area Luminaire (30000 lumen) | Retrofit/Replacement | BNI Lighting | ROB/NEW | 13.7 | N/A | 2821.9902 | 644.29 | N/A | N/A | 938.1703 | 330.2708 | 119.6789 | 0 | 449.9497 | 4135.3028 | 0 | 4135.3028 | 85% | 4.509 | 9.1906 | 0.17651 | 0.012884 | 0.76861 | Pole/Arm-Mounted Area Luminaire (30000 lumen) | 179.944 | 105.3454 | 458.6935 | 299.6489 | 1304.7273 | 6284.1003 | 744123.0366 | 165030.9253 | 579092.1113 | 4.509 | 80965.7681 | 9.1906
Business Energy Rebates | Pole/Arm-Mounted Area Luminaire (5000 lumen) | Retrofit/Replacement | BNI Lighting | ROB/NEW | 13.7 | N/A | 886.4244 | 202.38 | N/A | N/A | 156.3617 | 99.0812 | 37.3503 | 0 | 136.4315 | 1298.9532 | 0 | 1298.9532 | 85% | 7.6293 | 9.5209 | 0.17039 | 0.012437 | 0.74195 | Pole/Arm-Mounted Area Luminaire (5000 lumen) | 44.2939 | 8.1453 | 35.4663 | 23.1689 | 100.8817 | 485.8877 | 57535.7232 | 7541.3805 | 49994.3427 | 7.6293 | 6043.0852 | 9.5209
Business Energy Rebates | Pole/Arm-Mounted Area Luminaire (50000 lumen) | Retrofit/Replacement | BNI Lighting | ROB/NEW | 13.7 | N/A | 1987.6878 | 453.81 | N/A | N/A | 1563.6172 | 462.3792 | 96.2483 | 0 | 558.6274 | 2912.7284 | 0 | 2912.7284 | 85% | 2.0436 | 5.2141 | 0.31113 | 0.02271 | 1.3548 | Pole/Arm-Mounted Area Luminaire (50000 lumen) | 196.5542 | 81.05 | 352.9069 | 230.5421 | 1003.8236 | 4834.8251 | 572509.1243 | 280153.259 | 292355.8654 | 2.0436 | 109800.5939 | 5.2141
Business Energy Rebates | Pole/Arm-Mounted Area Luminaire (60000 lumen) | Retrofit/Replacement | BNI Lighting | ROB/NEW | 13.7 | N/A | 1570.5366 | 358.57 | N/A | N/A | 2034.523 | 594.4875 | 87.9691 | 0 | 682.4566 | 2301.4412 | 0 | 2301.4412 | 85% | 1.2664 | 3.3723 | 0.48106 | 0.035114 | 2.0947 | Pole/Arm-Mounted Area Luminaire (60000 lumen) | 13.8418 | 4.5099 | 19.6368 | 12.8281 | 55.8559 | 269.0248 | 31856.1992 | 25154.9798 | 6701.2194 | 1.2664 | 9446.4605 | 3.3723
Business Energy Rebates | Pole/Arm-Mounted Decorative Luminaire (10000 lumen) | Retrofit/Replacement | BNI Lighting | ROB/NEW | 23 | N/A | 874.9488 | 195.7648 | N/A | N/A | 312.7234 | 132.1083 | 50.7046 | 0 | 182.813 | 1768.4213 | 0 | 1768.4213 | 85% | 5.5871 | 9.6734 | 0.23131 | 0.010057 | 1.0278 | Pole/Arm-Mounted Decorative Luminaire (10000 lumen) | 13.8418 | 2.4622 | 10.9397 | 7.0036 | 31.1174 | 251.6136 | 24478.2189 | 4381.2155 | 20097.0035 | 5.5871 | 2530.4692 | 9.6734
Business Energy Rebates | Pole/Arm-Mounted Decorative Luminaire (1300 lumen) | Retrofit/Replacement | BNI Lighting | ROB/NEW | 23 | N/A | 361.8756 | 80.9676 | N/A | N/A | 40.654 | 79.265 | 22.2523 | 0 | 101.5173 | 731.4125 | 0 | 731.4125 | 85% | 12.8751 | 7.2048 | 0.31056 | 0.013503 | 1.3799 | Pole/Arm-Mounted Decorative Luminaire (1300 lumen) | 13.8418 | 1.0184 | 4.5246 | 2.8967 | 12.87 | 104.0665 | 10124.1012 | 786.3305 | 9337.7706 | 12.8751 | 1405.1865 | 7.2048
Business Energy Rebates | Pole/Arm-Mounted Decorative Luminaire (5000 lumen) | Retrofit/Replacement | BNI Lighting | ROB/NEW | 23 | N/A | 1083.5244 | 242.4324 | N/A | N/A | 1077.0387 | 99.0812 | 59.4356 | 0 | 158.5168 | 2189.9883 | 0 | 2189.9883 | 85% | 2.2463 | 13.8155 | 0.16196 | 0.0070417 | 0.71963 | Pole/Arm-Mounted Decorative Luminaire (5000 lumen) | 13.8418 | 3.0492 | 13.5476 | 8.6732 | 38.5354 | 311.5948 | 30313.4852 | 13494.6738 | 16818.8114 | 2.2463 | 2194.1659 | 13.8155
Business Energy Rebates | Pot, Pan and Utensil Dishwasher - High Temp | Retrofit/Replacement | BNI Cooking and Laundry | ROB/NEW | 10 | N/A | 3310.7717 | 343 | N/A | N/A | 2241.6458 | 264.2167 | 82.8834 | 0 | 347.1001 | 2789.4167 | 0 | 2789.4167 | 71% | 1.6659 | 8.0363 | 0.13895 | 0.013895 | 1.3334 | Pot, Pan and Utensil Dishwasher - High Temp | 6.2512 | 1.6274 | 15.6156 | 4.0142 | 38.5181 | 156.1559 | 17437.0745 | 10467.258 | 6969.8165 | 1.6659 | 2169.7764 | 8.0363
Business Energy Rebates | Premium High Bay Luminaire (15 000 lumen) | Retrofit/Replacement | BNI Lighting | ROB/NEW | 22.3 | N/A | 312.0531 | 47.8369 | N/A | N/A | 246.8432 | 132.1083 | 21.1123 | 0 | 153.2206 | 574.5146 | 0 | 574.5146 | 85% | 2.4878 | 3.7496 | 0.54357 | 0.024376 | 3.5252 | Premium High Bay Luminaire (15 000 lumen) | 4152.5545 | 180.4993 | 1170.5057 | 513.4198 | 3329.4363 | 26102.276 | 2385703.1214 | 958945.3261 | 1426757.7954 | 2.4878 | 636256.9264 | 3.7496
Business Energy Rebates | Premium High Bay Luminaire (25 000 lumen) | Retrofit/Replacement | BNI Lighting | ROB/NEW | 22.3 | N/A | 520.0613 | 79.7241 | N/A | N/A | 274.2598 | 198.1625 | 34.0405 | 0 | 232.203 | 957.4742 | 0 | 957.4742 | 85% | 3.5839 | 4.1234 | 0.49429 | 0.022166 | 3.2056 | Premium High Bay Luminaire (25 000 lumen) | 2658.1614 | 192.5606 | 1248.7213 | 547.7276 | 3551.9163 | 27846.4854 | 2545120.8613 | 710158.0486 | 1834962.8126 | 3.5839 | 617233.0576 | 4.1234
Business Energy Rebates | Premium High Bay Luminaire (35 000 lumen) | Retrofit/Replacement | BNI Lighting | ROB/NEW | 22.3 | N/A | 728.1104 | 111.6175 | N/A | N/A | 829.409 | 330.2708 | 50.4067 | 0 | 380.6776 | 1340.509 | 0 | 1340.509 | 85% | 1.7746 | 3.5214 | 0.5788 | 0.025955 | 3.7536 | Premium High Bay Luminaire (35 000 lumen) | 346.0462 | 35.0964 | 227.5941 | 99.8298 | 647.3783 | 5075.3476 | 463878.0429 | 261404.8116 | 202473.2313 | 1.7746 | 131732.0281 | 3.5214
Business Energy Rebates | Premium High Bay Luminaire (50 000 lumen) | Retrofit/Replacement | BNI Lighting | ROB/NEW | 22.3 | N/A | 1040.1635 | 159.4544 | N/A | N/A | 907.4473 | 462.3792 | 71.519 | 0 | 533.8982 | 1915.0236 | 0 | 1915.0236 | 85% | 2.2721 | 3.5869 | 0.56823 | 0.025481 | 3.6851 | Premium High Bay Luminaire (50 000 lumen) | 325.3442 | 47.1385 | 305.6851 | 134.0829 | 869.5038 | 6816.7778 | 623041.7611 | 274216.0816 | 348825.6795 | 2.2721 | 173700.6626 | 3.5869
Business Energy Rebates | Premium High Bay Luminaire (60 000 lumen) | Retrofit/Replacement | BNI Lighting | ROB/NEW | 22.3 | N/A | 1248.2126 | 191.3478 | N/A | N/A | 1557.6161 | 594.4875 | 87.8853 | 0 | 682.3727 | 2298.0584 | 0 | 2298.0584 | 85% | 1.6277 | 3.3677 | 0.60521 | 0.027139 | 3.9249 | Premium High Bay Luminaire (60 000 lumen) | 69.2092 | 12.0333 | 78.0337 | 34.228 | 221.9624 | 1740.1517 | 159046.8748 | 97713.6875 | 61333.1873 | 1.6277 | 47226.4996 | 3.3677
Business Energy Rebates | Refrigerated Case Luminaire | Retrofit/Replacement | BNI Lighting | ROB/NEW | 16.3 | N/A | 153.0972 | 25.2788 | N/A | N/A | 180.9048 | 39.6325 | 7.9401 | 0 | 47.5726 | 237.1652 | 0 | 237.1652 | 85% | 1.4666 | 4.9853 | 0.344 | 0.021104 | 2.0712 | Refrigerated Case Luminaire | 1038.1386 | 23.8456 | 143.5662 | 67.8276 | 408.3658 | 2340.129 | 246210.3139 | 167876.495 | 78333.8189 | 1.4666 | 49386.9454 | 4.9853
Business Energy Rebates | Remote Condensing Unit (800 lbs per day) | Retrofit/Replacement | BNI Cooking and Laundry | ROB/NEW | 10 | N/A | 1267 | 197 | N/A | N/A | 707.0871 | 184.9517 | 37.5193 | 0 | 222.471 | 1125.5524 | 0 | 1125.5524 | 71% | 2.0861 | 5.0593 | 0.23272 | 0.023272 | 1.488 | Remote Condensing Unit (800 lbs per day) | 6.2512 | 0.93468 | 5.9759 | 2.3055 | 14.7405 | 59.7594 | 7036.0021 | 3372.8173 | 3663.1849 | 2.0861 | 1390.7003 | 5.0593
Business Energy Rebates | Server Virtualization and Decommissioning | New Equipment purchased and installed by customers | BNI Process | RET | 4 | 5 | 8301.852 | 948 | 8453.926 | 965 | 428.2124 | 528.4333 | 127.0876 | 0 | 655.5209 | 4018.3119 | 0 | 4018.3119 | 71% | 9.3207 | 6.13 | 0.10465 | 0.02093 | 0.91109 | Server Virtualization and Decommissioning | 2.8414 | 2.0445 | 17.7984 | 5.8154 | 50.6266 | 88.9921 | 11417.7675 | 1224.9943 | 10192.7732 | 9.3207 | 1862.6193 | 6.13
Business Energy Rebates | Single -Tank Conveyor Dishwasher - High Temp | Retrofit/Replacement | BNI Cooking and Laundry | ROB/NEW | 20 | N/A | 9212 | 953 | N/A | N/A | 2687.3532 | 924.7583 | 360.1016 | 0 | 1284.8599 | 12587.5013 | 0 | 12587.5013 | 71% | 5.5497 | 9.7968 | 0.18486 | 0.0092428 | 1.7764 | Single -Tank Conveyor Dishwasher - High Temp | 6.2512 | 4.5216 | 43.4493 | 11.1531 | 107.1741 | 868.9868 | 78686.4147 | 14178.3832 | 64508.0315 | 5.5497 | 8031.8577 | 9.7968
Business Energy Rebates | Single -Tank Conveyor Dishwasher - Low Temp | Retrofit/Replacement | BNI Cooking and Laundry | ROB/NEW | 20 | N/A | 13626.434 | 1410 | N/A | N/A | 0 | 1056.8666 | 516.6638 | 0 | 1573.5305 | 18626.7608 | 0 | 18626.7608 | 71% | 36.052 | 11.8376 | 0.15305 | 0.0076523 | 1.4704 | Single -Tank Conveyor Dishwasher - Low Temp | 6.2512 | 6.6898 | 64.2705 | 16.5014 | 158.5324 | 1285.4094 | 116438.7589 | 3229.7455 | 113209.0134 | 36.052 | 9836.3821 | 11.8376
Business Energy Rebates | Single Heat Pad (Agriculture) | Retrofit/Replacement | BNI Process | ROB/NEW | 10 | N/A | 655.5 | 95 | N/A | N/A | 112.6591 | 79.265 | 18.3713 | 0 | 97.6363 | 574.8337 | 0 | 574.8337 | 71% | 5.8442 | 5.8875 | 0.19741 | 0.019741 | 1.3542 | Single Heat Pad (Agriculture) | 2.8414 | 0.20488 | 1.4053 | 0.58277 | 3.9974 | 14.0533 | 1633.3518 | 279.4812 | 1353.8705 | 5.8442 | 277.427 | 5.8875
Business Energy Rebates | Single-Tank Door type Dishwasher - High Temp | Retrofit/Replacement | BNI Cooking and Laundry | ROB/NEW | 15 | N/A | 11863.2391 | 1228 | N/A | N/A | 2520.8684 | 1056.8666 | 392.0031 | 0 | 1448.8697 | 13597.3084 | 0 | 13597.3084 | 71% | 6.2321 | 9.3848 | 0.16187 | 0.010791 | 1.5546 | Single-Tank Door type Dishwasher - High Temp | 12.5023 | 11.6526 | 111.9084 | 28.7429 | 276.0382 | 1678.6254 | 169997.7496 | 27277.7833 | 142719.9663 | 6.2321 | 18114.2171 | 9.3848
Business Energy Rebates | Single-Tank Door type Dishwasher - Low Temp | Retrofit/Replacement | BNI Cooking and Laundry | ROB/NEW | 15 | N/A | 16152.5529 | 1672 | N/A | N/A | 18.3527 | 1321.0833 | 527.7383 | 0 | 1848.8216 | 18519.0344 | 0 | 18519.0344 | 71% | 34.2458 | 10.0167 | 0.1517 | 0.010113 | 1.4569 | Single-Tank Door type Dishwasher - Low Temp | 6.2512 | 7.9329 | 76.1852 | 19.5677 | 187.9218 | 1142.7775 | 115765.3443 | 3380.4284 | 112384.9159 | 34.2458 | 11557.2693 | 10.0167
Business Energy Rebates | Smart thermostats for central air source heat pump | Retrofit/Replacement | BNI HVAC | ROB/NEW | 11 | N/A | 298 | 0 | N/A | N/A | 110.2824 | 78.7366 | 11.2269 | 0 | 89.9634 | 287.7007 | 0 | 287.7007 | 85% | 2.7409 | 3.198 | 0.33421 | 0.030383 | N/A | Smart thermostats for central air source heat pump | 119.6012 | 0 | 32.1945 | 0 | 91.5753 | 354.1392 | 34409.3399 | 12554.165 | 21855.1749 | 2.7409 | 10759.7318 | 3.198
Business Energy Rebates | Smart thermostats for electric baseboards | Retrofit/Replacement | BNI HVAC | ROB/NEW | 11 | N/A | 146 | 0 | N/A | N/A | 157.1004 | 38.5756 | 5.5004 | 0 | 44.076 | 140.954 | 0 | 140.954 | 85% | 1.0138 | 3.198 | 0.33421 | 0.030383 | N/A | Smart thermostats for electric baseboards | 781.3943 | 0 | 103.0511 | 0 | 293.123 | 1133.5623 | 110140.679 | 108641.745 | 1498.9339 | 1.0138 | 34440.7703 | 3.198
Business Energy Rebates | Smart thermostats for mini-split heat pumps | New Equipment purchased and installed by customers | BNI HVAC | ROB/NEW | 11 | N/A | 74 | 0 | N/A | N/A | 172.7064 | 19.552 | 1.0171 | 0 | 20.5691 | 71.4425 | 0 | 71.4425 | 85% | 0.48332 | 3.4733 | 0.30772 | 0.027974 | N/A | Smart thermostats for mini-split heat pumps | 83.7208 | 0 | 5.5962 | 0 | 15.9181 | 61.5584 | 5981.2208 | 12375.4052 | -6394.1844 | 0.48332 | 1722.0644 | 3.4733
Business Energy Rebates | Solid Door Freezer | Retrofit/Replacement | BNI Cooking and Laundry | ROB/NEW | 12 | N/A | 2128 | 165 | N/A | N/A | 0 | 237.795 | 62.3874 | 0 | 300.1824 | 2017.9549 | 0 | 2017.9549 | 71% | 32.3455 | 6.7224 | 0.18696 | 0.01558 | 2.3971 | Solid Door Freezer | 18.7535 | 2.3486 | 30.1108 | 5.7931 | 74.2726 | 361.3295 | 37843.6439 | 1169.9803 | 36673.6636 | 32.3455 | 5629.46 | 6.7224
Business Energy Rebates | Solid Door Refrigerator | Retrofit/Replacement | BNI Cooking and Laundry | ROB/NEW | 12 | N/A | 818 | 63 | N/A | N/A | 0 | 138.7137 | 26.4314 | 0 | 165.1452 | 775.2531 | 0 | 775.2531 | 71% | 29.3307 | 4.6944 | 0.26757 | 0.022298 | 3.4539 | Solid Door Refrigerator | 100.0185 | 4.7825 | 61.7309 | 11.7968 | 152.2682 | 740.7707 | 77539.6271 | 2643.6308 | 74895.9963 | 29.3307 | 16517.5678 | 4.6944
Business Energy Rebates | Standard Capacity Electric Fryer | Retrofit/Replacement | BNI Cooking and Laundry | ROB/NEW | 12 | N/A | 952 | 148 | N/A | N/A | 275.2898 | 660.5417 | 58.6627 | 0 | 719.2044 | 980.4415 | 0 | 980.4415 | 71% | 3.8582 | 1.3632 | 1.0013 | 0.083438 | 6.4029 | Standard Capacity Electric Fryer | 6.2512 | 0.7022 | 4.4902 | 1.7321 | 11.0757 | 53.8825 | 6128.891 | 1588.5342 | 4540.3568 | 3.8582 | 4495.8578 | 1.3632
Business Energy Rebates | Strip-Curtains for Display Cases | New Equipment purchased and installed by customers | BNI Refrigeration | ROB/NEW | 4 | N/A | 28970.31 | 3307 | N/A | N/A | 314.617 | 1056.8666 | 336.0319 | 0 | 1392.8986 | 11339.1444 | 0 | 11339.1444 | 71% | 20.2698 | 8.1407 | 0.063723 | 0.015931 | 0.55497 | Strip-Curtains for Display Cases | 56.8287 | 142.6388 | 1242.1948 | 405.728 | 3533.352 | 4968.7793 | 644388.5751 | 31790.5273 | 612598.0478 | 20.2698 | 79156.582 | 8.1407
Business Energy Rebates | Track/Mono-point Direction Luminaire | Retrofit/Replacement | BNI Lighting | ROB/NEW | 12 | N/A | 196.4825 | 44.7797 | N/A | N/A | 17.9463 | 19.8162 | 7.4776 | 0 | 27.2938 | 260.0951 | 0 | 260.0951 | 85% | 11.4418 | 9.5294 | 0.15378 | 0.012815 | 0.67082 | Track/Mono-point Direction Luminaire | 38.7572 | 1.577 | 6.8787 | 4.4857 | 19.566 | 82.5442 | 10080.5495 | 881.0254 | 9199.5241 | 11.4418 | 1057.8323 | 9.5294
Business Energy Rebates | Under-Counter Dishwasher - HighTemp | Retrofit/Replacement | BNI Cooking and Laundry | ROB/NEW | 10 | N/A | 3170.6766 | 328 | N/A | N/A | 157.3085 | 330.2708 | 83.2535 | 0 | 413.5243 | 2665.7133 | 0 | 2665.7133 | 71% | 13.6744 | 6.4463 | 0.17285 | 0.017285 | 1.6612 | Under-Counter Dishwasher - HighTemp | 6.2512 | 1.5562 | 14.9548 | 3.8386 | 36.8882 | 149.5482 | 16663.7856 | 1218.6155 | 15445.1701 | 13.6744 | 2585.0041 | 6.4463
Business Energy Rebates | Under-Counter Dishwasher - Low Temp | Retrofit/Replacement | BNI Cooking and Laundry | ROB/NEW | 10 | N/A | 2539.5124 | 263 | N/A | N/A | 65.5452 | 264.2167 | 66.6961 | 0 | 330.9128 | 2136.3372 | 0 | 2136.3372 | 71% | 18.8667 | 6.4559 | 0.1727 | 0.01727 | 1.6578 | Under-Counter Dishwasher - Low Temp | 12.5023 | 2.4956 | 23.9557 | 6.1559 | 59.0903 | 239.5574 | 26709.1473 | 1415.6766 | 25293.4707 | 18.8667 | 4137.1738 | 6.4559
Business Energy Rebates | Variable Speed Kitchen Exhaust Fan | Retrofit/Replacement | BNI Cooking and Laundry | ROB/NEW | 15 | N/A | 8972 | 1034 | N/A | N/A | 6531.215 | 3302.7083 | 429.9254 | 0 | 3732.6336 | 10413.8205 | 0 | 10413.8205 | 71% | 2.0552 | 2.7899 | 0.55139 | 0.036759 | 4.7564 | Variable Speed Kitchen Exhaust Fan | 1.3842 | 1.0863 | 9.3703 | 3.0899 | 26.6532 | 140.5541 | 14414.6523 | 7013.7864 | 7400.866 | 2.0552 | 5166.6548 | 2.7899
Business Energy Rebates | Ventilation Fan (Agriculture) (18 inches) | Retrofit/Replacement | BNI Process | ROB/NEW | 15 | N/A | 254 | 90 | N/A | N/A | 1126.3578 | 72.6596 | 3.7798 | 0 | 76.4393 | 372.5432 | 0 | 372.5432 | 71% | 0.46365 | 4.8737 | 0.39885 | 0.02659 | 1.1191 | Ventilation Fan (Agriculture) (18 inches) | 30.2989 | 2.0697 | 5.8067 | 5.8871 | 16.5168 | 87.1005 | 11287.642 | 24344.9667 | -13057.3246 | 0.46365 | 2316.0265 | 4.8737
Business Energy Rebates | Ventilation Fan (Agriculture) (24 inches) | Retrofit/Replacement | BNI Process | ROB/NEW | 15 | N/A | 436.455 | 156 | N/A | N/A | 1126.3578 | 85.8704 | 4.467 | 0 | 90.3374 | 641.8795 | 0 | 641.8795 | 71% | 0.79818 | 7.1054 | 0.27432 | 0.018288 | 0.76301 | Ventilation Fan (Agriculture) (24 inches) | 22.7315 | 2.6915 | 7.4858 | 7.6557 | 21.2928 | 112.2864 | 14590.865 | 18280.218 | -3689.353 | 0.79818 | 2053.5018 | 7.1054
Business Energy Rebates | VFD - 1.5 hp - Institutional - Condensor Pump | New Equipment purchased and installed by customers | BNI HVAC | ROB/NEW | 15 | N/A | 3196.875 | -4.725 | N/A | N/A | 1560.6 | 660.5417 | 114.4954 | 0 | 775.037 | 3233.0162 | 0 | 3233.0162 | 71% | 2.6445 | 4.1714 | 0.32131 | 0.021421 | -216.1255 | VFD - 1.5 hp - Institutional - Condensor Pump | 2.7684 | -0.009928 | 6.6776 | -0.02824 | 18.994 | 100.1636 | 8950.1838 | 3384.3911 | 5565.7927 | 2.6445 | 2145.589 | 4.1714
Business Energy Rebates | VFD - 1.5 hp - Retail - Make-Up Air Fan | New Equipment purchased and installed by customers | BNI HVAC | ROB/NEW | 15 | N/A | 4485 | 85.8375 | N/A | N/A | 1560.6 | 660.5417 | 149.7174 | 0 | 810.259 | 4654.0515 | 0 | 4654.0515 | 71% | 3.7003 | 5.7439 | 0.23944 | 0.015963 | 12.4375 | VFD - 1.5 hp - Retail - Make-Up Air Fan | 2.7684 | 0.18036 | 9.3682 | 0.51302 | 26.6473 | 140.5228 | 12884.1348 | 3481.8986 | 9402.2362 | 3.7003 | 2243.0965 | 5.7439
Business Energy Rebates | VFD - 10 hp - Institutional - Make-up Air Fan | New Equipment purchased and installed by customers | BNI HVAC | ROB/NEW | 15 | N/A | 34308.571 | 523.2 | N/A | N/A | 3106.8425 | 1585.3 | 960.6648 | 0 | 2545.9648 | 35430.9808 | 0 | 35430.9808 | 71% | 11.1892 | 13.9165 | 0.098352 | 0.0065568 | 6.4117 | VFD - 10 hp - Institutional - Make-up Air Fan | 2.7684 | 1.0993 | 71.6631 | 3.127 | 203.8417 | 1074.9469 | 98086.0518 | 8766.1061 | 89319.9457 | 11.1892 | 7048.1716 | 13.9165
Business Energy Rebates | VFD - 10 hp - Retail - Supply Fan | New Equipment purchased and installed by customers | BNI HVAC | ROB/NEW | 15 | N/A | 13097.143 | 542.4 | N/A | N/A | 3587.9442 | 1585.3 | 428.5861 | 0 | 2013.8861 | 13964.2028 | 0 | 13964.2028 | 71% | 4.6922 | 6.934 | 0.20379 | 0.013586 | 4.8922 | VFD - 10 hp - Retail - Supply Fan | 10.5133 | 4.3281 | 103.8927 | 12.311 | 295.5167 | 1558.3899 | 146809.9262 | 31287.8751 | 115522.0511 | 4.6922 | 21172.5989 | 6.934
Business Energy Rebates | VFD - 15 hp - Institutional - Chilled Water Pump | New Equipment purchased and installed by customers | BNI HVAC | ROB/NEW | 15 | N/A | 12486.0335 | 3216.8715 | N/A | N/A | 6132.7002 | 1981.625 | 518.7005 | 0 | 2500.3254 | 16768.0892 | 0 | 16768.0892 | 71% | 3.4411 | 6.7064 | 0.2654 | 0.017693 | 1.0241 | VFD - 15 hp - Institutional - Chilled Water Pump | 5.5367 | 13.5184 | 52.1612 | 38.4522 | 148.3696 | 782.418 | 92840.5382 | 26980.0744 | 65860.4638 | 3.4411 | 13843.65 | 6.7064
Business Energy Rebates | VFD - 15 hp - Retail - Exhaust Fan | New Equipment purchased and installed by customers | BNI HVAC | ROB/NEW | 15 | N/A | 51821.2291 | 767.2626 | N/A | N/A | 6132.7002 | 1981.625 | 1428.8239 | 0 | 3410.4489 | 53487.127 | 0 | 53487.127 | 71% | 9.249 | 15.6833 | 0.087224 | 0.0058149 | 5.8567 | VFD - 15 hp - Retail - Exhaust Fan | 5.5367 | 3.2243 | 216.4865 | 9.1713 | 615.7834 | 3247.2974 | 296144.2774 | 32019.1909 | 264125.0865 | 9.249 | 18882.7665 | 15.6833
Business Energy Rebates | VFD - 25 hp - Institutional - Exhaust Fan | New Equipment purchased and installed by customers | BNI HVAC | ROB/NEW | 15 | N/A | 92719.78 | 4350 | N/A | N/A | 7243.837 | 3302.7083 | 2638.3003 | 0 | 5941.0085 | 99510.962 | 0 | 99510.962 | 71% | 12.7883 | 16.7498 | 0.084922 | 0.0056615 | 1.7995 | VFD - 25 hp - Institutional - Exhaust Fan | 5.5367 | 18.2801 | 387.3428 | 51.9968 | 1101.7744 | 5810.1421 | 550966.2524 | 43083.7189 | 507882.5334 | 12.7883 | 32893.8153 | 16.7498
Business Energy Rebates | VFD - 25 hp - Institutional - Hot Water Circulating Loop Pump | New Equipment purchased and installed by customers | BNI HVAC | ROB/NEW | 15 | N/A | 66098.9011 | 3438.4615 | N/A | N/A | 7243.837 | 3302.7083 | 1940.8461 | 0 | 5243.5543 | 71372.0915 | 0 | 71372.0915 | 71% | 10.0752 | 13.6114 | 0.10514 | 0.0070092 | 2.0093 | VFD - 25 hp - Institutional - Hot Water Circulating Loop Pump | 5.5367 | 14.4495 | 276.1324 | 41.1009 | 785.4427 | 4141.9858 | 395168.663 | 39222.0969 | 355946.5661 | 10.0752 | 29032.1933 | 13.6114
Business Energy Rebates | VFD - 30 hp - Institutional - Make-up Air Fan | New Equipment purchased and installed by customers | BNI HVAC | ROB/NEW | 15 | N/A | 98976 | 1509.2308 | N/A | N/A | 6862.5824 | 3963.2499 | 2739.6555 | 0 | 6702.9055 | 102213.8391 | 0 | 102213.8391 | 71% | 13.4278 | 15.2492 | 0.089756 | 0.0059837 | 5.8518 | VFD - 30 hp - Institutional - Make-up Air Fan | 2.7684 | 3.1711 | 206.7393 | 9.0201 | 588.058 | 3101.0892 | 282965.6891 | 21073.0763 | 261892.6127 | 13.4278 | 18556.12 | 15.2492
Business Energy Rebates | VFD - 30 hp - Retail - Supply Fan | New Equipment purchased and installed by customers | BNI HVAC | ROB/NEW | 15 | N/A | 37780.22 | 1564.6154 | N/A | N/A | 6862.5824 | 3963.2499 | 1204.5878 | 0 | 5167.8378 | 40281.354 | 0 | 40281.354 | 71% | 6.6285 | 7.7946 | 0.18129 | 0.012086 | 4.352 | VFD - 30 hp - Retail - Supply Fan | 11.3657 | 13.4971 | 323.9896 | 38.3918 | 921.5698 | 4859.8438 | 457827.2105 | 69069.8168 | 388757.3936 | 6.6285 | 58736.2766 | 7.7946
Business Energy Rebates | VFD - 40 hp - Warehousing - Exhaust Fan | New Equipment purchased and installed by customers | BNI HVAC | ROB/NEW | 15 | N/A | 144383.86 | 6906.8702 | N/A | N/A | 7915.2384 | 5284.3332 | 4119.9509 | 0 | 9404.2841 | 155129.3879 | 0 | 155129.3879 | 71% | 15.9274 | 16.4956 | 0.086325 | 0.005755 | 1.794 | VFD - 40 hp - Warehousing - Exhaust Fan | 5.5367 | 29.0249 | 603.1728 | 82.5598 | 1715.6905 | 9047.5921 | 858910.9764 | 53926.5679 | 804984.4085 | 15.9274 | 52069.0694 | 16.4956
Business Energy Rebates | VFD - 5 hp - Institutional - Chilled Water Pump | New Equipment purchased and installed by customers | BNI HVAC | ROB/NEW | 15 | N/A | 14192.982 | 1122.4561 | N/A | N/A | 2699.1513 | 990.8125 | 443.5825 | 0 | 1434.395 | 15816.9183 | 0 | 15816.9183 | 71% | 6.7021 | 11.0269 | 0.13394 | 0.0089297 | 1.6838 | VFD - 5 hp - Institutional - Chilled Water Pump | 5.5367 | 4.7169 | 59.2921 | 13.417 | 168.653 | 889.3813 | 87574.1527 | 13066.5939 | 74507.5588 | 6.7021 | 7941.8712 | 11.0269
Business Energy Rebates | VFD - 5 hp - Retail - Exhaust Fan | New Equipment purchased and installed by customers | BNI HVAC | ROB/NEW | 15 | N/A | 18081.871 | 267.7193 | N/A | N/A | 3180.2531 | 990.8125 | 514.1296 | 0 | 1504.9421 | 18663.1492 | 0 | 18663.1492 | 71% | 6.7325 | 12.4012 | 0.11031 | 0.0073539 | 7.4067 | VFD - 5 hp - Retail - Exhaust Fan | 5.5367 | 1.125 | 75.5382 | 3.2001 | 214.864 | 1133.0726 | 103332.9915 | 15348.4467 | 87984.5449 | 6.7325 | 8332.4721 | 12.4012
Business Energy Rebates | VFD - 7.5 hp - Institutional - Chilled Water Pump | New Equipment purchased and installed by customers | BNI HVAC | ROB/NEW | 15 | N/A | 21289.474 | 1683.6842 | N/A | N/A | 3356.9338 | 1321.0833 | 656.7835 | 0 | 1977.8668 | 23725.3784 | 0 | 23725.3784 | 71% | 7.8039 | 11.9954 | 0.12313 | 0.0082087 | 1.5478 | VFD - 7.5 hp - Institutional - Chilled Water Pump | 5.5367 | 7.0754 | 88.9381 | 20.1256 | 252.9794 | 1334.0721 | 131361.2346 | 16832.8308 | 114528.4039 | 7.8039 | 10950.9328 | 11.9954
Business Energy Rebates | VFD - 7.5 hp - Warehousing - Exhaust Fan | New Equipment purchased and installed by customers | BNI HVAC | ROB/NEW | 15 | N/A | 29035.088 | 1388.9474 | N/A | N/A | 3356.9338 | 1321.0833 | 841.9508 | 0 | 2163.0341 | 31195.976 | 0 | 31195.976 | 71% | 9.672 | 14.4223 | 0.098735 | 0.0065823 | 2.0519 | VFD - 7.5 hp - Warehousing - Exhaust Fan | 5.5367 | 5.8368 | 121.2959 | 16.6025 | 345.0193 | 1819.439 | 172723.9857 | 17858.054 | 154865.9317 | 9.672 | 11976.156 | 14.4223
Business Energy Rebates | VFD Milk Transfer Pump | Retrofit/Replacement | BNI Process | ROB/NEW | 15 | N/A | 2545.875 | 671 | N/A | N/A | 3932.712 | 660.5417 | 119.5833 | 0 | 780.1249 | 3438.2866 | 0 | 3438.2866 | 71% | 1.1808 | 4.4074 | 0.40612 | 0.027075 | 1.5319 | VFD Milk Transfer Pump | 2.8414 | 1.4471 | 5.4581 | 4.1162 | 15.5253 | 81.8719 | 9769.6639 | 8273.712 | 1495.9519 | 1.1808 | 2216.6733 | 4.4074
Business Energy Rebates | VFD Milk Vacuum Pump | Retrofit/Replacement | BNI Process | ROB/NEW | 15 | N/A | 6492.659 | 1818 | N/A | N/A | 6617.4434 | 198.1625 | 231.0341 | 0 | 429.1966 | 8905.203 | 0 | 8905.203 | 71% | 1.8065 | 20.7485 | 0.087612 | 0.0058408 | 0.31106 | VFD Milk Vacuum Pump | 11.3657 | 15.6829 | 55.6787 | 44.6092 | 158.3749 | 835.1806 | 101214.1804 | 56026.4707 | 45187.7097 | 1.8065 | 4878.1348 | 20.7485
Business Energy Rebates | Wall Mounted Area Luminaire (1000 lumen) (full and no-cutoff) | Retrofit/Replacement | BNI Lighting | ROB/NEW | 20 | N/A | 153.3 | 34.3 | N/A | N/A | 29.7502 | 19.8162 | 7.4541 | 0 | 27.2703 | 259.1465 | 0 | 259.1465 | 77% | 8.5353 | 9.5029 | 0.21739 | 0.01087 | 0.96594 | Wall Mounted Area Luminaire (1000 lumen) (full and no-cutoff) | 477.3609 | 13.4775 | 59.8812 | 38.336 | 170.3286 | 1197.6237 | 123706.4246 | 14493.521 | 109212.9036 | 8.5353 | 13017.7915 | 9.5029
Business Energy Rebates | Wall Mounted Area Luminaire (10000 lumen) (full and no-cutoff) | Retrofit/Replacement | BNI Lighting | ROB/NEW | 20 | N/A | 776.3988 | 177.26 | N/A | N/A | 297.5024 | 79.265 | 36.8071 | 0 | 116.0721 | 1318.6275 | 0 | 1318.6275 | 77% | 4.9594 | 11.3604 | 0.1827 | 0.0091351 | 0.79555 | Wall Mounted Area Luminaire (10000 lumen) (full and no-cutoff) | 3888.1752 | 567.316 | 2470.1998 | 1613.6977 | 7026.3418 | 49403.9961 | 5127054.8163 | 1033803.1536 | 4093251.6627 | 4.9594 | 451308.5014 | 11.3604
Business Energy Rebates | Wall Mounted Area Luminaire (20000 lumen) (full and no-cutoff) | Retrofit/Replacement | BNI Lighting | ROB/NEW | 20 | N/A | 1187.0676 | 265.5996 | N/A | N/A | 595.0048 | 132.1083 | 56.6102 | 0 | 188.7185 | 2006.6828 | 0 | 2006.6828 | 77% | 3.8983 | 10.6332 | 0.19428 | 0.0097142 | 0.86326 | Wall Mounted Area Luminaire (20000 lumen) (full and no-cutoff) | 55.3674 | 12.1046 | 53.7813 | 34.4308 | 152.9777 | 1075.6251 | 111104.793 | 28501.1337 | 82603.6593 | 3.8983 | 10448.8536 | 10.6332
Business Energy Rebates | Wall Mounted Area Luminaire (4000 lumen) (full and no-cutoff) | Retrofit/Replacement | BNI Lighting | ROB/NEW | 20 | N/A | 249.222 | 55.762 | N/A | N/A | 119.001 | 39.6325 | 12.504 | 0 | 52.1365 | 421.2982 | 0 | 421.2982 | 77% | 4.0457 | 8.0807 | 0.25566 | 0.012783 | 1.1359 | Wall Mounted Area Luminaire (4000 lumen) (full and no-cutoff) | 2545.5159 | 116.8376 | 519.115 | 332.3378 | 1476.5929 | 10382.3004 | 1072421.3659 | 265076.7265 | 807344.6393 | 4.0457 | 132714.3964 | 8.0807
Business Energy Rebates | Wall wash luminaire (1500 lumen) | Retrofit/Replacement | BNI Lighting | ROB/NEW | 12 | N/A | 734.7782 | 162.0156 | N/A | N/A | 0 | 26.4217 | 25.314 | 0 | 51.7356 | 965.842 | 0 | 965.842 | 85% | 38.1545 | 18.6688 | 0.077948 | 0.0064957 | 0.35145 | Wall wash luminaire (1500 lumen) | 124.5766 | 18.3396 | 82.6842 | 52.166 | 235.1904 | 992.2102 | 120321.3475 | 3153.5276 | 117167.8199 | 38.1545 | 6445.0499 | 18.6688
Business Energy Rebates | Wall Wash Luminaire (1000 lumen) | Retrofit/Replacement | BNI Lighting | ROB/NEW | 12 | N/A | 126.4286 | 27.877 | N/A | N/A | 0 | 13.2108 | 4.8063 | 0 | 18.0172 | 166.1863 | 0 | 166.1863 | 85% | 34.5764 | 9.2238 | 0.15777 | 0.013147 | 0.71132 | Wall Wash Luminaire (1000 lumen) | 27.6837 | 0.70124 | 3.1615 | 1.9946 | 8.9928 | 37.9385 | 4600.6508 | 133.0574 | 4467.5934 | 34.5764 | 498.7821 | 9.2238
Custom | Custom New Construction | New Building/Refurb | BNI Other | ROB/NEW | 16.8 | N/A | 1000000 | 386000 | N/A | N/A | 478235.466 | 200000 | 163579.5117 | 0 | 363579.5117 | 1605848.577 | 0 | 1605848.577 | 70% | 3.2224 | 4.4168 | 0.48875 | 0.029093 | 1.2588 | Custom New Construction | 4.02 | 1161.1521 | 2990.4378 | 3483.4562 | 8971.3134 | 50239.355 | 6455511.2796 | 2003344.2382 | 4452167.0414 | 3.2224 | 1461589.6369 | 4.4168
Custom | Custom Retrofit | Retrofit/Replacement | BNI Other | ROB/NEW | 13.8 | N/A | 1000000 | 210000 | N/A | N/A | 478235.466 | 140000 | 136926.0539 | 0 | 276926.0539 | 1396092.4736 | 0 | 1396092.4736 | 82% | 2.6387 | 5.0414 | 0.31779 | 0.023028 | 1.5044 | Custom Retrofit | 18.9 | 3479.146 | 16469.7246 | 10437.4381 | 49409.1738 | 227282.1995 | 26386147.7518 | 9999595.6712 | 16386552.0806 | 2.6387 | 5233902.4191 | 5.0414
Custom | Existing Building Comissioning | Retrofit/Replacement | BNI Other | ROB/NEW | 5.6 | N/A | 1000000 | 0 | N/A | N/A | 376830.4042 | 100000 | 59518.0037 | 0 | 159518.0037 | 532729.1245 | 0 | 532729.1245 | 81% | 1.4605 | 3.3396 | 0.18532 | 0.033092 | N/A | Existing Building Comissioning | 2.25 | 0 | 1936.7707 | 0 | 4756.3646 | 10845.9162 | 1198640.5301 | 820688.92 | 377951.6102 | 1.4605 | 358915.5083 | 3.3396
Custom | Pay-for-Performance | Retrofit/Replacement | BNI Other | ROB/NEW | 10.35 | N/A | 1000000 | 66000 | N/A | N/A | 478235.466 | 100000 | 92646.6553 | 0 | 192646.6553 | 934637.3976 | 0 | 934637.3976 | 80% | 1.9667 | 4.8516 | 0.2266 | 0.021894 | 3.4133 | Pay-for-Performance | 3.25 | 183.4404 | 2763.02 | 423.324 | 6376.2 | 28597.257 | 3037571.5422 | 1544513.8412 | 1493057.701 | 1.9667 | 626101.6296 | 4.8516
Efficient Products Installation | 18W Replacing 100W | Retrofit/Replacement | Res Lighting | RET | 9.3 | 1 | 62.3336 | 10.138 | 3.2994 | 0.53662 | 0 | 0 | 13.2729 | 12.6409 | 13.2729 | 11.7787 | 0 | 11.7787 | 86% | 0.88742 | 0.88742 | 0.22618 | 0.15714 | 1.3276 | 18W Replacing 100W | 0 | 0 | 0 | 13.9145 | 81.6808 | 0 | 0 | 0 | 0 | N/A | 0 | N/A
Efficient Products Installation | 5W Chandelier E12 - MURB | Retrofit/Replacement | Res Lighting | RET | 4 | 1 | 28.7385 | 4.6831 | 1.5212 | 0.24788 | 0 | 0 | 6.3142 | 6.0135 | 6.3142 | 4.6132 | 0 | 4.6132 | 86% | 0.73061 | 0.73061 | 0.23338 | 0.2014 | 1.3673 | 5W Chandelier E12 - MURB | 0 | 0 | 0 | 1.55 | 9.0813 | 0 | 0 | 0 | 0 | N/A | 0 | N/A
Efficient Products Installation | 5W Chandelier E12 | Retrofit/Replacement | Res Lighting | RET | 4 | 1 | 26.7099 | 4.323 | 1.4138 | 0.22882 | 0 | 0 | 6.3142 | 6.0135 | 6.3142 | 4.2841 | 0 | 4.2841 | 86% | 0.67849 | 0.67849 | 0.2511 | 0.2167 | 1.4811 | 5W Chandelier E12 | 0 | 0 | 0 | 84.1087 | 496.1452 | 0 | 0 | 0 | 0 | N/A | 0 | N/A
Efficient Products Installation | 7W G25 - MURB | Retrofit/Replacement | Res Lighting | RET | 4 | 1 | 27.0725 | 4.415 | 1.433 | 0.23369 | 0 | 0 | 5.8991 | 5.6182 | 5.8991 | 4.3462 | 0 | 4.3462 | 86% | 0.73676 | 0.73676 | 0.23145 | 0.19974 | 1.3549 | 7W G25 - MURB | 0 | 0 | 0 | 1.3228 | 7.7439 | 0 | 0 | 0 | 0 | N/A | 0 | N/A
Efficient Products Installation | 7W G25 | Retrofit/Replacement | Res Lighting | RET | 4 | 1 | 25.1615 | 4.0756 | 1.3318 | 0.21572 | 0 | 0 | 5.8991 | 5.6182 | 5.8991 | 4.0361 | 0 | 4.0361 | 86% | 0.6842 | 0.6842 | 0.24903 | 0.21491 | 1.4678 | 7W G25 | 0 | 0 | 0 | 17.1524 | 101.1018 | 0 | 0 | 0 | 0 | N/A | 0 | N/A
Efficient Products Installation | 7W GU10 Replacing 35W | Retrofit/Replacement | Res Lighting | RET | 4.8 | 1 | 21.3679 | 3.4569 | 1.131 | 0.18298 | 0 | 0 | 6.347 | 6.0447 | 6.347 | 3.5372 | 0 | 3.5372 | 86% | 0.55731 | 0.55731 | 0.31551 | 0.26268 | 1.8619 | 7W GU10 Replacing 35W | 0 | 0 | 0 | 2.0364 | 12.0178 | 0 | 0 | 0 | 0 | N/A | 0 | N/A
Efficient Products Installation | 7W GU10 Replacing 50W - MURB | Retrofit/Replacement | Res Lighting | RET | 5.5 | 1 | 35.5213 | 5.7555 | 1.8802 | 0.30464 | 0 | 0 | 6.347 | 6.0447 | 6.347 | 6.0068 | 0 | 6.0068 | 86% | 0.9464 | 0.9464 | 0.1898 | 0.15329 | 1.1183 | 7W GU10 Replacing 50W - MURB | 0 | 0 | 0 | 1.1768 | 6.9339 | 0 | 0 | 0 | 0 | N/A | 0 | N/A
Efficient Products Installation | 7W GU10 Replacing 50W | Retrofit/Replacement | Res Lighting | RET | 5.5 | 1 | 32.79 | 5.3129 | 1.7356 | 0.28122 | 0 | 0 | 6.347 | 6.0447 | 6.347 | 5.5449 | 0 | 5.5449 | 86% | 0.87363 | 0.87363 | 0.20561 | 0.16605 | 1.2114 | 7W GU10 Replacing 50W | 0 | 0 | 0 | 40.0953 | 236.2574 | 0 | 0 | 0 | 0 | N/A | 0 | N/A
Efficient Products Installation | 9.5W Replacing 100W - MURB | Retrofit/Replacement | Res Lighting | RET | 9.3 | 1 | 73.849 | 12.0089 | 3.9089 | 0.63564 | 0 | 0 | 10.5637 | 10.0607 | 10.5637 | 13.9543 | 0 | 13.9543 | 86% | 1.321 | 1.321 | 0.15194 | 0.10557 | 0.89203 | 9.5W Replacing 100W - MURB | 0 | 0 | 0 | 0.060776 | 0.35682 | 0 | 0 | 0 | 0 | N/A | 0 | N/A
Efficient Products Installation | 9.5W Replacing 100W | Retrofit/Replacement | Res Lighting | RET | 9.3 | 1 | 68.8139 | 11.2215 | 3.6424 | 0.59397 | 0 | 0 | 11.3321 | 10.0607 | 11.3321 | 13.0076 | 0 | 13.0076 | 86% | 1.1479 | 1.1479 | 0.17492 | 0.12153 | 1.0241 | 9.5W Replacing 100W | 488 | 5.3998 | 31.6147 | 5.9715 | 34.9615 | 45.5039 | 6347.7164 | 5530.0475 | 817.6689 | 1.1479 | 5530.0475 | 1.1479
Efficient Products Installation | 9.5W Replacing 40W - MURB | Retrofit/Replacement | Res Lighting | RET | 5 | 1 | 24.9199 | 4.0416 | 1.319 | 0.21393 | 0 | 0 | 10.8094 | 10.0607 | 10.8094 | 4.1586 | 0 | 4.1586 | 86% | 0.38472 | 0.38472 | 0.46075 | 0.38024 | 2.7121 | 9.5W Replacing 40W - MURB | 34 | 0.1355 | 0.79766 | 0.14985 | 0.8821 | 0.96655 | 141.3919 | 367.5179 | -226.126 | 0.38472 | 367.5179 | 0.38472
Efficient Products Installation | 9.5W Replacing 40W | Retrofit/Replacement | Res Lighting | RET | 5 | 1 | 23.2208 | 3.7766 | 1.2291 | 0.1999 | 0 | 0 | 7.5154 | 6.9395 | 7.5154 | 3.8764 | 0 | 3.8764 | 86% | 0.51579 | 0.51579 | 0.34378 | 0.28371 | 2.018 | 9.5W Replacing 40W | 1327 | 4.9418 | 29.0096 | 5.4649 | 32.0806 | 35.1517 | 5143.9172 | 9972.9602 | -4829.043 | 0.51579 | 9972.9602 | 0.51579
Efficient Products Installation | 9.5W Replacing 60W - MURB | Retrofit/Replacement | Res Lighting | RET | 6.7 | 1 | 41.2296 | 6.6836 | 2.1823 | 0.35377 | 0 | 0 | 10.9892 | 10.0607 | 10.9892 | 7.2031 | 0 | 7.2031 | 86% | 0.65547 | 0.65547 | 0.28312 | 0.2175 | 1.6673 | 9.5W Replacing 60W - MURB | 156 | 1.0281 | 6.0552 | 1.137 | 6.6962 | 7.8821 | 1123.6783 | 1714.3134 | -590.635 | 0.65547 | 1714.3134 | 0.65547
Efficient Products Installation | 9.5W Replacing 60W | Retrofit/Replacement | Res Lighting | RET | 6.7 | 1 | 38.4185 | 6.2453 | 2.0335 | 0.33057 | 0 | 0 | 10.9603 | 10.0607 | 10.9603 | 6.7143 | 0 | 6.7143 | 86% | 0.6126 | 0.6126 | 0.30303 | 0.2328 | 1.7796 | 9.5W Replacing 60W | 9135 | 56.2569 | 330.402 | 62.2123 | 365.379 | 430.0865 | 61335.0859 | 100122.4911 | -38787.4053 | 0.6126 | 100122.4911 | 0.6126
Efficient Products Installation | 9W Replacing 100W | Retrofit/Replacement | Res Lighting | RET | 9.3 | 1 | 69.1996 | 11.2215 | 3.6628 | 0.59397 | 0 | 0 | 8.277 | 7.1475 | 8.277 | 13.0711 | 0 | 13.0711 | 86% | 1.5792 | 1.5792 | 0.12705 | 0.088272 | 0.74798 | 9W Replacing 100W | 1912 | 21.1568 | 124.5619 | 23.3965 | 137.7482 | 179.2853 | 24991.8636 | 15825.693 | 9166.1707 | 1.5792 | 15825.693 | 1.5792
Efficient Products Installation | 9W Replacing 40W - MURB | Retrofit/Replacement | Res Lighting | RET | 5 | 1 | 25.3339 | 4.1079 | 1.3409 | 0.21743 | 0 | 0 | 7.7546 | 7.1475 | 7.7546 | 4.2276 | 0 | 4.2276 | 86% | 0.54516 | 0.54516 | 0.32514 | 0.26833 | 1.9143 | 9W Replacing 40W - MURB | 48 | 0.19443 | 1.1448 | 0.21502 | 1.266 | 1.3872 | 202.9226 | 372.2231 | -169.3005 | 0.54516 | 372.2231 | 0.54516
Efficient Products Installation | 9W Replacing 40W | Retrofit/Replacement | Res Lighting | RET | 5 | 1 | 23.6066 | 3.8385 | 1.2495 | 0.20318 | 0 | 0 | 7.7377 | 7.1475 | 7.7377 | 3.9406 | 0 | 3.9406 | 86% | 0.50928 | 0.50928 | 0.34817 | 0.28733 | 2.0442 | 9W Replacing 40W | 4387 | 16.6051 | 97.4976 | 18.363 | 107.8189 | 118.1402 | 17287.5876 | 33945.2898 | -16657.7022 | 0.50928 | 33945.2898 | 0.50928
Efficient Products Installation | 9W Replacing 60W - MURB | Retrofit/Replacement | Res Lighting | RET | 6.7 | 1 | 41.6436 | 6.7498 | 2.2042 | 0.35728 | 0 | 0 | 7.9347 | 7.1475 | 7.9347 | 7.2753 | 0 | 7.2753 | 86% | 0.9169 | 0.9169 | 0.20239 | 0.15548 | 1.1921 | 9W Replacing 60W - MURB | 4803 | 31.9681 | 188.3016 | 35.3523 | 208.2357 | 245.1136 | 34943.1326 | 38110.2563 | -3167.1236 | 0.9169 | 38110.2563 | 0.9169
Efficient Products Installation | 9W Replacing 60W | Retrofit/Replacement | Res Lighting | RET | 6.7 | 1 | 38.8042 | 6.3073 | 2.0539 | 0.33385 | 0 | 0 | 7.9055 | 7.1475 | 7.9055 | 6.7816 | 0 | 6.7816 | 86% | 0.85783 | 0.85783 | 0.2164 | 0.16624 | 1.271 | 9W Replacing 60W | 128375 | 798.4203 | 4689.7876 | 882.9427 | 5186.2583 | 6104.7291 | 870588.0533 | 1014870.6519 | -144282.5985 | 0.85783 | 1014870.6519 | 0.85783
Efficient Products Installation | Air Sealing Measures - Elect Res - MURB | New Equipment purchased and installed by customers | Res HVAC | ROB/NEW | 15 | N/A | 171.73 | 48.1437 | N/A | N/A | 0 | 0 | 50.3798 | 28.1532 | 50.3798 | 352.4429 | 0 | 352.4429 | 102% | 6.9957 | 6.9957 | 0.26274 | 0.017516 | 0.89471 | Air Sealing Measures - Elect Res - MURB | 800.7551 | 45.087 | 153.5469 | 135.261 | 460.6408 | 2303.2041 | 282220.4312 | 40341.861 | 241878.5703 | 6.9957 | 40341.861 | 6.9957
Efficient Products Installation | Air Sealing Measures - Elect Res | New Equipment purchased and installed by customers | Res HVAC | ROB/NEW | 15 | N/A | 164.8 | 46.63 | N/A | N/A | 0 | 0 | 51.2283 | 29.7138 | 51.2283 | 339.0666 | 0 | 339.0666 | 102% | 6.6187 | 6.6187 | 0.27839 | 0.01856 | 0.93931 | Air Sealing Measures - Elect Res | 800.7551 | 43.6694 | 147.3507 | 131.0082 | 442.0521 | 2210.2605 | 271509.3429 | 41021.2956 | 230488.0473 | 6.6187 | 41021.2956 | 6.6187
Efficient Products Installation | Air Sealing Measures - HP - MURB | New Equipment purchased and installed by customers | Res HVAC | ROB/NEW | 15 | N/A | 75.36 | 21.03 | N/A | N/A | 0 | 0 | 38.6855 | 28.1532 | 38.6855 | 154.471 | 0 | 154.471 | 102% | 3.993 | 3.993 | 0.45974 | 0.03065 | 1.5728 | Air Sealing Measures - HP - MURB | 388.2449 | 9.549 | 32.6695 | 28.647 | 98.0084 | 490.0419 | 59972.5726 | 15019.4577 | 44953.1149 | 3.993 | 15019.4577 | 3.993
Efficient Products Installation | Air Sealing Measures - HP | New Equipment purchased and installed by customers | Res HVAC | ROB/NEW | 15 | N/A | 74.23 | 19.6236 | N/A | N/A | 0 | 0 | 40.0602 | 29.7138 | 40.0602 | 150.0029 | 0 | 150.0029 | 102% | 3.7444 | 3.7444 | 0.48333 | 0.032222 | 1.7454 | Air Sealing Measures - HP | 388.2449 | 8.9104 | 32.1796 | 26.7312 | 96.5388 | 482.6939 | 58237.8769 | 15553.1785 | 42684.6983 | 3.7444 | 15553.1785 | 3.7444
Efficient Products Installation | Dimmer Switch | New Equipment purchased and installed by customers | Res Lighting | ROB/NEW | 10 | N/A | 13.668 | 1.6115 | N/A | N/A | 0 | 0 | 58.9923 | 55.2265 | 58.9923 | 17.0043 | 0 | 17.0043 | 100% | 0.28825 | 0.28825 | 3.9427 | 0.39427 | 31.925 | Dimmer Switch | 5231.6 | 9.6667 | 78.2771 | 16.4773 | 133.4268 | 782.7708 | 88959.7352 | 308624.0493 | -219664.3142 | 0.28825 | 308624.0493 | 0.28825
Efficient Products Installation | Faucet Aerators - MURB | New Equipment purchased and installed by customers | Res Domestic Hot Water (DHW) | ROB/NEW | 10 | N/A | 120.9 | 19.623 | N/A | N/A | 0 | 0 | 33.9052 | 23.2425 | 33.9052 | 160.8343 | 0 | 160.8343 | 102% | 4.7436 | 4.7436 | 0.25116 | 0.025116 | 1.4773 | Faucet Aerators - MURB | 239 | 5.485 | 32.2641 | 16.455 | 96.7923 | 322.641 | 38439.4004 | 8103.3394 | 30336.061 | 4.7436 | 8103.3394 | 4.7436
Efficient Products Installation | Faucet Aerators | New Equipment purchased and installed by customers | Res Domestic Hot Water (DHW) | ROB/NEW | 10 | N/A | 95.79 | 15.531 | N/A | N/A | 0 | 0 | 31.9307 | 23.2425 | 31.9307 | 127.4088 | 0 | 127.4088 | 102% | 3.9902 | 3.9902 | 0.29854 | 0.029854 | 1.7578 | Faucet Aerators | 6672 | 121.1902 | 713.6274 | 363.5707 | 2140.8821 | 7136.2737 | 850071.5329 | 213041.8479 | 637029.685 | 3.9902 | 213041.8479 | 3.9902
Efficient Products Installation | Hot Water Tank Wrap - MURB | New Equipment purchased and installed by customers | Res Domestic Hot Water (DHW) | ROB/NEW | 7 | N/A | 57.23 | 9.3072 | N/A | N/A | 0 | 0 | 29.0884 | 24.6159 | 29.0884 | 54.8796 | 0 | 54.8796 | 102% | 1.8866 | 1.8866 | 0.4552 | 0.065029 | 2.6722 | Hot Water Tank Wrap - MURB | 169 | 1.8396 | 10.7996 | 5.5187 | 32.3987 | 75.5969 | 9274.6511 | 4915.941 | 4358.7101 | 1.8866 | 4915.941 | 1.8866
Efficient Products Installation | Hot Water Tank Wrap | New Equipment purchased and installed by customers | Res Domestic Hot Water (DHW) | ROB/NEW | 7 | N/A | 137.2647 | 22.3131 | N/A | N/A | 0 | 0 | 33.6214 | 24.6159 | 33.6214 | 131.618 | 0 | 131.618 | 102% | 3.9147 | 3.9147 | 0.21936 | 0.031338 | 1.2883 | Hot Water Tank Wrap | 2378 | 62.0561 | 364.4735 | 186.1682 | 1093.4206 | 2551.3148 | 312987.5852 | 79951.6056 | 233035.9796 | 3.9147 | 79951.6056 | 3.9147
Efficient Products Installation | Indoor motion sensor | New Equipment purchased and installed by customers | Res Lighting | ROB/NEW | 10 | N/A | 36.8232 | 0 | N/A | N/A | 0 | 0 | 54.2342 | 49.3982 | 54.2342 | 40.0551 | 0 | 40.0551 | 100% | 0.73856 | 0.73856 | 1.3454 | 0.13454 | N/A | Indoor motion sensor | 5231.6 | 0 | 210.8877 | 0 | 359.4676 | 2108.8766 | 209552.1799 | 283731.4599 | -74179.28 | 0.73856 | 283731.4599 | 0.73856
Efficient Products Installation | LED - ENERGY STAR Fixture with Motion Sensor | Retrofit/Replacement | Res Lighting | RET | 9.7 | 1 | 137 | 22.2 | 27.4 | 8.805 | 0 | 0 | 93.5616 | 85.7914 | 93.5616 | 58.9235 | 0 | 58.9235 | 102% | 0.62978 | 0.62978 | 0.61163 | 0.22322 | 3.6034 | LED - ENERGY STAR Fixture with Motion Sensor | 2092.64 | 54.3325 | 320.1182 | 44.9277 | 173.1548 | 877.1239 | 123305.5801 | 195790.6973 | -72485.1172 | 0.62978 | 195790.6973 | 0.62978
Efficient Products Installation | LED Nightlights - MURB | New Equipment purchased and installed by customers | Res Lighting | RET | 23 | 7.6667 | 24.1578 | 3.9388 | 24.1578 | 3.9388 | 0 | 0 | 7.0646 | 4.0263 | 7.0646 | 48.0272 | 0 | 48.0272 | 86% | 6.7982 | 6.7982 | 0.31063 | 0.013506 | 1.8188 | LED Nightlights - MURB | 991 | 3.849 | 22.5385 | 11.547 | 67.6156 | 518.3861 | 47594.9767 | 7001.0636 | 40593.9132 | 6.7982 | 7001.0636 | 6.7982
Efficient Products Installation | LED Nightlights | New Equipment purchased and installed by customers | Res Lighting | RET | 23 | 7.6667 | 22.4526 | 3.6358 | 22.4526 | 3.6358 | 0 | 0 | 6.861 | 4.0263 | 6.861 | 44.58 | 0 | 44.58 | 86% | 6.4976 | 6.4976 | 0.32459 | 0.014113 | 1.9136 | LED Nightlights | 9022 | 32.3453 | 190.7053 | 97.0358 | 572.116 | 4386.2227 | 402200.6486 | 61900.09 | 340300.5586 | 6.4976 | 61900.09 | 6.4976
Efficient Products Installation | Low-flow showerhead - 1.0 gpm Reduction - MURB | Retrofit/Replacement | Res Domestic Hot Water (DHW) | ROB/NEW | 10 | N/A | 404.95 | 65.593 | N/A | N/A | 0 | 0 | 84.6899 | 52.1448 | 84.6899 | 506.8166 | 0 | 506.8166 | 96% | 5.9844 | 5.9844 | 0.19901 | 0.019901 | 1.1729 | Low-flow showerhead - 1.0 gpm Reduction - MURB | 112 | 8.0865 | 47.6635 | 24.2594 | 142.9904 | 476.6348 | 56763.4596 | 9485.2659 | 47278.1938 | 5.9844 | 9485.2659 | 5.9844
Efficient Products Installation | Low-flow showerhead - 1.0 gpm Reduction | Retrofit/Replacement | Res Domestic Hot Water (DHW) | ROB/NEW | 10 | N/A | 355.11 | 57.494 | N/A | N/A | 0 | 0 | 81.0033 | 52.1448 | 81.0033 | 444.4062 | 0 | 444.4062 | 96% | 5.4863 | 5.4863 | 0.21706 | 0.021706 | 1.2799 | Low-flow showerhead - 1.0 gpm Reduction | 2219 | 140.431 | 828.1072 | 421.293 | 2484.3216 | 8281.0719 | 986137.3216 | 179746.2664 | 806391.0552 | 5.4863 | 179746.2664 | 5.4863
Efficient Products Installation | Motion sensor with dimmer switch | New Equipment purchased and installed by customers | Res Lighting | ROB/NEW | 10 | N/A | 43.0944 | 0 | N/A | N/A | 0 | 0 | 65.0588 | 59.3236 | 65.0588 | 46.8767 | 0 | 46.8767 | 100% | 0.72053 | 0.72053 | 1.3791 | 0.13791 | N/A | Motion sensor with dimmer switch | 523.16 | 0 | 24.6803 | 0 | 42.0687 | 246.803 | 24524.0106 | 34036.1651 | -9512.1545 | 0.72053 | 34036.1651 | 0.72053
Efficient Products Installation | Outdoor motion sensor | New Equipment purchased and installed by customers | Res Lighting | ROB/NEW | 10 | N/A | 159 | 0 | N/A | N/A | 0 | 0 | 76.297 | 62.9338 | 76.297 | 172.9551 | 0 | 172.9551 | 100% | 2.2669 | 2.2669 | 0.43835 | 0.043835 | N/A | Outdoor motion sensor | 523.16 | 0 | 91.0598 | 0 | 155.2156 | 910.5982 | 90483.1644 | 39915.5301 | 50567.6344 | 2.2669 | 39915.5301 | 2.2669
Efficient Products Installation | PAR20 7 W Replacing 50 W - MURB | Retrofit/Replacement | Res Lighting | ROB/NEW | 5.5 | N/A | 35.3192 | 5.7555 | N/A | N/A | 0 | 0 | 9.2965 | 8.8538 | 9.2965 | 23.8703 | 0 | 23.8703 | 86% | 2.5677 | 2.5677 | 0.27959 | 0.050834 | 1.638 | PAR20 7 W Replacing 50 W - MURB | 0 | 0 | 0 | 2.5198 | 14.7634 | 0 | 0 | 0 | 0 | N/A | 0 | N/A
Efficient Products Installation | PAR20 7 W Replacing 50 W | Retrofit/Replacement | Res Lighting | ROB/NEW | 5.5 | N/A | 32.8261 | 5.3129 | N/A | N/A | 0 | 0 | 9.2965 | 8.8538 | 9.2965 | 22.1631 | 0 | 22.1631 | 86% | 2.384 | 2.384 | 0.30082 | 0.054695 | 1.7744 | PAR20 7 W Replacing 50 W | 0 | 0 | 0 | 32.6752 | 192.7473 | 0 | 0 | 0 | 0 | N/A | 0 | N/A
Efficient Products Installation | PAR38 15 W Replacing 150 W | Retrofit/Replacement | Res Lighting | ROB/NEW | 6.8 | N/A | 102.9686 | 16.627 | N/A | N/A | 0 | 0 | 27.4482 | 21.5675 | 27.4482 | 81.298 | 0 | 81.298 | 86% | 2.9619 | 2.9619 | 0.28315 | 0.04164 | 1.674 | PAR38 15 W Replacing 150 W | 1912 | 31.3482 | 185.3473 | 94.0446 | 556.0419 | 1260.3616 | 155441.8692 | 52480.887 | 102960.9823 | 2.9619 | 52480.887 | 2.9619
Efficient Products Installation | Pipe Insulation - MURB | New Equipment purchased and installed by customers | Res Domestic Hot Water (DHW) | ROB/NEW | 15 | N/A | 6.731 | 1.0969 | N/A | N/A | 0 | 0 | 2.8651 | 2.0392 | 2.8651 | 12.2559 | 0 | 12.2559 | 102% | 4.2777 | 4.2777 | 0.38121 | 0.025414 | 2.2332 | Pipe Insulation - MURB | 101 | 0.12957 | 0.7591 | 0.38872 | 2.2773 | 11.3864 | 1237.8493 | 289.3755 | 948.4737 | 4.2777 | 289.3755 | 4.2777
Efficient Products Installation | Pipe Insulation | New Equipment purchased and installed by customers | Res Domestic Hot Water (DHW) | ROB/NEW | 15 | N/A | 11.9812 | 1.9469 | N/A | N/A | 0 | 0 | 3.4291 | 2.0392 | 3.4291 | 21.8044 | 0 | 21.8044 | 102% | 6.3586 | 6.3586 | 0.25633 | 0.017088 | 1.5059 | Pipe Insulation | 13272.4099 | 30.2207 | 177.5598 | 90.6622 | 532.6794 | 2663.3971 | 289396.6059 | 45512.86 | 243883.746 | 6.3586 | 45512.86 | 6.3586
Efficient Products Installation | Smart thermostats for central air source heat pump | Retrofit/Replacement | Res HVAC | ROB/NEW | 11 | N/A | 831 | 0 | N/A | N/A | 0 | 0 | 165.5731 | 101.8968 | 165.5731 | 991.7252 | 0 | 991.7252 | 102% | 5.9897 | 5.9897 | 0.17844 | 0.016222 | N/A | Smart thermostats for central air source heat pump | 200 | 0 | 185.5779 | 0 | 380.4347 | 2041.3572 | 198345.0441 | 33114.6142 | 165230.4299 | 5.9897 | 33114.6142 | 5.9897
Efficient Products Installation | Smart thermostats for electric baseboards | Retrofit/Replacement | Res HVAC | ROB/NEW | 11 | N/A | 418.6073 | 0 | N/A | N/A | 0 | 0 | 141.9416 | 107.078 | 141.9416 | 499.5709 | 0 | 499.5709 | 102% | 3.5196 | 3.5196 | 0.30368 | 0.027607 | N/A | Smart thermostats for electric baseboards | 7840 | 0 | 3664.5286 | 0 | 6641.9581 | 40309.8148 | 3916635.5516 | 1112822.4723 | 2803813.0792 | 3.5196 | 1112822.4723 | 3.5196
Efficient Products Installation | Smart thermostats for mini-split heat pumps | New Equipment purchased and installed by customers | Res HVAC | ROB/NEW | 11 | N/A | 207.8191 | 0 | N/A | N/A | 0 | 0 | 107.1345 | 88.0803 | 107.1345 | 248.0137 | 0 | 248.0137 | 102% | 2.315 | 2.315 | 0.46169 | 0.041972 | N/A | Smart thermostats for mini-split heat pumps | 840 | 0 | 194.9216 | 0 | 353.2954 | 2144.1376 | 208331.5309 | 89992.9884 | 118338.5425 | 2.315 | 89992.9884 | 2.315
Efficient Products Installation | Thermostatic Shower Valves -2.5gpm - MURB | Retrofit/Replacement | Res Other | ROB/NEW | 10 | N/A | 124.41 | 20.184 | N/A | N/A | 0 | 0 | 58.9339 | 46.818 | 58.9339 | 165.481 | 0 | 165.481 | 102% | 2.8079 | 2.8079 | 0.42425 | 0.042425 | 2.4965 | Thermostatic Shower Valves -2.5gpm - MURB | 832.3 | 19.6471 | 115.6193 | 58.9414 | 346.858 | 1156.1934 | 137729.8384 | 49050.6884 | 88679.15 | 2.8079 | 49050.6884 | 2.8079
Efficient Products Installation | Thermostatic Shower Valves -2.5gpm | Retrofit/Replacement | Res Other | ROB/NEW | 10 | N/A | 108.75 | 17.661 | N/A | N/A | 0 | 0 | 57.7049 | 46.818 | 57.7049 | 144.6755 | 0 | 144.6755 | 102% | 2.5072 | 2.5072 | 0.47522 | 0.047522 | 2.7936 | Thermostatic Shower Valves -2.5gpm | 832.3 | 17.1912 | 101.0659 | 51.5737 | 303.1976 | 1010.6585 | 120413.4527 | 48027.8052 | 72385.6476 | 2.5072 | 48027.8052 | 2.5072
Green Heat | ASHP and AWHP - Electrical | Retrofit/Replacement | Res HVAC | RET | 18 | 6 | 4165.6889 | 1327 | 4165.6889 | 1327 | 12226.7808 | 1061.0526 | 143.5095 | 0 | 1204.5621 | 6571.5738 | 0 | 6571.5738 | 67% | 0.78839 | 5.4556 | 0.39425 | 0.021903 | 1.1815 | ASHP and AWHP - Electrical | 13 | 13.2526 | 39.7192 | 39.7578 | 119.1575 | 714.945 | 85430.4599 | 108360.8841 | -22930.4243 | 0.78839 | 15659.3076 | 5.4556
Green Heat | GSHP | Retrofit/Replacement | Res HVAC | RET | 25 | 8.3333 | 9973 | 7490 | 9973 | 7490 | 21423.9168 | 1900 | 1310.0537 | 0 | 3210.0537 | 27149.8435 | 0 | 27149.8435 | 67% | 1.7333 | 8.4578 | 0.43885 | 0.017554 | 0.55786 | GSHP | 2 | 11.508 | 14.6294 | 34.5239 | 43.8881 | 365.7343 | 54299.687 | 31328.1558 | 22971.5312 | 1.7333 | 6420.1073 | 8.4578
Green Heat | MSHP - Fully Electrical | Retrofit/Replacement | Res HVAC | RET | 18 | 6 | 2519.2 | 1912 | 2519.2 | 1912 | 6092.5824 | 480 | 156.3485 | 0 | 636.3485 | 2357.1381 | 0 | 2357.1381 | 28% | 1.2657 | 3.7042 | 0.82411 | 0.045784 | 1.0366 | MSHP - Fully Electrical | 2460 | 1510.0557 | 1899.5508 | 4530.1671 | 5698.6523 | 34191.9137 | 5798559.6533 | 4581188.015 | 1217371.6383 | 1.2657 | 1565417.2579 | 3.7042
Green Heat | MSHP - Mainly Electrical | Retrofit/Replacement | Res HVAC | RET | 18 | 6 | 857.6 | 2057.6 | 857.6 | 2057.6 | 6092.5824 | 480 | 64.921 | 0 | 544.921 | 1685.2477 | 0 | 1685.2477 | 28% | 0.95166 | 3.0926 | 2.073 | 0.11517 | 0.82486 | MSHP - Mainly Electrical | 589 | 389.0865 | 154.8293 | 1167.2596 | 464.488 | 2786.9278 | 992610.8983 | 1043027.1348 | -50416.2366 | 0.95166 | 320958.4454 | 3.0926
Green Heat | Pellet Boiler/Furnace (Electric Resistance) | Retrofit/Replacement | Res HVAC | RET | 18 | 6 | 13765 | 7750 | 13765 | 7750 | 8302.392 | 1200 | 824.2268 | 0 | 2024.2268 | 17065.401 | 0 | 17065.401 | 58% | 3.026 | 8.4306 | 0.23161 | 0.012867 | 0.39273 | Pellet Boiler/Furnace (Electric Resistance) | 1 | 5.154 | 8.7398 | 15.4619 | 26.2193 | 157.3156 | 17065.401 | 5639.6142 | 11425.7868 | 3.026 | 2024.2268 | 8.4306
Green Heat | Pellet Boiler/Furnace (Heat Pump) | Retrofit/Replacement | Res HVAC | RET | 18 | 6 | 6257 | 7750 | 6257 | 7750 | 8302.392 | 1200 | 547.1275 | 0 | 1747.1275 | 9921.3674 | 0 | 9921.3674 | 58% | 1.8501 | 5.6787 | 0.43978 | 0.024432 | 0.33897 | Pellet Boiler/Furnace (Heat Pump) | 1 | 5.154 | 3.9727 | 15.4619 | 11.9182 | 71.5092 | 9921.3674 | 5362.5149 | 4558.8525 | 1.8501 | 1747.1275 | 5.6787
Green Heat | Pellet Stove (Electric Resistance) | Retrofit/Replacement | Res HVAC | RET | 18 | 6 | 8260.8961 | 4000 | 8260.8961 | 4000 | 4561.1136 | 600 | 469.289 | 0 | 1069.289 | 10006.7737 | 0 | 10006.7737 | 58% | 3.2127 | 9.3583 | 0.20387 | 0.011326 | 0.40195 | Pellet Stove (Electric Resistance) | 70 | 186.2078 | 367.154 | 558.6235 | 1101.4621 | 6608.7727 | 700474.1601 | 218031.4453 | 482442.7148 | 3.2127 | 74850.2332 | 9.3583
Green Heat | Pellet Stove (Heat Pump) | Retrofit/Replacement | Res HVAC | RET | 18 | 6 | 4072 | 4000 | 4072 | 4000 | 4561.1136 | 600 | 314.6886 | 0 | 914.6886 | 6020.9434 | 0 | 6020.9434 | 58% | 2.034 | 6.5825 | 0.35379 | 0.019655 | 0.34384 | Pellet Stove (Heat Pump) | 8 | 21.2809 | 20.6833 | 63.8427 | 62.05 | 372.3003 | 48167.5468 | 23681.076 | 24486.4709 | 2.034 | 7317.5089 | 6.5825
Green Heat | Residential DHW Timer | New Equipment purchased and installed by customers | Res HVAC | ROB/NEW | 15 | N/A | 0 | 500 | N/A | N/A | 208.08 | 20 | 40.2036 | 0 | 60.2036 | 966.7685 | 0 | 966.7685 | 100% | 3.8938 | 16.0583 | N/A | N/A | 0.10501 | Residential DHW Timer | 51 | 29.2383 | 0 | 87.7149 | 0 | 0 | 49305.1946 | 12662.4628 | 36642.7318 | 3.8938 | 3070.3828 | 16.0583
Green Heat | Residential ETS System (Central) | Retrofit/Replacement | Res HVAC | RET | 18 | 6 | 0 | 5000 | 0 | 5000 | 5202 | 2000 | 270.504 | 0 | 2270.504 | 11206.7468 | 0 | 11206.7468 | 100% | 2.0478 | 4.9358 | N/A | N/A | 0.39602 | Residential ETS System (Central) | 0 | 0 | 0 | 0 | 0 | 0 | 0 | 0 | 0 | N/A | 0 | N/A
Green Heat | Residential ETS System (Room) | Retrofit/Replacement | Res HVAC | RET | 18 | 6 | 0 | 2500 | 0 | 2500 | 2080.8 | 900 | 121.7268 | 0 | 1021.7268 | 5603.3734 | 0 | 5603.3734 | 100% | 2.5441 | 5.4842 | N/A | N/A | 0.35642 | Residential ETS System (Room) | 0 | 0 | 0 | 0 | 0 | 0 | 0 | 0 | 0 | N/A | 0 | N/A
Green Heat | Solar Domestic Hot Water | Retrofit/Replacement | Res Domestic Hot Water (DHW) | RET | 20 | 6.6667 | 2736 | 0 | 2736 | 0 | 3939.9948 | 1000 | 242.4304 | 0 | 1242.4304 | 2763.2187 | 0 | 2763.2187 | 58% | 1.0932 | 2.224 | 0.71521 | 0.035761 | N/A | Solar Domestic Hot Water | 3 | 0 | 5.2115 | 0 | 15.6344 | 104.2295 | 8289.6561 | 7582.8821 | 706.774 | 1.0932 | 3727.2911 | 2.224
Green Heat | Three Element Hot Water Heater | Retrofit/Replacement | Res Heating, Ventilation and Air-Conditioning | ROB/NEW | 10 | N/A | 0 | 406 | N/A | N/A | 312.12 | 400 | 63.9144 | 0 | 463.9144 | 253.0096 | 0 | 253.0096 | 47% | 1.2013 | 0.54538 | N/A | N/A | 2.1202 | Three Element Hot Water Heater | 7 | 1.5316 | 0 | 4.1571 | 0 | 0 | 1771.0675 | 1474.2757 | 296.7918 | 1.2013 | 3247.4009 | 0.54538
Green Heat | Wood Boiler/Furnace (Electric Resistance) | Retrofit/Replacement | Res HVAC | RET | 18 | 6 | 13804 | 7660 | 13804 | 7660 | 18242.2002 | 1200 | 945.9629 | 0 | 2145.9629 | 20203.939 | 0 | 20203.939 | 58% | 1.7528 | 9.4149 | 0.24485 | 0.013603 | 0.42124 | Wood Boiler/Furnace (Electric Resistance) | 1 | 5.0941 | 8.7645 | 15.2823 | 26.2936 | 157.7613 | 20203.939 | 11526.439 | 8677.5 | 1.7528 | 2145.9629 | 9.4149
Green Heat | Wood Boiler/Furnace (Heat Pump) | Retrofit/Replacement | Res HVAC | RET | 18 | 6 | 6275 | 7660 | 6275 | 7660 | 18242.2002 | 1200 | 668.0886 | 0 | 1868.0886 | 13039.9235 | 0 | 13039.9235 | 58% | 1.1593 | 6.9804 | 0.46888 | 0.026049 | 0.3667 | Wood Boiler/Furnace (Heat Pump) | 1 | 5.0941 | 3.9842 | 15.2823 | 11.9525 | 71.7149 | 13039.9235 | 11248.5647 | 1791.3588 | 1.1593 | 1868.0886 | 6.9804
Green Heat | Wood Stove (Electric Resistance) | Retrofit/Replacement | Res HVAC | RET | 18 | 6 | 9473.4371 | 4000 | 9473.4371 | 4000 | 3688.218 | 600 | 588.463 | 0 | 1188.463 | 13079.2566 | 0 | 13079.2566 | 58% | 4.7951 | 11.0052 | 0.19759 | 0.010977 | 0.44675 | Wood Stove (Electric Resistance) | 146 | 388.3764 | 878.18 | 1165.1291 | 2634.54 | 15807.2401 | 1909571.4663 | 398233.8997 | 1511337.5667 | 4.7951 | 173515.5994 | 11.0052
Green Heat | Wood Stove (Heat Pump) | Retrofit/Replacement | Res HVAC | RET | 18 | 6 | 4747 | 4000 | 4747 | 4000 | 3688.218 | 600 | 414.0234 | 0 | 1014.0234 | 8581.9437 | 0 | 8581.9437 | 58% | 3.3613 | 8.4633 | 0.33644 | 0.018691 | 0.38118 | Wood Stove (Heat Pump) | 55 | 146.3062 | 165.7697 | 438.9185 | 497.309 | 2983.8538 | 472006.9022 | 140425.4431 | 331581.4591 | 3.3613 | 55771.2889 | 8.4633
Home Energy Assessment | Heat Pump Water Heater | Retrofit/Replacement | Res Domestic Hot Water (DHW) | RET | 10 | 3.3333 | 1168 | 290 | 1168 | 290 | 2154.2164 | 400 | 54.1008 | 0 | 454.1008 | 1472.9729 | 0 | 1472.9729 | 89% | 0.74719 | 3.2437 | 0.39905 | 0.039905 | 1.5344 | Heat Pump Water Heater | 4 | 1.1837 | 4.5519 | 3.8472 | 14.7935 | 45.5185 | 5891.8915 | 7885.4137 | -1993.5221 | 0.74719 | 1816.4032 | 3.2437
Home Energy Assessment | Residential ETS System (Central) | Retrofit/Replacement | Res HVAC | RET | 20 | 6.6667 | 0 | 5000 | 0 | 5000 | 5202 | 2100 | 399.3633 | 0 | 2499.3633 | 10773.0335 | 0 | 10773.0335 | 89% | 2.1421 | 4.3103 | N/A | N/A | 0.48982 | Residential ETS System (Central) | 8 | 40.819 | 0 | 122.4569 | 0 | 0 | 86184.2682 | 40233.1466 | 45951.1216 | 2.1421 | 19994.9066 | 4.3103
Home Energy Assessment | Residential ETS System (Room) | Retrofit/Replacement | Res HVAC | RET | 20 | 6.6667 | 0 | 2500 | 0 | 2500 | 2080.8 | 582 | 136.3837 | 0 | 718.3837 | 5386.5168 | 0 | 5386.5168 | 89% | 2.7091 | 7.4981 | N/A | N/A | 0.28157 | Residential ETS System (Room) | 84 | 214.2995 | 0 | 642.8986 | 0 | 0 | 452467.4081 | 167016.8412 | 285450.5669 | 2.7091 | 60344.2332 | 7.4981
Home Energy Assessment | Whole Home - Adjusted Incentive and Savings | Retrofit/Replacement | Res HVAC | RET | 20 | 6.6667 | 4817.6081 | 2182.3765 | 4817.6081 | 2182.3765 | 6301.9816 | 1737.15 | 365.224 | 0 | 2102.374 | 12168.2432 | 0 | 12168.2432 | 89% | 2.0369 | 5.7879 | 0.44792 | 0.022396 | 0.94397 | Whole Home - Adjusted Incentive and Savings | 1827.113 | 4069.0875 | 8575.9454 | 12207.2625 | 25727.8363 | 171518.9085 | 22232755.5577 | 10915150.6363 | 11317604.9214 | 2.0369 | 3841274.9179 | 5.7879
Instant Savings | Clothes-line | New Equipment purchased and installed by customers | Res Other | ROB/NEW | 10 | N/A | 104 | 0 | N/A | N/A | 63.8973 | 6.6667 | 7.6901 | 0 | 14.3568 | 113.1278 | 0 | 113.1278 | 100% | 1.5803 | 7.8797 | 0.12611 | 0.012611 | N/A | Clothes-line | 1573.9055 | 0 | 179.1873 | 0 | 460.1854 | 1791.8725 | 178052.5152 | 112671.8169 | 65380.6984 | 1.5803 | 22596.2439 | 7.8797
Instant Savings | Dehumidifier | New Equipment purchased and installed by customers | Res HVAC | ROB/NEW | 12 | N/A | 45.2 | 15.1 | N/A | N/A | 239.0378 | 40 | 21.2242 | 0 | 61.2241 | 80.7477 | 0 | 80.7477 | 100% | 0.31026 | 1.3189 | 1.2374 | 0.10311 | 3.536 | Dehumidifier | 13919.2308 | 240.9928 | 688.7297 | 618.9134 | 1768.783 | 8264.756 | 1123946.5382 | 3622646.2377 | -2498699.6995 | 0.31026 | 852192.9986 | 1.3189
Instant Savings | Dimmer Switch | Retrofit/Replacement | Res Lighting | ROB/NEW | 10 | N/A | 13.668 | 1.6115 | N/A | N/A | 14.6598 | 3.9733 | 2.7325 | 0 | 6.7058 | 17.0043 | 0 | 17.0043 | 100% | 0.97769 | 2.5358 | 0.44818 | 0.044818 | 3.629 | Dimmer Switch | 14000 | 25.8684 | 209.473 | 71.2081 | 576.6165 | 2094.7303 | 238060.3052 | 243491.9766 | -5431.6713 | 0.97769 | 93881.2589 | 2.5358
Instant Savings | ECM Pool Pump | Retrofit/Replacement | Res HVAC | ROB/NEW | 10 | N/A | 530 | 0 | N/A | N/A | 326.4371 | 266.6666 | 162.6575 | 0 | 429.3241 | 576.5168 | 0 | 576.5168 | 100% | 1.1787 | 1.3428 | 0.73998 | 0.073998 | N/A | ECM Pool Pump | 105.1346 | 0 | 60.9982 | 0 | 156.6544 | 609.9816 | 60611.8759 | 51420.7803 | 9191.0955 | 1.1787 | 45136.8285 | 1.3428
Instant Savings | Efficient clothes washer | Retrofit/Replacement | Res Other | ROB/NEW | 14 | N/A | 165 | 22.8 | N/A | N/A | 280.6676 | 100 | 53.0604 | 0 | 153.0604 | 273.3803 | 0 | 273.3803 | 100% | 0.81917 | 1.7861 | 0.8474 | 0.060528 | 5.8546 | Efficient clothes washer | 5453.6731 | 142.5725 | 985.0724 | 366.1522 | 2529.8451 | 13791.014 | 1490926.6625 | 1820043.3897 | -329116.7272 | 0.81917 | 834741.1739 | 1.7861
Instant Savings | Energy Star Dryer | Retrofit/Replacement | Res Other | ROB/NEW | 12 | N/A | 151 | 20.8 | N/A | N/A | 132.4776 | 100 | 61.2415 | 0 | 161.2414 | 222.865 | 0 | 222.865 | 100% | 1.1505 | 1.3822 | 0.97546 | 0.081288 | 6.7605 | Energy Star Dryer | 6219.2308 | 148.3242 | 1028.037 | 380.9235 | 2640.1859 | 12336.4438 | 1386049.0963 | 1204783.6009 | 181265.4954 | 1.1505 | 1002797.7562 | 1.3822
Instant Savings | ENERGYSTAR Bathroom Exhaust Fans | Retrofit/Replacement | Res HVAC | ROB/NEW | 19 | N/A | 35.4077 | 4.042 | N/A | N/A | 32.7726 | 13.3333 | 9.621 | 0 | 22.9543 | 69.3637 | 0 | 69.3637 | 100% | 1.6362 | 3.0218 | 0.59221 | 0.031169 | 4.9526 | ENERGYSTAR Bathroom Exhaust Fans | 38.5 | 0.17843 | 1.4923 | 0.41016 | 3.4303 | 28.3535 | 2670.5006 | 1632.1523 | 1038.3483 | 1.6362 | 883.7404 | 3.0218
Instant Savings | ENERGYSTAR Dishwasher | Retrofit/Replacement | Res Other | ROB/NEW | 10 | N/A | 30.9912 | 3.837 | N/A | N/A | 52.02 | 40 | 21.2242 | 0 | 61.2241 | 38.7987 | 0 | 38.7987 | 100% | 0.52972 | 0.63372 | 1.8046 | 0.18046 | 13.9154 | ENERGYSTAR Dishwasher | 632.5925 | 2.7831 | 21.4614 | 6.7572 | 52.1069 | 214.6138 | 24543.7925 | 46333.7064 | -21789.914 | 0.52972 | 38729.9377 | 0.63372
Instant Savings | ENERGYSTAR Range Hoods | Retrofit/Replacement | Res HVAC | ROB/NEW | 19 | N/A | 4.8941 | 26.8908 | N/A | N/A | 63.8973 | 13.3333 | 9.6825 | 0 | 23.0158 | 71.0387 | 0 | 71.0387 | 100% | 0.96547 | 3.0865 | 4.296 | 0.2261 | 0.74643 | ENERGYSTAR Range Hoods | 38.5 | 1.1871 | 0.20627 | 2.7287 | 0.47415 | 3.9191 | 2734.9904 | 2832.8197 | -97.8293 | 0.96547 | 886.1078 | 3.0865
Instant Savings | Heat Pump Dryer (ventless) | Retrofit/Replacement | Res Other | ROB/NEW | 12 | N/A | 446 | 61.548 | N/A | N/A | 1139.238 | 200 | 106.1208 | 0 | 306.1207 | 658.4411 | 0 | 658.4411 | 100% | 0.52872 | 2.1509 | 0.627 | 0.05225 | 4.3376 | Heat Pump Dryer (ventless) | 74.0385 | 5.225 | 36.1483 | 9.3218 | 64.4918 | 433.7791 | 48749.9697 | 92204.4477 | -43454.4779 | 0.52872 | 22664.7074 | 2.1509
Instant Savings | Heavy duty timer | Retrofit/Replacement | Res Other | ROB/NEW | 10 | N/A | 122 | 0 | N/A | N/A | 25.2653 | 13.3333 | 11.9462 | 0 | 25.2796 | 132.7076 | 0 | 132.7076 | 100% | 3.5663 | 5.2496 | 0.18929 | 0.018929 | N/A | Heavy duty timer | 10015.7622 | 0 | 1337.6391 | 0 | 3528.3643 | 13376.3909 | 1329168.2519 | 372701.6947 | 956466.5573 | 3.5663 | 253194.1812 | 5.2496
Instant Savings | Heat Pump Hot Water Heater | Retrofit/Replacement | Res Domestic Hot Water (DHW) | ROB/NEW | 10 | N/A | 1041 | 169 | N/A | N/A | 1684.1839 | 500 | 265.302 | 0 | 765.302 | 1356.4444 | 0 | 1356.4444 | 100% | 0.6958 | 1.7724 | 0.67157 | 0.067157 | 3.9492 | Heat Pump Hot Water Heater | 300 | 58.1326 | 341.8748 | 116.2652 | 683.7496 | 3418.7481 | 406933.3305 | 584845.7742 | -177912.4437 | 0.6958 | 229590.6 | 1.7724
Instant Savings | Indoor motion sensor | Retrofit/Replacement | Res Lighting | ROB/NEW | 10 | N/A | 36.8232 | 0 | N/A | N/A | 26.7422 | 6.6667 | 5.0077 | 0 | 11.6744 | 40.0551 | 0 | 40.0551 | 100% | 1.2616 | 3.431 | 0.28962 | 0.028962 | N/A | Indoor motion sensor | 374.3534 | 0 | 15.0903 | 0 | 38.7547 | 150.9032 | 14994.7578 | 11885.7016 | 3109.0562 | 1.2616 | 4370.3492 | 3.431
Instant Savings | LED - ENERGY STAR Fixture with Motion Sensor | Retrofit/Replacement | Res Lighting | RET | 9.7 | 0 | 137 | 22.2 | 27.4 | 8.805 | 48.5546 | 20 | 10.6121 | 0 | 30.6121 | 26.6168 | 0 | 26.6168 | 66% | 0.62396 | 0.86949 | 0.30927 | 0.15942 | 1.8221 | LED - ENERGY STAR Fixture with Motion Sensor | 155.5891 | 2.6139 | 15.4006 | 5.9056 | 17.5457 | 29.8773 | 4141.2818 | 6637.1364 | -2495.8546 | 0.62396 | 4762.9074 | 0.86949
Instant Savings | LED - ENERGY STAR Fixture without Motion Sensor | Retrofit/Replacement | Res Lighting | RET | 8.5 | 0 | 52.77 | 6.6332 | 10.554 | 1.4894 | 38.3753 | 12 | 6.3672 | 0 | 18.3672 | 7.6558 | 0 | 7.6558 | 66% | 0.24155 | 0.41682 | 0.48175 | 0.28338 | 3.6588 | LED - ENERGY STAR Fixture without Motion Sensor | 1933.7919 | 9.7071 | 73.7286 | 24.56 | 166.1526 | 125.3386 | 14804.6958 | 61291.4772 | -46486.7814 | 0.24155 | 35518.4345 | 0.41682
Instant Savings | LED - Other | Retrofit/Replacement | Res Lighting | RET | 5.5 | 0 | 37.474 | 4.5806 | 7.4948 | 0.51036 | 5.4641 | 1.62 | 0.85958 | 0 | 2.4796 | 4.2532 | 0 | 4.2532 | 79% | 0.82168 | 1.7153 | 0.076512 | 0.069556 | 0.59758 | LED - Other | 0 | 0 | 0 | 29.6843 | 416.1935 | 0 | 0 | 0 | 0 | N/A | 0 | N/A
Instant Savings | LED - R, BR and Decorative | Retrofit/Replacement | Res Lighting | RET | 5.1 | 0 | 36.9 | 4.5125 | 7.38 | 0.47296 | 4.9391 | 1.5066 | 0.79941 | 0 | 2.306 | 3.9731 | 0 | 3.9731 | 79% | 0.84511 | 1.7229 | 0.072263 | 0.070846 | 0.56413 | LED - R, BR and Decorative | 0 | 0 | 0 | 8.2249 | 122.5301 | 0 | 0 | 0 | 0 | N/A | 0 | N/A
Instant Savings | LED - Recessed downlight | Retrofit/Replacement | Res Lighting | RET | 6 | 0 | 41.2452 | 4.8697 | 8.249 | 0.37397 | 17.8502 | 6 | 3.1836 | 0 | 9.1836 | 4.0472 | 0 | 4.0472 | 66% | 0.27045 | 0.4407 | 0.30818 | 0.25682 | 2.4919 | LED - Recessed downlight | 4899.0698 | 18.0538 | 145.991 | 5.323 | 112.1002 | 175.1892 | 19827.461 | 73313.4533 | -53485.9923 | 0.27045 | 44991.2154 | 0.4407
Instant Savings | Motion sensor with dimmer switch | Retrofit/Replacement | Res Lighting | ROB/NEW | 10 | N/A | 43.0944 | 0 | N/A | N/A | 26.7422 | 6.6667 | 5.2581 | 0 | 11.9248 | 46.8767 | 0 | 46.8767 | 100% | 1.4649 | 3.931 | 0.25278 | 0.025278 | N/A | Motion sensor with dimmer switch | 18.9813 | 0 | 0.89545 | 0 | 2.2997 | 8.9545 | 889.7806 | 607.4084 | 282.3721 | 1.4649 | 226.3483 | 3.931
Instant Savings | Networked/ Connected - Indoor LED Lamp | Retrofit/Replacement | Res Lighting | ROB/NEW | 4 | N/A | 33 | 4.2959 | N/A | N/A | 67.8976 | 6.6667 | 3.5374 | 0 | 10.204 | 15.0751 | 0 | 15.0751 | 79% | 0.26366 | 1.4774 | 0.35755 | 0.089388 | 2.6222 | Networked/ Connected - Indoor LED Lamp | 2782.1562 | 10.8261 | 79.3995 | 27.8033 | 203.9123 | 317.5979 | 41941.3802 | 159073.9554 | -117132.5752 | 0.26366 | 28389.1885 | 1.4774
Instant Savings | Outdoor motion sensor | Retrofit/Replacement | Res Lighting | ROB/NEW | 10 | N/A | 159 | 0 | N/A | N/A | 43.6843 | 6.6667 | 9.8863 | 0 | 16.553 | 172.9551 | 0 | 172.9551 | 100% | 3.2285 | 10.4486 | 0.095102 | 0.0095102 | N/A | Outdoor motion sensor | 4414.9 | 0 | 768.4456 | 0 | 2023.3987 | 7684.4557 | 763579.2543 | 236508.9786 | 527070.2757 | 3.2285 | 73079.7393 | 10.4486
Instant Savings | Power bar with timer | Retrofit/Replacement | Res Other | ROB/NEW | 4 | N/A | 53.7 | 0 | N/A | N/A | 26.8423 | 6.6667 | 4.2158 | 0 | 10.8824 | 27.5207 | 0 | 27.5207 | 100% | 0.88611 | 2.5289 | 0.18512 | 0.046281 | N/A | Power bar with timer | 740.3846 | 0 | 43.5238 | 0 | 111.777 | 174.0952 | 20375.9154 | 22994.9216 | -2619.0063 | 0.88611 | 8057.1771 | 2.5289
Instant Savings | Programmable thermostat | Retrofit/Replacement | Res HVAC | ROB/NEW | 10 | N/A | 221 | 0 | N/A | N/A | 15.492 | 23.3333 | 21.2054 | 0 | 44.5387 | 240.3966 | 0 | 240.3966 | 100% | 6.5508 | 5.3975 | 0.1841 | 0.01841 | N/A | Programmable thermostat | 7568.4 | 0 | 1831.0132 | 0 | 4821.2519 | 18310.1317 | 1819417.9537 | 277740.7841 | 1541677.1696 | 6.5508 | 337086.9239 | 5.3975
Instant Savings | Room air purifier | Retrofit/Replacement | Res Other | ROB/NEW | 9 | N/A | 435 | 74.4 | N/A | N/A | 219.9993 | 90 | 66.8288 | 0 | 156.8288 | 519.6156 | 0 | 519.6156 | 100% | 1.8116 | 3.3133 | 0.32934 | 0.036593 | 1.8383 | Room air purifier | 3489.0324 | 297.639 | 1661.458 | 783.7151 | 4374.7953 | 14953.1224 | 1812955.6848 | 1000752.2753 | 812203.4095 | 1.8116 | 547180.6513 | 3.3133
Instant Savings | Room Air-Conditioner | Retrofit/Replacement | Res HVAC | ROB/NEW | 18 | N/A | 21.4954 | 100.9174 | N/A | N/A | 44.7372 | 6.6667 | 13.1351 | 0 | 19.8017 | 261.4557 | 0 | 261.4557 | 100% | 4.5178 | 13.2037 | 0.84152 | 0.046751 | 0.17112 | Room Air-Conditioner | 5.5 | 0.63642 | 0.12942 | 1.377 | 0.28002 | 2.3296 | 1438.0061 | 318.2974 | 1119.7087 | 4.5178 | 108.9095 | 13.2037
Instant Savings | Smart power bar | Retrofit/Replacement | Res Other | ROB/NEW | 4 | N/A | 53.8 | 0 | N/A | N/A | 26.8423 | 13.3333 | 7.8044 | 0 | 21.1377 | 27.572 | 0 | 27.572 | 100% | 0.7958 | 1.3044 | 0.35891 | 0.089727 | N/A | Smart power bar | 46.6718 | 0 | 2.7487 | 0 | 7.2377 | 10.9949 | 1286.8333 | 1617.0231 | -330.1898 | 0.7958 | 986.5342 | 1.3044
Instant Savings | Smart thermostats for electric baseboards | Retrofit/Replacement | Res HVAC | ROB/NEW | 10 | N/A | 348 | 0 | N/A | N/A | 157.1004 | 40 | 35.12 | 0 | 75.12 | 378.5431 | 0 | 378.5431 | 100% | 1.9693 | 5.0392 | 0.19719 | 0.019719 | N/A | Smart thermostats for electric baseboards | 410.97 | 0 | 156.5613 | 0 | 331.4199 | 1565.6132 | 155569.8703 | 78996.8104 | 76573.0599 | 1.9693 | 30872.059 | 5.0392
Instant Savings | Smart thermostats for mini-split heat pumps | Retrofit/Replacement | Res HVAC | ROB/NEW | 10 | N/A | 207.8191 | 0 | N/A | N/A | 172.7064 | 40 | 29.5225 | 0 | 69.5225 | 226.0588 | 0 | 226.0588 | 100% | 1.1178 | 3.2516 | 0.3056 | 0.03056 | N/A | Smart thermostats for mini-split heat pumps | 23.5714 | 0 | 5.3625 | 0 | 11.3344 | 53.6249 | 5328.53 | 4766.8237 | 561.7063 | 1.1178 | 1638.7443 | 3.2516
MHEEP | Clothes Dryer replacement (Low Income Only) | Retrofit/Replacement | Res Other | RET | 5 | 1.6667 | 252 | 34.8 | 252 | 34.8 | 0 | 0 | 992.0296 | 804.0627 | 992.0296 | 181.5708 | 0 | 181.5708 | 100% | 0.18303 | 0.18303 | 3.5961 | 0.71922 | 24.8606 | Clothes Dryer replacement (Low Income Only) | 33.64 | 1.3423 | 9.2801 | 4.0269 | 27.8402 | 46.4004 | 6108.0421 | 33371.8826 | -27263.8405 | 0.18303 | 33371.8826 | 0.18303
MHEEP | Drain Water Heat Recovery | Retrofit/Replacement | Res Domestic Hot Water (DHW) | RET | 20 | 6.6667 | 805 | 130.41 | 805 | 130.41 | 0 | 0 | 1523.2265 | 936.36 | 1523.2265 | 1717.4491 | 0 | 1717.4491 | 100% | 1.1275 | 1.1275 | 1.7285 | 0.086427 | 10.1864 | Drain Water Heat Recovery | 0.90975 | 0.13603 | 0.8017 | 0.4081 | 2.4051 | 16.0341 | 1562.4509 | 1385.7567 | 176.6942 | 1.1275 | 1385.7567 | 1.1275
MHEEP | Freezer replacement (Low income only) | Retrofit/Replacement | Res Refrigeration | RET | 4 | 1.3333 | 1358 | 193.062 | 1358 | 193.062 | 0 | 0 | 978.1069 | 668.7795 | 978.1069 | 793.4969 | 0 | 793.4969 | 100% | 0.81126 | 0.81126 | 0.65795 | 0.16449 | 4.4183 | Freezer replacement (Low income only) | 19.688 | 4.3582 | 29.2682 | 13.0747 | 87.8047 | 117.0729 | 15622.3666 | 19256.9687 | -3634.6022 | 0.81126 | 19256.9687 | 0.81126
MHEEP | Refrigerator replacement (Low income only) | Retrofit/Replacement | Res Refrigeration | RET | 5 | 1.6667 | 678 | 97.29 | 678 | 97.29 | 0 | 0 | 1185.094 | 905.2624 | 1185.094 | 490.8643 | 0 | 490.8643 | 100% | 0.4142 | 0.4142 | 1.5967 | 0.31935 | 10.6231 | Refrigerator replacement (Low income only) | 5.778 | 0.64455 | 4.2885 | 1.9337 | 12.8654 | 21.4423 | 2836.214 | 6847.4734 | -4011.2593 | 0.4142 | 6847.4734 | 0.4142
MHEEP | Whole Home First Nations Retrofit | Retrofit/Replacement | Res HVAC | RET | 20 | 6.6667 | 3667 | 1037.761 | 3667 | 1037.761 | 0 | 0 | 9675.117 | 6349.9303 | 9675.117 | 8897.6336 | 0 | 8897.6336 | 100% | 0.91964 | 0.91964 | 2.4102 | 0.12051 | 8.1306 | Whole Home First Nations Retrofit | 118.0463 | 140.4629 | 473.8689 | 421.3886 | 1421.6068 | 9477.3784 | 1050332.286 | 1142111.2823 | -91778.9964 | 0.91964 | 1142111.2823 | 0.91964
MHEEP | Dehumidifier replacement (Low income only) | Retrofit/Replacement | Res Other | RET | 5 | 1.6667 | 636 | 213 | 636 | 213 | 0 | 0 | 614.3744 | 408.4923 | 614.3744 | 538.6734 | 0 | 538.6734 | 100% | 0.87678 | 0.87678 | 0.88244 | 0.17649 | 2.5155 | Dehumidifier replacement (Low income only) | 35 | 8.5479 | 24.368 | 25.6437 | 73.1041 | 121.8401 | 18853.5686 | 21503.1043 | -2649.5357 | 0.87678 | 21503.1043 | 0.87678
MHEEP | Clothes Washer replacement (Low income only) | Retrofit/Replacement | Res Other | RET | 11 | 3.6667 | 165 | 22.77 | 165 | 22.77 | 0 | 0 | 1295.7267 | 1043.5836 | 1295.7267 | 226.1981 | 0 | 226.1981 | 100% | 0.17457 | 0.17457 | 7.1736 | 0.65215 | 49.6268 | Clothes Washer replacement (Low income only) | 35 | 0.91378 | 6.3219 | 2.7413 | 18.9657 | 69.5408 | 7916.9328 | 45350.4339 | -37433.5011 | 0.17457 | 45350.4339 | 0.17457
New Home Construction | Whole Home - tier 0 - Attached/Semi-Attached | New Building/Refurb | Res HVAC | ROB/NEW | 30 | N/A | 0 | 2700 | N/A | N/A | 1550.196 | 0 | 0 | 0 | 0 | 7381.592 | 0 | 7381.592 | 88% | 5.411 | #DIV/0! | N/A | N/A | 0 | Whole Home - tier 0 - Attached/Semi-Attached | 0 | 0 | 0 | 18.3741 | 0 | 0 | 0 | 0 | 0 | N/A | 0 | N/A
New Home Construction | Whole Home - tier 0 - Detached | New Building/Refurb | Res HVAC | ROB/NEW | 30 | N/A | 386 | 2800 | N/A | N/A | 1550.196 | 0 | 0 | 0 | 0 | 8381.6034 | 0 | 8381.6034 | 88% | 6.1441 | #DIV/0! | 0 | 0 | 0 | Whole Home - tier 0 - Detached | 0 | 0 | 0 | 97.6549 | 12.8531 | 0 | 0 | 0 | 0 | N/A | 0 | N/A
New Home Construction | Whole home - tier 1 - Attached/Semi-Attached | New Building/Refurb | Res HVAC | ROB/NEW | 30 | N/A | 351 | 2800 | N/A | N/A | 3303.27 | 0 | 0 | 0 | 0 | 8315.7182 | 0 | 8315.7182 | 88% | 2.8607 | #DIV/0! | 0 | 0 | 0 | Whole home - tier 1 - Attached/Semi-Attached | 0 | 0 | 0 | 267.9556 | 32.0697 | 0 | 0 | 0 | 0 | N/A | 0 | N/A
New Home Construction | Whole home - tier 1 - Detached | New Building/Refurb | Res HVAC | ROB/NEW | 30 | N/A | 803 | 2900 | N/A | N/A | 3303.27 | 0 | 0 | 0 | 0 | 9439.9702 | 0 | 9439.9702 | 88% | 3.2475 | #DIV/0! | 0 | 0 | 0 | Whole home - tier 1 - Detached | 0 | 0 | 0 | 690.7299 | 182.6035 | 0 | 0 | 0 | 0 | N/A | 0 | N/A
New Home Construction | Whole home - tier 2 - Attached/Semi-Attached | New Building/Refurb | Res HVAC | ROB/NEW | 30 | N/A | 3017 | 3500 | N/A | N/A | 4999.122 | 0 | 0 | 0 | 0 | 15248.0302 | 0 | 15248.0302 | 88% | 3.4661 | #DIV/0! | 0 | 0 | 0 | Whole home - tier 2 - Attached/Semi-Attached | 0 | 0 | 0 | 43.1706 | 35.5287 | 0 | 0 | 0 | 0 | N/A | 0 | N/A
New Home Construction | Whole home - tier 2 - Detached | New Building/Refurb | Res HVAC | ROB/NEW | 30 | N/A | 4996 | 4100 | N/A | N/A | 4999.122 | 0 | 0 | 0 | 0 | 20613.7185 | 0 | 20613.7185 | 88% | 4.6858 | #DIV/0! | 0 | 0 | 0 | Whole home - tier 2 - Detached | 0 | 0 | 0 | 47.0836 | 54.7762 | 0 | 0 | 0 | 0 | N/A | 0 | N/A
New Home Construction | Whole home - tier 3 - Attached/Semi-Attached | New Building/Refurb | Res HVAC | ROB/NEW | 36 | N/A | 4067 | 3800 | N/A | N/A | 11361.168 | 0 | 0 | 0 | 0 | 19636.7105 | 0 | 19636.7105 | 88% | 1.9641 | #DIV/0! | 0 | 0 | 0 | Whole home - tier 3 - Attached/Semi-Attached | 0 | 0 | 0 | 42.0222 | 42.9391 | 0 | 0 | 0 | 0 | N/A | 0 | N/A
New Home Construction | Whole home - tier 3 - Detached | New Building/Refurb | Res HVAC | ROB/NEW | 36 | N/A | 5193 | 4100 | N/A | N/A | 11361.168 | 0 | 0 | 0 | 0 | 22822.8711 | 0 | 22822.8711 | 88% | 2.2828 | #DIV/0! | 0 | 0 | 0 | Whole home - tier 3 - Detached | 0 | 0 | 0 | 50.5713 | 61.1536 | 0 | 0 | 0 | 0 | N/A | 0 | N/A
Residential Behaviour | Home Energy Report | Retrofit/Replacement | Res Other | ROB/NEW | 1 | N/A | 207 | 0 | N/A | N/A | 11.5057 | 11.5057 | 5.2905 | 0 | 16.7962 | 30.0047 | 0 | 30.0047 | 100% | 1.7864 | 1.7864 | 0.074122 | 0.074122 | N/A | Home Energy Report | 131379.4871 | 0 | 29770.9728 | 0 | 8655.1682 | 29770.9728 | 3942004.9525 | 2206679.6418 | 1735325.3107 | 1.7864 | 2206679.6418 | 1.7864
SEM | Strategic Energy Management | Retrofit/Replacement | BNI Energy Management | ROB/NEW | 1.88 | N/A | 1000000 | 108018.8679 | N/A | N/A | 165257.136 | 212845.6 | 151942.69 | 0 | 364788.29 | 271712.8806 | 0 | 271712.8806 | 100% | 0.8566 | 0.74485 | 0.34327 | 0.18259 | 3.1593 | Strategic Energy Management | 2.5 | 288.6804 | 2656.75 | 542.7192 | 4994.69 | 4994.69 | 679282.2016 | 792999.5649 | -113717.3634 | 0.8566 | 911970.7249 | 0.74485
Small Business Energy Solutions | Cold Climate Air-Source Ductless Heat Pump (24kBTU/hr) (Commercial) | Retrofit/Replacement | BNI HVAC | ROB/NEW | 18 | N/A | 9688.757 | 3510.8929 | N/A | N/A | 7162.1968 | 1479.3798 | 2076.3522 | 0 | 3555.732 | 21173.2026 | 0 | 21173.2026 | 93% | 2.4233 | 5.9547 | 0.37134 | 0.02063 | 1.0188 | Cold Climate Air-Source Ductless Heat Pump (24kBTU/hr) (Commercial) | 179.2326 | 625.5977 | 1716.2423 | 1807.2822 | 4958.0332 | 30892.361 | 3794927.2737 | 1565989.8578 | 2228937.4159 | 2.4233 | 637302.9482 | 5.9547
Small Business Energy Solutions | Downlight Luminaire (1200 lumen) | Retrofit/Replacement | BNI Lighting | RET | 11.6 | 1 | 243.1864 | 52.5492 | 243.1864 | 52.5492 | 65.616 | 19.7251 | 32.8043 | 0 | 52.5294 | 338.2473 | 0 | 338.2473 | 93% | 3.605 | 6.4392 | 0.21856 | 0.018841 | 1.0055 | Downlight Luminaire (1200 lumen) | 101.1384 | 5.2838 | 24.308 | 15.2642 | 70.2231 | 281.9726 | 34209.7835 | 9489.528 | 24720.2555 | 3.605 | 5312.7333 | 6.4392
Small Business Energy Solutions | Downlight Luminaire (3000 lumen) | Retrofit/Replacement | BNI Lighting | RET | 11.6 | 1 | 458.7368 | 99.1266 | 458.7368 | 99.1266 | 163.3372 | 29.5876 | 61.1671 | 0 | 90.7547 | 638.0557 | 0 | 638.0557 | 93% | 2.9946 | 7.0306 | 0.20018 | 0.017257 | 0.92096 | Downlight Luminaire (3000 lumen) | 24.3244 | 2.3971 | 11.0281 | 6.9251 | 31.8589 | 127.9257 | 15520.335 | 5182.8196 | 10337.5154 | 2.9946 | 2207.5542 | 7.0306
Small Business Energy Solutions | Downlight Luminaire (800 lumen) | Retrofit/Replacement | BNI Lighting | RET | 11.6 | 1 | 141.3969 | 30.5539 | 141.3969 | 30.5539 | 43.5566 | 36.9845 | 21.4627 | 0 | 58.4472 | 196.6686 | 0 | 196.6686 | 93% | 3.1736 | 3.3649 | 0.41824 | 0.036056 | 1.9242 | Downlight Luminaire (800 lumen) | 563.3023 | 17.1107 | 78.7182 | 49.431 | 227.4081 | 913.131 | 110783.8571 | 34908.039 | 75875.818 | 3.1736 | 32923.4529 | 3.3649
Small Business Energy Solutions | Flood Luminaire (10000 lumen) | Retrofit/Replacement | BNI Lighting | ROB/NEW | 17.1 | N/A | 874.9488 | 195.7648 | N/A | N/A | 291.414 | 147.938 | 162.4213 | 0 | 310.3593 | 1623.3014 | 0 | 1623.3014 | 93% | 3.7452 | 5.2304 | 0.35891 | 0.020989 | 1.5947 | Flood Luminaire (10000 lumen) | 102.4186 | 19.9331 | 88.5636 | 57.5844 | 255.8503 | 1514.4371 | 166256.2603 | 44391.9361 | 121864.3242 | 3.7452 | 31786.5615 | 5.2304
Small Business Energy Solutions | Flood Luminaire (48000 lumen) | Retrofit/Replacement | BNI Lighting | ROB/NEW | 17.1 | N/A | 2728.1268 | 622.86 | N/A | N/A | 1835.6589 | 493.1266 | 511.5475 | 0 | 1004.6741 | 5084.7825 | 0 | 5084.7825 | 93% | 2.2918 | 5.0611 | 0.37262 | 0.021791 | 1.6225 | Flood Luminaire (48000 lumen) | 3.8407 | 2.3783 | 10.3554 | 6.8706 | 29.9157 | 177.0779 | 19529.1124 | 8521.3953 | 11007.7171 | 2.2918 | 3858.6495 | 5.0611
Small Business Energy Solutions | Four Pin Replacement Lamps for CFLs | Retrofit/Replacement | BNI Lighting | ROB/NEW | 11.6 | N/A | 27.3583 | 5.9118 | N/A | N/A | 22.5475 | 12.3282 | 4.637 | 0 | 16.9652 | 38.0526 | 0 | 38.0526 | 93% | 1.4861 | 2.243 | 0.62745 | 0.05409 | 2.8867 | Four Pin Replacement Lamps for CFLs | 60.1709 | 0.35364 | 1.6269 | 1.0216 | 4.7 | 18.8724 | 2289.6608 | 1540.7524 | 748.9084 | 1.4861 | 1020.8121 | 2.243
Small Business Energy Solutions | Fuel Pump Canopy Luminaire ( 5000 lumen) | Retrofit/Replacement | BNI Lighting | ROB/NEW | 11.4 | N/A | 1083.5244 | 242.4324 | N/A | N/A | 368.3495 | 197.2506 | 155.348 | 0 | 352.5987 | 1495.5663 | 0 | 1495.5663 | 93% | 3.0037 | 4.2416 | 0.32927 | 0.028883 | 1.463 | Fuel Pump Canopy Luminaire ( 5000 lumen) | 60.1709 | 14.5023 | 64.4346 | 41.8956 | 186.1444 | 734.5543 | 89989.614 | 29959.891 | 60029.723 | 3.0037 | 21216.1912 | 4.2416
Small Business Energy Solutions | General Use Lamp (A-Series) | Retrofit/Replacement | BNI Lighting | RET | 11.6 | 3.8667 | 136.8475 | 20.9784 | 42.8925 | 6.5753 | 8.8662 | 3.6984 | 9.8855 | 0 | 13.5839 | 104.2274 | 0 | 104.2274 | 93% | 5.7486 | 7.6728 | 0.10044 | 0.015966 | 0.65135 | General Use Lamp (A-Series) | 785.2093 | 16.3764 | 106.1979 | 49.1291 | 318.5937 | 668.0429 | 81840.2914 | 14236.6445 | 67603.6469 | 5.7486 | 10666.227 | 7.6728
Small Business Energy Solutions | Glass Door Refrigerator (full size - 38 cu ft) | Retrofit/Replacement | BNI Cooking and Laundry | ROB/NEW | 12 | N/A | 949 | 108 | N/A | N/A | 0 | 281.0822 | 138.524 | 0 | 419.6061 | 1225.9751 | 0 | 1225.9751 | 93% | 8.8503 | 2.9217 | 0.44739 | 0.037282 | 3.9082 | Glass Door Refrigerator (full size - 38 cu ft) | 2.5605 | 0.27492 | 2.4015 | 0.79421 | 6.9376 | 28.8177 | 3139.0664 | 354.6858 | 2784.3806 | 8.8503 | 1074.3869 | 2.9217
Small Business Energy Solutions | Ground Source Heat Pump (60kBTU/hr) (closed loop) | Retrofit/Replacement | BNI HVAC | ROB/NEW | 25 | N/A | 29037.099 | 54081 | N/A | N/A | 12210.6026 | 7396.8991 | 17410.8433 | 0 | 24807.7424 | 182667.5179 | 0 | 182667.5179 | 93% | 6.35 | 7.3633 | 0.86445 | 0.034578 | 0.46143 | Ground Source Heat Pump (60kBTU/hr) (closed loop) | 2.5605 | 137.6652 | 73.4794 | 397.6995 | 212.2739 | 1836.9855 | 467713.8075 | 73656.1413 | 394057.6662 | 6.35 | 63519.3591 | 7.3633
Small Business Energy Solutions | Heat Pump Water Heater (40 gal) | Retrofit/Replacement | BNI Domestic Hot Water (DHW) | ROB/NEW | 10 | N/A | 4925.501 | 1214.6285 | N/A | N/A | 1053.0201 | 1479.3798 | 709.0287 | 0 | 2188.4086 | 6233.4855 | 0 | 6233.4855 | 93% | 3.6921 | 2.8484 | 0.44956 | 0.044956 | 1.8124 | Heat Pump Water Heater (40 gal) | 3.8407 | 4.6378 | 18.6962 | 13.3982 | 54.0113 | 186.9624 | 23940.9332 | 6484.3934 | 17456.5398 | 3.6921 | 8405.0156 | 2.8484
Small Business Energy Solutions | Heat Pump Water Heater (60 gal) | Retrofit/Replacement | BNI Domestic Hot Water (DHW) | ROB/NEW | 10 | N/A | 7541.271 | 1859.6774 | N/A | N/A | 1157.0601 | 1725.9431 | 1035.0925 | 0 | 2761.0356 | 9543.8826 | 0 | 9543.8826 | 93% | 4.5207 | 3.4566 | 0.37045 | 0.037045 | 1.4935 | Heat Pump Water Heater (60 gal) | 3.8407 | 7.1008 | 28.6252 | 20.5135 | 82.695 | 286.2518 | 36655.1677 | 8108.3208 | 28546.8469 | 4.5207 | 10604.303 | 3.4566
Small Business Energy Solutions | Heat Reclaimer Unit (Agriculture) | New Equipment purchased and installed by customers | BNI Process | ROB/NEW | 15 | N/A | 9800.851 | 2819 | N/A | N/A | 4812.6199 | 3082.0413 | 1911.5788 | 0 | 4993.6201 | 17733.1801 | 0 | 17733.1801 | 93% | 2.7763 | 3.5512 | 0.51554 | 0.034369 | 1.7819 | Heat Reclaimer Unit (Agriculture) | 2.5605 | 7.1759 | 24.8014 | 20.7303 | 71.6485 | 372.0211 | 45405.1891 | 16354.4981 | 29050.6911 | 2.7763 | 12785.9901 | 3.5512
Small Business Energy Solutions | High Bay Luminaire (15 000 lumen) | Retrofit/Replacement | BNI Lighting | ROB/NEW | 22.3 | N/A | 255.3125 | 39.1387 | N/A | N/A | 179.5938 | 160.2661 | 62.076 | 0 | 222.3421 | 514.2906 | 0 | 514.2906 | 93% | 2.2448 | 2.3131 | 0.88116 | 0.039514 | 5.7145 | High Bay Luminaire (15 000 lumen) | 3943.1163 | 153.4289 | 994.9592 | 443.2391 | 2874.3267 | 22187.5912 | 2027907.6613 | 903360.9697 | 1124546.6916 | 2.2448 | 876720.7594 | 2.3131
Small Business Energy Solutions | High Bay Luminaire (35 000 lumen) | Retrofit/Replacement | BNI Lighting | ROB/NEW | 22.3 | N/A | 595.7155 | 91.3217 | N/A | N/A | 357.0029 | 431.4858 | 150.2284 | 0 | 581.7142 | 1199.984 | 0 | 1199.984 | 93% | 2.4883 | 2.0628 | 0.98805 | 0.044307 | 6.4076 | High Bay Luminaire (35 000 lumen) | 117.7814 | 10.6933 | 69.3441 | 30.8917 | 200.3273 | 1546.3725 | 141335.7882 | 56799.0239 | 84536.7643 | 2.4883 | 68515.1075 | 2.0628
Small Business Energy Solutions | High Volume Low Speed Fan (Agriculture) (24 foot) | Retrofit/Replacement | BNI Process | ROB/NEW | 15 | N/A | 16086.432 | 4615 | N/A | N/A | 4605.0601 | 4931.2661 | 3123.7771 | 0 | 8055.0431 | 29086.0364 | 0 | 29086.0364 | 93% | 3.9271 | 3.6109 | 0.50666 | 0.033777 | 1.7557 | High Volume Low Speed Fan (Agriculture) (24 foot) | 2.5605 | 11.7477 | 40.7073 | 33.9377 | 117.5988 | 610.6094 | 74473.7816 | 18964.0412 | 55509.7403 | 3.9271 | 20624.657 | 3.6109
Small Business Energy Solutions | Horticultural Lighting - blended lamps and baselines | Retrofit/Replacement | BNI Lighting | ROB/NEW | 9.5 | N/A | 2112.6 | 380 | N/A | N/A | 1352.52 | 500.8554 | 266.266 | 0 | 767.1214 | 2396.8686 | 0 | 2396.8686 | 93% | 1.5726 | 3.1245 | 0.36741 | 0.038675 | 2.0307 | Horticultural Lighting - blended lamps and baselines | 47.416 | 17.913 | 99.0002 | 53.7391 | 297.0006 | 940.5018 | 113649.9702 | 72267.2132 | 41382.757 | 1.5726 | 36373.846 | 3.1245
Small Business Energy Solutions | LED Replacement Lamps for HID (10000 lumen) | Retrofit/Replacement | BNI Lighting | ROB/NEW | 11.4 | N/A | 172.7305 | 37.3247 | N/A | N/A | 103.7799 | 147.938 | 35.5147 | 0 | 183.4527 | 236.6889 | 0 | 236.6889 | 93% | 1.7927 | 1.2902 | 1.0746 | 0.094266 | 4.9441 | LED Replacement Lamps for HID (10000 lumen) | 120.3419 | 4.4655 | 20.5437 | 12.9004 | 59.3486 | 234.1985 | 28483.5798 | 15888.7402 | 12594.8396 | 1.7927 | 22077.0407 | 1.2902
Small Business Energy Solutions | LED Replacement Lamps for HID (4000 lumen) | Retrofit/Replacement | BNI Lighting | ROB/NEW | 11.4 | N/A | 69.1005 | 14.9317 | N/A | N/A | 104.8723 | 49.3127 | 4.6174 | 0 | 53.9301 | 94.6869 | 0 | 94.6869 | 93% | 0.92695 | 1.7557 | 0.78969 | 0.069271 | 3.6332 | LED Replacement Lamps for HID (4000 lumen) | 39.6872 | 0.58914 | 2.7103 | 1.702 | 7.8299 | 30.898 | 3757.8593 | 4053.9968 | -296.1375 | 0.92695 | 2140.3352 | 1.7557
Small Business Energy Solutions | LED Troffer (1x4) | Retrofit/Replacement | BNI Lighting | RET | 20.9 | 6.9667 | 179.9017 | 38.8742 | 179.9017 | 38.8742 | 144.4338 | 36.9845 | 37.6806 | 0 | 74.6651 | 373.8692 | 0 | 373.8692 | 93% | 2.1736 | 5.0073 | 0.41994 | 0.020093 | 1.932 | LED Troffer (1x4) | 140.8256 | 5.4426 | 25.0386 | 15.723 | 72.3338 | 523.3072 | 52650.3417 | 24222.5703 | 28427.7713 | 2.1736 | 10514.7556 | 5.0073
Small Business Energy Solutions | LED Troffer (4x2) | Retrofit/Replacement | BNI Lighting | RET | 20.9 | 6.9667 | 230.0263 | 35.2624 | 230.0263 | 35.2624 | 338.4566 | 18.9664 | 42.6679 | 0 | 61.6343 | 446.7952 | 0 | 446.7952 | 93% | 1.25 | 7.2491 | 0.27111 | 0.012972 | 1.7582 | LED Troffer (4x2) | 4267.4419 | 149.6031 | 970.1499 | 448.8094 | 2910.4496 | 20276.1323 | 1906672.6331 | 1525322.2693 | 381350.3638 | 1.25 | 263020.6148 | 7.2491
Small Business Energy Solutions | LED Wall Sconce (1200 lumen) | Retrofit/Replacement | BNI Lighting | RET | 11.6 | 1 | 243.1864 | 52.5492 | 243.1864 | 52.5492 | 12.0968 | 44.3814 | 35.113 | 0 | 79.4944 | 338.2473 | 0 | 338.2473 | 93% | 7.2956 | 4.255 | 0.33075 | 0.028513 | 1.5217 | LED Wall Sconce (1200 lumen) | 30.7256 | 1.6052 | 7.3847 | 4.6372 | 21.3336 | 85.6626 | 10392.8456 | 1424.5319 | 8968.3137 | 7.2956 | 2442.5118 | 4.255
Small Business Energy Solutions | Linear Ambient Luminaire (10000 lumen) | Retrofit/Replacement | BNI Lighting | ROB/NEW | 11.6 | N/A | 468.5734 | 101.2522 | N/A | N/A | 226.7864 | 123.2817 | 71.1924 | 0 | 194.474 | 651.7374 | 0 | 651.7374 | 93% | 2.3103 | 3.3513 | 0.41994 | 0.036202 | 1.932 | Linear Ambient Luminaire (10000 lumen) | 101.1384 | 10.1808 | 46.8368 | 29.4111 | 135.3063 | 543.3069 | 65915.6583 | 28531.5111 | 37384.1472 | 2.3103 | 19668.7866 | 3.3513
Small Business Energy Solutions | Linear Ambient Luminaire (2000 lumen) | Retrofit/Replacement | BNI Lighting | ROB/NEW | 11.6 | N/A | 50.1984 | 10.8472 | N/A | N/A | 13.109 | 24.6563 | 8.6989 | 0 | 33.3552 | 69.8208 | 0 | 69.8208 | 93% | 3.3423 | 2.0932 | 0.67233 | 0.057959 | 3.0932 | Linear Ambient Luminaire (2000 lumen) | 200.9965 | 2.1675 | 9.9718 | 6.2618 | 28.8073 | 115.6724 | 14033.731 | 4198.8802 | 9834.8509 | 3.3423 | 6704.2863 | 2.0932
Small Business Energy Solutions | Linear Ambient Luminaire (4000 lumen) | Retrofit/Replacement | BNI Lighting | ROB/NEW | 11.6 | N/A | 96.2515 | 20.7986 | N/A | N/A | 68.167 | 36.9845 | 15.7158 | 0 | 52.7003 | 133.876 | 0 | 133.876 | 93% | 1.6923 | 2.5403 | 0.554 | 0.047759 | 2.5488 | Linear Ambient Luminaire (4000 lumen) | 261.1674 | 5.4003 | 24.8439 | 15.6007 | 71.7714 | 288.1896 | 34964.0503 | 20661.2415 | 14302.8088 | 1.6923 | 13763.5947 | 2.5403
Small Business Energy Solutions | Linear Ambient Luminaire (8000 lumen) | Retrofit/Replacement | BNI Lighting | ROB/NEW | 11.6 | N/A | 175.9223 | 38.0144 | N/A | N/A | 226.7864 | 73.969 | 29.3208 | 0 | 103.2898 | 244.6898 | 0 | 244.6898 | 93% | 1.0186 | 2.369 | 0.59408 | 0.051214 | 2.7332 | Linear Ambient Luminaire (8000 lumen) | 200.9965 | 7.5962 | 34.9464 | 21.9446 | 100.9564 | 405.3788 | 49181.7957 | 48285.8301 | 895.9656 | 1.0186 | 20760.8948 | 2.369
Small Business Energy Solutions | Linear Replacement Lamp (2 foot) | Retrofit/Replacement | BNI Lighting | ROB/NEW | 11.6 | N/A | 37.3068 | 8.0615 | N/A | N/A | 13.2008 | 6.1641 | 5.3263 | 0 | 11.4904 | 51.8899 | 0 | 51.8899 | 93% | 2.9478 | 4.5159 | 0.31164 | 0.026865 | 1.4338 | Linear Replacement Lamp (2 foot) | 403.2733 | 3.232 | 14.869 | 9.337 | 42.9548 | 172.4801 | 20925.8167 | 7098.8326 | 13826.9841 | 2.9478 | 4633.7585 | 4.5159
Small Business Energy Solutions | Linear Replacement Lamp (4 foot) | Retrofit/Replacement | BNI Lighting | ROB/NEW | 11.6 | N/A | 49.6736 | 7.6148 | N/A | N/A | 9.0059 | 9.8625 | 6.8679 | 0 | 16.7304 | 64.9497 | 0 | 64.9497 | 93% | 4.2609 | 3.8821 | 0.34079 | 0.029378 | 2.2101 | Linear Replacement Lamp (4 foot) | 100370.2326 | 759.8469 | 4927.4723 | 2195.1133 | 14234.9201 | 57158.6792 | 6519020.2959 | 1529979.7068 | 4989040.5892 | 4.2609 | 1679233.797 | 3.8821
Small Business Energy Solutions | Low-bay Luminaire (10,000 lumen) | Retrofit/Replacement | BNI Lighting | ROB/NEW | 11.6 | N/A | 468.5734 | 101.2522 | N/A | N/A | 173.0393 | 123.2817 | 71.1924 | 0 | 194.474 | 651.7374 | 0 | 651.7374 | 93% | 2.8078 | 3.3513 | 0.41994 | 0.036202 | 1.932 | Low-bay Luminaire (10,000 lumen) | 46.0884 | 4.6393 | 21.3434 | 13.4025 | 61.6586 | 247.5829 | 30037.5152 | 10697.9846 | 19339.5306 | 2.8078 | 8962.9914 | 3.3513
Small Business Energy Solutions | Multi-Tank Conveyor Dishwasher - High Temp | Retrofit/Replacement | BNI Cooking and Laundry | ROB/NEW | 20 | N/A | 27407.5971 | 2837 | N/A | N/A | 1271.5769 | 3698.4496 | 4837.1639 | 0 | 8535.6134 | 49068.2103 | 0 | 49068.2103 | 93% | 8.1512 | 5.7486 | 0.31512 | 0.015756 | 3.0265 | Multi-Tank Conveyor Dishwasher - High Temp | 2.5605 | 7.2217 | 69.3559 | 20.8627 | 200.3615 | 1387.1181 | 125637.4408 | 15413.3096 | 110224.1312 | 8.1512 | 21855.1404 | 5.7486
Small Business Energy Solutions | Multi-Tank Conveyor Dishwasher - Low Temp | Retrofit/Replacement | BNI Cooking and Laundry | ROB/NEW | 20 | N/A | 18811.2029 | 1947 | N/A | N/A | 1271.5769 | 2712.1963 | 3336.991 | 0 | 6049.1874 | 33685.9739 | 0 | 33685.9739 | 93% | 7.4534 | 5.5687 | 0.32538 | 0.016269 | 3.1253 | Multi-Tank Conveyor Dishwasher - Low Temp | 2.5605 | 4.9562 | 47.6024 | 14.3178 | 137.5181 | 952.0485 | 86251.761 | 11572.1694 | 74679.5917 | 7.4534 | 15488.7332 | 5.5687
Small Business Energy Solutions | Occupancy Sensor (Ceiling Mounted) | Retrofit/Replacement | BNI Lighting | ROB/NEW | 10 | N/A | 187.7496 | 43.9824 | N/A | N/A | 120.3847 | 98.6253 | 30.7376 | 0 | 129.3629 | 234.9439 | 0 | 234.9439 | 93% | 1.6465 | 1.8162 | 0.69717 | 0.069717 | 2.9586 | Occupancy Sensor (Ceiling Mounted) | 10.2419 | 0.44784 | 1.9004 | 1.2937 | 5.4901 | 19.0043 | 2406.2625 | 1461.4658 | 944.7967 | 1.6465 | 1324.9168 | 1.8162
Small Business Energy Solutions | Occupancy Sensor (Wall Mounted) | Retrofit/Replacement | BNI Lighting | ROB/NEW | 10 | N/A | 109.2361 | 25.5898 | N/A | N/A | 77.3368 | 49.3127 | 17.1281 | 0 | 66.4408 | 136.6946 | 0 | 136.6946 | 93% | 1.535 | 2.0574 | 0.61542 | 0.061542 | 2.6117 | Occupancy Sensor (Wall Mounted) | 200.9965 | 5.1135 | 21.6994 | 14.7722 | 62.6873 | 216.9944 | 27475.1425 | 17899.0027 | 9576.1398 | 1.535 | 13354.3618 | 2.0574
Small Business Energy Solutions | Open to Closed Cooler Conversion | Retrofit/Replacement | BNI Refrigeration | RET | 12 | 4 | 54750 | 6250 | 54750 | 6250 | 51669.2286 | 6164.0826 | 7052.9342 | 0 | 13217.0168 | 70755.7043 | 0 | 70755.7043 | 93% | 1.284 | 5.3534 | 0.24426 | 0.020355 | 2.1272 | Open to Closed Cooler Conversion | 1.2802 | 7.9548 | 69.2734 | 22.9805 | 200.1232 | 831.281 | 90583.7564 | 70547.6208 | 20036.1356 | 1.284 | 16920.8553 | 5.3534
Small Business Energy Solutions | Parking Garage Luminaire (5000 lumen) | Retrofit/Replacement | BNI Lighting | ROB/NEW | 22.8 | N/A | 1083.5244 | 242.4324 | N/A | N/A | 938.1703 | 154.1021 | 232.652 | 0 | 386.7541 | 2384.3537 | 0 | 2384.3537 | 93% | 2.1575 | 6.165 | 0.36116 | 0.01584 | 1.6047 | Parking Garage Luminaire (5000 lumen) | 48.6488 | 11.7253 | 52.096 | 33.8731 | 150.4997 | 1187.7899 | 115996.0361 | 53764.2821 | 62231.754 | 2.1575 | 18815.1369 | 6.165
Small Business Energy Solutions | Pole/Arm-Mounted Area Luminaire (20000 lumen) | Retrofit/Replacement | BNI Lighting | ROB/NEW | 13.7 | N/A | 1202.3976 | 274.52 | N/A | N/A | 503.3871 | 385.2552 | 212.512 | 0 | 597.7672 | 1927.8087 | 0 | 1927.8087 | 93% | 2.8323 | 3.225 | 0.50303 | 0.036717 | 2.1904 | Pole/Arm-Mounted Area Luminaire (20000 lumen) | 403.2733 | 110.0612 | 479.2269 | 317.9544 | 1384.4332 | 6565.408 | 777433.6933 | 274492.8116 | 502940.8817 | 2.8323 | 241063.5259 | 3.225
Small Business Energy Solutions | Pole/Arm-Mounted Area Luminaire (5000 lumen) | Retrofit/Replacement | BNI Lighting | ROB/NEW | 13.7 | N/A | 886.4244 | 202.38 | N/A | N/A | 156.3617 | 184.9225 | 147.3882 | 0 | 332.3107 | 1421.2077 | 0 | 1421.2077 | 93% | 4.8538 | 4.2767 | 0.37932 | 0.027688 | 1.6517 | Pole/Arm-Mounted Area Luminaire (5000 lumen) | 403.2733 | 81.1386 | 353.2928 | 234.4005 | 1020.6236 | 4840.111 | 573135.0388 | 118080.2566 | 455054.7822 | 4.8538 | 134012.003 | 4.2767
Small Business Energy Solutions | Pole/Arm-Mounted Decorative Luminaire (10000 lumen) | Retrofit/Replacement | BNI Lighting | ROB/NEW | 22.8 | N/A | 874.9488 | 195.7648 | N/A | N/A | 312.7234 | 385.2552 | 212.289 | 0 | 597.5442 | 1925.3719 | 0 | 1925.3719 | 93% | 3.8269 | 3.2221 | 0.69103 | 0.030308 | 3.0704 | Pole/Arm-Mounted Decorative Luminaire (10000 lumen) | 6.4012 | 1.2458 | 5.5352 | 3.599 | 15.9906 | 126.2031 | 12324.6189 | 3220.5646 | 9104.0543 | 3.8269 | 3824.9776 | 3.2221
Small Business Energy Solutions | Pole/Arm-Mounted Decorative Luminaire (1300 lumen) | Retrofit/Replacement | BNI Lighting | ROB/NEW | 22.8 | N/A | 361.8756 | 80.9676 | N/A | N/A | 40.654 | 77.051 | 80.0967 | 0 | 157.1478 | 796.3267 | 0 | 796.3267 | 93% | 6.754 | 5.0674 | 0.4394 | 0.019272 | 1.9524 | Pole/Arm-Mounted Decorative Luminaire (1300 lumen) | 3.8407 | 0.30916 | 1.3736 | 0.89313 | 3.9682 | 31.3183 | 3058.4502 | 452.8374 | 2605.6127 | 6.754 | 603.5571 | 5.0674
Small Business Energy Solutions | Premium High Bay Luminaire (15 000 lumen) | Retrofit/Replacement | BNI Lighting | ROB/NEW | 22.3 | N/A | 312.0531 | 47.8369 | N/A | N/A | 246.8432 | 231.1531 | 79.1742 | 0 | 310.3273 | 628.5866 | 0 | 628.5866 | 93% | 2.036 | 2.0256 | 1.0062 | 0.045123 | 6.5256 | Premium High Bay Luminaire (15 000 lumen) | 256.0465 | 12.1771 | 78.9662 | 35.1782 | 228.1245 | 1760.9455 | 160947.3935 | 79051.3895 | 81896.004 | 2.036 | 79458.2218 | 2.0256
Small Business Energy Solutions | Premium High Bay Luminaire (35 000 lumen) | Retrofit/Replacement | BNI Lighting | ROB/NEW | 22.3 | N/A | 728.1104 | 111.6175 | N/A | N/A | 829.409 | 616.4083 | 191.952 | 0 | 808.3603 | 1466.6745 | 0 | 1466.6745 | 93% | 1.5225 | 1.8144 | 1.1233 | 0.050374 | 7.2851 | Premium High Bay Luminaire (35 000 lumen) | 128.0233 | 14.2063 | 92.1255 | 41.0405 | 266.1403 | 2054.3981 | 187768.4476 | 123325.106 | 64443.3415 | 1.5225 | 103488.9173 | 1.8144
Small Business Energy Solutions | Refrigerated Case Luminaire | Retrofit/Replacement | BNI Lighting | ROB/NEW | 16.3 | N/A | 153.0972 | 25.2788 | N/A | N/A | 180.9048 | 73.969 | 30.6751 | 0 | 104.6441 | 259.4866 | 0 | 259.4866 | 93% | 1.3045 | 2.4797 | 0.6916 | 0.042429 | 4.1641 | Refrigerated Case Luminaire | 60.1709 | 1.5122 | 9.1043 | 4.3685 | 26.3014 | 148.4004 | 15613.5495 | 11968.9907 | 3644.5588 | 1.3045 | 6296.531 | 2.4797
Small Business Energy Solutions | SBES Direct Install - Lighting | Retrofit/Replacement | BNI Lighting | RET | 10.8 | 3.6 | 15239.5872 | 3104.3603 | 15239.5872 | 3104.3603 | 0 | 0 | 18471.0874 | 15379.1928 | 18471.0874 | 18659.4904 | 0 | 18659.4904 | 88% | 1.0102 | 1.0102 | 1.2961 | 0.12001 | 6.3253 | SBES Direct Install - Lighting | 94.832 | 276.9412 | 1351.5174 | 830.8237 | 4054.5523 | 14596.3883 | 1769517.5654 | 1751650.9222 | 17866.6432 | 1.0102 | 1751650.9222 | 1.0102
Small Business Energy Solutions | SBES Direct Install - Lighting Controls | Retrofit/Replacement | BNI Lighting | RET | 10.8 | 3.6 | 1398.5945 | 284.8989 | 1398.5945 | 284.8989 | 0 | 0 | 2728.7219 | 2359.6272 | 2728.7219 | 1712.4519 | 0 | 1712.4519 | 88% | 0.62757 | 0.62757 | 2.0863 | 0.19317 | 10.1819 | SBES Direct Install - Lighting Controls | 94.832 | 25.4159 | 124.0339 | 76.2478 | 372.1016 | 1339.5657 | 162395.313 | 258770.268 | -96374.955 | 0.62757 | 258770.268 | 0.62757
Small Business Energy Solutions | SBES Direct Install - Non-Lighting | Retrofit/Replacement | BNI Other | RET | 10.8 | 3.6 | 1152.9982 | 234.87 | 1152.9982 | 234.87 | 0 | 0 | 1761.0842 | 1497.1356 | 1761.0842 | 1411.7415 | 0 | 1411.7415 | 88% | 0.80163 | 0.80163 | 1.6333 | 0.15123 | 7.971 | SBES Direct Install - Non-Lighting | 94.832 | 20.9528 | 102.2532 | 62.8585 | 306.7597 | 1104.335 | 133878.3318 | 167007.2118 | -33128.88 | 0.80163 | 167007.2118 | 0.80163
Small Business Energy Solutions | Smart thermostats for central air source heat pump | Retrofit/Replacement | BNI HVAC | ROB/NEW | 11 | N/A | 298 | 0 | N/A | N/A | 110.2824 | 113.0398 | 39.394 | 0 | 152.4338 | 314.7784 | 0 | 314.7784 | 93% | 2.2174 | 2.065 | 0.51757 | 0.047052 | N/A | Smart thermostats for central air source heat pump | 15.9666 | 0 | 4.7024 | 0 | 9.9392 | 51.7268 | 5025.947 | 2266.567 | 2759.38 | 2.2174 | 2433.8518 | 2.065
Small Business Energy Solutions | Smart thermostats for electric baseboards | Retrofit/Replacement | BNI HVAC | ROB/NEW | 11 | N/A | 146 | 0 | N/A | N/A | 157.1004 | 55.3819 | 13.3027 | 0 | 68.6846 | 154.2203 | 0 | 154.2203 | 93% | 0.96747 | 2.2453 | 0.47601 | 0.043273 | N/A | Smart thermostats for electric baseboards | 104.3152 | 0 | 15.052 | 0 | 31.8145 | 165.572 | 16087.5279 | 16628.4797 | -540.9518 | 0.96747 | 7164.8483 | 2.2453
Small Business Energy Solutions | Smart thermostats for mini-split heat pumps | Retrofit/Replacement | BNI HVAC | ROB/NEW | 11 | N/A | 74 | 0 | N/A | N/A | 172.7064 | 28.0703 | 2.6284 | 0 | 30.6987 | 78.1665 | 0 | 78.1665 | 93% | 0.47883 | 2.5462 | 0.41975 | 0.038159 | N/A | Smart thermostats for mini-split heat pumps | 11.1766 | 0 | 0.8174 | 0 | 1.7277 | 8.9914 | 873.6378 | 1824.5333 | -950.8956 | 0.47883 | 343.1078 | 2.5462
Small Business Energy Solutions | Solid Door Freezer | Retrofit/Replacement | BNI Cooking and Laundry | ROB/NEW | 12 | N/A | 2128 | 165 | N/A | N/A | 0 | 443.8139 | 283.4732 | 0 | 727.2871 | 2643.2367 | 0 | 2643.2367 | 93% | 9.3245 | 3.6344 | 0.34581 | 0.028818 | 4.4339 | Solid Door Freezer | 2.5605 | 0.42001 | 5.385 | 1.2134 | 15.5566 | 64.6198 | 6767.9155 | 725.8232 | 6042.0923 | 9.3245 | 1862.1933 | 3.6344
Small Business Energy Solutions | Solid Door Refrigerator | Retrofit/Replacement | BNI Cooking and Laundry | ROB/NEW | 12 | N/A | 818 | 63 | N/A | N/A | 0 | 258.8915 | 117.1803 | 0 | 376.0718 | 1015.4723 | 0 | 1015.4723 | 93% | 8.6659 | 2.7002 | 0.46518 | 0.038765 | 6.0047 | Solid Door Refrigerator | 11.5221 | 0.72166 | 9.3149 | 2.0848 | 26.9097 | 111.7788 | 11700.3667 | 1350.1629 | 10350.2038 | 8.6659 | 4333.1344 | 2.7002
Small Business Energy Solutions | Standard Capacity Electric Fryer | Retrofit/Replacement | BNI Cooking and Laundry | ROB/NEW | 12 | N/A | 952 | 148 | N/A | N/A | 275.2898 | 1232.8165 | 232.9732 | 0 | 1465.7897 | 1284.2402 | 0 | 1284.2402 | 93% | 2.6263 | 0.87614 | 1.5579 | 0.12983 | 9.9626 | Standard Capacity Electric Fryer | 2.5605 | 0.37674 | 2.4091 | 1.0884 | 6.9595 | 28.9088 | 3288.2523 | 1252.0488 | 2036.2035 | 2.6263 | 3753.1033 | 0.87614
Small Business Energy Solutions | Strip-Curtains for Display Cases | New Equipment purchased and installed by customers | BNI Refrigeration | ROB/NEW | 4 | N/A | 28970.31 | 3307 | N/A | N/A | 79.9651 | 1972.5064 | 1544.0554 | 0 | 3516.5618 | 14852.6821 | 0 | 14852.6821 | 93% | 9.1773 | 4.2236 | 0.12282 | 0.030705 | 1.0697 | Strip-Curtains for Display Cases | 2.5605 | 8.4181 | 73.3104 | 24.3189 | 211.7856 | 293.2416 | 38029.7745 | 4143.9156 | 33885.8589 | 9.1773 | 9004.0339 | 4.2236
Small Business Energy Solutions | VFD Milk Vacuum Pump | New Equipment purchased and installed by customers | BNI Process | ROB/NEW | 15 | N/A | 6492.659 | 1818 | N/A | N/A | 6617.4434 | 184.9225 | 1084.8878 | 0 | 1269.8102 | 11664.5616 | 0 | 11664.5616 | 93% | 1.6113 | 9.1861 | 0.19789 | 0.013193 | 0.7026 | VFD Milk Vacuum Pump | 2.5605 | 4.6278 | 16.4299 | 13.3692 | 47.4642 | 246.4486 | 29866.7032 | 18535.4889 | 11331.2142 | 1.6113 | 3251.3048 | 9.1861
Small Business Energy Solutions | Wall Mounted Area Luminaire (1000 lumen) (full and no-cutoff) | Retrofit/Replacement | BNI Lighting | ROB/NEW | 22.8 | N/A | 153.3 | 34.3 | N/A | N/A | 29.7502 | 36.9845 | 34.3378 | 0 | 71.3223 | 337.3449 | 0 | 337.3449 | 93% | 5.4406 | 4.7299 | 0.47075 | 0.020647 | 2.0917 | Wall Mounted Area Luminaire (1000 lumen) (full and no-cutoff) | 112.6605 | 3.8417 | 17.069 | 11.0983 | 49.3104 | 389.1725 | 38005.4328 | 6985.571 | 31019.8618 | 5.4406 | 8035.2031 | 4.7299
Small Business Energy Solutions | Wall Mounted Area Luminaire (10000 lumen) (full and no-cutoff) | Retrofit/Replacement | BNI Lighting | ROB/NEW | 22.8 | N/A | 776.3988 | 177.26 | N/A | N/A | 297.5024 | 147.938 | 170.9629 | 0 | 318.9009 | 1716.6292 | 0 | 1716.6292 | 93% | 3.8348 | 5.383 | 0.4156 | 0.018228 | 1.8097 | Wall Mounted Area Luminaire (10000 lumen) (full and no-cutoff) | 64.0116 | 11.2805 | 49.1176 | 32.5883 | 141.8954 | 1119.8818 | 109884.2313 | 28654.1717 | 81230.0596 | 3.8348 | 20413.3639 | 5.383
Small Business Energy Solutions | Zero-Energy Doors for Reach-In Coolers | New Equipment purchased and installed by customers | BNI Refrigeration | ROB/NEW | 12 | N/A | 1400.023 | 160 | N/A | N/A | 317.2388 | 295.876 | 193.32 | 0 | 489.196 | 1809.5549 | 0 | 1809.5549 | 93% | 3.7054 | 3.699 | 0.35355 | 0.029463 | 3.0756 | Zero-Energy Doors for Reach-In Coolers | 2.5605 | 0.40729 | 3.5428 | 1.1766 | 10.2348 | 42.5137 | 4633.3022 | 1250.4085 | 3382.8937 | 3.7054 | 1252.5693 | 3.699
[26 empty] | 772818.364 | 26295.4097 | 149460.0913 | 76154.6339 | 335631.2397 | 1638604.9145 | 190073522.0281 | 88756241.8899 | 101317280.1382 | 1496.4072 | 52894991.2264 | 1796.7463