## 2023
| Direct Input | Direct Input | Direct Input | Direct Input | Direct Input | Direct Input | Direct Input | Direct Input | Direct Input | Direct Input | Direct Input | Direct Input | Direct Input | Direct Input | Calculation | Calculated in Model | Calculated in Model | Calculation | Direct Input | Calculation | Calculation | Calculated in Model | Calculated in Model | Calculated in Model |  | Direct Input | Calculated in Model | Calculated in Model | Calculated in Model | Calculated in Model | Calculated in Model | Calculation | Calculation | Calculation | Calculation | Calculation | Calculation
| N/A | N/A | N/A | N/A | N/A | N/A | N/A | N/A | A | B | C | D | E = B + C | F = A - B | G = E + F | H | I | J = H + I | K | L = H / (C + (A * K)) | M = H / E | N/A | N/A | N/A |  | N | N/A | N/A | N/A | N/A | N/A | O = N * H | P = N * (C + (A * K) | Q = O - P | R = O / P | S = N * E | T = O / S
Affordable Multi-Family Housing | [24 empty] | Affordable Multi-Family Housing Total
Measure Name | Technology Type | Decision Type | Measure Life | Remaining Useful Life | Gross Annual Energy Savings per Unit at Meter (kWh) Pre-RUL | Gross Peak Demand Savings per Unit at Meter (Watts) Pre-RUL | Gross Annual Energy Savings per Unit at Meter (kWh) Post-RUL | Gross Peak Demand Savings per Unit at Meter (Watts) Post-RUL | Gross Per Unit One-Time Incremental Measure Cost ($) | Per Unit Incentive ($) | Per Unit Program Administrative Cost (inclusive of DI costs) ($) | Per Unit Direct Installation Cost ($) | Per Unit DSM Administrator Cost (Incentive + Administrative) ($) | Per Unit DSM Customer Cost (Incremental Measure Cost - Incentive) ($) | Total Per Unit DSM Cost ($) | Per Unit Present Value Avoided Cost Benefits ($) | Per Unit Present Value Non-Energy Benefits ($) | Total Per Unit Present Value Benefits ($) | Net-To-Gross Ratio | Net Total Resource Benefit-Cost Ratio (TRC) | Net Program Administrator Benefit-Cost Ratio (PAC) | Net First-Year Unit Cost / kWh at Generator ($/kWh) | Net Lifetime Unit Cost / kWh at Generator ($/kWh) | Net Unit Cost / Watt at Generator ($/W) | Measure Name | Participation (Units) | Total Peak Demand Savings (kW) | Total First Year Energy Savings (MWh) | Total Cumulative Peak Demand Savings (kW) | Total Cumulative First Year Energy Savings (MWh) | Total Lifetime Energy Savings (MWh) | Total Avoided Cost Benefits ($) | TRC Costs ($) | Total TRC Net Resource Benefits ($) | TRC Ratio | PAC Costs ($) | PAC Ratio
Cold Climate Air-Source Ductless Heat Pump (24kBTU/hr) (Multi-Family) | Res HVAC | ROB/NEW | 18 | N/A | 3578.14 | 1296.6025 | N/A | N/A | 6884.08 | 1789.07 | 1015.7876 | 0 | 2804.8576 | 5095.01 | 7899.8676 | 8434.5835 | 0 | 8434.5835 | 100% | 1.0677 | 3.0071 | 0.71608 | 0.039782 | 1.8866 | Cold Climate Air-Source Ductless Heat Pump (24kBTU/hr) (Multi-Family) | 65 | 96.6345 | 254.6043 | 96.6345 | 254.6043 | 4582.8781 | 548247.9275 | 513491.394 | 34756.5334 | 1.0677 | 182315.744 | 3.0071
Cold Climate Air-Source Ductless Heat Pump (48kBTU/hr) (Multi-Family) | Res HVAC | ROB/NEW | 18 | N/A | 6972.26 | 2127.5515 | N/A | N/A | 13768.16 | 3486.13 | 1939.5006 | 0 | 5425.6306 | 10282.03 | 15707.6606 | 15645.5761 | 0 | 15645.5761 | 100% | 0.99605 | 2.8836 | 0.71086 | 0.039492 | 2.224 | Cold Climate Air-Source Ductless Heat Pump (48kBTU/hr) (Multi-Family) | 65 | 158.5643 | 496.1146 | 158.5643 | 496.1146 | 8930.0636 | 1016962.4483 | 1020997.9413 | -4035.4929 | 0.99605 | 352665.9913 | 2.8836
Comprehensive Path | Res Other | ROB/NEW | 18.1 | N/A | 38092.86 | 10208 | N/A | N/A | 47616.075 | 19046.43 | 10468.9999 | 0 | 29515.4299 | 28569.645 | 58085.0749 | 82952.6027 | 0 | 82952.6027 | 100% | 1.4281 | 2.8105 | 0.70781 | 0.039105 | 2.5216 | Comprehensive Path | 27 | 316.0213 | 1125.9069 | 316.0213 | 1125.9069 | 20378.9141 | 2239720.2728 | 1568297.021 | 671423.2518 | 1.4281 | 796916.606 | 2.8105
Heat Pump Water Heater (Electric Resistance) | Res HVAC | RET | 10 | 3.3333 | 790 | 128 | 790 | 128 | 2806.3 | 395 | 130.35 | 0 | 525.35 | 2411.3 | 2936.65 | 988.6765 | 0 | 988.6765 | 100% | 0.33667 | 1.8819 | 0.60748 | 0.060748 | 3.5794 | Heat Pump Water Heater (Electric Resistance) | 2.4091 | 0.35356 | 2.0834 | 0.35356 | 2.0834 | 20.8338 | 2381.779 | 7074.5603 | -4692.7813 | 0.33667 | 1265.5987 | 1.8819
Heat Pump Water Heater (Heat Pump) | Res HVAC | RET | 10 | 3.3333 | 1312 | 213 | 1312 | 213 | 2806.3 | 656 | 216.48 | 0 | 872.48 | 2150.3 | 3022.78 | 1642.4228 | 0 | 1642.4228 | 100% | 0.54335 | 1.8825 | 0.60748 | 0.060748 | 3.5723 | Heat Pump Water Heater (Heat Pump) | 0.80302 | 0.19612 | 1.1533 | 0.19612 | 1.1533 | 11.5333 | 1318.8973 | 2427.3508 | -1108.4535 | 0.54335 | 700.6183 | 1.8825
Affordable Single-Family Homes | [24 empty] | Affordable Single-Family Homes Total
Measure Name | Technology Type | Decision Type | Measure Life | Remaining Useful Life | Gross Annual Energy Savings per Unit at Meter (kWh) Pre-RUL | Gross Peak Demand Savings per Unit at Meter (Watts) Pre-RUL | Gross Annual Energy Savings per Unit at Meter (kWh) Post-RUL | Gross Peak Demand Savings per Unit at Meter (Watts) Post-RUL | Gross Per Unit One-Time Incremental Measure Cost ($) | Per Unit Incentive ($) | Per Unit Program Administrative Cost (inclusive of DI costs) ($) | Per Unit Direct Installation Cost ($) | Per Unit DSM Administrator Cost (Incentive + Administrative) ($) | Per Unit DSM Customer Cost (Incremental Measure Cost - Incentive) ($) | Total Per Unit DSM Cost ($) | Per Unit Present Value Avoided Cost Benefits ($) | Per Unit Present Value Non-Energy Benefits ($) | Total Per Unit Present Value Benefits ($) | Net-To-Gross Ratio | Net Total Resource Benefit-Cost Ratio (TRC) | Net Program Administrator Benefit-Cost Ratio (PAC) | Net First-Year Unit Cost / kWh at Generator ($/kWh) | Net Lifetime Unit Cost / kWh at Generator ($/kWh) | Net Unit Cost / Watt at Generator ($/W) | Measure Name | Participation (Units) | Total Peak Demand Savings (kW) | Total First Year Energy Savings (MWh) | Total Cumulative Peak Demand Savings (kW) | Total Cumulative First Year Energy Savings (MWh) | Total Lifetime Energy Savings (MWh) | Total Avoided Cost Benefits ($) | TRC Costs ($) | Total TRC Net Resource Benefits ($) | TRC Ratio | PAC Costs ($) | PAC Ratio
Affordable Single-Family Homes | Res HVAC | RET | 20 | 6.6667 | 5015 | 1419.245 | 5015 | 1419.245 | 0 | 0 | 15912.2531 | 11500 | 15912.2531 | 0 | 15912.2531 | 11764.3549 | 0 | 11764.3549 | 100% | 0.73933 | 0.73933 | 2.8985 | 0.14492 | 9.7778 | Affordable Single-Family Homes | 492.8924 | 802.087 | 2705.9402 | 802.087 | 2705.9402 | 54118.8044 | 5798561.3943 | 7843028.9941 | -2044467.5998 | 0.73933 | 7843028.9941 | 0.73933
Clothes Dryer replacement (Low Income Only) | Res Other | RET | 5 | 1.6667 | 252 | 34.8 | 252 | 34.8 | 0 | 0 | 983.9954 | 772.84 | 983.9954 | 0 | 983.9954 | 175.5503 | 0 | 175.5503 | 100% | 0.17841 | 0.17841 | 3.567 | 0.7134 | 24.6593 | Clothes Dryer replacement (Low Income Only) | 123.5563 | 4.9301 | 34.0848 | 4.9301 | 34.0848 | 170.4239 | 21690.35 | 121578.8185 | -99888.4685 | 0.17841 | 121578.8185 | 0.17841
Freezer replacement (Low income only) | Res Refrigeration | RET | 4 | 1.3333 | 1358 | 193.062 | 1358 | 193.062 | 0 | 0 | 907.4484 | 642.81 | 907.4484 | 0 | 907.4484 | 787.3426 | 0 | 787.3426 | 100% | 0.86764 | 0.86764 | 0.61042 | 0.15261 | 4.0991 | Freezer replacement (Low income only) | 72.312 | 16.0073 | 107.4992 | 16.0073 | 107.4992 | 429.9968 | 56934.3188 | 65619.4103 | -8685.0915 | 0.86764 | 65619.4103 | 0.86764
Refrigerator replacement (Low income only) | Res Refrigeration | RET | 5 | 1.6667 | 678 | 97.29 | 678 | 97.29 | 0 | 0 | 1146.2178 | 870.11 | 1146.2178 | 0 | 1146.2178 | 474.1519 | 0 | 474.1519 | 100% | 0.41367 | 0.41367 | 1.5444 | 0.30887 | 10.2746 | Refrigerator replacement (Low income only) | 21.222 | 2.3674 | 15.7511 | 2.3674 | 15.7511 | 78.7555 | 10062.4509 | 24325.0338 | -14262.583 | 0.41367 | 24325.0338 | 0.41367
Appliance Retirement | [24 empty] | Appliance Retirement Total
Measure Name | Technology Type | Decision Type | Measure Life | Remaining Useful Life | Gross Annual Energy Savings per Unit at Meter (kWh) Pre-RUL | Gross Peak Demand Savings per Unit at Meter (Watts) Pre-RUL | Gross Annual Energy Savings per Unit at Meter (kWh) Post-RUL | Gross Peak Demand Savings per Unit at Meter (Watts) Post-RUL | Gross Per Unit One-Time Incremental Measure Cost ($) | Per Unit Incentive ($) | Per Unit Program Administrative Cost (inclusive of DI costs) ($) | Per Unit Direct Installation Cost ($) | Per Unit DSM Administrator Cost (Incentive + Administrative) ($) | Per Unit DSM Customer Cost (Incremental Measure Cost - Incentive) ($) | Total Per Unit DSM Cost ($) | Per Unit Present Value Avoided Cost Benefits ($) | Per Unit Present Value Non-Energy Benefits ($) | Total Per Unit Present Value Benefits ($) | Net-To-Gross Ratio | Net Total Resource Benefit-Cost Ratio (TRC) | Net Program Administrator Benefit-Cost Ratio (PAC) | Net First-Year Unit Cost / kWh at Generator ($/kWh) | Net Lifetime Unit Cost / kWh at Generator ($/kWh) | Net Unit Cost / Watt at Generator ($/W) | Measure Name | Participation (Units) | Total Peak Demand Savings (kW) | Total First Year Energy Savings (MWh) | Total Cumulative Peak Demand Savings (kW) | Total Cumulative First Year Energy Savings (MWh) | Total Lifetime Energy Savings (MWh) | Total Avoided Cost Benefits ($) | TRC Costs ($) | Total TRC Net Resource Benefits ($) | TRC Ratio | PAC Costs ($) | PAC Ratio
Air Conditioner retirement - Bulk | Res HVAC | RET | 3 | 1 | 257 | 0 | 257 | 0 | 40.5999 | 50.5999 | 39.8229 | 0 | 90.4229 | -10 | 80.4229 | 56.2101 | 0 | 56.2101 | 53% | 0.91636 | 0.62164 | 0.60643 | 0.20214 | N/A | Air Conditioner retirement - Bulk | 20.5134 | 0 | 3.0587 | 0 | 3.0587 | 9.1762 | 1153.0576 | 1258.3082 | -105.2506 | 0.91636 | 1854.8772 | 0.62164
Air Conditioner retirement - Drop Off | Res HVAC | RET | 3 | 1 | 257 | 0 | 257 | 0 | 38.8714 | 48.8714 | 39.5118 | 0 | 88.3832 | -10 | 78.3832 | 56.2101 | 0 | 56.2101 | 53% | 0.93506 | 0.63598 | 0.59275 | 0.19758 | N/A | Air Conditioner retirement - Drop Off | 13.6756 | 0 | 2.0392 | 0 | 2.0392 | 6.1175 | 768.7051 | 822.0883 | -53.3832 | 0.93506 | 1208.6906 | 0.63598
Air Conditioner retirement | Res HVAC | RET | 3 | 1 | 257 | 0 | 257 | 0 | 49.2543 | 50.5999 | 39.2133 | 0 | 89.8133 | -1.3457 | 88.4676 | 56.2101 | 0 | 56.2101 | 53% | 0.86056 | 0.62586 | 0.60234 | 0.20078 | N/A | Air Conditioner retirement | 34.1889 | 0 | 5.0979 | 0 | 5.0979 | 15.2936 | 1921.7626 | 2233.1551 | -311.3925 | 0.86056 | 3070.6194 | 0.62586
Freezer retirement - Bulk | Res Refrigeration | RET | 4 | 1.3333 | 896 | 124 | 896 | 124 | 133.8141 | 183.8141 | 168.9975 | 0 | 352.8116 | -50 | 302.8116 | 248.7247 | 0 | 248.7247 | 48% | 1.0664 | 0.70498 | 0.74938 | 0.18735 | 5.1695 | Freezer retirement - Bulk | 205.1336 | 13.9995 | 96.5787 | 13.9995 | 96.5787 | 386.3146 | 51021.8014 | 47842.9579 | 3178.8434 | 1.0664 | 72373.5174 | 0.70498
Freezer retirement - Drop Off | Res Refrigeration | RET | 4 | 1.3333 | 896 | 124 | 896 | 124 | 72.863 | 99.7285 | 153.8621 | 0 | 253.5906 | -26.8654 | 226.7251 | 248.7247 | 0 | 248.7247 | 48% | 1.3171 | 0.98081 | 0.53863 | 0.13466 | 3.7157 | Freezer retirement - Drop Off | 136.7557 | 9.333 | 64.3858 | 9.333 | 64.3858 | 257.5431 | 34014.5342 | 25824.4545 | 8190.0797 | 1.3171 | 34679.9651 | 0.98081
Freezer retirement | Res Refrigeration | RET | 4 | 1.3333 | 896 | 124 | 896 | 124 | 168.5141 | 218.5141 | 175.2435 | 0 | 393.7576 | -50 | 343.7576 | 248.7247 | 0 | 248.7247 | 48% | 0.97109 | 0.63167 | 0.83635 | 0.20909 | 5.7694 | Freezer retirement | 341.8893 | 23.3325 | 160.9644 | 23.3325 | 160.9644 | 643.8577 | 85036.3356 | 87568.2049 | -2531.8693 | 0.97109 | 134621.5156 | 0.63167
Mini freezer retirement - Bulk | Res Refrigeration | RET | 4 | 1.3333 | 266 | 36.7 | 266 | 36.7 | 75.8285 | 85.8285 | 69.2427 | 0 | 155.0712 | -10 | 145.0712 | 106.1152 | 0 | 106.1152 | 69% | 0.87291 | 0.6843 | 0.77181 | 0.19295 | 5.3405 | Mini freezer retirement - Bulk | 8.9189 | 0.25896 | 1.792 | 0.25896 | 1.792 | 7.1679 | 946.4259 | 1084.2144 | -137.7885 | 0.87291 | 1383.0569 | 0.6843
Mini freezer retirement - Drop Off | Res Refrigeration | RET | 4 | 1.3333 | 266 | 36.7 | 266 | 36.7 | 61.1571 | 71.1571 | 70.7929 | 0 | 141.95 | -10 | 131.95 | 106.1152 | 0 | 106.1152 | 69% | 0.93914 | 0.74755 | 0.7065 | 0.17663 | 4.8886 | Mini freezer retirement - Drop Off | 5.9459 | 0.17264 | 1.1947 | 0.17264 | 1.1947 | 4.7786 | 630.9506 | 671.8353 | -40.8847 | 0.93914 | 844.0208 | 0.74755
Mini freezer retirement | Res Refrigeration | RET | 4 | 1.3333 | 266 | 36.7 | 266 | 36.7 | 93.1856 | 103.1856 | 60.3906 | 0 | 163.5762 | -10 | 153.5762 | 106.1152 | 0 | 106.1152 | 69% | 0.85104 | 0.64872 | 0.81414 | 0.20353 | 5.6334 | Mini freezer retirement | 14.8648 | 0.4316 | 2.9866 | 0.4316 | 2.9866 | 11.9466 | 1577.3765 | 1853.4657 | -276.0892 | 0.85104 | 2431.5194 | 0.64872
Mini fridge retirement - Bulk | Res Refrigeration | RET | 4 | 1.3333 | 170 | 23.5 | 170 | 23.5 | 75.8285 | 85.8285 | 30.7327 | 0 | 116.5612 | -10 | 106.5612 | 66.847 | 0 | 66.847 | 68% | 0.81227 | 0.57349 | 0.9211 | 0.23027 | 6.3613 | Mini fridge retirement - Bulk | 8.9189 | 0.16342 | 1.1287 | 0.16342 | 1.1287 | 4.5146 | 596.1984 | 733.9869 | -137.7885 | 0.81227 | 1039.5924 | 0.57349
Mini fridge retirement - Drop Off | Res Refrigeration | RET | 4 | 1.3333 | 170 | 23.5 | 170 | 23.5 | 61.1571 | 71.1571 | 38.0684 | 0 | 109.2255 | -10 | 99.2255 | 66.847 | 0 | 66.847 | 68% | 0.8392 | 0.61201 | 0.86313 | 0.21578 | 5.9609 | Mini fridge retirement - Drop Off | 5.9459 | 0.10894 | 0.75244 | 0.10894 | 0.75244 | 3.0098 | 397.4656 | 473.6223 | -76.1567 | 0.8392 | 649.4442 | 0.61201
Mini fridge retirement | Res Refrigeration | RET | 4 | 1.3333 | 170 | 23.5 | 170 | 23.5 | 93.1856 | 103.1856 | 22.0542 | 0 | 125.2398 | -10 | 115.2398 | 66.847 | 0 | 66.847 | 68% | 0.78256 | 0.53375 | 0.98968 | 0.24742 | 6.8349 | Mini fridge retirement | 14.8648 | 0.27236 | 1.8811 | 0.27236 | 1.8811 | 7.5244 | 993.664 | 1269.7531 | -276.0892 | 0.78256 | 1861.6586 | 0.53375
Refrigerator retirement - Bulk | Res Refrigeration | RET | 4 | 1.3333 | 670 | 92.5 | 670 | 92.5 | 133.8141 | 183.8141 | 153.7451 | 0 | 337.5592 | -50 | 287.5592 | 220.812 | 0 | 220.812 | 57% | 0.95997 | 0.65414 | 0.80744 | 0.20186 | 5.5834 | Refrigerator retirement - Bulk | 310 | 18.7409 | 129.6004 | 18.7409 | 129.6004 | 518.4018 | 68451.7182 | 71305.939 | -2854.2208 | 0.95997 | 104643.3588 | 0.65414
Refrigerator retirement - Drop Off | Res Refrigeration | RET | 4 | 1.3333 | 670 | 92.5 | 670 | 92.5 | 72.863 | 99.7285 | 138.6097 | 0 | 238.3382 | -26.8654 | 211.4727 | 220.812 | 0 | 220.812 | 57% | 1.2258 | 0.92647 | 0.5701 | 0.14253 | 3.9422 | Refrigerator retirement - Drop Off | 200 | 12.0909 | 83.6132 | 12.0909 | 83.6132 | 334.4527 | 44162.3988 | 36028.3265 | 8134.0723 | 1.2258 | 47667.6356 | 0.92647
Refrigerator retirement | Res Refrigeration | RET | 4 | 1.3333 | 670 | 92.5 | 670 | 92.5 | 168.5141 | 218.5141 | 159.9911 | 0 | 378.5052 | -50 | 328.5052 | 220.812 | 0 | 220.812 | 57% | 0.8624 | 0.58338 | 0.90538 | 0.22634 | 6.2607 | Refrigerator retirement | 1651 | 99.8104 | 690.2269 | 99.8104 | 690.2269 | 2760.9074 | 364560.6023 | 422728.862 | -58168.2596 | 0.8624 | 624912.0537 | 0.58338
Business Energy Rebates | [24 empty] | Business Energy Rebates Total
Measure Name | Technology Type | Decision Type | Measure Life | Remaining Useful Life | Gross Annual Energy Savings per Unit at Meter (kWh) Pre-RUL | Gross Peak Demand Savings per Unit at Meter (Watts) Pre-RUL | Gross Annual Energy Savings per Unit at Meter (kWh) Post-RUL | Gross Peak Demand Savings per Unit at Meter (Watts) Post-RUL | Gross Per Unit One-Time Incremental Measure Cost ($) | Per Unit Incentive ($) | Per Unit Program Administrative Cost (inclusive of DI costs) ($) | Per Unit Direct Installation Cost ($) | Per Unit DSM Administrator Cost (Incentive + Administrative) ($) | Per Unit DSM Customer Cost (Incremental Measure Cost - Incentive) ($) | Total Per Unit DSM Cost ($) | Per Unit Present Value Avoided Cost Benefits ($) | Per Unit Present Value Non-Energy Benefits ($) | Total Per Unit Present Value Benefits ($) | Net-To-Gross Ratio | Net Total Resource Benefit-Cost Ratio (TRC) | Net Program Administrator Benefit-Cost Ratio (PAC) | Net First-Year Unit Cost / kWh at Generator ($/kWh) | Net Lifetime Unit Cost / kWh at Generator ($/kWh) | Net Unit Cost / Watt at Generator ($/W) | Measure Name | Participation (Units) | Total Peak Demand Savings (kW) | Total First Year Energy Savings (MWh) | Total Cumulative Peak Demand Savings (kW) | Total Cumulative First Year Energy Savings (MWh) | Total Lifetime Energy Savings (MWh) | Total Avoided Cost Benefits ($) | TRC Costs ($) | Total TRC Net Resource Benefits ($) | TRC Ratio | PAC Costs ($) | PAC Ratio
1/2 Size Hot Food Holding Cabinet | BNI Cooking and Laundry | ROB/NEW | 12 | N/A | 1730 | 215 | N/A | N/A | 480.06 | 225 | 56.0596 | 0 | 281.0596 | 255.06 | 536.1196 | 1678.1053 | 0 | 1678.1053 | 71% | 4.228 | 5.9706 | 0.21532 | 0.017943 | 1.7224 | 1/2 Size Hot Food Holding Cabinet | 2.627 | 0.42868 | 3.4291 | 0.42868 | 3.4291 | 41.1487 | 4408.3802 | 1042.6614 | 3365.7188 | 4.228 | 738.3431 | 5.9706
Air-Entraining Air Nozzle | BNI Process | ROB/NEW | 15 | N/A | 13582.8 | 130 | N/A | N/A | 44.7174 | 125 | 376.5419 | 0 | 501.5419 | -80.2826 | 421.2593 | 13867.3229 | 0 | 13867.3229 | 71% | 33.9643 | 27.6494 | 0.048938 | 0.0032626 | 5.0833 | Air-Entraining Air Nozzle | 2.627 | 0.2592 | 26.9227 | 0.2592 | 26.9227 | 403.8401 | 36429.4361 | 1072.5805 | 35356.8555 | 33.9643 | 1317.5498 | 27.6494
Case Lighting for Sign Retrofits | BNI Lighting | ROB/NEW | 11.6 | N/A | 2815.56 | 639 | N/A | N/A | 721.525 | 312.5 | 108.4006 | 0 | 420.9006 | 409.025 | 829.9256 | 3474.4201 | 0 | 3474.4201 | 85% | 4.8142 | 8.2547 | 0.1655 | 0.014267 | 0.72494 | Case Lighting for Sign Retrofits | 1355.5312 | 787.0585 | 3447.4971 | 787.0585 | 3447.4971 | 39990.9668 | 4709684.8228 | 978282.6483 | 3731402.1745 | 4.8142 | 570543.944 | 8.2547
Circulation Fan (Agriculture) (24 inches) | BNI Process | ROB/NEW | 15 | N/A | 45.4124 | 16.1956 | N/A | N/A | 199.5 | 43.75 | 2.1875 | 0 | 45.9375 | 155.75 | 201.6875 | 63.9012 | 0 | 63.9012 | 71% | 0.44428 | 1.391 | 1.3407 | 0.089378 | 3.7373 | Circulation Fan (Agriculture) (24 inches) | 7.8383 | 0.096351 | 0.26858 | 0.096351 | 0.26858 | 4.0286 | 500.8777 | 1127.4038 | -626.5261 | 0.44428 | 360.0724 | 1.391
Cold Climate Air-Source Central Heat Pump (24kBTU/hr) (Commercial) | BNI HVAC | ROB/NEW | 18 | N/A | 9045.1083 | 3511 | N/A | N/A | 6884.08 | 1500 | 493.1519 | 0 | 1993.1519 | 5384.08 | 7377.2319 | 15659.6666 | 0 | 15659.6666 | 75% | 2.7686 | 7.8567 | 0.27647 | 0.01536 | 0.7081 | Cold Climate Air-Source Central Heat Pump (24kBTU/hr) (Commercial) | 12.7972 | 36.0235 | 92.2576 | 36.0235 | 92.2576 | 1660.6365 | 200400.5294 | 72383.908 | 128016.6214 | 2.7686 | 25506.8459 | 7.8567
Cold Climate Air-Source Central Heat Pump (48kBTU/hr) (Commercial) | BNI HVAC | ROB/NEW | 18 | N/A | 18090.2166 | 7022 | N/A | N/A | 13768.16 | 3000 | 986.3039 | 0 | 3986.3039 | 10768.16 | 14754.4639 | 31319.3332 | 0 | 31319.3332 | 75% | 2.7686 | 7.8567 | 0.27647 | 0.01536 | 0.7081 | Cold Climate Air-Source Central Heat Pump (48kBTU/hr) (Commercial) | 12.7972 | 72.047 | 184.5152 | 72.047 | 184.5152 | 3321.273 | 400801.0587 | 144767.8159 | 256033.2428 | 2.7686 | 51013.6919 | 7.8567
Cold Climate Air-Source Ductless Heat Pump (24kBTU/hr) (Commercial) | BNI HVAC | ROB/NEW | 18 | N/A | 9688.757 | 3510.8929 | N/A | N/A | 6884.08 | 1000 | 488.6689 | 0 | 1488.6689 | 5884.08 | 7372.7489 | 16428.0189 | 0 | 16428.0189 | 75% | 2.9067 | 11.0354 | 0.19278 | 0.01071 | 0.52889 | Cold Climate Air-Source Ductless Heat Pump (24kBTU/hr) (Commercial) | 51.189 | 144.0897 | 395.2905 | 144.0897 | 395.2905 | 7115.2286 | 840933.2772 | 289306.1473 | 551627.1299 | 2.9067 | 76203.4169 | 11.0354
Cold Climate Air-Source Ductless Heat Pump (24kBTU/hr) (Multi-Family) | BNI HVAC | ROB/NEW | 18 | N/A | 9688.757 | 3510.8929 | N/A | N/A | 6884.08 | 1000 | 488.6689 | 0 | 1488.6689 | 5884.08 | 7372.7489 | 16428.0189 | 0 | 16428.0189 | 75% | 2.9067 | 11.0354 | 0.19278 | 0.01071 | 0.52889 | Cold Climate Air-Source Ductless Heat Pump (24kBTU/hr) (Multi-Family) | 44.7903 | 126.0785 | 345.8792 | 126.0785 | 345.8792 | 6225.825 | 735816.6176 | 253142.8789 | 482673.7387 | 2.9067 | 66677.9898 | 11.0354
Cold Climate Air-Source Ductless Heat Pump (48kBTU/hr) (Commercial) | BNI HVAC | ROB/NEW | 18 | N/A | 20911.358 | 6381 | N/A | N/A | 13768.16 | 2000 | 1002.5549 | 0 | 3002.5549 | 11768.16 | 14770.7149 | 33800.4145 | 0 | 33800.4145 | 75% | 2.9836 | 11.2572 | 0.18015 | 0.010008 | 0.58693 | Cold Climate Air-Source Ductless Heat Pump (48kBTU/hr) (Commercial) | 51.189 | 261.881 | 853.1601 | 261.881 | 853.1601 | 15356.8814 | 1730208.2139 | 579903.1368 | 1150305.0771 | 2.9836 | 153697.6761 | 11.2572
Cold Climate Air-Source Ductless Heat Pump (48kBTU/hr) (Multi-Family) | BNI HVAC | ROB/NEW | 18 | N/A | 20911.358 | 6381 | N/A | N/A | 13768.16 | 2000 | 1002.5549 | 0 | 3002.5549 | 11768.16 | 14770.7149 | 33800.4145 | 0 | 33800.4145 | 75% | 2.9836 | 11.2572 | 0.18015 | 0.010008 | 0.58693 | Cold Climate Air-Source Ductless Heat Pump (48kBTU/hr) (Multi-Family) | 44.7903 | 229.1459 | 746.5151 | 229.1459 | 746.5151 | 13437.2712 | 1513932.1871 | 507415.2447 | 1006516.9425 | 2.9836 | 134485.4666 | 11.2572
Cold Climate Air-Source Multi-Zone Heat Pump (24kBTU/hr) (Commercial) | BNI HVAC | ROB/NEW | 18 | N/A | 9688.757 | 3323.2116 | N/A | N/A | 6884.08 | 1000 | 481.7317 | 0 | 1481.7317 | 5884.08 | 7365.8117 | 16168.2247 | 0 | 16168.2247 | 75% | 2.8643 | 10.9117 | 0.19188 | 0.01066 | 0.55615 | Cold Climate Air-Source Multi-Zone Heat Pump (24kBTU/hr) (Commercial) | 15.3567 | 40.9161 | 118.5871 | 40.9161 | 118.5871 | 2134.5686 | 248290.4042 | 86685.3125 | 161605.0917 | 2.8643 | 22754.4934 | 10.9117
Cold Climate Air-Source Multi-Zone Heat Pump (24kBTU/hr) (Multi-Family) | BNI HVAC | ROB/NEW | 18 | N/A | 9688.757 | 3510.8929 | N/A | N/A | 6884.08 | 1000 | 488.6689 | 0 | 1488.6689 | 5884.08 | 7372.7489 | 16428.0189 | 0 | 16428.0189 | 75% | 2.9067 | 11.0354 | 0.19278 | 0.01071 | 0.52889 | Cold Climate Air-Source Multi-Zone Heat Pump (24kBTU/hr) (Multi-Family) | 15.3567 | 43.2269 | 118.5871 | 43.2269 | 118.5871 | 2134.5686 | 252279.9832 | 86791.8442 | 165488.139 | 2.9067 | 22861.0251 | 11.0354
Cold Climate Air-Source Multi-Zone Heat Pump (48kBTU/hr) (Commercial) | BNI HVAC | ROB/NEW | 18 | N/A | 20911.358 | 6380.5662 | N/A | N/A | 13768.16 | 2000 | 1002.5389 | 0 | 3002.5389 | 11768.16 | 14770.6989 | 33799.8139 | 0 | 33799.8139 | 75% | 2.9836 | 11.2571 | 0.18015 | 0.010008 | 0.58696 | Cold Climate Air-Source Multi-Zone Heat Pump (48kBTU/hr) (Commercial) | 15.3567 | 78.559 | 255.948 | 78.559 | 255.948 | 4607.0644 | 519053.2423 | 173970.6948 | 345082.5476 | 2.9836 | 46109.0566 | 11.2571
Cold Climate Air-Source Multi-Zone Heat Pump (48kBTU/hr) (Multi-Family) | BNI HVAC | ROB/NEW | 18 | N/A | 20911.358 | 6381 | N/A | N/A | 13768.16 | 2000 | 1002.5549 | 0 | 3002.5549 | 11768.16 | 14770.7149 | 33800.4145 | 0 | 33800.4145 | 75% | 2.9836 | 11.2572 | 0.18015 | 0.010008 | 0.58693 | Cold Climate Air-Source Multi-Zone Heat Pump (48kBTU/hr) (Multi-Family) | 15.3567 | 78.5643 | 255.948 | 78.5643 | 255.948 | 4607.0644 | 519062.4642 | 173970.941 | 345091.5231 | 2.9836 | 46109.3028 | 11.2572
Cold Climate Air-Source Single Package Heat Pump (24kBTU/hr) (Commercial) | BNI HVAC | ROB/NEW | 18 | N/A | 7569.6226 | 3089.5858 | N/A | N/A | 6884.08 | 1000 | 405.5339 | 0 | 1405.5339 | 5884.08 | 7289.6139 | 13314.6391 | 0 | 13314.6391 | 75% | 2.391 | 9.473 | 0.23297 | 0.012943 | 0.56744 | Cold Climate Air-Source Single Package Heat Pump (24kBTU/hr) (Commercial) | 12.7972 | 31.6997 | 77.208 | 31.6997 | 77.208 | 1389.7447 | 170390.6468 | 71262.6386 | 99128.0081 | 2.391 | 17986.9561 | 9.473
Cold Climate Air-Source Single Package Heat Pump (48kBTU/hr) (Commercial) | BNI HVAC | ROB/NEW | 18 | N/A | 15139.2453 | 6179.1716 | N/A | N/A | 13768.16 | 2000 | 811.0678 | 0 | 2811.0678 | 11768.16 | 14579.2278 | 26629.2782 | 0 | 26629.2782 | 75% | 2.391 | 9.473 | 0.23297 | 0.012943 | 0.56744 | Cold Climate Air-Source Single Package Heat Pump (48kBTU/hr) (Commercial) | 12.7972 | 63.3995 | 154.4161 | 63.3995 | 154.4161 | 2779.4894 | 340781.2935 | 142525.2773 | 198256.0162 | 2.391 | 35973.9121 | 9.473
Cycling Refrigerated Air Dryer - 50 CFM | BNI Process | ROB/NEW | 10 | N/A | 585.86 | 110 | N/A | N/A | 693 | 62.5 | 16.838 | 0 | 79.338 | 630.5 | 709.838 | 513.5486 | 0 | 513.5486 | 71% | 1.0092 | 6.4729 | 0.17948 | 0.017948 | 0.95033 | Cycling Refrigerated Air Dryer - 50 CFM | 2.627 | 0.21933 | 1.1612 | 0.21933 | 1.1612 | 11.6124 | 1349.0914 | 1336.7955 | 12.2958 | 1.0092 | 208.4209 | 6.4729
Dairy Scroll Compressor | BNI Process | ROB/NEW | 15 | N/A | 23623.923 | 6796 | N/A | N/A | 1025.2305 | 937.5 | 886.1136 | 0 | 1823.6136 | 87.7305 | 1911.3441 | 31429.2381 | 0 | 31429.2381 | 71% | 19.4726 | 17.2346 | 0.10231 | 0.0068206 | 0.35356 | Dairy Scroll Compressor | 6.3986 | 33.0047 | 114.0532 | 33.0047 | 114.0532 | 1710.7977 | 201103.769 | 10327.548 | 190776.221 | 19.4726 | 11668.6115 | 17.2346
Daylighting Controls - Ceiling Mounted | BNI Lighting | ROB/NEW | 10 | N/A | 436.149 | 95.97 | N/A | N/A | 148.7206 | 37.5 | 14.4273 | 0 | 51.9273 | 111.2206 | 163.1479 | 470.0791 | 0 | 470.0791 | 85% | 3.3377 | 9.0526 | 0.1318 | 0.01318 | 0.5955 | Daylighting Controls - Ceiling Mounted | 25.5945 | 2.2319 | 10.0835 | 2.2319 | 10.0835 | 100.8349 | 12031.4314 | 3604.7215 | 8426.7099 | 3.3377 | 1329.0518 | 9.0526
Daylighting Controls - Switch-Mounted | BNI Lighting | ROB/NEW | 10 | N/A | 90.9682 | 20.0166 | N/A | N/A | 148.7206 | 12.5 | 0.625 | 0 | 13.125 | 136.2206 | 149.3456 | 98.0451 | 0 | 98.0451 | 85% | 0.77178 | 7.4701 | 0.15973 | 0.015973 | 0.72166 | Daylighting Controls - Switch-Mounted | 2.627 | 0.04778 | 0.21586 | 0.04778 | 0.21586 | 2.1586 | 257.5643 | 333.7273 | -76.1631 | 0.77178 | 34.4794 | 7.4701
Door Heater Controls | BNI Refrigeration | ROB/NEW | 12 | N/A | 5170.5024 | 590.24 | N/A | N/A | 1683.9263 | 100 | 137.6777 | 0 | 237.6777 | 1583.9263 | 1821.604 | 4968.7395 | 0 | 4968.7395 | 71% | 3.7267 | 20.9054 | 0.060924 | 0.005077 | 0.53057 | Door Heater Controls | 83.1821 | 37.2644 | 324.5125 | 37.2644 | 324.5125 | 3894.1505 | 413310.0237 | 110903.7673 | 302406.2564 | 3.7267 | 19770.5198 | 20.9054
Double Heat Pad (Agriculture) | BNI Process | ROB/NEW | 10 | N/A | 1311 | 190 | N/A | N/A | 315 | 150 | 37.0852 | 0 | 187.0852 | 165 | 352.0852 | 1107.9558 | 0 | 1107.9558 | 71% | 4.2494 | 5.9222 | 0.18913 | 0.018913 | 1.2974 | Double Heat Pad (Agriculture) | 2.627 | 0.37883 | 2.5986 | 0.37883 | 2.5986 | 25.9855 | 2910.5982 | 684.9509 | 2225.6473 | 4.2494 | 491.4724 | 5.9222
Dual Enthalpy Economizer Controls | BNI HVAC | RET | 10 | 3.3333 | 3221.359 | 726 | 2577 | 580 | 1264.83 | 312.5 | 87.8257 | 0 | 400.3257 | 952.33 | 1352.6557 | 2703.8955 | 0 | 2703.8955 | 75% | 2.6088 | 6.7542 | 0.15592 | 0.017991 | 0.6878 | Dual Enthalpy Economizer Controls | 2.627 | 1.5291 | 6.7448 | 1.5291 | 6.7448 | 58.4539 | 7103.1292 | 2722.7479 | 4380.3814 | 2.6088 | 1051.655 | 6.7542
EC Motor for Refrigeration Applications - Large | BNI Refrigeration | RET | 15 | 5 | 1708.2 | 119.6 | 1047.696 | 119.6 | 367.4125 | 225 | 50.6936 | 0 | 275.6936 | 142.4125 | 418.1061 | 1477.1496 | 0 | 1477.1496 | 71% | 4.7412 | 5.3579 | 0.2139 | 0.019213 | 3.0373 | EC Motor for Refrigeration Applications - Large | 57.5876 | 5.2275 | 74.2227 | 5.2275 | 74.2227 | 826.3458 | 85065.4755 | 17941.7825 | 67123.693 | 4.7412 | 15876.5261 | 5.3579
EC Motor for Refrigeration Applications - Small | BNI Refrigeration | RET | 15 | 5 | 342 | 341.64 | 341.64 | 39 | 178.7653 | 75 | 16.8146 | 0 | 91.8146 | 103.7653 | 195.5799 | 489.2653 | 0 | 489.2653 | 71% | 3.4039 | 5.3288 | 0.35581 | 0.023737 | 0.3541 | EC Motor for Refrigeration Applications - Small | 428.7076 | 111.1645 | 110.6258 | 111.1645 | 110.6258 | 1658.222 | 209751.7319 | 61621.5524 | 148130.1795 | 3.4039 | 39361.6132 | 5.3288
Electric Combination Oven | BNI Cooking and Laundry | ROB/NEW | 12 | N/A | 6368 | 1454 | N/A | N/A | 2106.72 | 1250 | 243.2159 | 0 | 1493.2159 | 856.72 | 2349.9359 | 6767.7578 | 0 | 6767.7578 | 71% | 3.8918 | 4.5323 | 0.31078 | 0.025898 | 1.3531 | Electric Combination Oven | 7.881 | 8.6972 | 37.8663 | 8.6972 | 37.8663 | 454.3959 | 53336.6678 | 13704.9495 | 39631.7183 | 3.8918 | 11768.0278 | 4.5323
Electric Combination Oven with Gas | BNI Cooking and Laundry | RET | 12 | 4 | 18282 | 2838 | 18282 | 2838 | 14838.81 | 2500 | 125 | 0 | 2625 | 12338.81 | 14963.81 | 9335.7897 | 0 | 9335.7897 | 71% | 0.87573 | 3.5565 | 0.1903 | 0.015858 | 1.2187 | Electric Combination Oven with Gas | 5.254 | 11.3172 | 72.4741 | 11.3172 | 72.4741 | 869.6886 | 49050.2105 | 56010.5238 | -6960.3133 | 0.87573 | 13791.7419 | 3.5565
Electric Convection Oven | BNI Cooking and Laundry | ROB/NEW | 12 | N/A | 1937 | 301 | N/A | N/A | 1260 | 500 | 76.6062 | 0 | 576.6062 | 760 | 1336.6062 | 1932.6371 | 0 | 1932.6371 | 71% | 1.9899 | 3.3517 | 0.39453 | 0.032878 | 2.5241 | Electric Convection Oven | 7.881 | 1.8005 | 11.5181 | 1.8005 | 11.5181 | 138.2168 | 15231.1037 | 7654.0716 | 7577.0321 | 1.9899 | 4544.2308 | 3.3517
Electric Fryer Replacement with Gas | BNI Cooking and Laundry | RET | 12 | 4 | 17439 | 2707 | 18189 | 2824 | 1927.9643 | 625 | 206.7078 | 0 | 831.7078 | 1302.9643 | 2134.6721 | 6570.8439 | 0 | 6570.8439 | 71% | 4.1705 | 7.9004 | 0.063209 | 0.0051206 | 0.40483 | Electric Fryer Replacement with Gas | 2.627 | 5.3974 | 34.5661 | 5.3974 | 34.5661 | 426.6859 | 17261.5969 | 4139.0002 | 13122.5967 | 4.1705 | 2184.8952 | 7.9004
Electric Griddle Replacement with Gas | BNI Cooking and Laundry | RET | 12 | 4 | 15815 | 2455 | 15815 | 2455 | 4183.2 | 2500 | 236.8699 | 0 | 2736.8699 | 1683.2 | 4420.0699 | 4189.4959 | 0 | 4189.4959 | 71% | 1.3064 | 1.5308 | 0.22936 | 0.019113 | 1.4689 | Electric Griddle Replacement with Gas | 2.627 | 4.8949 | 31.3471 | 4.8949 | 31.3471 | 376.1658 | 11005.7993 | 8424.6315 | 2581.1678 | 1.3064 | 7189.7531 | 1.5308
Electric Steam Cooker | BNI Cooking and Laundry | ROB/NEW | 12 | N/A | 9967 | 1547 | N/A | N/A | 3137.4 | 1125 | 321.7912 | 0 | 1446.7912 | 2012.4 | 3459.1912 | 9944.4411 | 0 | 9944.4411 | 71% | 3.9008 | 6.8734 | 0.19239 | 0.016032 | 1.2323 | Electric Steam Cooker | 3.9405 | 4.6268 | 29.6336 | 4.6268 | 29.6336 | 355.6033 | 39186.0473 | 10045.6891 | 29140.3582 | 3.9008 | 5701.0776 | 6.8734
Electric Steam Cooker Replacement with Gas | BNI Cooking and Laundry | RET | 12 | 4 | 17599 | 2732 | 17599 | 2732 | 11485.88 | 2250 | 112.5 | 0 | 2362.5 | 9235.88 | 11598.38 | 2732.5867 | 0 | 2732.5867 | 71% | 0.33052 | 1.1567 | 0.17792 | 0.014826 | 1.1394 | Electric Steam Cooker Replacement with Gas | 2.627 | 5.4472 | 34.8832 | 5.4472 | 34.8832 | 418.5989 | 7178.501 | 21718.6436 | -14540.1426 | 0.33052 | 6206.2839 | 1.1567
Electric to Natural Gas - Water Heater (60 gal) | BNI Domestic Hot Water (DHW) | ROB/NEW | 15 | N/A | 10793.8041 | 2957.5012 | N/A | N/A | 1859.34 | 875 | 277.5667 | 0 | 1152.5667 | 984.34 | 2136.9067 | 8756.365 | 0 | 8756.365 | 71% | 5.4806 | 7.5973 | 0.14152 | 0.0094348 | 0.51348 | Electric to Natural Gas - Water Heater (60 gal) | 2.627 | 5.8969 | 21.3946 | 5.8969 | 21.3946 | 320.9184 | 23002.9574 | 4197.1504 | 18805.807 | 5.4806 | 3027.7909 | 7.5973
Electric to Natural Gas - Water Heater (80 gal) | BNI Domestic Hot Water (DHW) | ROB/NEW | 15 | N/A | 15058.023 | 4125.8975 | N/A | N/A | 1859.34 | 1000 | 387.9 | 0 | 1387.9 | 859.34 | 2247.24 | 12654.2562 | 0 | 12654.2562 | 71% | 7.4087 | 9.1176 | 0.12216 | 0.0081439 | 0.44323 | Electric to Natural Gas - Water Heater (80 gal) | 2.627 | 8.2265 | 29.8467 | 8.2265 | 29.8467 | 447.701 | 33242.7117 | 4486.9959 | 28755.7158 | 7.4087 | 3646.0112 | 9.1176
ENERGY STAR Electric Griddle | BNI Cooking and Laundry | ROB/NEW | 12 | N/A | 1909 | 296.3744 | N/A | N/A | 0 | 562.5 | 78.9787 | 0 | 641.4787 | -562.5 | 78.9787 | 1904.4554 | 0 | 1904.4554 | 71% | 24.1135 | 2.9689 | 0.44536 | 0.037113 | 2.8519 | ENERGY STAR Electric Griddle | 2.627 | 0.59093 | 3.7839 | 0.59093 | 3.7839 | 45.4063 | 5003.0013 | 207.4769 | 4795.5244 | 24.1135 | 1685.1635 | 2.9689
ENERGY STAR Pool Pump | BNI Process | RET | 10 | 5 | 2078 | 0 | 3847 | 0 | 390.1663 | 437.5 | 77.3343 | 0 | 514.8343 | -47.3337 | 467.5006 | 2076.9345 | 0 | 2076.9345 | 71% | 5.8612 | 4.0342 | 0.32836 | 0.023032 | N/A | ENERGY STAR Pool Pump | 2.627 | 0 | 4.1188 | 0 | 4.1188 | 58.7202 | 5456.1037 | 930.8832 | 4525.2206 | 5.8612 | 1352.4689 | 4.0342
ENERGY STAR Uninteruptible Power Supplies (UPS) | BNI Process | ROB/NEW | 10 | N/A | 142.364 | 54 | N/A | N/A | 42500 | 1250 | 62.5 | 0 | 1312.5 | 41250 | 42562.5 | 144.8161 | 0 | 144.8161 | 71% | 0.0047893 | 0.11034 | 12.2189 | 1.2219 | 32.0251 | ENERGY STAR Uninteruptible Power Supplies (UPS) | 2.627 | 0.10767 | 0.28218 | 0.10767 | 0.28218 | 2.8218 | 380.4316 | 79433.8661 | -79053.4346 | 0.0047893 | 3447.9355 | 0.11034
ENERGY STAR Washing Machine | BNI Cooking and Laundry | ROB/NEW | 11 | N/A | 938.571 | 243 | N/A | N/A | 156.24 | 312.5 | 41.0145 | 0 | 353.5145 | -156.26 | 197.2545 | 950.8291 | 0 | 950.8291 | 71% | 6.2577 | 2.6896 | 0.4992 | 0.045381 | 1.9168 | ENERGY STAR Washing Machine | 7.881 | 1.4535 | 5.5811 | 1.4535 | 5.5811 | 61.3917 | 7493.4795 | 1197.477 | 6296.0025 | 6.2577 | 2786.0461 | 2.6896
Evaporator Fan Motor Controls | BNI Refrigeration | ROB/NEW | 10 | N/A | 3339.75 | 302 | N/A | N/A | 1641.22 | 625 | 103.0488 | 0 | 728.0488 | 1016.22 | 1744.2688 | 2688.844 | 0 | 2688.844 | 71% | 2.12 | 3.6932 | 0.28892 | 0.028892 | 3.1764 | Evaporator Fan Motor Controls | 2.627 | 0.60215 | 6.6198 | 0.60215 | 6.6198 | 66.1977 | 7063.5891 | 3331.8616 | 3731.7275 | 2.12 | 1912.5831 | 3.6932
Flood Luminaire (10000 lumen) | BNI Lighting | ROB/NEW | 17 | N/A | 874.9488 | 195.7648 | N/A | N/A | 280.098 | 87.5 | 35.5108 | 0 | 123.0108 | 192.598 | 315.6088 | 1166.028 | 0 | 1166.028 | 69% | 5.0968 | 9.4791 | 0.19173 | 0.011279 | 0.85193 | Flood Luminaire (10000 lumen) | 1557.4242 | 224.8891 | 999.1929 | 224.8891 | 999.1929 | 16986.2794 | 1816000.3114 | 356305.1204 | 1459695.191 | 5.0968 | 191580.0649 | 9.4791
Flood Luminaire (25000 lumen) | BNI Lighting | ROB/NEW | 17 | N/A | 1541.322 | 344.862 | N/A | N/A | 354.046 | 187.5 | 64.2243 | 0 | 251.7243 | 166.546 | 418.2703 | 2054.0912 | 0 | 2054.0912 | 69% | 6.658 | 8.1601 | 0.22273 | 0.013102 | 0.98963 | Flood Luminaire (25000 lumen) | 875.3313 | 222.6612 | 989.2945 | 222.6612 | 989.2945 | 16818.0068 | 1798010.318 | 270053.7704 | 1527956.5477 | 6.658 | 220342.1832 | 8.1601
Flood Luminaire (4000 lumen) | BNI Lighting | ROB/NEW | 17 | N/A | 249.222 | 55.762 | N/A | N/A | 354.046 | 37.5 | 10.7438 | 0 | 48.2438 | 316.546 | 364.7898 | 332.1335 | 0 | 332.1335 | 69% | 1.3023 | 6.8845 | 0.26399 | 0.015529 | 1.173 | Flood Luminaire (4000 lumen) | 1407.6965 | 57.8994 | 257.2499 | 57.8994 | 257.2499 | 4373.248 | 467543.219 | 359012.6274 | 108530.5916 | 1.3023 | 67912.6142 | 6.8845
Flood Luminaire (48000 lumen) | BNI Lighting | ROB/NEW | 17.1 | N/A | 2728.1268 | 622.86 | N/A | N/A | 1764.378 | 312.5 | 113.4825 | 0 | 425.9825 | 1451.878 | 1877.8605 | 3664.7361 | 0 | 3664.7361 | 69% | 2.7536 | 8.603 | 0.21295 | 0.012453 | 0.92725 | Flood Luminaire (48000 lumen) | 221.3923 | 101.7138 | 442.8807 | 101.7138 | 442.8807 | 7573.2604 | 811344.2492 | 294651.7185 | 516692.5308 | 2.7536 | 94309.2428 | 8.603
Flood Luminaire (60000 lumen) | BNI Lighting | ROB/NEW | 17.1 | N/A | 4548.9366 | 1038.57 | N/A | N/A | 1797.096 | 500 | 188.1697 | 0 | 688.1697 | 1297.096 | 1985.2657 | 6110.6589 | 0 | 6110.6589 | 69% | 4.2787 | 8.8796 | 0.20631 | 0.012065 | 0.89837 | Flood Luminaire (60000 lumen) | 52.4687 | 40.1941 | 175.0128 | 40.1941 | 175.0128 | 2992.7192 | 320618.2563 | 74933.9964 | 245684.2599 | 4.2787 | 36107.3642 | 8.8796
Flood Luminaire (800 lumen) | BNI Lighting | ROB/NEW | 17 | N/A | 128.6844 | 28.7924 | N/A | N/A | 354.046 | 25 | 1.25 | 0 | 26.25 | 329.046 | 355.296 | 171.4953 | 0 | 171.4953 | 69% | 0.69844 | 6.5332 | 0.27819 | 0.016364 | 1.2361 | Flood Luminaire (800 lumen) | 3.8392 | 0.081535 | 0.36226 | 0.081535 | 0.36226 | 6.1585 | 658.4001 | 942.6771 | -284.277 | 0.69844 | 100.7783 | 6.5332
Four Pin Replacement Lamps for CFLs | BNI Lighting | ROB/NEW | 12 | N/A | 27.3583 | 5.9118 | N/A | N/A | 21.672 | 6.25 | 1.2324 | 0 | 7.4824 | 15.422 | 22.9044 | 34.4515 | 0 | 34.4515 | 85% | 1.7529 | 4.6043 | 0.30278 | 0.025232 | 1.393 | Four Pin Replacement Lamps for CFLs | 1535.6689 | 8.2492 | 37.9504 | 8.2492 | 37.9504 | 455.4051 | 52906.0775 | 30181.4846 | 22724.5929 | 1.7529 | 11490.5509 | 4.6043
Full-Size Hot Food Holding Cabinet | BNI Cooking and Laundry | ROB/NEW | 12 | N/A | 4832 | 87 | N/A | N/A | 1163.58 | 750 | 150.4304 | 0 | 900.4304 | 413.58 | 1314.0104 | 4229.2084 | 0 | 4229.2084 | 71% | 4.3307 | 4.6969 | 0.24698 | 0.020581 | 13.6369 | Full-Size Hot Food Holding Cabinet | 2.627 | 0.17347 | 9.5776 | 0.17347 | 9.5776 | 114.931 | 11110.1239 | 2565.4535 | 8544.6703 | 4.3307 | 2365.4292 | 4.6969
Glass Door Freezer (compact - 12 cu ft) | BNI Cooking and Laundry | ROB/NEW | 12 | N/A | 1741 | 135 | N/A | N/A | 0 | 300 | 58.1573 | 0 | 358.1573 | -300 | 58.1573 | 1616.2282 | 0 | 1616.2282 | 71% | 27.7906 | 4.5126 | 0.27265 | 0.022721 | 3.4956 | Glass Door Freezer (compact - 12 cu ft) | 5.1189 | 0.5245 | 6.7243 | 0.5245 | 6.7243 | 80.6911 | 8273.3046 | 297.7012 | 7975.6034 | 27.7906 | 1833.3701 | 4.5126
Glass Door Freezer (full size - 38 cu ft) | BNI Cooking and Laundry | ROB/NEW | 12 | N/A | 5001 | 388 | N/A | N/A | 0 | 570 | 152.4739 | 0 | 722.4739 | -570 | 152.4739 | 4642.7855 | 0 | 4642.7855 | 71% | 30.4497 | 6.4262 | 0.19147 | 0.015956 | 2.4534 | Glass Door Freezer (full size - 38 cu ft) | 5.1189 | 1.5075 | 19.3153 | 1.5075 | 19.3153 | 231.784 | 23765.9383 | 780.498 | 22985.4403 | 30.4497 | 3698.269 | 6.4262
Glass Door Refrigerator (compact - 12 cu ft) | BNI Cooking and Laundry | ROB/NEW | 12 | N/A | 916 | 710 | N/A | N/A | 0 | 105 | 43.1692 | 0 | 148.1692 | -105 | 43.1692 | 1420.0633 | 0 | 1420.0633 | 71% | 32.8953 | 9.5841 | 0.21438 | 0.017865 | 0.27497 | Glass Door Refrigerator (compact - 12 cu ft) | 7.6783 | 4.1377 | 5.3068 | 4.1377 | 5.3068 | 63.6815 | 10903.7358 | 331.4681 | 10572.2677 | 32.8953 | 1137.6943 | 9.5841
Glass Door Refrigerator (full size - 38 cu ft) | BNI Cooking and Laundry | ROB/NEW | 12 | N/A | 949 | 108 | N/A | N/A | 0 | 142.5 | 31.4689 | 0 | 173.9689 | -142.5 | 31.4689 | 911.671 | 0 | 911.671 | 71% | 28.9706 | 5.2404 | 0.24296 | 0.020247 | 2.1224 | Glass Door Refrigerator (full size - 38 cu ft) | 51.189 | 4.196 | 36.6532 | 4.196 | 36.6532 | 439.8381 | 46667.4946 | 1610.8592 | 45056.6354 | 28.9706 | 8905.2867 | 5.2404
Ground Source Heat Pump (60kBTU/hr) (closed loop) | BNI HVAC | ROB/NEW | 25 | N/A | 29037.099 | 54081 | N/A | N/A | 13762.98 | 3750 | 3835.2343 | 0 | 7585.2343 | 10012.98 | 17598.2143 | 136606.5707 | 0 | 136606.5707 | 75% | 9.6491 | 18.0095 | 0.32775 | 0.01311 | 0.17495 | Ground Source Heat Pump (60kBTU/hr) (closed loop) | 7.881 | 341.7156 | 182.3922 | 341.7156 | 182.3922 | 4559.8048 | 1076595.7552 | 111574.9501 | 965020.8051 | 9.6491 | 59779.1963 | 18.0095
Heat Pump Clothes Dryer | BNI Cooking and Laundry | ROB/NEW | 11 | N/A | 1956.225 | 1489 | N/A | N/A | 666.54 | 375 | 92.8867 | 0 | 467.8867 | 291.54 | 759.4267 | 2776.3981 | 0 | 2776.3981 | 71% | 4.9042 | 5.9339 | 0.317 | 0.028818 | 0.41403 | Heat Pump Clothes Dryer | 2.627 | 2.9689 | 3.8775 | 2.9689 | 3.8775 | 42.6521 | 7293.5936 | 1487.2229 | 5806.3706 | 4.9042 | 1229.1377 | 5.9339
Heat Pump Water Heater (40 gal) | BNI Domestic Hot Water (DHW) | ROB/NEW | 10 | N/A | 4925.501 | 1214.6285 | N/A | N/A | 1012.13 | 750 | 158.4721 | 0 | 908.4721 | 262.13 | 1170.6021 | 4530.3694 | 0 | 4530.3694 | 71% | 5.1653 | 4.9868 | 0.24445 | 0.024445 | 0.98549 | Heat Pump Water Heater (40 gal) | 5.254 | 4.8436 | 19.5258 | 4.8436 | 19.5258 | 195.2582 | 23802.5471 | 4608.1988 | 19194.3484 | 5.1653 | 4773.1096 | 4.9868
Heat Pump Water Heater (60 gal) | BNI Domestic Hot Water (DHW) | ROB/NEW | 10 | N/A | 7541.271 | 1859.6774 | N/A | N/A | 1112.13 | 875 | 228.9664 | 0 | 1103.9664 | 237.13 | 1341.0964 | 6936.2982 | 0 | 6936.2982 | 71% | 6.8098 | 6.2831 | 0.19402 | 0.019402 | 0.78217 | Heat Pump Water Heater (60 gal) | 5.254 | 7.4159 | 29.8953 | 7.4159 | 29.8953 | 298.9533 | 36443.2894 | 5351.6092 | 31091.6802 | 6.8098 | 5800.2359 | 6.2831
Heat Reclaimer Unit (Agriculture) | BNI Process | ROB/NEW | 15 | N/A | 9800.851 | 2819 | N/A | N/A | 4625.74 | 1562.5 | 426.2862 | 0 | 1988.7862 | 3063.24 | 5052.0262 | 13038.534 | 0 | 13038.534 | 71% | 3.5139 | 6.556 | 0.26894 | 0.017929 | 0.92956 | Heat Reclaimer Unit (Agriculture) | 3.8392 | 8.2143 | 28.3903 | 8.2143 | 28.3903 | 425.8549 | 50057.1792 | 14245.4854 | 35811.6937 | 3.5139 | 7635.2929 | 6.556
High Bay Luminaire (15 000 lumen) | BNI Lighting | ROB/NEW | 22.3 | N/A | 255.3125 | 39.1387 | N/A | N/A | 172.62 | 81.25 | 16.3336 | 0 | 97.5836 | 91.37 | 188.9536 | 459.5478 | 0 | 459.5478 | 85% | 2.8183 | 4.7093 | 0.42313 | 0.018975 | 2.7441 | High Bay Luminaire (15 000 lumen) | 851.0165 | 30.2651 | 196.2636 | 30.2651 | 196.2636 | 4376.6775 | 391082.7343 | 138767.2367 | 252315.4977 | 2.8183 | 83045.2271 | 4.7093
High Bay Luminaire (25 000 lumen) | BNI Lighting | ROB/NEW | 22.3 | N/A | 425.5344 | 65.2333 | N/A | N/A | 222.11 | 125 | 26.7024 | 0 | 151.7024 | 97.11 | 248.8124 | 765.9374 | 0 | 765.9374 | 85% | 3.5543 | 5.0489 | 0.39466 | 0.017698 | 2.5595 | High Bay Luminaire (25 000 lumen) | 536.2044 | 31.7831 | 206.1079 | 31.7831 | 206.1079 | 4596.2069 | 410699.0208 | 115549.8659 | 295149.1549 | 3.5543 | 81343.5104 | 5.0489
High Bay Luminaire (35 000 lumen) | BNI Lighting | ROB/NEW | 22.3 | N/A | 595.7155 | 91.3217 | N/A | N/A | 343.14 | 218.75 | 39.5693 | 0 | 258.3193 | 124.39 | 382.7093 | 1072.2536 | 0 | 1072.2536 | 85% | 3.2371 | 4.1509 | 0.48005 | 0.021527 | 3.1132 | High Bay Luminaire (35 000 lumen) | 31.9931 | 2.6548 | 17.2157 | 2.6548 | 17.2157 | 383.9103 | 34304.7189 | 10597.3419 | 23707.3769 | 3.2371 | 8264.4369 | 4.1509
High Bay Luminaire (60 000 lumen) | BNI Lighting | ROB/NEW | 22.3 | N/A | 1021.25 | 156.555 | N/A | N/A | 728.175 | 468.75 | 72.5218 | 0 | 541.2718 | 259.425 | 800.6968 | 1838.191 | 0 | 1838.191 | 85% | 2.6584 | 3.3961 | 0.58675 | 0.026312 | 3.8052 | High Bay Luminaire (60 000 lumen) | 25.5945 | 3.6409 | 23.6107 | 3.6409 | 23.6107 | 526.5176 | 47047.547 | 17697.8297 | 29349.7173 | 2.6584 | 13853.5704 | 3.3961
High Efficiency Circulator Pump 1.5kW | BNI HVAC | ROB/NEW | 15 | N/A | 1974 | 127 | N/A | N/A | 4178.16 | 500 | 25 | 0 | 525 | 3678.16 | 4203.16 | 2195.8018 | 0 | 2195.8018 | 73% | 0.71407 | 4.1825 | 0.34283 | 0.022855 | 5.2976 | High Efficiency Circulator Pump 1.5kW | 144.6088 | 14.3317 | 221.4499 | 14.3317 | 221.4499 | 3321.7485 | 317532.3104 | 444680.3493 | -127148.039 | 0.71407 | 75919.6329 | 4.1825
High Efficiency Circulator Pump 100W | BNI HVAC | ROB/NEW | 15 | N/A | 412 | 67.5 | N/A | N/A | 120.4448 | 75 | 17.2399 | 0 | 92.2399 | 45.4448 | 137.6847 | 505.1921 | 0 | 505.1921 | 73% | 4.8038 | 5.4769 | 0.28859 | 0.01924 | 1.7512 | High Efficiency Circulator Pump 100W | 948.2756 | 49.9504 | 303.0856 | 49.9504 | 303.0856 | 4546.2841 | 479061.3062 | 99725.0069 | 379336.2993 | 4.8038 | 87468.8259 | 5.4769
High Efficiency Circulator Pump 300W | BNI HVAC | ROB/NEW | 15 | N/A | 800 | 95.3 | N/A | N/A | 1008.14 | 137.5 | 31.9763 | 0 | 169.4763 | 870.64 | 1040.1163 | 940.0346 | 0 | 940.0346 | 73% | 1.2241 | 5.5467 | 0.27308 | 0.018205 | 2.279 | High Efficiency Circulator Pump 300W | 30.7134 | 2.2841 | 19.0612 | 2.2841 | 19.0612 | 285.9186 | 28871.6399 | 23585.3703 | 5286.2695 | 1.2241 | 5205.1884 | 5.5467
High Volume Low Speed Fan (Agriculture) (18 foot) | BNI Process | ROB/NEW | 15 | N/A | 10939.008 | 3138 | N/A | N/A | 4426.24 | 1250 | 450.844 | 0 | 1700.844 | 3176.24 | 4877.084 | 14543.369 | 0 | 14543.369 | 71% | 4.0472 | 8.5507 | 0.20607 | 0.013738 | 0.71416 | High Volume Low Speed Fan (Agriculture) (18 foot) | 11.8215 | 28.1554 | 97.5707 | 28.1554 | 97.5707 | 1463.5601 | 171924.3364 | 42480.2331 | 129444.1033 | 4.0472 | 20106.5159 | 8.5507
High Volume Low Speed Fan (Agriculture) (24 foot) | BNI Process | ROB/NEW | 15 | N/A | 16086.432 | 4615 | N/A | N/A | 4426.24 | 2500 | 696.0936 | 0 | 3196.0936 | 1926.24 | 5122.3336 | 21387.2866 | 0 | 21387.2866 | 71% | 5.5715 | 6.6917 | 0.26332 | 0.017555 | 0.9125 | High Volume Low Speed Fan (Agriculture) (24 foot) | 11.8215 | 41.4076 | 143.4832 | 41.4076 | 143.4832 | 2152.2482 | 252829.6613 | 45379.4493 | 207450.212 | 5.5715 | 37782.5984 | 6.6917
Horticultural Lighting - blended lamps and baselines | BNI Lighting | ROB/NEW | 10 | N/A | 2112.6 | 380 | N/A | N/A | 1300 | 528.15 | 85.2159 | 0 | 613.3659 | 771.85 | 1385.2159 | 2202.3559 | 0 | 2202.3559 | 85% | 1.8504 | 3.5906 | 0.32142 | 0.032142 | 1.7765 | Horticultural Lighting - blended lamps and baselines | 328.3748 | 113.3836 | 626.638 | 113.3836 | 626.638 | 6266.3798 | 723198.1893 | 390836.9063 | 332361.283 | 1.8504 | 201413.8981 | 3.5906
HVAC Hotel Occupancy Sensor | BNI HVAC | ROB/NEW | 8 | N/A | 438 | 90 | N/A | N/A | 146.3 | 75 | 12.9581 | 0 | 87.9581 | 71.3 | 159.2581 | 344.8401 | 0 | 344.8401 | 75% | 2.8108 | 3.9205 | 0.25196 | 0.031495 | 1.219 | HVAC Hotel Occupancy Sensor | 339.1269 | 24.4705 | 118.3882 | 24.4705 | 118.3882 | 947.1053 | 116944.5653 | 41605.1337 | 75339.4316 | 2.8108 | 29828.9525 | 3.9205
Ice-Maker with Remote Condensing Unit (1500 lbs per day) | BNI Cooking and Laundry | ROB/NEW | 10 | N/A | 3184 | 247 | N/A | N/A | 1361.5875 | 300 | 82.6482 | 0 | 382.6482 | 1061.5875 | 1444.2357 | 2533.4054 | 0 | 2533.4054 | 71% | 2.4142 | 6.6207 | 0.15928 | 0.015928 | 2.0412 | Ice-Maker with Remote Condensing Unit (1500 lbs per day) | 2.627 | 0.49248 | 6.3111 | 0.49248 | 6.3111 | 63.1105 | 6655.252 | 2756.7074 | 3898.5446 | 2.4142 | 1005.2163 | 6.6207
Ice-Maker with Remote Condensing Unit (2500 lbs per day) | BNI Cooking and Laundry | ROB/NEW | 10 | N/A | 6304 | 489 | N/A | N/A | 2269.3125 | 562.5 | 162.061 | 0 | 724.561 | 1706.8125 | 2431.3735 | 5015.8622 | 0 | 5015.8622 | 71% | 2.8286 | 6.9226 | 0.15233 | 0.015233 | 1.9523 | Ice-Maker with Remote Condensing Unit (2500 lbs per day) | 2.627 | 0.975 | 12.4953 | 0.975 | 12.4953 | 124.9525 | 13176.6622 | 4658.385 | 8518.2772 | 2.8286 | 1903.4205 | 6.9226
Ice-Maker with Remote Condensing Unit (800 lbs per day) | BNI Cooking and Laundry | ROB/NEW | 10 | N/A | 1267 | 98 | N/A | N/A | 726.18 | 175 | 35.6634 | 0 | 210.6634 | 551.18 | 761.8434 | 1007.8993 | 0 | 1007.8993 | 71% | 1.8284 | 4.7844 | 0.22037 | 0.022037 | 2.8324 | Ice-Maker with Remote Condensing Unit (800 lbs per day) | 2.627 | 0.1954 | 2.5113 | 0.1954 | 2.5113 | 25.1134 | 2647.7498 | 1448.1361 | 1199.6137 | 1.8284 | 553.4125 | 4.7844
Ice-Making Head (1200lbs per day) | BNI Cooking and Laundry | ROB/NEW | 10 | N/A | 3947 | 306.3881 | N/A | N/A | 1089.27 | 312.5 | 99.488 | 0 | 411.988 | 776.77 | 1188.758 | 3140.6451 | 0 | 3140.6451 | 71% | 3.5981 | 7.6231 | 0.13834 | 0.013834 | 1.7717 | Ice-Making Head (1200lbs per day) | 2.627 | 0.6109 | 7.8234 | 0.6109 | 7.8234 | 78.2341 | 8250.47 | 2293.0274 | 5957.4425 | 3.5981 | 1082.2919 | 7.6231
Ice-Making Head (400 lbs per day) | BNI Cooking and Laundry | ROB/NEW | 10 | N/A | 882 | 77 | N/A | N/A | 363.09 | 100 | 23.9074 | 0 | 123.9074 | 263.09 | 386.9974 | 708.0778 | 0 | 708.0778 | 71% | 2.5136 | 5.7146 | 0.18619 | 0.018619 | 2.1203 | Ice-Making Head (400 lbs per day) | 3.9405 | 0.23029 | 2.6223 | 0.23029 | 2.6223 | 26.2234 | 2790.1788 | 1110.0435 | 1680.1353 | 2.5136 | 488.257 | 5.7146
Ice-Making Head (600 lbs per day) | BNI Cooking and Laundry | ROB/NEW | 10 | N/A | 1568 | 122 | N/A | N/A | 544.635 | 181.25 | 42.3838 | 0 | 223.6338 | 363.385 | 587.0188 | 1247.8723 | 0 | 1247.8723 | 71% | 2.9083 | 5.58 | 0.18903 | 0.018903 | 2.4153 | Ice-Making Head (600 lbs per day) | 2.627 | 0.24325 | 3.108 | 0.24325 | 3.108 | 31.0796 | 3278.1587 | 1127.1784 | 2150.9803 | 2.9083 | 587.4856 | 5.58
Ice-Making Head (900 lbs per day) | BNI Cooking and Laundry | ROB/NEW | 10 | N/A | 2711 | 210 | N/A | N/A | 1225.4288 | 250 | 70.0927 | 0 | 320.0927 | 975.4288 | 1295.5214 | 2156.8293 | 0 | 2156.8293 | 71% | 2.2941 | 6.7381 | 0.15649 | 0.015649 | 2.0084 | Ice-Making Head (900 lbs per day) | 2.627 | 0.41871 | 5.3735 | 0.41871 | 5.3735 | 53.7351 | 5665.9873 | 2469.765 | 3196.2223 | 2.2941 | 840.883 | 6.7381
Large Capacity Commercial Heat Pump (100 kBTU/hr) | BNI HVAC | ROB/NEW | 15 | N/A | 53704.116 | 0 | N/A | N/A | 10000 | 6250 | 1842.9226 | 0 | 8092.9226 | 3750 | 11842.9226 | 57313.8758 | 0 | 57313.8758 | 75% | 6.1345 | 7.082 | 0.18907 | 0.012605 | N/A | Large Capacity Commercial Heat Pump (100 kBTU/hr) | 44.659 | 0 | 1911.5614 | 0 | 1911.5614 | 28673.4213 | 2559578.8859 | 417245.3385 | 2142333.5474 | 6.1345 | 361421.6211 | 7.082
LED Replacement Lamps for HID (10000 lumen) | BNI Lighting | ROB/NEW | 11 | N/A | 172.7305 | 37.3247 | N/A | N/A | 99.75 | 75 | 9.1378 | 0 | 84.1378 | 24.75 | 108.8878 | 201.7713 | 0 | 201.7713 | 85% | 2.1482 | 2.3981 | 0.53925 | 0.049023 | 2.481 | LED Replacement Lamps for HID (10000 lumen) | 49.913 | 1.6928 | 7.7878 | 1.6928 | 7.7878 | 85.6653 | 10071.0029 | 4688.0904 | 5382.9125 | 2.1482 | 4199.5672 | 2.3981
LED Replacement Lamps for HID (4000 lumen) | BNI Lighting | ROB/NEW | 11 | N/A | 69.1005 | 14.9317 | N/A | N/A | 100.8 | 25 | 1.25 | 0 | 26.25 | 75.8 | 102.05 | 80.7182 | 0 | 80.7182 | 85% | 0.92854 | 3.075 | 0.42055 | 0.038232 | 1.9348 | LED Replacement Lamps for HID (4000 lumen) | 249.5649 | 3.386 | 15.5774 | 3.386 | 15.5774 | 171.3511 | 20144.4227 | 21694.6728 | -1550.2501 | 0.92854 | 6551.0774 | 3.075
LED Troffer (1x4) | BNI Lighting | RET | 12 | 7 | 179.9017 | 38.8742 | 179.9017 | 38.8742 | 160.2867 | 31.25 | 6.7578 | 0 | 38.0078 | 129.0367 | 167.0445 | 194.5619 | 0 | 194.5619 | 73% | 1.572 | 5.119 | 0.27234 | 0.022695 | 1.2529 | LED Troffer (1x4) | 809.1155 | 24.5456 | 112.9222 | 24.5456 | 112.9222 | 1355.0663 | 157423.0162 | 100141.8697 | 57281.1464 | 1.572 | 30752.6882 | 5.119
LED Troffer (2x2) | BNI Lighting | RET | 12 | 7 | 143.8384 | 31.0815 | 143.8384 | 31.0815 | 141.7698 | 31.25 | 5.7163 | 0 | 36.9663 | 110.5198 | 147.4861 | 155.5598 | 0 | 155.5598 | 73% | 1.4244 | 4.2081 | 0.33128 | 0.027607 | 1.5241 | LED Troffer (2x2) | 1859.9149 | 45.1123 | 207.5399 | 45.1123 | 207.5399 | 2490.4787 | 289328.0337 | 203118.0679 | 86209.9657 | 1.4244 | 68754.2342 | 4.2081
LED Troffer (4x2) | BNI Lighting | RET | 12 | 6.9667 | 230.0263 | 35.2624 | 230.0263 | 35.2624 | 204.3304 | 31.25 | 7.8518 | 0 | 39.1018 | 173.0804 | 212.1822 | 235.531 | 0 | 235.531 | 73% | 1.5001 | 6.0235 | 0.21912 | 0.01826 | 1.421 | LED Troffer (4x2) | 3551.7019 | 97.7349 | 633.7933 | 97.7349 | 633.7933 | 7605.5195 | 836535.7352 | 557663.3244 | 278872.4108 | 1.5001 | 138877.7984 | 6.0235
Linear Ambient Luminaire (10000 lumen) | BNI Lighting | ROB/NEW | 11.6 | N/A | 468.5734 | 101.2522 | N/A | N/A | 217.98 | 68.75 | 16.5774 | 0 | 85.3274 | 149.23 | 234.5574 | 492.0865 | 0 | 492.0865 | 73% | 2.8007 | 5.767 | 0.23473 | 0.020236 | 1.08 | Linear Ambient Luminaire (10000 lumen) | 191.7709 | 15.1526 | 69.7098 | 15.1526 | 69.7098 | 808.6337 | 94367.8646 | 33694.6877 | 60673.1769 | 2.8007 | 16363.317 | 5.767
Linear Ambient Luminaire (2000 lumen) | BNI Lighting | ROB/NEW | 11.6 | N/A | 50.1984 | 10.8472 | N/A | N/A | 12.6 | 18.75 | 2.3452 | 0 | 21.0952 | -6.15 | 14.9452 | 52.7173 | 0 | 52.7173 | 73% | 4.567 | 2.499 | 0.5417 | 0.046698 | 2.4922 | Linear Ambient Luminaire (2000 lumen) | 60.421 | 0.51145 | 2.3529 | 0.51145 | 2.3529 | 27.2941 | 3185.2322 | 697.4503 | 2487.7819 | 4.567 | 1274.5913 | 2.499
Linear Ambient Luminaire (4000 lumen) | BNI Lighting | ROB/NEW | 11.6 | N/A | 96.2515 | 20.7986 | N/A | N/A | 65.52 | 31.25 | 4.2616 | 0 | 35.5116 | 34.27 | 69.7816 | 101.0815 | 0 | 101.0815 | 73% | 1.9405 | 2.8464 | 0.47559 | 0.040999 | 2.188 | Linear Ambient Luminaire (4000 lumen) | 1045.5454 | 16.9698 | 78.07 | 16.9698 | 78.07 | 905.6119 | 105685.2566 | 54463.7409 | 51221.5157 | 1.9405 | 37129.0166 | 2.8464
Linear Ambient Luminaire (8000 lumen) | BNI Lighting | ROB/NEW | 11.6 | N/A | 175.9223 | 38.0144 | N/A | N/A | 217.98 | 50 | 7.4333 | 0 | 57.4333 | 167.98 | 225.4133 | 184.7501 | 0 | 184.7501 | 73% | 1.1092 | 3.2168 | 0.42083 | 0.036279 | 1.9361 | Linear Ambient Luminaire (8000 lumen) | 591.0747 | 17.5344 | 80.6672 | 17.5344 | 80.6672 | 935.739 | 109201.0998 | 98448.6177 | 10752.482 | 1.1092 | 33947.3596 | 3.2168
Linear Replacement Lamp (2 foot) | BNI Lighting | ROB/NEW | 11.6 | N/A | 37.3068 | 8.0615 | N/A | N/A | 12.6882 | 2 | 1.1318 | 0 | 3.1318 | 10.6882 | 13.82 | 38.6422 | 0 | 38.6422 | 72% | 3.7636 | 12.3385 | 0.10972 | 0.0094583 | 0.50477 | Linear Replacement Lamp (2 foot) | 3809.1478 | 23.6348 | 108.7324 | 23.6348 | 108.7324 | 1261.2959 | 147193.7151 | 39109.8368 | 108083.8783 | 3.7636 | 11929.6476 | 12.3385
Linear Replacement Lamp (4 foot) | BNI Lighting | ROB/NEW | 11.6 | N/A | 49.6736 | 7.6148 | N/A | N/A | 8.6562 | 4 | 1.5012 | 0 | 5.5012 | 4.6562 | 10.1574 | 48.7301 | 0 | 48.7301 | 72% | 6.301 | 8.8581 | 0.14474 | 0.012478 | 0.93866 | Linear Replacement Lamp (4 foot) | 164576.1999 | 964.5789 | 6255.1228 | 964.5789 | 6255.1228 | 72559.425 | 8019821.7713 | 1272779.614 | 6747042.1573 | 6.301 | 905369.1724 | 8.8581
Low-bay Luminaire (10,000 lumen) | BNI Lighting | ROB/NEW | 11.6 | N/A | 468.5734 | 101.2522 | N/A | N/A | 166.32 | 62.5 | 16.2649 | 0 | 78.7649 | 103.82 | 182.5849 | 492.0865 | 0 | 492.0865 | 73% | 3.5742 | 6.2475 | 0.21668 | 0.018679 | 0.99689 | Low-bay Luminaire (10,000 lumen) | 2.627 | 0.20757 | 0.95493 | 0.20757 | 0.95493 | 11.0772 | 1292.7105 | 361.6813 | 931.0292 | 3.5742 | 206.9154 | 6.2475
Low-bay Luminaire (5000 lumen) | BNI Lighting | ROB/NEW | 11.6 | N/A | 279.9042 | 42.9086 | N/A | N/A | 166.32 | 37.5 | 9.309 | 0 | 46.809 | 128.82 | 175.629 | 278.4017 | 0 | 278.4017 | 73% | 2.1297 | 5.9476 | 0.21557 | 0.018584 | 1.398 | Low-bay Luminaire (5000 lumen) | 1936.0979 | 64.8294 | 420.4073 | 64.8294 | 420.4073 | 4876.7248 | 539012.8723 | 253091.7764 | 285921.0959 | 2.1297 | 90626.8342 | 5.9476
Low/Zero Energy Livestock Waterer | BNI Process | ROB/NEW | 10 | N/A | 1400 | 590 | N/A | N/A | 992.25 | 125 | 45.4335 | 0 | 170.4335 | 867.25 | 1037.6835 | 1467.4114 | 0 | 1467.4114 | 71% | 1.9567 | 8.6099 | 0.16135 | 0.016135 | 0.38062 | Low/Zero Energy Livestock Waterer | 2.627 | 1.1764 | 2.775 | 1.1764 | 2.775 | 27.7496 | 3854.8875 | 1970.0676 | 1884.8198 | 1.9567 | 447.7286 | 8.6099
Milk Pre-cooler | BNI Process | ROB/NEW | 15 | N/A | 6244.115 | 1796 | N/A | N/A | 4339.44 | 937.5 | 268.6888 | 0 | 1206.1888 | 3401.94 | 4608.1288 | 8306.8596 | 0 | 8306.8596 | 71% | 2.4799 | 6.8869 | 0.25602 | 0.017068 | 0.8849 | Milk Pre-cooler | 2.627 | 3.581 | 12.3766 | 3.581 | 12.3766 | 185.6483 | 21822.1075 | 8799.6335 | 13022.474 | 2.4799 | 3168.656 | 6.8869
Multi-Tank Conveyor Dishwasher - High Temp | BNI Cooking and Laundry | ROB/NEW | 20 | N/A | 27407.5971 | 2837 | N/A | N/A | 1222.2 | 1875 | 1077.8523 | 0 | 2952.8523 | -652.8 | 2300.0523 | 36854.3414 | 0 | 36854.3414 | 71% | 18.9423 | 12.4809 | 0.14279 | 0.0071396 | 1.3714 | Multi-Tank Conveyor Dishwasher - High Temp | 3.9405 | 8.4849 | 81.4875 | 8.4849 | 81.4875 | 1629.7503 | 145224.4475 | 7666.6888 | 137557.7587 | 18.9423 | 11635.7078 | 12.4809
Multi-Tank Conveyor Dishwasher - Low Temp | BNI Cooking and Laundry | ROB/NEW | 20 | N/A | 18811.2029 | 1947 | N/A | N/A | 1222.2 | 1375 | 744.3461 | 0 | 2119.3461 | -152.8 | 1966.5461 | 25300.8729 | 0 | 25300.8729 | 71% | 15.6943 | 11.9381 | 0.14932 | 0.007466 | 1.4342 | Multi-Tank Conveyor Dishwasher - Low Temp | 3.9405 | 5.8231 | 55.929 | 5.8231 | 55.929 | 1118.579 | 99698.0316 | 6352.5081 | 93345.5235 | 15.6943 | 8351.2783 | 11.9381
Natural Barn Ventiliation - Year-Round | BNI Process | ROB/NEW | 15 | N/A | 44738.571 | 5107 | N/A | N/A | 4289.25 | 1250 | 1421.1737 | 0 | 2671.1737 | 3039.25 | 5710.4237 | 50881.9303 | 0 | 50881.9303 | 71% | 11.3918 | 19.0485 | 0.079132 | 0.0052755 | 0.68916 | Natural Barn Ventiliation - Year-Round | 5.254 | 20.3653 | 177.354 | 20.3653 | 177.354 | 2660.3098 | 267333.5055 | 23467.194 | 243866.3116 | 11.3918 | 14034.3386 | 19.0485
No-Loss Drain | BNI Process | ROB/NEW | 15 | N/A | 7143.605 | 1392 | N/A | N/A | 332.5 | 150 | 241.5759 | 0 | 391.5759 | 182.5 | 574.0759 | 8766.0731 | 0 | 8766.0731 | 71% | 18.3525 | 22.3867 | 0.072649 | 0.0048433 | 0.37065 | No-Loss Drain | 2.627 | 2.7755 | 14.1594 | 2.7755 | 14.1594 | 212.3917 | 23028.4606 | 1254.7882 | 21773.6725 | 18.3525 | 1028.6693 | 22.3867
Occupancy Sensor (Ceiling Mounted) | BNI Lighting | ROB/NEW | 10 | N/A | 187.7496 | 43.9824 | N/A | N/A | 115.71 | 50 | 8.9307 | 0 | 58.9307 | 65.71 | 124.6407 | 240.8267 | 0 | 240.8267 | 100% | 1.9322 | 4.0866 | 0.29536 | 0.029536 | 1.2534 | Occupancy Sensor (Ceiling Mounted) | 24.3148 | 1.1432 | 4.8513 | 1.1432 | 4.8513 | 48.5132 | 5855.6437 | 3030.6078 | 2825.0359 | 1.9322 | 1432.885 | 4.0866
Occupancy Sensor (Wall Mounted) | BNI Lighting | ROB/NEW | 10 | N/A | 109.2361 | 25.5898 | N/A | N/A | 74.3337 | 25 | 4.9915 | 0 | 29.9915 | 49.3337 | 79.3252 | 140.1174 | 0 | 140.1174 | 100% | 1.7664 | 4.6719 | 0.25836 | 0.025836 | 1.0964 | Occupancy Sensor (Wall Mounted) | 213.7139 | 5.8462 | 24.809 | 5.8462 | 24.809 | 248.0903 | 29945.0332 | 16952.896 | 12992.1372 | 1.7664 | 6409.5972 | 4.6719
Occupancy Sensor (Exterior) | BNI Lighting | ROB/NEW | 10 | N/A | 118.3768 | 25.9563 | N/A | N/A | 89.838 | 12.5 | 4.6306 | 0 | 17.1306 | 77.338 | 94.4686 | 150.0067 | 0 | 150.0067 | 100% | 1.5879 | 8.7567 | 0.13617 | 0.013617 | 0.61741 | Occupancy Sensor (Exterior) | 6.3986 | 0.17754 | 0.80494 | 0.17754 | 0.80494 | 8.0494 | 959.8358 | 604.4684 | 355.3674 | 1.5879 | 109.6119 | 8.7567
Open to Closed Cooler Conversion | BNI Refrigeration | RET | 12 | 4 | 54750 | 6250 | 18250 | 2083 | 49662.8495 | 3125 | 156.25 | 0 | 3281.25 | 46537.8495 | 49819.0995 | 31807.0269 | 0 | 31807.0269 | 71% | 0.89808 | 9.6936 | 0.07943 | 0.011915 | 0.69174 | Open to Closed Cooler Conversion | 2.5594 | 12.1412 | 105.7303 | 12.1412 | 105.7303 | 704.8687 | 81408.4384 | 90647.653 | -9239.2147 | 0.89808 | 8398.1895 | 9.6936
Outside Air Economizer | BNI Refrigeration | ROB/NEW | 15 | N/A | 5851.542 | 1953 | N/A | N/A | 1159.2 | 2500 | 340.888 | 0 | 2840.888 | -1340.8 | 1500.088 | 8084.9411 | 0 | 8084.9411 | 71% | 6.9463 | 2.8459 | 0.64345 | 0.042897 | 1.9166 | Outside Air Economizer | 2.627 | 3.894 | 11.5984 | 3.894 | 11.5984 | 173.9764 | 21239.128 | 3057.616 | 18181.512 | 6.9463 | 7463.0084 | 2.8459
Packaged Terminal Heat Pump (12kBTU/hr) | BNI HVAC | ROB/NEW | 15 | N/A | 4600.652 | 0 | N/A | N/A | 211.68 | 625 | 162.3562 | 0 | 787.3562 | -413.32 | 374.0362 | 4909.888 | 0 | 4909.888 | 75% | 15.2901 | 6.2359 | 0.21472 | 0.014315 | N/A | Packaged Terminal Heat Pump (12kBTU/hr) | 117.7346 | 0 | 431.7134 | 0 | 431.7134 | 6475.7007 | 578063.7948 | 37806.4919 | 540257.3029 | 15.2901 | 92699.0803 | 6.2359
Pole/Arm-Mounted Area Luminaire (1300 lumen) | BNI Lighting | ROB/NEW | 13.7 | N/A | 147.2556 | 32.9476 | N/A | N/A | 39.0754 | 62.5 | 8.656 | 0 | 71.156 | -23.4246 | 47.7314 | 207.1347 | 0 | 207.1347 | 85% | 4.9471 | 2.911 | 0.53495 | 0.039047 | 2.3769 | Pole/Arm-Mounted Area Luminaire (1300 lumen) | 12.7972 | 0.38312 | 1.7022 | 0.38312 | 1.7022 | 23.3205 | 2650.7523 | 535.8218 | 2114.9305 | 4.9471 | 910.6006 | 2.911
Pole/Arm-Mounted Area Luminaire (20000 lumen) | BNI Lighting | ROB/NEW | 13.7 | N/A | 1202.3976 | 274.52 | N/A | N/A | 483.84 | 187.5 | 54.7167 | 0 | 242.2167 | 296.34 | 538.5567 | 1698.0323 | 0 | 1698.0323 | 85% | 3.644 | 7.0104 | 0.22301 | 0.016278 | 0.97108 | Pole/Arm-Mounted Area Luminaire (20000 lumen) | 367.2808 | 91.6155 | 398.9109 | 91.6155 | 398.9109 | 5465.08 | 623654.6952 | 171145.764 | 452508.9312 | 3.644 | 88961.5386 | 7.0104
Pole/Arm-Mounted Area Luminaire (30000 lumen) | BNI Lighting | ROB/NEW | 13.7 | N/A | 2821.9902 | 644.29 | N/A | N/A | 901.74 | 312.5 | 122.0405 | 0 | 434.5405 | 589.24 | 1023.7805 | 3985.2296 | 0 | 3985.2296 | 85% | 4.4852 | 9.1711 | 0.17047 | 0.012443 | 0.74229 | Pole/Arm-Mounted Area Luminaire (30000 lumen) | 166.3641 | 97.3952 | 424.0771 | 97.3952 | 424.0771 | 5809.8562 | 662999.2733 | 147817.78 | 515181.4933 | 4.4852 | 72291.9566 | 9.1711
Pole/Arm-Mounted Area Luminaire (5000 lumen) | BNI Lighting | ROB/NEW | 13.7 | N/A | 886.4244 | 202.38 | N/A | N/A | 150.29 | 93.75 | 38.114 | 0 | 131.864 | 56.54 | 188.404 | 1251.8133 | 0 | 1251.8133 | 85% | 7.5474 | 9.4932 | 0.16469 | 0.012021 | 0.71711 | Pole/Arm-Mounted Area Luminaire (5000 lumen) | 40.9512 | 7.5306 | 32.7897 | 7.5306 | 32.7897 | 449.2191 | 51263.2197 | 6792.1826 | 44471.0371 | 7.5474 | 5399.9861 | 9.4932
Pole/Arm-Mounted Area Luminaire (50000 lumen) | BNI Lighting | ROB/NEW | 13.7 | N/A | 1987.6878 | 453.81 | N/A | N/A | 1502.9 | 437.5 | 96.8295 | 0 | 534.3295 | 1065.4 | 1599.7295 | 2807.0233 | 0 | 2807.0233 | 85% | 2.0425 | 5.2534 | 0.2976 | 0.021723 | 1.2959 | Pole/Arm-Mounted Area Luminaire (50000 lumen) | 181.7208 | 74.9334 | 326.274 | 74.9334 | 326.274 | 4469.9539 | 510094.5875 | 249737.9259 | 260356.6617 | 2.0425 | 97098.7941 | 5.2534
Pole/Arm-Mounted Area Luminaire (60000 lumen) | BNI Lighting | ROB/NEW | 13.7 | N/A | 1570.5366 | 358.57 | N/A | N/A | 1955.52 | 562.5 | 87.349 | 0 | 649.849 | 1393.02 | 2042.869 | 2217.9202 | 0 | 2217.9202 | 85% | 1.2677 | 3.413 | 0.45807 | 0.033436 | 1.9946 | Pole/Arm-Mounted Area Luminaire (60000 lumen) | 12.7972 | 4.1695 | 18.1549 | 4.1695 | 18.1549 | 248.7222 | 28383.259 | 22389.2976 | 5993.9614 | 1.2677 | 8316.2739 | 3.413
Pole/Arm-Mounted Decorative Luminaire (10000 lumen) | BNI Lighting | ROB/NEW | 23 | N/A | 874.9488 | 195.7648 | N/A | N/A | 300.58 | 125 | 52.1301 | 0 | 177.1301 | 175.58 | 352.7101 | 1718.1977 | 0 | 1718.1977 | 85% | 5.5854 | 9.7002 | 0.22412 | 0.0097443 | 0.99582 | Pole/Arm-Mounted Decorative Luminaire (10000 lumen) | 12.7972 | 2.2764 | 10.1141 | 2.2764 | 10.1141 | 232.625 | 21988.19 | 3936.7275 | 18051.4625 | 5.5854 | 2266.7771 | 9.7002
Pole/Arm-Mounted Decorative Luminaire (1300 lumen) | BNI Lighting | ROB/NEW | 23 | N/A | 361.8756 | 80.9676 | N/A | N/A | 39.0754 | 75 | 22.7259 | 0 | 97.7259 | -35.9246 | 61.8013 | 710.6402 | 0 | 710.6402 | 85% | 12.7036 | 7.2718 | 0.29897 | 0.012998 | 1.3284 | Pole/Arm-Mounted Decorative Luminaire (1300 lumen) | 12.7972 | 0.94151 | 4.1832 | 0.94151 | 4.1832 | 96.2129 | 9094.2344 | 715.877 | 8378.3574 | 12.7036 | 1250.6214 | 7.2718
Pole/Arm-Mounted Decorative Luminaire (5000 lumen) | BNI Lighting | ROB/NEW | 23 | N/A | 1083.5244 | 242.4324 | N/A | N/A | 1035.216 | 93.75 | 61.5048 | 0 | 155.2548 | 941.466 | 1096.7208 | 2127.7921 | 0 | 2127.7921 | 85% | 2.2602 | 13.7052 | 0.15863 | 0.0068968 | 0.70482 | Pole/Arm-Mounted Decorative Luminaire (5000 lumen) | 12.7972 | 2.8191 | 12.5252 | 2.8191 | 12.5252 | 288.0796 | 27229.8681 | 12047.8145 | 15182.0536 | 2.2602 | 1986.8334 | 13.7052
Pot, Pan and Utensil Dishwasher - High Temp | BNI Cooking and Laundry | ROB/NEW | 10 | N/A | 3310.7717 | 343 | N/A | N/A | 2154.6 | 250 | 84.6891 | 0 | 334.6891 | 1904.6 | 2239.2891 | 2703.4612 | 0 | 2703.4612 | 71% | 1.6745 | 8.0775 | 0.13398 | 0.013398 | 1.2857 | Pot, Pan and Utensil Dishwasher - High Temp | 3.9405 | 1.0258 | 9.8435 | 1.0258 | 9.8435 | 98.435 | 10652.9827 | 6361.7567 | 4291.226 | 1.6745 | 1318.8417 | 8.0775
Premium High Bay Luminaire (15 000 lumen) | BNI Lighting | ROB/NEW | 22.3 | N/A | 312.0531 | 47.8369 | N/A | N/A | 237.258 | 125 | 21.2482 | 0 | 146.2482 | 112.258 | 258.5062 | 561.6776 | 0 | 561.6776 | 85% | 2.5197 | 3.8406 | 0.51884 | 0.023266 | 3.3647 | Premium High Bay Luminaire (15 000 lumen) | 3839.1723 | 166.8775 | 1082.1707 | 166.8775 | 1082.1707 | 24132.4074 | 2156377.2686 | 855818.6457 | 1300558.6228 | 2.5197 | 561471.9903 | 3.8406
Premium High Bay Luminaire (25 000 lumen) | BNI Lighting | ROB/NEW | 22.3 | N/A | 520.0613 | 79.7241 | N/A | N/A | 263.61 | 187.5 | 34.3707 | 0 | 221.8707 | 76.11 | 297.9807 | 936.0804 | 0 | 936.0804 | 85% | 3.6221 | 4.219 | 0.4723 | 0.021179 | 3.0629 | Premium High Bay Luminaire (25 000 lumen) | 2457.5571 | 178.0286 | 1154.4837 | 178.0286 | 1154.4837 | 25744.986 | 2300470.9688 | 635129.0034 | 1665341.9653 | 3.6221 | 545259.8279 | 4.219
Premium High Bay Luminaire (35 000 lumen) | BNI Lighting | ROB/NEW | 22.3 | N/A | 728.1104 | 111.6175 | N/A | N/A | 797.202 | 312.5 | 50.6201 | 0 | 363.1201 | 484.702 | 847.8221 | 1310.5567 | 0 | 1310.5567 | 85% | 1.7996 | 3.6092 | 0.55211 | 0.024758 | 3.5805 | Premium High Bay Luminaire (35 000 lumen) | 319.931 | 32.4478 | 210.4182 | 32.4478 | 210.4182 | 4692.3248 | 419287.7387 | 232987.1518 | 186300.5869 | 1.7996 | 116173.3911 | 3.6092
Premium High Bay Luminaire (50 000 lumen) | BNI Lighting | ROB/NEW | 22.3 | N/A | 1040.1635 | 159.4544 | N/A | N/A | 872.21 | 437.5 | 71.8683 | 0 | 509.3683 | 434.71 | 944.0783 | 1872.2343 | 0 | 1872.2343 | 85% | 2.3022 | 3.6756 | 0.54213 | 0.024311 | 3.5158 | Premium High Bay Luminaire (50 000 lumen) | 300.7913 | 43.5811 | 282.6159 | 43.5811 | 282.6159 | 6302.3339 | 563151.8352 | 244617.5819 | 318534.2533 | 2.3022 | 153213.5654 | 3.6756
Premium High Bay Luminaire (60 000 lumen) | BNI Lighting | ROB/NEW | 22.3 | N/A | 1248.2126 | 191.3478 | N/A | N/A | 1497.132 | 562.5 | 88.1177 | 0 | 650.6177 | 934.632 | 1585.2497 | 2246.7106 | 0 | 2246.7106 | 85% | 1.6512 | 3.4532 | 0.57704 | 0.025876 | 3.7422 | Premium High Bay Luminaire (60 000 lumen) | 63.9862 | 11.1252 | 72.1447 | 11.1252 | 72.1447 | 1608.8272 | 143758.4846 | 87064.7467 | 56693.7379 | 1.6512 | 41630.5608 | 3.4532
Refrigerated Case Luminaire | BNI Lighting | ROB/NEW | 16.3 | N/A | 153.0972 | 25.2788 | N/A | N/A | 173.88 | 37.5 | 8.0559 | 0 | 45.5559 | 136.38 | 181.9359 | 231.4733 | 0 | 231.4733 | 85% | 1.4852 | 5.0811 | 0.32942 | 0.02021 | 1.9834 | Refrigerated Case Luminaire | 959.7931 | 22.0461 | 132.7316 | 22.0461 | 132.7316 | 2163.5258 | 222166.4974 | 149587.5067 | 72578.9907 | 1.4852 | 43724.2492 | 5.0811
Remote Condensing Unit (800 lbs per day) | BNI Cooking and Laundry | ROB/NEW | 10 | N/A | 1267 | 197 | N/A | N/A | 679.63 | 175 | 37.6746 | 0 | 212.6746 | 504.63 | 717.3046 | 1083.2166 | 0 | 1083.2166 | 71% | 2.0823 | 5.0933 | 0.22247 | 0.022247 | 1.4224 | Remote Condensing Unit (800 lbs per day) | 3.9405 | 0.58919 | 3.767 | 0.58919 | 3.767 | 37.6701 | 4268.4123 | 2049.8937 | 2218.5187 | 2.0823 | 838.0436 | 5.0933
Server Virtualization and Decommissioning | BNI Process | RET | 4 | 5 | 8301.852 | 948 | 8453.926 | 965 | 411.5844 | 500 | 129.2591 | 0 | 629.2591 | -88.4156 | 540.8435 | 3904.473 | 0 | 3904.473 | 71% | 9.2636 | 6.2049 | 0.10046 | 0.020092 | 0.87459 | Server Virtualization and Decommissioning | 2.627 | 1.8902 | 16.4552 | 1.8902 | 16.4552 | 82.2761 | 10257.0445 | 1107.2379 | 9149.8067 | 9.2636 | 1653.0627 | 6.2049
Single -Tank Conveyor Dishwasher - High Temp | BNI Cooking and Laundry | ROB/NEW | 20 | N/A | 9212 | 953 | N/A | N/A | 2583 | 875 | 374.4309 | 0 | 1249.4309 | 1708 | 2957.4309 | 12383.9009 | 0 | 12383.9009 | 71% | 5.6077 | 9.9116 | 0.17976 | 0.0089879 | 1.7274 | Single -Tank Conveyor Dishwasher - High Temp | 3.9405 | 2.8502 | 27.3889 | 2.8502 | 27.3889 | 547.7773 | 48798.7331 | 8702.0409 | 40096.6922 | 5.6077 | 4923.3795 | 9.9116
Single -Tank Conveyor Dishwasher - Low Temp | BNI Cooking and Laundry | ROB/NEW | 20 | N/A | 13626.434 | 1410 | N/A | N/A | 0 | 1000 | 539.3303 | 0 | 1539.3303 | -1000 | 539.3303 | 18325.2761 | 0 | 18325.2761 | 71% | 33.9778 | 11.9047 | 0.14972 | 0.007486 | 1.4385 | Single -Tank Conveyor Dishwasher - Low Temp | 3.9405 | 4.217 | 40.5137 | 4.217 | 40.5137 | 810.2748 | 72210.7083 | 2125.2299 | 70085.4784 | 33.9778 | 6065.7276 | 11.9047
Single Heat Pad (Agriculture) | BNI Process | ROB/NEW | 10 | N/A | 655.5 | 95 | N/A | N/A | 108.2844 | 75 | 18.5426 | 0 | 93.5426 | 33.2844 | 126.827 | 553.9779 | 0 | 553.9779 | 71% | 5.8054 | 5.9222 | 0.18913 | 0.018913 | 1.2974 | Single Heat Pad (Agriculture) | 2.627 | 0.18942 | 1.2993 | 0.18942 | 1.2993 | 12.9928 | 1455.2991 | 250.68 | 1204.6191 | 5.8054 | 245.7362 | 5.9222
Single-Tank Door type Dishwasher - High Temp | BNI Cooking and Laundry | ROB/NEW | 15 | N/A | 11863.2391 | 1228 | N/A | N/A | 2422.98 | 1000 | 406.6754 | 0 | 1406.6754 | 1422.98 | 2829.6554 | 13357.3893 | 0 | 13357.3893 | 71% | 6.2799 | 9.4957 | 0.15715 | 0.010477 | 1.5093 | Single-Tank Door type Dishwasher - High Temp | 7.881 | 7.3454 | 70.5429 | 7.3454 | 70.5429 | 1058.1437 | 105269.5233 | 16762.808 | 88506.7152 | 6.2799 | 11086.0025 | 9.4957
Single-Tank Door type Dishwasher - Low Temp | BNI Cooking and Laundry | ROB/NEW | 15 | N/A | 16152.5529 | 1672 | N/A | N/A | 17.64 | 1250 | 548.2757 | 0 | 1798.2757 | -1232.36 | 565.9157 | 18192.1582 | 0 | 18192.1582 | 71% | 32.4396 | 10.1164 | 0.14755 | 0.0098368 | 1.4171 | Single-Tank Door type Dishwasher - Low Temp | 3.9405 | 5.0006 | 48.0243 | 5.0006 | 48.0243 | 720.3649 | 71686.1575 | 2209.8317 | 69476.3258 | 32.4396 | 7086.1014 | 10.1164
Smart thermostats for central air source heat pump | BNI HVAC | ROB/NEW | 11 | N/A | 298 | 0 | N/A | N/A | 106 | 74.5 | 11.3451 | 0 | 85.8451 | 31.5 | 117.3451 | 285.3722 | 0 | 285.3722 | 85% | 2.8131 | 3.3243 | 0.31891 | 0.028992 | N/A | Smart thermostats for central air source heat pump | 110.5752 | 0 | 29.7648 | 0 | 29.7648 | 327.4133 | 31555.0851 | 11217.3163 | 20337.7688 | 2.8131 | 9492.3433 | 3.3243
Smart thermostats for electric baseboards | BNI HVAC | ROB/NEW | 11 | N/A | 146 | 0 | N/A | N/A | 151 | 36.5 | 5.5584 | 0 | 42.0584 | 114.5 | 156.5584 | 139.8132 | 0 | 139.8132 | 85% | 1.0441 | 3.3243 | 0.31891 | 0.028992 | N/A | Smart thermostats for electric baseboards | 722.4246 | 0 | 95.2741 | 0 | 95.2741 | 1048.0154 | 101004.5095 | 96738.6904 | 4265.8191 | 1.0441 | 30383.9929 | 3.3243
Smart thermostats for mini-split heat pumps | BNI HVAC | ROB/NEW | 11 | N/A | 74 | 0 | N/A | N/A | 166 | 18.5 | 0.925 | 0 | 19.425 | 147.5 | 166.925 | 70.8642 | 0 | 70.8642 | 85% | 0.49896 | 3.6481 | 0.2906 | 0.026418 | N/A | Smart thermostats for mini-split heat pumps | 77.4026 | 0 | 5.1739 | 0 | 5.1739 | 56.9128 | 5485.0785 | 10993.109 | -5508.0305 | 0.49896 | 1503.5462 | 3.6481
Solid Door Freezer | BNI Cooking and Laundry | ROB/NEW | 12 | N/A | 2128 | 165 | N/A | N/A | 0 | 225 | 64.0004 | 0 | 289.0004 | -225 | 64.0004 | 1975.4854 | 0 | 1975.4854 | 71% | 30.8668 | 6.8356 | 0.17999 | 0.015 | 2.3078 | Solid Door Freezer | 11.8215 | 1.4804 | 18.9807 | 1.4804 | 18.9807 | 227.7688 | 23353.1875 | 756.5798 | 22596.6077 | 30.8668 | 3416.4158 | 6.8356
Solid Door Refrigerator | BNI Cooking and Laundry | ROB/NEW | 12 | N/A | 818 | 63 | N/A | N/A | 0 | 131.25 | 26.8295 | 0 | 158.0795 | -131.25 | 26.8295 | 758.994 | 0 | 758.994 | 71% | 28.2895 | 4.8013 | 0.25613 | 0.021344 | 3.3061 | Solid Door Refrigerator | 63.048 | 3.0147 | 38.9129 | 3.0147 | 38.9129 | 466.9546 | 47853.0277 | 1691.5468 | 46161.4809 | 28.2895 | 9966.592 | 4.8013
Standard Capacity Electric Fryer | BNI Cooking and Laundry | ROB/NEW | 12 | N/A | 952 | 148 | N/A | N/A | 264.6 | 625 | 56.615 | 0 | 681.615 | -360.4 | 321.215 | 949.9128 | 0 | 949.9128 | 71% | 3.8854 | 1.3936 | 0.94893 | 0.079077 | 6.0682 | Standard Capacity Electric Fryer | 3.9405 | 0.44264 | 2.8305 | 0.44264 | 2.8305 | 33.9655 | 3743.1291 | 963.3769 | 2779.7522 | 3.8854 | 2685.9024 | 1.3936
Strip-Curtains for Display Cases | BNI Refrigeration | ROB/NEW | 4 | N/A | 28970.31 | 3307 | N/A | N/A | 302.4 | 1000 | 352.4239 | 0 | 1352.4239 | -697.6 | 654.8239 | 11325.6865 | 0 | 11325.6865 | 71% | 19.9703 | 8.3744 | 0.061872 | 0.015468 | 0.53885 | Strip-Curtains for Display Cases | 52.54 | 131.8743 | 1148.4497 | 131.8743 | 1148.4497 | 4593.7989 | 595051.2213 | 29796.8835 | 565254.3377 | 19.9703 | 71056.3113 | 8.3744
Track/Mono-point Direction Luminaire | BNI Lighting | ROB/NEW | 12 | N/A | 196.4825 | 44.7797 | N/A | N/A | 17.2494 | 18.75 | 7.6105 | 0 | 26.3605 | -1.5006 | 24.8599 | 249.9035 | 0 | 249.9035 | 85% | 11.2203 | 9.4802 | 0.14853 | 0.012377 | 0.64788 | Track/Mono-point Direction Luminaire | 35.8323 | 1.458 | 6.3596 | 1.458 | 6.3596 | 76.3149 | 8954.6105 | 798.0755 | 8156.535 | 11.2203 | 944.5582 | 9.4802
Under-Counter Dishwasher - HighTemp | BNI Cooking and Laundry | ROB/NEW | 10 | N/A | 3170.6766 | 328 | N/A | N/A | 151.2 | 312.5 | 84.6154 | 0 | 397.1154 | -161.3 | 235.8154 | 2583.6683 | 0 | 2583.6683 | 71% | 13.4589 | 6.5061 | 0.166 | 0.0166 | 1.5952 | Under-Counter Dishwasher - HighTemp | 3.9405 | 0.98098 | 9.427 | 0.98098 | 9.427 | 94.2697 | 10180.9391 | 756.4469 | 9424.4921 | 13.4589 | 1564.8321 | 6.5061
Under-Counter Dishwasher - Low Temp | BNI Cooking and Laundry | ROB/NEW | 10 | N/A | 2539.5124 | 263 | N/A | N/A | 63 | 250 | 67.7886 | 0 | 317.7886 | -187 | 130.7886 | 2070.543 | 0 | 2070.543 | 71% | 18.4018 | 6.5155 | 0.16585 | 0.016585 | 1.5921 | Under-Counter Dishwasher - Low Temp | 7.881 | 1.5732 | 15.1008 | 1.5732 | 15.1008 | 151.0082 | 16317.9402 | 886.7588 | 15431.1814 | 18.4018 | 2504.4908 | 6.5155
Variable Speed Kitchen Exhaust Fan | BNI Cooking and Laundry | ROB/NEW | 15 | N/A | 8972 | 1034 | N/A | N/A | 6277.6 | 3125 | 429.0143 | 0 | 3554.0143 | 3152.6 | 6706.6143 | 10214.9422 | 0 | 10214.9422 | 71% | 2.0906 | 2.8742 | 0.525 | 0.035 | 4.5288 | Variable Speed Kitchen Exhaust Fan | 1.2797 | 1.0043 | 8.6631 | 1.0043 | 8.6631 | 129.9469 | 13072.3078 | 6252.8732 | 6819.4347 | 2.0906 | 4548.1578 | 2.8742
Ventilation Fan (Agriculture) (18 inches) | BNI Process | ROB/NEW | 15 | N/A | 254 | 90 | N/A | N/A | 1082.62 | 68.75 | 3.4375 | 0 | 72.1875 | 1013.87 | 1086.0575 | 356.7604 | 0 | 356.7604 | 71% | 0.46207 | 4.9421 | 0.37667 | 0.025111 | 1.0568 | Ventilation Fan (Agriculture) (18 inches) | 28.0123 | 1.9135 | 5.3685 | 1.9135 | 5.3685 | 80.5273 | 9993.6826 | 21628.2395 | -11634.5569 | 0.46207 | 2022.1386 | 4.9421
Ventilation Fan (Agriculture) (24 inches) | BNI Process | ROB/NEW | 15 | N/A | 436.455 | 156 | N/A | N/A | 1082.62 | 81.25 | 4.0625 | 0 | 85.3125 | 1001.37 | 1086.6825 | 614.5338 | 0 | 614.5338 | 71% | 0.79528 | 7.2033 | 0.25906 | 0.017271 | 0.72057 | Ventilation Fan (Agriculture) (24 inches) | 21.016 | 2.4883 | 6.9208 | 2.4883 | 6.9208 | 103.8125 | 12915.0342 | 16239.5308 | -3324.4966 | 0.79528 | 1792.9265 | 7.2033
VFD - 1.5 hp - Institutional - Condensor Pump | BNI HVAC | ROB/NEW | 15 | N/A | 3196.875 | -4.725 | N/A | N/A | 1500 | 625 | 117.3531 | 0 | 742.3531 | 875 | 1617.3531 | 3224.5373 | 0 | 3224.5373 | 71% | 2.7272 | 4.3437 | 0.30776 | 0.020518 | -207.0114 | VFD - 1.5 hp - Institutional - Condensor Pump | 2.5594 | -0.0091788 | 6.1736 | -0.0091788 | 6.1736 | 92.6045 | 8253.0363 | 3026.1717 | 5226.8646 | 2.7272 | 1900.0144 | 4.3437
VFD - 1.5 hp - Retail - Make-Up Air Fan | BNI HVAC | ROB/NEW | 15 | N/A | 4485 | 85.8375 | N/A | N/A | 1500 | 625 | 154.7943 | 0 | 779.7943 | 875 | 1654.7943 | 4626.6975 | 0 | 4626.6975 | 71% | 3.793 | 5.9332 | 0.23044 | 0.015362 | 11.9698 | VFD - 1.5 hp - Retail - Make-Up Air Fan | 2.5594 | 0.16675 | 8.6612 | 0.16675 | 8.6612 | 129.9179 | 11841.7928 | 3122.0004 | 8719.7925 | 3.793 | 1995.8431 | 5.9332
VFD - 10 hp - Institutional - Make-up Air Fan | BNI HVAC | ROB/NEW | 15 | N/A | 34308.571 | 523.2 | N/A | N/A | 2986.2 | 1500 | 1016.1033 | 0 | 2516.1033 | 1486.2 | 4002.3033 | 35244.0398 | 0 | 35244.0398 | 71% | 11.2374 | 14.0074 | 0.097198 | 0.0064799 | 6.3365 | VFD - 10 hp - Institutional - Make-up Air Fan | 2.5594 | 1.0164 | 66.2549 | 1.0164 | 66.2549 | 993.8235 | 90205.295 | 8027.211 | 82178.084 | 11.2374 | 6439.8361 | 14.0074
VFD - 10 hp - Retail - Supply Fan | BNI HVAC | ROB/NEW | 15 | N/A | 13097.143 | 542.4 | N/A | N/A | 3448.62 | 1500 | 444.4435 | 0 | 1944.4435 | 1948.62 | 3893.0635 | 13835.5507 | 0 | 13835.5507 | 71% | 4.7825 | 7.1154 | 0.19677 | 0.013118 | 4.7235 | VFD - 10 hp - Retail - Supply Fan | 9.7199 | 4.0014 | 96.0522 | 4.0014 | 96.0522 | 1440.7824 | 134480.0908 | 28119.3016 | 106360.7891 | 4.7825 | 18899.7855 | 7.1154
VFD - 15 hp - Institutional - Chilled Water Pump | BNI HVAC | ROB/NEW | 15 | N/A | 12486.0335 | 3216.8715 | N/A | N/A | 5894.56 | 1875 | 526.1723 | 0 | 2401.1723 | 4019.56 | 6420.7323 | 16194.087 | 0 | 16194.087 | 71% | 3.4373 | 6.7442 | 0.25488 | 0.016992 | 0.9835 | VFD - 15 hp - Institutional - Chilled Water Pump | 5.1189 | 12.4982 | 48.2247 | 12.4982 | 48.2247 | 723.3711 | 82895.8544 | 24116.7074 | 58779.147 | 3.4373 | 12291.3523 | 6.7442
VFD - 15 hp - Retail - Exhaust Fan | BNI HVAC | ROB/NEW | 15 | N/A | 51821.2291 | 767.2626 | N/A | N/A | 5894.56 | 1875 | 1514.5518 | 0 | 3389.5518 | 4019.56 | 7409.1118 | 53208.6083 | 0 | 53208.6083 | 71% | 9.3354 | 15.6978 | 0.086689 | 0.0057793 | 5.8208 | VFD - 15 hp - Retail - Exhaust Fan | 5.1189 | 2.981 | 200.1488 | 2.981 | 200.1488 | 3002.2326 | 272369.356 | 29176.1199 | 243193.2361 | 9.3354 | 17350.7647 | 15.6978
VFD - 25 hp - Institutional - Exhaust Fan | BNI HVAC | ROB/NEW | 15 | N/A | 92719.78 | 4350 | N/A | N/A | 6962.55 | 3125 | 2786.8421 | 0 | 5911.8421 | 3837.55 | 9749.3921 | 98514.8979 | 0 | 98514.8979 | 71% | 12.7441 | 16.664 | 0.084505 | 0.0056337 | 1.7907 | VFD - 25 hp - Institutional - Exhaust Fan | 5.1189 | 16.9006 | 358.1111 | 16.9006 | 358.1111 | 5371.6663 | 504287.5609 | 39570.3627 | 464717.1982 | 12.7441 | 30262.1076 | 16.664
VFD - 25 hp - Institutional - Hot Water Circulating Loop Pump | BNI HVAC | ROB/NEW | 15 | N/A | 66098.9011 | 3438.4615 | N/A | N/A | 6962.55 | 3125 | 2041.5947 | 0 | 5166.5947 | 3837.55 | 9004.1447 | 70605.6024 | 0 | 70605.6024 | 71% | 10.1082 | 13.6658 | 0.1036 | 0.0069064 | 1.9798 | VFD - 25 hp - Institutional - Hot Water Circulating Loop Pump | 5.1189 | 13.3591 | 255.2934 | 13.3591 | 255.2934 | 3829.4012 | 361422.7672 | 35755.5183 | 325667.2488 | 10.1082 | 26447.2633 | 13.6658
VFD - 30 hp - Institutional - Make-up Air Fan | BNI HVAC | ROB/NEW | 15 | N/A | 98976 | 1509.2308 | N/A | N/A | 6596.1 | 3750 | 2902.4629 | 0 | 6652.4629 | 2846.1 | 9498.5629 | 101674.56 | 0 | 101674.56 | 71% | 13.4035 | 15.2837 | 0.089081 | 0.0059387 | 5.8078 | VFD - 30 hp - Institutional - Make-up Air Fan | 2.5594 | 2.9318 | 191.1372 | 2.9318 | 191.1372 | 2867.0584 | 260230.7719 | 19415.1909 | 240815.581 | 13.4035 | 17026.6344 | 15.2837
VFD - 30 hp - Retail - Supply Fan | BNI HVAC | ROB/NEW | 15 | N/A | 37780.22 | 1564.6154 | N/A | N/A | 6596.1 | 3750 | 1253.2025 | 0 | 5003.2025 | 2846.1 | 7849.3025 | 39910.2422 | 0 | 39910.2422 | 71% | 6.7229 | 7.9769 | 0.17552 | 0.011701 | 4.2133 | VFD - 30 hp - Retail - Supply Fan | 10.508 | 12.4785 | 299.539 | 12.4785 | 299.539 | 4493.0845 | 419376.5804 | 62380.0063 | 356996.5741 | 6.7229 | 52573.6207 | 7.9769
VFD - 40 hp - Warehousing - Exhaust Fan | BNI HVAC | ROB/NEW | 15 | N/A | 144383.86 | 6906.8702 | N/A | N/A | 7607.88 | 5000 | 4350.328 | 0 | 9350.328 | 2607.88 | 11958.208 | 153556.0717 | 0 | 153556.0717 | 71% | 15.7462 | 16.4225 | 0.08583 | 0.005722 | 1.7837 | VFD - 40 hp - Warehousing - Exhaust Fan | 5.1189 | 26.8345 | 557.653 | 26.8345 | 557.653 | 8364.7946 | 786037.6296 | 49919.0828 | 736118.5468 | 15.7462 | 47863.3606 | 16.4225
VFD - 5 hp - Institutional - Chilled Water Pump | BNI HVAC | ROB/NEW | 15 | N/A | 14192.982 | 1122.4561 | N/A | N/A | 2594.34 | 937.5 | 463.1163 | 0 | 1400.6163 | 1656.84 | 3057.4563 | 15588.1144 | 0 | 15588.1144 | 71% | 6.7625 | 11.1295 | 0.13079 | 0.0087194 | 1.6441 | VFD - 5 hp - Institutional - Chilled Water Pump | 5.1189 | 4.361 | 54.8175 | 4.361 | 54.8175 | 822.2621 | 79793.9432 | 11799.5565 | 67994.3867 | 6.7625 | 7169.6099 | 11.1295
VFD - 5 hp - Retail - Exhaust Fan | BNI HVAC | ROB/NEW | 15 | N/A | 18081.871 | 267.7193 | N/A | N/A | 3056.76 | 937.5 | 542.6323 | 0 | 1480.1323 | 2119.26 | 3599.3923 | 18565.9663 | 0 | 18565.9663 | 71% | 6.8435 | 12.5435 | 0.10849 | 0.0072326 | 7.2846 | VFD - 5 hp - Retail - Exhaust Fan | 5.1189 | 1.0401 | 69.8375 | 1.0401 | 69.8375 | 1047.5626 | 95037.2589 | 13887.2177 | 81150.0412 | 6.8435 | 7576.6442 | 12.5435
VFD - 7.5 hp - Institutional - Chilled Water Pump | BNI HVAC | ROB/NEW | 15 | N/A | 21289.474 | 1683.6842 | N/A | N/A | 3226.58 | 1250 | 686.862 | 0 | 1936.862 | 1976.58 | 3913.442 | 23382.1726 | 0 | 23382.1726 | 71% | 7.8523 | 12.0722 | 0.12058 | 0.0080385 | 1.5157 | VFD - 7.5 hp - Institutional - Chilled Water Pump | 5.1189 | 6.5414 | 82.2262 | 6.5414 | 82.2262 | 1233.3932 | 119690.92 | 15242.711 | 104448.2091 | 7.8523 | 9914.596 | 12.0722
VFD - 7.5 hp - Warehousing - Exhaust Fan | BNI HVAC | ROB/NEW | 15 | N/A | 29035.088 | 1388.9474 | N/A | N/A | 3226.58 | 1250 | 887.0616 | 0 | 2137.0616 | 1976.58 | 4113.6416 | 30879.5876 | 0 | 30879.5876 | 71% | 9.7169 | 14.4496 | 0.09755 | 0.0065033 | 2.0273 | VFD - 7.5 hp - Warehousing - Exhaust Fan | 5.1189 | 5.3963 | 112.1421 | 5.3963 | 112.1421 | 1682.1309 | 158069.4112 | 16267.5119 | 141801.8993 | 9.7169 | 10939.3969 | 14.4496
VFD Milk Transfer Pump | BNI Process | ROB/NEW | 15 | N/A | 2545.875 | 671 | N/A | N/A | 3780 | 625 | 119.8682 | 0 | 744.8682 | 3155 | 3899.8682 | 3318.7265 | 0 | 3318.7265 | 71% | 1.1837 | 4.4555 | 0.38777 | 0.025851 | 1.4627 | VFD Milk Transfer Pump | 2.627 | 1.3379 | 5.0462 | 1.3379 | 5.0462 | 75.6933 | 8718.2895 | 7365.2321 | 1353.0574 | 1.1837 | 1956.7677 | 4.4555
VFD Milk Vacuum Pump | BNI Process | ROB/NEW | 15 | N/A | 6492.659 | 1818 | N/A | N/A | 6360.48 | 187.5 | 238.5475 | 0 | 426.0475 | 6172.98 | 6599.0275 | 8582.4428 | 0 | 8582.4428 | 71% | 1.8051 | 20.1443 | 0.086969 | 0.005798 | 0.30878 | VFD Milk Vacuum Pump | 10.508 | 14.4994 | 51.4768 | 14.4994 | 51.4768 | 772.1518 | 90184.2566 | 49960.134 | 40224.1226 | 1.8051 | 4476.9046 | 20.1443
Wall Mounted Area Luminaire (1000 lumen) (full and no-cutoff) | BNI Lighting | ROB/NEW | 20 | N/A | 153.3 | 34.3 | N/A | N/A | 28.595 | 18.75 | 7.6659 | 0 | 26.4159 | 9.845 | 36.2609 | 251.9764 | 0 | 251.9764 | 77% | 8.4886 | 9.5388 | 0.21058 | 0.010529 | 0.93567 | Wall Mounted Area Luminaire (1000 lumen) (full and no-cutoff) | 441.3357 | 12.4604 | 55.3621 | 12.4604 | 55.3621 | 1107.2423 | 111206.2075 | 13100.6304 | 98105.5771 | 8.4886 | 11658.279 | 9.5388
Wall Mounted Area Luminaire (10000 lumen) (full and no-cutoff) | BNI Lighting | ROB/NEW | 20 | N/A | 776.3988 | 177.26 | N/A | N/A | 285.95 | 75 | 37.973 | 0 | 112.973 | 210.95 | 323.923 | 1281.6414 | 0 | 1281.6414 | 77% | 4.9646 | 11.3447 | 0.17782 | 0.0088912 | 0.77431 | Wall Mounted Area Luminaire (10000 lumen) (full and no-cutoff) | 3594.745 | 524.5021 | 2283.7805 | 524.5021 | 2283.7805 | 45675.6092 | 4607174.0614 | 927999.6209 | 3679174.4405 | 4.9646 | 406109.1455 | 11.3447
Wall Mounted Area Luminaire (20000 lumen) (full and no-cutoff) | BNI Lighting | ROB/NEW | 20 | N/A | 1187.0676 | 265.5996 | N/A | N/A | 571.9 | 125 | 58.3509 | 0 | 183.3509 | 446.9 | 630.2509 | 1951.1615 | 0 | 1951.1615 | 77% | 3.9124 | 10.6417 | 0.18876 | 0.0094379 | 0.8387 | Wall Mounted Area Luminaire (20000 lumen) (full and no-cutoff) | 51.189 | 11.1911 | 49.7225 | 11.1911 | 49.7225 | 994.4506 | 99877.9385 | 25528.6457 | 74349.2928 | 3.9124 | 9385.5403 | 10.6417
Wall Mounted Area Luminaire (4000 lumen) (full and no-cutoff) | BNI Lighting | ROB/NEW | 20 | N/A | 249.222 | 55.762 | N/A | N/A | 114.38 | 37.5 | 12.8134 | 0 | 50.3134 | 76.88 | 127.1934 | 409.6417 | 0 | 409.6417 | 77% | 4.0604 | 8.1418 | 0.24672 | 0.012336 | 1.0962 | Wall Mounted Area Luminaire (4000 lumen) (full and no-cutoff) | 2353.4126 | 108.0202 | 479.9388 | 108.0202 | 479.9388 | 9598.7761 | 964055.9362 | 237426.5035 | 726629.4327 | 4.0604 | 118408.3074 | 8.1418
Wall wash luminaire (1500 lumen) | BNI Lighting | ROB/NEW | 12 | N/A | 734.7782 | 162.0156 | N/A | N/A | 0 | 25 | 26.0497 | 0 | 51.0497 | -25 | 26.0497 | 928.7422 | 0 | 928.7422 | 85% | 35.6527 | 18.1929 | 0.076914 | 0.0064095 | 0.34679 | Wall wash luminaire (1500 lumen) | 115.1752 | 16.9556 | 76.4442 | 16.9556 | 76.4442 | 917.3307 | 106968.0364 | 3000.2808 | 103967.7555 | 35.6527 | 5879.6601 | 18.1929
Wall Wash Luminaire (1000 lumen) | BNI Lighting | ROB/NEW | 12 | N/A | 126.4286 | 27.877 | N/A | N/A | 0 | 12.5 | 4.8921 | 0 | 17.3921 | -12.5 | 4.8921 | 159.8028 | 0 | 159.8028 | 85% | 32.6653 | 9.1882 | 0.15229 | 0.012691 | 0.68664 | Wall Wash Luminaire (1000 lumen) | 25.5945 | 0.64832 | 2.9229 | 0.64832 | 2.9229 | 35.0754 | 4090.0687 | 125.2115 | 3964.8572 | 32.6653 | 445.1426 | 9.1882
Custom | [24 empty] | Custom Total
Measure Name | Technology Type | Decision Type | Measure Life | Remaining Useful Life | Gross Annual Energy Savings per Unit at Meter (kWh) Pre-RUL | Gross Peak Demand Savings per Unit at Meter (Watts) Pre-RUL | Gross Annual Energy Savings per Unit at Meter (kWh) Post-RUL | Gross Peak Demand Savings per Unit at Meter (Watts) Post-RUL | Gross Per Unit One-Time Incremental Measure Cost ($) | Per Unit Incentive ($) | Per Unit Program Administrative Cost (inclusive of DI costs) ($) | Per Unit Direct Installation Cost ($) | Per Unit DSM Administrator Cost (Incentive + Administrative) ($) | Per Unit DSM Customer Cost (Incremental Measure Cost - Incentive) ($) | Total Per Unit DSM Cost ($) | Per Unit Present Value Avoided Cost Benefits ($) | Per Unit Present Value Non-Energy Benefits ($) | Total Per Unit Present Value Benefits ($) | Net-To-Gross Ratio | Net Total Resource Benefit-Cost Ratio (TRC) | Net Program Administrator Benefit-Cost Ratio (PAC) | Net First-Year Unit Cost / kWh at Generator ($/kWh) | Net Lifetime Unit Cost / kWh at Generator ($/kWh) | Net Unit Cost / Watt at Generator ($/W) | Measure Name | Participation (Units) | Total Peak Demand Savings (kW) | Total First Year Energy Savings (MWh) | Total Cumulative Peak Demand Savings (kW) | Total Cumulative First Year Energy Savings (MWh) | Total Lifetime Energy Savings (MWh) | Total Avoided Cost Benefits ($) | TRC Costs ($) | Total TRC Net Resource Benefits ($) | TRC Ratio | PAC Costs ($) | PAC Ratio
Custom New Construction | BNI Other | ROB/NEW | 16.8 | N/A | 1000000 | 386000 | N/A | N/A | 459665 | 200000 | 163051.6528 | 0 | 363051.6528 | 259665 | 622716.6528 | 1538730.2305 | 0 | 1538730.2305 | 70% | 3.1738 | 4.2383 | 0.48805 | 0.02905 | 1.257 | Custom New Construction | 4.02 | 1161.1521 | 2990.4378 | 1161.1521 | 2990.4378 | 50239.355 | 6185695.5267 | 1948964.9543 | 4236730.5724 | 3.1738 | 1459467.6443 | 4.2383
Custom Retrofit | BNI Other | ROB/NEW | 13.8 | N/A | 1000000 | 210000 | N/A | N/A | 459665 | 140000 | 137628.373 | 0 | 277628.373 | 319665 | 597293.373 | 1348796.4972 | 0 | 1348796.4972 | 82% | 2.6213 | 4.8583 | 0.3186 | 0.023087 | 1.5083 | Custom Retrofit | 18.9 | 3479.146 | 16469.7246 | 3479.146 | 16469.7246 | 227282.1995 | 25492253.7975 | 9725064.4195 | 15767189.3781 | 2.6213 | 5247176.2495 | 4.8583
Existing Building Comissioning | BNI Other | ROB/NEW | 5.6 | N/A | 1000000 | 0 | N/A | N/A | 362197.6204 | 100000 | 62157.7683 | 0 | 162157.7683 | 262197.6204 | 424355.3887 | 545375.2902 | 0 | 545375.2902 | 81% | 1.5339 | 3.3632 | 0.18838 | 0.03364 | N/A | Existing Building Comissioning | 1.5256 | 0 | 1313.2166 | 0 | 1313.2166 | 7354.0132 | 832024.5427 | 542408.53 | 289616.0127 | 1.5339 | 247387.8914 | 3.3632
Pay-for-Performance | BNI Other | ROB/NEW | 10.35 | N/A | 1000000 | 66000 | N/A | N/A | 459665 | 100000 | 93958.6601 | 0 | 193958.6601 | 359665 | 553623.6601 | 913149.7033 | 0 | 913149.7033 | 80% | 1.9778 | 4.708 | 0.22814 | 0.022043 | 3.4365 | Pay-for-Performance | 1.75 | 98.7756 | 1487.78 | 98.7756 | 1487.78 | 15398.523 | 1598011.9808 | 807958.6552 | 790053.3256 | 1.9778 | 339427.6552 | 4.708
Efficient Products Installation | [24 empty] | Efficient Products Installation Total
Measure Name | Technology Type | Decision Type | Measure Life | Remaining Useful Life | Gross Annual Energy Savings per Unit at Meter (kWh) Pre-RUL | Gross Peak Demand Savings per Unit at Meter (Watts) Pre-RUL | Gross Annual Energy Savings per Unit at Meter (kWh) Post-RUL | Gross Peak Demand Savings per Unit at Meter (Watts) Post-RUL | Gross Per Unit One-Time Incremental Measure Cost ($) | Per Unit Incentive ($) | Per Unit Program Administrative Cost (inclusive of DI costs) ($) | Per Unit Direct Installation Cost ($) | Per Unit DSM Administrator Cost (Incentive + Administrative) ($) | Per Unit DSM Customer Cost (Incremental Measure Cost - Incentive) ($) | Total Per Unit DSM Cost ($) | Per Unit Present Value Avoided Cost Benefits ($) | Per Unit Present Value Non-Energy Benefits ($) | Total Per Unit Present Value Benefits ($) | Net-To-Gross Ratio | Net Total Resource Benefit-Cost Ratio (TRC) | Net Program Administrator Benefit-Cost Ratio (PAC) | Net First-Year Unit Cost / kWh at Generator ($/kWh) | Net Lifetime Unit Cost / kWh at Generator ($/kWh) | Net Unit Cost / Watt at Generator ($/W) | Measure Name | Participation (Units) | Total Peak Demand Savings (kW) | Total First Year Energy Savings (MWh) | Total Cumulative Peak Demand Savings (kW) | Total Cumulative First Year Energy Savings (MWh) | Total Lifetime Energy Savings (MWh) | Total Avoided Cost Benefits ($) | TRC Costs ($) | Total TRC Net Resource Benefits ($) | TRC Ratio | PAC Costs ($) | PAC Ratio
18W Replacing 100W | Res Lighting | RET | 9.3 | 1 | 62.3336 | 10.138 | 3.2994 | 0.53662 | 0 | 0 | 13.6943 | 12.15 | 13.6943 | 0 | 13.6943 | 10.9858 | 0 | 10.9858 | 86% | 0.80222 | 0.80222 | 0.23336 | 0.16213 | 1.3698 | 18W Replacing 100W | 1356 | 13.5558 | 79.5748 | 13.5558 | 79.5748 | 114.5343 | 14896.8027 | 18569.4318 | -3672.6291 | 0.80222 | 18569.4318 | 0.80222
5W Chandelier E12 - MURB | Res Lighting | RET | 4 | 1 | 28.7385 | 4.6831 | 1.5212 | 0.24788 | 0 | 0 | 6.4353 | 5.78 | 6.4353 | 0 | 6.4353 | 4.2952 | 0 | 4.2952 | 86% | 0.66745 | 0.66745 | 0.23785 | 0.20526 | 1.3935 | 5W Chandelier E12 - MURB | 327 | 1.5101 | 8.8472 | 1.5101 | 8.8472 | 10.2521 | 1404.5273 | 2104.3281 | -699.8008 | 0.66745 | 2104.3281 | 0.66745
5W Chandelier E12 | Res Lighting | RET | 4 | 1 | 26.7099 | 4.323 | 1.4138 | 0.22882 | 0 | 0 | 6.4092 | 5.78 | 6.4092 | 0 | 6.4092 | 3.9895 | 0 | 3.9895 | 86% | 0.62247 | 0.62247 | 0.25488 | 0.21996 | 1.5034 | 5W Chandelier E12 | 19222 | 81.9401 | 483.353 | 81.9401 | 483.353 | 560.1061 | 76686.7511 | 123197.4564 | -46510.7052 | 0.62247 | 123197.4564 | 0.62247
7W G25 - MURB | Res Lighting | RET | 4 | 1 | 27.0725 | 4.415 | 1.433 | 0.23369 | 0 | 0 | 6.015 | 5.4 | 6.015 | 0 | 6.015 | 4.0465 | 0 | 4.0465 | 86% | 0.67273 | 0.67273 | 0.236 | 0.20366 | 1.3816 | 7W G25 - MURB | 296 | 1.2887 | 7.5442 | 1.2887 | 7.5442 | 8.7422 | 1197.7576 | 1780.4537 | -582.6961 | 0.67273 | 1780.4537 | 0.67273
7W G25 | Res Lighting | RET | 4 | 1 | 25.1615 | 4.0756 | 1.3318 | 0.21572 | 0 | 0 | 5.9905 | 5.4 | 5.9905 | 0 | 5.9905 | 3.7585 | 0 | 3.7585 | 86% | 0.62741 | 0.62741 | 0.25289 | 0.21824 | 1.4905 | 7W G25 | 4158 | 16.7102 | 98.4951 | 16.7102 | 98.4951 | 114.1354 | 15627.9086 | 24908.4638 | -9280.5552 | 0.62741 | 24908.4638 | 0.62741
7W GU10 Replacing 35W | Res Lighting | RET | 4.8 | 1 | 21.3679 | 3.4569 | 1.131 | 0.18298 | 0 | 0 | 6.3807 | 5.81 | 6.3807 | 0 | 6.3807 | 3.2858 | 0 | 3.2858 | 86% | 0.51496 | 0.51496 | 0.31719 | 0.26407 | 1.8718 | 7W GU10 Replacing 35W | 582 | 1.9839 | 11.7079 | 1.9839 | 11.7079 | 14.0628 | 1912.3176 | 3713.5558 | -1801.2382 | 0.51496 | 3713.5558 | 0.51496
7W GU10 Replacing 50W - MURB | Res Lighting | RET | 5.5 | 1 | 35.5213 | 5.7555 | 1.8802 | 0.30464 | 0 | 0 | 6.5786 | 5.81 | 6.5786 | 0 | 6.5786 | 5.607 | 0 | 5.607 | 86% | 0.85231 | 0.85231 | 0.19672 | 0.15888 | 1.1591 | 7W GU10 Replacing 50W - MURB | 202 | 1.1464 | 6.7551 | 1.1464 | 6.7551 | 8.3641 | 1132.6163 | 1328.8801 | -196.2638 | 0.85231 | 1328.8801 | 0.85231
7W GU10 Replacing 50W | Res Lighting | RET | 5.5 | 1 | 32.79 | 5.3129 | 1.7356 | 0.28122 | 0 | 0 | 6.5419 | 5.81 | 6.5419 | 0 | 6.5419 | 5.1759 | 0 | 5.1759 | 86% | 0.79119 | 0.79119 | 0.21192 | 0.17115 | 1.2486 | 7W GU10 Replacing 50W | 7456 | 39.0615 | 230.1659 | 39.0615 | 230.1659 | 284.9891 | 38591.3429 | 48776.0415 | -10184.6987 | 0.79119 | 48776.0415 | 0.79119
9.5W Replacing 100W - MURB | Res Lighting | RET | 9.3 | 1 | 73.849 | 12.0089 | 3.9089 | 0.63564 | 0 | 0 | 11.2633 | 9.67 | 11.2633 | 0 | 11.2633 | 13.0151 | 0 | 13.0151 | 86% | 1.1555 | 1.1555 | 0.16201 | 0.11256 | 0.95111 | 9.5W Replacing 100W - MURB | 5 | 0.059209 | 0.34762 | 0.059209 | 0.34762 | 0.50034 | 65.0756 | 56.3165 | 8.759 | 1.1555 | 56.3165 | 1.1555
9.5W Replacing 100W | Res Lighting | RET | 9.3 | 1 | 68.8139 | 11.2215 | 3.6424 | 0.59397 | 0 | 0 | 11.1879 | 9.67 | 11.1879 | 0 | 11.1879 | 12.1313 | 0 | 12.1313 | 86% | 1.0843 | 1.0843 | 0.1727 | 0.11998 | 1.011 | 9.5W Replacing 100W | 488 | 5.3998 | 31.6147 | 5.3998 | 31.6147 | 45.5039 | 5920.0548 | 5459.7156 | 460.3392 | 1.0843 | 5459.7156 | 1.0843
9.5W Replacing 40W - MURB | Res Lighting | RET | 5 | 1 | 24.9199 | 4.0416 | 1.319 | 0.21393 | 0 | 0 | 10.4827 | 9.67 | 10.4827 | 0 | 10.4827 | 3.8603 | 0 | 3.8603 | 86% | 0.36826 | 0.36826 | 0.44682 | 0.36875 | 2.6302 | 9.5W Replacing 40W - MURB | 34 | 0.1355 | 0.79766 | 0.1355 | 0.79766 | 0.96655 | 131.2519 | 356.4109 | -225.1591 | 0.36826 | 356.4109 | 0.36826
9.5W Replacing 40W | Res Lighting | RET | 5 | 1 | 23.2208 | 3.7766 | 1.2291 | 0.1999 | 0 | 0 | 7.3103 | 6.67 | 7.3103 | 0 | 7.3103 | 3.5981 | 0 | 3.5981 | 86% | 0.49219 | 0.49219 | 0.3344 | 0.27597 | 1.9629 | 9.5W Replacing 40W | 1327 | 4.9418 | 29.0096 | 4.9418 | 29.0096 | 35.1517 | 4774.6549 | 9700.783 | -4926.1281 | 0.49219 | 9700.783 | 0.49219
9.5W Replacing 60W - MURB | Res Lighting | RET | 6.7 | 1 | 41.2296 | 6.6836 | 2.1823 | 0.35377 | 0 | 0 | 10.7329 | 9.67 | 10.7329 | 0 | 10.7329 | 6.7946 | 0 | 6.7946 | 86% | 0.63306 | 0.63306 | 0.27651 | 0.21242 | 1.6285 | 9.5W Replacing 60W - MURB | 156 | 1.0281 | 6.0552 | 1.0281 | 6.0552 | 7.8821 | 1059.9585 | 1674.3295 | -614.3709 | 0.63306 | 1674.3295 | 0.63306
9.5W Replacing 60W | Res Lighting | RET | 6.7 | 1 | 38.4185 | 6.2453 | 2.0335 | 0.33057 | 0 | 0 | 10.6935 | 9.67 | 10.6935 | 0 | 10.6935 | 6.3331 | 0 | 6.3331 | 86% | 0.59223 | 0.59223 | 0.29566 | 0.22713 | 1.7363 | 9.5W Replacing 60W | 9135 | 56.2569 | 330.402 | 56.2569 | 330.402 | 430.0865 | 57852.4347 | 97685.3442 | -39832.9095 | 0.59223 | 97685.3442 | 0.59223
9W Replacing 100W | Res Lighting | RET | 9.3 | 1 | 69.1996 | 11.2215 | 3.6628 | 0.59397 | 0 | 0 | 8.2531 | 6.87 | 8.2531 | 0 | 8.2531 | 12.1922 | 0 | 12.1922 | 86% | 1.4773 | 1.4773 | 0.12669 | 0.088017 | 0.74582 | 9W Replacing 100W | 1912 | 21.1568 | 124.5619 | 21.1568 | 124.5619 | 179.2853 | 23311.4317 | 15779.9957 | 7531.436 | 1.4773 | 15779.9957 | 1.4773
9W Replacing 40W - MURB | Res Lighting | RET | 5 | 1 | 25.3339 | 4.1079 | 1.3409 | 0.21743 | 0 | 0 | 7.5481 | 6.87 | 7.5481 | 0 | 7.5481 | 3.9244 | 0 | 3.9244 | 86% | 0.51992 | 0.51992 | 0.31648 | 0.26118 | 1.8633 | 9W Replacing 40W - MURB | 48 | 0.19443 | 1.1448 | 0.19443 | 1.1448 | 1.3872 | 188.371 | 362.3105 | -173.9395 | 0.51992 | 362.3105 | 0.51992
9W Replacing 40W | Res Lighting | RET | 5 | 1 | 23.6066 | 3.8385 | 1.2495 | 0.20318 | 0 | 0 | 7.5254 | 6.87 | 7.5254 | 0 | 7.5254 | 3.6578 | 0 | 3.6578 | 86% | 0.48606 | 0.48606 | 0.33862 | 0.27945 | 1.9881 | 9W Replacing 40W | 4387 | 16.6051 | 97.4976 | 16.6051 | 97.4976 | 118.1402 | 16046.6707 | 33013.9365 | -16967.2658 | 0.48606 | 33013.9365 | 0.48606
9W Replacing 60W - MURB | Res Lighting | RET | 6.7 | 1 | 41.6436 | 6.7498 | 2.2042 | 0.35728 | 0 | 0 | 7.7987 | 6.87 | 7.7987 | 0 | 7.7987 | 6.8627 | 0 | 6.8627 | 86% | 0.87999 | 0.87999 | 0.19892 | 0.15282 | 1.1716 | 9W Replacing 60W - MURB | 4803 | 31.9681 | 188.3016 | 31.9681 | 188.3016 | 245.1136 | 32961.7479 | 37457.1141 | -4495.3662 | 0.87999 | 37457.1141 | 0.87999
9W Replacing 60W | Res Lighting | RET | 6.7 | 1 | 38.8042 | 6.3073 | 2.0539 | 0.33385 | 0 | 0 | 7.7589 | 6.87 | 7.7589 | 0 | 7.7589 | 6.3966 | 0 | 6.3966 | 86% | 0.82441 | 0.82441 | 0.21239 | 0.16316 | 1.2475 | 9W Replacing 60W | 128375 | 798.4203 | 4689.7876 | 798.4203 | 4689.7876 | 6104.7291 | 821158.3304 | 996053.866 | -174895.5356 | 0.82441 | 996053.866 | 0.82441
Air Sealing Measures - Elect Res - MURB | Res HVAC | ROB/NEW | 15 | N/A | 171.73 | 48.1437 | N/A | N/A | 0 | 0 | 57.3457 | 27.06 | 57.3457 | 0 | 57.3457 | 339.3037 | 0 | 339.3037 | 102% | 5.9168 | 5.9168 | 0.29906 | 0.019938 | 1.0184 | Air Sealing Measures - Elect Res - MURB | 800.7551 | 45.087 | 153.5469 | 45.087 | 153.5469 | 2303.2041 | 271699.1739 | 45919.8526 | 225779.3213 | 5.9168 | 45919.8526 | 5.9168
Air Sealing Measures - Elect Res | Res HVAC | ROB/NEW | 15 | N/A | 164.8 | 46.63 | N/A | N/A | 0 | 0 | 57.8159 | 28.56 | 57.8159 | 0 | 57.8159 | 326.3472 | 0 | 326.3472 | 102% | 5.6446 | 5.6446 | 0.31419 | 0.020946 | 1.0601 | Air Sealing Measures - Elect Res | 800.7551 | 43.6694 | 147.3507 | 43.6694 | 147.3507 | 2210.2605 | 261324.1462 | 46296.3553 | 215027.7909 | 5.6446 | 46296.3553 | 5.6446
Air Sealing Measures - HP - MURB | Res HVAC | ROB/NEW | 15 | N/A | 75.36 | 21.03 | N/A | N/A | 0 | 0 | 41.0953 | 27.06 | 41.0953 | 0 | 41.0953 | 148.7301 | 0 | 148.7301 | 102% | 3.6191 | 3.6191 | 0.48838 | 0.032559 | 1.6708 | Air Sealing Measures - HP - MURB | 388.2449 | 9.549 | 32.6695 | 9.549 | 32.6695 | 490.0419 | 57743.6981 | 15955.0519 | 41788.6462 | 3.6191 | 15955.0519 | 3.6191
Air Sealing Measures - HP | Res HVAC | ROB/NEW | 15 | N/A | 74.23 | 19.6236 | N/A | N/A | 0 | 0 | 42.3206 | 28.56 | 42.3206 | 0 | 42.3206 | 144.6292 | 0 | 144.6292 | 102% | 3.4175 | 3.4175 | 0.5106 | 0.03404 | 1.8439 | Air Sealing Measures - HP | 388.2449 | 8.9104 | 32.1796 | 8.9104 | 32.1796 | 482.6939 | 56151.5474 | 16430.7737 | 39720.7737 | 3.4175 | 16430.7737 | 3.4175
Dimmer Switch | Res Lighting | ROB/NEW | 10 | N/A | 13.668 | 1.6115 | N/A | N/A | 0 | 0 | 57.1376 | 53.082 | 57.1376 | 0 | 57.1376 | 16.4364 | 0 | 16.4364 | 100% | 0.28766 | 0.28766 | 3.8188 | 0.38188 | 30.9213 | Dimmer Switch | 1307.9 | 2.4167 | 19.5693 | 2.4167 | 19.5693 | 195.6927 | 21497.1649 | 74730.325 | -53233.1601 | 0.28766 | 74730.325 | 0.28766
Faucet Aerators - MURB | Res Domestic Hot Water (DHW) | ROB/NEW | 10 | N/A | 120.9 | 19.623 | N/A | N/A | 0 | 0 | 36.6329 | 22.34 | 36.6329 | 0 | 36.6329 | 154.5181 | 0 | 154.5181 | 102% | 4.218 | 4.218 | 0.27136 | 0.027136 | 1.5961 | Faucet Aerators - MURB | 239 | 5.485 | 32.2641 | 5.485 | 32.2641 | 322.641 | 36929.83 | 8755.2581 | 28174.5719 | 4.218 | 8755.2581 | 4.218
Faucet Aerators | Res Domestic Hot Water (DHW) | ROB/NEW | 10 | N/A | 95.79 | 15.531 | N/A | N/A | 0 | 0 | 33.8948 | 22.34 | 33.8948 | 0 | 33.8948 | 122.408 | 0 | 122.408 | 102% | 3.6114 | 3.6114 | 0.3169 | 0.03169 | 1.866 | Faucet Aerators | 6672 | 121.1902 | 713.6274 | 121.1902 | 713.6274 | 7136.2737 | 816706.4334 | 226146.2908 | 590560.1426 | 3.6114 | 226146.2908 | 3.6114
Hot Water Tank Wrap - MURB | Res Domestic Hot Water (DHW) | ROB/NEW | 7 | N/A | 57.23 | 9.3072 | N/A | N/A | 0 | 0 | 29.6416 | 23.66 | 29.6416 | 0 | 29.6416 | 56.2744 | 0 | 56.2744 | 102% | 1.8985 | 1.8985 | 0.46386 | 0.066266 | 2.723 | Hot Water Tank Wrap - MURB | 169 | 1.8396 | 10.7996 | 1.8396 | 10.7996 | 75.5969 | 9510.3804 | 5009.4245 | 4500.9559 | 1.8985 | 5009.4245 | 1.8985
Hot Water Tank Wrap | Res Domestic Hot Water (DHW) | ROB/NEW | 7 | N/A | 137.2647 | 22.3131 | N/A | N/A | 0 | 0 | 36.3516 | 23.66 | 36.3516 | 0 | 36.3516 | 134.9653 | 0 | 134.9653 | 102% | 3.7128 | 3.7128 | 0.23718 | 0.033882 | 1.3929 | Hot Water Tank Wrap | 2378 | 62.0561 | 364.4735 | 62.0561 | 364.4735 | 2551.3148 | 320947.4656 | 86444.0917 | 234503.3739 | 3.7128 | 86444.0917 | 3.7128
Indoor motion sensor | Res Lighting | ROB/NEW | 10 | N/A | 36.8232 | 0 | N/A | N/A | 0 | 0 | 53.2193 | 47.48 | 53.2193 | 0 | 53.2193 | 39.4656 | 0 | 39.4656 | 100% | 0.74157 | 0.74157 | 1.3202 | 0.13202 | N/A | Indoor motion sensor | 1307.9 | 0 | 52.7219 | 0 | 52.7219 | 527.2192 | 51617.1002 | 69605.4765 | -17988.3763 | 0.74157 | 69605.4765 | 0.74157
LED - ENERGY STAR Fixture with Motion Sensor | Res Lighting | RET | 9.7 | 1 | 137 | 22.2 | 27.4 | 8.805 | 0 | 0 | 91.3003 | 82.46 | 91.3003 | 0 | 91.3003 | 55.3217 | 0 | 55.3217 | 102% | 0.60593 | 0.60593 | 0.59684 | 0.21783 | 3.5163 | LED - ENERGY STAR Fixture with Motion Sensor | 523.16 | 13.5831 | 80.0296 | 13.5831 | 80.0296 | 219.281 | 28942.0803 | 47764.6758 | -18822.5955 | 0.60593 | 47764.6758 | 0.60593
LED Nightlights - MURB | Res Lighting | RET | 23 | 7.6667 | 24.1578 | 3.9388 | 24.1578 | 3.9388 | 0 | 0 | 8.0603 | 3.87 | 8.0603 | 0 | 8.0603 | 46.872 | 0 | 46.872 | 86% | 5.8152 | 5.8152 | 0.35441 | 0.015409 | 2.0752 | LED Nightlights - MURB | 991 | 3.849 | 22.5385 | 3.849 | 22.5385 | 518.3861 | 46450.1052 | 7987.7648 | 38462.3405 | 5.8152 | 7987.7648 | 5.8152
LED Nightlights | Res Lighting | RET | 23 | 7.6667 | 22.4526 | 3.6358 | 22.4526 | 3.6358 | 0 | 0 | 7.7738 | 3.87 | 7.7738 | 0 | 7.7738 | 43.5121 | 0 | 43.5121 | 86% | 5.5973 | 5.5973 | 0.36777 | 0.01599 | 2.1682 | LED Nightlights | 9022 | 32.3453 | 190.7053 | 32.3453 | 190.7053 | 4386.2227 | 392565.7208 | 70135.2785 | 322430.4423 | 5.5973 | 70135.2785 | 5.5973
Low-flow showerhead - 1.0 gpm Reduction - MURB | Res Domestic Hot Water (DHW) | ROB/NEW | 10 | N/A | 404.95 | 65.593 | N/A | N/A | 0 | 0 | 94.1473 | 50.12 | 94.1473 | 0 | 94.1473 | 486.9343 | 0 | 486.9343 | 96% | 5.172 | 5.172 | 0.22123 | 0.022123 | 1.3039 | Low-flow showerhead - 1.0 gpm Reduction - MURB | 112 | 8.0865 | 47.6635 | 8.0865 | 47.6635 | 476.6348 | 54536.6376 | 10544.4931 | 43992.1445 | 5.172 | 10544.4931 | 5.172
Low-flow showerhead - 1.0 gpm Reduction | Res Domestic Hot Water (DHW) | ROB/NEW | 10 | N/A | 355.11 | 57.494 | N/A | N/A | 0 | 0 | 89.0346 | 50.12 | 89.0346 | 0 | 89.0346 | 426.9763 | 0 | 426.9763 | 96% | 4.7956 | 4.7956 | 0.23858 | 0.023858 | 1.4068 | Low-flow showerhead - 1.0 gpm Reduction | 2219 | 140.431 | 828.1072 | 140.431 | 828.1072 | 8281.0719 | 947460.4265 | 197567.7745 | 749892.652 | 4.7956 | 197567.7745 | 4.7956
Motion sensor with dimmer switch | Res Lighting | ROB/NEW | 10 | N/A | 43.0944 | 0 | N/A | N/A | 0 | 0 | 63.8094 | 57.02 | 63.8094 | 0 | 63.8094 | 46.1869 | 0 | 46.1869 | 100% | 0.72383 | 0.72383 | 1.3526 | 0.13526 | N/A | Motion sensor with dimmer switch | 130.79 | 0 | 6.1701 | 0 | 6.1701 | 61.7008 | 6040.7785 | 8345.6299 | -2304.8514 | 0.72383 | 8345.6299 | 0.72383
Outdoor motion sensor | Res Lighting | ROB/NEW | 10 | N/A | 159 | 0 | N/A | N/A | 0 | 0 | 78.0455 | 60.49 | 78.0455 | 0 | 78.0455 | 170.4098 | 0 | 170.4098 | 100% | 2.1835 | 2.1835 | 0.44839 | 0.044839 | N/A | Outdoor motion sensor | 130.79 | 0 | 22.765 | 0 | 22.765 | 227.6495 | 22287.9026 | 10207.5681 | 12080.3345 | 2.1835 | 10207.5681 | 2.1835
PAR20 7 W Replacing 50 W - MURB | Res Lighting | ROB/NEW | 5.5 | N/A | 35.3192 | 5.7555 | N/A | N/A | 0 | 0 | 10.9403 | 8.51 | 10.9403 | 0 | 10.9403 | 23.5108 | 0 | 23.5108 | 86% | 2.149 | 2.149 | 0.32902 | 0.059823 | 1.9276 | PAR20 7 W Replacing 50 W - MURB | 296 | 1.6799 | 9.8423 | 1.6799 | 9.8423 | 54.1326 | 6959.2052 | 3238.3248 | 3720.8804 | 2.149 | 3238.3248 | 2.149
PAR20 7 W Replacing 50 W | Res Lighting | ROB/NEW | 5.5 | N/A | 32.8261 | 5.3129 | N/A | N/A | 0 | 0 | 10.7973 | 8.51 | 10.7973 | 0 | 10.7973 | 21.8337 | 0 | 21.8337 | 86% | 2.0222 | 2.0222 | 0.34939 | 0.063525 | 2.0609 | PAR20 7 W Replacing 50 W | 4158 | 21.7835 | 128.4982 | 21.7835 | 128.4982 | 706.7402 | 90784.6128 | 44895.0829 | 45889.5299 | 2.0222 | 44895.0829 | 2.0222
PAR38 15 W Replacing 150 W | Res Lighting | ROB/NEW | 6.8 | N/A | 102.9686 | 16.627 | N/A | N/A | 0 | 0 | 28.8504 | 20.73 | 28.8504 | 0 | 28.8504 | 83.0753 | 0 | 83.0753 | 86% | 2.8795 | 2.8795 | 0.29762 | 0.043767 | 1.7596 | PAR38 15 W Replacing 150 W | 1912 | 31.3482 | 185.3473 | 31.3482 | 185.3473 | 1260.3616 | 158839.9169 | 55161.9501 | 103677.9668 | 2.8795 | 55161.9501 | 2.8795
Pipe Insulation - MURB | Res Domestic Hot Water (DHW) | ROB/NEW | 15 | N/A | 6.731 | 1.0969 | N/A | N/A | 0 | 0 | 3.0765 | 1.96 | 3.0765 | 0 | 3.0765 | 11.9445 | 0 | 11.9445 | 102% | 3.8825 | 3.8825 | 0.40934 | 0.02729 | 2.3979 | Pipe Insulation - MURB | 101 | 0.12957 | 0.7591 | 0.12957 | 0.7591 | 11.3864 | 1206.3912 | 310.7279 | 895.6633 | 3.8825 | 310.7279 | 3.8825
Pipe Insulation | Res Domestic Hot Water (DHW) | ROB/NEW | 15 | N/A | 11.9812 | 1.9469 | N/A | N/A | 0 | 0 | 3.8701 | 1.96 | 3.8701 | 0 | 3.8701 | 21.2514 | 0 | 21.2514 | 102% | 5.4911 | 5.4911 | 0.28929 | 0.019286 | 1.6996 | Pipe Insulation | 13272.4099 | 30.2207 | 177.5598 | 30.2207 | 177.5598 | 2663.3971 | 282057.641 | 51365.8919 | 230691.7491 | 5.4911 | 51365.8919 | 5.4911
Smart thermostats for central air source heat pump | Res HVAC | ROB/NEW | 11 | N/A | 831 | 0 | N/A | N/A | 0 | 0 | 198.9187 | 109.56 | 198.9187 | 0 | 198.9187 | 983.6987 | 0 | 983.6987 | 102% | 4.9452 | 4.9452 | 0.21438 | 0.019489 | N/A | Smart thermostats for central air source heat pump | 50 | 0 | 46.3945 | 0 | 46.3945 | 510.3393 | 49184.9355 | 9945.9373 | 39238.9982 | 4.9452 | 9945.9373 | 4.9452
Smart thermostats for electric baseboards | Res HVAC | ROB/NEW | 11 | N/A | 418.6073 | 0 | N/A | N/A | 0 | 0 | 162.521 | 114.54 | 162.521 | 0 | 162.521 | 495.5276 | 0 | 495.5276 | 102% | 3.049 | 3.049 | 0.34771 | 0.03161 | N/A | Smart thermostats for electric baseboards | 2450 | 0 | 1145.1652 | 0 | 1145.1652 | 12596.8171 | 1214042.6047 | 398176.4983 | 815866.1064 | 3.049 | 398176.4983 | 3.049
Smart thermostats for mini-split heat pumps | Res HVAC | ROB/NEW | 11 | N/A | 207.8191 | 0 | N/A | N/A | 0 | 0 | 123.8142 | 97.94 | 123.8142 | 0 | 123.8142 | 246.0064 | 0 | 246.0064 | 102% | 1.9869 | 1.9869 | 0.53357 | 0.048507 | N/A | Smart thermostats for mini-split heat pumps | 262.5 | 0 | 60.913 | 0 | 60.913 | 670.043 | 64576.6886 | 32501.2165 | 32075.4721 | 1.9869 | 32501.2165 | 1.9869
Thermostatic Shower Valves -2.5gpm - MURB | Res Other | ROB/NEW | 10 | N/A | 124.41 | 20.184 | N/A | N/A | 0 | 0 | 60.8067 | 45 | 60.8067 | 0 | 60.8067 | 158.9838 | 0 | 158.9838 | 102% | 2.6146 | 2.6146 | 0.43773 | 0.043773 | 2.5758 | Thermostatic Shower Valves -2.5gpm - MURB | 832.3 | 19.6471 | 115.6193 | 19.6471 | 115.6193 | 1156.1934 | 132322.2014 | 50609.3911 | 81712.8103 | 2.6146 | 50609.3911 | 2.6146
Thermostatic Shower Valves -2.5gpm | Res Other | ROB/NEW | 10 | N/A | 108.75 | 17.661 | N/A | N/A | 0 | 0 | 59.102 | 45 | 59.102 | 0 | 59.102 | 138.9922 | 0 | 138.9922 | 102% | 2.3517 | 2.3517 | 0.48672 | 0.048672 | 2.8612 | Thermostatic Shower Valves -2.5gpm | 832.3 | 17.1912 | 101.0659 | 17.1912 | 101.0659 | 1010.6585 | 115683.2377 | 49190.5738 | 66492.6639 | 2.3517 | 49190.5738 | 2.3517
Green Heat | [24 empty] | Green Heat Total
Measure Name | Technology Type | Decision Type | Measure Life | Remaining Useful Life | Gross Annual Energy Savings per Unit at Meter (kWh) Pre-RUL | Gross Peak Demand Savings per Unit at Meter (Watts) Pre-RUL | Gross Annual Energy Savings per Unit at Meter (kWh) Post-RUL | Gross Peak Demand Savings per Unit at Meter (Watts) Post-RUL | Gross Per Unit One-Time Incremental Measure Cost ($) | Per Unit Incentive ($) | Per Unit Program Administrative Cost (inclusive of DI costs) ($) | Per Unit Direct Installation Cost ($) | Per Unit DSM Administrator Cost (Incentive + Administrative) ($) | Per Unit DSM Customer Cost (Incremental Measure Cost - Incentive) ($) | Total Per Unit DSM Cost ($) | Per Unit Present Value Avoided Cost Benefits ($) | Per Unit Present Value Non-Energy Benefits ($) | Total Per Unit Present Value Benefits ($) | Net-To-Gross Ratio | Net Total Resource Benefit-Cost Ratio (TRC) | Net Program Administrator Benefit-Cost Ratio (PAC) | Net First-Year Unit Cost / kWh at Generator ($/kWh) | Net Lifetime Unit Cost / kWh at Generator ($/kWh) | Net Unit Cost / Watt at Generator ($/W) | Measure Name | Participation (Units) | Total Peak Demand Savings (kW) | Total First Year Energy Savings (MWh) | Total Cumulative Peak Demand Savings (kW) | Total Cumulative First Year Energy Savings (MWh) | Total Lifetime Energy Savings (MWh) | Total Avoided Cost Benefits ($) | TRC Costs ($) | Total TRC Net Resource Benefits ($) | TRC Ratio | PAC Costs ($) | PAC Ratio
ASHP and AWHP - Electrical | Res HVAC | RET | 18 | 6 | 4165.6889 | 1327 | 4165.6889 | 1327 | 11752 | 1061.0526 | 137.9368 | 0 | 1198.9895 | 10690.9474 | 11889.9368 | 6337.0495 | 0 | 6337.0495 | 67% | 0.79097 | 5.2853 | 0.39243 | 0.021802 | 1.1761 | ASHP and AWHP - Electrical | 13 | 13.2526 | 39.7192 | 13.2526 | 39.7192 | 714.945 | 82381.6433 | 104153.0989 | -21771.4556 | 0.79097 | 15586.8632 | 5.2853
GSHP | Res HVAC | RET | 25 | 8.3333 | 9973 | 7490 | 9973 | 7490 | 20592 | 1900 | 1261.1173 | 0 | 3161.1173 | 18692 | 21853.1173 | 25671.3465 | 0 | 25671.3465 | 67% | 1.7049 | 8.121 | 0.43216 | 0.017287 | 0.54935 | GSHP | 2 | 11.508 | 14.6294 | 11.508 | 14.6294 | 365.7343 | 51342.693 | 30115.5145 | 21227.1785 | 1.7049 | 6322.2345 | 8.121
MSHP - Fully Electrical | Res HVAC | RET | 18 | 6 | 2519.2 | 1912 | 2519.2 | 1912 | 5856 | 480 | 149.9626 | 0 | 629.9626 | 5376 | 6005.9626 | 2216.557 | 0 | 2216.557 | 28% | 1.2385 | 3.5186 | 0.81584 | 0.045324 | 1.0262 | MSHP - Fully Electrical | 2460 | 1510.0557 | 1899.5508 | 1510.0557 | 1899.5508 | 34191.9137 | 5452730.2142 | 4402520.6858 | 1050209.5284 | 1.2385 | 1549707.8858 | 3.5186
MSHP - Mainly Electrical | Res HVAC | RET | 18 | 6 | 857.6 | 2057.6 | 857.6 | 2057.6 | 5856 | 480 | 62.4 | 0 | 542.4 | 5376 | 5918.4 | 1534.2999 | 0 | 1534.2999 | 28% | 0.90143 | 2.8287 | 2.0634 | 0.11463 | 0.82105 | MSHP - Mainly Electrical | 589 | 389.0865 | 154.8293 | 389.0865 | 154.8293 | 2786.9278 | 903702.6443 | 1002525.12 | -98822.4757 | 0.90143 | 319473.6 | 2.8287
Pellet Boiler/Furnace (Electric Resistance) | Res HVAC | RET | 18 | 6 | 13765 | 7750 | 13765 | 7750 | 7980 | 1200 | 792.836 | 0 | 1992.836 | 6780 | 8772.836 | 16120.8557 | 0 | 16120.8557 | 58% | 2.9736 | 8.0894 | 0.22802 | 0.012668 | 0.38664 | Pellet Boiler/Furnace (Electric Resistance) | 1 | 5.154 | 8.7398 | 5.154 | 8.7398 | 157.3156 | 16120.8557 | 5421.236 | 10699.6197 | 2.9736 | 1992.836 | 8.0894
Pellet Boiler/Furnace (Heat Pump) | Res HVAC | RET | 18 | 6 | 6257 | 7750 | 6257 | 7750 | 7980 | 1200 | 510.7314 | 0 | 1710.7314 | 6780 | 8490.7314 | 8979.6634 | 0 | 8979.6634 | 58% | 1.7473 | 5.249 | 0.43062 | 0.023923 | 0.33191 | Pellet Boiler/Furnace (Heat Pump) | 1 | 5.154 | 3.9727 | 5.154 | 3.9727 | 71.5092 | 8979.6634 | 5139.1314 | 3840.5321 | 1.7473 | 1710.7314 | 5.249
Pellet Stove (Electric Resistance) | Res HVAC | RET | 18 | 6 | 8260.8961 | 4000 | 8260.8961 | 4000 | 4384 | 600 | 453.8794 | 0 | 1053.8794 | 3784 | 4837.8794 | 9515.0039 | 0 | 9515.0039 | 58% | 3.1753 | 9.0286 | 0.20093 | 0.011163 | 0.39616 | Pellet Stove (Electric Resistance) | 70 | 186.2078 | 367.154 | 186.2078 | 367.154 | 6608.7727 | 666050.2701 | 209761.956 | 456288.3142 | 3.1753 | 73771.556 | 9.0286
Pellet Stove (Heat Pump) | Res HVAC | RET | 18 | 6 | 4072 | 4000 | 4072 | 4000 | 4384 | 600 | 296.4863 | 0 | 896.4863 | 3784 | 4680.4863 | 5530.7587 | 0 | 5530.7587 | 58% | 1.948 | 6.1694 | 0.34675 | 0.019264 | 0.33699 | Pellet Stove (Heat Pump) | 8 | 21.2809 | 20.6833 | 21.2809 | 20.6833 | 372.3003 | 44246.0698 | 22713.6505 | 21532.4193 | 1.948 | 7171.8905 | 6.1694
Residential DHW Timer | Res HVAC | ROB/NEW | 15 | N/A | 0 | 500 | N/A | N/A | 200 | 20 | 35.8025 | 0 | 55.8025 | 180 | 235.8025 | 840.4887 | 0 | 840.4887 | 100% | 3.5644 | 15.0618 | N/A | N/A | 0.097331 | Residential DHW Timer | 51 | 29.2383 | 0 | 29.2383 | 0 | 0 | 42864.9251 | 12025.93 | 30838.9951 | 3.5644 | 2845.93 | 15.0618
Residential ETS System (Central) | Res HVAC | RET | 18 | 6 | 0 | 5000 | 0 | 5000 | 5000 | 2000 | 260 | 0 | 2260 | 3000 | 5260 | 9898.0869 | 0 | 9898.0869 | 100% | 1.8818 | 4.3797 | N/A | N/A | 0.39419 | Residential ETS System (Central) | 0 | 0 | 0 | 0 | 0 | 0 | 0 | 0 | 0 | N/A | 0 | N/A
Residential ETS System (Room) | Res HVAC | RET | 18 | 6 | 0 | 2500 | 0 | 2500 | 2000 | 900 | 117 | 0 | 1017 | 1100 | 2117 | 4949.0434 | 0 | 4949.0434 | 100% | 2.3378 | 4.8663 | N/A | N/A | 0.35477 | Residential ETS System (Room) | 0 | 0 | 0 | 0 | 0 | 0 | 0 | 0 | 0 | N/A | 0 | N/A
Solar Domestic Hot Water | Res Domestic Hot Water (DHW) | RET | 20 | 6.6667 | 2736 | 0 | 2736 | 0 | 3787 | 1000 | 238.7953 | 0 | 1238.7953 | 2787 | 4025.7953 | 2754.0415 | 0 | 2754.0415 | 58% | 1.1309 | 2.2232 | 0.71312 | 0.035656 | N/A | Solar Domestic Hot Water | 3 | 0 | 5.2115 | 0 | 5.2115 | 104.2295 | 8262.1246 | 7305.7658 | 956.3588 | 1.1309 | 3716.3858 | 2.2232
Three Element Hot Water Heater | Res Heating, Ventilation and Air-Conditioning | ROB/NEW | 10 | N/A | 0 | 406 | N/A | N/A | 300 | 400 | 60.3618 | 0 | 460.3618 | -100 | 360.3618 | 211.6702 | 0 | 211.6702 | 47% | 1.0512 | 0.45979 | N/A | N/A | 2.104 | Three Element Hot Water Heater | 5 | 1.094 | 0 | 1.094 | 0 | 0 | 1058.3509 | 1006.8089 | 51.542 | 1.0512 | 2301.8089 | 0.45979
Wood Boiler/Furnace (Electric Resistance) | Res HVAC | RET | 18 | 6 | 13804 | 7660 | 13804 | 7660 | 17533.8333 | 1200 | 912.4225 | 0 | 2112.4225 | 16333.8333 | 18446.2558 | 19148.0659 | 0 | 19148.0659 | 58% | 1.7278 | 9.0645 | 0.24102 | 0.01339 | 0.41466 | Wood Boiler/Furnace (Electric Resistance) | 1 | 5.0941 | 8.7645 | 5.0941 | 8.7645 | 157.7613 | 19148.0659 | 11082.0458 | 8066.0201 | 1.7278 | 2112.4225 | 9.0645
Wood Boiler/Furnace (Heat Pump) | Res HVAC | RET | 18 | 6 | 6275 | 7660 | 6275 | 7660 | 17533.8333 | 1200 | 629.5288 | 0 | 1829.5288 | 16333.8333 | 18163.3621 | 11986.8996 | 0 | 11986.8996 | 58% | 1.11 | 6.5519 | 0.4592 | 0.025511 | 0.35913 | Wood Boiler/Furnace (Heat Pump) | 1 | 5.0941 | 3.9842 | 5.0941 | 3.9842 | 71.7149 | 11986.8996 | 10799.1521 | 1187.7475 | 1.11 | 1829.5288 | 6.5519
Wood Stove (Electric Resistance) | Res HVAC | RET | 18 | 6 | 9473.4371 | 4000 | 9473.4371 | 4000 | 3545 | 600 | 572.2929 | 0 | 1172.2929 | 2945 | 4117.2929 | 12512.5216 | 0 | 12512.5216 | 58% | 4.7605 | 10.6735 | 0.1949 | 0.010828 | 0.44067 | Wood Stove (Electric Resistance) | 146 | 388.3764 | 878.18 | 388.3764 | 878.18 | 15807.2401 | 1826828.1483 | 383745.3617 | 1443082.7867 | 4.7605 | 171154.7617 | 10.6735
Wood Stove (Heat Pump) | Res HVAC | RET | 18 | 6 | 4747 | 4000 | 4747 | 4000 | 3545 | 600 | 394.7023 | 0 | 994.7023 | 2945 | 3939.7023 | 8016.9973 | 0 | 8016.9973 | 58% | 3.2712 | 8.0597 | 0.33003 | 0.018335 | 0.37391 | Wood Stove (Heat Pump) | 55 | 146.3062 | 165.7697 | 146.3062 | 165.7697 | 2983.8538 | 440934.85 | 134794.1282 | 306140.7218 | 3.2712 | 54708.6282 | 8.0597
Home Energy Assessment | [24 empty] | Home Energy Assessment Total
Measure Name | Technology Type | Decision Type | Measure Life | Remaining Useful Life | Gross Annual Energy Savings per Unit at Meter (kWh) Pre-RUL | Gross Peak Demand Savings per Unit at Meter (Watts) Pre-RUL | Gross Annual Energy Savings per Unit at Meter (kWh) Post-RUL | Gross Peak Demand Savings per Unit at Meter (Watts) Post-RUL | Gross Per Unit One-Time Incremental Measure Cost ($) | Per Unit Incentive ($) | Per Unit Program Administrative Cost (inclusive of DI costs) ($) | Per Unit Direct Installation Cost ($) | Per Unit DSM Administrator Cost (Incentive + Administrative) ($) | Per Unit DSM Customer Cost (Incremental Measure Cost - Incentive) ($) | Total Per Unit DSM Cost ($) | Per Unit Present Value Avoided Cost Benefits ($) | Per Unit Present Value Non-Energy Benefits ($) | Total Per Unit Present Value Benefits ($) | Net-To-Gross Ratio | Net Total Resource Benefit-Cost Ratio (TRC) | Net Program Administrator Benefit-Cost Ratio (PAC) | Net First-Year Unit Cost / kWh at Generator ($/kWh) | Net Lifetime Unit Cost / kWh at Generator ($/kWh) | Net Unit Cost / Watt at Generator ($/W) | Measure Name | Participation (Units) | Total Peak Demand Savings (kW) | Total First Year Energy Savings (MWh) | Total Cumulative Peak Demand Savings (kW) | Total Cumulative First Year Energy Savings (MWh) | Total Lifetime Energy Savings (MWh) | Total Avoided Cost Benefits ($) | TRC Costs ($) | Total TRC Net Resource Benefits ($) | TRC Ratio | PAC Costs ($) | PAC Ratio
Heat Pump Water Heater | Res Domestic Hot Water (DHW) | RET | 10 | 3.3333 | 1168 | 290 | 1168 | 290 | 2070.5656 | 400 | 52 | 0 | 452 | 1670.5656 | 2122.5656 | 1400.4176 | 0 | 1400.4176 | 89% | 0.73908 | 3.0983 | 0.3972 | 0.03972 | 1.5273 | Heat Pump Water Heater | 4 | 1.1837 | 4.5519 | 1.1837 | 4.5519 | 45.5185 | 5601.6702 | 7579.2134 | -1977.5432 | 0.73908 | 1808 | 3.0983
Residential ETS System (Central) | Res HVAC | RET | 20 | 6.6667 | 0 | 5000 | 0 | 5000 | 5000 | 2100 | 376.4896 | 0 | 2476.4896 | 2900 | 5376.4896 | 9597.0045 | 0 | 9597.0045 | 89% | 1.9884 | 3.8752 | N/A | N/A | 0.48534 | Residential ETS System (Central) | 8 | 40.819 | 0 | 40.819 | 0 | 0 | 76776.0357 | 38611.9169 | 38164.1189 | 1.9884 | 19811.9169 | 3.8752
Residential ETS System (Room) | Res HVAC | RET | 20 | 6.6667 | 0 | 2500 | 0 | 2500 | 2000 | 582 | 127.4048 | 0 | 709.4048 | 1418 | 2127.4048 | 4798.5022 | 0 | 4798.5022 | 89% | 2.5157 | 6.7641 | N/A | N/A | 0.27805 | Residential ETS System (Room) | 84 | 214.2995 | 0 | 214.2995 | 0 | 0 | 403074.1875 | 160222.0035 | 242852.184 | 2.5157 | 59590.0035 | 6.7641
Whole Home - Adjusted Incentive and Savings | Res HVAC | RET | 20 | 6.6667 | 4817.6081 | 2182.3765 | 4817.6081 | 2182.3765 | 6057.268 | 1737.15 | 351.2435 | 0 | 2088.3935 | 4320.118 | 6408.5115 | 11630.1393 | 0 | 11630.1393 | 89% | 2.0254 | 5.5689 | 0.44494 | 0.022247 | 0.93769 | Whole Home - Adjusted Incentive and Savings | 1827.113 | 4069.0875 | 8575.9454 | 4069.0875 | 8575.9454 | 171518.9085 | 21249579.0694 | 10491670.3321 | 10757908.7373 | 2.0254 | 3815730.9289 | 5.5689
Instant Savings | [24 empty] | Instant Savings Total
Measure Name | Technology Type | Decision Type | Measure Life | Remaining Useful Life | Gross Annual Energy Savings per Unit at Meter (kWh) Pre-RUL | Gross Peak Demand Savings per Unit at Meter (Watts) Pre-RUL | Gross Annual Energy Savings per Unit at Meter (kWh) Post-RUL | Gross Peak Demand Savings per Unit at Meter (Watts) Post-RUL | Gross Per Unit One-Time Incremental Measure Cost ($) | Per Unit Incentive ($) | Per Unit Program Administrative Cost (inclusive of DI costs) ($) | Per Unit Direct Installation Cost ($) | Per Unit DSM Administrator Cost (Incentive + Administrative) ($) | Per Unit DSM Customer Cost (Incremental Measure Cost - Incentive) ($) | Total Per Unit DSM Cost ($) | Per Unit Present Value Avoided Cost Benefits ($) | Per Unit Present Value Non-Energy Benefits ($) | Total Per Unit Present Value Benefits ($) | Net-To-Gross Ratio | Net Total Resource Benefit-Cost Ratio (TRC) | Net Program Administrator Benefit-Cost Ratio (PAC) | Net First-Year Unit Cost / kWh at Generator ($/kWh) | Net Lifetime Unit Cost / kWh at Generator ($/kWh) | Net Unit Cost / Watt at Generator ($/W) | Measure Name | Participation (Units) | Total Peak Demand Savings (kW) | Total First Year Energy Savings (MWh) | Total Cumulative Peak Demand Savings (kW) | Total Cumulative First Year Energy Savings (MWh) | Total Lifetime Energy Savings (MWh) | Total Avoided Cost Benefits ($) | TRC Costs ($) | Total TRC Net Resource Benefits ($) | TRC Ratio | PAC Costs ($) | PAC Ratio
Clothes-line | Res Other | ROB/NEW | 10 | N/A | 104 | 0 | N/A | N/A | 61.4161 | 5 | 7.4629 | 0 | 12.4629 | 56.4161 | 68.8789 | 111.463 | 0 | 111.463 | 100% | 1.6182 | 8.9436 | 0.10947 | 0.010947 | N/A | Clothes-line | 1062.8972 | 0 | 121.0096 | 0 | 121.0096 | 1210.0957 | 118473.7521 | 73211.2145 | 45262.5376 | 1.6182 | 13246.7341 | 8.9436
Dehumidifier | Res HVAC | ROB/NEW | 12 | N/A | 45.2 | 15.1 | N/A | N/A | 229.7557 | 30 | 15.3 | 0 | 45.3 | 199.7557 | 245.0557 | 76.684 | 0 | 76.684 | 100% | 0.31292 | 1.6928 | 0.91552 | 0.076293 | 2.6163 | Dehumidifier | 9400 | 162.7484 | 465.1161 | 162.7484 | 465.1161 | 5581.3936 | 720829.7481 | 2303523.3258 | -1582693.5777 | 0.31292 | 425820 | 1.6928
Dimmer Switch | Res Lighting | ROB/NEW | 10 | N/A | 13.668 | 1.6115 | N/A | N/A | 14.0906 | 2.98 | 2.2443 | 0 | 5.2243 | 11.1106 | 16.3348 | 16.4364 | 0 | 16.4364 | 100% | 1.0062 | 3.1462 | 0.34916 | 0.034916 | 2.8272 | Dimmer Switch | 11691.8693 | 21.6036 | 174.938 | 21.6036 | 174.938 | 1749.3795 | 192172.2173 | 190984.4171 | 1187.8002 | 1.0062 | 61081.2741 | 3.1462
ECM Pool Pump | Res HVAC | ROB/NEW | 10 | N/A | 530 | 0 | N/A | N/A | 313.7612 | 200 | 127.0367 | 0 | 327.0367 | 113.7612 | 440.7978 | 568.0328 | 0 | 568.0328 | 100% | 1.2886 | 1.7369 | 0.56368 | 0.056368 | N/A | ECM Pool Pump | 71 | 0 | 41.1936 | 0 | 41.1936 | 411.9356 | 40330.3281 | 31296.647 | 9033.681 | 1.2886 | 23219.6033 | 1.7369
Efficient clothes washer | Res Other | ROB/NEW | 14 | N/A | 165 | 22.8 | N/A | N/A | 269.7689 | 75 | 38.25 | 0 | 113.25 | 194.7689 | 308.0189 | 266.4062 | 0 | 266.4062 | 100% | 0.8649 | 2.3524 | 0.62699 | 0.044785 | 4.3318 | Efficient clothes washer | 3683 | 96.2828 | 665.2437 | 96.2828 | 665.2437 | 9313.412 | 981173.9064 | 1134433.7724 | -153259.866 | 0.8649 | 417099.75 | 2.3524
Energy Star Dryer | Res Other | ROB/NEW | 12 | N/A | 151 | 20.8 | N/A | N/A | 127.3333 | 75 | 47.7814 | 0 | 122.7814 | 52.3333 | 175.1148 | 216.2493 | 0 | 216.2493 | 100% | 1.2349 | 1.7613 | 0.74279 | 0.061899 | 5.148 | Energy Star Dryer | 4200 | 100.167 | 694.2587 | 100.167 | 694.2587 | 8331.1049 | 908247.059 | 735481.9822 | 172765.0768 | 1.2349 | 515681.9822 | 1.7613
ENERGYSTAR Bathroom Exhaust Fans | Res HVAC | ROB/NEW | 19 | N/A | 35.4077 | 4.042 | N/A | N/A | 31.5 | 10 | 8.1033 | 0 | 18.1033 | 21.5 | 39.6033 | 68.1381 | 0 | 68.1381 | 100% | 1.7205 | 3.7639 | 0.46705 | 0.024582 | 3.906 | ENERGYSTAR Bathroom Exhaust Fans | 20 | 0.092691 | 0.77522 | 0.092691 | 0.77522 | 14.7291 | 1362.7623 | 792.0652 | 570.697 | 1.7205 | 362.0652 | 3.7639
ENERGYSTAR Dishwasher | Res Other | ROB/NEW | 10 | N/A | 30.9912 | 3.837 | N/A | N/A | 50 | 30 | 15.3 | 0 | 45.3 | 20 | 65.3 | 37.4714 | 0 | 37.4714 | 100% | 0.57383 | 0.82718 | 1.3353 | 0.13353 | 10.2961 | ENERGYSTAR Dishwasher | 389 | 1.7114 | 13.1972 | 1.7114 | 13.1972 | 131.9724 | 14576.3703 | 25401.7 | -10825.3297 | 0.57383 | 17621.7 | 0.82718
ENERGYSTAR Range Hoods | Res HVAC | ROB/NEW | 19 | N/A | 4.8941 | 26.8908 | N/A | N/A | 61.4161 | 10 | 7.6198 | 0 | 17.6198 | 51.4161 | 69.0358 | 63.9358 | 0 | 63.9358 | 100% | 0.92613 | 3.6286 | 3.2888 | 0.17309 | 0.57143 | ENERGYSTAR Range Hoods | 20 | 0.61666 | 0.10715 | 0.61666 | 0.10715 | 2.0359 | 1278.7166 | 1380.7166 | -102 | 0.92613 | 352.3952 | 3.6286
Heat Pump Dryer (ventless) | Res Other | ROB/NEW | 12 | N/A | 446 | 61.548 | N/A | N/A | 1095 | 150 | 76.5 | 0 | 226.5 | 945 | 1171.5 | 638.8743 | 0 | 638.8743 | 100% | 0.54535 | 2.8206 | 0.46392 | 0.03866 | 3.2094 | Heat Pump Dryer (ventless) | 25 | 1.7643 | 12.2059 | 1.7643 | 12.2059 | 146.4709 | 15971.8569 | 29287.5 | -13315.6431 | 0.54535 | 5662.5 | 2.8206
Heavy duty timer | Res Other | ROB/NEW | 10 | N/A | 122 | 0 | N/A | N/A | 24.2842 | 10 | 10.8632 | 0 | 20.8632 | 14.2842 | 35.1473 | 130.7547 | 0 | 130.7547 | 100% | 3.7202 | 6.2673 | 0.15622 | 0.015622 | N/A | Heavy duty timer | 7971.7291 | 0 | 1064.6515 | 0 | 1064.6515 | 10646.5152 | 1042341.1841 | 280185.1501 | 762156.034 | 3.7202 | 166315.4364 | 6.2673
Heat Pump Hot Water Heater | Res Domestic Hot Water (DHW) | ROB/NEW | 10 | N/A | 1041 | 169 | N/A | N/A | 1618.785 | 400 | 204 | 0 | 604 | 1218.785 | 1822.785 | 1303.1681 | 0 | 1303.1681 | 100% | 0.71493 | 2.1576 | 0.53002 | 0.053002 | 3.1169 | Heat Pump Hot Water Heater | 100 | 19.3775 | 113.9583 | 19.3775 | 113.9583 | 1139.5827 | 130316.8138 | 182278.5 | -51961.6862 | 0.71493 | 60400 | 2.1576
Indoor motion sensor | Res Lighting | ROB/NEW | 10 | N/A | 36.8232 | 0 | N/A | N/A | 25.7038 | 5 | 4.2895 | 0 | 9.2895 | 20.7038 | 29.9933 | 39.4656 | 0 | 39.4656 | 100% | 1.3158 | 4.2484 | 0.23045 | 0.023045 | N/A | Indoor motion sensor | 252.8101 | 0 | 10.1909 | 0 | 10.1909 | 101.9087 | 9977.3105 | 7582.6035 | 2394.707 | 1.3158 | 2348.4771 | 4.2484
LED - ENERGY STAR Fixture with Motion Sensor | Res Lighting | RET | 9.7 | 1 | 137 | 22.2 | 27.4 | 8.805 | 46.6691 | 20 | 11.7778 | 0 | 31.7778 | 26.6691 | 58.4469 | 35.7964 | 0 | 35.7964 | 66% | 0.8407 | 1.1265 | 0.32105 | 0.11717 | 1.8914 | LED - ENERGY STAR Fixture with Motion Sensor | 577.9025 | 9.7088 | 57.2024 | 9.7088 | 57.2024 | 156.7346 | 20686.8121 | 24606.7386 | -3919.9264 | 0.8407 | 18364.4502 | 1.1265
LED - ENERGY STAR Fixture without Motion Sensor | Res Lighting | RET | 8.5 | 1 | 52.77 | 6.6332 | 10.554 | 1.4894 | 36.8852 | 12 | 6.12 | 0 | 18.12 | 24.8852 | 43.0052 | 11.6128 | 0 | 11.6128 | 66% | 0.38119 | 0.64088 | 0.47526 | 0.19011 | 3.6096 | LED - ENERGY STAR Fixture without Motion Sensor | 17956.6386 | 90.1372 | 684.6225 | 90.1372 | 684.6225 | 1711.5563 | 208526.8301 | 547034.9338 | -338508.1037 | 0.38119 | 325374.2916 | 0.64088
LED - Other | Res Lighting | RET | 5.5 | 1 | 37.474 | 4.5806 | 7.4948 | 0.51036 | 5.252 | 2 | 1.3631 | 0 | 3.3631 | 3.252 | 6.615 | 7.7832 | 0 | 7.7832 | 79% | 1.412 | 2.3143 | 0.10377 | 0.054617 | 0.8105 | LED - Other | 42000 | 174.2652 | 1361.1361 | 174.2652 | 1361.1361 | 2586.1586 | 326895.8178 | 231508.6193 | 95387.1984 | 1.412 | 141248.2906 | 2.3143
LED - R, BR and Decorative | Res Lighting | RET | 5.1 | 1 | 36.9 | 4.5125 | 7.38 | 0.47296 | 4.7473 | 1.86 | 1.2738 | 0 | 3.1338 | 2.8873 | 6.0211 | 7.3776 | 0 | 7.3776 | 79% | 1.4684 | 2.3542 | 0.098203 | 0.053957 | 0.76664 | LED - R, BR and Decorative | 12557.4219 | 51.3284 | 400.7274 | 51.3284 | 400.7274 | 729.3239 | 92643.2034 | 63090.3759 | 29552.8275 | 1.4684 | 39352.1257 | 2.3542
LED - Recessed downlight | Res Lighting | RET | 6 | 1 | 41.2452 | 4.8697 | 8.249 | 0.37397 | 17.1571 | 6 | 3.06 | 0 | 9.06 | 11.1571 | 20.2171 | 7.4034 | 0 | 7.4034 | 66% | 0.51471 | 0.81716 | 0.30403 | 0.15202 | 2.4584 | LED - Recessed downlight | 9098.2726 | 33.5284 | 271.1262 | 33.5284 | 271.1262 | 542.2523 | 67358.4642 | 130866.5476 | -63508.0835 | 0.51471 | 82430.3495 | 0.81716
Motion sensor with dimmer switch | Res Lighting | ROB/NEW | 10 | N/A | 43.0944 | 0 | N/A | N/A | 25.7038 | 5 | 4.5857 | 0 | 9.5857 | 20.7038 | 30.2895 | 46.1869 | 0 | 46.1869 | 100% | 1.5248 | 4.8183 | 0.2032 | 0.02032 | N/A | Motion sensor with dimmer switch | 12.8185 | 0 | 0.60472 | 0 | 0.60472 | 6.0472 | 592.048 | 388.2675 | 203.7806 | 1.5248 | 122.8751 | 4.8183
Networked/ Connected - Indoor LED Lamp | Res Lighting | ROB/NEW | 4 | N/A | 33 | 4.2959 | N/A | N/A | 65.2611 | 5 | 2.55 | 0 | 7.55 | 60.2611 | 67.8111 | 14.994 | 0 | 14.994 | 79% | 0.27712 | 1.986 | 0.26455 | 0.066139 | 1.9402 | Networked/ Connected - Indoor LED Lamp | 1878.8587 | 7.3111 | 53.6204 | 7.3111 | 53.6204 | 214.4817 | 28171.7004 | 101658.0345 | -73486.334 | 0.27712 | 14185.3832 | 1.986
Outdoor motion sensor | Res Lighting | ROB/NEW | 10 | N/A | 159 | 0 | N/A | N/A | 41.988 | 5 | 10.061 | 0 | 15.061 | 36.988 | 52.049 | 170.4098 | 0 | 170.4098 | 100% | 3.274 | 11.3146 | 0.08653 | 0.008653 | N/A | Outdoor motion sensor | 3500 | 0 | 609.2006 | 0 | 609.2006 | 6092.0055 | 596434.4292 | 182171.5113 | 414262.9178 | 3.274 | 52713.4996 | 11.3146
Power bar with timer | Res Other | ROB/NEW | 4 | N/A | 53.7 | 0 | N/A | N/A | 25.8 | 5 | 3.7922 | 0 | 8.7922 | 20.8 | 29.5922 | 28.1826 | 0 | 28.1826 | 100% | 0.95237 | 3.2054 | 0.14957 | 0.037391 | N/A | Power bar with timer | 500 | 0 | 29.3927 | 0 | 29.3927 | 117.5708 | 14091.2899 | 14796.089 | -704.7991 | 0.95237 | 4396.089 | 3.2054
Programmable thermostat | Res HVAC | ROB/NEW | 10 | N/A | 221 | 0 | N/A | N/A | 14.8904 | 17.5 | 19.3648 | 0 | 36.8648 | -2.6096 | 34.2553 | 236.859 | 0 | 236.859 | 100% | 6.9145 | 6.4251 | 0.15238 | 0.015238 | N/A | Programmable thermostat | 6000 | 0 | 1451.5722 | 0 | 1451.5722 | 14515.722 | 1421153.7342 | 205531.5897 | 1215622.1445 | 6.9145 | 221188.9047 | 6.4251
Room air purifier | Res Other | ROB/NEW | 9 | N/A | 435 | 74.4 | N/A | N/A | 211.4564 | 60 | 52.6994 | 0 | 112.6994 | 151.4564 | 264.1558 | 501.3913 | 0 | 501.3913 | 100% | 1.8981 | 4.4489 | 0.23667 | 0.026297 | 1.321 | Room air purifier | 2766 | 235.9593 | 1317.154 | 235.9593 | 1317.154 | 11854.3859 | 1386848.2063 | 730654.9058 | 656193.3006 | 1.8981 | 311726.451 | 4.4489
Room Air-Conditioner | Res HVAC | ROB/NEW | 18 | N/A | 21.4954 | 100.9174 | N/A | N/A | 43 | 5 | 12.9091 | 0 | 17.9091 | 38 | 55.9091 | 235.0283 | 0 | 235.0283 | 100% | 4.2038 | 13.1234 | 0.76109 | 0.042283 | 0.15477 | Room Air-Conditioner | 2.4 | 0.27771 | 0.056474 | 0.27771 | 0.056474 | 1.0165 | 564.068 | 134.1819 | 429.886 | 4.2038 | 42.9819 | 13.1234
Smart power bar | Res Other | ROB/NEW | 4 | N/A | 53.8 | 0 | N/A | N/A | 25.8 | 10 | 6.3445 | 0 | 16.3445 | 15.8 | 32.1445 | 28.2351 | 0 | 28.2351 | 100% | 0.87838 | 1.7275 | 0.27752 | 0.069381 | N/A | Smart power bar | 37 | 0 | 2.1791 | 0 | 2.1791 | 8.7164 | 1044.6973 | 1189.3462 | -144.6489 | 0.87838 | 604.7462 | 1.7275
Smart thermostats for electric baseboards | Res HVAC | ROB/NEW | 10 | N/A | 348 | 0 | N/A | N/A | 151 | 30 | 31.7392 | 0 | 61.7392 | 121 | 182.7392 | 372.9725 | 0 | 372.9725 | 100% | 2.041 | 6.0411 | 0.16207 | 0.016207 | N/A | Smart thermostats for electric baseboards | 150 | 0 | 57.1433 | 0 | 57.1433 | 571.4334 | 55945.871 | 27410.8754 | 28534.9956 | 2.041 | 9260.8754 | 6.0411
Smart thermostats for mini-split heat pumps | Res HVAC | ROB/NEW | 10 | N/A | 207.8191 | 0 | N/A | N/A | 166 | 30 | 25.1172 | 0 | 55.1172 | 136 | 191.1172 | 222.7322 | 0 | 222.7322 | 100% | 1.1654 | 4.0411 | 0.24228 | 0.024228 | N/A | Smart thermostats for mini-split heat pumps | 8.5714 | 0 | 1.95 | 0 | 1.95 | 19.5 | 1909.1328 | 1638.1471 | 270.9857 | 1.1654 | 472.4328 | 4.0411
MHEEP | [24 empty] | MHEEP Total
Measure Name | Technology Type | Decision Type | Measure Life | Remaining Useful Life | Gross Annual Energy Savings per Unit at Meter (kWh) Pre-RUL | Gross Peak Demand Savings per Unit at Meter (Watts) Pre-RUL | Gross Annual Energy Savings per Unit at Meter (kWh) Post-RUL | Gross Peak Demand Savings per Unit at Meter (Watts) Post-RUL | Gross Per Unit One-Time Incremental Measure Cost ($) | Per Unit Incentive ($) | Per Unit Program Administrative Cost (inclusive of DI costs) ($) | Per Unit Direct Installation Cost ($) | Per Unit DSM Administrator Cost (Incentive + Administrative) ($) | Per Unit DSM Customer Cost (Incremental Measure Cost - Incentive) ($) | Total Per Unit DSM Cost ($) | Per Unit Present Value Avoided Cost Benefits ($) | Per Unit Present Value Non-Energy Benefits ($) | Total Per Unit Present Value Benefits ($) | Net-To-Gross Ratio | Net Total Resource Benefit-Cost Ratio (TRC) | Net Program Administrator Benefit-Cost Ratio (PAC) | Net First-Year Unit Cost / kWh at Generator ($/kWh) | Net Lifetime Unit Cost / kWh at Generator ($/kWh) | Net Unit Cost / Watt at Generator ($/W) | Measure Name | Participation (Units) | Total Peak Demand Savings (kW) | Total First Year Energy Savings (MWh) | Total Cumulative Peak Demand Savings (kW) | Total Cumulative First Year Energy Savings (MWh) | Total Lifetime Energy Savings (MWh) | Total Avoided Cost Benefits ($) | TRC Costs ($) | Total TRC Net Resource Benefits ($) | TRC Ratio | PAC Costs ($) | PAC Ratio
Clothes Dryer replacement (Low Income Only) | Res Other | RET | 5 | 1.6667 | 252 | 34.8 | 252 | 34.8 | 0 | 0 | 953.5132 | 772.84 | 953.5132 | 0 | 953.5132 | 175.5503 | 0 | 175.5503 | 100% | 0.18411 | 0.18411 | 3.4565 | 0.6913 | 23.8954 | Clothes Dryer replacement (Low Income Only) | 33.64 | 1.3423 | 9.2801 | 1.3423 | 9.2801 | 46.4004 | 5905.5151 | 32076.1906 | -26170.6755 | 0.18411 | 32076.1906 | 0.18411
Drain Water Heat Recovery | Res Domestic Hot Water (DHW) | RET | 20 | 6.6667 | 805 | 130.41 | 805 | 130.41 | 0 | 0 | 1468.3485 | 900 | 1468.3485 | 0 | 1468.3485 | 1678.3294 | 0 | 1678.3294 | 100% | 1.143 | 1.143 | 1.6663 | 0.083313 | 9.8194 | Drain Water Heat Recovery | 0.90975 | 0.13603 | 0.8017 | 0.13603 | 0.8017 | 16.0341 | 1526.8617 | 1335.8314 | 191.0303 | 1.143 | 1335.8314 | 1.143
Freezer replacement (Low income only) | Res Refrigeration | RET | 4 | 1.3333 | 1358 | 193.062 | 1358 | 193.062 | 0 | 0 | 944.9211 | 642.81 | 944.9211 | 0 | 944.9211 | 787.3426 | 0 | 787.3426 | 100% | 0.83324 | 0.83324 | 0.63563 | 0.15891 | 4.2684 | Freezer replacement (Low income only) | 19.688 | 4.3582 | 29.2682 | 4.3582 | 29.2682 | 117.0729 | 15501.2013 | 18603.6057 | -3102.4044 | 0.83324 | 18603.6057 | 0.83324
Refrigerator replacement (Low income only) | Res Refrigeration | RET | 5 | 1.6667 | 678 | 97.29 | 678 | 97.29 | 0 | 0 | 1138.9864 | 870.11 | 1138.9864 | 0 | 1138.9864 | 474.1519 | 0 | 474.1519 | 100% | 0.41629 | 0.41629 | 1.5346 | 0.30692 | 10.2098 | Refrigerator replacement (Low income only) | 5.778 | 0.64455 | 4.2885 | 0.64455 | 4.2885 | 21.4423 | 2739.6495 | 6581.0634 | -3841.4139 | 0.41629 | 6581.0634 | 0.41629
Whole Home First Nations Retrofit | Res HVAC | RET | 20 | 6.6667 | 3667 | 1037.761 | 3667 | 1037.761 | 0 | 0 | 9299.5769 | 6103.3548 | 9299.5769 | 0 | 9299.5769 | 8602.1714 | 0 | 8602.1714 | 100% | 0.92501 | 0.92501 | 2.3167 | 0.11583 | 7.8151 | Whole Home First Nations Retrofit | 118.0463 | 140.4629 | 473.8689 | 140.4629 | 473.8689 | 9477.3784 | 1015454.0714 | 1097780.183 | -82326.1116 | 0.92501 | 1097780.183 | 0.92501
Dehumidifier replacement (Low income only) | Res Other | RET | 5 | 1.6667 | 636 | 213 | 636 | 213 | 0 | 0 | 586.9991 | 392.63 | 586.9991 | 0 | 586.9991 | 505.8847 | 0 | 505.8847 | 100% | 0.86182 | 0.86182 | 0.84312 | 0.16862 | 2.4034 | Dehumidifier replacement (Low income only) | 35 | 8.5479 | 24.368 | 8.5479 | 24.368 | 121.8401 | 17705.9644 | 20544.9691 | -2839.0047 | 0.86182 | 20544.9691 | 0.86182
Clothes Washer replacement (Low income only) | Res Other | RET | 11 | 3.6667 | 165 | 22.77 | 165 | 22.77 | 0 | 0 | 1245.6038 | 1003.06 | 1245.6038 | 0 | 1245.6038 | 219.4799 | 0 | 219.4799 | 100% | 0.1762 | 0.1762 | 6.8961 | 0.62692 | 47.7071 | Clothes Washer replacement (Low income only) | 35 | 0.91378 | 6.3219 | 0.91378 | 6.3219 | 69.5408 | 7681.7957 | 43596.1326 | -35914.3369 | 0.1762 | 43596.1326 | 0.1762
New Home Construction
Measure Name | Technology Type | Decision Type | Measure Life | Remaining Useful Life | Gross Annual Energy Savings per Unit at Meter (kWh) Pre-RUL | Gross Peak Demand Savings per Unit at Meter (Watts) Pre-RUL | Gross Annual Energy Savings per Unit at Meter (kWh) Post-RUL | Gross Peak Demand Savings per Unit at Meter (Watts) Post-RUL | Gross Per Unit One-Time Incremental Measure Cost ($) | Per Unit Incentive ($) | Per Unit Program Administrative Cost (inclusive of DI costs) ($) | Per Unit Direct Installation Cost ($) | Per Unit DSM Administrator Cost (Incentive + Administrative) ($) | Per Unit DSM Customer Cost (Incremental Measure Cost - Incentive) ($) | Total Per Unit DSM Cost ($) | Per Unit Present Value Avoided Cost Benefits ($) | Per Unit Present Value Non-Energy Benefits ($) | Total Per Unit Present Value Benefits ($) | Net-To-Gross Ratio | Net Total Resource Benefit-Cost Ratio (TRC) | Net Program Administrator Benefit-Cost Ratio (PAC) | Net First-Year Unit Cost / kWh at Generator ($/kWh) | Net Lifetime Unit Cost / kWh at Generator ($/kWh) | Net Unit Cost / Watt at Generator ($/W) | Measure Name | Participation (Units) | Total Peak Demand Savings (kW) | Total First Year Energy Savings (MWh) | Total Cumulative Peak Demand Savings (kW) | Total Cumulative First Year Energy Savings (MWh) | Total Lifetime Energy Savings (MWh) | Total Avoided Cost Benefits ($) | TRC Costs ($) | Total TRC Net Resource Benefits ($) | TRC Ratio | PAC Costs ($) | PAC Ratio
Whole Home - tier 0 - Attached/Semi-Attached | Res HVAC | ROB/NEW | 30 | N/A | 0 | 2700 | N/A | N/A | 1490 | 162.3648 | 349.3758 | 0 | 511.7406 | 1327.6352 | 1839.3758 | 6700.3613 | 0 | 6700.3613 | 88% | 4.035 | 13.0933 | N/A | N/A | 0.18783 | Whole Home - tier 0 - Attached/Semi-Attached | 6.7445 | 18.3741 | 0 | 18.3741 | 0 | 0 | 45190.3644 | 11199.6983 | 33990.6661 | 4.035 | 3451.4176 | 13.0933
Whole Home - tier 0 - Detached | Res HVAC | ROB/NEW | 30 | N/A | 386 | 2800 | N/A | N/A | 1490 | 162.3648 | 398.8793 | 0 | 561.2442 | 1327.6352 | 1888.8793 | 7667.7273 | 0 | 7667.7273 | 88% | 4.4838 | 13.662 | 1.5094 | 0.050312 | 0.19864 | Whole Home - tier 0 - Detached | 34.5654 | 97.6549 | 12.8531 | 97.6549 | 12.8531 | 385.5918 | 265038.0038 | 59109.5631 | 205928.4408 | 4.4838 | 19399.6245 | 13.662
Whole home - tier 1 - Attached/Semi-Attached | Res HVAC | ROB/NEW | 30 | N/A | 351 | 2800 | N/A | N/A | 3175 | 1162.3648 | 435.5422 | 0 | 1597.907 | 2012.6352 | 3610.5422 | 7602.5145 | 0 | 7602.5145 | 88% | 2.3541 | 4.7578 | 4.7257 | 0.15752 | 0.56556 | Whole home - tier 1 - Attached/Semi-Attached | 94.8441 | 267.9556 | 32.0697 | 267.9556 | 32.0697 | 962.0914 | 721053.374 | 306302.9046 | 414750.4694 | 2.3541 | 151551.9929 | 4.7578
Whole home - tier 1 - Detached | Res HVAC | ROB/NEW | 30 | N/A | 803 | 2900 | N/A | N/A | 3175 | 1162.3648 | 491.3387 | 0 | 1653.7035 | 2012.6352 | 3666.3387 | 8692.8533 | 0 | 8692.8533 | 88% | 2.646 | 5.2566 | 2.1378 | 0.07126 | 0.56512 | Whole home - tier 1 - Detached | 236.0563 | 690.7299 | 182.6035 | 690.7299 | 182.6035 | 5478.1038 | 2052003.1208 | 775525.0124 | 1276478.1084 | 2.646 | 390367.1877 | 5.2566
Whole home - tier 2 - Attached/Semi-Attached | Res HVAC | ROB/NEW | 30 | N/A | 3017 | 3500 | N/A | N/A | 4805 | 2216.4864 | 820.7993 | 0 | 3037.2857 | 2588.5136 | 5625.7993 | 14307.0007 | 0 | 14307.0007 | 88% | 2.8335 | 4.7105 | 1.045 | 0.034835 | 0.86001 | Whole home - tier 2 - Attached/Semi-Attached | 12.2243 | 43.1706 | 35.5287 | 43.1706 | 35.5287 | 1065.8596 | 174893.7273 | 61723.1597 | 113170.5676 | 2.8335 | 37128.832 | 4.7105
Whole home - tier 2 - Detached | Res HVAC | ROB/NEW | 30 | N/A | 4996 | 4100 | N/A | N/A | 4805 | 5216.4864 | 1205.6884 | 0 | 6422.1748 | -411.4864 | 6010.6884 | 19483.2903 | 0 | 19483.2903 | 88% | 3.5854 | 3.0338 | 1.3344 | 0.04448 | 1.5523 | Whole home - tier 2 - Detached | 11.3813 | 47.0836 | 54.7762 | 47.0836 | 54.7762 | 1643.2849 | 221744.9331 | 61846.9232 | 159898.0099 | 3.5854 | 73092.6192 | 3.0338
Whole home - tier 3 - Attached/Semi-Attached | Res HVAC | ROB/NEW | 36 | N/A | 4067 | 3800 | N/A | N/A | 10920 | 3324.7296 | 1081.6444 | 0 | 4406.374 | 7595.2704 | 12001.6444 | 18538.0022 | 0 | 18538.0022 | 88% | 1.7339 | 4.2071 | 1.1247 | 0.031241 | 1.1492 | Whole home - tier 3 - Attached/Semi-Attached | 10.9598 | 42.0222 | 42.9391 | 42.0222 | 42.9391 | 1545.8076 | 203172.0281 | 117173.4567 | 85998.5714 | 1.7339 | 48292.7951 | 4.2071
Whole home - tier 3 - Detached | Res HVAC | ROB/NEW | 36 | N/A | 5193 | 4100 | N/A | N/A | 10920 | 7324.7296 | 1399.2216 | 0 | 8723.9513 | 3595.2704 | 12319.2216 | 21617.2749 | 0 | 21617.2749 | 88% | 1.9636 | 2.4779 | 1.7439 | 0.048442 | 2.1087 | Whole home - tier 3 - Detached | 12.2243 | 50.5713 | 61.1536 | 50.5713 | 61.1536 | 2201.5282 | 264257.0493 | 134575.6455 | 129681.4038 | 1.9636 | 106644.5996 | 2.4779
Residential Behaviour | [24 empty] | Residential Behaviour Total
Measure Name | Technology Type | Decision Type | Measure Life | Remaining Useful Life | Gross Annual Energy Savings per Unit at Meter (kWh) Pre-RUL | Gross Peak Demand Savings per Unit at Meter (Watts) Pre-RUL | Gross Annual Energy Savings per Unit at Meter (kWh) Post-RUL | Gross Peak Demand Savings per Unit at Meter (Watts) Post-RUL | Gross Per Unit One-Time Incremental Measure Cost ($) | Per Unit Incentive ($) | Per Unit Program Administrative Cost (inclusive of DI costs) ($) | Per Unit Direct Installation Cost ($) | Per Unit DSM Administrator Cost (Incentive + Administrative) ($) | Per Unit DSM Customer Cost (Incremental Measure Cost - Incentive) ($) | Total Per Unit DSM Cost ($) | Per Unit Present Value Avoided Cost Benefits ($) | Per Unit Present Value Non-Energy Benefits ($) | Total Per Unit Present Value Benefits ($) | Net-To-Gross Ratio | Net Total Resource Benefit-Cost Ratio (TRC) | Net Program Administrator Benefit-Cost Ratio (PAC) | Net First-Year Unit Cost / kWh at Generator ($/kWh) | Net Lifetime Unit Cost / kWh at Generator ($/kWh) | Net Unit Cost / Watt at Generator ($/W) | Measure Name | Participation (Units) | Total Peak Demand Savings (kW) | Total First Year Energy Savings (MWh) | Total Cumulative Peak Demand Savings (kW) | Total Cumulative First Year Energy Savings (MWh) | Total Lifetime Energy Savings (MWh) | Total Avoided Cost Benefits ($) | TRC Costs ($) | Total TRC Net Resource Benefits ($) | TRC Ratio | PAC Costs ($) | PAC Ratio
Home Energy Report | Res Other | ROB/NEW | 1 | N/A | 207 | 0 | N/A | N/A | 11.51 | 11.5057 | 18.5226 | 0 | 30.0283 | 0.0043114 | 30.0326 | 28.4474 | 0 | 28.4474 | 100% | 0.94722 | 0.94735 | 0.13252 | 0.13252 | N/A | Home Energy Report | 38195.3107 | 0 | 8655.1682 | 0 | 8655.1682 | 8655.1682 | 1086557.2509 | 1147104.5697 | -60547.3188 | 0.94722 | 1146939.8934 | 0.94735
SEM | [24 empty] | SEM Total
Measure Name | Technology Type | Decision Type | Measure Life | Remaining Useful Life | Gross Annual Energy Savings per Unit at Meter (kWh) Pre-RUL | Gross Peak Demand Savings per Unit at Meter (Watts) Pre-RUL | Gross Annual Energy Savings per Unit at Meter (kWh) Post-RUL | Gross Peak Demand Savings per Unit at Meter (Watts) Post-RUL | Gross Per Unit One-Time Incremental Measure Cost ($) | Per Unit Incentive ($) | Per Unit Program Administrative Cost (inclusive of DI costs) ($) | Per Unit Direct Installation Cost ($) | Per Unit DSM Administrator Cost (Incentive + Administrative) ($) | Per Unit DSM Customer Cost (Incremental Measure Cost - Incentive) ($) | Total Per Unit DSM Cost ($) | Per Unit Present Value Avoided Cost Benefits ($) | Per Unit Present Value Non-Energy Benefits ($) | Total Per Unit Present Value Benefits ($) | Net-To-Gross Ratio | Net Total Resource Benefit-Cost Ratio (TRC) | Net Program Administrator Benefit-Cost Ratio (PAC) | Net First-Year Unit Cost / kWh at Generator ($/kWh) | Net Lifetime Unit Cost / kWh at Generator ($/kWh) | Net Unit Cost / Watt at Generator ($/W) | Measure Name | Participation (Units) | Total Peak Demand Savings (kW) | Total First Year Energy Savings (MWh) | Total Cumulative Peak Demand Savings (kW) | Total Cumulative First Year Energy Savings (MWh) | Total Lifetime Energy Savings (MWh) | Total Avoided Cost Benefits ($) | TRC Costs ($) | Total TRC Net Resource Benefits ($) | TRC Ratio | PAC Costs ($) | PAC Ratio
Strategic Energy Management | BNI Energy Management | ROB/NEW | 1.88 | N/A | 1000000 | 108018.8679 | N/A | N/A | 158840 | 212845.6 | 157003.3039 | 0 | 369848.9039 | -54005.6 | 315843.3039 | 275440.6809 | 0 | 275440.6809 | 100% | 0.87208 | 0.74474 | 0.34803 | 0.18512 | 3.2031 | Strategic Energy Management | 2.5 | 288.6804 | 2656.75 | 288.6804 | 2656.75 | 4994.69 | 688601.7023 | 789608.2597 | -101006.5574 | 0.87208 | 924622.2597 | 0.74474
Small Business Energy Solutions | [24 empty] | Small Business Energy Solutions Total
Measure Name | Technology Type | Decision Type | Measure Life | Remaining Useful Life | Gross Annual Energy Savings per Unit at Meter (kWh) Pre-RUL | Gross Peak Demand Savings per Unit at Meter (Watts) Pre-RUL | Gross Annual Energy Savings per Unit at Meter (kWh) Post-RUL | Gross Peak Demand Savings per Unit at Meter (Watts) Post-RUL | Gross Per Unit One-Time Incremental Measure Cost ($) | Per Unit Incentive ($) | Per Unit Program Administrative Cost (inclusive of DI costs) ($) | Per Unit Direct Installation Cost ($) | Per Unit DSM Administrator Cost (Incentive + Administrative) ($) | Per Unit DSM Customer Cost (Incremental Measure Cost - Incentive) ($) | Total Per Unit DSM Cost ($) | Per Unit Present Value Avoided Cost Benefits ($) | Per Unit Present Value Non-Energy Benefits ($) | Total Per Unit Present Value Benefits ($) | Net-To-Gross Ratio | Net Total Resource Benefit-Cost Ratio (TRC) | Net Program Administrator Benefit-Cost Ratio (PAC) | Net First-Year Unit Cost / kWh at Generator ($/kWh) | Net Lifetime Unit Cost / kWh at Generator ($/kWh) | Net Unit Cost / Watt at Generator ($/W) | Measure Name | Participation (Units) | Total Peak Demand Savings (kW) | Total First Year Energy Savings (MWh) | Total Cumulative Peak Demand Savings (kW) | Total Cumulative First Year Energy Savings (MWh) | Total Lifetime Energy Savings (MWh) | Total Avoided Cost Benefits ($) | TRC Costs ($) | Total TRC Net Resource Benefits ($) | TRC Ratio | PAC Costs ($) | PAC Ratio
Cold Climate Air-Source Ductless Heat Pump (24kBTU/hr) (Commercial) | BNI HVAC | ROB/NEW | 18 | N/A | 9688.757 | 3510.8929 | N/A | N/A | 6884.08 | 1479.3798 | 2101.5978 | 0 | 3580.9776 | 5404.7002 | 8985.6778 | 20370.7435 | 0 | 20370.7435 | 93% | 2.3955 | 5.6886 | 0.37397 | 0.020776 | 1.026 | Cold Climate Air-Source Ductless Heat Pump (24kBTU/hr) (Commercial) | 165.9561 | 579.2571 | 1589.1132 | 579.2571 | 1589.1132 | 28604.038 | 3380648.5785 | 1411255.9559 | 1969392.6226 | 2.3955 | 594284.9839 | 5.6886
Downlight Luminaire (1200 lumen) | BNI Lighting | RET | 11.6 | 1 | 243.1864 | 52.5492 | 243.1864 | 52.5492 | 63.0681 | 19.7251 | 33.2152 | 0 | 52.9403 | 43.343 | 96.2832 | 325.3593 | 0 | 325.3593 | 93% | 3.5416 | 6.1458 | 0.22027 | 0.018989 | 1.0134 | Downlight Luminaire (1200 lumen) | 93.6466 | 4.8924 | 22.5074 | 4.8924 | 22.5074 | 261.0858 | 30468.8086 | 8603.1747 | 21865.6339 | 3.5416 | 4957.6766 | 6.1458
Downlight Luminaire (3000 lumen) | BNI Lighting | RET | 11.6 | 1 | 458.7368 | 99.1266 | 458.7368 | 99.1266 | 156.9946 | 29.5876 | 61.9699 | 0 | 91.5575 | 127.407 | 218.9645 | 613.7444 | 0 | 613.7444 | 93% | 2.9511 | 6.7034 | 0.20195 | 0.017409 | 0.9291 | Downlight Luminaire (3000 lumen) | 22.5226 | 2.2196 | 10.2112 | 2.2196 | 10.2112 | 118.4497 | 13823.1251 | 4684.1365 | 9138.9886 | 2.9511 | 2062.113 | 6.7034
Downlight Luminaire (800 lumen) | BNI Lighting | RET | 11.6 | 1 | 141.3969 | 30.5539 | 141.3969 | 30.5539 | 41.8652 | 36.9845 | 21.6089 | 0 | 58.5934 | 4.8807 | 63.4741 | 189.175 | 0 | 189.175 | 93% | 3.1246 | 3.2286 | 0.41929 | 0.036146 | 1.929 | Downlight Luminaire (800 lumen) | 521.5762 | 15.8433 | 72.8872 | 15.8433 | 72.8872 | 845.4917 | 98669.2048 | 31578.0599 | 67091.1449 | 3.1246 | 30560.8989 | 3.2286
Flood Luminaire (10000 lumen) | BNI Lighting | ROB/NEW | 17.1 | N/A | 874.9488 | 195.7648 | N/A | N/A | 280.098 | 147.938 | 165.7585 | 0 | 313.6965 | 132.16 | 445.8565 | 1577.5834 | 0 | 1577.5834 | 93% | 3.7011 | 5.029 | 0.36277 | 0.021215 | 1.6119 | Flood Luminaire (10000 lumen) | 94.832 | 18.4565 | 82.0033 | 18.4565 | 82.0033 | 1402.2566 | 149605.4515 | 40422.1255 | 109183.326 | 3.7011 | 29748.4798 | 5.029
Flood Luminaire (48000 lumen) | BNI Lighting | ROB/NEW | 17.1 | N/A | 2728.1268 | 622.86 | N/A | N/A | 1764.378 | 493.1266 | 521.6852 | 0 | 1014.8118 | 1271.2514 | 2286.0632 | 4939.4269 | 0 | 4939.4269 | 93% | 2.2841 | 4.8673 | 0.37638 | 0.022011 | 1.6389 | Flood Luminaire (48000 lumen) | 3.5562 | 2.2021 | 9.5884 | 2.2021 | 9.5884 | 163.961 | 17565.5977 | 7690.4875 | 9875.1101 | 2.2841 | 3608.8752 | 4.8673
Four Pin Replacement Lamps for CFLs | BNI Lighting | ROB/NEW | 11.6 | N/A | 27.3583 | 5.9118 | N/A | N/A | 21.672 | 12.3282 | 4.6465 | 0 | 16.9747 | 9.3438 | 26.3185 | 36.6027 | 0 | 36.6027 | 93% | 1.4758 | 2.1563 | 0.6278 | 0.05412 | 2.8883 | Four Pin Replacement Lamps for CFLs | 55.7138 | 0.32745 | 1.5064 | 0.32745 | 1.5064 | 17.4745 | 2039.2773 | 1381.7846 | 657.4928 | 1.4758 | 945.7239 | 2.1563
Fuel Pump Canopy Luminaire ( 5000 lumen) | BNI Lighting | ROB/NEW | 11.4 | N/A | 1083.5244 | 242.4324 | N/A | N/A | 354.046 | 197.2506 | 156.6333 | 0 | 353.8839 | 156.7954 | 510.6793 | 1437.2213 | 0 | 1437.2213 | 93% | 2.9579 | 4.0613 | 0.33047 | 0.028988 | 1.4684 | Fuel Pump Canopy Luminaire ( 5000 lumen) | 55.7138 | 13.4281 | 59.6617 | 13.4281 | 59.6617 | 680.1429 | 80073.0969 | 27071.1277 | 53001.9692 | 2.9579 | 19716.2267 | 4.0613
General Use Lamp (A-Series) | BNI Lighting | RET | 11.6 | 3.8667 | 136.8475 | 20.9784 | 42.8925 | 6.5753 | 8.5219 | 3.6984 | 10.2129 | 0 | 13.9113 | 4.8234 | 18.7348 | 102.2445 | 0 | 102.2445 | 93% | 5.637 | 7.3497 | 0.10286 | 0.016351 | 0.66705 | General Use Lamp (A-Series) | 785.2093 | 16.3764 | 106.1979 | 16.3764 | 106.1979 | 668.0429 | 80283.3335 | 14242.3195 | 66041.0139 | 5.637 | 10923.3137 | 7.3497
Glass Door Refrigerator (full size - 38 cu ft) | BNI Cooking and Laundry | ROB/NEW | 12 | N/A | 949 | 108 | N/A | N/A | 0 | 281.0822 | 140.6908 | 0 | 421.773 | -281.0822 | 140.6908 | 1194.1606 | 0 | 1194.1606 | 93% | 8.4878 | 2.8313 | 0.4497 | 0.037475 | 3.9284 | Glass Door Refrigerator (full size - 38 cu ft) | 2.3708 | 0.25455 | 2.2236 | 0.25455 | 2.2236 | 26.6831 | 2831.1172 | 333.5499 | 2497.5673 | 8.4878 | 999.9398 | 2.8313
Ground Source Heat Pump (60kBTU/hr) (closed loop) | BNI HVAC | ROB/NEW | 25 | N/A | 29037.099 | 54081 | N/A | N/A | 13762.98 | 7396.8991 | 17034.3227 | 0 | 24431.2218 | 6366.0809 | 30797.3027 | 169392.1477 | 0 | 169392.1477 | 93% | 5.6778 | 6.9334 | 0.85133 | 0.034053 | 0.45442 | Ground Source Heat Pump (60kBTU/hr) (closed loop) | 2.3708 | 127.4678 | 68.0365 | 127.4678 | 68.0365 | 1700.9125 | 401595.0788 | 70730.227 | 330864.8518 | 5.6778 | 57921.5659 | 6.9334
Heat Pump Water Heater (40 gal) | BNI Domestic Hot Water (DHW) | ROB/NEW | 10 | N/A | 4925.501 | 1214.6285 | N/A | N/A | 1012.13 | 1479.3798 | 706.5691 | 0 | 2185.9489 | -467.2498 | 1718.6991 | 5934.1459 | 0 | 5934.1459 | 93% | 3.6011 | 2.7147 | 0.44905 | 0.044905 | 1.8103 | Heat Pump Water Heater (40 gal) | 3.5562 | 4.2943 | 17.3113 | 4.2943 | 17.3113 | 173.1133 | 21103.0188 | 5860.0866 | 15242.9322 | 3.6011 | 7773.6748 | 2.7147
Heat Pump Water Heater (60 gal) | BNI Domestic Hot Water (DHW) | ROB/NEW | 10 | N/A | 7541.271 | 1859.6774 | N/A | N/A | 1112.13 | 1725.9431 | 1033.2867 | 0 | 2759.2298 | -613.8131 | 2145.4167 | 9085.5737 | 0 | 9085.5737 | 93% | 4.3943 | 3.2928 | 0.37021 | 0.037021 | 1.4925 | Heat Pump Water Heater (60 gal) | 3.5562 | 6.5748 | 26.5048 | 6.5748 | 26.5048 | 265.048 | 32310.1312 | 7352.687 | 24957.4443 | 4.3943 | 9812.3773 | 3.2928
Heat Reclaimer Unit (Agriculture) | BNI Process | ROB/NEW | 15 | N/A | 9800.851 | 2819 | N/A | N/A | 4625.74 | 3082.0413 | 1927.7171 | 0 | 5009.7584 | 1543.6987 | 6553.4571 | 17078.6432 | 0 | 17078.6432 | 93% | 2.7415 | 3.4091 | 0.5172 | 0.03448 | 1.7877 | Heat Reclaimer Unit (Agriculture) | 2.3708 | 6.6443 | 22.9643 | 6.6443 | 22.9643 | 344.464 | 40490.0649 | 14769.2731 | 25720.7918 | 2.7415 | 11877.1403 | 3.4091
High Bay Luminaire (15 000 lumen) | BNI Lighting | ROB/NEW | 22.3 | N/A | 255.3125 | 39.1387 | N/A | N/A | 172.62 | 160.2661 | 63.0102 | 0 | 223.2763 | 12.3539 | 235.6302 | 502.7993 | 0 | 502.7993 | 93% | 2.2492 | 2.2519 | 0.88487 | 0.03968 | 5.7385 | High Bay Luminaire (15 000 lumen) | 3651.0336 | 142.0638 | 921.2586 | 142.0638 | 921.2586 | 20544.0659 | 1835737.1492 | 816176.7232 | 1019560.426 | 2.2492 | 815189.2924 | 2.2519
High Bay Luminaire (35 000 lumen) | BNI Lighting | ROB/NEW | 22.3 | N/A | 595.7155 | 91.3217 | N/A | N/A | 343.14 | 431.4858 | 152.1989 | 0 | 583.6847 | -88.3458 | 495.3389 | 1173.1716 | 0 | 1173.1716 | 93% | 2.4891 | 2.0099 | 0.99139 | 0.044457 | 6.4293 | High Bay Luminaire (35 000 lumen) | 109.0568 | 9.9012 | 64.2075 | 9.9012 | 64.2075 | 1431.8264 | 127942.392 | 51400.5796 | 76541.8124 | 2.4891 | 63654.8158 | 2.0099
High Volume Low Speed Fan (Agriculture) (24 foot) | BNI Process | ROB/NEW | 15 | N/A | 16086.432 | 4615 | N/A | N/A | 4426.24 | 4931.2661 | 3150.8784 | 0 | 8082.1445 | -505.0261 | 7577.1184 | 28014.3332 | 0 | 28014.3332 | 93% | 3.8549 | 3.4662 | 0.50836 | 0.033891 | 1.7616 | High Volume Low Speed Fan (Agriculture) (24 foot) | 2.3708 | 10.8775 | 37.6919 | 10.8775 | 37.6919 | 565.3791 | 66416.4101 | 17229.2788 | 49187.1313 | 3.8549 | 19161.1565 | 3.4662
Horticultural Lighting - blended lamps and baselines | BNI Lighting | ROB/NEW | 9.5 | N/A | 2112.6 | 380 | N/A | N/A | 1300 | 500.8554 | 267.8727 | 0 | 768.7282 | 799.1446 | 1567.8727 | 2305.6246 | 0 | 2305.6246 | 93% | 1.5612 | 2.9993 | 0.36818 | 0.038756 | 2.0349 | Horticultural Lighting - blended lamps and baselines | 47.416 | 17.913 | 99.0002 | 17.913 | 99.0002 | 940.5018 | 109323.5459 | 70027.4286 | 39296.1173 | 1.5612 | 36450.0305 | 2.9993
LED Replacement Lamps for HID (10000 lumen) | BNI Lighting | ROB/NEW | 11.4 | N/A | 172.7305 | 37.3247 | N/A | N/A | 99.75 | 147.938 | 35.3127 | 0 | 183.2507 | -48.188 | 135.0627 | 227.6513 | 0 | 227.6513 | 93% | 1.7774 | 1.2423 | 1.0735 | 0.094163 | 4.9387 | LED Replacement Lamps for HID (10000 lumen) | 111.4276 | 4.1348 | 19.022 | 4.1348 | 19.022 | 216.8505 | 25366.6522 | 14271.674 | 11094.9781 | 1.7774 | 20419.1912 | 1.2423
LED Replacement Lamps for HID (4000 lumen) | BNI Lighting | ROB/NEW | 11.4 | N/A | 69.1005 | 14.9317 | N/A | N/A | 100.8 | 49.3127 | 4.4381 | 0 | 53.7508 | 51.4873 | 105.2381 | 91.0715 | 0 | 91.0715 | 93% | 0.92758 | 1.6943 | 0.78706 | 0.069041 | 3.6211 | LED Replacement Lamps for HID (4000 lumen) | 36.7474 | 0.5455 | 2.5096 | 0.5455 | 2.5096 | 28.6092 | 3346.6407 | 3607.9399 | -261.2992 | 0.92758 | 1975.203 | 1.6943
LED Troffer (1x4) | BNI Lighting | RET | 20.9 | 6.9667 | 179.9017 | 38.8742 | 179.9017 | 38.8742 | 138.8253 | 36.9845 | 38.4807 | 0 | 75.4652 | 101.8408 | 177.306 | 363.7752 | 0 | 363.7752 | 93% | 2.1706 | 4.8204 | 0.42444 | 0.020308 | 1.9527 | LED Troffer (1x4) | 130.3941 | 5.0394 | 23.1839 | 5.0394 | 23.1839 | 484.5437 | 47434.1279 | 21852.5083 | 25581.6196 | 2.1706 | 9840.2153 | 4.8204
LED Troffer (4x2) | BNI Lighting | RET | 20.9 | 6.9667 | 230.0263 | 35.2624 | 230.0263 | 35.2624 | 325.3139 | 18.9664 | 43.9545 | 0 | 62.9209 | 306.3475 | 369.2684 | 437.2032 | 0 | 437.2032 | 93% | 1.2618 | 6.9485 | 0.27677 | 0.013243 | 1.7949 | LED Troffer (4x2) | 4267.4419 | 149.6031 | 970.1499 | 149.6031 | 970.1499 | 20276.1323 | 1865739.1891 | 1478653.4926 | 387085.6965 | 1.2618 | 268511.4726 | 6.9485
LED Wall Sconce (1200 lumen) | BNI Lighting | RET | 11.6 | 1 | 243.1864 | 52.5492 | 243.1864 | 52.5492 | 11.6271 | 44.3814 | 35.4343 | 0 | 79.8157 | -32.7543 | 47.0613 | 325.3593 | 0 | 325.3593 | 93% | 7.0352 | 4.0764 | 0.33209 | 0.028628 | 1.5279 | LED Wall Sconce (1200 lumen) | 28.4496 | 1.4863 | 6.8377 | 1.4863 | 6.8377 | 79.3172 | 9256.3469 | 1315.722 | 7940.6249 | 7.0352 | 2270.7243 | 4.0764
Linear Ambient Luminaire (10000 lumen) | BNI Lighting | ROB/NEW | 11.6 | N/A | 468.5734 | 101.2522 | N/A | N/A | 217.98 | 123.2817 | 71.674 | 0 | 194.9557 | 94.6983 | 289.654 | 626.9047 | 0 | 626.9047 | 93% | 2.2847 | 3.2156 | 0.42098 | 0.036292 | 1.9368 | Linear Ambient Luminaire (10000 lumen) | 93.6466 | 9.4266 | 43.3674 | 9.4266 | 43.3674 | 503.0619 | 58707.5208 | 25696.2107 | 33011.3101 | 2.2847 | 18256.9451 | 3.2156
Linear Ambient Luminaire (2000 lumen) | BNI Lighting | ROB/NEW | 11.6 | N/A | 50.1984 | 10.8472 | N/A | N/A | 12.6 | 24.6563 | 8.7089 | 0 | 33.3652 | -12.0563 | 21.3089 | 67.1604 | 0 | 67.1604 | 93% | 3.2878 | 2.0129 | 0.67253 | 0.057977 | 3.0941 | Linear Ambient Luminaire (2000 lumen) | 186.1079 | 2.007 | 9.2331 | 2.007 | 9.2331 | 107.1041 | 12499.0871 | 3801.6029 | 8697.4842 | 3.2878 | 6209.5282 | 2.0129
Linear Ambient Luminaire (4000 lumen) | BNI Lighting | ROB/NEW | 11.6 | N/A | 96.2515 | 20.7986 | N/A | N/A | 65.52 | 36.9845 | 15.7723 | 0 | 52.7568 | 28.5355 | 81.2923 | 128.775 | 0 | 128.775 | 93% | 1.6788 | 2.4409 | 0.5546 | 0.04781 | 2.5516 | Linear Ambient Luminaire (4000 lumen) | 241.8217 | 5.0002 | 23.0036 | 5.0002 | 23.0036 | 266.8423 | 31140.5933 | 18549.1553 | 12591.438 | 1.6788 | 12757.742 | 2.4409
Linear Ambient Luminaire (8000 lumen) | BNI Lighting | ROB/NEW | 11.6 | N/A | 175.9223 | 38.0144 | N/A | N/A | 217.98 | 73.969 | 29.401 | 0 | 103.37 | 144.011 | 247.381 | 235.3666 | 0 | 235.3666 | 93% | 1.014 | 2.2769 | 0.59454 | 0.051253 | 2.7353 | Linear Ambient Luminaire (8000 lumen) | 186.1079 | 7.0335 | 32.3578 | 7.0335 | 32.3578 | 375.3507 | 43803.5721 | 43199.8102 | 603.7619 | 1.014 | 19237.9722 | 2.2769
Linear Replacement Lamp (2 foot) | BNI Lighting | ROB/NEW | 11.6 | N/A | 37.3068 | 8.0615 | N/A | N/A | 12.6882 | 6.1641 | 5.3779 | 0 | 11.542 | 6.5241 | 18.0661 | 49.9128 | 0 | 49.9128 | 93% | 2.9056 | 4.3245 | 0.31304 | 0.026986 | 1.4402 | Linear Replacement Lamp (2 foot) | 373.4012 | 2.9926 | 13.7676 | 2.9926 | 13.7676 | 159.7038 | 18637.496 | 6414.2617 | 12223.2343 | 2.9056 | 4309.7939 | 4.3245
Linear Replacement Lamp (4 foot) | BNI Lighting | ROB/NEW | 11.6 | N/A | 49.6736 | 7.6148 | N/A | N/A | 8.6562 | 9.8625 | 6.9699 | 0 | 16.8324 | -1.2063 | 15.6261 | 62.9431 | 0 | 62.9431 | 93% | 4.1906 | 3.7394 | 0.34287 | 0.029558 | 2.2236 | Linear Replacement Lamp (4 foot) | 92935.4005 | 703.5619 | 4562.4744 | 703.5619 | 4562.4744 | 52924.7029 | 5849642.3469 | 1395905.9266 | 4453736.4203 | 4.1906 | 1564329.6081 | 3.7394
Low-bay Luminaire (10,000 lumen) | BNI Lighting | ROB/NEW | 11.6 | N/A | 468.5734 | 101.2522 | N/A | N/A | 166.32 | 123.2817 | 71.674 | 0 | 194.9557 | 43.0383 | 237.994 | 626.9047 | 0 | 626.9047 | 93% | 2.7696 | 3.2156 | 0.42098 | 0.036292 | 1.9368 | Low-bay Luminaire (10,000 lumen) | 42.6744 | 4.2957 | 19.7624 | 4.2957 | 19.7624 | 229.2434 | 26752.7943 | 9659.4244 | 17093.3699 | 2.7696 | 8319.6206 | 3.2156
Multi-Tank Conveyor Dishwasher - High Temp | BNI Cooking and Laundry | ROB/NEW | 20 | N/A | 27407.5971 | 2837 | N/A | N/A | 1222.2 | 3698.4496 | 4997.6447 | 0 | 8696.0943 | -2476.2496 | 6219.8447 | 48273.9965 | 0 | 48273.9965 | 93% | 7.8695 | 5.5512 | 0.32104 | 0.016052 | 3.0834 | Multi-Tank Conveyor Dishwasher - High Temp | 2.3708 | 6.6868 | 64.2184 | 6.6868 | 64.2184 | 1284.3686 | 114448.0408 | 14543.1828 | 99904.858 | 7.8695 | 20616.7093 | 5.5512
Multi-Tank Conveyor Dishwasher - Low Temp | BNI Cooking and Laundry | ROB/NEW | 20 | N/A | 18811.2029 | 1947 | N/A | N/A | 1222.2 | 2712.1963 | 3446.5186 | 0 | 6158.7149 | -1489.9963 | 4668.7186 | 33140.58 | 0 | 33140.58 | 93% | 7.2309 | 5.3811 | 0.33127 | 0.016563 | 3.1819 | Multi-Tank Conveyor Dishwasher - Low Temp | 2.3708 | 4.589 | 44.0763 | 4.589 | 44.0763 | 881.5264 | 78569.7214 | 10865.7713 | 67703.95 | 7.2309 | 14601.0877 | 5.3811
Occupancy Sensor (Ceiling Mounted) | BNI Lighting | ROB/NEW | 10 | N/A | 187.7496 | 43.9824 | N/A | N/A | 115.71 | 98.6253 | 30.5187 | 0 | 129.144 | 17.0847 | 146.2287 | 223.9689 | 0 | 223.9689 | 93% | 1.6214 | 1.7343 | 0.69599 | 0.069599 | 2.9536 | Occupancy Sensor (Ceiling Mounted) | 9.4832 | 0.41466 | 1.7597 | 0.41466 | 1.7597 | 17.5966 | 2123.9424 | 1309.9056 | 814.0368 | 1.6214 | 1224.6992 | 1.7343
Occupancy Sensor (Wall Mounted) | BNI Lighting | ROB/NEW | 10 | N/A | 109.2361 | 25.5898 | N/A | N/A | 74.3337 | 49.3127 | 17.0301 | 0 | 66.3428 | 25.021 | 91.3638 | 130.3092 | 0 | 130.3092 | 93% | 1.5124 | 1.9642 | 0.61452 | 0.061452 | 2.6079 | Occupancy Sensor (Wall Mounted) | 186.1079 | 4.7347 | 20.0921 | 4.7347 | 20.0921 | 200.9207 | 24251.5605 | 16035.1365 | 8216.424 | 1.5124 | 12346.91 | 1.9642
Open to Closed Cooler Conversion | BNI Refrigeration | RET | 12 | 4 | 54750 | 6250 | 54750 | 6250 | 49662.8495 | 6164.0826 | 7214.2505 | 0 | 13378.3331 | 43498.7669 | 56877.1 | 68916.3405 | 0 | 68916.3405 | 93% | 1.2906 | 5.1513 | 0.24724 | 0.020604 | 2.1532 | Open to Closed Cooler Conversion | 1.1854 | 7.3656 | 64.1421 | 7.3656 | 64.1421 | 769.7047 | 81693.4657 | 63301.218 | 18392.2477 | 1.2906 | 15858.6829 | 5.1513
Parking Garage Luminaire (5000 lumen) | BNI Lighting | ROB/NEW | 22.8 | N/A | 1083.5244 | 242.4324 | N/A | N/A | 901.74 | 154.1021 | 237.741 | 0 | 391.843 | 747.6379 | 1139.481 | 2316.7601 | 0 | 2316.7601 | 93% | 2.1524 | 5.9125 | 0.36591 | 0.016049 | 1.6259 | Parking Garage Luminaire (5000 lumen) | 45.0452 | 10.8568 | 48.2371 | 10.8568 | 48.2371 | 1099.8055 | 104358.9661 | 48484.8354 | 55874.1307 | 2.1524 | 17650.6557 | 5.9125
Pole/Arm-Mounted Area Luminaire (20000 lumen) | BNI Lighting | ROB/NEW | 13.7 | N/A | 1202.3976 | 274.52 | N/A | N/A | 483.84 | 385.2552 | 214.1993 | 0 | 599.4545 | 98.5848 | 698.0393 | 1857.8471 | 0 | 1857.8471 | 93% | 2.7972 | 3.0992 | 0.50445 | 0.036821 | 2.1966 | Pole/Arm-Mounted Area Luminaire (20000 lumen) | 373.4012 | 101.9085 | 443.7286 | 101.9085 | 443.7286 | 6079.0815 | 693722.269 | 248002.0544 | 445720.2146 | 2.7972 | 223837.0107 | 3.0992
Pole/Arm-Mounted Area Luminaire (5000 lumen) | BNI Lighting | ROB/NEW | 13.7 | N/A | 886.4244 | 202.38 | N/A | N/A | 150.29 | 184.9225 | 148.9924 | 0 | 333.9149 | -34.6325 | 299.2824 | 1369.631 | 0 | 1369.631 | 93% | 4.7431 | 4.1017 | 0.38115 | 0.027821 | 1.6597 | Pole/Arm-Mounted Area Luminaire (5000 lumen) | 373.4012 | 75.1284 | 327.1229 | 75.1284 | 327.1229 | 4481.5842 | 511421.801 | 107824.1015 | 403597.6995 | 4.7431 | 124684.2013 | 4.1017
Pole/Arm-Mounted Decorative Luminaire (10000 lumen) | BNI Lighting | ROB/NEW | 22.8 | N/A | 874.9488 | 195.7648 | N/A | N/A | 300.58 | 385.2552 | 215.45 | 0 | 600.7052 | -84.6752 | 516.03 | 1870.7898 | 0 | 1870.7898 | 93% | 3.7795 | 3.1143 | 0.69468 | 0.030468 | 3.0867 | Pole/Arm-Mounted Decorative Luminaire (10000 lumen) | 5.927 | 1.1535 | 5.1252 | 1.1535 | 5.1252 | 116.8547 | 11088.1762 | 2933.8036 | 8154.3726 | 3.7795 | 3560.3812 | 3.1143
Pole/Arm-Mounted Decorative Luminaire (1300 lumen) | BNI Lighting | ROB/NEW | 22.8 | N/A | 361.8756 | 80.9676 | N/A | N/A | 39.0754 | 77.051 | 81.7033 | 0 | 158.7544 | -37.9756 | 120.7787 | 773.7518 | 0 | 773.7518 | 93% | 6.5548 | 4.8739 | 0.44389 | 0.019469 | 1.9723 | Pole/Arm-Mounted Decorative Luminaire (1300 lumen) | 3.5562 | 0.28626 | 1.2719 | 0.28626 | 1.2719 | 28.9984 | 2751.6173 | 419.7863 | 2331.831 | 6.5548 | 564.5625 | 4.8739
Premium High Bay Luminaire (15 000 lumen) | BNI Lighting | ROB/NEW | 22.3 | N/A | 312.0531 | 47.8369 | N/A | N/A | 237.258 | 231.1531 | 80.1878 | 0 | 311.3409 | 6.1049 | 317.4458 | 614.5414 | 0 | 614.5414 | 93% | 2.0428 | 1.9739 | 1.0095 | 0.04527 | 6.5469 | Premium High Bay Luminaire (15 000 lumen) | 237.0801 | 11.2751 | 73.1168 | 11.2751 | 73.1168 | 1630.5051 | 145695.5437 | 71322.6382 | 74372.9055 | 2.0428 | 73812.7278 | 1.9739
Premium High Bay Luminaire (35 000 lumen) | BNI Lighting | ROB/NEW | 22.3 | N/A | 728.1104 | 111.6175 | N/A | N/A | 797.202 | 616.4083 | 194.0368 | 0 | 810.4451 | 180.7937 | 991.2388 | 1433.9032 | 0 | 1433.9032 | 93% | 1.5329 | 1.7693 | 1.1262 | 0.050504 | 7.3039 | Premium High Bay Luminaire (35 000 lumen) | 118.5401 | 13.154 | 85.3014 | 13.154 | 85.3014 | 1902.2204 | 169974.9556 | 110886.476 | 59088.4796 | 1.5329 | 96070.2024 | 1.7693
Refrigerated Case Luminaire | BNI Lighting | ROB/NEW | 16.3 | N/A | 153.0972 | 25.2788 | N/A | N/A | 173.88 | 73.969 | 31.13 | 0 | 105.099 | 99.911 | 205.01 | 253.2591 | 0 | 253.2591 | 93% | 1.3133 | 2.4097 | 0.69461 | 0.042614 | 4.1822 | Refrigerated Case Luminaire | 55.7138 | 1.4002 | 8.4299 | 1.4002 | 8.4299 | 137.4078 | 14110.0303 | 10743.7641 | 3366.2662 | 1.3133 | 5855.4661 | 2.4097
SBES Direct Install - Lighting | BNI Lighting | RET | 10.8 | 3.6 | 15239.5872 | 3104.3603 | 15239.5872 | 3104.3603 | 0 | 0 | 17846.6695 | 14782 | 17846.6695 | 0 | 17846.6695 | 17947.4719 | 0 | 17947.4719 | 88% | 1.0056 | 1.0056 | 1.2522 | 0.11595 | 6.1115 | SBES Direct Install - Lighting | 94.832 | 276.9412 | 1351.5174 | 276.9412 | 1351.5174 | 14596.3883 | 1701995.4014 | 1692436.0988 | 9559.3026 | 1.0056 | 1692436.0988 | 1.0056
SBES Direct Install - Lighting Controls | BNI Lighting | RET | 10.8 | 3.6 | 1398.5945 | 284.8989 | 1398.5945 | 284.8989 | 0 | 0 | 2631.2823 | 2268 | 2631.2823 | 0 | 2631.2823 | 1647.1073 | 0 | 1647.1073 | 88% | 0.62597 | 0.62597 | 2.0118 | 0.18628 | 9.8183 | SBES Direct Install - Lighting Controls | 94.832 | 25.4159 | 124.0339 | 25.4159 | 124.0339 | 1339.5657 | 156198.5489 | 249529.8718 | -93331.3229 | 0.62597 | 249529.8718 | 0.62597
SBES Direct Install - Non-Lighting | BNI Other | RET | 10.8 | 3.6 | 1152.9982 | 234.87 | 1152.9982 | 234.87 | 0 | 0 | 1699.723 | 1439 | 1699.723 | 0 | 1699.723 | 1357.8716 | 0 | 1357.8716 | 88% | 0.79888 | 0.79888 | 1.5764 | 0.14596 | 7.6933 | SBES Direct Install - Non-Lighting | 94.832 | 20.9528 | 102.2532 | 20.9528 | 102.2532 | 1104.335 | 128769.7334 | 161188.2058 | -32418.4725 | 0.79888 | 161188.2058 | 0.79888
Smart thermostats for central air source heat pump | BNI HVAC | ROB/NEW | 11 | N/A | 298 | 0 | N/A | N/A | 106 | 113.0398 | 40.3449 | 0 | 153.3847 | -7.0398 | 146.3449 | 312.2308 | 0 | 312.2308 | 93% | 2.2475 | 2.0356 | 0.5208 | 0.047346 | N/A | Smart thermostats for central air source heat pump | 5.806 | 0 | 1.71 | 0 | 1.71 | 18.8097 | 1812.8253 | 806.6039 | 1006.2214 | 2.2475 | 890.558 | 2.0356
Smart thermostats for electric baseboards | BNI HVAC | ROB/NEW | 11 | N/A | 146 | 0 | N/A | N/A | 151 | 55.3819 | 17.5265 | 0 | 72.9084 | 95.6181 | 168.5265 | 152.9721 | 0 | 152.9721 | 93% | 0.96844 | 2.0981 | 0.50528 | 0.045934 | N/A | Smart thermostats for electric baseboards | 37.9328 | 0 | 5.4735 | 0 | 5.4735 | 60.208 | 5802.6632 | 5991.7345 | -189.0713 | 0.96844 | 2765.6209 | 2.0981
Smart thermostats for mini-split heat pumps | BNI HVAC | ROB/NEW | 11 | N/A | 74 | 0 | N/A | N/A | 166 | 28.0703 | 2.5263 | 0 | 30.5966 | 137.9297 | 168.5263 | 77.5338 | 0 | 77.5338 | 93% | 0.49414 | 2.5341 | 0.41836 | 0.038033 | N/A | Smart thermostats for mini-split heat pumps | 4.0642 | 0 | 0.29724 | 0 | 0.29724 | 3.2696 | 315.1153 | 637.7034 | -322.5882 | 0.49414 | 124.3517 | 2.5341
Solid Door Freezer | BNI Cooking and Laundry | ROB/NEW | 12 | N/A | 2128 | 165 | N/A | N/A | 0 | 443.8139 | 289.9874 | 0 | 733.8014 | -443.8139 | 289.9874 | 2587.6077 | 0 | 2587.6077 | 93% | 8.9232 | 3.5263 | 0.34891 | 0.029076 | 4.4736 | Solid Door Freezer | 2.3708 | 0.3889 | 4.9861 | 0.3889 | 4.9861 | 59.8331 | 6134.703 | 687.5025 | 5447.2005 | 8.9232 | 1739.6971 | 3.5263
Solid Door Refrigerator | BNI Cooking and Laundry | ROB/NEW | 12 | N/A | 818 | 63 | N/A | N/A | 0 | 258.8915 | 119.3688 | 0 | 378.2603 | -258.8915 | 119.3688 | 994.1753 | 0 | 994.1753 | 93% | 8.3286 | 2.6283 | 0.46789 | 0.038991 | 6.0396 | Solid Door Refrigerator | 10.6686 | 0.6682 | 8.6249 | 0.6682 | 8.6249 | 103.4989 | 10606.463 | 1273.4984 | 9332.9646 | 8.3286 | 4035.5092 | 2.6283
Standard Capacity Electric Fryer | BNI Cooking and Laundry | ROB/NEW | 12 | N/A | 952 | 148 | N/A | N/A | 264.6 | 1232.8165 | 231.1873 | 0 | 1464.0038 | -968.2165 | 495.7873 | 1244.2519 | 0 | 1244.2519 | 93% | 2.607 | 0.8499 | 1.556 | 0.12967 | 9.9504 | Standard Capacity Electric Fryer | 2.3708 | 0.34883 | 2.2306 | 0.34883 | 2.2306 | 26.7674 | 2949.8738 | 1131.5011 | 1818.3727 | 2.607 | 3470.8618 | 0.8499
Strip-Curtains for Display Cases | BNI Refrigeration | ROB/NEW | 4 | N/A | 28970.31 | 3307 | N/A | N/A | 76.86 | 1972.5064 | 1611.0578 | 0 | 3583.5642 | -1895.6464 | 1687.9178 | 14835.0541 | 0 | 14835.0541 | 93% | 8.8171 | 4.1397 | 0.12516 | 0.03129 | 1.09 | Strip-Curtains for Display Cases | 2.3708 | 7.7945 | 67.88 | 7.7945 | 67.88 | 271.52 | 35170.9617 | 3988.9618 | 31181.9999 | 8.8171 | 8495.9177 | 4.1397
VFD Milk Vacuum Pump | BNI Process | ROB/NEW | 15 | N/A | 6492.659 | 1818 | N/A | N/A | 6360.48 | 184.9225 | 1102.9531 | 0 | 1287.8756 | 6175.5575 | 7463.4331 | 11241.7913 | 0 | 11241.7913 | 93% | 1.6018 | 8.7289 | 0.2007 | 0.01338 | 0.71259 | VFD Milk Vacuum Pump | 2.3708 | 4.285 | 15.2129 | 4.285 | 15.2129 | 228.1931 | 26652.0505 | 16638.7547 | 10013.2957 | 1.6018 | 3053.2969 | 8.7289
Wall Mounted Area Luminaire (1000 lumen) (full and no-cutoff) | BNI Lighting | ROB/NEW | 22.8 | N/A | 153.3 | 34.3 | N/A | N/A | 28.595 | 36.9845 | 35.0026 | 0 | 71.9871 | -8.3895 | 63.5976 | 327.7816 | 0 | 327.7816 | 93% | 5.3215 | 4.5533 | 0.47514 | 0.020839 | 2.1112 | Wall Mounted Area Luminaire (1000 lumen) (full and no-cutoff) | 104.3152 | 3.5572 | 15.8046 | 3.5572 | 15.8046 | 360.3449 | 34192.6139 | 6425.3965 | 27767.2174 | 5.3215 | 7509.3514 | 4.5533
Wall Mounted Area Luminaire (10000 lumen) (full and no-cutoff) | BNI Lighting | ROB/NEW | 22.8 | N/A | 776.3988 | 177.26 | N/A | N/A | 285.95 | 147.938 | 174.4346 | 0 | 322.3726 | 138.012 | 460.3846 | 1667.3691 | 0 | 1667.3691 | 93% | 3.7863 | 5.1722 | 0.42013 | 0.018427 | 1.8294 | Wall Mounted Area Luminaire (10000 lumen) (full and no-cutoff) | 59.27 | 10.445 | 45.4793 | 10.445 | 45.4793 | 1036.9276 | 98825.0125 | 26100.6315 | 72724.381 | 3.7863 | 19107.0341 | 5.1722
Zero-Energy Doors for Reach-In Coolers | BNI Refrigeration | ROB/NEW | 12 | N/A | 1400.023 | 160 | N/A | N/A | 304.92 | 295.876 | 196.9401 | 0 | 492.8161 | 9.044 | 501.8601 | 1762.4835 | 0 | 1762.4835 | 93% | 3.6679 | 3.5764 | 0.35617 | 0.029681 | 3.0983 | Zero-Energy Doors for Reach-In Coolers | 2.3708 | 0.37712 | 3.2804 | 0.37712 | 3.2804 | 39.3645 | 4178.4977 | 1139.2071 | 3039.2906 | 3.6679 | 1168.3688 | 3.5764
Note on Q1: Author: Per Unit Present Value Avoided Cost Benefits represents the sum of discounted avoided cost cash flows for a measure's effective useful life. For early retirement measures, this may include a Pre and Post RUL savings adjustment.
Note on R1: Author: Per Unit Present Value Non-Energy Benefits represents the sum of discounted non-energy benefit cash flows for a measure's effective useful life.
Note on W1: Author: Net First-Year Unit Cost / kWh at Generator ($/kWh) is calculated in the model by summing incentive and admin spending (Per Unit DSM Administrator Cost in this workbook) and dividing it by net first-year energy savings divided by (1 - line loss factor). Formula: =(incentive + admin) / ((Gross savings * NTGR) / (1- LLF))
Note on X1: Author: Net Lifetime Unit Cost / kWh at Generator ($/kWh) is calculated in the model by summing incentive and admin spending (Per Unit DSM Administrator Cost in this workbook) and dividing it by net lifetime energy savings divided by (1 - line loss factor). For early retirement measures, this may include the summation of Pre and Post RUL savings through the lifetime of the measure. Formula: =(incentive + admin) / ((Lifetime Gross savings * NTGR) / (1- LLF))
Note on Y1: Author: Net Unit Cost / Watt at Generator ($/W) is calculated in the model by summing incentive and admin spending (Per Unit DSM Administrator Cost in this workbook) and dividing it by net demand savings divided by (1 - line loss factor). Formula: =(incentive + admin) / ((Gross savings * NTGR) / (1- LLF))
Note on AC1: Author: Peak Demand Savings (kW) is calculated in the model by multiplying the per unit gross demand savings by the net-to-gross ratio and then dividing this net savings value by (1 - line loss factor). This is then multiplied by measure participation thus yielding total net savings at generator. Formula: =Participation * ((Per Unit Gross savings * NTGR) / (1- LLF))
Note on AD1: Author: First Year Energy Savings (MWh) is calculated in the model by multiplying the per unit gross first year energy savings savings by the net-to-gross ratio and then dividing this net savings value by (1 - line loss factor). This is then multiplied by measure participation thus yielding total net savings at generator. Formula: =Participation * ((Per Unit Gross First Year savings * NTGR) / (1- LLF))
Note on AE1: Author: Cumulative Savings are a summation of savings across program years-to-date. In 2023, this will simply equal first year savings in 2023 as the first program year. In subsequent years, the savings from each previous year are added together, however, measures with effective useful lives less than the total years being summed will be removed from the cumulative savings total. Therefore, this result may not simply be the sum of first year savings across program years.
Note on AF1: Author: Cumulative Savings are a summation of savings across program years-to-date. In 2023, this will simply equal first year savings in 2023 as the first program year. In subsequent years, the savings from each previous year are added together, however, measures with effective useful lives less than the total years being summed will be removed from the cumulative savings total. Therefore, this result may not simply be the sum of first year savings across program years.
Note on AG1: Author: Lifetime Energy Savings (MWh) is calculated in the model by multiplying the per unit lifetime energy savings savings by the net-to-gross ratio and then dividing this net savings value by (1 - line loss factor). This is then multiplied by measure participation thus yielding total net savings at generator. For early retirement measures, lifetime savings may include the summation of Pre and Post RUL savings through the lifetime of the measure. Formula: =Participation * ((Per Unit Gross lifetime savings * NTGR) / (1- LLF))

## 2024
| Direct Input | Direct Input | Direct Input | Direct Input | Direct Input | Direct Input | Direct Input | Direct Input | Direct Input | Direct Input | Direct Input | Direct Input | Direct Input | Direct Input | Calculation | Calculated in Model | Calculated in Model | Calculation | Direct Input | Calculation | Calculation | Calculated in Model | Calculated in Model | Calculated in Model |  | Direct Input | Calculated in Model | Calculated in Model | Calculated in Model | Calculated in Model | Calculated in Model | Calculation | Calculation | Calculation | Calculation | Calculation | Calculation
| N/A | N/A | N/A | N/A | N/A | N/A | N/A | N/A | A | B | C | D | E = B + C | F = A - B | G = E + F | H | I | J = H + I | K | L = H / (C + (A * K)) | M = H / E | N/A | N/A | N/A |  | N | N/A | N/A | N/A | N/A | N/A | O = N * H | P = N * (C + (A * K) | Q = O - P | R = O / P | S = N * E | T = O / S
Affordable Multi-Family Housing | [24 empty] | Affordable Multi-Family Housing Total
Measure Name | Technology Type | Decision Type | Measure Life | Remaining Useful Life | Gross Annual Energy Savings per Unit at Meter (kWh) Pre-RUL | Gross Peak Demand Savings per Unit at Meter (Watts) Pre-RUL | Gross Annual Energy Savings per Unit at Meter (kWh) Post-RUL | Gross Peak Demand Savings per Unit at Meter (Watts) Post-RUL | Gross Per Unit One-Time Incremental Measure Cost ($) | Per Unit Incentive ($) | Per Unit Program Administrative Cost (inclusive of DI costs) ($) | Per Unit Direct Installation Cost ($) | Per Unit DSM Administrator Cost (Incentive + Administrative) ($) | Per Unit DSM Customer Cost (Incremental Measure Cost - Incentive) ($) | Total Per Unit DSM Cost ($) | Per Unit Present Value Avoided Cost Benefits ($) | Per Unit Present Value Non-Energy Benefits ($) | Total Per Unit Present Value Benefits ($) | Net-To-Gross Ratio | Net Total Resource Benefit-Cost Ratio (TRC) | Net Program Administrator Benefit-Cost Ratio (PAC) | Net First-Year Unit Cost / kWh at Generator ($/kWh) | Net Lifetime Unit Cost / kWh at Generator ($/kWh) | Net Unit Cost / Watt at Generator ($/W) | Measure Name | Participation (Units) | Total Peak Demand Savings (kW) | Total First Year Energy Savings (MWh) | Total Cumulative Peak Demand Savings (kW) | Total Cumulative First Year Energy Savings (MWh) | Total Lifetime Energy Savings (MWh) | Total Avoided Cost Benefits ($) | TRC Costs ($) | Total TRC Net Resource Benefits ($) | TRC Ratio | PAC Costs ($) | PAC Ratio
Cold Climate Air-Source Ductless Heat Pump (24kBTU/hr) (Multi-Family) | Res HVAC | ROB/NEW | 18 | N/A | 3578.14 | 1296.6025 | N/A | N/A | 7021.7616 | 1789.07 | 1037.2867 | 0 | 2826.3567 | 5232.6916 | 8059.0483 | 8642.0673 | 0 | 8642.0673 | 100% | 1.0723 | 3.0577 | 0.72157 | 0.040087 | 1.901 | Cold Climate Air-Source Ductless Heat Pump (24kBTU/hr) (Multi-Family) | 65 | 96.6345 | 254.6043 | 193.269 | 509.2087 | 4582.8781 | 561734.372 | 523838.1398 | 37896.2322 | 1.0723 | 183713.1858 | 3.0577
Cold Climate Air-Source Ductless Heat Pump (48kBTU/hr) (Multi-Family) | Res HVAC | ROB/NEW | 18 | N/A | 6972.26 | 2127.5515 | N/A | N/A | 14043.5232 | 3486.13 | 1978.7409 | 0 | 5464.8709 | 10557.3932 | 16022.2641 | 15995.7885 | 0 | 15995.7885 | 100% | 0.99835 | 2.927 | 0.716 | 0.039778 | 2.2401 | Cold Climate Air-Source Ductless Heat Pump (48kBTU/hr) (Multi-Family) | 65 | 158.5643 | 496.1146 | 317.1286 | 992.2293 | 8930.0636 | 1039726.2538 | 1041447.1687 | -1720.9149 | 0.99835 | 355216.6107 | 2.927
Comprehensive Path | Res Other | ROB/NEW | 18.1 | N/A | 38092.86 | 10208 | N/A | N/A | 48568.3965 | 19046.43 | 10674.447 | 0 | 29720.877 | 29521.9665 | 59242.8435 | 84683.8851 | 0 | 84683.8851 | 100% | 1.4294 | 2.8493 | 0.71273 | 0.039377 | 2.5391 | Comprehensive Path | 27 | 316.0213 | 1125.9069 | 632.0426 | 2251.8137 | 20378.9141 | 2286464.8972 | 1599556.775 | 686908.1222 | 1.4294 | 802463.6795 | 2.8493
Heat Pump Water Heater (Electric Resistance) | Res HVAC | RET | 10 | 3.3333 | 790 | 128 | 790 | 128 | 2862.426 | 395 | 132.957 | 0 | 527.957 | 2467.426 | 2995.383 | 1015.6878 | 0 | 1015.6878 | 100% | 0.33908 | 1.9238 | 0.61049 | 0.061049 | 3.5971 | Heat Pump Water Heater (Electric Resistance) | 2.4091 | 0.35356 | 2.0834 | 0.70713 | 4.1668 | 20.8338 | 2446.8508 | 7216.0516 | -4769.2008 | 0.33908 | 1271.8791 | 1.9238
Heat Pump Water Heater (Heat Pump) | Res HVAC | RET | 10 | 3.3333 | 1312 | 213 | 1312 | 213 | 2862.426 | 656 | 220.8096 | 0 | 876.8096 | 2206.426 | 3083.2356 | 1687.3292 | 0 | 1687.3292 | 100% | 0.54726 | 1.9244 | 0.61049 | 0.061049 | 3.59 | Heat Pump Water Heater (Heat Pump) | 0.80302 | 0.19612 | 1.1533 | 0.39224 | 2.3067 | 11.5333 | 1354.958 | 2475.8979 | -1120.9398 | 0.54726 | 704.0951 | 1.9244
Affordable Single-Family Homes | [24 empty] | Affordable Single-Family Homes Total
Measure Name | Technology Type | Decision Type | Measure Life | Remaining Useful Life | Gross Annual Energy Savings per Unit at Meter (kWh) Pre-RUL | Gross Peak Demand Savings per Unit at Meter (Watts) Pre-RUL | Gross Annual Energy Savings per Unit at Meter (kWh) Post-RUL | Gross Peak Demand Savings per Unit at Meter (Watts) Post-RUL | Gross Per Unit One-Time Incremental Measure Cost ($) | Per Unit Incentive ($) | Per Unit Program Administrative Cost (inclusive of DI costs) ($) | Per Unit Direct Installation Cost ($) | Per Unit DSM Administrator Cost (Incentive + Administrative) ($) | Per Unit DSM Customer Cost (Incremental Measure Cost - Incentive) ($) | Total Per Unit DSM Cost ($) | Per Unit Present Value Avoided Cost Benefits ($) | Per Unit Present Value Non-Energy Benefits ($) | Total Per Unit Present Value Benefits ($) | Net-To-Gross Ratio | Net Total Resource Benefit-Cost Ratio (TRC) | Net Program Administrator Benefit-Cost Ratio (PAC) | Net First-Year Unit Cost / kWh at Generator ($/kWh) | Net Lifetime Unit Cost / kWh at Generator ($/kWh) | Net Unit Cost / Watt at Generator ($/W) | Measure Name | Participation (Units) | Total Peak Demand Savings (kW) | Total First Year Energy Savings (MWh) | Total Cumulative Peak Demand Savings (kW) | Total Cumulative First Year Energy Savings (MWh) | Total Lifetime Energy Savings (MWh) | Total Avoided Cost Benefits ($) | TRC Costs ($) | Total TRC Net Resource Benefits ($) | TRC Ratio | PAC Costs ($) | PAC Ratio
Affordable Single-Family Homes | Res HVAC | RET | 20 | 6.6667 | 5015 | 1419.245 | 5015 | 1419.245 | 0 | 0 | 16230.6425 | 11730 | 16230.6425 | 0 | 16230.6425 | 12022.4822 | 0 | 12022.4822 | 100% | 0.74073 | 0.74073 | 2.9565 | 0.14782 | 9.9734 | Affordable Single-Family Homes | 492.8924 | 802.087 | 2705.9402 | 1604.1739 | 5411.8804 | 54118.8044 | 5925790.4066 | 7999960.6941 | -2074170.2876 | 0.74073 | 7999960.6941 | 0.74073
Clothes Dryer replacement (Low Income Only) | Res Other | RET | 5 | 1.6667 | 252 | 34.8 | 252 | 34.8 | 0 | 0 | 1003.8762 | 788.2968 | 1003.8762 | 0 | 1003.8762 | 180.8367 | 0 | 180.8367 | 100% | 0.18014 | 0.18014 | 3.6391 | 0.72781 | 25.1575 | Clothes Dryer replacement (Low Income Only) | 123.5563 | 4.9301 | 34.0848 | 9.8602 | 68.1696 | 170.4239 | 22343.5151 | 124035.2163 | -101691.7012 | 0.18014 | 124035.2163 | 0.18014
Freezer replacement (Low income only) | Res Refrigeration | RET | 4 | 1.3333 | 1358 | 193.062 | 1358 | 193.062 | 0 | 0 | 924.1029 | 655.6662 | 924.1029 | 0 | 924.1029 | 793.7607 | 0 | 793.7607 | 100% | 0.85895 | 0.85895 | 0.62163 | 0.15541 | 4.1744 | Freezer replacement (Low income only) | 72.312 | 16.0073 | 107.4992 | 32.0147 | 214.9984 | 429.9968 | 57398.4237 | 66823.728 | -9425.3043 | 0.85895 | 66823.728 | 0.85895
Refrigerator replacement (Low income only) | Res Refrigeration | RET | 5 | 1.6667 | 678 | 97.29 | 678 | 97.29 | 0 | 0 | 1169.7137 | 887.5122 | 1169.7137 | 0 | 1169.7137 | 488.6389 | 0 | 488.6389 | 100% | 0.41774 | 0.41774 | 1.576 | 0.3152 | 10.4852 | Refrigerator replacement (Low income only) | 21.222 | 2.3674 | 15.7511 | 4.7347 | 31.5022 | 78.7555 | 10369.8942 | 24823.6634 | -14453.7692 | 0.41774 | 24823.6634 | 0.41774
Appliance Retirement | [24 empty] | Appliance Retirement Total
Measure Name | Technology Type | Decision Type | Measure Life | Remaining Useful Life | Gross Annual Energy Savings per Unit at Meter (kWh) Pre-RUL | Gross Peak Demand Savings per Unit at Meter (Watts) Pre-RUL | Gross Annual Energy Savings per Unit at Meter (kWh) Post-RUL | Gross Peak Demand Savings per Unit at Meter (Watts) Post-RUL | Gross Per Unit One-Time Incremental Measure Cost ($) | Per Unit Incentive ($) | Per Unit Program Administrative Cost (inclusive of DI costs) ($) | Per Unit Direct Installation Cost ($) | Per Unit DSM Administrator Cost (Incentive + Administrative) ($) | Per Unit DSM Customer Cost (Incremental Measure Cost - Incentive) ($) | Total Per Unit DSM Cost ($) | Per Unit Present Value Avoided Cost Benefits ($) | Per Unit Present Value Non-Energy Benefits ($) | Total Per Unit Present Value Benefits ($) | Net-To-Gross Ratio | Net Total Resource Benefit-Cost Ratio (TRC) | Net Program Administrator Benefit-Cost Ratio (PAC) | Net First-Year Unit Cost / kWh at Generator ($/kWh) | Net Lifetime Unit Cost / kWh at Generator ($/kWh) | Net Unit Cost / Watt at Generator ($/W) | Measure Name | Participation (Units) | Total Peak Demand Savings (kW) | Total First Year Energy Savings (MWh) | Total Cumulative Peak Demand Savings (kW) | Total Cumulative First Year Energy Savings (MWh) | Total Lifetime Energy Savings (MWh) | Total Avoided Cost Benefits ($) | TRC Costs ($) | Total TRC Net Resource Benefits ($) | TRC Ratio | PAC Costs ($) | PAC Ratio
Air Conditioner retirement - Bulk | Res HVAC | RET | 3 | 1 | 257 | 0 | 257 | 0 | 41.4119 | 50.5999 | 40.3302 | 0 | 90.9302 | -9.188 | 81.7422 | 56.1062 | 0 | 56.1062 | 53% | 0.90089 | 0.61703 | 0.60983 | 0.20328 | N/A | Air Conditioner retirement - Bulk | 20.5134 | 0 | 3.0587 | 0 | 6.1175 | 9.1762 | 1150.9276 | 1277.5424 | -126.6147 | 0.90089 | 1865.2833 | 0.61703
Air Conditioner retirement - Drop Off | Res HVAC | RET | 3 | 1 | 257 | 0 | 257 | 0 | 39.6488 | 48.8714 | 40.0129 | 0 | 88.8842 | -9.2226 | 79.6617 | 56.1062 | 0 | 56.1062 | 53% | 0.91937 | 0.63123 | 0.59611 | 0.1987 | N/A | Air Conditioner retirement - Drop Off | 13.6756 | 0 | 2.0392 | 0 | 4.0783 | 6.1175 | 767.2851 | 834.5754 | -67.2903 | 0.91937 | 1215.5429 | 0.63123
Air Conditioner retirement | Res HVAC | RET | 3 | 1 | 257 | 0 | 257 | 0 | 50.2394 | 50.5999 | 38.7695 | 0 | 89.3695 | -0.36059 | 89.0089 | 56.1062 | 0 | 56.1062 | 53% | 0.85794 | 0.6278 | 0.59936 | 0.19979 | N/A | Air Conditioner retirement | 34.1889 | 0 | 5.0979 | 0 | 10.1958 | 15.2936 | 1918.2127 | 2235.833 | -317.6203 | 0.85794 | 3055.4474 | 0.6278
Freezer retirement - Bulk | Res Refrigeration | RET | 4 | 1.3333 | 896 | 124 | 896 | 124 | 136.4904 | 183.8141 | 172.422 | 0 | 356.2361 | -47.3237 | 308.9124 | 250.6587 | 0 | 250.6587 | 48% | 1.0535 | 0.70363 | 0.75665 | 0.18916 | 5.2196 | Freezer retirement - Bulk | 205.1336 | 13.9995 | 96.5787 | 27.9989 | 193.1573 | 386.3146 | 51418.5114 | 48808.9496 | 2609.5617 | 1.0535 | 73075.9913 | 0.70363
Freezer retirement - Drop Off | Res Refrigeration | RET | 4 | 1.3333 | 896 | 124 | 896 | 124 | 74.3203 | 99.7285 | 156.9839 | 0 | 256.7123 | -25.4082 | 231.3042 | 250.6587 | 0 | 250.6587 | 48% | 1.3011 | 0.97642 | 0.54526 | 0.13632 | 3.7614 | Freezer retirement - Drop Off | 136.7557 | 9.333 | 64.3858 | 18.666 | 128.7715 | 257.5431 | 34279.0076 | 26347.032 | 7931.9756 | 1.3011 | 35106.884 | 0.97642
Freezer retirement | Res Refrigeration | RET | 4 | 1.3333 | 896 | 124 | 896 | 124 | 171.8843 | 218.5141 | 178.7929 | 0 | 397.307 | -46.6297 | 350.6773 | 250.6587 | 0 | 250.6587 | 48% | 0.95928 | 0.63089 | 0.84389 | 0.21097 | 5.8214 | Freezer retirement | 341.8893 | 23.3325 | 160.9644 | 46.6649 | 321.9289 | 643.8577 | 85697.5189 | 89334.7899 | -3637.2709 | 0.95928 | 135835.0142 | 0.63089
Mini freezer retirement - Bulk | Res Refrigeration | RET | 4 | 1.3333 | 266 | 36.7 | 266 | 36.7 | 77.3451 | 85.8285 | 69.3258 | 0 | 155.1543 | -8.4834 | 146.6709 | 106.9358 | 0 | 106.9358 | 69% | 0.87157 | 0.68922 | 0.77222 | 0.19306 | 5.3434 | Mini freezer retirement - Bulk | 8.9189 | 0.25896 | 1.792 | 0.51792 | 3.584 | 7.1679 | 953.7446 | 1094.2889 | -140.5443 | 0.87157 | 1383.7984 | 0.68922
Mini freezer retirement - Drop Off | Res Refrigeration | RET | 4 | 1.3333 | 266 | 36.7 | 266 | 36.7 | 62.3802 | 71.1571 | 72.2253 | 0 | 143.3824 | -8.7769 | 134.6055 | 106.9358 | 0 | 106.9358 | 69% | 0.92772 | 0.74581 | 0.71363 | 0.17841 | 4.938 | Mini freezer retirement - Drop Off | 5.9459 | 0.17264 | 1.1947 | 0.34528 | 2.3893 | 4.7786 | 635.8298 | 685.3702 | -49.5404 | 0.92772 | 852.5375 | 0.74581
Mini freezer retirement | Res Refrigeration | RET | 4 | 1.3333 | 266 | 36.7 | 266 | 36.7 | 95.0493 | 103.1856 | 60.2966 | 0 | 163.4823 | -8.1363 | 155.346 | 106.9358 | 0 | 106.9358 | 69% | 0.8495 | 0.65411 | 0.81367 | 0.20342 | 5.6302 | Mini freezer retirement | 14.8648 | 0.4316 | 2.9866 | 0.86321 | 5.9733 | 11.9466 | 1589.5744 | 1871.1853 | -281.6109 | 0.8495 | 2430.1235 | 0.65411
Mini fridge retirement - Bulk | Res Refrigeration | RET | 4 | 1.3333 | 170 | 23.5 | 170 | 23.5 | 77.3451 | 85.8285 | 30.5292 | 0 | 116.3576 | -8.4834 | 107.8742 | 67.3657 | 0 | 67.3657 | 68% | 0.81043 | 0.57895 | 0.91949 | 0.22987 | 6.3502 | Mini fridge retirement - Bulk | 8.9189 | 0.16342 | 1.1287 | 0.32683 | 2.2573 | 4.5146 | 600.8246 | 741.3689 | -140.5443 | 0.81043 | 1037.7766 | 0.57895
Mini fridge retirement - Drop Off | Res Refrigeration | RET | 4 | 1.3333 | 170 | 23.5 | 170 | 23.5 | 62.3802 | 71.1571 | 38.0116 | 0 | 109.1687 | -8.7769 | 100.3918 | 67.3657 | 0 | 67.3657 | 68% | 0.83757 | 0.61708 | 0.86268 | 0.21567 | 5.9578 | Mini fridge retirement - Drop Off | 5.9459 | 0.10894 | 0.75244 | 0.21789 | 1.5049 | 3.0098 | 400.5497 | 478.2296 | -77.6799 | 0.83757 | 649.106 | 0.61708
Mini fridge retirement | Res Refrigeration | RET | 4 | 1.3333 | 170 | 23.5 | 170 | 23.5 | 95.0493 | 103.1856 | 21.677 | 0 | 124.8626 | -8.1363 | 116.7263 | 67.3657 | 0 | 67.3657 | 68% | 0.7805 | 0.53952 | 0.9867 | 0.24667 | 6.8143 | Mini fridge retirement | 14.8648 | 0.27236 | 1.8811 | 0.54472 | 3.7622 | 7.5244 | 1001.3743 | 1282.9853 | -281.6109 | 0.7805 | 1856.0523 | 0.53952
Refrigerator retirement - Bulk | Res Refrigeration | RET | 4 | 1.3333 | 670 | 92.5 | 670 | 92.5 | 136.4904 | 183.8141 | 156.8555 | 0 | 340.6696 | -47.3237 | 293.3459 | 222.5215 | 0 | 222.5215 | 57% | 0.94829 | 0.65319 | 0.81488 | 0.20372 | 5.6349 | Refrigerator retirement - Bulk | 310 | 18.7409 | 129.6004 | 37.4818 | 259.2009 | 518.4018 | 68981.6708 | 72743.0486 | -3761.3778 | 0.94829 | 105607.5694 | 0.65319
Refrigerator retirement - Drop Off | Res Refrigeration | RET | 4 | 1.3333 | 670 | 92.5 | 670 | 92.5 | 74.3203 | 99.7285 | 141.4174 | 0 | 241.1458 | -25.4082 | 215.7376 | 222.5215 | 0 | 222.5215 | 57% | 1.2108 | 0.92277 | 0.57682 | 0.1442 | 3.9887 | Refrigerator retirement - Drop Off | 200 | 12.0909 | 83.6132 | 24.1818 | 167.2264 | 334.4527 | 44504.3038 | 36755.9839 | 7748.3198 | 1.2108 | 48229.1654 | 0.92277
Refrigerator retirement | Res Refrigeration | RET | 4 | 1.3333 | 670 | 92.5 | 670 | 92.5 | 171.8843 | 218.5141 | 163.2264 | 0 | 381.7405 | -46.6297 | 335.1107 | 222.5215 | 0 | 222.5215 | 57% | 0.85192 | 0.58291 | 0.91312 | 0.22828 | 6.3142 | Refrigerator retirement | 1651 | 99.8104 | 690.2269 | 199.6207 | 1380.4537 | 2760.9074 | 367383.0275 | 431241.9745 | -63858.9469 | 0.85192 | 630253.4955 | 0.58291
Business Energy Rebates | [24 empty] | Business Energy Rebates Total
Measure Name | Technology Type | Decision Type | Measure Life | Remaining Useful Life | Gross Annual Energy Savings per Unit at Meter (kWh) Pre-RUL | Gross Peak Demand Savings per Unit at Meter (Watts) Pre-RUL | Gross Annual Energy Savings per Unit at Meter (kWh) Post-RUL | Gross Peak Demand Savings per Unit at Meter (Watts) Post-RUL | Gross Per Unit One-Time Incremental Measure Cost ($) | Per Unit Incentive ($) | Per Unit Program Administrative Cost (inclusive of DI costs) ($) | Per Unit Direct Installation Cost ($) | Per Unit DSM Administrator Cost (Incentive + Administrative) ($) | Per Unit DSM Customer Cost (Incremental Measure Cost - Incentive) ($) | Total Per Unit DSM Cost ($) | Per Unit Present Value Avoided Cost Benefits ($) | Per Unit Present Value Non-Energy Benefits ($) | Total Per Unit Present Value Benefits ($) | Net-To-Gross Ratio | Net Total Resource Benefit-Cost Ratio (TRC) | Net Program Administrator Benefit-Cost Ratio (PAC) | Net First-Year Unit Cost / kWh at Generator ($/kWh) | Net Lifetime Unit Cost / kWh at Generator ($/kWh) | Net Unit Cost / Watt at Generator ($/W) | Measure Name | Participation (Units) | Total Peak Demand Savings (kW) | Total First Year Energy Savings (MWh) | Total Cumulative Peak Demand Savings (kW) | Total Cumulative First Year Energy Savings (MWh) | Total Lifetime Energy Savings (MWh) | Total Avoided Cost Benefits ($) | TRC Costs ($) | Total TRC Net Resource Benefits ($) | TRC Ratio | PAC Costs ($) | PAC Ratio
1/2 Size Hot Food Holding Cabinet | BNI Cooking and Laundry | ROB/NEW | 12 | N/A | 1730 | 215 | N/A | N/A | 489.6612 | 225 | 57.0696 | 0 | 282.0696 | 264.6612 | 546.7308 | 1707.4124 | 0 | 1707.4124 | 71% | 4.2187 | 6.0532 | 0.21609 | 0.018008 | 1.7286 | 1/2 Size Hot Food Holding Cabinet | 2.6139 | 0.42654 | 3.4119 | 0.85522 | 6.841 | 40.943 | 4462.943 | 1057.9066 | 3405.0364 | 4.2187 | 737.2915 | 6.0532
Air-Entraining Air Nozzle | BNI Process | ROB/NEW | 15 | N/A | 13582.8 | 130 | N/A | N/A | 45.6117 | 125 | 380.0147 | 0 | 505.0147 | -79.3883 | 425.6265 | 13991.9333 | 0 | 13991.9333 | 71% | 33.9281 | 27.706 | 0.049277 | 0.0032851 | 5.1185 | Air-Entraining Air Nozzle | 2.6139 | 0.25791 | 26.7881 | 0.51711 | 53.7107 | 401.8209 | 36573.0034 | 1077.9549 | 35495.0484 | 33.9281 | 1320.0396 | 27.706
Case Lighting for Sign Retrofits | BNI Lighting | ROB/NEW | 11.6 | N/A | 2815.56 | 639 | N/A | N/A | 735.9555 | 312.5 | 111.1754 | 0 | 423.6754 | 423.4555 | 847.1309 | 3566.4378 | 0 | 3566.4378 | 85% | 4.8409 | 8.4179 | 0.16659 | 0.014361 | 0.72972 | Case Lighting for Sign Retrofits | 1348.7536 | 783.1232 | 3430.2596 | 1570.1817 | 6877.7568 | 39791.0119 | 4810245.7018 | 993677.4778 | 3816568.224 | 4.8409 | 571433.7571 | 8.4179
Circulation Fan (Agriculture) (24 inches) | BNI Process | ROB/NEW | 15 | N/A | 45.4124 | 16.1956 | N/A | N/A | 203.49 | 43.75 | 2.2313 | 0 | 45.9813 | 159.74 | 205.7212 | 65.6794 | 0 | 65.6794 | 71% | 0.44768 | 1.4284 | 1.342 | 0.089464 | 3.7408 | Circulation Fan (Agriculture) (24 inches) | 7.7991 | 0.095869 | 0.26723 | 0.19222 | 0.53581 | 4.0085 | 512.2416 | 1144.2021 | -631.9605 | 0.44768 | 358.6132 | 1.4284
Cold Climate Air-Source Central Heat Pump (24kBTU/hr) (Commercial) | BNI HVAC | ROB/NEW | 18 | N/A | 9045.1083 | 3511 | N/A | N/A | 7021.7616 | 1500 | 505.1208 | 0 | 2005.1208 | 5521.7616 | 7526.8824 | 16050.8448 | 0 | 16050.8448 | 75% | 2.7811 | 8.0049 | 0.27813 | 0.015452 | 0.71235 | Cold Climate Air-Source Central Heat Pump (24kBTU/hr) (Commercial) | 12.7333 | 35.8434 | 91.7963 | 71.8669 | 184.0539 | 1652.3333 | 204379.4989 | 73489.2421 | 130890.2568 | 2.7811 | 25531.7142 | 8.0049
Cold Climate Air-Source Central Heat Pump (48kBTU/hr) (Commercial) | BNI HVAC | ROB/NEW | 18 | N/A | 18090.2166 | 7022 | N/A | N/A | 14043.5232 | 3000 | 1010.2416 | 0 | 4010.2416 | 11043.5232 | 15053.7648 | 32101.6897 | 0 | 32101.6897 | 75% | 2.7811 | 8.0049 | 0.27813 | 0.015452 | 0.71235 | Cold Climate Air-Source Central Heat Pump (48kBTU/hr) (Commercial) | 12.7333 | 71.6868 | 183.5926 | 143.7338 | 368.1078 | 3304.6666 | 408758.9978 | 146978.4842 | 261780.5136 | 2.7811 | 51063.4284 | 8.0049
Cold Climate Air-Source Ductless Heat Pump (24kBTU/hr) (Commercial) | BNI HVAC | ROB/NEW | 18 | N/A | 9688.757 | 3510.8929 | N/A | N/A | 7021.7616 | 1000 | 500.2495 | 0 | 1500.2495 | 6021.7616 | 7522.0111 | 16823.3409 | 0 | 16823.3409 | 75% | 2.9174 | 11.2137 | 0.19428 | 0.010793 | 0.533 | Cold Climate Air-Source Ductless Heat Pump (24kBTU/hr) (Commercial) | 50.933 | 143.3692 | 393.314 | 287.4589 | 788.6045 | 7079.6524 | 856863.5509 | 293708.8578 | 563154.6931 | 2.9174 | 76412.2364 | 11.2137
Cold Climate Air-Source Ductless Heat Pump (24kBTU/hr) (Multi-Family) | BNI HVAC | ROB/NEW | 18 | N/A | 9688.757 | 3510.8929 | N/A | N/A | 7021.7616 | 1000 | 500.2495 | 0 | 1500.2495 | 6021.7616 | 7522.0111 | 16823.3409 | 0 | 16823.3409 | 75% | 2.9174 | 11.2137 | 0.19428 | 0.010793 | 0.533 | Cold Climate Air-Source Ductless Heat Pump (24kBTU/hr) (Multi-Family) | 44.5664 | 125.4481 | 344.1498 | 251.5266 | 690.0289 | 6194.6959 | 749755.6071 | 256995.2506 | 492760.3565 | 2.9174 | 66860.7068 | 11.2137
Cold Climate Air-Source Ductless Heat Pump (48kBTU/hr) (Commercial) | BNI HVAC | ROB/NEW | 18 | N/A | 20911.358 | 6381 | N/A | N/A | 14043.5232 | 2000 | 1024.3599 | 0 | 3024.3599 | 12043.5232 | 15067.8831 | 34540.2176 | 0 | 34540.2176 | 75% | 2.9887 | 11.4207 | 0.18146 | 0.010081 | 0.59119 | Cold Climate Air-Source Ductless Heat Pump (48kBTU/hr) (Commercial) | 50.933 | 260.5716 | 848.8943 | 522.4527 | 1702.0544 | 15280.097 | 1759237.5808 | 588633.0247 | 1170604.556 | 2.9887 | 154039.7819 | 11.4207
Cold Climate Air-Source Ductless Heat Pump (48kBTU/hr) (Multi-Family) | BNI HVAC | ROB/NEW | 18 | N/A | 20911.358 | 6381 | N/A | N/A | 14043.5232 | 2000 | 1024.3599 | 0 | 3024.3599 | 12043.5232 | 15067.8831 | 34540.2176 | 0 | 34540.2176 | 75% | 2.9887 | 11.4207 | 0.18146 | 0.010081 | 0.59119 | Cold Climate Air-Source Ductless Heat Pump (48kBTU/hr) (Multi-Family) | 44.5664 | 228.0002 | 742.7825 | 457.1461 | 1489.2976 | 13370.0849 | 1539332.8832 | 515053.8966 | 1024278.9865 | 2.9887 | 134784.8092 | 11.4207
Cold Climate Air-Source Multi-Zone Heat Pump (24kBTU/hr) (Commercial) | BNI HVAC | ROB/NEW | 18 | N/A | 9688.757 | 3323.2116 | N/A | N/A | 7021.7616 | 1000 | 492.8369 | 0 | 1492.8369 | 6021.7616 | 7514.5985 | 16545.7565 | 0 | 16545.7565 | 75% | 2.8729 | 11.0834 | 0.19332 | 0.01074 | 0.56032 | Cold Climate Air-Source Multi-Zone Heat Pump (24kBTU/hr) (Commercial) | 15.2799 | 40.7115 | 117.9942 | 81.6277 | 236.5814 | 2123.8957 | 252817.6023 | 87999.3936 | 164818.2087 | 2.8729 | 22810.4071 | 11.0834
Cold Climate Air-Source Multi-Zone Heat Pump (24kBTU/hr) (Multi-Family) | BNI HVAC | ROB/NEW | 18 | N/A | 9688.757 | 3510.8929 | N/A | N/A | 7021.7616 | 1000 | 500.2495 | 0 | 1500.2495 | 6021.7616 | 7522.0111 | 16823.3409 | 0 | 16823.3409 | 75% | 2.9174 | 11.2137 | 0.19428 | 0.010793 | 0.533 | Cold Climate Air-Source Multi-Zone Heat Pump (24kBTU/hr) (Multi-Family) | 15.2799 | 43.0108 | 117.9942 | 86.2377 | 236.5814 | 2123.8957 | 257059.0653 | 88112.6573 | 168946.4079 | 2.9174 | 22923.6709 | 11.2137
Cold Climate Air-Source Multi-Zone Heat Pump (48kBTU/hr) (Commercial) | BNI HVAC | ROB/NEW | 18 | N/A | 20911.358 | 6380.5662 | N/A | N/A | 14043.5232 | 2000 | 1024.3428 | 0 | 3024.3428 | 12043.5232 | 15067.866 | 34539.576 | 0 | 34539.576 | 75% | 2.9886 | 11.4205 | 0.18146 | 0.010081 | 0.59123 | Cold Climate Air-Source Multi-Zone Heat Pump (48kBTU/hr) (Commercial) | 15.2799 | 78.1662 | 254.6683 | 156.7251 | 510.6163 | 4584.0291 | 527761.4702 | 176589.6456 | 351171.8246 | 2.9886 | 46211.6728 | 11.4205
Cold Climate Air-Source Multi-Zone Heat Pump (48kBTU/hr) (Multi-Family) | BNI HVAC | ROB/NEW | 18 | N/A | 20911.358 | 6381 | N/A | N/A | 14043.5232 | 2000 | 1024.3599 | 0 | 3024.3599 | 12043.5232 | 15067.8831 | 34540.2176 | 0 | 34540.2176 | 75% | 2.9887 | 11.4207 | 0.18146 | 0.010081 | 0.59119 | Cold Climate Air-Source Multi-Zone Heat Pump (48kBTU/hr) (Multi-Family) | 15.2799 | 78.1715 | 254.6683 | 156.7358 | 510.6163 | 4584.0291 | 527771.2742 | 176589.9074 | 351181.3668 | 2.9887 | 46211.9346 | 11.4207
Cold Climate Air-Source Single Package Heat Pump (24kBTU/hr) (Commercial) | BNI HVAC | ROB/NEW | 18 | N/A | 7569.6226 | 3089.5858 | N/A | N/A | 7021.7616 | 1112.5 | 421.4158 | 0 | 1533.9158 | 5909.2616 | 7443.1774 | 13656.3496 | 0 | 13656.3496 | 75% | 2.401 | 8.9029 | 0.25425 | 0.014125 | 0.61928 | Cold Climate Air-Source Single Package Heat Pump (24kBTU/hr) (Commercial) | 12.7333 | 31.5412 | 76.822 | 63.241 | 154.03 | 1382.796 | 173889.781 | 72423.4056 | 101466.3754 | 2.401 | 19531.7414 | 8.9029
Cold Climate Air-Source Single Package Heat Pump (48kBTU/hr) (Commercial) | BNI HVAC | ROB/NEW | 18 | N/A | 15139.2453 | 6179.1716 | N/A | N/A | 14043.5232 | 2225 | 842.8317 | 0 | 3067.8317 | 11818.5232 | 14886.3549 | 27312.6993 | 0 | 27312.6993 | 75% | 2.401 | 8.9029 | 0.25425 | 0.014125 | 0.61928 | Cold Climate Air-Source Single Package Heat Pump (48kBTU/hr) (Commercial) | 12.7333 | 63.0825 | 153.644 | 126.4819 | 308.0601 | 2765.592 | 347779.562 | 144846.8111 | 202932.7509 | 2.401 | 39063.4828 | 8.9029
Cycling Refrigerated Air Dryer - 50 CFM | BNI Process | ROB/NEW | 10 | N/A | 585.86 | 110 | N/A | N/A | 706.86 | 62.5 | 17.292 | 0 | 79.792 | 644.36 | 724.152 | 528.1793 | 0 | 528.1793 | 71% | 1.0174 | 6.6195 | 0.18051 | 0.018051 | 0.95577 | Cycling Refrigerated Air Dryer - 50 CFM | 2.6139 | 0.21823 | 1.1554 | 0.43755 | 2.3167 | 11.5544 | 1380.5886 | 1357.0201 | 23.5685 | 1.0174 | 208.5653 | 6.6195
Dairy Scroll Compressor | BNI Process | ROB/NEW | 15 | N/A | 23623.923 | 6796 | N/A | N/A | 1045.7351 | 937.5 | 908.0407 | 0 | 1845.5407 | 108.2351 | 1953.7758 | 32213.53 | 0 | 32213.53 | 71% | 19.5173 | 17.4548 | 0.10354 | 0.0069026 | 0.35781 | Dairy Scroll Compressor | 6.3666 | 32.8397 | 113.4829 | 65.8444 | 227.5361 | 1702.2437 | 205091.5442 | 10508.1988 | 194583.3454 | 19.5173 | 11749.8699 | 17.4548
Daylighting Controls - Ceiling Mounted | BNI Lighting | ROB/NEW | 10 | N/A | 436.149 | 95.97 | N/A | N/A | 151.695 | 37.5 | 14.8469 | 0 | 52.3469 | 114.195 | 166.5419 | 484.3634 | 0 | 484.3634 | 85% | 3.3686 | 9.253 | 0.13287 | 0.013287 | 0.60032 | Daylighting Controls - Ceiling Mounted | 25.4665 | 2.2208 | 10.0331 | 4.4527 | 20.1166 | 100.3307 | 12335.0445 | 3661.7701 | 8673.2744 | 3.3686 | 1333.0931 | 9.253
Daylighting Controls - Switch-Mounted | BNI Lighting | ROB/NEW | 10 | N/A | 90.9682 | 20.0166 | N/A | N/A | 151.695 | 12.5 | 0.6375 | 0 | 13.1375 | 139.195 | 152.3325 | 101.0244 | 0 | 101.0244 | 85% | 0.77964 | 7.6898 | 0.15988 | 0.015988 | 0.72235 | Daylighting Controls - Switch-Mounted | 2.6139 | 0.047541 | 0.21478 | 0.095321 | 0.43065 | 2.1478 | 264.0639 | 338.6999 | -74.636 | 0.77964 | 34.3396 | 7.6898
Door Heater Controls | BNI Refrigeration | ROB/NEW | 12 | N/A | 5170.5024 | 590.24 | N/A | N/A | 1717.6048 | 100 | 140.012 | 0 | 240.012 | 1617.6048 | 1857.6168 | 5052.1367 | 0 | 5052.1367 | 71% | 3.7161 | 21.0495 | 0.061522 | 0.0051268 | 0.53578 | Door Heater Controls | 82.7662 | 37.0781 | 322.89 | 74.3425 | 647.4025 | 3874.6797 | 418145.9355 | 112521.5322 | 305624.4033 | 3.7161 | 19864.867 | 21.0495
Double Heat Pad (Agriculture) | BNI Process | ROB/NEW | 10 | N/A | 1311 | 190 | N/A | N/A | 321.3 | 150 | 38.0003 | 0 | 188.0003 | 171.3 | 359.3003 | 1136.5494 | 0 | 1136.5494 | 71% | 4.2708 | 6.0455 | 0.19006 | 0.019006 | 1.3037 | Double Heat Pad (Agriculture) | 2.6139 | 0.37694 | 2.5856 | 0.75577 | 5.1841 | 25.8556 | 2970.785 | 695.6101 | 2275.1749 | 4.2708 | 491.4072 | 6.0455
Dual Enthalpy Economizer Controls | BNI HVAC | RET | 10 | 3.3333 | 3221.359 | 726 | 2577 | 580 | 1290.1266 | 312.5 | 90.2777 | 0 | 402.7777 | 977.6266 | 1380.4043 | 2783.8666 | 0 | 2783.8666 | 75% | 2.6316 | 6.9117 | 0.15688 | 0.018101 | 0.69201 | Dual Enthalpy Economizer Controls | 2.6139 | 1.5215 | 6.7111 | 3.0506 | 13.4559 | 58.1616 | 7276.6473 | 2765.1347 | 4511.5126 | 2.6316 | 1052.8059 | 6.9117
EC Motor for Refrigeration Applications - Large | BNI Refrigeration | RET | 15 | 5 | 1708.2 | 119.6 | 1047.696 | 119.6 | 374.7608 | 225 | 51.5641 | 0 | 276.5641 | 149.7608 | 426.3248 | 1501.2418 | 0 | 1501.2418 | 71% | 4.7262 | 5.4282 | 0.21458 | 0.019274 | 3.0468 | EC Motor for Refrigeration Applications - Large | 57.2996 | 5.2014 | 73.8516 | 10.4289 | 148.0742 | 822.2141 | 86020.6246 | 18200.9007 | 67819.7239 | 4.7262 | 15847.0236 | 5.4282
EC Motor for Refrigeration Applications - Small | BNI Refrigeration | RET | 15 | 5 | 342 | 341.64 | 341.64 | 39 | 182.3406 | 75 | 17.4424 | 0 | 92.4424 | 107.3406 | 199.783 | 509.9411 | 0 | 509.9411 | 71% | 3.4712 | 5.5163 | 0.35824 | 0.0239 | 0.35652 | EC Motor for Refrigeration Applications - Small | 426.564 | 110.6086 | 110.0726 | 221.7731 | 220.6984 | 1649.9309 | 217522.5317 | 62664.0773 | 154858.4544 | 3.4712 | 39432.619 | 5.5163
Electric Combination Oven | BNI Cooking and Laundry | ROB/NEW | 12 | N/A | 6368 | 1454 | N/A | N/A | 2148.8544 | 1250 | 248.7744 | 0 | 1498.7744 | 898.8544 | 2397.6288 | 6928.73 | 0 | 6928.73 | 71% | 3.9047 | 4.6229 | 0.31194 | 0.025995 | 1.3582 | Electric Combination Oven | 10.4555 | 11.5383 | 50.236 | 20.2356 | 88.1023 | 602.8319 | 72443.0175 | 18552.7953 | 53890.2221 | 3.9047 | 15670.3665 | 4.6229
Electric Combination Oven with Gas | BNI Cooking and Laundry | RET | 12 | 4 | 18282 | 2838 | 18282 | 2838 | 15135.5862 | 2500 | 127.5 | 0 | 2627.5 | 12635.5862 | 15263.0862 | 9512.7989 | 0 | 9512.7989 | 71% | 0.87484 | 3.6205 | 0.19048 | 0.015873 | 1.2199 | Electric Combination Oven with Gas | 5.2277 | 11.2606 | 72.1117 | 22.5778 | 144.5857 | 865.3402 | 49730.3151 | 56845.0806 | -7114.7655 | 0.87484 | 13735.8526 | 3.6205
Electric Convection Oven | BNI Cooking and Laundry | ROB/NEW | 12 | N/A | 1937 | 301 | N/A | N/A | 1285.2 | 500 | 78.1143 | 0 | 578.1143 | 785.2 | 1363.3143 | 1970.2807 | 0 | 1970.2807 | 71% | 1.989 | 3.4081 | 0.39556 | 0.032964 | 2.5307 | Electric Convection Oven | 10.4555 | 2.3886 | 15.2806 | 4.1891 | 26.7987 | 183.3677 | 20600.1791 | 10357.2381 | 10242.941 | 1.989 | 6044.447 | 3.4081
Electric Fryer Replacement with Gas | BNI Cooking and Laundry | RET | 12 | 4 | 17439 | 2707 | 18189 | 2824 | 1966.5236 | 625 | 210.6838 | 0 | 835.6838 | 1341.5236 | 2177.2074 | 6695.9718 | 0 | 6695.9718 | 71% | 4.167 | 8.0126 | 0.063511 | 0.0051451 | 0.40676 | Electric Fryer Replacement with Gas | 2.6139 | 5.3704 | 34.3933 | 10.7678 | 68.9594 | 424.5525 | 17502.3561 | 4200.2579 | 13302.0982 | 4.167 | 2184.3634 | 8.0126
Electric Griddle Replacement with Gas | BNI Cooking and Laundry | RET | 12 | 4 | 15815 | 2455 | 15815 | 2455 | 4266.864 | 2500 | 241.3893 | 0 | 2741.3893 | 1766.864 | 4508.2533 | 4264.8868 | 0 | 4264.8868 | 71% | 1.3039 | 1.5557 | 0.22974 | 0.019145 | 1.4713 | Electric Griddle Replacement with Gas | 2.6139 | 4.8705 | 31.1904 | 9.7654 | 62.5376 | 374.285 | 11147.8318 | 8549.5886 | 2598.2432 | 1.3039 | 7165.6173 | 1.5557
Electric Steam Cooker | BNI Cooking and Laundry | ROB/NEW | 12 | N/A | 9967 | 1547 | N/A | N/A | 3200.148 | 1125 | 328.1002 | 0 | 1453.1002 | 2075.148 | 3528.2482 | 10138.0241 | 0 | 10138.0241 | 71% | 3.8989 | 6.9768 | 0.19322 | 0.016102 | 1.2376 | Electric Steam Cooker | 5.2277 | 6.1382 | 39.3139 | 10.7649 | 68.9475 | 471.7671 | 52998.8219 | 13593.1631 | 39405.6588 | 3.8989 | 7596.411 | 6.9768
Electric Steam Cooker Replacement with Gas | BNI Cooking and Laundry | RET | 12 | 4 | 17599 | 2732 | 17599 | 2732 | 11715.5976 | 2250 | 114.75 | 0 | 2364.75 | 9465.5976 | 11830.3476 | 2777.896 | 0 | 2777.896 | 71% | 0.32941 | 1.1747 | 0.17809 | 0.01484 | 1.1405 | Electric Steam Cooker Replacement with Gas | 2.6139 | 5.42 | 34.7088 | 10.8672 | 69.5921 | 416.5059 | 7261.0409 | 22042.2514 | -14781.2105 | 0.32941 | 6181.1337 | 1.1747
Electric to Natural Gas - Water Heater (60 gal) | BNI Domestic Hot Water (DHW) | ROB/NEW | 15 | N/A | 10793.8041 | 2957.5012 | N/A | N/A | 1896.5268 | 875 | 284.778 | 0 | 1159.778 | 1021.5268 | 2181.3048 | 8993.1688 | 0 | 8993.1688 | 71% | 5.5128 | 7.7542 | 0.14241 | 0.0094938 | 0.5167 | Electric to Natural Gas - Water Heater (60 gal) | 2.6139 | 5.8674 | 21.2876 | 11.7642 | 42.6821 | 319.3138 | 23506.9156 | 4264.027 | 19242.8885 | 5.5128 | 3031.5015 | 7.7542
Electric to Natural Gas - Water Heater (80 gal) | BNI Domestic Hot Water (DHW) | ROB/NEW | 15 | N/A | 15058.023 | 4125.8975 | N/A | N/A | 1896.5268 | 1000 | 397.9745 | 0 | 1397.9745 | 896.5268 | 2294.5013 | 12993.384 | 0 | 12993.384 | 71% | 7.4482 | 9.2944 | 0.12304 | 0.008203 | 0.44644 | Electric to Natural Gas - Water Heater (80 gal) | 2.6139 | 8.1854 | 29.6975 | 16.4118 | 59.5442 | 445.4625 | 33962.9318 | 4559.9072 | 29403.0246 | 7.4482 | 3654.1146 | 9.2944
ENERGY STAR Electric Griddle | BNI Cooking and Laundry | ROB/NEW | 12 | N/A | 1909 | 296.3744 | N/A | N/A | 0 | 562.5 | 80.5341 | 0 | 643.0341 | -562.5 | 80.5341 | 1941.5329 | 0 | 1941.5329 | 71% | 24.1082 | 3.0193 | 0.44644 | 0.037203 | 2.8588 | ENERGY STAR Electric Griddle | 2.6139 | 0.58798 | 3.7649 | 1.1789 | 7.5488 | 45.1793 | 5074.9019 | 210.5051 | 4864.3968 | 24.1082 | 1680.8033 | 3.0193
ENERGY STAR Pool Pump | BNI Process | RET | 10 | 5 | 2078 | 0 | 3847 | 0 | 397.9696 | 437.5 | 78.5575 | 0 | 516.0575 | -39.5304 | 476.5271 | 2106.2418 | 0 | 2106.2418 | 71% | 5.8326 | 4.0814 | 0.32914 | 0.023087 | N/A | ENERGY STAR Pool Pump | 2.6139 | 0 | 4.0982 | 0 | 8.2171 | 58.4266 | 5505.4285 | 943.9076 | 4561.5208 | 5.8326 | 1348.9037 | 4.0814
ENERGY STAR Uninteruptible Power Supplies (UPS) | BNI Process | ROB/NEW | 10 | N/A | 142.364 | 54 | N/A | N/A | 43350 | 1250 | 63.75 | 0 | 1313.75 | 42100 | 43413.75 | 150.3849 | 0 | 150.3849 | 71% | 0.0048759 | 0.11447 | 12.2305 | 1.223 | 32.0556 | ENERGY STAR Uninteruptible Power Supplies (UPS) | 2.6139 | 0.10713 | 0.28077 | 0.2148 | 0.56295 | 2.8077 | 393.0855 | 80617.4307 | -80224.3452 | 0.0048759 | 3433.9631 | 0.11447
ENERGY STAR Washing Machine | BNI Cooking and Laundry | ROB/NEW | 11 | N/A | 938.571 | 243 | N/A | N/A | 159.3648 | 312.5 | 42.1558 | 0 | 354.6558 | -153.1352 | 201.5206 | 981.8137 | 0 | 981.8137 | 71% | 6.3219 | 2.7684 | 0.50081 | 0.045528 | 1.923 | ENERGY STAR Washing Machine | 7.8416 | 1.4463 | 5.5532 | 2.8998 | 11.1342 | 61.0848 | 7698.9812 | 1217.8367 | 6481.1446 | 6.3219 | 2781.0655 | 2.7684
Evaporator Fan Motor Controls | BNI Refrigeration | ROB/NEW | 10 | N/A | 3339.75 | 302 | N/A | N/A | 1674.0444 | 625 | 105.264 | 0 | 730.264 | 1049.0444 | 1779.3084 | 2748.2457 | 0 | 2748.2457 | 71% | 2.1241 | 3.7634 | 0.2898 | 0.02898 | 3.1861 | Evaporator Fan Motor Controls | 2.6139 | 0.59914 | 6.5867 | 1.2013 | 13.2064 | 65.8667 | 7183.5391 | 3381.9094 | 3801.6297 | 2.1241 | 1908.8104 | 3.7634
Flood Luminaire (10000 lumen) | BNI Lighting | ROB/NEW | 17 | N/A | 874.9488 | 195.7648 | N/A | N/A | 285.7 | 87.5 | 36.2539 | 0 | 123.7539 | 198.2 | 321.9538 | 1190.5128 | 0 | 1190.5128 | 69% | 5.101 | 9.62 | 0.19289 | 0.011347 | 0.85708 | Flood Luminaire (10000 lumen) | 1549.6371 | 223.7646 | 994.1969 | 448.6537 | 1993.3898 | 16901.348 | 1844862.8558 | 361664.9345 | 1483197.9212 | 5.101 | 191773.6107 | 9.62
Flood Luminaire (25000 lumen) | BNI Lighting | ROB/NEW | 17 | N/A | 1541.322 | 344.862 | N/A | N/A | 361.1269 | 187.5 | 65.5666 | 0 | 253.0666 | 173.6269 | 426.6936 | 2097.224 | 0 | 2097.224 | 69% | 6.6633 | 8.2872 | 0.22391 | 0.013171 | 0.99491 | Flood Luminaire (25000 lumen) | 870.9546 | 221.5479 | 984.348 | 444.2091 | 1973.6426 | 16733.9168 | 1826586.939 | 274127.9354 | 1552459.0036 | 6.6633 | 220409.5657 | 8.2872
Flood Luminaire (4000 lumen) | BNI Lighting | ROB/NEW | 17 | N/A | 249.222 | 55.762 | N/A | N/A | 361.1269 | 37.5 | 10.968 | 0 | 48.468 | 323.6269 | 372.0949 | 339.1078 | 0 | 339.1078 | 69% | 1.3035 | 6.9965 | 0.26522 | 0.015601 | 1.1785 | Flood Luminaire (4000 lumen) | 1400.658 | 57.6099 | 255.9636 | 115.5093 | 513.2135 | 4351.3818 | 474974.1026 | 364375.0119 | 110599.0907 | 1.3035 | 67887.1149 | 6.9965
Flood Luminaire (48000 lumen) | BNI Lighting | ROB/NEW | 17.1 | N/A | 2728.1268 | 622.86 | N/A | N/A | 1799.6656 | 312.5 | 115.8494 | 0 | 428.3494 | 1487.1656 | 1915.5149 | 3741.4662 | 0 | 3741.4662 | 69% | 2.7559 | 8.7346 | 0.21413 | 0.012522 | 0.9324 | Flood Luminaire (48000 lumen) | 220.2853 | 101.2052 | 440.6663 | 202.9189 | 883.547 | 7535.3941 | 824190.0485 | 299063.4397 | 525126.6088 | 2.7559 | 94359.078 | 8.7346
Flood Luminaire (60000 lumen) | BNI Lighting | ROB/NEW | 17.1 | N/A | 4548.9366 | 1038.57 | N/A | N/A | 1833.0379 | 500 | 192.0952 | 0 | 692.0952 | 1333.0379 | 2025.1331 | 6238.6003 | 0 | 6238.6003 | 69% | 4.2821 | 9.0141 | 0.20749 | 0.012134 | 0.90349 | Flood Luminaire (60000 lumen) | 52.2063 | 39.9932 | 174.1378 | 80.1873 | 349.1506 | 2977.7556 | 325694.5205 | 76058.9738 | 249635.5467 | 4.2821 | 36131.7613 | 9.0141
Flood Luminaire (800 lumen) | BNI Lighting | ROB/NEW | 17 | N/A | 128.6844 | 28.7924 | N/A | N/A | 361.1269 | 25 | 1.275 | 0 | 26.275 | 336.1269 | 362.4019 | 175.0964 | 0 | 175.0964 | 69% | 0.69912 | 6.664 | 0.27846 | 0.01638 | 1.2373 | Flood Luminaire (800 lumen) | 3.82 | 0.081127 | 0.36045 | 0.16266 | 0.72271 | 6.1277 | 668.8643 | 956.7229 | -287.8586 | 0.69912 | 100.3699 | 6.664
Four Pin Replacement Lamps for CFLs | BNI Lighting | ROB/NEW | 12 | N/A | 27.3583 | 5.9118 | N/A | N/A | 22.1054 | 6.25 | 1.26 | 0 | 7.51 | 15.8554 | 23.3654 | 35.2473 | 0 | 35.2473 | 85% | 1.758 | 4.6934 | 0.30389 | 0.025324 | 1.3981 | Four Pin Replacement Lamps for CFLs | 1527.9906 | 8.2079 | 37.7607 | 16.4571 | 75.7111 | 453.1281 | 53857.5313 | 30635.6239 | 23221.9074 | 1.758 | 11475.1965 | 4.6934
Full-Size Hot Food Holding Cabinet | BNI Cooking and Laundry | ROB/NEW | 12 | N/A | 4832 | 87 | N/A | N/A | 1186.8516 | 750 | 152.2736 | 0 | 902.2736 | 436.8516 | 1339.1252 | 4269.9168 | 0 | 4269.9168 | 71% | 4.2916 | 4.7324 | 0.24748 | 0.020623 | 13.6648 | Full-Size Hot Food Holding Cabinet | 2.6139 | 0.1726 | 9.5297 | 0.34607 | 19.1073 | 114.3563 | 11160.9796 | 2600.6327 | 8560.3469 | 4.2916 | 2358.42 | 4.7324
Glass Door Freezer (compact - 12 cu ft) | BNI Cooking and Laundry | ROB/NEW | 12 | N/A | 1741 | 135 | N/A | N/A | 0 | 300 | 59.0731 | 0 | 359.0731 | -300 | 59.0731 | 1639.2016 | 0 | 1639.2016 | 71% | 27.7487 | 4.5651 | 0.27335 | 0.022779 | 3.5046 | Glass Door Freezer (compact - 12 cu ft) | 5.0933 | 0.52188 | 6.6906 | 1.0464 | 13.4149 | 80.2876 | 8348.9485 | 300.8773 | 8048.0711 | 27.7487 | 1828.8679 | 4.5651
Glass Door Freezer (full size - 38 cu ft) | BNI Cooking and Laundry | ROB/NEW | 12 | N/A | 5001 | 388 | N/A | N/A | 0 | 570 | 154.8133 | 0 | 724.8133 | -570 | 154.8133 | 4708.7935 | 0 | 4708.7935 | 71% | 30.4159 | 6.4966 | 0.19209 | 0.016007 | 2.4614 | Glass Door Freezer (full size - 38 cu ft) | 5.0933 | 1.4999 | 19.2188 | 3.0074 | 38.5341 | 230.6251 | 23983.307 | 788.5111 | 23194.7959 | 30.4159 | 3691.6932 | 6.4966
Glass Door Refrigerator (compact - 12 cu ft) | BNI Cooking and Laundry | ROB/NEW | 12 | N/A | 916 | 710 | N/A | N/A | 0 | 105 | 44.9663 | 0 | 149.9663 | -105 | 44.9663 | 1483.3521 | 0 | 1483.3521 | 71% | 32.9881 | 9.8912 | 0.21698 | 0.018082 | 0.2783 | Glass Door Refrigerator (compact - 12 cu ft) | 7.64 | 4.117 | 5.2803 | 8.2548 | 10.5871 | 63.3631 | 11332.7399 | 343.5408 | 10989.1992 | 32.9881 | 1145.7358 | 9.8912
Glass Door Refrigerator (full size - 38 cu ft) | BNI Cooking and Laundry | ROB/NEW | 12 | N/A | 949 | 108 | N/A | N/A | 0 | 142.5 | 32.0207 | 0 | 174.5207 | -142.5 | 32.0207 | 926.9511 | 0 | 926.9511 | 71% | 28.9485 | 5.3114 | 0.24373 | 0.020311 | 2.1292 | Glass Door Refrigerator (full size - 38 cu ft) | 50.933 | 4.175 | 36.4699 | 8.371 | 73.1231 | 437.6389 | 47212.4187 | 1630.9133 | 45581.5054 | 28.9485 | 8888.8686 | 5.3114
Ground Source Heat Pump (60kBTU/hr) (closed loop) | BNI HVAC | ROB/NEW | 25 | N/A | 29037.099 | 54081 | N/A | N/A | 11971.179 | 3750 | 3991.6411 | 0 | 7741.6411 | 8221.179 | 15962.8201 | 142315.7437 | 0 | 142315.7437 | 75% | 10.9727 | 18.3831 | 0.33451 | 0.01338 | 0.17855 | Ground Source Heat Pump (60kBTU/hr) (closed loop) | 7.8416 | 340.007 | 181.4802 | 681.7225 | 363.8724 | 4537.0058 | 1115981.773 | 101705.6263 | 1014276.1467 | 10.9727 | 60706.7784 | 18.3831
Heat Pump Clothes Dryer | BNI Cooking and Laundry | ROB/NEW | 11 | N/A | 1956.225 | 1489 | N/A | N/A | 679.8708 | 375 | 97.0139 | 0 | 472.0139 | 304.8708 | 776.8847 | 2916.7571 | 0 | 2916.7571 | 71% | 5.0313 | 6.1794 | 0.31979 | 0.029072 | 0.41768 | Heat Pump Clothes Dryer | 2.6139 | 2.954 | 3.8581 | 5.9229 | 7.7355 | 42.4388 | 7624.005 | 1515.3146 | 6108.6903 | 5.0313 | 1233.7799 | 6.1794
Heat Pump Water Heater (40 gal) | BNI Domestic Hot Water (DHW) | ROB/NEW | 10 | N/A | 4925.501 | 1214.6285 | N/A | N/A | 1032.3726 | 750 | 163.0849 | 0 | 913.0849 | 282.3726 | 1195.4575 | 4674.7742 | 0 | 4674.7742 | 71% | 5.217 | 5.1198 | 0.24569 | 0.024569 | 0.9905 | Heat Pump Water Heater (40 gal) | 5.2277 | 4.8194 | 19.4282 | 9.663 | 38.954 | 194.2819 | 24438.443 | 4684.4063 | 19754.0367 | 5.217 | 4773.3585 | 5.1198
Heat Pump Water Heater (60 gal) | BNI Domestic Hot Water (DHW) | ROB/NEW | 10 | N/A | 7541.271 | 1859.6774 | N/A | N/A | 1134.3726 | 875 | 235.7556 | 0 | 1110.7556 | 259.3726 | 1370.1282 | 7157.3915 | 0 | 7157.3915 | 71% | 6.8744 | 6.4437 | 0.19521 | 0.019521 | 0.78698 | Heat Pump Water Heater (60 gal) | 5.2277 | 7.3788 | 29.7459 | 14.7947 | 59.6412 | 297.4586 | 37416.8884 | 5442.9007 | 31973.9877 | 6.8744 | 5806.7267 | 6.4437
Heat Reclaimer Unit (Agriculture) | BNI Process | ROB/NEW | 15 | N/A | 9800.851 | 2819 | N/A | N/A | 4718.2548 | 1562.5 | 436.5556 | 0 | 1999.0556 | 3155.7548 | 5154.8104 | 13363.8737 | 0 | 13363.8737 | 71% | 3.5293 | 6.6851 | 0.27033 | 0.018022 | 0.93436 | Heat Reclaimer Unit (Agriculture) | 3.82 | 8.1732 | 28.2484 | 16.3875 | 56.6387 | 423.7257 | 51049.6831 | 14464.4039 | 36585.2793 | 3.5293 | 7636.3453 | 6.6851
High Bay Luminaire (15 000 lumen) | BNI Lighting | ROB/NEW | 22.3 | N/A | 255.3125 | 39.1387 | N/A | N/A | 176.0724 | 81.25 | 16.6109 | 0 | 97.8609 | 94.8224 | 192.6833 | 466.8638 | 0 | 466.8638 | 85% | 2.8078 | 4.7707 | 0.42433 | 0.019028 | 2.7519 | High Bay Luminaire (15 000 lumen) | 846.7615 | 30.1137 | 195.2822 | 60.3788 | 391.5458 | 4354.7941 | 395322.2432 | 140793.052 | 254529.1912 | 2.8078 | 82864.7971 | 4.7707
High Bay Luminaire (25 000 lumen) | BNI Lighting | ROB/NEW | 22.3 | N/A | 425.5344 | 65.2333 | N/A | N/A | 226.5522 | 125 | 27.1542 | 0 | 152.1542 | 101.5522 | 253.7064 | 778.1312 | 0 | 778.1312 | 85% | 3.5414 | 5.1141 | 0.39584 | 0.017751 | 2.5671 | High Bay Luminaire (25 000 lumen) | 533.5234 | 31.6242 | 205.0774 | 63.4073 | 411.1853 | 4573.2259 | 415151.1789 | 117227.645 | 297923.5339 | 3.5414 | 81177.8063 | 5.1141
High Bay Luminaire (35 000 lumen) | BNI Lighting | ROB/NEW | 22.3 | N/A | 595.7155 | 91.3217 | N/A | N/A | 350.0028 | 218.75 | 40.2455 | 0 | 258.9955 | 131.2528 | 390.2483 | 1089.3239 | 0 | 1089.3239 | 85% | 3.2253 | 4.206 | 0.48131 | 0.021583 | 3.1214 | High Bay Luminaire (35 000 lumen) | 31.8331 | 2.6415 | 17.1296 | 5.2963 | 34.3453 | 381.9908 | 34676.5971 | 10751.5743 | 23925.0228 | 3.2253 | 8244.639 | 4.206
High Bay Luminaire (60 000 lumen) | BNI Lighting | ROB/NEW | 22.3 | N/A | 1021.25 | 156.555 | N/A | N/A | 742.7385 | 468.75 | 73.7747 | 0 | 542.5247 | 273.9885 | 816.5132 | 1867.4551 | 0 | 1867.4551 | 85% | 2.6485 | 3.4422 | 0.58811 | 0.026373 | 3.814 | High Bay Luminaire (60 000 lumen) | 25.4665 | 3.6227 | 23.4926 | 7.2636 | 47.1033 | 523.885 | 47557.5631 | 17956.4968 | 29601.0663 | 2.6485 | 13816.2095 | 3.4422
High Efficiency Circulator Pump 1.5kW | BNI HVAC | ROB/NEW | 15 | N/A | 1974 | 127 | N/A | N/A | 4261.7232 | 500 | 25.5 | 0 | 525.5 | 3761.7232 | 4287.2232 | 2224.0239 | 0 | 2224.0239 | 73% | 0.70907 | 4.2322 | 0.34316 | 0.022877 | 5.3026 | High Efficiency Circulator Pump 1.5kW | 143.8858 | 14.2601 | 220.3426 | 28.5918 | 441.7925 | 3305.1397 | 320005.4121 | 451306.0866 | -131300.6745 | 0.70907 | 75611.9776 | 4.2322
High Efficiency Circulator Pump 100W | BNI HVAC | ROB/NEW | 15 | N/A | 412 | 67.5 | N/A | N/A | 122.8537 | 75 | 17.5701 | 0 | 92.5701 | 47.8537 | 140.4238 | 514.7235 | 0 | 514.7235 | 73% | 4.7991 | 5.5604 | 0.28963 | 0.019309 | 1.7575 | High Efficiency Circulator Pump 100W | 943.5342 | 49.7006 | 301.5702 | 99.651 | 604.6558 | 4523.5527 | 485659.2442 | 101197.1971 | 384462.0471 | 4.7991 | 87343.0977 | 5.5604
High Efficiency Circulator Pump 300W | BNI HVAC | ROB/NEW | 15 | N/A | 800 | 95.3 | N/A | N/A | 1028.3028 | 137.5 | 32.5245 | 0 | 170.0245 | 890.8028 | 1060.8273 | 955.3653 | 0 | 955.3653 | 73% | 1.2198 | 5.619 | 0.27396 | 0.018264 | 2.2863 | High Efficiency Circulator Pump 300W | 30.5598 | 2.2727 | 18.9659 | 4.5568 | 38.0272 | 284.489 | 29195.7845 | 23934.0034 | 5261.7811 | 1.2198 | 5195.9173 | 5.619
High Volume Low Speed Fan (Agriculture) (18 foot) | BNI Process | ROB/NEW | 15 | N/A | 10939.008 | 3138 | N/A | N/A | 4514.7648 | 1250 | 461.7927 | 0 | 1711.7927 | 3264.7648 | 4976.5575 | 14905.7671 | 0 | 14905.7671 | 71% | 4.0645 | 8.7077 | 0.2074 | 0.013827 | 0.71876 | High Volume Low Speed Fan (Agriculture) (18 foot) | 11.7624 | 28.0146 | 97.0828 | 56.17 | 194.6535 | 1456.2423 | 175327.3812 | 43135.9112 | 132191.47 | 4.0645 | 20134.766 | 8.7077
High Volume Low Speed Fan (Agriculture) (24 foot) | BNI Process | ROB/NEW | 15 | N/A | 16086.432 | 4615 | N/A | N/A | 4514.7648 | 2500 | 712.857 | 0 | 3212.857 | 2014.7648 | 5227.6218 | 21920.2476 | 0 | 21920.2476 | 71% | 5.5943 | 6.8227 | 0.26471 | 0.017647 | 0.91729 | High Volume Low Speed Fan (Agriculture) (24 foot) | 11.7624 | 41.2006 | 142.7658 | 82.6082 | 286.249 | 2141.4869 | 257834.4052 | 46089.0259 | 211745.3793 | 5.5943 | 37790.8627 | 6.8227
Horticultural Lighting - blended lamps and baselines | BNI Lighting | ROB/NEW | 10 | N/A | 2112.6 | 380 | N/A | N/A | 1326 | 528.15 | 87.3946 | 0 | 615.5446 | 797.85 | 1413.3946 | 2264.0444 | 0 | 2264.0444 | 85% | 1.8642 | 3.6781 | 0.32256 | 0.032256 | 1.7828 | Horticultural Lighting - blended lamps and baselines | 326.7329 | 112.8166 | 623.5048 | 226.2002 | 1250.1428 | 6235.0479 | 739737.8757 | 396815.3699 | 342922.5057 | 1.8642 | 201118.679 | 3.6781
HVAC Hotel Occupancy Sensor | BNI HVAC | ROB/NEW | 8 | N/A | 438 | 90 | N/A | N/A | 149.226 | 75 | 13.1077 | 0 | 88.1077 | 74.226 | 162.3337 | 347.6171 | 0 | 347.6171 | 75% | 2.7803 | 3.9454 | 0.25239 | 0.031548 | 1.2211 | HVAC Hotel Occupancy Sensor | 337.4313 | 24.3482 | 117.7962 | 48.8187 | 236.1844 | 942.3698 | 117296.8616 | 42188.1002 | 75108.7614 | 2.7803 | 29730.307 | 3.9454
Ice-Maker with Remote Condensing Unit (1500 lbs per day) | BNI Cooking and Laundry | ROB/NEW | 10 | N/A | 3184 | 247 | N/A | N/A | 1388.8192 | 300 | 84.3835 | 0 | 384.3835 | 1088.8192 | 1473.2028 | 2587.0157 | 0 | 2587.0157 | 71% | 2.4168 | 6.7303 | 0.16 | 0.016 | 2.0505 | Ice-Maker with Remote Condensing Unit (1500 lbs per day) | 2.6139 | 0.49002 | 6.2795 | 0.98251 | 12.5906 | 62.795 | 6762.1058 | 2797.9976 | 3964.1083 | 2.4168 | 1004.726 | 6.7303
Ice-Maker with Remote Condensing Unit (2500 lbs per day) | BNI Cooking and Laundry | ROB/NEW | 10 | N/A | 6304 | 489 | N/A | N/A | 2314.6987 | 562.5 | 165.4652 | 0 | 727.9652 | 1752.1987 | 2480.1639 | 5122.0027 | 0 | 5122.0027 | 71% | 2.8316 | 7.0361 | 0.15305 | 0.015305 | 1.9615 | Ice-Maker with Remote Condensing Unit (2500 lbs per day) | 2.6139 | 0.97013 | 12.4328 | 1.9451 | 24.928 | 124.3278 | 13388.2156 | 4728.2209 | 8659.9947 | 2.8316 | 1902.8015 | 7.0361
Ice-Maker with Remote Condensing Unit (800 lbs per day) | BNI Cooking and Laundry | ROB/NEW | 10 | N/A | 1267 | 98 | N/A | N/A | 740.7036 | 175 | 36.409 | 0 | 211.409 | 565.7036 | 777.1126 | 1029.211 | 0 | 1029.211 | 71% | 1.8303 | 4.8683 | 0.22115 | 0.022115 | 2.8424 | Ice-Maker with Remote Condensing Unit (800 lbs per day) | 2.6139 | 0.19442 | 2.4988 | 0.38982 | 5.0101 | 24.9878 | 2690.2171 | 1469.7978 | 1220.4193 | 1.8303 | 552.5942 | 4.8683
Ice-Making Head (1200lbs per day) | BNI Cooking and Laundry | ROB/NEW | 10 | N/A | 3947 | 306.3881 | N/A | N/A | 1111.0554 | 312.5 | 101.5802 | 0 | 414.0802 | 798.5554 | 1212.6356 | 3207.1171 | 0 | 3207.1171 | 71% | 3.6018 | 7.7452 | 0.13904 | 0.013904 | 1.7807 | Ice-Making Head (1200lbs per day) | 2.6139 | 0.60784 | 7.7843 | 1.2187 | 15.6077 | 77.8429 | 8382.9661 | 2327.4611 | 6055.505 | 3.6018 | 1082.349 | 7.7452
Ice-Making Head (400 lbs per day) | BNI Cooking and Laundry | ROB/NEW | 10 | N/A | 882 | 77 | N/A | N/A | 370.3518 | 100 | 24.422 | 0 | 124.422 | 270.3518 | 394.7738 | 723.5618 | 0 | 723.5618 | 71% | 2.5179 | 5.8154 | 0.18696 | 0.018696 | 2.1291 | Ice-Making Head (400 lbs per day) | 5.2277 | 0.30552 | 3.479 | 0.53581 | 6.1013 | 34.7897 | 3782.5834 | 1502.3009 | 2280.2825 | 2.5179 | 650.444 | 5.8154
Ice-Making Head (600 lbs per day) | BNI Cooking and Laundry | ROB/NEW | 10 | N/A | 1568 | 122 | N/A | N/A | 555.5277 | 181.25 | 43.2726 | 0 | 224.5226 | 374.2777 | 598.8003 | 1274.3001 | 0 | 1274.3001 | 71% | 2.9114 | 5.6756 | 0.18978 | 0.018978 | 2.4249 | Ice-Making Head (600 lbs per day) | 2.6139 | 0.24204 | 3.0924 | 0.48529 | 6.2004 | 30.9242 | 3330.8465 | 1144.0809 | 2186.7657 | 2.9114 | 586.8714 | 5.6756
Ice-Making Head (900 lbs per day) | BNI Cooking and Laundry | ROB/NEW | 10 | N/A | 2711 | 210 | N/A | N/A | 1249.9373 | 250 | 71.5642 | 0 | 321.5642 | 999.9373 | 1321.5015 | 2202.4529 | 0 | 2202.4529 | 71% | 2.2966 | 6.8492 | 0.15721 | 0.015721 | 2.0176 | Ice-Making Head (900 lbs per day) | 2.6139 | 0.41662 | 5.3466 | 0.83533 | 10.7202 | 53.4665 | 5756.9112 | 2506.7465 | 3250.1647 | 2.2966 | 840.5248 | 6.8492
Large Capacity Commercial Heat Pump (100 kBTU/hr) | BNI HVAC | ROB/NEW | 15 | N/A | 53704.116 | 0 | N/A | N/A | 10200 | 6250 | 1861.9017 | 0 | 8111.9017 | 3950 | 12061.9017 | 57787.4163 | 0 | 57787.4163 | 75% | 6.0753 | 7.1238 | 0.18951 | 0.012634 | N/A | Large Capacity Commercial Heat Pump (100 kBTU/hr) | 44.4357 | 0 | 1902.0036 | 0 | 3813.565 | 28530.0542 | 2567823.0857 | 422667.8109 | 2145155.2748 | 6.0753 | 360457.8602 | 7.1238
LED Replacement Lamps for HID (10000 lumen) | BNI Lighting | ROB/NEW | 11 | N/A | 172.7305 | 37.3247 | N/A | N/A | 101.745 | 75 | 9.3769 | 0 | 84.3769 | 26.745 | 111.1219 | 207.9039 | 0 | 207.9039 | 85% | 2.1688 | 2.464 | 0.54079 | 0.049162 | 2.488 | LED Replacement Lamps for HID (10000 lumen) | 49.6634 | 1.6843 | 7.7488 | 3.3771 | 15.5366 | 85.2369 | 10325.2137 | 4760.7392 | 5564.4745 | 2.1688 | 4190.4419 | 2.464
LED Replacement Lamps for HID (4000 lumen) | BNI Lighting | ROB/NEW | 11 | N/A | 69.1005 | 14.9317 | N/A | N/A | 102.816 | 25 | 1.275 | 0 | 26.275 | 77.816 | 104.091 | 83.1715 | 0 | 83.1715 | 85% | 0.938 | 3.1654 | 0.42095 | 0.038268 | 1.9367 | LED Replacement Lamps for HID (4000 lumen) | 248.317 | 3.3691 | 15.4995 | 6.7551 | 31.0769 | 170.4943 | 20652.9052 | 22017.9234 | -1365.0182 | 0.938 | 6524.53 | 3.1654
LED Troffer (1x4) | BNI Lighting | RET | 12 | 7 | 179.9017 | 38.8742 | 179.9017 | 38.8742 | 163.4924 | 31.25 | 6.9093 | 0 | 38.1593 | 132.2424 | 170.4018 | 199.0561 | 0 | 199.0561 | 73% | 1.5766 | 5.2164 | 0.27342 | 0.022785 | 1.2579 | LED Troffer (1x4) | 805.0699 | 24.4228 | 112.3576 | 48.9684 | 225.2798 | 1348.291 | 160254.0847 | 101647.1807 | 58606.904 | 1.5766 | 30720.9316 | 5.2164
LED Troffer (2x2) | BNI Lighting | RET | 12 | 7 | 143.8384 | 31.0815 | 143.8384 | 31.0815 | 144.6052 | 31.25 | 5.8438 | 0 | 37.0938 | 113.3552 | 150.4489 | 159.1531 | 0 | 159.1531 | 73% | 1.4286 | 4.2906 | 0.33242 | 0.027702 | 1.5294 | LED Troffer (2x2) | 1850.6153 | 44.8868 | 206.5022 | 89.9991 | 414.0421 | 2478.0263 | 294531.2594 | 206168.782 | 88362.4774 | 1.4286 | 68646.2926 | 4.2906
LED Troffer (4x2) | BNI Lighting | RET | 12 | 6.9667 | 230.0263 | 35.2624 | 230.0263 | 35.2624 | 208.4171 | 31.25 | 8.005 | 0 | 39.255 | 177.1671 | 216.4221 | 240.0875 | 0 | 240.0875 | 73% | 1.4991 | 6.1161 | 0.21998 | 0.018332 | 1.4266 | LED Troffer (4x2) | 3533.9434 | 97.2462 | 630.6243 | 194.9811 | 1264.4176 | 7567.4919 | 848455.4898 | 565959.2035 | 282496.2863 | 1.4991 | 138725.0585 | 6.1161
Linear Ambient Luminaire (10000 lumen) | BNI Lighting | ROB/NEW | 11.6 | N/A | 468.5734 | 101.2522 | N/A | N/A | 222.3396 | 68.75 | 16.9871 | 0 | 85.7371 | 153.5896 | 239.3267 | 504.825 | 0 | 504.825 | 73% | 2.8156 | 5.8881 | 0.23586 | 0.020333 | 1.0851 | Linear Ambient Luminaire (10000 lumen) | 190.812 | 15.0769 | 69.3613 | 30.2295 | 139.0711 | 804.5906 | 96326.6775 | 34211.6385 | 62115.039 | 2.8156 | 16359.6638 | 5.8881
Linear Ambient Luminaire (2000 lumen) | BNI Lighting | ROB/NEW | 11.6 | N/A | 50.1984 | 10.8472 | N/A | N/A | 12.852 | 18.75 | 2.4005 | 0 | 21.1505 | -5.898 | 15.2525 | 54.082 | 0 | 54.082 | 73% | 4.5901 | 2.557 | 0.54312 | 0.046821 | 2.4988 | Linear Ambient Luminaire (2000 lumen) | 60.1189 | 0.50889 | 2.3412 | 1.0203 | 4.6941 | 27.1576 | 3251.3487 | 708.3452 | 2543.0035 | 4.5901 | 1271.5411 | 2.557
Linear Ambient Luminaire (4000 lumen) | BNI Lighting | ROB/NEW | 11.6 | N/A | 96.2515 | 20.7986 | N/A | N/A | 66.8304 | 31.25 | 4.3629 | 0 | 35.6129 | 35.5804 | 71.1933 | 103.6981 | 0 | 103.6981 | 73% | 1.9511 | 2.9118 | 0.47694 | 0.041116 | 2.1943 | Linear Ambient Luminaire (4000 lumen) | 1040.3177 | 16.885 | 77.6796 | 33.8548 | 155.7496 | 901.0839 | 107878.987 | 55291.9375 | 52587.0495 | 1.9511 | 37048.7272 | 2.9118
Linear Ambient Luminaire (8000 lumen) | BNI Lighting | ROB/NEW | 11.6 | N/A | 175.9223 | 38.0144 | N/A | N/A | 222.3396 | 50 | 7.6113 | 0 | 57.6113 | 172.3396 | 229.9509 | 189.5327 | 0 | 189.5327 | 73% | 1.1154 | 3.2899 | 0.42214 | 0.036391 | 1.9421 | Linear Ambient Luminaire (8000 lumen) | 588.1193 | 17.4467 | 80.2638 | 34.9811 | 160.931 | 931.0603 | 111467.8092 | 99932.7441 | 11535.0651 | 1.1154 | 33882.2979 | 3.2899
Linear Replacement Lamp (2 foot) | BNI Lighting | ROB/NEW | 11.6 | N/A | 37.3068 | 8.0615 | N/A | N/A | 12.942 | 2 | 1.1606 | 0 | 3.1606 | 10.942 | 14.1026 | 39.6425 | 0 | 39.6425 | 72% | 3.7831 | 12.5427 | 0.11072 | 0.0095451 | 0.50941 | Linear Replacement Lamp (2 foot) | 3790.102 | 23.5167 | 108.1887 | 47.1515 | 216.9211 | 1254.9894 | 150249.0449 | 39715.814 | 110533.2309 | 3.7831 | 11979.0359 | 12.5427
Linear Replacement Lamp (4 foot) | BNI Lighting | ROB/NEW | 11.6 | N/A | 49.6736 | 7.6148 | N/A | N/A | 8.8293 | 4 | 1.5342 | 0 | 5.5342 | 4.8293 | 10.3635 | 49.8123 | 0 | 49.8123 | 72% | 6.3123 | 9.0008 | 0.14561 | 0.012552 | 0.94429 | Linear Replacement Lamp (4 foot) | 163753.3189 | 959.756 | 6223.8472 | 1924.3348 | 12478.9701 | 72196.6278 | 8156926.7923 | 1292226.1582 | 6864700.634 | 6.3123 | 906241.0356 | 9.0008
Low-bay Luminaire (10,000 lumen) | BNI Lighting | ROB/NEW | 11.6 | N/A | 468.5734 | 101.2522 | N/A | N/A | 169.6464 | 62.5 | 16.6683 | 0 | 79.1683 | 107.1464 | 186.3147 | 504.825 | 0 | 504.825 | 73% | 3.5928 | 6.3766 | 0.21779 | 0.018775 | 1.002 | Low-bay Luminaire (10,000 lumen) | 2.6139 | 0.20653 | 0.95015 | 0.4141 | 1.9051 | 11.0218 | 1319.5435 | 367.2744 | 952.2691 | 3.5928 | 206.9352 | 6.3766
Low-bay Luminaire (5000 lumen) | BNI Lighting | ROB/NEW | 11.6 | N/A | 279.9042 | 42.9086 | N/A | N/A | 169.6464 | 37.5 | 9.512 | 0 | 47.012 | 132.1464 | 179.1584 | 284.5841 | 0 | 284.5841 | 73% | 2.1341 | 6.0534 | 0.2165 | 0.018664 | 1.4041 | Low-bay Luminaire (5000 lumen) | 1926.4174 | 64.5053 | 418.3053 | 129.3347 | 838.7126 | 4852.3412 | 548227.7119 | 256895.2477 | 291332.4641 | 2.1341 | 90564.7649 | 6.0534
Low/Zero Energy Livestock Waterer | BNI Process | ROB/NEW | 10 | N/A | 1400 | 590 | N/A | N/A | 1012.095 | 125 | 47.1393 | 0 | 172.1393 | 887.095 | 1059.2343 | 1526.5288 | 0 | 1526.5288 | 71% | 1.9936 | 8.868 | 0.16296 | 0.016296 | 0.38443 | Low/Zero Energy Livestock Waterer | 2.6139 | 1.1705 | 2.7611 | 2.3469 | 5.536 | 27.6109 | 3990.1378 | 2001.5053 | 1988.6325 | 1.9936 | 449.9487 | 8.868
Milk Pre-cooler | BNI Process | ROB/NEW | 15 | N/A | 6244.115 | 1796 | N/A | N/A | 4426.2288 | 937.5 | 275.1734 | 0 | 1212.6734 | 3488.7288 | 4701.4022 | 8514.1348 | 0 | 8514.1348 | 71% | 2.4911 | 7.021 | 0.2574 | 0.01716 | 0.88966 | Milk Pre-cooler | 2.6139 | 3.5631 | 12.3147 | 7.1441 | 24.6912 | 184.7201 | 22254.7859 | 8933.6518 | 13321.1341 | 2.4911 | 3169.7628 | 7.021
Multi-Tank Conveyor Dishwasher - High Temp | BNI Cooking and Laundry | ROB/NEW | 20 | N/A | 27407.5971 | 2837 | N/A | N/A | 1246.644 | 1875 | 1093.0594 | 0 | 2968.0594 | -628.356 | 2339.7034 | 37351.5806 | 0 | 37351.5806 | 71% | 18.8818 | 12.5845 | 0.14353 | 0.0071763 | 1.3785 | Multi-Tank Conveyor Dishwasher - High Temp | 5.2277 | 11.2566 | 108.1068 | 19.7415 | 189.5943 | 2162.1354 | 195263.8646 | 10341.3671 | 184922.4975 | 18.8818 | 15516.2039 | 12.5845
Multi-Tank Conveyor Dishwasher - Low Temp | BNI Cooking and Laundry | ROB/NEW | 20 | N/A | 18811.2029 | 1947 | N/A | N/A | 1246.644 | 1375 | 754.8744 | 0 | 2129.8744 | -128.356 | 2001.5184 | 25642.2601 | 0 | 25642.2601 | 71% | 15.6356 | 12.0393 | 0.15006 | 0.0075031 | 1.4414 | Multi-Tank Conveyor Dishwasher - Low Temp | 5.2277 | 7.7253 | 74.1991 | 13.5484 | 130.128 | 1483.9815 | 134050.7343 | 8573.4284 | 125477.3059 | 15.6356 | 11134.4017 | 12.0393
Natural Barn Ventiliation - Year-Round | BNI Process | ROB/NEW | 15 | N/A | 44738.571 | 5107 | N/A | N/A | 4375.035 | 1250 | 1444.2519 | 0 | 2694.2519 | 3125.035 | 5819.2869 | 51696.5627 | 0 | 51696.5627 | 71% | 11.3606 | 19.1877 | 0.079816 | 0.005321 | 0.69512 | Natural Barn Ventiliation - Year-Round | 5.2277 | 20.2635 | 176.4672 | 40.6289 | 353.8212 | 2647.0082 | 270255.5137 | 23788.9113 | 246466.6024 | 11.3606 | 14084.8133 | 19.1877
No-Loss Drain | BNI Process | ROB/NEW | 15 | N/A | 7143.605 | 1392 | N/A | N/A | 339.15 | 150 | 246.5423 | 0 | 396.5423 | 189.15 | 585.6923 | 8945.9557 | 0 | 8945.9557 | 71% | 18.3567 | 22.5599 | 0.07357 | 0.0049047 | 0.37535 | No-Loss Drain | 2.6139 | 2.7616 | 14.0886 | 5.537 | 28.2481 | 211.3297 | 23383.5068 | 1273.837 | 22109.6698 | 18.3567 | 1036.5073 | 22.5599
Occupancy Sensor (Ceiling Mounted) | BNI Lighting | ROB/NEW | 10 | N/A | 187.7496 | 43.9824 | N/A | N/A | 118.0242 | 50 | 9.1816 | 0 | 59.1816 | 68.0242 | 127.2058 | 248.3385 | 0 | 248.3385 | 100% | 1.9523 | 4.1962 | 0.29662 | 0.029662 | 1.2588 | Occupancy Sensor (Ceiling Mounted) | 24.1932 | 1.1375 | 4.8271 | 2.2807 | 9.6784 | 48.2706 | 6008.0987 | 3077.5138 | 2930.5849 | 1.9523 | 1431.7917 | 4.1962
Occupancy Sensor (Wall Mounted) | BNI Lighting | ROB/NEW | 10 | N/A | 109.2361 | 25.5898 | N/A | N/A | 75.8204 | 25 | 5.1334 | 0 | 30.1334 | 50.8204 | 80.9538 | 144.4878 | 0 | 144.4878 | 100% | 1.7848 | 4.7949 | 0.25958 | 0.025958 | 1.1016 | Occupancy Sensor (Wall Mounted) | 212.6454 | 5.817 | 24.685 | 11.6633 | 49.494 | 246.8499 | 30724.6693 | 17214.443 | 13510.2263 | 1.7848 | 6407.7265 | 4.7949
Occupancy Sensor (Exterior) | BNI Lighting | ROB/NEW | 10 | N/A | 118.3768 | 25.9563 | N/A | N/A | 91.6348 | 12.5 | 4.7648 | 0 | 17.2648 | 79.1348 | 96.3996 | 154.5583 | 0 | 154.5583 | 100% | 1.6033 | 8.9522 | 0.13724 | 0.013724 | 0.62225 | Occupancy Sensor (Exterior) | 6.3666 | 0.17666 | 0.80092 | 0.3542 | 1.6059 | 8.0092 | 984.0151 | 613.7402 | 370.2749 | 1.6033 | 109.9186 | 8.9522
Open to Closed Cooler Conversion | BNI Refrigeration | RET | 12 | 4 | 54750 | 6250 | 18250 | 2083 | 50656.1065 | 3125 | 159.375 | 0 | 3284.375 | 47531.1065 | 50815.4815 | 32170.4968 | 0 | 32170.4968 | 71% | 0.89053 | 9.795 | 0.079506 | 0.011926 | 0.6924 | Open to Closed Cooler Conversion | 2.5467 | 12.0805 | 105.2017 | 24.2217 | 210.932 | 701.3444 | 81927.0272 | 91998.3031 | -10071.2758 | 0.89053 | 8364.1568 | 9.795
Outside Air Economizer | BNI Refrigeration | ROB/NEW | 15 | N/A | 5851.542 | 1953 | N/A | N/A | 1182.384 | 2500 | 349.2095 | 0 | 2849.2095 | -1317.616 | 1531.5935 | 8302.5023 | 0 | 8302.5023 | 71% | 6.9845 | 2.914 | 0.64534 | 0.043022 | 1.9222 | Outside Air Economizer | 2.6139 | 3.8745 | 11.5404 | 7.7686 | 23.1389 | 173.1066 | 21701.6076 | 3107.1052 | 18594.5025 | 6.9845 | 7447.4447 | 2.914
Packaged Terminal Heat Pump (12kBTU/hr) | BNI HVAC | ROB/NEW | 15 | N/A | 4600.652 | 0 | N/A | N/A | 215.9136 | 625 | 164.0716 | 0 | 789.0716 | -409.0864 | 379.9852 | 4950.4547 | 0 | 4950.4547 | 75% | 15.1851 | 6.2738 | 0.21519 | 0.014346 | N/A | Packaged Terminal Heat Pump (12kBTU/hr) | 117.1459 | 0 | 429.5548 | 0 | 861.2682 | 6443.3222 | 579925.6923 | 38190.3799 | 541735.3124 | 15.1851 | 92436.5436 | 6.2738
Pole/Arm-Mounted Area Luminaire (1300 lumen) | BNI Lighting | ROB/NEW | 13.7 | N/A | 147.2556 | 32.9476 | N/A | N/A | 39.8569 | 62.5 | 8.8617 | 0 | 71.3617 | -22.6431 | 48.7186 | 212.485 | 0 | 212.485 | 85% | 4.9716 | 2.9776 | 0.53649 | 0.03916 | 2.3838 | Pole/Arm-Mounted Area Luminaire (1300 lumen) | 12.7333 | 0.38121 | 1.6937 | 0.76433 | 3.3959 | 23.2039 | 2705.6252 | 544.22 | 2161.4051 | 4.9716 | 908.6665 | 2.9776
Pole/Arm-Mounted Area Luminaire (20000 lumen) | BNI Lighting | ROB/NEW | 13.7 | N/A | 1202.3976 | 274.52 | N/A | N/A | 493.5168 | 187.5 | 56.088 | 0 | 243.588 | 306.0168 | 549.6048 | 1742.2719 | 0 | 1742.2719 | 85% | 3.6635 | 7.1525 | 0.22427 | 0.01637 | 0.97658 | Pole/Arm-Mounted Area Luminaire (20000 lumen) | 365.4444 | 91.1574 | 396.9164 | 182.7729 | 795.8273 | 5437.7546 | 636703.5498 | 173797.0704 | 462906.4794 | 3.6635 | 89017.8835 | 7.1525
Pole/Arm-Mounted Area Luminaire (30000 lumen) | BNI Lighting | ROB/NEW | 13.7 | N/A | 2821.9902 | 644.29 | N/A | N/A | 919.7748 | 312.5 | 125.1315 | 0 | 437.6315 | 607.2748 | 1044.9063 | 4089.0587 | 0 | 4089.0587 | 85% | 4.5086 | 9.3436 | 0.17168 | 0.012532 | 0.74757 | Pole/Arm-Mounted Area Luminaire (30000 lumen) | 165.5323 | 96.9083 | 421.9567 | 194.3035 | 846.0338 | 5780.8069 | 676871.3426 | 150127.8861 | 526743.4565 | 4.5086 | 72442.151 | 9.3436
Pole/Arm-Mounted Area Luminaire (5000 lumen) | BNI Lighting | ROB/NEW | 13.7 | N/A | 886.4244 | 202.38 | N/A | N/A | 153.2958 | 93.75 | 39.0805 | 0 | 132.8305 | 59.5458 | 192.3763 | 1284.4273 | 0 | 1284.4273 | 85% | 7.583 | 9.6697 | 0.16589 | 0.012109 | 0.72236 | Pole/Arm-Mounted Area Luminaire (5000 lumen) | 40.7464 | 7.493 | 32.6258 | 15.0236 | 65.4155 | 446.973 | 52335.8105 | 6901.7074 | 45434.1031 | 7.583 | 5412.3676 | 9.6697
Pole/Arm-Mounted Area Luminaire (50000 lumen) | BNI Lighting | ROB/NEW | 13.7 | N/A | 1987.6878 | 453.81 | N/A | N/A | 1532.958 | 437.5 | 99.224 | 0 | 536.724 | 1095.458 | 1632.182 | 2880.156 | 0 | 2880.156 | 85% | 2.054 | 5.3662 | 0.29893 | 0.02182 | 1.3017 | Pole/Arm-Mounted Area Luminaire (50000 lumen) | 180.8122 | 74.5587 | 324.6426 | 149.4921 | 650.9166 | 4447.6041 | 520767.4008 | 253541.8219 | 267225.5789 | 2.054 | 97046.2601 | 5.3662
Pole/Arm-Mounted Area Luminaire (60000 lumen) | BNI Lighting | ROB/NEW | 13.7 | N/A | 1570.5366 | 358.57 | N/A | N/A | 1994.6304 | 562.5 | 89.4578 | 0 | 651.9578 | 1432.1304 | 2084.0882 | 2275.7047 | 0 | 2275.7047 | 85% | 1.275 | 3.4906 | 0.45956 | 0.033545 | 2.0011 | Pole/Arm-Mounted Area Luminaire (60000 lumen) | 12.7333 | 4.1487 | 18.0641 | 8.3182 | 36.219 | 247.4786 | 28977.1278 | 22727.5055 | 6249.6223 | 1.275 | 8301.5446 | 3.4906
Pole/Arm-Mounted Decorative Luminaire (10000 lumen) | BNI Lighting | ROB/NEW | 23 | N/A | 874.9488 | 195.7648 | N/A | N/A | 306.5916 | 125 | 53.1227 | 0 | 178.1227 | 181.5916 | 359.7143 | 1750.5914 | 0 | 1750.5914 | 85% | 5.58 | 9.828 | 0.22538 | 0.0097989 | 1.0014 | Pole/Arm-Mounted Decorative Luminaire (10000 lumen) | 12.7333 | 2.265 | 10.0636 | 4.5414 | 20.1777 | 231.4619 | 22290.7267 | 3994.7474 | 18295.9794 | 5.58 | 2268.0816 | 9.828
Pole/Arm-Mounted Decorative Luminaire (1300 lumen) | BNI Lighting | ROB/NEW | 23 | N/A | 361.8756 | 80.9676 | N/A | N/A | 39.8569 | 75 | 23.1597 | 0 | 98.1597 | -35.1431 | 63.0166 | 724.0382 | 0 | 724.0382 | 85% | 12.694 | 7.3761 | 0.30029 | 0.013056 | 1.3343 | Pole/Arm-Mounted Decorative Luminaire (1300 lumen) | 12.7333 | 0.9368 | 4.1623 | 1.8783 | 8.3454 | 95.7318 | 9219.3624 | 726.2799 | 8493.0825 | 12.694 | 1249.8921 | 7.3761
Pole/Arm-Mounted Decorative Luminaire (5000 lumen) | BNI Lighting | ROB/NEW | 23 | N/A | 1083.5244 | 242.4324 | N/A | N/A | 1055.9203 | 93.75 | 62.6729 | 0 | 156.4229 | 962.1703 | 1118.5933 | 2167.908 | 0 | 2167.908 | 85% | 2.2578 | 13.8593 | 0.15982 | 0.0069487 | 0.71012 | Pole/Arm-Mounted Decorative Luminaire (5000 lumen) | 12.7333 | 2.805 | 12.4626 | 5.624 | 24.9878 | 286.6392 | 27604.5253 | 12226.5377 | 15377.9877 | 2.2578 | 1991.7731 | 13.8593
Pot, Pan and Utensil Dishwasher - High Temp | BNI Cooking and Laundry | ROB/NEW | 10 | N/A | 3310.7717 | 343 | N/A | N/A | 2197.692 | 250 | 86.6047 | 0 | 336.6047 | 1947.692 | 2284.2967 | 2765.6867 | 0 | 2765.6867 | 71% | 1.6793 | 8.2164 | 0.13475 | 0.013475 | 1.293 | Pot, Pan and Utensil Dishwasher - High Temp | 5.2277 | 1.361 | 13.059 | 2.3868 | 22.9025 | 130.5904 | 14458.2548 | 8609.8888 | 5848.366 | 1.6793 | 1759.6776 | 8.2164
Premium High Bay Luminaire (15 000 lumen) | BNI Lighting | ROB/NEW | 22.3 | N/A | 312.0531 | 47.8369 | N/A | N/A | 242.0032 | 125 | 21.6128 | 0 | 146.6128 | 117.0032 | 263.616 | 570.6196 | 0 | 570.6196 | 85% | 2.5103 | 3.892 | 0.52013 | 0.023324 | 3.3731 | Premium High Bay Luminaire (15 000 lumen) | 3819.9765 | 166.0431 | 1076.7599 | 332.9205 | 2158.9306 | 24011.7453 | 2179753.3466 | 868339.7732 | 1311413.5734 | 2.5103 | 560057.4114 | 3.892
Premium High Bay Luminaire (25 000 lumen) | BNI Lighting | ROB/NEW | 22.3 | N/A | 520.0613 | 79.7241 | N/A | N/A | 268.8822 | 187.5 | 34.9575 | 0 | 222.4575 | 81.3822 | 303.8397 | 950.9828 | 0 | 950.9828 | 85% | 3.6089 | 4.2749 | 0.47355 | 0.021235 | 3.071 | Premium High Bay Luminaire (25 000 lumen) | 2445.2693 | 177.1384 | 1148.7113 | 355.167 | 2303.1949 | 25616.261 | 2325409.0858 | 644346.448 | 1681062.6378 | 3.6089 | 543968.4619 | 4.2749
Premium High Bay Luminaire (35 000 lumen) | BNI Lighting | ROB/NEW | 22.3 | N/A | 728.1104 | 111.6175 | N/A | N/A | 813.146 | 312.5 | 51.4917 | 0 | 363.9917 | 500.646 | 864.6377 | 1331.4208 | 0 | 1331.4208 | 85% | 1.7928 | 3.6578 | 0.55343 | 0.024818 | 3.5891 | Premium High Bay Luminaire (35 000 lumen) | 318.3314 | 32.2855 | 209.3661 | 64.7333 | 419.7842 | 4668.8632 | 423833.0022 | 236413.8281 | 187419.1741 | 1.7928 | 115869.9712 | 3.6578
Premium High Bay Luminaire (50 000 lumen) | BNI Lighting | ROB/NEW | 22.3 | N/A | 1040.1635 | 159.4544 | N/A | N/A | 889.6542 | 437.5 | 73.1045 | 0 | 510.6045 | 452.1542 | 962.7587 | 1902.0403 | 0 | 1902.0403 | 85% | 2.2935 | 3.7251 | 0.54344 | 0.02437 | 3.5243 | Premium High Bay Luminaire (50 000 lumen) | 299.2874 | 43.3632 | 281.2028 | 86.9443 | 563.8187 | 6270.8222 | 569256.6488 | 248202.1689 | 321054.4798 | 2.2935 | 152817.4681 | 3.7251
Premium High Bay Luminaire (60 000 lumen) | BNI Lighting | ROB/NEW | 22.3 | N/A | 1248.2126 | 191.3478 | N/A | N/A | 1527.0746 | 562.5 | 89.6387 | 0 | 652.1387 | 964.5746 | 1616.7133 | 2282.4783 | 0 | 2282.4783 | 85% | 1.6448 | 3.5 | 0.57839 | 0.025937 | 3.751 | Premium High Bay Luminaire (60 000 lumen) | 63.6663 | 11.0695 | 71.784 | 22.1947 | 143.9287 | 1600.783 | 145316.8898 | 88346.64 | 56970.2498 | 1.6448 | 41519.2392 | 3.5
Refrigerated Case Luminaire | BNI Lighting | ROB/NEW | 16.3 | N/A | 153.0972 | 25.2788 | N/A | N/A | 177.3576 | 37.5 | 8.2052 | 0 | 45.7052 | 139.8576 | 185.5628 | 235.6455 | 0 | 235.6455 | 85% | 1.4824 | 5.1558 | 0.3305 | 0.020276 | 1.9899 | Refrigerated Case Luminaire | 954.9941 | 21.9359 | 132.068 | 43.9819 | 264.7996 | 2152.7082 | 225040.0271 | 151805.0267 | 73235.0004 | 1.4824 | 43648.161 | 5.1558
Remote Condensing Unit (800 lbs per day) | BNI Cooking and Laundry | ROB/NEW | 10 | N/A | 1267 | 197 | N/A | N/A | 693.2226 | 175 | 38.6169 | 0 | 213.6169 | 518.2226 | 731.8395 | 1111.8907 | 0 | 1111.8907 | 71% | 2.0947 | 5.2051 | 0.22346 | 0.022346 | 1.4287 | Remote Condensing Unit (800 lbs per day) | 5.2277 | 0.78166 | 4.9976 | 1.3708 | 8.7646 | 49.9757 | 5812.6609 | 2774.9031 | 3037.7578 | 2.0947 | 1116.7306 | 5.2051
Server Virtualization and Decommissioning | BNI Process | RET | 4 | 5 | 8301.852 | 948 | 8453.926 | 965 | 419.8161 | 500 | 132.6569 | 0 | 632.6569 | -80.1839 | 552.4729 | 4012.7734 | 0 | 4012.7734 | 71% | 9.3163 | 6.3427 | 0.101 | 0.0202 | 0.87932 | Server Virtualization and Decommissioning | 2.6139 | 1.8807 | 16.3729 | 3.7709 | 32.8282 | 81.8647 | 10488.8419 | 1125.8597 | 9362.9823 | 9.3163 | 1653.6787 | 6.3427
Single -Tank Conveyor Dishwasher - High Temp | BNI Cooking and Laundry | ROB/NEW | 20 | N/A | 9212 | 953 | N/A | N/A | 2634.66 | 875 | 379.7843 | 0 | 1254.7843 | 1759.66 | 3014.4443 | 12550.9294 | 0 | 12550.9294 | 71% | 5.5772 | 10.0025 | 0.18053 | 0.0090264 | 1.7348 | Single -Tank Conveyor Dishwasher - High Temp | 5.2277 | 3.7813 | 36.3359 | 6.6315 | 63.7248 | 726.7179 | 65612.832 | 11764.4394 | 53848.3926 | 5.5772 | 6559.6695 | 10.0025
Single -Tank Conveyor Dishwasher - Low Temp | BNI Cooking and Laundry | ROB/NEW | 20 | N/A | 13626.434 | 1410 | N/A | N/A | 0 | 1000 | 546.959 | 0 | 1546.959 | -1000 | 546.959 | 18572.5043 | 0 | 18572.5043 | 71% | 33.9559 | 12.0058 | 0.15046 | 0.0075231 | 1.4456 | Single -Tank Conveyor Dishwasher - Low Temp | 5.2277 | 5.5946 | 53.7482 | 9.8116 | 94.262 | 1074.9645 | 97091.981 | 2859.3525 | 94232.6285 | 33.9559 | 8087.0794 | 12.0058
Single Heat Pad (Agriculture) | BNI Process | ROB/NEW | 10 | N/A | 655.5 | 95 | N/A | N/A | 110.4501 | 75 | 19.0002 | 0 | 94.0002 | 35.4501 | 129.4503 | 568.2747 | 0 | 568.2747 | 71% | 5.8333 | 6.0455 | 0.19006 | 0.019006 | 1.3037 | Single Heat Pad (Agriculture) | 2.6139 | 0.18847 | 1.2928 | 0.37789 | 2.5921 | 12.9278 | 1485.3925 | 254.6419 | 1230.7506 | 5.8333 | 245.7036 | 6.0455
Single-Tank Door type Dishwasher - High Temp | BNI Cooking and Laundry | ROB/NEW | 15 | N/A | 11863.2391 | 1228 | N/A | N/A | 2471.4396 | 1000 | 413.1752 | 0 | 1413.1752 | 1471.4396 | 2884.6148 | 13562.6117 | 0 | 13562.6117 | 71% | 6.2561 | 9.5973 | 0.15788 | 0.010525 | 1.5163 | Single-Tank Door type Dishwasher - High Temp | 10.4555 | 9.7449 | 93.5869 | 17.0903 | 164.1298 | 1403.804 | 141803.2616 | 22666.3501 | 119136.9115 | 6.2561 | 14775.3878 | 9.5973
Single-Tank Door type Dishwasher - Low Temp | BNI Cooking and Laundry | ROB/NEW | 15 | N/A | 16152.5529 | 1672 | N/A | N/A | 17.9928 | 1250 | 557.0168 | 0 | 1807.0168 | -1232.0072 | 575.0096 | 18471.6861 | 0 | 18471.6861 | 71% | 32.4183 | 10.2222 | 0.14827 | 0.0098846 | 1.424 | Single-Tank Door type Dishwasher - Low Temp | 5.2277 | 6.6341 | 63.7123 | 11.6348 | 111.7366 | 955.6841 | 96564.9313 | 2978.7153 | 93586.216 | 32.4183 | 9446.5904 | 10.2222
Smart thermostats for central air source heat pump | BNI HVAC | ROB/NEW | 11 | N/A | 298 | 0 | N/A | N/A | 108.12 | 74.5 | 11.5436 | 0 | 86.0436 | 33.62 | 119.6636 | 289.9989 | 0 | 289.9989 | 85% | 2.8034 | 3.3704 | 0.31965 | 0.029059 | N/A | Smart thermostats for central air source heat pump | 110.0223 | 0 | 29.616 | 0 | 59.3809 | 325.7762 | 31906.3535 | 11381.3259 | 20525.0277 | 2.8034 | 9466.7176 | 3.3704
Smart thermostats for electric baseboards | BNI HVAC | ROB/NEW | 11 | N/A | 146 | 0 | N/A | N/A | 154.02 | 36.5 | 5.6556 | 0 | 42.1556 | 117.52 | 159.6756 | 142.08 | 0 | 142.08 | 85% | 1.0403 | 3.3704 | 0.31965 | 0.029059 | N/A | Smart thermostats for electric baseboards | 718.8125 | 0 | 94.7978 | 0 | 190.0719 | 1042.7753 | 102128.8829 | 98170.0832 | 3958.7997 | 1.0403 | 30301.9676 | 3.3704
Smart thermostats for mini-split heat pumps | BNI HVAC | ROB/NEW | 11 | N/A | 74 | 0 | N/A | N/A | 169.32 | 18.5 | 0.9435 | 0 | 19.4435 | 150.82 | 170.2635 | 72.0132 | 0 | 72.0132 | 85% | 0.4971 | 3.7037 | 0.29088 | 0.026444 | N/A | Smart thermostats for mini-split heat pumps | 77.0156 | 0 | 5.148 | 0 | 10.3219 | 56.6282 | 5546.138 | 11156.9063 | -5610.7684 | 0.4971 | 1497.4532 | 3.7037
Solid Door Freezer | BNI Cooking and Laundry | ROB/NEW | 12 | N/A | 2128 | 165 | N/A | N/A | 0 | 225 | 64.9781 | 0 | 289.9781 | -225 | 64.9781 | 2003.5648 | 0 | 2003.5648 | 71% | 30.8345 | 6.9094 | 0.1806 | 0.01505 | 2.3156 | Solid Door Freezer | 15.6832 | 1.9641 | 25.1811 | 3.4445 | 44.1618 | 302.1733 | 31422.2692 | 1019.0629 | 30403.2063 | 30.8345 | 4547.7786 | 6.9094
Solid Door Refrigerator | BNI Cooking and Laundry | ROB/NEW | 12 | N/A | 818 | 63 | N/A | N/A | 0 | 131.25 | 27.2492 | 0 | 158.4992 | -131.25 | 27.2492 | 769.7536 | 0 | 769.7536 | 71% | 28.2487 | 4.8565 | 0.25681 | 0.0214 | 3.3149 | Solid Door Refrigerator | 83.6436 | 3.9995 | 51.6244 | 7.0143 | 90.5373 | 619.4931 | 64384.9845 | 2279.2223 | 62105.7622 | 28.2487 | 13257.4489 | 4.8565
Standard Capacity Electric Fryer | BNI Cooking and Laundry | ROB/NEW | 12 | N/A | 952 | 148 | N/A | N/A | 269.892 | 625 | 57.7356 | 0 | 682.7356 | -355.108 | 327.6276 | 968.4191 | 0 | 968.4191 | 71% | 3.8836 | 1.4184 | 0.95049 | 0.079207 | 6.0782 | Standard Capacity Electric Fryer | 5.2277 | 0.58723 | 3.7551 | 1.0299 | 6.5855 | 45.0609 | 5062.6304 | 1303.5804 | 3759.0501 | 3.8836 | 3569.1553 | 1.4184
Strip-Curtains for Display Cases | BNI Refrigeration | ROB/NEW | 4 | N/A | 28970.31 | 3307 | N/A | N/A | 308.448 | 1000 | 354.9054 | 0 | 1354.9054 | -691.552 | 663.3534 | 11380.5442 | 0 | 11380.5442 | 71% | 19.8301 | 8.3995 | 0.061985 | 0.015496 | 0.53983 | Strip-Curtains for Display Cases | 52.2773 | 131.2149 | 1142.7075 | 263.0892 | 2291.1572 | 4570.8299 | 594943.7745 | 30002.1052 | 564941.6693 | 19.8301 | 70830.753 | 8.3995
Track/Mono-point Direction Luminaire | BNI Lighting | ROB/NEW | 12 | N/A | 196.4825 | 44.7797 | N/A | N/A | 17.5944 | 18.75 | 7.7882 | 0 | 26.5382 | -1.1556 | 25.3826 | 255.8416 | 0 | 255.8416 | 85% | 11.249 | 9.6405 | 0.14953 | 0.012461 | 0.65225 | Track/Mono-point Direction Luminaire | 35.6531 | 1.4507 | 6.3278 | 2.9087 | 12.6873 | 75.9333 | 9121.5508 | 810.8751 | 8310.6757 | 11.249 | 946.1705 | 9.6405
Under-Counter Dishwasher - HighTemp | BNI Cooking and Laundry | ROB/NEW | 10 | N/A | 3170.6766 | 328 | N/A | N/A | 154.224 | 312.5 | 86.5193 | 0 | 399.0193 | -158.276 | 240.7433 | 2643.1241 | 0 | 2643.1241 | 71% | 13.4841 | 6.6241 | 0.16679 | 0.016679 | 1.6029 | Under-Counter Dishwasher - HighTemp | 5.2277 | 1.3014 | 12.5064 | 2.2824 | 21.9334 | 125.0644 | 13817.5309 | 1024.7305 | 12792.8004 | 13.4841 | 2085.9641 | 6.6241
Under-Counter Dishwasher - Low Temp | BNI Cooking and Laundry | ROB/NEW | 10 | N/A | 2539.5124 | 263 | N/A | N/A | 64.26 | 250 | 69.3144 | 0 | 319.3144 | -185.74 | 133.5744 | 2118.2044 | 0 | 2118.2044 | 71% | 18.4289 | 6.6336 | 0.16665 | 0.016665 | 1.5997 | Under-Counter Dishwasher - Low Temp | 10.4555 | 2.0871 | 20.0338 | 3.6602 | 35.1346 | 200.3375 | 22146.7885 | 1201.7394 | 20945.0491 | 18.4289 | 3338.577 | 6.6336
Variable Speed Kitchen Exhaust Fan | BNI Cooking and Laundry | ROB/NEW | 15 | N/A | 8972 | 1034 | N/A | N/A | 6403.152 | 3125 | 436.5395 | 0 | 3561.5395 | 3278.152 | 6839.6915 | 10379.1599 | 0 | 10379.1599 | 71% | 2.083 | 2.9142 | 0.52611 | 0.035074 | 4.5384 | Variable Speed Kitchen Exhaust Fan | 1.2733 | 0.9993 | 8.6198 | 2.0036 | 17.2829 | 129.2972 | 13216.0489 | 6344.6975 | 6871.3514 | 2.083 | 4534.999 | 2.9142
Ventilation Fan (Agriculture) (18 inches) | BNI Process | ROB/NEW | 15 | N/A | 254 | 90 | N/A | N/A | 1104.2724 | 68.75 | 3.5063 | 0 | 72.2562 | 1035.5224 | 1107.7786 | 366.6556 | 0 | 366.6556 | 71% | 0.46557 | 5.0744 | 0.37703 | 0.025135 | 1.0578 | Ventilation Fan (Agriculture) (18 inches) | 27.8722 | 1.9039 | 5.3416 | 3.8174 | 10.7101 | 80.1246 | 10219.5149 | 21950.5003 | -11730.9854 | 0.46557 | 2013.9441 | 5.0744
Ventilation Fan (Agriculture) (24 inches) | BNI Process | ROB/NEW | 15 | N/A | 436.455 | 156 | N/A | N/A | 1104.2724 | 81.25 | 4.1438 | 0 | 85.3937 | 1023.0224 | 1108.4162 | 631.6536 | 0 | 631.6536 | 71% | 0.80141 | 7.397 | 0.25931 | 0.017287 | 0.72125 | Ventilation Fan (Agriculture) (24 inches) | 20.9109 | 2.4759 | 6.8862 | 4.9642 | 13.8071 | 103.2934 | 13208.45 | 16481.4998 | -3273.0498 | 0.80141 | 1785.6608 | 7.397
VFD - 1.5 hp - Institutional - Condensor Pump | BNI HVAC | ROB/NEW | 15 | N/A | 3196.875 | -4.725 | N/A | N/A | 1530 | 625 | 118.6846 | 0 | 743.6846 | 905 | 1648.6846 | 3250.8144 | 0 | 3250.8144 | 71% | 2.6978 | 4.3712 | 0.30831 | 0.020554 | -207.3826 | VFD - 1.5 hp - Institutional - Condensor Pump | 2.5467 | -0.0091329 | 6.1428 | -0.018312 | 12.3164 | 92.1415 | 8278.6898 | 3068.6751 | 5210.0147 | 2.6978 | 1893.905 | 4.3712
VFD - 1.5 hp - Retail - Make-Up Air Fan | BNI HVAC | ROB/NEW | 15 | N/A | 4485 | 85.8375 | N/A | N/A | 1530 | 625 | 156.6238 | 0 | 781.6238 | 905 | 1686.6238 | 4671.5506 | 0 | 4671.5506 | 71% | 3.7585 | 5.9767 | 0.23098 | 0.015398 | 11.9979 | VFD - 1.5 hp - Retail - Make-Up Air Fan | 2.5467 | 0.16591 | 8.6179 | 0.33266 | 17.2791 | 129.2683 | 11896.8089 | 3165.2931 | 8731.5158 | 3.7585 | 1990.523 | 5.9767
VFD - 10 hp - Institutional - Make-up Air Fan | BNI HVAC | ROB/NEW | 15 | N/A | 34308.571 | 523.2 | N/A | N/A | 3045.924 | 1500 | 1026.5093 | 0 | 2526.5093 | 1545.924 | 4072.4333 | 35575.6225 | 0 | 35575.6225 | 71% | 11.1553 | 14.0809 | 0.0976 | 0.0065067 | 6.3627 | VFD - 10 hp - Institutional - Make-up Air Fan | 2.5467 | 1.0113 | 65.9236 | 2.0277 | 132.1785 | 988.8544 | 90598.6941 | 8121.5637 | 82477.1304 | 11.1553 | 6434.1374 | 14.0809
VFD - 10 hp - Retail - Supply Fan | BNI HVAC | ROB/NEW | 15 | N/A | 13097.143 | 542.4 | N/A | N/A | 3517.5924 | 1500 | 450.1344 | 0 | 1950.1344 | 2017.5924 | 3967.7268 | 13991.7337 | 0 | 13991.7337 | 71% | 4.7468 | 7.1748 | 0.19734 | 0.013156 | 4.7373 | VFD - 10 hp - Retail - Supply Fan | 9.6713 | 3.9814 | 95.5719 | 7.9829 | 191.6241 | 1433.5785 | 135318.1823 | 28507.3507 | 106810.8316 | 4.7468 | 18860.3249 | 7.1748
VFD - 15 hp - Institutional - Chilled Water Pump | BNI HVAC | ROB/NEW | 15 | N/A | 12486.0335 | 3216.8715 | N/A | N/A | 6012.4512 | 1875 | 538.2752 | 0 | 2413.2752 | 4137.4512 | 6550.7264 | 16576.2122 | 0 | 16576.2122 | 71% | 3.4483 | 6.8688 | 0.25616 | 0.017077 | 0.98846 | VFD - 15 hp - Institutional - Chilled Water Pump | 5.0933 | 12.4357 | 47.9836 | 24.9338 | 96.2084 | 719.7542 | 84427.6542 | 24484.0909 | 59943.5633 | 3.4483 | 12291.5392 | 6.8688
VFD - 15 hp - Retail - Exhaust Fan | BNI HVAC | ROB/NEW | 15 | N/A | 51821.2291 | 767.2626 | N/A | N/A | 6012.4512 | 1875 | 1529.8258 | 0 | 3404.8258 | 4137.4512 | 7542.277 | 53707.4589 | 0 | 53707.4589 | 71% | 9.262 | 15.7739 | 0.08708 | 0.0058053 | 5.847 | VFD - 15 hp - Retail - Exhaust Fan | 5.0933 | 2.9661 | 199.1481 | 5.947 | 399.2969 | 2987.2215 | 273548.3058 | 29534.3575 | 244013.9483 | 9.262 | 17341.8057 | 15.7739
VFD - 25 hp - Institutional - Exhaust Fan | BNI HVAC | ROB/NEW | 15 | N/A | 92719.78 | 4350 | N/A | N/A | 7101.801 | 3125 | 2820.8138 | 0 | 5945.8138 | 3976.801 | 9922.6148 | 99664.6484 | 0 | 99664.6484 | 71% | 12.675 | 16.7622 | 0.08499 | 0.005666 | 1.801 | VFD - 25 hp - Institutional - Exhaust Fan | 5.0933 | 16.8161 | 356.3205 | 33.7167 | 714.4316 | 5344.808 | 507622.1495 | 40049.1044 | 467573.0451 | 12.675 | 30283.825 | 16.7622
VFD - 25 hp - Institutional - Hot Water Circulating Loop Pump | BNI HVAC | ROB/NEW | 15 | N/A | 66098.9011 | 3438.4615 | N/A | N/A | 7101.801 | 3125 | 2067.4888 | 0 | 5192.4888 | 3976.801 | 9169.2898 | 71454.3938 | 0 | 71454.3938 | 71% | 10.0502 | 13.7611 | 0.10411 | 0.006941 | 1.9897 | VFD - 25 hp - Institutional - Hot Water Circulating Loop Pump | 5.0933 | 13.2923 | 254.0169 | 26.6514 | 509.3104 | 3810.2542 | 363938.804 | 36212.193 | 327726.611 | 10.0502 | 26446.9136 | 13.7611
VFD - 30 hp - Institutional - Make-up Air Fan | BNI HVAC | ROB/NEW | 15 | N/A | 98976 | 1509.2308 | N/A | N/A | 6728.022 | 3750 | 2931.9054 | 0 | 6681.9054 | 2978.022 | 9659.9274 | 102631.1236 | 0 | 102631.1236 | 71% | 13.3135 | 15.3596 | 0.089475 | 0.005965 | 5.8335 | VFD - 30 hp - Institutional - Make-up Air Fan | 2.5467 | 2.9172 | 190.1815 | 5.849 | 381.3188 | 2852.7231 | 261365.6516 | 19631.6256 | 241734.0261 | 13.3135 | 17016.4808 | 15.3596
VFD - 30 hp - Retail - Supply Fan | BNI HVAC | ROB/NEW | 15 | N/A | 37780.22 | 1564.6154 | N/A | N/A | 6728.022 | 3750 | 1269.0416 | 0 | 5019.0416 | 2978.022 | 7997.0636 | 40360.7701 | 0 | 40360.7701 | 71% | 6.6757 | 8.0415 | 0.17607 | 0.011738 | 4.2267 | VFD - 30 hp - Retail - Supply Fan | 10.4555 | 12.4161 | 298.0413 | 24.8947 | 597.5802 | 4470.619 | 421990.1713 | 63213.0177 | 358777.1537 | 6.6757 | 52476.3578 | 8.0415
VFD - 40 hp - Warehousing - Exhaust Fan | BNI HVAC | ROB/NEW | 15 | N/A | 144383.86 | 6906.8702 | N/A | N/A | 7760.0376 | 5000 | 4403.6697 | 0 | 9403.6697 | 2760.0376 | 12163.7073 | 155357.9623 | 0 | 155357.9623 | 71% | 15.6717 | 16.521 | 0.08632 | 0.0057546 | 1.7939 | VFD - 40 hp - Warehousing - Exhaust Fan | 5.0933 | 26.7003 | 554.8647 | 53.5349 | 1112.5177 | 8322.9706 | 791285.0146 | 50491.4119 | 740793.6026 | 15.6717 | 47895.7293 | 16.521
VFD - 5 hp - Institutional - Chilled Water Pump | BNI HVAC | ROB/NEW | 15 | N/A | 14192.982 | 1122.4561 | N/A | N/A | 2646.2268 | 937.5 | 469.8297 | 0 | 1407.3297 | 1708.7268 | 3116.0565 | 15803.5548 | 0 | 15803.5548 | 71% | 6.7288 | 11.2295 | 0.13142 | 0.0087612 | 1.652 | VFD - 5 hp - Institutional - Chilled Water Pump | 5.0933 | 4.3392 | 54.5434 | 8.7001 | 109.3609 | 818.1508 | 80492.2768 | 11962.3873 | 68529.8895 | 6.7288 | 7167.955 | 11.2295
VFD - 5 hp - Retail - Exhaust Fan | BNI HVAC | ROB/NEW | 15 | N/A | 18081.871 | 267.7193 | N/A | N/A | 3117.8952 | 937.5 | 548.2451 | 0 | 1485.7451 | 2180.3952 | 3666.1403 | 18740.0292 | 0 | 18740.0292 | 71% | 6.7851 | 12.6132 | 0.1089 | 0.0072601 | 7.3122 | VFD - 5 hp - Retail - Exhaust Fan | 5.0933 | 1.0349 | 69.4883 | 2.0751 | 139.3258 | 1042.3248 | 95448.6273 | 14067.4489 | 81381.1784 | 6.7851 | 7567.3485 | 12.6132
VFD - 7.5 hp - Institutional - Chilled Water Pump | BNI HVAC | ROB/NEW | 15 | N/A | 21289.474 | 1683.6842 | N/A | N/A | 3291.1116 | 1250 | 696.7758 | 0 | 1946.7758 | 2041.1116 | 3987.8874 | 23705.3332 | 0 | 23705.3332 | 71% | 7.8146 | 12.1767 | 0.12119 | 0.0080796 | 1.5235 | VFD - 7.5 hp - Institutional - Chilled Water Pump | 5.0933 | 6.5087 | 81.8151 | 13.0502 | 164.0413 | 1227.2263 | 120738.4203 | 15450.3534 | 105288.0669 | 7.8146 | 9915.517 | 12.1767
VFD - 7.5 hp - Warehousing - Exhaust Fan | BNI HVAC | ROB/NEW | 15 | N/A | 29035.088 | 1388.9474 | N/A | N/A | 3291.1116 | 1250 | 898.0329 | 0 | 2148.0329 | 2041.1116 | 4189.1445 | 31241.9415 | 0 | 31241.9415 | 71% | 9.6583 | 14.5444 | 0.09805 | 0.0065367 | 2.0377 | VFD - 7.5 hp - Warehousing - Exhaust Fan | 5.0933 | 5.3693 | 111.5813 | 10.7657 | 223.7234 | 1673.7202 | 159124.6419 | 16475.4167 | 142649.2251 | 9.6583 | 10940.5803 | 14.5444
VFD Milk Transfer Pump | BNI Process | ROB/NEW | 15 | N/A | 2545.875 | 671 | N/A | N/A | 3855.6 | 625 | 122.6135 | 0 | 747.6135 | 3230.6 | 3978.2135 | 3397.9444 | 0 | 3397.9444 | 71% | 1.1881 | 4.5451 | 0.3892 | 0.025947 | 1.468 | VFD Milk Transfer Pump | 2.6139 | 1.3312 | 5.021 | 2.6691 | 10.0672 | 75.3148 | 8881.7627 | 7475.8835 | 1405.8792 | 1.1881 | 1954.1596 | 4.5451
VFD Milk Vacuum Pump | BNI Process | ROB/NEW | 15 | N/A | 6492.659 | 1818 | N/A | N/A | 6487.6896 | 187.5 | 244.3888 | 0 | 431.8888 | 6300.1896 | 6732.0784 | 8793.6932 | 0 | 8793.6932 | 71% | 1.8129 | 20.361 | 0.088162 | 0.0058775 | 0.31301 | VFD Milk Vacuum Pump | 10.4555 | 14.4269 | 51.2194 | 28.9263 | 102.6962 | 768.291 | 91942.0538 | 50715.7304 | 41226.3234 | 1.8129 | 4515.593 | 20.361
Wall Mounted Area Luminaire (1000 lumen) (full and no-cutoff) | BNI Lighting | ROB/NEW | 20 | N/A | 153.3 | 34.3 | N/A | N/A | 29.1669 | 18.75 | 7.8139 | 0 | 26.5639 | 10.4169 | 36.9808 | 256.8044 | 0 | 256.8044 | 77% | 8.4831 | 9.6674 | 0.21176 | 0.010588 | 0.94092 | Wall Mounted Area Luminaire (1000 lumen) (full and no-cutoff) | 439.1291 | 12.3981 | 55.0853 | 24.8585 | 110.4474 | 1101.7061 | 112770.2739 | 13293.5136 | 99476.7604 | 8.4831 | 11664.9977 | 9.6674
Wall Mounted Area Luminaire (10000 lumen) (full and no-cutoff) | BNI Lighting | ROB/NEW | 20 | N/A | 776.3988 | 177.26 | N/A | N/A | 291.669 | 75 | 38.7121 | 0 | 113.7121 | 216.669 | 330.3811 | 1306.4419 | 0 | 1306.4419 | 77% | 4.9619 | 11.489 | 0.17899 | 0.0089493 | 0.77938 | Wall Mounted Area Luminaire (10000 lumen) (full and no-cutoff) | 3576.7713 | 521.8796 | 2272.3616 | 1046.3818 | 4556.142 | 45447.2312 | 4672843.8037 | 941754.1385 | 3731089.6652 | 4.9619 | 406722.3381 | 11.489
Wall Mounted Area Luminaire (20000 lumen) (full and no-cutoff) | BNI Lighting | ROB/NEW | 20 | N/A | 1187.0676 | 265.5996 | N/A | N/A | 583.338 | 125 | 59.477 | 0 | 184.477 | 458.338 | 642.815 | 1988.5465 | 0 | 1988.5465 | 77% | 3.9095 | 10.7794 | 0.18992 | 0.0094959 | 0.84386 | Wall Mounted Area Luminaire (20000 lumen) (full and no-cutoff) | 50.933 | 11.1351 | 49.4739 | 22.3262 | 99.1964 | 989.4783 | 101282.6778 | 25906.9422 | 75375.7355 | 3.9095 | 9395.972 | 10.7794
Wall Mounted Area Luminaire (4000 lumen) (full and no-cutoff) | BNI Lighting | ROB/NEW | 20 | N/A | 249.222 | 55.762 | N/A | N/A | 116.6676 | 37.5 | 13.0611 | 0 | 50.5611 | 79.1676 | 129.7287 | 417.4906 | 0 | 417.4906 | 77% | 4.0574 | 8.2571 | 0.24793 | 0.012397 | 1.1016 | Wall Mounted Area Luminaire (4000 lumen) (full and no-cutoff) | 2341.6456 | 107.4801 | 477.5391 | 215.5002 | 957.4779 | 9550.7822 | 977614.9588 | 240944.0788 | 736670.88 | 4.0574 | 118396.2774 | 8.2571
Wall wash luminaire (1500 lumen) | BNI Lighting | ROB/NEW | 12 | N/A | 734.7782 | 162.0156 | N/A | N/A | 0 | 25 | 26.6551 | 0 | 51.6551 | -25 | 26.6551 | 950.4264 | 0 | 950.4264 | 85% | 35.6564 | 18.3995 | 0.077827 | 0.0064855 | 0.3509 | Wall wash luminaire (1500 lumen) | 114.5993 | 16.8708 | 76.062 | 33.8264 | 152.5062 | 912.7441 | 108918.1984 | 3054.6591 | 105863.5393 | 35.6564 | 5919.6415 | 18.3995
Wall Wash Luminaire (1000 lumen) | BNI Lighting | ROB/NEW | 12 | N/A | 126.4286 | 27.877 | N/A | N/A | 0 | 12.5 | 5.0045 | 0 | 17.5045 | -12.5 | 5.0045 | 163.5338 | 0 | 163.5338 | 85% | 32.6774 | 9.3424 | 0.15328 | 0.012773 | 0.69108 | Wall Wash Luminaire (1000 lumen) | 25.4665 | 0.64508 | 2.9083 | 1.2934 | 5.8313 | 34.9 | 4164.6358 | 127.4471 | 4037.1887 | 32.6774 | 445.7785 | 9.3424
Custom | [24 empty] | Custom Total
Measure Name | Technology Type | Decision Type | Measure Life | Remaining Useful Life | Gross Annual Energy Savings per Unit at Meter (kWh) Pre-RUL | Gross Peak Demand Savings per Unit at Meter (Watts) Pre-RUL | Gross Annual Energy Savings per Unit at Meter (kWh) Post-RUL | Gross Peak Demand Savings per Unit at Meter (Watts) Post-RUL | Gross Per Unit One-Time Incremental Measure Cost ($) | Per Unit Incentive ($) | Per Unit Program Administrative Cost (inclusive of DI costs) ($) | Per Unit Direct Installation Cost ($) | Per Unit DSM Administrator Cost (Incentive + Administrative) ($) | Per Unit DSM Customer Cost (Incremental Measure Cost - Incentive) ($) | Total Per Unit DSM Cost ($) | Per Unit Present Value Avoided Cost Benefits ($) | Per Unit Present Value Non-Energy Benefits ($) | Total Per Unit Present Value Benefits ($) | Net-To-Gross Ratio | Net Total Resource Benefit-Cost Ratio (TRC) | Net Program Administrator Benefit-Cost Ratio (PAC) | Net First-Year Unit Cost / kWh at Generator ($/kWh) | Net Lifetime Unit Cost / kWh at Generator ($/kWh) | Net Unit Cost / Watt at Generator ($/W) | Measure Name | Participation (Units) | Total Peak Demand Savings (kW) | Total First Year Energy Savings (MWh) | Total Cumulative Peak Demand Savings (kW) | Total Cumulative First Year Energy Savings (MWh) | Total Lifetime Energy Savings (MWh) | Total Avoided Cost Benefits ($) | TRC Costs ($) | Total TRC Net Resource Benefits ($) | TRC Ratio | PAC Costs ($) | PAC Ratio
Custom New Construction | BNI Other | ROB/NEW | 16.8 | N/A | 1000000 | 386000 | N/A | N/A | 468858.3 | 200000 | 163185.1315 | 0 | 363185.1315 | 268858.3 | 632043.4315 | 1581060.1136 | 0 | 1581060.1136 | 70% | 3.2176 | 4.3533 | 0.48822 | 0.029061 | 1.2574 | Custom New Construction | 4.02 | 1161.1521 | 2990.4378 | 2322.3042 | 5980.8756 | 50239.355 | 6355861.6565 | 1975371.4848 | 4380490.1717 | 3.2176 | 1460004.2286 | 4.3533
Custom Retrofit | BNI Other | ROB/NEW | 13.8 | N/A | 1000000 | 210000 | N/A | N/A | 468858.3 | 140000 | 137326.7841 | 0 | 277326.7841 | 328858.3 | 606185.0841 | 1382173.0324 | 0 | 1382173.0324 | 82% | 2.6489 | 4.9839 | 0.31825 | 0.023062 | 1.5066 | Custom Retrofit | 18.9 | 3479.146 | 16469.7246 | 6958.292 | 32939.4492 | 227282.1995 | 26123070.3119 | 9861842.1529 | 16261228.159 | 2.6489 | 5241476.2195 | 4.9839
Existing Building Comissioning | BNI Other | ROB/NEW | 5.6 | N/A | 1000000 | 0 | N/A | N/A | 369441.5728 | 100000 | 61830.1855 | 0 | 161830.1855 | 269441.5728 | 431271.7582 | 554866.2921 | 0 | 554866.2921 | 81% | 1.5367 | 3.4287 | 0.188 | 0.033572 | N/A | Existing Building Comissioning | 1.75 | 0 | 1506.3773 | 0 | 2819.5939 | 8435.7126 | 971016.0112 | 631886.2539 | 339129.7573 | 1.5367 | 283202.8245 | 3.4287
Pay-for-Performance | BNI Other | ROB/NEW | 10.35 | N/A | 1000000 | 66000 | N/A | N/A | 468858.3 | 100000 | 93454.3144 | 0 | 193454.3144 | 368858.3 | 562312.6144 | 931979.8372 | 0 | 931979.8372 | 80% | 1.9891 | 4.8176 | 0.22755 | 0.021986 | 3.4276 | Pay-for-Performance | 2.5 | 141.108 | 2125.4 | 239.8836 | 3613.18 | 21997.89 | 2329949.593 | 1171352.3861 | 1158597.2069 | 1.9891 | 483635.7861 | 4.8176
Efficient Products Installation | [24 empty] | Efficient Products Installation Total
Measure Name | Technology Type | Decision Type | Measure Life | Remaining Useful Life | Gross Annual Energy Savings per Unit at Meter (kWh) Pre-RUL | Gross Peak Demand Savings per Unit at Meter (Watts) Pre-RUL | Gross Annual Energy Savings per Unit at Meter (kWh) Post-RUL | Gross Peak Demand Savings per Unit at Meter (Watts) Post-RUL | Gross Per Unit One-Time Incremental Measure Cost ($) | Per Unit Incentive ($) | Per Unit Program Administrative Cost (inclusive of DI costs) ($) | Per Unit Direct Installation Cost ($) | Per Unit DSM Administrator Cost (Incentive + Administrative) ($) | Per Unit DSM Customer Cost (Incremental Measure Cost - Incentive) ($) | Total Per Unit DSM Cost ($) | Per Unit Present Value Avoided Cost Benefits ($) | Per Unit Present Value Non-Energy Benefits ($) | Total Per Unit Present Value Benefits ($) | Net-To-Gross Ratio | Net Total Resource Benefit-Cost Ratio (TRC) | Net Program Administrator Benefit-Cost Ratio (PAC) | Net First-Year Unit Cost / kWh at Generator ($/kWh) | Net Lifetime Unit Cost / kWh at Generator ($/kWh) | Net Unit Cost / Watt at Generator ($/W) | Measure Name | Participation (Units) | Total Peak Demand Savings (kW) | Total First Year Energy Savings (MWh) | Total Cumulative Peak Demand Savings (kW) | Total Cumulative First Year Energy Savings (MWh) | Total Lifetime Energy Savings (MWh) | Total Avoided Cost Benefits ($) | TRC Costs ($) | Total TRC Net Resource Benefits ($) | TRC Ratio | PAC Costs ($) | PAC Ratio
18W Replacing 100W | Res Lighting | RET | 9.3 | 1 | 62.3336 | 10.138 | 3.2994 | 0.53662 | 0 | 0 | 13.9211 | 12.393 | 13.9211 | 0 | 13.9211 | 12.1763 | 0 | 12.1763 | 86% | 0.87466 | 0.87466 | 0.23723 | 0.16482 | 1.3925 | 18W Replacing 100W | 678 | 6.7779 | 39.7874 | 13.9145 | 81.6808 | 57.2671 | 8255.5078 | 9438.4922 | -1182.9844 | 0.87466 | 9438.4922 | 0.87466
5W Chandelier E12 - MURB | Res Lighting | RET | 4 | 1 | 28.7385 | 4.6831 | 1.5212 | 0.24788 | 0 | 0 | 6.5495 | 5.8956 | 6.5495 | 0 | 6.5495 | 4.8139 | 0 | 4.8139 | 86% | 0.735 | 0.735 | 0.24208 | 0.20891 | 1.4182 | 5W Chandelier E12 - MURB | 163.5 | 0.75503 | 4.4236 | 1.55 | 9.0813 | 5.126 | 787.0687 | 1070.8477 | -283.779 | 0.735 | 1070.8477 | 0.735
5W Chandelier E12 | Res Lighting | RET | 4 | 1 | 26.7099 | 4.323 | 1.4138 | 0.22882 | 0 | 0 | 6.524 | 5.8956 | 6.524 | 0 | 6.524 | 4.4711 | 0 | 4.4711 | 86% | 0.68533 | 0.68533 | 0.25945 | 0.22389 | 1.5304 | 5W Chandelier E12 | 9611 | 40.97 | 241.6765 | 84.1087 | 496.1452 | 280.0531 | 42971.6663 | 62701.7126 | -19730.0463 | 0.68533 | 62701.7126 | 0.68533
7W G25 - MURB | Res Lighting | RET | 4 | 1 | 27.0725 | 4.415 | 1.433 | 0.23369 | 0 | 0 | 6.1218 | 5.508 | 6.1218 | 0 | 6.1218 | 4.5352 | 0 | 4.5352 | 86% | 0.74083 | 0.74083 | 0.24019 | 0.20728 | 1.4061 | 7W G25 - MURB | 148 | 0.64433 | 3.7721 | 1.3228 | 7.7439 | 4.3711 | 671.2028 | 906.0194 | -234.8166 | 0.74083 | 906.0194 | 0.74083
7W G25 | Res Lighting | RET | 4 | 1 | 25.1615 | 4.0756 | 1.3318 | 0.21572 | 0 | 0 | 6.0977 | 5.508 | 6.0977 | 0 | 6.0977 | 4.2122 | 0 | 4.2122 | 86% | 0.69079 | 0.69079 | 0.25742 | 0.22214 | 1.5172 | 7W G25 | 2079 | 8.3551 | 49.2475 | 17.1524 | 101.1018 | 57.0677 | 8757.1955 | 12677.0333 | -3919.8378 | 0.69079 | 12677.0333 | 0.69079
7W GU10 Replacing 35W | Res Lighting | RET | 4.8 | 1 | 21.3679 | 3.4569 | 1.131 | 0.18298 | 0 | 0 | 6.4974 | 5.9262 | 6.4974 | 0 | 6.4974 | 3.684 | 0 | 3.684 | 86% | 0.56701 | 0.56701 | 0.32299 | 0.2689 | 1.906 | 7W GU10 Replacing 35W | 291 | 0.99194 | 5.8539 | 2.0364 | 12.0178 | 7.0314 | 1072.0554 | 1890.7328 | -818.6774 | 0.56701 | 1890.7328 | 0.56701
7W GU10 Replacing 50W - MURB | Res Lighting | RET | 5.5 | 1 | 35.5213 | 5.7555 | 1.8802 | 0.30464 | 0 | 0 | 6.6908 | 5.9262 | 6.6908 | 0 | 6.6908 | 6.2774 | 0 | 6.2774 | 86% | 0.93821 | 0.93821 | 0.20008 | 0.16159 | 1.1789 | 7W GU10 Replacing 50W - MURB | 101 | 0.57321 | 3.3776 | 1.1768 | 6.9339 | 4.1821 | 634.0172 | 675.7754 | -41.7582 | 0.93821 | 675.7754 | 0.93821
7W GU10 Replacing 50W | Res Lighting | RET | 5.5 | 1 | 32.79 | 5.3129 | 1.7356 | 0.28122 | 0 | 0 | 6.6548 | 5.9262 | 6.6548 | 0 | 6.6548 | 5.7947 | 0 | 5.7947 | 86% | 0.87075 | 0.87075 | 0.21558 | 0.17411 | 1.2702 | 7W GU10 Replacing 50W | 3728 | 19.5307 | 115.083 | 40.0953 | 236.2574 | 142.4945 | 21602.7042 | 24809.2218 | -3206.5176 | 0.87075 | 24809.2218 | 0.87075
9.5W Replacing 100W - MURB | Res Lighting | RET | 9.3 | 1 | 73.849 | 12.0089 | 3.9089 | 0.63564 | 0 | 0 | 11.4328 | 9.8634 | 11.4328 | 0 | 11.4328 | 14.4254 | 0 | 14.4254 | 86% | 1.2618 | 1.2618 | 0.16444 | 0.11425 | 0.96542 | 9.5W Replacing 100W - MURB | 2.5 | 0.029604 | 0.17381 | 0.060776 | 0.35682 | 0.25017 | 36.0635 | 28.582 | 7.4815 | 1.2618 | 28.582 | 1.2618
9.5W Replacing 100W | Res Lighting | RET | 9.3 | 1 | 68.8139 | 11.2215 | 3.6424 | 0.59397 | 0 | 0 | 11.3597 | 9.8634 | 11.3597 | 0 | 11.3597 | 13.446 | 0 | 13.446 | 86% | 1.1837 | 1.1837 | 0.17535 | 0.12183 | 1.0266 | 9.5W Replacing 100W | 488 | 5.3998 | 31.6147 | 5.6857 | 33.2881 | 45.5039 | 6561.6537 | 5543.5489 | 1018.1048 | 1.1837 | 5543.5489 | 1.1837
9.5W Replacing 40W - MURB | Res Lighting | RET | 5 | 1 | 24.9199 | 4.0416 | 1.319 | 0.21393 | 0 | 0 | 10.6795 | 9.8634 | 10.6795 | 0 | 10.6795 | 4.3288 | 0 | 4.3288 | 86% | 0.40534 | 0.40534 | 0.45521 | 0.37567 | 2.6796 | 9.5W Replacing 40W - MURB | 34 | 0.1355 | 0.79766 | 0.14267 | 0.83988 | 0.96655 | 147.1794 | 363.1039 | -215.9245 | 0.40534 | 363.1039 | 0.40534
9.5W Replacing 40W | Res Lighting | RET | 5 | 1 | 23.2208 | 3.7766 | 1.2291 | 0.1999 | 0 | 0 | 7.4446 | 6.8034 | 7.4446 | 0 | 7.4446 | 4.0348 | 0 | 4.0348 | 86% | 0.54198 | 0.54198 | 0.34054 | 0.28104 | 1.999 | 9.5W Replacing 40W | 1327 | 4.9418 | 29.0096 | 5.2034 | 30.5451 | 35.1517 | 5354.1642 | 9878.9734 | -4524.8092 | 0.54198 | 9878.9734 | 0.54198
9.5W Replacing 60W - MURB | Res Lighting | RET | 6.7 | 1 | 41.2296 | 6.6836 | 2.1823 | 0.35377 | 0 | 0 | 10.9186 | 9.8634 | 10.9186 | 0 | 10.9186 | 7.5333 | 0 | 7.5333 | 86% | 0.68995 | 0.68995 | 0.2813 | 0.2161 | 1.6566 | 9.5W Replacing 60W - MURB | 156 | 1.0281 | 6.0552 | 1.0825 | 6.3757 | 7.8821 | 1175.1993 | 1703.3026 | -528.1032 | 0.68995 | 1703.3026 | 0.68995
9.5W Replacing 60W | Res Lighting | RET | 6.7 | 1 | 38.4185 | 6.2453 | 2.0335 | 0.33057 | 0 | 0 | 10.8804 | 9.8634 | 10.8804 | 0 | 10.8804 | 7.0217 | 0 | 7.0217 | 86% | 0.64535 | 0.64535 | 0.30083 | 0.2311 | 1.7667 | 9.5W Replacing 60W | 9135 | 56.2569 | 330.402 | 59.2346 | 347.8905 | 430.0865 | 64143.5206 | 99392.7977 | -35249.277 | 0.64535 | 99392.7977 | 0.64535
9W Replacing 100W | Res Lighting | RET | 9.3 | 1 | 69.1996 | 11.2215 | 3.6628 | 0.59397 | 0 | 0 | 8.3659 | 7.0074 | 8.3659 | 0 | 8.3659 | 13.5131 | 0 | 13.5131 | 86% | 1.6152 | 1.6152 | 0.12842 | 0.08922 | 0.75602 | 9W Replacing 100W | 1912 | 21.1568 | 124.5619 | 22.2766 | 131.155 | 179.2853 | 25836.9939 | 15995.6668 | 9841.3271 | 1.6152 | 15995.6668 | 1.6152
9W Replacing 40W - MURB | Res Lighting | RET | 5 | 1 | 25.3339 | 4.1079 | 1.3409 | 0.21743 | 0 | 0 | 7.6861 | 7.0074 | 7.6861 | 0 | 7.6861 | 4.4006 | 0 | 4.4006 | 86% | 0.57254 | 0.57254 | 0.32227 | 0.26596 | 1.8974 | 9W Replacing 40W - MURB | 48 | 0.19443 | 1.1448 | 0.20472 | 1.2054 | 1.3872 | 211.2298 | 368.9321 | -157.7023 | 0.57254 | 368.9321 | 0.57254
9W Replacing 40W | Res Lighting | RET | 5 | 1 | 23.6066 | 3.8385 | 1.2495 | 0.20318 | 0 | 0 | 7.6638 | 7.0074 | 7.6638 | 0 | 7.6638 | 4.1017 | 0 | 4.1017 | 86% | 0.53521 | 0.53521 | 0.34484 | 0.28459 | 2.0246 | 9W Replacing 40W | 4387 | 16.6051 | 97.4976 | 17.4841 | 102.6582 | 118.1402 | 17994.2616 | 33621.0279 | -15626.7662 | 0.53521 | 33621.0279 | 0.53521
9W Replacing 60W - MURB | Res Lighting | RET | 6.7 | 1 | 41.6436 | 6.7498 | 2.2042 | 0.35728 | 0 | 0 | 7.9254 | 7.0074 | 7.9254 | 0 | 7.9254 | 7.6089 | 0 | 7.6089 | 86% | 0.96006 | 0.96006 | 0.20216 | 0.1553 | 1.1907 | 9W Replacing 60W - MURB | 4803 | 31.9681 | 188.3016 | 33.6602 | 198.2687 | 245.1136 | 36545.3826 | 38065.8965 | -1520.5138 | 0.96006 | 38065.8965 | 0.96006
9W Replacing 60W | Res Lighting | RET | 6.7 | 1 | 38.8042 | 6.3073 | 2.0539 | 0.33385 | 0 | 0 | 7.8869 | 7.0074 | 7.8869 | 0 | 7.8869 | 7.0921 | 0 | 7.0921 | 86% | 0.89923 | 0.89923 | 0.21589 | 0.16585 | 1.268 | 9W Replacing 60W | 128375 | 798.4203 | 4689.7876 | 840.6815 | 4938.0229 | 6104.7291 | 910453.2987 | 1012479.5592 | -102026.2604 | 0.89923 | 1012479.5592 | 0.89923
Air Sealing Measures - Elect Res - MURB | Res HVAC | ROB/NEW | 15 | N/A | 171.73 | 48.1437 | N/A | N/A | 0 | 0 | 54.932 | 27.6012 | 54.932 | 0 | 54.932 | 347.8338 | 0 | 347.8338 | 102% | 6.3321 | 6.3321 | 0.28648 | 0.019098 | 0.97555 | Air Sealing Measures - Elect Res - MURB | 800.7551 | 45.087 | 153.5469 | 90.174 | 307.0939 | 2303.2041 | 278529.6934 | 43987.0484 | 234542.645 | 6.3321 | 43987.0484 | 6.3321
Air Sealing Measures - Elect Res | Res HVAC | ROB/NEW | 15 | N/A | 164.8 | 46.63 | N/A | N/A | 0 | 0 | 55.5504 | 29.1312 | 55.5504 | 0 | 55.5504 | 334.5901 | 0 | 334.5901 | 102% | 6.0232 | 6.0232 | 0.30188 | 0.020126 | 1.0186 | Air Sealing Measures - Elect Res | 800.7551 | 43.6694 | 147.3507 | 87.3388 | 294.7014 | 2210.2605 | 267924.7653 | 44482.2637 | 223442.5016 | 6.0232 | 44482.2637 | 6.0232
Air Sealing Measures - HP - MURB | Res HVAC | ROB/NEW | 15 | N/A | 75.36 | 21.03 | N/A | N/A | 0 | 0 | 40.3558 | 27.6012 | 40.3558 | 0 | 40.3558 | 152.4604 | 0 | 152.4604 | 102% | 3.7779 | 3.7779 | 0.47959 | 0.031973 | 1.6407 | Air Sealing Measures - HP - MURB | 388.2449 | 9.549 | 32.6695 | 19.098 | 65.3389 | 490.0419 | 59191.9916 | 15667.9402 | 43524.0513 | 3.7779 | 15667.9402 | 3.7779
Air Sealing Measures - HP | Res HVAC | ROB/NEW | 15 | N/A | 74.23 | 19.6236 | N/A | N/A | 0 | 0 | 41.6414 | 29.1312 | 41.6414 | 0 | 41.6414 | 148.1584 | 0 | 148.1584 | 102% | 3.558 | 3.558 | 0.5024 | 0.033494 | 1.8143 | Air Sealing Measures - HP | 388.2449 | 8.9104 | 32.1796 | 17.8208 | 64.3592 | 482.6939 | 57521.7361 | 16167.0436 | 41354.6926 | 3.558 | 16167.0436 | 3.558
Dimmer Switch | Res Lighting | ROB/NEW | 10 | N/A | 13.668 | 1.6115 | N/A | N/A | 0 | 0 | 58.1069 | 54.1436 | 58.1069 | 0 | 58.1069 | 16.8365 | 0 | 16.8365 | 100% | 0.28975 | 0.28975 | 3.8836 | 0.38836 | 31.4459 | Dimmer Switch | 2378 | 4.3939 | 35.5805 | 6.8106 | 55.1498 | 355.8049 | 40037.0983 | 138178.287 | -98141.1886 | 0.28975 | 138178.287 | 0.28975
Faucet Aerators - MURB | Res Domestic Hot Water (DHW) | ROB/NEW | 10 | N/A | 120.9 | 19.623 | N/A | N/A | 0 | 0 | 35.7693 | 22.7868 | 35.7693 | 0 | 35.7693 | 158.7414 | 0 | 158.7414 | 102% | 4.4379 | 4.4379 | 0.26497 | 0.026497 | 1.5585 | Faucet Aerators - MURB | 239 | 5.485 | 32.2641 | 10.97 | 64.5282 | 322.641 | 37939.1937 | 8548.8621 | 29390.3316 | 4.4379 | 8548.8621 | 4.4379
Faucet Aerators | Res Domestic Hot Water (DHW) | ROB/NEW | 10 | N/A | 95.79 | 15.531 | N/A | N/A | 0 | 0 | 33.3081 | 22.7868 | 33.3081 | 0 | 33.3081 | 125.7523 | 0 | 125.7523 | 102% | 3.7754 | 3.7754 | 0.31141 | 0.031141 | 1.8337 | Faucet Aerators | 6672 | 121.1902 | 713.6274 | 242.3804 | 1427.2547 | 7136.2737 | 839019.4688 | 222231.6055 | 616787.8633 | 3.7754 | 222231.6055 | 3.7754
Hot Water Tank Wrap - MURB | Res Domestic Hot Water (DHW) | ROB/NEW | 7 | N/A | 57.23 | 9.3072 | N/A | N/A | 0 | 0 | 29.5108 | 24.1332 | 29.5108 | 0 | 29.5108 | 55.9063 | 0 | 55.9063 | 102% | 1.8944 | 1.8944 | 0.46181 | 0.065973 | 2.711 | Hot Water Tank Wrap - MURB | 169 | 1.8396 | 10.7996 | 3.6791 | 21.5991 | 75.5969 | 9448.164 | 4987.3318 | 4460.8321 | 1.8944 | 4987.3318 | 1.8944
Hot Water Tank Wrap | Res Domestic Hot Water (DHW) | ROB/NEW | 7 | N/A | 137.2647 | 22.3131 | N/A | N/A | 0 | 0 | 35.3432 | 24.1332 | 35.3432 | 0 | 35.3432 | 134.0814 | 0 | 134.0814 | 102% | 3.7937 | 3.7937 | 0.2306 | 0.032943 | 1.3543 | Hot Water Tank Wrap | 2378 | 62.0561 | 364.4735 | 124.1122 | 728.9471 | 2551.3148 | 318845.5348 | 84046.172 | 234799.3628 | 3.7937 | 84046.172 | 3.7937
Indoor motion sensor | Res Lighting | ROB/NEW | 10 | N/A | 36.8232 | 0 | N/A | N/A | 0 | 0 | 53.8398 | 48.4296 | 53.8398 | 0 | 53.8398 | 40.0592 | 0 | 40.0592 | 100% | 0.74404 | 0.74404 | 1.3356 | 0.13356 | N/A | Indoor motion sensor | 2378 | 0 | 95.858 | 0 | 148.5799 | 958.5803 | 95260.6789 | 128030.9447 | -32770.2658 | 0.74404 | 128030.9447 | 0.74404
LED - ENERGY STAR Fixture with Motion Sensor | Res Lighting | RET | 9.7 | 1 | 137 | 22.2 | 27.4 | 8.805 | 0 | 0 | 92.7212 | 84.1092 | 92.7212 | 0 | 92.7212 | 59.0634 | 0 | 59.0634 | 102% | 0.637 | 0.637 | 0.60613 | 0.22122 | 3.571 | LED - ENERGY STAR Fixture with Motion Sensor | 951.2 | 24.6966 | 145.5083 | 23.3783 | 109.1312 | 398.6927 | 56181.0595 | 88196.3831 | -32015.3235 | 0.637 | 88196.3831 | 0.637
LED Nightlights - MURB | Res Lighting | RET | 23 | 7.6667 | 24.1578 | 3.9388 | 24.1578 | 3.9388 | 0 | 0 | 7.7001 | 3.9474 | 7.7001 | 0 | 7.7001 | 47.6545 | 0 | 47.6545 | 86% | 6.1888 | 6.1888 | 0.33857 | 0.01472 | 1.9825 | LED Nightlights - MURB | 991 | 3.849 | 22.5385 | 7.698 | 45.0771 | 518.3861 | 47225.5746 | 7630.8072 | 39594.7674 | 6.1888 | 7630.8072 | 6.1888
LED Nightlights | Res Lighting | RET | 23 | 7.6667 | 22.4526 | 3.6358 | 22.4526 | 3.6358 | 0 | 0 | 7.4451 | 3.9474 | 7.4451 | 0 | 7.4451 | 44.2363 | 0 | 44.2363 | 86% | 5.9417 | 5.9417 | 0.35222 | 0.015314 | 2.0765 | LED Nightlights | 9022 | 32.3453 | 190.7053 | 64.6905 | 381.4107 | 4386.2227 | 399100.273 | 67169.6339 | 331930.6391 | 5.9417 | 67169.6339 | 5.9417
Low-flow showerhead - 1.0 gpm Reduction - MURB | Res Domestic Hot Water (DHW) | ROB/NEW | 10 | N/A | 404.95 | 65.593 | N/A | N/A | 0 | 0 | 90.9992 | 51.1224 | 90.9992 | 0 | 90.9992 | 500.2329 | 0 | 500.2329 | 96% | 5.4971 | 5.4971 | 0.21383 | 0.021383 | 1.2603 | Low-flow showerhead - 1.0 gpm Reduction - MURB | 112 | 8.0865 | 47.6635 | 16.1729 | 95.327 | 476.6348 | 56026.0898 | 10191.911 | 45834.1789 | 5.4971 | 10191.911 | 5.4971
Low-flow showerhead - 1.0 gpm Reduction | Res Domestic Hot Water (DHW) | ROB/NEW | 10 | N/A | 355.11 | 57.494 | N/A | N/A | 0 | 0 | 86.4036 | 51.1224 | 86.4036 | 0 | 86.4036 | 438.6354 | 0 | 438.6354 | 96% | 5.0766 | 5.0766 | 0.23153 | 0.023153 | 1.3652 | Low-flow showerhead - 1.0 gpm Reduction | 2219 | 140.431 | 828.1072 | 280.862 | 1656.2144 | 8281.0719 | 973332.0496 | 191729.6418 | 781602.4077 | 5.0766 | 191729.6418 | 5.0766
Motion sensor with dimmer switch | Res Lighting | ROB/NEW | 10 | N/A | 43.0944 | 0 | N/A | N/A | 0 | 0 | 64.5661 | 58.1604 | 64.5661 | 0 | 64.5661 | 46.8815 | 0 | 46.8815 | 100% | 0.7261 | 0.7261 | 1.3686 | 0.13686 | N/A | Motion sensor with dimmer switch | 237.8 | 0 | 11.2183 | 0 | 17.3884 | 112.1832 | 11148.4113 | 15353.8155 | -4205.4041 | 0.7261 | 15353.8155 | 0.7261
Outdoor motion sensor | Res Lighting | ROB/NEW | 10 | N/A | 159 | 0 | N/A | N/A | 0 | 0 | 77.6897 | 61.6998 | 77.6897 | 0 | 77.6897 | 172.9726 | 0 | 172.9726 | 100% | 2.2265 | 2.2265 | 0.44635 | 0.044635 | N/A | Outdoor motion sensor | 237.8 | 0 | 41.3908 | 0 | 64.1558 | 413.9083 | 41132.8943 | 18474.6089 | 22658.2854 | 2.2265 | 18474.6089 | 2.2265
PAR20 7 W Replacing 50 W - MURB | Res Lighting | ROB/NEW | 5.5 | N/A | 35.3192 | 5.7555 | N/A | N/A | 0 | 0 | 10.9237 | 8.6802 | 10.9237 | 0 | 10.9237 | 24.254 | 0 | 24.254 | 86% | 2.2203 | 2.2203 | 0.32853 | 0.059732 | 1.9247 | PAR20 7 W Replacing 50 W - MURB | 148 | 0.83995 | 4.9211 | 2.5198 | 14.7634 | 27.0663 | 3589.5944 | 1616.7106 | 1972.8838 | 2.2203 | 1616.7106 | 2.2203
PAR20 7 W Replacing 50 W | Res Lighting | ROB/NEW | 5.5 | N/A | 32.8261 | 5.3129 | N/A | N/A | 0 | 0 | 10.7945 | 8.6802 | 10.7945 | 0 | 10.7945 | 22.522 | 0 | 22.522 | 86% | 2.0864 | 2.0864 | 0.3493 | 0.063508 | 2.0603 | PAR20 7 W Replacing 50 W | 2079 | 10.8917 | 64.2491 | 32.6752 | 192.7473 | 353.3701 | 46823.3237 | 22441.7721 | 24381.5516 | 2.0864 | 22441.7721 | 2.0864
PAR38 15 W Replacing 150 W | Res Lighting | ROB/NEW | 6.8 | N/A | 102.9686 | 16.627 | N/A | N/A | 0 | 0 | 28.4003 | 21.1446 | 28.4003 | 0 | 28.4003 | 83.0823 | 0 | 83.0823 | 86% | 2.9254 | 2.9254 | 0.29297 | 0.043084 | 1.7321 | PAR38 15 W Replacing 150 W | 1912 | 31.3482 | 185.3473 | 62.6964 | 370.6946 | 1260.3616 | 158853.3519 | 54301.4093 | 104551.9427 | 2.9254 | 54301.4093 | 2.9254
Pipe Insulation - MURB | Res Domestic Hot Water (DHW) | ROB/NEW | 15 | N/A | 6.731 | 1.0969 | N/A | N/A | 0 | 0 | 3.0074 | 1.9992 | 3.0074 | 0 | 3.0074 | 12.1736 | 0 | 12.1736 | 102% | 4.0479 | 4.0479 | 0.40015 | 0.026676 | 2.3441 | Pipe Insulation - MURB | 101 | 0.12957 | 0.7591 | 0.25915 | 1.5182 | 11.3864 | 1229.5373 | 303.7468 | 925.7906 | 4.0479 | 303.7468 | 4.0479
Pipe Insulation | Res Domestic Hot Water (DHW) | ROB/NEW | 15 | N/A | 11.9812 | 1.9469 | N/A | N/A | 0 | 0 | 3.715 | 1.9992 | 3.715 | 0 | 3.715 | 21.6586 | 0 | 21.6586 | 102% | 5.83 | 5.83 | 0.2777 | 0.018513 | 1.6315 | Pipe Insulation | 13272.4099 | 30.2207 | 177.5598 | 60.4415 | 355.1196 | 2663.3971 | 287461.7371 | 49307.4581 | 238154.279 | 5.83 | 49307.4581 | 5.83
Smart thermostats for central air source heat pump | Res HVAC | ROB/NEW | 11 | N/A | 831 | 0 | N/A | N/A | 0 | 0 | 186.5855 | 106.6716 | 186.5855 | 0 | 186.5855 | 999.6474 | 0 | 999.6474 | 102% | 5.3576 | 5.3576 | 0.20109 | 0.018281 | N/A | Smart thermostats for central air source heat pump | 160 | 0 | 148.4623 | 0 | 194.8568 | 1633.0857 | 159943.5834 | 29853.6776 | 130089.9059 | 5.3576 | 29853.6776 | 5.3576
Smart thermostats for electric baseboards | Res HVAC | ROB/NEW | 11 | N/A | 418.6073 | 0 | N/A | N/A | 0 | 0 | 154.9078 | 111.7512 | 154.9078 | 0 | 154.9078 | 503.5616 | 0 | 503.5616 | 102% | 3.2507 | 3.2507 | 0.33142 | 0.030129 | N/A | Smart thermostats for electric baseboards | 3920 | 0 | 1832.2643 | 0 | 2977.4295 | 20154.9074 | 1973961.3611 | 607238.5073 | 1366722.8538 | 3.2507 | 607238.5073 | 3.2507
Smart thermostats for mini-split heat pumps | Res HVAC | ROB/NEW | 11 | N/A | 207.8191 | 0 | N/A | N/A | 0 | 0 | 116.4336 | 93.126 | 116.4336 | 0 | 116.4336 | 249.9949 | 0 | 249.9949 | 102% | 2.1471 | 2.1471 | 0.50177 | 0.045615 | N/A | Smart thermostats for mini-split heat pumps | 420 | 0 | 97.4608 | 0 | 158.3738 | 1072.0688 | 104997.8705 | 48902.1013 | 56095.7691 | 2.1471 | 48902.1013 | 2.1471
Thermostatic Shower Valves -2.5gpm - MURB | Res Other | ROB/NEW | 10 | N/A | 124.41 | 20.184 | N/A | N/A | 0 | 0 | 60.3804 | 45.9 | 60.3804 | 0 | 60.3804 | 163.3285 | 0 | 163.3285 | 102% | 2.705 | 2.705 | 0.43466 | 0.043466 | 2.5577 | Thermostatic Shower Valves -2.5gpm - MURB | 832.3 | 19.6471 | 115.6193 | 39.2943 | 231.2387 | 1156.1934 | 135938.2875 | 50254.5935 | 85683.6941 | 2.705 | 50254.5935 | 2.705
Thermostatic Shower Valves -2.5gpm | Res Other | ROB/NEW | 10 | N/A | 108.75 | 17.661 | N/A | N/A | 0 | 0 | 58.8482 | 45.9 | 58.8482 | 0 | 58.8482 | 142.7921 | 0 | 142.7921 | 102% | 2.4264 | 2.4264 | 0.48463 | 0.048463 | 2.8489 | Thermostatic Shower Valves -2.5gpm | 832.3 | 17.1912 | 101.0659 | 34.3825 | 202.1317 | 1010.6585 | 118845.8302 | 48979.3832 | 69866.447 | 2.4264 | 48979.3832 | 2.4264
Green Heat | [24 empty] | Green Heat Total
Measure Name | Technology Type | Decision Type | Measure Life | Remaining Useful Life | Gross Annual Energy Savings per Unit at Meter (kWh) Pre-RUL | Gross Peak Demand Savings per Unit at Meter (Watts) Pre-RUL | Gross Annual Energy Savings per Unit at Meter (kWh) Post-RUL | Gross Peak Demand Savings per Unit at Meter (Watts) Post-RUL | Gross Per Unit One-Time Incremental Measure Cost ($) | Per Unit Incentive ($) | Per Unit Program Administrative Cost (inclusive of DI costs) ($) | Per Unit Direct Installation Cost ($) | Per Unit DSM Administrator Cost (Incentive + Administrative) ($) | Per Unit DSM Customer Cost (Incremental Measure Cost - Incentive) ($) | Total Per Unit DSM Cost ($) | Per Unit Present Value Avoided Cost Benefits ($) | Per Unit Present Value Non-Energy Benefits ($) | Total Per Unit Present Value Benefits ($) | Net-To-Gross Ratio | Net Total Resource Benefit-Cost Ratio (TRC) | Net Program Administrator Benefit-Cost Ratio (PAC) | Net First-Year Unit Cost / kWh at Generator ($/kWh) | Net Lifetime Unit Cost / kWh at Generator ($/kWh) | Net Unit Cost / Watt at Generator ($/W) | Measure Name | Participation (Units) | Total Peak Demand Savings (kW) | Total First Year Energy Savings (MWh) | Total Cumulative Peak Demand Savings (kW) | Total Cumulative First Year Energy Savings (MWh) | Total Lifetime Energy Savings (MWh) | Total Avoided Cost Benefits ($) | TRC Costs ($) | Total TRC Net Resource Benefits ($) | TRC Ratio | PAC Costs ($) | PAC Ratio
ASHP and AWHP - Electrical | Res HVAC | RET | 18 | 6 | 4165.6889 | 1327 | 4165.6889 | 1327 | 11987.04 | 1061.0526 | 140.6956 | 0 | 1201.7482 | 10925.9874 | 12127.7356 | 6482.3138 | 0 | 6482.3138 | 67% | 0.79323 | 5.3941 | 0.39333 | 0.021852 | 1.1788 | ASHP and AWHP - Electrical | 13 | 13.2526 | 39.7192 | 26.5052 | 79.4383 | 714.945 | 84270.0796 | 106236.1609 | -21966.0814 | 0.79323 | 15622.7267 | 5.3941
GSHP | Res HVAC | RET | 25 | 8.3333 | 9973 | 7490 | 9973 | 7490 | 21003.84 | 1900 | 1284.3456 | 0 | 3184.3456 | 19103.84 | 22288.1856 | 26493.2878 | 0 | 26493.2878 | 67% | 1.7252 | 8.3199 | 0.43534 | 0.017414 | 0.55339 | GSHP | 2 | 11.508 | 14.6294 | 23.0159 | 29.2587 | 365.7343 | 52986.5757 | 30713.8367 | 22272.739 | 1.7252 | 6368.6911 | 8.3199
MSHP - Fully Electrical | Res HVAC | RET | 18 | 6 | 2519.2 | 1912 | 2519.2 | 1912 | 5973.12 | 480 | 153.0958 | 0 | 633.0958 | 5493.12 | 6126.2158 | 2295.3828 | 0 | 2295.3828 | 28% | 1.2574 | 3.6256 | 0.81989 | 0.04555 | 1.0313 | MSHP - Fully Electrical | 2460 | 1510.0557 | 1899.5508 | 3020.1114 | 3799.1015 | 34191.9137 | 5646641.6844 | 4490900.6933 | 1155740.9911 | 1.2574 | 1557415.6373 | 3.6256
MSHP - Mainly Electrical | Res HVAC | RET | 18 | 6 | 857.6 | 2057.6 | 857.6 | 2057.6 | 5973.12 | 480 | 63.648 | 0 | 543.648 | 5493.12 | 6036.768 | 1614.5283 | 0 | 1614.5283 | 28% | 0.92996 | 2.9698 | 2.0682 | 0.1149 | 0.82293 | MSHP - Mainly Electrical | 589 | 389.0865 | 154.8293 | 778.1731 | 309.6586 | 2786.9278 | 950957.1701 | 1022575.6224 | -71618.4523 | 0.92996 | 320208.672 | 2.9698
Pellet Boiler/Furnace (Electric Resistance) | Res HVAC | RET | 18 | 6 | 13765 | 7750 | 13765 | 7750 | 8139.6 | 1200 | 809.2547 | 0 | 2009.2547 | 6939.6 | 8948.8547 | 16683.5642 | 0 | 16683.5642 | 58% | 3.0168 | 8.3034 | 0.2299 | 0.012772 | 0.38983 | Pellet Boiler/Furnace (Electric Resistance) | 1 | 5.154 | 8.7398 | 10.3079 | 17.4795 | 157.3156 | 16683.5642 | 5530.2227 | 11153.3416 | 3.0168 | 2009.2547 | 8.3034
Pellet Boiler/Furnace (Heat Pump) | Res HVAC | RET | 18 | 6 | 6257 | 7750 | 6257 | 7750 | 8139.6 | 1200 | 529.4684 | 0 | 1729.4684 | 6939.6 | 8669.0684 | 9503.7728 | 0 | 9503.7728 | 58% | 1.8101 | 5.4952 | 0.43534 | 0.024185 | 0.33554 | Pellet Boiler/Furnace (Heat Pump) | 1 | 5.154 | 3.9727 | 10.3079 | 7.9455 | 71.5092 | 9503.7728 | 5250.4364 | 4253.3364 | 1.8101 | 1729.4684 | 5.4952
Pellet Stove (Electric Resistance) | Res HVAC | RET | 18 | 6 | 8260.8961 | 4000 | 8260.8961 | 4000 | 4471.68 | 600 | 461.9692 | 0 | 1061.9692 | 3871.68 | 4933.6492 | 9813.2727 | 0 | 9813.2727 | 58% | 3.2116 | 9.2406 | 0.20247 | 0.011248 | 0.3992 | Pellet Stove (Electric Resistance) | 70 | 186.2078 | 367.154 | 372.4157 | 734.3081 | 6608.7727 | 686929.0855 | 213888.0528 | 473041.0327 | 3.2116 | 74337.8448 | 9.2406
Pellet Stove (Heat Pump) | Res HVAC | RET | 18 | 6 | 4072 | 4000 | 4072 | 4000 | 4471.68 | 600 | 305.8697 | 0 | 905.8697 | 3871.68 | 4777.5497 | 5807.4921 | 0 | 5807.4921 | 58% | 2.003 | 6.411 | 0.35038 | 0.019466 | 0.34052 | Pellet Stove (Heat Pump) | 8 | 21.2809 | 20.6833 | 42.5618 | 41.3667 | 372.3003 | 46459.937 | 23195.5526 | 23264.3844 | 2.003 | 7246.9574 | 6.411
Residential DHW Timer | Res HVAC | ROB/NEW | 15 | N/A | 0 | 500 | N/A | N/A | 204 | 20 | 37.9475 | 0 | 57.9475 | 184 | 241.9475 | 905.7419 | 0 | 905.7419 | 100% | 3.7435 | 15.6304 | N/A | N/A | 0.10107 | Residential DHW Timer | 51 | 29.2383 | 0 | 58.4766 | 0 | 0 | 46192.8346 | 12339.3208 | 33853.5139 | 3.7435 | 2955.3208 | 15.6304
Residential ETS System (Central) | Res HVAC | RET | 18 | 6 | 0 | 5000 | 0 | 5000 | 5100 | 2000 | 265.2 | 0 | 2265.2 | 3100 | 5365.2 | 10575.887 | 0 | 10575.887 | 100% | 1.9712 | 4.6689 | N/A | N/A | 0.3951 | Residential ETS System (Central) | 0 | 0 | 0 | 0 | 0 | 0 | 0 | 0 | 0 | N/A | 0 | N/A
Residential ETS System (Room) | Res HVAC | RET | 18 | 6 | 0 | 2500 | 0 | 2500 | 2040 | 900 | 119.34 | 0 | 1019.34 | 1140 | 2159.34 | 5287.9435 | 0 | 5287.9435 | 100% | 2.4489 | 5.1876 | N/A | N/A | 0.35559 | Residential ETS System (Room) | 0 | 0 | 0 | 0 | 0 | 0 | 0 | 0 | 0 | N/A | 0 | N/A
Solar Domestic Hot Water | Res Domestic Hot Water (DHW) | RET | 20 | 6.6667 | 2736 | 0 | 2736 | 0 | 3862.74 | 1000 | 240.7047 | 0 | 1240.7047 | 2862.74 | 4103.4447 | 2774.1506 | 0 | 2774.1506 | 58% | 1.1181 | 2.2359 | 0.71422 | 0.035711 | N/A | Solar Domestic Hot Water | 3 | 0 | 5.2115 | 0 | 10.4229 | 104.2295 | 8322.4519 | 7443.2817 | 879.1702 | 1.1181 | 3722.1141 | 2.2359
Three Element Hot Water Heater | Res Heating, Ventilation and Air-Conditioning | ROB/NEW | 10 | N/A | 0 | 406 | N/A | N/A | 306 | 400 | 62.1179 | 0 | 462.1179 | -94 | 368.1179 | 232.9553 | 0 | 232.9553 | 47% | 1.1312 | 0.5041 | N/A | N/A | 2.112 | Three Element Hot Water Heater | 7 | 1.5316 | 0 | 2.6255 | 0 | 0 | 1630.6874 | 1441.5656 | 189.1219 | 1.1312 | 3234.8256 | 0.5041
Wood Boiler/Furnace (Electric Resistance) | Res HVAC | RET | 18 | 6 | 13804 | 7660 | 13804 | 7660 | 17884.51 | 1200 | 929.3637 | 0 | 2129.3637 | 16684.51 | 18813.8737 | 19765.7678 | 0 | 19765.7678 | 58% | 1.7488 | 9.2825 | 0.24295 | 0.013497 | 0.41798 | Wood Boiler/Furnace (Electric Resistance) | 1 | 5.0941 | 8.7645 | 10.1882 | 17.529 | 157.7613 | 19765.7678 | 11302.3795 | 8463.3882 | 1.7488 | 2129.3637 | 9.2825
Wood Boiler/Furnace (Heat Pump) | Res HVAC | RET | 18 | 6 | 6275 | 7660 | 6275 | 7660 | 17884.51 | 1200 | 648.7949 | 0 | 1848.7949 | 16684.51 | 18533.3049 | 12565.8944 | 0 | 12565.8944 | 58% | 1.1401 | 6.7968 | 0.46404 | 0.02578 | 0.36291 | Wood Boiler/Furnace (Heat Pump) | 1 | 5.0941 | 3.9842 | 10.1882 | 7.9683 | 71.7149 | 12565.8944 | 11021.8107 | 1544.0836 | 1.1401 | 1848.7949 | 6.7968
Wood Stove (Electric Resistance) | Res HVAC | RET | 18 | 6 | 9473.4371 | 4000 | 9473.4371 | 4000 | 3615.9 | 600 | 580.4584 | 0 | 1180.4584 | 3015.9 | 4196.3584 | 12853.9084 | 0 | 12853.9084 | 58% | 4.8004 | 10.8889 | 0.19626 | 0.010903 | 0.44374 | Wood Stove (Electric Resistance) | 146 | 388.3764 | 878.18 | 776.7527 | 1756.36 | 15807.2401 | 1876670.6307 | 390941.3447 | 1485729.286 | 4.8004 | 172346.9327 | 10.8889
Wood Stove (Heat Pump) | Res HVAC | RET | 18 | 6 | 4747 | 4000 | 4747 | 4000 | 3615.9 | 600 | 404.3274 | 0 | 1004.3274 | 3015.9 | 4020.2274 | 8334.0852 | 0 | 8334.0852 | 58% | 3.3316 | 8.2982 | 0.33322 | 0.018512 | 0.37753 | Wood Stove (Heat Pump) | 55 | 146.3062 | 165.7697 | 292.6123 | 331.5393 | 2983.8538 | 458374.6868 | 137585.2165 | 320789.4702 | 3.3316 | 55238.0065 | 8.2982
Home Energy Assessment | [24 empty] | Home Energy Assessment Total
Measure Name | Technology Type | Decision Type | Measure Life | Remaining Useful Life | Gross Annual Energy Savings per Unit at Meter (kWh) Pre-RUL | Gross Peak Demand Savings per Unit at Meter (Watts) Pre-RUL | Gross Annual Energy Savings per Unit at Meter (kWh) Post-RUL | Gross Peak Demand Savings per Unit at Meter (Watts) Post-RUL | Gross Per Unit One-Time Incremental Measure Cost ($) | Per Unit Incentive ($) | Per Unit Program Administrative Cost (inclusive of DI costs) ($) | Per Unit Direct Installation Cost ($) | Per Unit DSM Administrator Cost (Incentive + Administrative) ($) | Per Unit DSM Customer Cost (Incremental Measure Cost - Incentive) ($) | Total Per Unit DSM Cost ($) | Per Unit Present Value Avoided Cost Benefits ($) | Per Unit Present Value Non-Energy Benefits ($) | Total Per Unit Present Value Benefits ($) | Net-To-Gross Ratio | Net Total Resource Benefit-Cost Ratio (TRC) | Net Program Administrator Benefit-Cost Ratio (PAC) | Net First-Year Unit Cost / kWh at Generator ($/kWh) | Net Lifetime Unit Cost / kWh at Generator ($/kWh) | Net Unit Cost / Watt at Generator ($/W) | Measure Name | Participation (Units) | Total Peak Demand Savings (kW) | Total First Year Energy Savings (MWh) | Total Cumulative Peak Demand Savings (kW) | Total Cumulative First Year Energy Savings (MWh) | Total Lifetime Energy Savings (MWh) | Total Avoided Cost Benefits ($) | TRC Costs ($) | Total TRC Net Resource Benefits ($) | TRC Ratio | PAC Costs ($) | PAC Ratio
Heat Pump Water Heater | Res Domestic Hot Water (DHW) | RET | 10 | 3.3333 | 1168 | 290 | 1168 | 290 | 2111.9769 | 400 | 53.04 | 0 | 453.04 | 1711.9769 | 2165.0169 | 1445.9628 | 0 | 1445.9628 | 89% | 0.74816 | 3.1917 | 0.39812 | 0.039812 | 1.5308 | Heat Pump Water Heater | 5 | 1.4797 | 5.6898 | 2.6634 | 10.2417 | 56.8981 | 7229.8139 | 9663.4971 | -2433.6832 | 0.74816 | 2265.2 | 3.1917
Residential ETS System (Central) | Res HVAC | RET | 20 | 6.6667 | 0 | 5000 | 0 | 5000 | 5100 | 2100 | 387.6334 | 0 | 2487.6334 | 3000 | 5487.6334 | 10207.0942 | 0 | 10207.0942 | 89% | 2.0718 | 4.1031 | N/A | N/A | 0.48752 | Residential ETS System (Central) | 8 | 40.819 | 0 | 81.6379 | 0 | 0 | 81656.7539 | 39413.067 | 42243.6869 | 2.0718 | 19901.067 | 4.1031
Residential ETS System (Room) | Res HVAC | RET | 20 | 6.6667 | 0 | 2500 | 0 | 2500 | 2040 | 582 | 131.7599 | 0 | 713.7599 | 1458 | 2171.7599 | 5103.5471 | 0 | 5103.5471 | 89% | 2.6208 | 7.1502 | N/A | N/A | 0.27976 | Residential ETS System (Room) | 84 | 214.2995 | 0 | 428.5991 | 0 | 0 | 428697.958 | 163578.2308 | 265119.7272 | 2.6208 | 59955.8308 | 7.1502
Whole Home - Adjusted Incentive and Savings | Res HVAC | RET | 20 | 6.6667 | 4817.6081 | 2182.3765 | 4817.6081 | 2182.3765 | 6178.4134 | 1737.15 | 358.1695 | 0 | 2095.3195 | 4441.2634 | 6536.5828 | 11950.7622 | 0 | 11950.7622 | 89% | 2.0404 | 5.7036 | 0.44641 | 0.022321 | 0.9408 | Whole Home - Adjusted Incentive and Savings | 1827.113 | 4069.0875 | 8575.9454 | 8138.175 | 17151.8909 | 171518.9085 | 21835393.2764 | 10701323.0396 | 11134070.2368 | 2.0404 | 3828385.4606 | 5.7036
Instant Savings | [24 empty] | Instant Savings Total
Measure Name | Technology Type | Decision Type | Measure Life | Remaining Useful Life | Gross Annual Energy Savings per Unit at Meter (kWh) Pre-RUL | Gross Peak Demand Savings per Unit at Meter (Watts) Pre-RUL | Gross Annual Energy Savings per Unit at Meter (kWh) Post-RUL | Gross Peak Demand Savings per Unit at Meter (Watts) Post-RUL | Gross Per Unit One-Time Incremental Measure Cost ($) | Per Unit Incentive ($) | Per Unit Program Administrative Cost (inclusive of DI costs) ($) | Per Unit Direct Installation Cost ($) | Per Unit DSM Administrator Cost (Incentive + Administrative) ($) | Per Unit DSM Customer Cost (Incremental Measure Cost - Incentive) ($) | Total Per Unit DSM Cost ($) | Per Unit Present Value Avoided Cost Benefits ($) | Per Unit Present Value Non-Energy Benefits ($) | Total Per Unit Present Value Benefits ($) | Net-To-Gross Ratio | Net Total Resource Benefit-Cost Ratio (TRC) | Net Program Administrator Benefit-Cost Ratio (PAC) | Net First-Year Unit Cost / kWh at Generator ($/kWh) | Net Lifetime Unit Cost / kWh at Generator ($/kWh) | Net Unit Cost / Watt at Generator ($/W) | Measure Name | Participation (Units) | Total Peak Demand Savings (kW) | Total First Year Energy Savings (MWh) | Total Cumulative Peak Demand Savings (kW) | Total Cumulative First Year Energy Savings (MWh) | Total Lifetime Energy Savings (MWh) | Total Avoided Cost Benefits ($) | TRC Costs ($) | Total TRC Net Resource Benefits ($) | TRC Ratio | PAC Costs ($) | PAC Ratio
Clothes-line | Res Other | ROB/NEW | 10 | N/A | 104 | 0 | N/A | N/A | 62.6444 | 5.8333 | 7.7611 | 0 | 13.5944 | 56.8111 | 70.4055 | 113.1393 | 0 | 113.1393 | 100% | 1.607 | 8.3225 | 0.11941 | 0.011941 | N/A | Clothes-line | 1405.2728 | 0 | 159.9886 | 0 | 280.9982 | 1599.8862 | 158991.6296 | 98938.8949 | 60052.7347 | 1.607 | 19103.8671 | 8.3225
Dehumidifier | Res HVAC | ROB/NEW | 12 | N/A | 45.2 | 15.1 | N/A | N/A | 234.3508 | 35 | 18.207 | 0 | 53.207 | 199.3508 | 252.5578 | 78.9698 | 0 | 78.9698 | 100% | 0.31268 | 1.4842 | 1.0753 | 0.08961 | 3.073 | Dehumidifier | 12427.8846 | 215.1722 | 614.9372 | 377.9206 | 1080.0533 | 7379.2464 | 981427.5464 | 3138759.0347 | -2157331.4883 | 0.31268 | 661250.4756 | 1.4842
Dimmer Switch | Res Lighting | ROB/NEW | 10 | N/A | 13.668 | 1.6115 | N/A | N/A | 14.3724 | 3.4767 | 2.5119 | 0 | 5.9886 | 10.8957 | 16.8843 | 16.8365 | 0 | 16.8365 | 100% | 0.99717 | 2.8114 | 0.40025 | 0.040025 | 3.2409 | Dimmer Switch | 12845.9347 | 23.736 | 192.2055 | 45.3396 | 367.1434 | 1922.0549 | 216280.0458 | 216894.5919 | -614.5461 | 0.99717 | 76929.166 | 2.8114
ECM Pool Pump | Res HVAC | ROB/NEW | 10 | N/A | 530 | 0 | N/A | N/A | 320.0364 | 233.3333 | 145.4674 | 0 | 378.8008 | 86.7031 | 465.5038 | 576.5755 | 0 | 576.5755 | 100% | 1.2386 | 1.5221 | 0.6529 | 0.06529 | N/A | ECM Pool Pump | 93.8702 | 0 | 54.4626 | 0 | 95.6562 | 544.6264 | 54123.2507 | 43696.9326 | 10426.3181 | 1.2386 | 35558.0994 | 1.5221
Efficient clothes washer | Res Other | ROB/NEW | 14 | N/A | 165 | 22.8 | N/A | N/A | 275.1643 | 87.5 | 45.5175 | 0 | 133.0175 | 187.6643 | 320.6818 | 271.8431 | 0 | 271.8431 | 100% | 0.8477 | 2.0437 | 0.73643 | 0.052602 | 5.0879 | Efficient clothes washer | 4869.351 | 127.2969 | 879.529 | 223.5797 | 1544.7727 | 12313.4053 | 1323699.5587 | 1561512.3511 | -237812.7925 | 0.8477 | 647708.91 | 2.0437
Energy Star Dryer | Res Other | ROB/NEW | 12 | N/A | 151 | 20.8 | N/A | N/A | 129.88 | 87.5 | 54.7208 | 0 | 142.2208 | 42.38 | 184.6008 | 220.2968 | 0 | 220.2968 | 100% | 1.1934 | 1.549 | 0.86039 | 0.071699 | 5.963 | Energy Star Dryer | 5552.8846 | 132.4323 | 917.8902 | 232.5993 | 1612.1489 | 11014.6819 | 1223282.9033 | 1025066.7831 | 198216.1202 | 1.1934 | 789735.547 | 1.549
ENERGYSTAR Bathroom Exhaust Fans | Res HVAC | ROB/NEW | 19 | N/A | 35.4077 | 4.042 | N/A | N/A | 32.13 | 11.6667 | 8.9552 | 0 | 20.6219 | 20.4633 | 41.0852 | 69.0863 | 0 | 69.0863 | 100% | 1.6815 | 3.3501 | 0.53203 | 0.028002 | 4.4494 | ENERGYSTAR Bathroom Exhaust Fans | 30 | 0.13904 | 1.1628 | 0.23173 | 1.938 | 22.0937 | 2072.5878 | 1232.5558 | 840.0319 | 1.6815 | 618.6558 | 3.3501
ENERGYSTAR Dishwasher | Res Other | ROB/NEW | 10 | N/A | 30.9912 | 3.837 | N/A | N/A | 51 | 35 | 18.207 | 0 | 53.207 | 16 | 69.207 | 38.3989 | 0 | 38.3989 | 100% | 0.55484 | 0.72169 | 1.5683 | 0.15683 | 12.0932 | ENERGYSTAR Dishwasher | 514.3029 | 2.2627 | 17.4483 | 3.9741 | 30.6455 | 174.4827 | 19748.6728 | 35593.36 | -15844.6872 | 0.55484 | 27364.5144 | 0.72169
ENERGYSTAR Range Hoods | Res HVAC | ROB/NEW | 19 | N/A | 4.8941 | 26.8908 | N/A | N/A | 62.6444 | 11.6667 | 8.8956 | 0 | 20.5623 | 50.9777 | 71.54 | 67.6609 | 0 | 67.6609 | 100% | 0.94578 | 3.2905 | 3.838 | 0.202 | 0.66686 | ENERGYSTAR Range Hoods | 30 | 0.92499 | 0.16073 | 1.5416 | 0.26788 | 3.0538 | 2029.8255 | 2146.201 | -116.3755 | 0.94578 | 616.8694 | 3.2905
Heat Pump Dryer (ventless) | Res Other | ROB/NEW | 12 | N/A | 446 | 61.548 | N/A | N/A | 1116.9 | 175 | 91.035 | 0 | 266.035 | 941.9 | 1207.935 | 650.8428 | 0 | 650.8428 | 100% | 0.53881 | 2.4465 | 0.54489 | 0.045408 | 3.7696 | Heat Pump Dryer (ventless) | 33.0529 | 2.3326 | 16.1376 | 4.0968 | 28.3435 | 193.6514 | 21512.2331 | 39925.7363 | -18413.5032 | 0.53881 | 8793.2244 | 2.4465
Heavy duty timer | Res Other | ROB/NEW | 10 | N/A | 122 | 0 | N/A | N/A | 24.7699 | 11.6667 | 11.6136 | 0 | 23.2803 | 13.1032 | 36.3835 | 132.7211 | 0 | 132.7211 | 100% | 3.6478 | 5.701 | 0.17432 | 0.017432 | N/A | Heavy duty timer | 8431.6365 | 0 | 1126.0737 | 0 | 2190.7252 | 11260.7372 | 1119056.4697 | 306772.661 | 812283.8086 | 3.6478 | 196291.1614 | 5.701
Heat Pump Hot Water Heater | Res Domestic Hot Water (DHW) | ROB/NEW | 10 | N/A | 1041 | 169 | N/A | N/A | 1651.1607 | 450 | 234.09 | 0 | 684.09 | 1201.1607 | 1885.2507 | 1338.7985 | 0 | 1338.7985 | 100% | 0.71014 | 1.9571 | 0.6003 | 0.06003 | 3.5301 | Heat Pump Hot Water Heater | 200 | 38.7551 | 227.9165 | 58.1326 | 341.8748 | 2279.1654 | 267759.6979 | 377050.14 | -109290.4421 | 0.71014 | 136818 | 1.9571
Indoor motion sensor | Res Lighting | ROB/NEW | 10 | N/A | 36.8232 | 0 | N/A | N/A | 26.2179 | 5.8333 | 4.708 | 0 | 10.5414 | 20.3845 | 30.9259 | 40.0592 | 0 | 40.0592 | 100% | 1.2953 | 3.8002 | 0.26151 | 0.026151 | N/A | Indoor motion sensor | 334.2441 | 0 | 13.4735 | 0 | 23.6644 | 134.735 | 13389.5384 | 10336.8006 | 3052.7377 | 1.2953 | 3523.3917 | 3.8002
LED - ENERGY STAR Fixture with Motion Sensor | Res Lighting | RET | 9.7 | 0 | 137 | 22.2 | 27.4 | 8.805 | 47.6025 | 20 | 10.404 | 0 | 30.404 | 27.6025 | 58.0065 | 26.0331 | 0 | 26.0331 | 66% | 0.62248 | 0.85624 | 0.30717 | 0.15833 | 1.8097 | LED - ENERGY STAR Fixture with Motion Sensor | 152.8108 | 2.5672 | 15.1256 | 4.8689 | 14.4656 | 29.3437 | 3978.1362 | 6390.8 | -2412.6638 | 0.62248 | 4646.0585 | 0.85624
LED - ENERGY STAR Fixture without Motion Sensor | Res Lighting | RET | 8.5 | 0 | 52.77 | 6.6332 | 10.554 | 1.4894 | 37.6229 | 12 | 6.2424 | 0 | 18.2424 | 25.6229 | 43.8653 | 7.6052 | 0 | 7.6052 | 66% | 0.24475 | 0.4169 | 0.47848 | 0.28146 | 3.634 | LED - ENERGY STAR Fixture without Motion Sensor | 1899.2599 | 9.5337 | 72.412 | 22.3804 | 151.4069 | 123.1004 | 14444.2484 | 59016.6534 | -44572.405 | 0.24475 | 34647.0579 | 0.4169
LED - Other | Res Lighting | RET | 5.5 | 0 | 37.474 | 4.5806 | 7.4948 | 0.51036 | 5.357 | 1.8 | 1.0734 | 0 | 2.8734 | 3.557 | 6.4305 | 4.3691 | 0 | 4.3691 | 79% | 0.82351 | 1.5205 | 0.088665 | 0.080605 | 0.6925 | LED - Other | 22211.5385 | 92.1595 | 719.8316 | 29.6843 | 416.1935 | 791.8148 | 97044.9348 | 117842.931 | -20797.9962 | 0.82351 | 63823.6575 | 1.5205
LED - R, BR and Decorative | Res Lighting | RET | 5.1 | 0 | 36.9 | 4.5125 | 7.38 | 0.47296 | 4.8423 | 1.674 | 1.0382 | 0 | 2.7122 | 3.1683 | 5.8804 | 4.0063 | 0 | 4.0063 | 79% | 0.82374 | 1.4772 | 0.084991 | 0.083325 | 0.6635 | LED - R, BR and Decorative | 6640.9443 | 27.1448 | 211.9232 | 8.2249 | 122.5301 | 216.1616 | 26605.7404 | 32298.6915 | -5692.9511 | 0.82374 | 18011.4728 | 1.4772
LED - Recessed downlight | Res Lighting | RET | 6 | 0 | 41.2452 | 4.8697 | 8.249 | 0.37397 | 17.5002 | 6 | 3.1212 | 0 | 9.1212 | 11.5002 | 20.6214 | 4.2597 | 0 | 4.2597 | 66% | 0.29034 | 0.46701 | 0.30609 | 0.25507 | 2.475 | LED - Recessed downlight | 4811.5865 | 17.7314 | 143.384 | 3.9365 | 82.902 | 172.0608 | 20495.9741 | 70592.4358 | -50096.4617 | 0.29034 | 43887.4424 | 0.46701
Motion sensor with dimmer switch | Res Lighting | ROB/NEW | 10 | N/A | 43.0944 | 0 | N/A | N/A | 26.2179 | 5.8333 | 4.9931 | 0 | 10.8264 | 20.3845 | 31.2109 | 46.8815 | 0 | 46.8815 | 100% | 1.5021 | 4.3303 | 0.22949 | 0.022949 | N/A | Motion sensor with dimmer switch | 16.9476 | 0 | 0.79951 | 0 | 1.4042 | 7.9951 | 794.5277 | 528.9498 | 265.578 | 1.5021 | 183.4811 | 4.3303
Networked/ Connected - Indoor LED Lamp | Res Lighting | ROB/NEW | 4 | N/A | 33 | 4.2959 | N/A | N/A | 66.5663 | 5.8333 | 3.0345 | 0 | 8.8678 | 60.733 | 69.6008 | 15.0983 | 0 | 15.0983 | 79% | 0.27144 | 1.7026 | 0.31073 | 0.077683 | 2.2788 | Networked/ Connected - Indoor LED Lamp | 2484.068 | 9.6661 | 70.8924 | 16.9772 | 124.5128 | 283.5696 | 37505.0816 | 138168.5681 | -100663.4865 | 0.27144 | 22028.3016 | 1.7026
Outdoor motion sensor | Res Lighting | ROB/NEW | 10 | N/A | 159 | 0 | N/A | N/A | 42.8278 | 5.8333 | 10.2607 | 0 | 16.0941 | 36.9944 | 53.0885 | 172.9726 | 0 | 172.9726 | 100% | 3.2582 | 10.7476 | 0.092465 | 0.0092465 | N/A | Outdoor motion sensor | 3710 | 0 | 645.7526 | 0 | 1254.9531 | 6457.5258 | 641728.503 | 196958.283 | 444770.2201 | 3.2582 | 59708.9479 | 10.7476
Power bar with timer | Res Other | ROB/NEW | 4 | N/A | 53.7 | 0 | N/A | N/A | 26.316 | 5.8333 | 4.2031 | 0 | 10.0364 | 20.4827 | 30.5191 | 27.9721 | 0 | 27.9721 | 100% | 0.91654 | 2.7871 | 0.17073 | 0.042683 | N/A | Power bar with timer | 661.0577 | 0 | 38.8605 | 0 | 68.2532 | 155.4421 | 18491.1453 | 20174.8725 | -1683.7272 | 0.91654 | 6634.6482 | 2.7871
Programmable thermostat | Res HVAC | ROB/NEW | 10 | N/A | 221 | 0 | N/A | N/A | 15.1883 | 20.4167 | 20.6647 | 0 | 41.0814 | -5.2284 | 35.853 | 240.4211 | 0 | 240.4211 | 100% | 6.7057 | 5.8523 | 0.16981 | 0.016981 | N/A | Programmable thermostat | 6360 | 0 | 1538.6665 | 0 | 2990.2387 | 15386.6653 | 1529078.1582 | 228025.0895 | 1301053.0687 | 6.7057 | 261277.7822 | 5.8523
Room air purifier | Res Other | ROB/NEW | 9 | N/A | 435 | 74.4 | N/A | N/A | 215.6855 | 75 | 60.4672 | 0 | 135.4672 | 140.6855 | 276.1528 | 513.4973 | 0 | 513.4973 | 100% | 1.8595 | 3.7906 | 0.28448 | 0.031609 | 1.5879 | Room air purifier | 2931.96 | 250.1168 | 1396.1832 | 486.0761 | 2713.3372 | 12565.649 | 1505553.5372 | 809668.8427 | 695884.6945 | 1.8595 | 397184.4454 | 3.7906
Room Air-Conditioner | Res HVAC | ROB/NEW | 18 | N/A | 21.4954 | 100.9174 | N/A | N/A | 43.86 | 5.8333 | 13.4327 | 0 | 19.266 | 38.0267 | 57.2927 | 248.8992 | 0 | 248.8992 | 100% | 4.3443 | 12.9191 | 0.81876 | 0.045486 | 0.16649 | Room Air-Conditioner | 4 | 0.46285 | 0.094124 | 0.74056 | 0.1506 | 1.6942 | 995.5969 | 229.1707 | 766.4261 | 4.3443 | 77.0641 | 12.9191
Smart power bar | Res Other | ROB/NEW | 4 | N/A | 53.8 | 0 | N/A | N/A | 26.316 | 11.6667 | 7.2398 | 0 | 18.9064 | 14.6493 | 33.5558 | 28.0241 | 0 | 28.0241 | 100% | 0.83515 | 1.4823 | 0.32102 | 0.080256 | N/A | Smart power bar | 39.22 | 0 | 2.3099 | 0 | 4.489 | 9.2394 | 1099.1071 | 1316.0568 | -216.9496 | 0.83515 | 741.5099 | 1.4823
Smart thermostats for electric baseboards | Res HVAC | ROB/NEW | 10 | N/A | 348 | 0 | N/A | N/A | 154.02 | 35 | 34.0229 | 0 | 69.0229 | 119.02 | 188.0429 | 378.5816 | 0 | 378.5816 | 100% | 2.0133 | 5.4849 | 0.18119 | 0.018119 | N/A | Smart thermostats for electric baseboards | 309 | 0 | 117.7153 | 0 | 174.8586 | 1177.1528 | 116981.7244 | 58105.2509 | 58876.4735 | 2.0133 | 21328.0709 | 5.4849
Smart thermostats for mini-split heat pumps | Res HVAC | ROB/NEW | 10 | N/A | 207.8191 | 0 | N/A | N/A | 169.32 | 35 | 27.6519 | 0 | 62.6519 | 134.32 | 196.9719 | 226.0818 | 0 | 226.0818 | 100% | 1.1478 | 3.6085 | 0.2754 | 0.02754 | N/A | Smart thermostats for mini-split heat pumps | 17.6786 | 0 | 4.0219 | 0 | 5.9719 | 40.2187 | 3996.804 | 3482.1827 | 514.6213 | 1.1478 | 1107.5969 | 3.6085
MHEEP | [24 empty] | MHEEP Total
Measure Name | Technology Type | Decision Type | Measure Life | Remaining Useful Life | Gross Annual Energy Savings per Unit at Meter (kWh) Pre-RUL | Gross Peak Demand Savings per Unit at Meter (Watts) Pre-RUL | Gross Annual Energy Savings per Unit at Meter (kWh) Post-RUL | Gross Peak Demand Savings per Unit at Meter (Watts) Post-RUL | Gross Per Unit One-Time Incremental Measure Cost ($) | Per Unit Incentive ($) | Per Unit Program Administrative Cost (inclusive of DI costs) ($) | Per Unit Direct Installation Cost ($) | Per Unit DSM Administrator Cost (Incentive + Administrative) ($) | Per Unit DSM Customer Cost (Incremental Measure Cost - Incentive) ($) | Total Per Unit DSM Cost ($) | Per Unit Present Value Avoided Cost Benefits ($) | Per Unit Present Value Non-Energy Benefits ($) | Total Per Unit Present Value Benefits ($) | Net-To-Gross Ratio | Net Total Resource Benefit-Cost Ratio (TRC) | Net Program Administrator Benefit-Cost Ratio (PAC) | Net First-Year Unit Cost / kWh at Generator ($/kWh) | Net Lifetime Unit Cost / kWh at Generator ($/kWh) | Net Unit Cost / Watt at Generator ($/W) | Measure Name | Participation (Units) | Total Peak Demand Savings (kW) | Total First Year Energy Savings (MWh) | Total Cumulative Peak Demand Savings (kW) | Total Cumulative First Year Energy Savings (MWh) | Total Lifetime Energy Savings (MWh) | Total Avoided Cost Benefits ($) | TRC Costs ($) | Total TRC Net Resource Benefits ($) | TRC Ratio | PAC Costs ($) | PAC Ratio
Clothes Dryer replacement (Low Income Only) | Res Other | RET | 5 | 1.6667 | 252 | 34.8 | 252 | 34.8 | 0 | 0 | 972.9115 | 788.2968 | 972.9115 | 0 | 972.9115 | 180.8367 | 0 | 180.8367 | 100% | 0.18587 | 0.18587 | 3.5268 | 0.70536 | 24.3815 | Clothes Dryer replacement (Low Income Only) | 33.64 | 1.3423 | 9.2801 | 2.6846 | 18.5602 | 46.4004 | 6083.3489 | 32728.7517 | -26645.4028 | 0.18587 | 32728.7517 | 0.18587
Drain Water Heat Recovery | Res Domestic Hot Water (DHW) | RET | 20 | 6.6667 | 805 | 130.41 | 805 | 130.41 | 0 | 0 | 1495.5463 | 918 | 1495.5463 | 0 | 1495.5463 | 1706.4095 | 0 | 1706.4095 | 100% | 1.141 | 1.141 | 1.6971 | 0.084856 | 10.0013 | Drain Water Heat Recovery | 0.90975 | 0.13603 | 0.8017 | 0.27207 | 1.6034 | 16.0341 | 1552.4076 | 1360.5747 | 191.833 | 1.141 | 1360.5747 | 1.141
Freezer replacement (Low income only) | Res Refrigeration | RET | 4 | 1.3333 | 1358 | 193.062 | 1358 | 193.062 | 0 | 0 | 961.2061 | 655.6662 | 961.2061 | 0 | 961.2061 | 793.7607 | 0 | 793.7607 | 100% | 0.8258 | 0.8258 | 0.64658 | 0.16165 | 4.342 | Freezer replacement (Low income only) | 19.688 | 4.3582 | 29.2682 | 8.7165 | 58.5365 | 117.0729 | 15627.5607 | 18924.225 | -3296.6643 | 0.8258 | 18924.225 | 0.8258
Refrigerator replacement (Low income only) | Res Refrigeration | RET | 5 | 1.6667 | 678 | 97.29 | 678 | 97.29 | 0 | 0 | 1162.7016 | 887.5122 | 1162.7016 | 0 | 1162.7016 | 488.6389 | 0 | 488.6389 | 100% | 0.42026 | 0.42026 | 1.5666 | 0.31331 | 10.4224 | Refrigerator replacement (Low income only) | 5.778 | 0.64455 | 4.2885 | 1.2891 | 8.5769 | 21.4423 | 2823.3554 | 6718.09 | -3894.7346 | 0.42026 | 6718.09 | 0.42026
Whole Home First Nations Retrofit | Res HVAC | RET | 20 | 6.6667 | 3667 | 1037.761 | 3667 | 1037.761 | 0 | 0 | 9485.0392 | 6225.4219 | 9485.0392 | 0 | 9485.0392 | 8790.9157 | 0 | 8790.9157 | 100% | 0.92682 | 0.92682 | 2.3629 | 0.11814 | 7.9709 | Whole Home First Nations Retrofit | 118.0463 | 140.4629 | 473.8689 | 280.9257 | 947.7378 | 9477.3784 | 1037734.6355 | 1119673.3137 | -81938.6782 | 0.92682 | 1119673.3137 | 0.92682
Dehumidifier replacement (Low income only) | Res Other | RET | 5 | 1.6667 | 636 | 213 | 636 | 213 | 0 | 0 | 601.3709 | 400.4826 | 601.3709 | 0 | 601.3709 | 528.2565 | 0 | 528.2565 | 100% | 0.87842 | 0.87842 | 0.86376 | 0.17275 | 2.4622 | Dehumidifier replacement (Low income only) | 35 | 8.5479 | 24.368 | 17.0958 | 48.736 | 121.8401 | 18488.9774 | 21047.981 | -2559.0036 | 0.87842 | 21047.981 | 0.87842
Clothes Washer replacement (Low income only) | Res Other | RET | 11 | 3.6667 | 165 | 22.77 | 165 | 22.77 | 0 | 0 | 1270.7257 | 1023.1212 | 1270.7257 | 0 | 1270.7257 | 225.2409 | 0 | 225.2409 | 100% | 0.17725 | 0.17725 | 7.0352 | 0.63956 | 48.6693 | Clothes Washer replacement (Low income only) | 35 | 0.91378 | 6.3219 | 1.8276 | 12.6438 | 69.5408 | 7883.4329 | 44475.3992 | -36591.9663 | 0.17725 | 44475.3992 | 0.17725
New Home Construction
Measure Name | Technology Type | Decision Type | Measure Life | Remaining Useful Life | Gross Annual Energy Savings per Unit at Meter (kWh) Pre-RUL | Gross Peak Demand Savings per Unit at Meter (Watts) Pre-RUL | Gross Annual Energy Savings per Unit at Meter (kWh) Post-RUL | Gross Peak Demand Savings per Unit at Meter (Watts) Post-RUL | Gross Per Unit One-Time Incremental Measure Cost ($) | Per Unit Incentive ($) | Per Unit Program Administrative Cost (inclusive of DI costs) ($) | Per Unit Direct Installation Cost ($) | Per Unit DSM Administrator Cost (Incentive + Administrative) ($) | Per Unit DSM Customer Cost (Incremental Measure Cost - Incentive) ($) | Total Per Unit DSM Cost ($) | Per Unit Present Value Avoided Cost Benefits ($) | Per Unit Present Value Non-Energy Benefits ($) | Total Per Unit Present Value Benefits ($) | Net-To-Gross Ratio | Net Total Resource Benefit-Cost Ratio (TRC) | Net Program Administrator Benefit-Cost Ratio (PAC) | Net First-Year Unit Cost / kWh at Generator ($/kWh) | Net Lifetime Unit Cost / kWh at Generator ($/kWh) | Net Unit Cost / Watt at Generator ($/W) | Measure Name | Participation (Units) | Total Peak Demand Savings (kW) | Total First Year Energy Savings (MWh) | Total Cumulative Peak Demand Savings (kW) | Total Cumulative First Year Energy Savings (MWh) | Total Lifetime Energy Savings (MWh) | Total Avoided Cost Benefits ($) | TRC Costs ($) | Total TRC Net Resource Benefits ($) | TRC Ratio | PAC Costs ($) | PAC Ratio
Whole Home - tier 0 - Attached/Semi-Attached | Res HVAC | ROB/NEW | 30 | N/A | 0 | 2700 | N/A | N/A | 1519.8 | 0 | 0 | 0 | 0 | 1519.8 | 1519.8 | 7051.0782 | 0 | 7051.0782 | 88% | 5.2721 | N/A | N/A | N/A | 0 | Whole Home - tier 0 - Attached/Semi-Attached | 0 | 0 | 0 | 18.3741 | 0 | 0 | 0 | 0 | 0 | N/A | 0 | N/A
Whole Home - tier 0 - Detached | Res HVAC | ROB/NEW | 30 | N/A | 386 | 2800 | N/A | N/A | 1519.8 | 0 | 0 | 0 | 0 | 1519.8 | 1519.8 | 8038.2334 | 0 | 8038.2334 | 88% | 6.0102 | N/A | 0 | 0 | 0 | Whole Home - tier 0 - Detached | 0 | 0 | 0 | 97.6549 | 12.8531 | 0 | 0 | 0 | 0 | N/A | 0 | N/A
Whole home - tier 1 - Attached/Semi-Attached | Res HVAC | ROB/NEW | 30 | N/A | 351 | 2800 | N/A | N/A | 3238.5 | 0 | 0 | 0 | 0 | 3238.5 | 3238.5 | 7972.404 | 0 | 7972.404 | 88% | 2.7975 | N/A | 0 | 0 | 0 | Whole home - tier 1 - Attached/Semi-Attached | 0 | 0 | 0 | 267.9556 | 32.0697 | 0 | 0 | 0 | 0 | N/A | 0 | N/A
Whole home - tier 1 - Detached | Res HVAC | ROB/NEW | 30 | N/A | 803 | 2900 | N/A | N/A | 3238.5 | 0 | 0 | 0 | 0 | 3238.5 | 3238.5 | 9083.6947 | 0 | 9083.6947 | 88% | 3.1874 | N/A | 0 | 0 | 0 | Whole home - tier 1 - Detached | 0 | 0 | 0 | 690.7299 | 182.6035 | 0 | 0 | 0 | 0 | N/A | 0 | N/A
Whole home - tier 2 - Attached/Semi-Attached | Res HVAC | ROB/NEW | 30 | N/A | 3017 | 3500 | N/A | N/A | 4901.1 | 0 | 0 | 0 | 0 | 4901.1 | 4901.1 | 14814.7807 | 0 | 14814.7807 | 88% | 3.4349 | N/A | 0 | 0 | 0 | Whole home - tier 2 - Attached/Semi-Attached | 0 | 0 | 0 | 43.1706 | 35.5287 | 0 | 0 | 0 | 0 | N/A | 0 | N/A
Whole home - tier 2 - Detached | Res HVAC | ROB/NEW | 30 | N/A | 4996 | 4100 | N/A | N/A | 4901.1 | 0 | 0 | 0 | 0 | 4901.1 | 4901.1 | 20103.8693 | 0 | 20103.8693 | 88% | 4.6613 | N/A | 0 | 0 | 0 | Whole home - tier 2 - Detached | 0 | 0 | 0 | 47.0836 | 54.7762 | 0 | 0 | 0 | 0 | N/A | 0 | N/A
Whole home - tier 3 - Attached/Semi-Attached | Res HVAC | ROB/NEW | 36 | N/A | 4067 | 3800 | N/A | N/A | 11138.4 | 0 | 0 | 0 | 0 | 11138.4 | 11138.4 | 19133.8501 | 0 | 19133.8501 | 88% | 1.9521 | N/A | 0 | 0 | 0 | Whole home - tier 3 - Attached/Semi-Attached | 0 | 0 | 0 | 42.0222 | 42.9391 | 0 | 0 | 0 | 0 | N/A | 0 | N/A
Whole home - tier 3 - Detached | Res HVAC | ROB/NEW | 36 | N/A | 5193 | 4100 | N/A | N/A | 11138.4 | 0 | 0 | 0 | 0 | 11138.4 | 11138.4 | 22276.6627 | 0 | 22276.6627 | 88% | 2.2727 | N/A | 0 | 0 | 0 | Whole home - tier 3 - Detached | 0 | 0 | 0 | 50.5713 | 61.1536 | 0 | 0 | 0 | 0 | N/A | 0 | N/A
Residential Behaviour | [24 empty] | Residential Behaviour Total
Measure Name | Technology Type | Decision Type | Measure Life | Remaining Useful Life | Gross Annual Energy Savings per Unit at Meter (kWh) Pre-RUL | Gross Peak Demand Savings per Unit at Meter (Watts) Pre-RUL | Gross Annual Energy Savings per Unit at Meter (kWh) Post-RUL | Gross Peak Demand Savings per Unit at Meter (Watts) Post-RUL | Gross Per Unit One-Time Incremental Measure Cost ($) | Per Unit Incentive ($) | Per Unit Program Administrative Cost (inclusive of DI costs) ($) | Per Unit Direct Installation Cost ($) | Per Unit DSM Administrator Cost (Incentive + Administrative) ($) | Per Unit DSM Customer Cost (Incremental Measure Cost - Incentive) ($) | Total Per Unit DSM Cost ($) | Per Unit Present Value Avoided Cost Benefits ($) | Per Unit Present Value Non-Energy Benefits ($) | Total Per Unit Present Value Benefits ($) | Net-To-Gross Ratio | Net Total Resource Benefit-Cost Ratio (TRC) | Net Program Administrator Benefit-Cost Ratio (PAC) | Net First-Year Unit Cost / kWh at Generator ($/kWh) | Net Lifetime Unit Cost / kWh at Generator ($/kWh) | Net Unit Cost / Watt at Generator ($/W) | Measure Name | Participation (Units) | Total Peak Demand Savings (kW) | Total First Year Energy Savings (MWh) | Total Cumulative Peak Demand Savings (kW) | Total Cumulative First Year Energy Savings (MWh) | Total Lifetime Energy Savings (MWh) | Total Avoided Cost Benefits ($) | TRC Costs ($) | Total TRC Net Resource Benefits ($) | TRC Ratio | PAC Costs ($) | PAC Ratio
Home Energy Report | Res Other | ROB/NEW | 1 | N/A | 207 | 0 | N/A | N/A | 11.5057 | 11.5057 | 5.1868 | 0 | 16.6925 | 0 | 16.6925 | 32.3638 | 0 | 32.3638 | 100% | 1.9388 | 1.9388 | 0.073665 | 0.073665 | N/A | Home Energy Report | 131379.4871 | 0 | 29770.9728 | 0 | 8655.1682 | 29770.9728 | 4251941.7426 | 2193050.854 | 2058890.8886 | 1.9388 | 2193050.854 | 1.9388
SEM | [24 empty] | SEM Total
Measure Name | Technology Type | Decision Type | Measure Life | Remaining Useful Life | Gross Annual Energy Savings per Unit at Meter (kWh) Pre-RUL | Gross Peak Demand Savings per Unit at Meter (Watts) Pre-RUL | Gross Annual Energy Savings per Unit at Meter (kWh) Post-RUL | Gross Peak Demand Savings per Unit at Meter (Watts) Post-RUL | Gross Per Unit One-Time Incremental Measure Cost ($) | Per Unit Incentive ($) | Per Unit Program Administrative Cost (inclusive of DI costs) ($) | Per Unit Direct Installation Cost ($) | Per Unit DSM Administrator Cost (Incentive + Administrative) ($) | Per Unit DSM Customer Cost (Incremental Measure Cost - Incentive) ($) | Total Per Unit DSM Cost ($) | Per Unit Present Value Avoided Cost Benefits ($) | Per Unit Present Value Non-Energy Benefits ($) | Total Per Unit Present Value Benefits ($) | Net-To-Gross Ratio | Net Total Resource Benefit-Cost Ratio (TRC) | Net Program Administrator Benefit-Cost Ratio (PAC) | Net First-Year Unit Cost / kWh at Generator ($/kWh) | Net Lifetime Unit Cost / kWh at Generator ($/kWh) | Net Unit Cost / Watt at Generator ($/W) | Measure Name | Participation (Units) | Total Peak Demand Savings (kW) | Total First Year Energy Savings (MWh) | Total Cumulative Peak Demand Savings (kW) | Total Cumulative First Year Energy Savings (MWh) | Total Lifetime Energy Savings (MWh) | Total Avoided Cost Benefits ($) | TRC Costs ($) | Total TRC Net Resource Benefits ($) | TRC Ratio | PAC Costs ($) | PAC Ratio
Strategic Energy Management | BNI Energy Management | ROB/NEW | 1.88 | N/A | 1000000 | 108018.8679 | N/A | N/A | 162016.8 | 212845.6 | 154824.6697 | 0 | 367670.2697 | -50828.8 | 316841.4697 | 287862.2421 | 0 | 287862.2421 | 100% | 0.90854 | 0.78294 | 0.34598 | 0.18403 | 3.1842 | Strategic Energy Management | 2.5 | 288.6804 | 2656.75 | 542.7192 | 4994.69 | 4994.69 | 719655.6052 | 792103.6743 | -72448.0691 | 0.90854 | 919175.6743 | 0.78294
Small Business Energy Solutions | [24 empty] | Small Business Energy Solutions Total
Measure Name | Technology Type | Decision Type | Measure Life | Remaining Useful Life | Gross Annual Energy Savings per Unit at Meter (kWh) Pre-RUL | Gross Peak Demand Savings per Unit at Meter (Watts) Pre-RUL | Gross Annual Energy Savings per Unit at Meter (kWh) Post-RUL | Gross Peak Demand Savings per Unit at Meter (Watts) Post-RUL | Gross Per Unit One-Time Incremental Measure Cost ($) | Per Unit Incentive ($) | Per Unit Program Administrative Cost (inclusive of DI costs) ($) | Per Unit Direct Installation Cost ($) | Per Unit DSM Administrator Cost (Incentive + Administrative) ($) | Per Unit DSM Customer Cost (Incremental Measure Cost - Incentive) ($) | Total Per Unit DSM Cost ($) | Per Unit Present Value Avoided Cost Benefits ($) | Per Unit Present Value Non-Energy Benefits ($) | Total Per Unit Present Value Benefits ($) | Net-To-Gross Ratio | Net Total Resource Benefit-Cost Ratio (TRC) | Net Program Administrator Benefit-Cost Ratio (PAC) | Net First-Year Unit Cost / kWh at Generator ($/kWh) | Net Lifetime Unit Cost / kWh at Generator ($/kWh) | Net Unit Cost / Watt at Generator ($/W) | Measure Name | Participation (Units) | Total Peak Demand Savings (kW) | Total First Year Energy Savings (MWh) | Total Cumulative Peak Demand Savings (kW) | Total Cumulative First Year Energy Savings (MWh) | Total Lifetime Energy Savings (MWh) | Total Avoided Cost Benefits ($) | TRC Costs ($) | Total TRC Net Resource Benefits ($) | TRC Ratio | PAC Costs ($) | PAC Ratio
Cold Climate Air-Source Ductless Heat Pump (24kBTU/hr) (Commercial) | BNI HVAC | ROB/NEW | 18 | N/A | 9688.757 | 3510.8929 | N/A | N/A | 7021.7616 | 1479.3798 | 2084.9373 | 0 | 3564.3171 | 5542.3818 | 9106.6989 | 20860.9427 | 0 | 20860.9427 | 93% | 2.4214 | 5.8527 | 0.37223 | 0.02068 | 1.0212 | Cold Climate Air-Source Ductless Heat Pump (24kBTU/hr) (Commercial) | 172.5943 | 602.4274 | 1652.6777 | 1181.6845 | 3241.791 | 29748.1995 | 3600480.1178 | 1486930.3343 | 2113549.7835 | 2.4214 | 615180.8763 | 5.8527
Downlight Luminaire (1200 lumen) | BNI Lighting | RET | 11.6 | 1 | 243.1864 | 52.5492 | 243.1864 | 52.5492 | 64.3294 | 19.7251 | 32.9975 | 0 | 52.7225 | 44.6044 | 97.3269 | 333.7818 | 0 | 333.7818 | 93% | 3.5959 | 6.3309 | 0.21936 | 0.018911 | 1.0092 | Downlight Luminaire (1200 lumen) | 97.3925 | 5.0881 | 23.4077 | 9.9804 | 45.9151 | 271.5292 | 32507.8453 | 9040.3457 | 23467.4996 | 3.5959 | 5134.7799 | 6.3309
Downlight Luminaire (3000 lumen) | BNI Lighting | RET | 11.6 | 1 | 458.7368 | 99.1266 | 458.7368 | 99.1266 | 160.1345 | 29.5876 | 61.5455 | 0 | 91.1331 | 130.5469 | 221.68 | 629.6322 | 0 | 629.6322 | 93% | 2.9915 | 6.9089 | 0.20101 | 0.017329 | 0.9248 | Downlight Luminaire (3000 lumen) | 23.4235 | 2.3084 | 10.6196 | 4.5279 | 20.8308 | 123.1877 | 14748.1977 | 4929.9599 | 9818.2378 | 2.9915 | 2134.6565 | 6.9089
Downlight Luminaire (800 lumen) | BNI Lighting | RET | 11.6 | 1 | 141.3969 | 30.5539 | 141.3969 | 30.5539 | 42.7025 | 36.9845 | 21.5282 | 0 | 58.5127 | 5.718 | 64.2307 | 194.0721 | 0 | 194.0721 | 93% | 3.169 | 3.3168 | 0.41871 | 0.036096 | 1.9264 | Downlight Luminaire (800 lumen) | 542.4393 | 16.477 | 75.8027 | 32.3203 | 148.6899 | 879.3114 | 105272.3554 | 33219.8238 | 72052.5316 | 3.169 | 31739.5825 | 3.3168
Flood Luminaire (10000 lumen) | BNI Lighting | ROB/NEW | 17.1 | N/A | 874.9488 | 195.7648 | N/A | N/A | 285.7 | 147.938 | 164.0368 | 0 | 311.9748 | 137.762 | 449.7368 | 1610.2857 | 0 | 1610.2857 | 93% | 3.7471 | 5.1616 | 0.36078 | 0.021098 | 1.603 | Flood Luminaire (10000 lumen) | 98.6253 | 19.1948 | 85.2834 | 37.6513 | 167.2867 | 1458.3468 | 158814.9431 | 42383.0282 | 116431.9148 | 3.7471 | 30768.6163 | 5.1616
Flood Luminaire (48000 lumen) | BNI Lighting | ROB/NEW | 17.1 | N/A | 2728.1268 | 622.86 | N/A | N/A | 1799.6656 | 493.1266 | 516.4444 | 0 | 1009.571 | 1306.539 | 2316.11 | 5042.8458 | 0 | 5042.8458 | 93% | 2.3025 | 4.995 | 0.37444 | 0.021897 | 1.6304 | Flood Luminaire (48000 lumen) | 3.6984 | 2.2902 | 9.9719 | 4.4923 | 19.5603 | 170.5195 | 18650.7111 | 8100.098 | 10550.613 | 2.3025 | 3733.8476 | 4.995
Four Pin Replacement Lamps for CFLs | BNI Lighting | ROB/NEW | 11.6 | N/A | 27.3583 | 5.9118 | N/A | N/A | 22.1054 | 12.3282 | 4.6402 | 0 | 16.9684 | 9.7773 | 26.7457 | 37.5502 | 0 | 37.5502 | 93% | 1.4902 | 2.213 | 0.62756 | 0.0541 | 2.8873 | Four Pin Replacement Lamps for CFLs | 57.9424 | 0.34054 | 1.5667 | 0.66799 | 3.0731 | 18.1734 | 2175.7501 | 1460.0477 | 715.7024 | 1.4902 | 983.188 | 2.213
Fuel Pump Canopy Luminaire ( 5000 lumen) | BNI Lighting | ROB/NEW | 11.4 | N/A | 1083.5244 | 242.4324 | N/A | N/A | 361.1269 | 197.2506 | 156.1216 | 0 | 353.3722 | 163.8763 | 517.2485 | 1477.121 | 0 | 1477.121 | 93% | 3.0025 | 4.1801 | 0.32999 | 0.028946 | 1.4662 | Fuel Pump Canopy Luminaire ( 5000 lumen) | 57.9424 | 13.9652 | 62.0481 | 27.3933 | 121.7098 | 707.3486 | 85587.9017 | 28505.8881 | 57082.0136 | 3.0025 | 20475.2257 | 4.1801
General Use Lamp (A-Series) | BNI Lighting | RET | 11.6 | 3.8667 | 136.8475 | 20.9784 | 42.8925 | 6.5753 | 8.6923 | 3.6984 | 10.0467 | 0 | 13.7451 | 4.9939 | 18.739 | 103.893 | 0 | 103.893 | 93% | 5.7303 | 7.5585 | 0.10163 | 0.016156 | 0.65908 | General Use Lamp (A-Series) | 785.2093 | 16.3764 | 106.1979 | 32.7528 | 212.3958 | 668.0429 | 81577.7155 | 14236.2837 | 67341.4318 | 5.7303 | 10792.8166 | 7.5585
Glass Door Refrigerator (full size - 38 cu ft) | BNI Cooking and Laundry | ROB/NEW | 12 | N/A | 949 | 108 | N/A | N/A | 0 | 281.0822 | 139.2491 | 0 | 420.3313 | -281.0822 | 139.2491 | 1214.1754 | 0 | 1214.1754 | 93% | 8.7194 | 2.8886 | 0.44816 | 0.037347 | 3.915 | Glass Door Refrigerator (full size - 38 cu ft) | 2.4656 | 0.26474 | 2.3125 | 0.51929 | 4.5361 | 27.7504 | 2993.711 | 343.3373 | 2650.3737 | 8.7194 | 1036.3827 | 2.8886
Ground Source Heat Pump (60kBTU/hr) (closed loop) | BNI HVAC | ROB/NEW | 25 | N/A | 29037.099 | 54081 | N/A | N/A | 11971.179 | 7396.8991 | 17167.5511 | 0 | 24564.4502 | 4574.2799 | 29138.7301 | 176471.5222 | 0 | 176471.5222 | 93% | 6.2356 | 7.184 | 0.85597 | 0.034239 | 0.4569 | Ground Source Heat Pump (60kBTU/hr) (closed loop) | 2.4656 | 132.5665 | 70.758 | 260.0343 | 138.7945 | 1768.949 | 435114.022 | 69779.2592 | 365334.7628 | 6.2356 | 60566.9209 | 7.184
Heat Pump Water Heater (40 gal) | BNI Domestic Hot Water (DHW) | ROB/NEW | 10 | N/A | 4925.501 | 1214.6285 | N/A | N/A | 1032.3726 | 1479.3798 | 707.9337 | 0 | 2187.3135 | -447.0072 | 1740.3063 | 6123.2958 | 0 | 6123.2958 | 93% | 3.671 | 2.7995 | 0.44933 | 0.044933 | 1.8115 | Heat Pump Water Heater (40 gal) | 3.6984 | 4.4661 | 18.0038 | 8.7603 | 35.3151 | 180.0378 | 22646.7009 | 6169.1627 | 16477.5381 | 3.671 | 8089.6689 | 2.7995
Heat Pump Water Heater (60 gal) | BNI Domestic Hot Water (DHW) | ROB/NEW | 10 | N/A | 7541.271 | 1859.6774 | N/A | N/A | 1134.3726 | 1725.9431 | 1034.4057 | 0 | 2760.3488 | -591.5705 | 2168.7783 | 9375.1748 | 0 | 9375.1748 | 93% | 4.4871 | 3.3964 | 0.37036 | 0.037036 | 1.4931 | Heat Pump Water Heater (60 gal) | 3.6984 | 6.8378 | 27.565 | 13.4127 | 54.0698 | 275.6499 | 34673.6116 | 7727.4378 | 26946.1738 | 4.4871 | 10209.011 | 3.3964
Heat Reclaimer Unit (Agriculture) | BNI Process | ROB/NEW | 15 | N/A | 9800.851 | 2819 | N/A | N/A | 4718.2548 | 3082.0413 | 1918.4817 | 0 | 5000.523 | 1636.2135 | 6636.7365 | 17504.7923 | 0 | 17504.7923 | 93% | 2.7757 | 3.5006 | 0.51625 | 0.034417 | 1.7844 | Heat Reclaimer Unit (Agriculture) | 2.4656 | 6.9101 | 23.8828 | 13.5544 | 46.8471 | 358.2425 | 43160.3949 | 15549.4129 | 27610.982 | 2.7757 | 12329.4548 | 3.5006
High Bay Luminaire (15 000 lumen) | BNI Lighting | ROB/NEW | 22.3 | N/A | 255.3125 | 39.1387 | N/A | N/A | 176.0724 | 160.2661 | 62.4391 | 0 | 222.7052 | 15.8063 | 238.5115 | 510.8039 | 0 | 510.8039 | 93% | 2.2583 | 2.2936 | 0.8826 | 0.039579 | 5.7238 | High Bay Luminaire (15 000 lumen) | 3797.0749 | 147.7464 | 958.1089 | 289.8102 | 1879.3675 | 21365.8285 | 1939560.6444 | 858846.8378 | 1080713.8066 | 2.2583 | 845628.5197 | 2.2936
High Bay Luminaire (35 000 lumen) | BNI Lighting | ROB/NEW | 22.3 | N/A | 595.7155 | 91.3217 | N/A | N/A | 350.0028 | 431.4858 | 150.9701 | 0 | 582.4559 | -81.483 | 500.9729 | 1191.8485 | 0 | 1191.8485 | 93% | 2.5014 | 2.0462 | 0.98931 | 0.044364 | 6.4158 | High Bay Luminaire (35 000 lumen) | 113.4191 | 10.2972 | 66.7758 | 20.1984 | 130.9832 | 1489.0995 | 135178.4096 | 54041.1129 | 81137.2967 | 2.5014 | 66061.6319 | 2.0462
High Volume Low Speed Fan (Agriculture) (24 foot) | BNI Process | ROB/NEW | 15 | N/A | 16086.432 | 4615 | N/A | N/A | 4514.7648 | 4931.2661 | 3135.4204 | 0 | 8066.6864 | -416.5013 | 7650.1852 | 28712.437 | 0 | 28712.437 | 93% | 3.9149 | 3.5594 | 0.50739 | 0.033826 | 1.7583 | High Volume Low Speed Fan (Agriculture) (24 foot) | 2.4656 | 11.3126 | 39.1996 | 22.19 | 76.8916 | 587.9942 | 70794.3343 | 18083.3268 | 52711.0074 | 3.9149 | 19889.4889 | 3.5594
Horticultural Lighting - blended lamps and baselines | BNI Lighting | ROB/NEW | 9.5 | N/A | 2112.6 | 380 | N/A | N/A | 1326 | 500.8554 | 267.0523 | 0 | 767.9077 | 825.1446 | 1593.0523 | 2366.0845 | 0 | 2366.0845 | 93% | 1.5771 | 3.0812 | 0.36779 | 0.038715 | 2.0328 | Horticultural Lighting - blended lamps and baselines | 47.416 | 17.913 | 99.0002 | 35.8261 | 198.0004 | 940.5018 | 112190.3122 | 71135.0448 | 41055.2673 | 1.5771 | 36411.1274 | 3.0812
LED Replacement Lamps for HID (10000 lumen) | BNI Lighting | ROB/NEW | 11.4 | N/A | 172.7305 | 37.3247 | N/A | N/A | 101.745 | 147.938 | 35.4328 | 0 | 183.3708 | -46.193 | 137.1778 | 233.8761 | 0 | 233.8761 | 93% | 1.7983 | 1.2754 | 1.0742 | 0.094224 | 4.9419 | LED Replacement Lamps for HID (10000 lumen) | 115.8848 | 4.3001 | 19.7829 | 8.4349 | 38.8048 | 225.5245 | 27102.6774 | 15071.4658 | 12031.2116 | 1.7983 | 21249.8768 | 1.2754
LED Replacement Lamps for HID (4000 lumen) | BNI Lighting | ROB/NEW | 11.4 | N/A | 69.1005 | 14.9317 | N/A | N/A | 102.816 | 49.3127 | 4.5269 | 0 | 53.8396 | 53.5033 | 107.3429 | 93.5617 | 0 | 93.5617 | 93% | 0.93425 | 1.7378 | 0.78836 | 0.069155 | 3.6271 | LED Replacement Lamps for HID (4000 lumen) | 38.2173 | 0.56732 | 2.61 | 1.1128 | 5.1195 | 29.7536 | 3575.6758 | 3827.3027 | -251.6269 | 0.93425 | 2057.6034 | 1.7378
LED Troffer (1x4) | BNI Lighting | RET | 20.9 | 6.9667 | 179.9017 | 38.8742 | 179.9017 | 38.8742 | 141.6018 | 36.9845 | 38.0062 | 0 | 74.9907 | 104.6173 | 179.6079 | 370.4308 | 0 | 370.4308 | 93% | 2.1829 | 4.9397 | 0.42177 | 0.020181 | 1.9405 | LED Troffer (1x4) | 135.6098 | 5.241 | 24.1113 | 10.2804 | 47.2952 | 503.9254 | 50234.057 | 23012.4201 | 27221.6369 | 2.1829 | 10169.4704 | 4.9397
LED Troffer (4x2) | BNI Lighting | RET | 20.9 | 6.9667 | 230.0263 | 35.2624 | 230.0263 | 35.2624 | 331.8202 | 18.9664 | 43.2253 | 0 | 62.1917 | 312.8538 | 375.0455 | 443.9925 | 0 | 443.9925 | 93% | 1.262 | 7.1391 | 0.27357 | 0.013089 | 1.7741 | LED Troffer (4x2) | 4267.4419 | 149.6031 | 970.1499 | 299.2063 | 1940.2997 | 20276.1323 | 1894712.366 | 1501363.1434 | 393349.2226 | 1.262 | 265399.5222 | 7.1391
LED Wall Sconce (1200 lumen) | BNI Lighting | RET | 11.6 | 1 | 243.1864 | 52.5492 | 243.1864 | 52.5492 | 11.8596 | 44.3814 | 35.2609 | 0 | 79.6423 | -32.5218 | 47.1206 | 333.7818 | 0 | 333.7818 | 93% | 7.2106 | 4.191 | 0.33137 | 0.028566 | 1.5245 | LED Wall Sconce (1200 lumen) | 29.5876 | 1.5457 | 7.1112 | 3.032 | 13.9489 | 82.4899 | 9875.8011 | 1369.6211 | 8506.18 | 7.2106 | 2356.4248 | 4.191
Linear Ambient Luminaire (10000 lumen) | BNI Lighting | ROB/NEW | 11.6 | N/A | 468.5734 | 101.2522 | N/A | N/A | 222.3396 | 123.2817 | 71.408 | 0 | 194.6897 | 99.0579 | 293.7476 | 643.1332 | 0 | 643.1332 | 93% | 2.3119 | 3.3034 | 0.42041 | 0.036242 | 1.9342 | Linear Ambient Luminaire (10000 lumen) | 97.3925 | 9.8037 | 45.1021 | 19.2304 | 88.4695 | 523.1844 | 62636.3514 | 27093.0237 | 35543.3277 | 2.3119 | 18961.3167 | 3.3034
Linear Ambient Luminaire (2000 lumen) | BNI Lighting | ROB/NEW | 11.6 | N/A | 50.1984 | 10.8472 | N/A | N/A | 12.852 | 24.6563 | 8.701 | 0 | 33.3573 | -11.8043 | 21.553 | 68.899 | 0 | 68.899 | 93% | 3.336 | 2.0655 | 0.67237 | 0.057963 | 3.0934 | Linear Ambient Luminaire (2000 lumen) | 193.5522 | 2.0873 | 9.6024 | 4.0942 | 18.8355 | 111.3882 | 13335.5523 | 3997.5012 | 9338.0511 | 3.336 | 6456.3825 | 2.0655
Linear Ambient Luminaire (4000 lumen) | BNI Lighting | ROB/NEW | 11.6 | N/A | 96.2515 | 20.7986 | N/A | N/A | 66.8304 | 36.9845 | 15.7387 | 0 | 52.7232 | 29.8459 | 82.5691 | 132.1086 | 0 | 132.1086 | 93% | 1.6961 | 2.5057 | 0.55424 | 0.04778 | 2.5499 | Linear Ambient Luminaire (4000 lumen) | 251.4946 | 5.2002 | 23.9238 | 10.2005 | 46.9274 | 277.5159 | 33224.5873 | 19589.148 | 13635.4393 | 1.6961 | 13259.5888 | 2.5057
Linear Ambient Luminaire (8000 lumen) | BNI Lighting | ROB/NEW | 11.6 | N/A | 175.9223 | 38.0144 | N/A | N/A | 222.3396 | 73.969 | 29.351 | 0 | 103.32 | 148.3706 | 251.6906 | 241.4594 | 0 | 241.4594 | 93% | 1.0226 | 2.337 | 0.59425 | 0.051229 | 2.734 | Linear Ambient Luminaire (8000 lumen) | 193.5522 | 7.3149 | 33.6521 | 14.3484 | 66.01 | 390.3647 | 46734.9992 | 45702.8614 | 1032.1378 | 1.0226 | 19997.8064 | 2.337
Linear Replacement Lamp (2 foot) | BNI Lighting | ROB/NEW | 11.6 | N/A | 37.3068 | 8.0615 | N/A | N/A | 12.942 | 6.1641 | 5.3502 | 0 | 11.5142 | 6.7779 | 18.2921 | 51.2049 | 0 | 51.2049 | 93% | 2.9451 | 4.4471 | 0.31229 | 0.026921 | 1.4368 | Linear Replacement Lamp (2 foot) | 388.3372 | 3.1123 | 14.3183 | 6.1049 | 28.0858 | 166.092 | 19884.7564 | 6751.7034 | 13133.053 | 2.9451 | 4471.4091 | 4.4471
Linear Replacement Lamp (4 foot) | BNI Lighting | ROB/NEW | 11.6 | N/A | 49.6736 | 7.6148 | N/A | N/A | 8.8293 | 9.8625 | 6.917 | 0 | 16.7796 | -1.0332 | 15.7464 | 64.3409 | 0 | 64.3409 | 93% | 4.253 | 3.8345 | 0.34179 | 0.029465 | 2.2166 | Linear Replacement Lamp (4 foot) | 96652.8165 | 731.7044 | 4744.9734 | 1435.2664 | 9307.4478 | 55041.6911 | 6218725.9707 | 1462193.1758 | 4756532.7949 | 4.253 | 1621792.1868 | 3.8345
Low-bay Luminaire (10,000 lumen) | BNI Lighting | ROB/NEW | 11.6 | N/A | 468.5734 | 101.2522 | N/A | N/A | 169.6464 | 123.2817 | 71.408 | 0 | 194.6897 | 46.3647 | 241.0544 | 643.1332 | 0 | 643.1332 | 93% | 2.8062 | 3.3034 | 0.42041 | 0.036242 | 1.9342 | Low-bay Luminaire (10,000 lumen) | 44.3814 | 4.4675 | 20.5529 | 8.7632 | 40.3152 | 238.4132 | 28543.1475 | 10171.2921 | 18371.8554 | 2.8062 | 8640.6 | 3.3034
Multi-Tank Conveyor Dishwasher - High Temp | BNI Cooking and Laundry | ROB/NEW | 20 | N/A | 27407.5971 | 2837 | N/A | N/A | 1246.644 | 3698.4496 | 4910.826 | 0 | 8609.2756 | -2451.8056 | 6157.47 | 48925.3098 | 0 | 48925.3098 | 93% | 8.0599 | 5.6829 | 0.31784 | 0.015892 | 3.0526 | Multi-Tank Conveyor Dishwasher - High Temp | 2.4656 | 6.9542 | 66.7872 | 13.641 | 131.0056 | 1335.7434 | 120631.8622 | 14966.8981 | 105664.9641 | 8.0599 | 21227.3146 | 5.6829
Multi-Tank Conveyor Dishwasher - Low Temp | BNI Cooking and Laundry | ROB/NEW | 20 | N/A | 18811.2029 | 1947 | N/A | N/A | 1246.644 | 2712.1963 | 3387.2318 | 0 | 6099.4281 | -1465.5523 | 4633.8758 | 33587.7492 | 0 | 33587.7492 | 93% | 7.3874 | 5.5067 | 0.32808 | 0.016404 | 3.1513 | Multi-Tank Conveyor Dishwasher - Low Temp | 2.4656 | 4.7726 | 45.8394 | 9.3616 | 89.9157 | 916.7874 | 82815.0653 | 11210.2737 | 71604.7916 | 7.3874 | 15038.9517 | 5.5067
Occupancy Sensor (Ceiling Mounted) | BNI Lighting | ROB/NEW | 10 | N/A | 187.7496 | 43.9824 | N/A | N/A | 118.0242 | 98.6253 | 30.6329 | 0 | 129.2583 | 19.3989 | 148.6571 | 230.9548 | 0 | 230.9548 | 93% | 1.645 | 1.7868 | 0.6966 | 0.06966 | 2.9562 | Occupancy Sensor (Ceiling Mounted) | 9.8625 | 0.43125 | 1.83 | 0.84591 | 3.5897 | 18.3004 | 2277.7991 | 1384.6546 | 893.1445 | 1.645 | 1274.8137 | 1.7868
Occupancy Sensor (Wall Mounted) | BNI Lighting | ROB/NEW | 10 | N/A | 109.2361 | 25.5898 | N/A | N/A | 75.8204 | 49.3127 | 17.082 | 0 | 66.3947 | 26.5077 | 92.9024 | 134.3737 | 0 | 134.3737 | 93% | 1.534 | 2.0239 | 0.615 | 0.0615 | 2.6099 | Occupancy Sensor (Wall Mounted) | 193.5522 | 4.9241 | 20.8958 | 9.6588 | 40.9878 | 208.9576 | 26008.3239 | 16954.2007 | 9054.1233 | 1.534 | 12850.8386 | 2.0239
Open to Closed Cooler Conversion | BNI Refrigeration | RET | 12 | 4 | 54750 | 6250 | 54750 | 6250 | 50656.1065 | 6164.0826 | 7113.0989 | 0 | 13277.1815 | 44492.0239 | 57769.2054 | 70073.0577 | 0 | 70073.0577 | 93% | 1.2923 | 5.2777 | 0.24537 | 0.020448 | 2.1369 | Open to Closed Cooler Conversion | 1.2328 | 7.6602 | 66.7077 | 15.0257 | 130.8498 | 800.4928 | 86387.2244 | 66847.3537 | 19539.8707 | 1.2923 | 16368.3289 | 5.2777
Parking Garage Luminaire (5000 lumen) | BNI Lighting | ROB/NEW | 22.8 | N/A | 1083.5244 | 242.4324 | N/A | N/A | 919.7748 | 154.1021 | 234.6916 | 0 | 388.7937 | 765.6727 | 1154.4664 | 2360.4257 | 0 | 2360.4257 | 93% | 2.1654 | 6.0712 | 0.36307 | 0.015924 | 1.6132 | Parking Garage Luminaire (5000 lumen) | 46.847 | 11.291 | 50.1666 | 22.1478 | 98.4036 | 1143.7977 | 110578.9316 | 51067.11 | 59511.8216 | 2.1654 | 18213.8278 | 6.0712
Pole/Arm-Mounted Area Luminaire (20000 lumen) | BNI Lighting | ROB/NEW | 13.7 | N/A | 1202.3976 | 274.52 | N/A | N/A | 493.5168 | 385.2552 | 213.4758 | 0 | 598.731 | 108.2616 | 706.9926 | 1906.2505 | 0 | 1906.2505 | 93% | 2.8348 | 3.1838 | 0.50384 | 0.036776 | 2.1939 | Pole/Arm-Mounted Area Luminaire (20000 lumen) | 388.3372 | 105.9848 | 461.4777 | 207.8933 | 905.2063 | 6322.2447 | 740267.9881 | 261135.9858 | 479132.0024 | 2.8348 | 232509.5292 | 3.1838
Pole/Arm-Mounted Area Luminaire (5000 lumen) | BNI Lighting | ROB/NEW | 13.7 | N/A | 886.4244 | 202.38 | N/A | N/A | 153.2958 | 184.9225 | 148.2807 | 0 | 333.2031 | -31.6267 | 301.5765 | 1405.3146 | 0 | 1405.3146 | 93% | 4.8318 | 4.2176 | 0.38034 | 0.027762 | 1.6562 | Pole/Arm-Mounted Area Luminaire (5000 lumen) | 388.3372 | 78.1335 | 340.2079 | 153.2619 | 667.3308 | 4660.8476 | 545735.9589 | 112946.2252 | 432789.7337 | 4.8318 | 129395.1735 | 4.2176
Pole/Arm-Mounted Decorative Luminaire (10000 lumen) | BNI Lighting | ROB/NEW | 22.8 | N/A | 874.9488 | 195.7648 | N/A | N/A | 306.5916 | 385.2552 | 213.4571 | 0 | 598.7123 | -78.6636 | 520.0487 | 1906.05 | 0 | 1906.05 | 93% | 3.8229 | 3.1836 | 0.69238 | 0.030367 | 3.0764 | Pole/Arm-Mounted Decorative Luminaire (10000 lumen) | 6.1641 | 1.1997 | 5.3302 | 2.3532 | 10.4554 | 121.5289 | 11749.0497 | 3073.3334 | 8675.7164 | 3.8229 | 3690.512 | 3.1836
Pole/Arm-Mounted Decorative Luminaire (1300 lumen) | BNI Lighting | ROB/NEW | 22.8 | N/A | 361.8756 | 80.9676 | N/A | N/A | 39.8569 | 77.051 | 80.7309 | 0 | 157.782 | -37.1941 | 120.5878 | 788.3353 | 0 | 788.3353 | 93% | 6.6923 | 4.9964 | 0.44117 | 0.01935 | 1.9602 | Pole/Arm-Mounted Decorative Luminaire (1300 lumen) | 3.6984 | 0.29771 | 1.3227 | 0.58397 | 2.5946 | 30.1583 | 2915.6182 | 435.6695 | 2479.9487 | 6.6923 | 583.5487 | 4.9964
Premium High Bay Luminaire (15 000 lumen) | BNI Lighting | ROB/NEW | 22.3 | N/A | 312.0531 | 47.8369 | N/A | N/A | 242.0032 | 231.1531 | 79.5533 | 0 | 310.7064 | 10.8501 | 321.5565 | 624.3249 | 0 | 624.3249 | 93% | 2.0495 | 2.0094 | 1.0075 | 0.045178 | 6.5335 | Premium High Bay Luminaire (15 000 lumen) | 246.5633 | 11.7261 | 76.0415 | 23.0011 | 149.1583 | 1695.7253 | 153935.6235 | 75107.187 | 78828.4365 | 2.0495 | 76608.7967 | 2.0094
Premium High Bay Luminaire (35 000 lumen) | BNI Lighting | ROB/NEW | 22.3 | N/A | 728.1104 | 111.6175 | N/A | N/A | 813.146 | 616.4083 | 192.6951 | 0 | 809.1034 | 196.7378 | 1005.8411 | 1456.731 | 0 | 1456.731 | 93% | 1.5351 | 1.8004 | 1.1244 | 0.050421 | 7.2918 | Premium High Bay Luminaire (35 000 lumen) | 123.2817 | 13.6802 | 88.7134 | 26.8342 | 174.0148 | 1978.3092 | 179588.2022 | 116984.5403 | 62603.6619 | 1.5351 | 99747.6006 | 1.8004
Refrigerated Case Luminaire | BNI Lighting | ROB/NEW | 16.3 | N/A | 153.0972 | 25.2788 | N/A | N/A | 177.3576 | 73.969 | 30.88 | 0 | 104.849 | 103.3886 | 208.2376 | 257.8239 | 0 | 257.8239 | 93% | 1.3166 | 2.459 | 0.69295 | 0.042512 | 4.1722 | Refrigerated Case Luminaire | 57.9424 | 1.4562 | 8.7671 | 2.8563 | 17.1971 | 142.9041 | 14938.9271 | 11346.4238 | 3592.5032 | 1.3166 | 6075.1985 | 2.459
SBES Direct Install - Lighting | BNI Lighting | RET | 10.8 | 3.6 | 15239.5872 | 3104.3603 | 15239.5872 | 3104.3603 | 0 | 0 | 18161.2902 | 15077.64 | 18161.2902 | 0 | 18161.2902 | 18479.9393 | 0 | 18479.9393 | 88% | 1.0175 | 1.0175 | 1.2743 | 0.11799 | 6.2192 | SBES Direct Install - Lighting | 94.832 | 276.9412 | 1351.5174 | 553.8824 | 2703.0349 | 14596.3883 | 1752490.3656 | 1722272.2191 | 30218.1465 | 1.0175 | 1722272.2191 | 1.0175
SBES Direct Install - Lighting Controls | BNI Lighting | RET | 10.8 | 3.6 | 1398.5945 | 284.8989 | 1398.5945 | 284.8989 | 0 | 0 | 2680.0247 | 2313.36 | 2680.0247 | 0 | 2680.0247 | 1695.9739 | 0 | 1695.9739 | 88% | 0.63282 | 0.63282 | 2.0491 | 0.18973 | 10.0002 | SBES Direct Install - Lighting Controls | 94.832 | 25.4159 | 124.0339 | 50.8319 | 248.0677 | 1339.5657 | 160832.6625 | 254152.2176 | -93319.5551 | 0.63282 | 254152.2176 | 0.63282
SBES Direct Install - Non-Lighting | BNI Other | RET | 10.8 | 3.6 | 1152.9982 | 234.87 | 1152.9982 | 234.87 | 0 | 0 | 1730.5162 | 1467.78 | 1730.5162 | 0 | 1730.5162 | 1398.157 | 0 | 1398.157 | 88% | 0.80794 | 0.80794 | 1.6049 | 0.1486 | 7.8327 | SBES Direct Install - Non-Lighting | 94.832 | 20.9528 | 102.2532 | 41.9057 | 204.5065 | 1104.335 | 132590.0863 | 164108.3842 | -31518.2979 | 0.80794 | 164108.3842 | 0.80794
Smart thermostats for central air source heat pump | BNI HVAC | ROB/NEW | 11 | N/A | 298 | 0 | N/A | N/A | 108.12 | 113.0398 | 40.0231 | 0 | 153.0629 | -4.9198 | 148.1431 | 317.2929 | 0 | 317.2929 | 93% | 2.2571 | 2.073 | 0.51971 | 0.047246 | N/A | Smart thermostats for central air source heat pump | 11.975 | 0 | 3.5268 | 0 | 5.2368 | 38.7951 | 3799.5717 | 1683.3775 | 2116.1943 | 2.2571 | 1832.9231 | 2.073
Smart thermostats for electric baseboards | BNI HVAC | ROB/NEW | 11 | N/A | 146 | 0 | N/A | N/A | 154.02 | 55.3819 | 17.2977 | 0 | 72.6796 | 98.6381 | 171.3177 | 155.4522 | 0 | 155.4522 | 93% | 0.96833 | 2.1389 | 0.50369 | 0.04579 | N/A | Smart thermostats for electric baseboards | 78.2364 | 0 | 11.289 | 0 | 16.7625 | 124.179 | 12162.0297 | 12559.7883 | -397.7587 | 0.96833 | 5686.1943 | 2.1389
Smart thermostats for mini-split heat pumps | BNI HVAC | ROB/NEW | 11 | N/A | 74 | 0 | N/A | N/A | 169.32 | 28.0703 | 2.5769 | 0 | 30.6471 | 141.2497 | 171.8969 | 78.7909 | 0 | 78.7909 | 93% | 0.49231 | 2.5709 | 0.41905 | 0.038095 | N/A | Smart thermostats for mini-split heat pumps | 8.3825 | 0 | 0.61305 | 0 | 0.91029 | 6.7436 | 660.4625 | 1341.5686 | -681.1062 | 0.49231 | 256.8989 | 2.5709
Solid Door Freezer | BNI Cooking and Laundry | ROB/NEW | 12 | N/A | 2128 | 165 | N/A | N/A | 0 | 443.8139 | 285.9503 | 0 | 729.7642 | -443.8139 | 285.9503 | 2624.3877 | 0 | 2624.3877 | 93% | 9.1778 | 3.5962 | 0.34699 | 0.028916 | 4.449 | Solid Door Freezer | 2.4656 | 0.40446 | 5.1855 | 0.79336 | 10.1716 | 62.2264 | 6470.7771 | 705.0485 | 5765.7286 | 9.1778 | 1799.3308 | 3.5962
Solid Door Refrigerator | BNI Cooking and Laundry | ROB/NEW | 12 | N/A | 818 | 63 | N/A | N/A | 0 | 258.8915 | 117.9733 | 0 | 376.8647 | -258.8915 | 117.9733 | 1008.2688 | 0 | 1008.2688 | 93% | 8.5466 | 2.6754 | 0.46616 | 0.038847 | 6.0174 | Solid Door Refrigerator | 11.0953 | 0.69493 | 8.9699 | 1.3631 | 17.5948 | 107.6389 | 11187.0938 | 1308.9544 | 9878.1394 | 8.5466 | 4181.4456 | 2.6754
Standard Capacity Electric Fryer | BNI Cooking and Laundry | ROB/NEW | 12 | N/A | 952 | 148 | N/A | N/A | 269.892 | 1232.8165 | 231.6934 | 0 | 1464.51 | -962.9245 | 501.5854 | 1268.4926 | 0 | 1268.4926 | 93% | 2.6279 | 0.86615 | 1.5565 | 0.12971 | 9.9539 | Standard Capacity Electric Fryer | 2.4656 | 0.36279 | 2.3198 | 0.71162 | 4.5505 | 27.8381 | 3127.6373 | 1190.1438 | 1937.4934 | 2.6279 | 3610.9442 | 0.86615
Strip-Curtains for Display Cases | BNI Refrigeration | ROB/NEW | 4 | N/A | 28970.31 | 3307 | N/A | N/A | 78.3972 | 1972.5064 | 1573.8947 | 0 | 3546.4011 | -1894.1092 | 1652.2919 | 14906.91 | 0 | 14906.91 | 93% | 9.052 | 4.2034 | 0.12386 | 0.030966 | 1.0787 | Strip-Curtains for Display Cases | 2.4656 | 8.1063 | 70.5952 | 15.9008 | 138.4752 | 282.3808 | 36754.9703 | 4060.4146 | 32694.5556 | 9.052 | 8744.1239 | 4.2034
VFD Milk Vacuum Pump | BNI Process | ROB/NEW | 15 | N/A | 6492.659 | 1818 | N/A | N/A | 6487.6896 | 184.9225 | 1093.2003 | 0 | 1278.1228 | 6302.7671 | 7580.8899 | 11518.4995 | 0 | 11518.4995 | 93% | 1.6162 | 9.012 | 0.19919 | 0.013279 | 0.7072 | VFD Milk Vacuum Pump | 2.4656 | 4.4564 | 15.8214 | 8.7414 | 31.0343 | 237.3209 | 28400.3934 | 17571.9545 | 10828.4389 | 1.6162 | 3151.3818 | 9.012
Wall Mounted Area Luminaire (1000 lumen) (full and no-cutoff) | BNI Lighting | ROB/NEW | 22.8 | N/A | 153.3 | 34.3 | N/A | N/A | 29.1669 | 36.9845 | 34.5985 | 0 | 71.583 | -7.8176 | 63.7654 | 333.9595 | 0 | 333.9595 | 93% | 5.4106 | 4.6653 | 0.47247 | 0.020722 | 2.0993 | Wall Mounted Area Luminaire (1000 lumen) (full and no-cutoff) | 108.4879 | 3.6994 | 16.4368 | 7.2566 | 32.2414 | 374.7587 | 36230.5498 | 6696.2728 | 29534.277 | 5.4106 | 7765.8847 | 4.6653
Wall Mounted Area Luminaire (10000 lumen) (full and no-cutoff) | BNI Lighting | ROB/NEW | 22.8 | N/A | 776.3988 | 177.26 | N/A | N/A | 291.669 | 147.938 | 172.3337 | 0 | 320.2716 | 143.731 | 464.0027 | 1699.084 | 0 | 1699.084 | 93% | 3.8303 | 5.3051 | 0.41739 | 0.018307 | 1.8175 | Wall Mounted Area Luminaire (10000 lumen) (full and no-cutoff) | 61.6408 | 10.8628 | 47.2985 | 21.3077 | 92.7777 | 1078.4047 | 104732.9454 | 27342.9969 | 77389.9485 | 3.8303 | 19741.8084 | 5.3051
Zero-Energy Doors for Reach-In Coolers | BNI Refrigeration | ROB/NEW | 12 | N/A | 1400.023 | 160 | N/A | N/A | 311.0184 | 295.876 | 194.6035 | 0 | 490.4794 | 15.1424 | 505.6219 | 1792.0811 | 0 | 1792.0811 | 93% | 3.7038 | 3.6537 | 0.35448 | 0.02954 | 3.0836 | Zero-Energy Doors for Reach-In Coolers | 2.4656 | 0.3922 | 3.4116 | 0.76932 | 6.692 | 40.9391 | 4418.6143 | 1192.998 | 3225.6163 | 3.7038 | 1209.3423 | 3.6537
Note on Q1: Author: Per Unit Present Value Avoided Cost Benefits represents the sum of discounted avoided cost cash flows for a measure's effective useful life. For early retirement measures, this may include a Pre and Post RUL savings adjustment.
Note on R1: Author: Per Unit Present Value Non-Energy Benefits represents the sum of discounted non-energy benefit cash flows for a measure's effective useful life.
Note on W1: Author: Net First-Year Unit Cost / kWh at Generator ($/kWh) is calculated in the model by summing incentive and admin spending (Per Unit DSM Administrator Cost in this workbook) and dividing it by net first-year energy savings divided by (1 - line loss factor). Formula: =(incentive + admin) / ((Gross savings * NTGR) / (1- LLF))
Note on X1: Author: Net Lifetime Unit Cost / kWh at Generator ($/kWh) is calculated in the model by summing incentive and admin spending (Per Unit DSM Administrator Cost in this workbook) and dividing it by net lifetime energy savings divided by (1 - line loss factor). For early retirement measures, this may include the summation of Pre and Post RUL savings through the lifetime of the measure. Formula: =(incentive + admin) / ((Lifetime Gross savings * NTGR) / (1- LLF))
Note on Y1: Author: Net Unit Cost / Watt at Generator ($/W) is calculated in the model by summing incentive and admin spending (Per Unit DSM Administrator Cost in this workbook) and dividing it by net demand savings divided by (1 - line loss factor). Formula: =(incentive + admin) / ((Gross savings * NTGR) / (1- LLF))
Note on AC1: Author: Peak Demand Savings (kW) is calculated in the model by multiplying the per unit gross demand savings by the net-to-gross ratio and then dividing this net savings value by (1 - line loss factor). This is then multiplied by measure participation thus yielding total net savings at generator. Formula: =Participation * ((Per Unit Gross savings * NTGR) / (1- LLF))
Note on AD1: Author: First Year Energy Savings (MWh) is calculated in the model by multiplying the per unit gross first year energy savings savings by the net-to-gross ratio and then dividing this net savings value by (1 - line loss factor). This is then multiplied by measure participation thus yielding total net savings at generator. Formula: =Participation * ((Per Unit Gross First Year savings * NTGR) / (1- LLF))
Note on AE1: Author: Cumulative Savings are a summation of savings across program years-to-date. In 2023, this will simply equal first year savings in 2023 as the first program year. In subsequent years, the savings from each previous year are added together, however, measures with effective useful lives less than the total years being summed will be removed from the cumulative savings total. Therefore, this result may not simply be the sum of first year savings across program years.
Note on AF1: Author: Cumulative Savings are a summation of savings across program years-to-date. In 2023, this will simply equal first year savings in 2023 as the first program year. In subsequent years, the savings from each previous year are added together, however, measures with effective useful lives less than the total years being summed will be removed from the cumulative savings total. Therefore, this result may not simply be the sum of first year savings across program years.
Note on AG1: Author: Lifetime Energy Savings (MWh) is calculated in the model by multiplying the per unit lifetime energy savings savings by the net-to-gross ratio and then dividing this net savings value by (1 - line loss factor). This is then multiplied by measure participation thus yielding total net savings at generator. For early retirement measures, lifetime savings may include the summation of Pre and Post RUL savings through the lifetime of the measure. Formula: =Participation * ((Per Unit Gross lifetime savings * NTGR) / (1- LLF))

## 2025
| Direct Input | Direct Input | Direct Input | Direct Input | Direct Input | Direct Input | Direct Input | Direct Input | Direct Input | Direct Input | Direct Input | Direct Input | Direct Input | Direct Input | Calculation | Calculated in Model | Calculated in Model | Calculation | Direct Input | Calculation | Calculation | Calculated in Model | Calculated in Model | Calculated in Model |  | Direct Input | Calculated in Model | Calculated in Model | Calculated in Model | Calculated in Model | Calculated in Model | Calculation | Calculation | Calculation | Calculation | Calculation | Calculation
| N/A | N/A | N/A | N/A | N/A | N/A | N/A | N/A | A | B | C | D | E = B + C | F = A - B | G = E + F | H | I | J = H + I | K | L = H / (C + (A * K)) | M = H / E | N/A | N/A | N/A |  | N | N/A | N/A | N/A | N/A | N/A | O = N * H | P = N * (C + (A * K) | Q = O - P | R = O / P | S = N * E | T = O / S
Affordable Multi-Family Housing | [24 empty] | Affordable Multi-Family Housing Total
Measure Name | Technology Type | Decision Type | Measure Life | Remaining Useful Life | Gross Annual Energy Savings per Unit at Meter (kWh) Pre-RUL | Gross Peak Demand Savings per Unit at Meter (Watts) Pre-RUL | Gross Annual Energy Savings per Unit at Meter (kWh) Post-RUL | Gross Peak Demand Savings per Unit at Meter (Watts) Post-RUL | Gross Per Unit One-Time Incremental Measure Cost ($) | Per Unit Incentive ($) | Per Unit Program Administrative Cost (inclusive of DI costs) ($) | Per Unit Direct Installation Cost ($) | Per Unit DSM Administrator Cost (Incentive + Administrative) ($) | Per Unit DSM Customer Cost (Incremental Measure Cost - Incentive) ($) | Total Per Unit DSM Cost ($) | Per Unit Present Value Avoided Cost Benefits ($) | Per Unit Present Value Non-Energy Benefits ($) | Total Per Unit Present Value Benefits ($) | Net-To-Gross Ratio | Net Total Resource Benefit-Cost Ratio (TRC) | Net Program Administrator Benefit-Cost Ratio (PAC) | Net First-Year Unit Cost / kWh at Generator ($/kWh) | Net Lifetime Unit Cost / kWh at Generator ($/kWh) | Net Unit Cost / Watt at Generator ($/W) | Measure Name | Participation (Units) | Total Peak Demand Savings (kW) | Total First Year Energy Savings (MWh) | Total Cumulative Peak Demand Savings (kW) | Total Cumulative First Year Energy Savings (MWh) | Total Lifetime Energy Savings (MWh) | Total Avoided Cost Benefits ($) | TRC Costs ($) | Total TRC Net Resource Benefits ($) | TRC Ratio | PAC Costs ($) | PAC Ratio
Cold Climate Air-Source Ductless Heat Pump (24kBTU/hr) (Multi-Family) | Res HVAC | ROB/NEW | 18 | N/A | 3578.14 | 1296.6025 | N/A | N/A | 7162.1968 | 1789.07 | 1059.3198 | 0 | 2848.3898 | 5373.1268 | 8221.5167 | 8776.2805 | 0 | 8776.2805 | 100% | 1.0675 | 3.0811 | 0.72719 | 0.0404 | 1.9158 | Cold Climate Air-Source Ductless Heat Pump (24kBTU/hr) (Multi-Family) | 65 | 96.6345 | 254.6043 | 289.9035 | 763.813 | 4582.8781 | 570458.2313 | 534398.584 | 36059.6473 | 1.0675 | 185145.34 | 3.0811
Cold Climate Air-Source Ductless Heat Pump (48kBTU/hr) (Multi-Family) | Res HVAC | ROB/NEW | 18 | N/A | 6972.26 | 2127.5515 | N/A | N/A | 14324.3937 | 3486.13 | 2018.8104 | 0 | 5504.9404 | 10838.2637 | 16343.2041 | 16206.9736 | 0 | 16206.9736 | 100% | 0.99166 | 2.9441 | 0.72125 | 0.04007 | 2.2565 | Cold Climate Air-Source Ductless Heat Pump (48kBTU/hr) (Multi-Family) | 65 | 158.5643 | 496.1146 | 475.6929 | 1488.3439 | 8930.0636 | 1053453.2852 | 1062308.266 | -8854.9809 | 0.99166 | 357821.1279 | 2.9441
Comprehensive Path | Res Other | ROB/NEW | 18.1 | N/A | 38092.86 | 10208 | N/A | N/A | 49539.7644 | 19046.43 | 10883.6458 | 0 | 29930.0758 | 30493.3344 | 60423.4102 | 85665.6898 | 0 | 85665.6898 | 100% | 1.4178 | 2.8622 | 0.71775 | 0.039655 | 2.557 | Comprehensive Path | 27 | 316.0213 | 1125.9069 | 948.0639 | 3377.7206 | 20378.9141 | 2312973.6253 | 1631432.075 | 681541.5503 | 1.4178 | 808112.0454 | 2.8622
Heat Pump Water Heater (Electric Resistance) | Res HVAC | RET | 10 | 3.3333 | 790 | 128 | 790 | 128 | 2919.6745 | 395 | 135.6161 | 0 | 530.6161 | 2524.6745 | 3055.2907 | 1029.0526 | 0 | 1029.0526 | 100% | 0.33681 | 1.9394 | 0.61357 | 0.061357 | 3.6152 | Heat Pump Water Heater (Electric Resistance) | 2.4091 | 0.35356 | 2.0834 | 1.0607 | 6.2502 | 20.8338 | 2479.0474 | 7360.3726 | -4881.3252 | 0.33681 | 1278.2851 | 1.9394
Heat Pump Water Heater (Heat Pump) | Res HVAC | RET | 10 | 3.3333 | 1312 | 213 | 1312 | 213 | 2919.6745 | 656 | 225.2258 | 0 | 881.2258 | 2263.6745 | 3144.9003 | 1709.5694 | 0 | 1709.5694 | 100% | 0.5436 | 1.94 | 0.61357 | 0.061357 | 3.6081 | Heat Pump Water Heater (Heat Pump) | 0.80302 | 0.19612 | 1.1533 | 0.58835 | 3.46 | 11.5333 | 1372.8173 | 2525.4158 | -1152.5985 | 0.5436 | 707.6414 | 1.94
Affordable Single-Family Homes | [24 empty] | Affordable Single-Family Homes Total
Measure Name | Technology Type | Decision Type | Measure Life | Remaining Useful Life | Gross Annual Energy Savings per Unit at Meter (kWh) Pre-RUL | Gross Peak Demand Savings per Unit at Meter (Watts) Pre-RUL | Gross Annual Energy Savings per Unit at Meter (kWh) Post-RUL | Gross Peak Demand Savings per Unit at Meter (Watts) Post-RUL | Gross Per Unit One-Time Incremental Measure Cost ($) | Per Unit Incentive ($) | Per Unit Program Administrative Cost (inclusive of DI costs) ($) | Per Unit Direct Installation Cost ($) | Per Unit DSM Administrator Cost (Incentive + Administrative) ($) | Per Unit DSM Customer Cost (Incremental Measure Cost - Incentive) ($) | Total Per Unit DSM Cost ($) | Per Unit Present Value Avoided Cost Benefits ($) | Per Unit Present Value Non-Energy Benefits ($) | Total Per Unit Present Value Benefits ($) | Net-To-Gross Ratio | Net Total Resource Benefit-Cost Ratio (TRC) | Net Program Administrator Benefit-Cost Ratio (PAC) | Net First-Year Unit Cost / kWh at Generator ($/kWh) | Net Lifetime Unit Cost / kWh at Generator ($/kWh) | Net Unit Cost / Watt at Generator ($/W) | Measure Name | Participation (Units) | Total Peak Demand Savings (kW) | Total First Year Energy Savings (MWh) | Total Cumulative Peak Demand Savings (kW) | Total Cumulative First Year Energy Savings (MWh) | Total Lifetime Energy Savings (MWh) | Total Avoided Cost Benefits ($) | TRC Costs ($) | Total TRC Net Resource Benefits ($) | TRC Ratio | PAC Costs ($) | PAC Ratio
Affordable Single-Family Homes | Res HVAC | RET | 20 | 6.6667 | 5015 | 1419.245 | 5015 | 1419.245 | 0 | 0 | 16555.5274 | 11964.6 | 16555.5274 | 0 | 16555.5274 | 12168.43 | 0 | 12168.43 | 100% | 0.73501 | 0.73501 | 3.0156 | 0.15078 | 10.1731 | Affordable Single-Family Homes | 492.8924 | 802.087 | 2705.9402 | 2406.2609 | 8117.8207 | 54118.8044 | 5997726.9439 | 8160094.0241 | -2162367.0801 | 0.73501 | 8160094.0241 | 0.73501
Clothes Dryer replacement (Low Income Only) | Res Other | RET | 5 | 1.6667 | 252 | 34.8 | 252 | 34.8 | 0 | 0 | 1023.7537 | 804.0627 | 1023.7537 | 0 | 1023.7537 | 181.5708 | 0 | 181.5708 | 100% | 0.17736 | 0.17736 | 3.7111 | 0.74222 | 25.6556 | Clothes Dryer replacement (Low Income Only) | 123.5563 | 4.9301 | 34.0848 | 14.7903 | 102.2543 | 170.4239 | 22434.2109 | 126491.2157 | -104057.0048 | 0.17736 | 126491.2157 | 0.17736
Freezer replacement (Low income only) | Res Refrigeration | RET | 4 | 1.3333 | 1358 | 193.062 | 1358 | 193.062 | 0 | 0 | 941.2205 | 668.7795 | 941.2205 | 0 | 941.2205 | 793.4969 | 0 | 793.4969 | 100% | 0.84305 | 0.84305 | 0.63314 | 0.15829 | 4.2517 | Freezer replacement (Low income only) | 72.312 | 16.0073 | 107.4992 | 48.022 | 322.4976 | 429.9968 | 57379.3463 | 68061.5402 | -10682.1939 | 0.84305 | 68061.5402 | 0.84305
Refrigerator replacement (Low income only) | Res Refrigeration | RET | 5 | 1.6667 | 678 | 97.29 | 678 | 97.29 | 0 | 0 | 1192.6014 | 905.2624 | 1192.6014 | 0 | 1192.6014 | 490.8643 | 0 | 490.8643 | 100% | 0.41159 | 0.41159 | 1.6068 | 0.32137 | 10.6904 | Refrigerator replacement (Low income only) | 21.222 | 2.3674 | 15.7511 | 7.1021 | 47.2533 | 78.7555 | 10417.1226 | 25309.3879 | -14892.2653 | 0.41159 | 25309.3879 | 0.41159
Appliance Retirement | [24 empty] | Appliance Retirement Total
Measure Name | Technology Type | Decision Type | Measure Life | Remaining Useful Life | Gross Annual Energy Savings per Unit at Meter (kWh) Pre-RUL | Gross Peak Demand Savings per Unit at Meter (Watts) Pre-RUL | Gross Annual Energy Savings per Unit at Meter (kWh) Post-RUL | Gross Peak Demand Savings per Unit at Meter (Watts) Post-RUL | Gross Per Unit One-Time Incremental Measure Cost ($) | Per Unit Incentive ($) | Per Unit Program Administrative Cost (inclusive of DI costs) ($) | Per Unit Direct Installation Cost ($) | Per Unit DSM Administrator Cost (Incentive + Administrative) ($) | Per Unit DSM Customer Cost (Incremental Measure Cost - Incentive) ($) | Total Per Unit DSM Cost ($) | Per Unit Present Value Avoided Cost Benefits ($) | Per Unit Present Value Non-Energy Benefits ($) | Total Per Unit Present Value Benefits ($) | Net-To-Gross Ratio | Net Total Resource Benefit-Cost Ratio (TRC) | Net Program Administrator Benefit-Cost Ratio (PAC) | Net First-Year Unit Cost / kWh at Generator ($/kWh) | Net Lifetime Unit Cost / kWh at Generator ($/kWh) | Net Unit Cost / Watt at Generator ($/W) | Measure Name | Participation (Units) | Total Peak Demand Savings (kW) | Total First Year Energy Savings (MWh) | Total Cumulative Peak Demand Savings (kW) | Total Cumulative First Year Energy Savings (MWh) | Total Lifetime Energy Savings (MWh) | Total Avoided Cost Benefits ($) | TRC Costs ($) | Total TRC Net Resource Benefits ($) | TRC Ratio | PAC Costs ($) | PAC Ratio
Air Conditioner retirement - Bulk | Res HVAC | RET | 3 | 1 | 257 | 0 | 257 | 0 | 42.2402 | 50.5999 | 39.8869 | 0 | 90.4869 | -8.3598 | 82.1271 | 52.7983 | 0 | 52.7983 | 53% | 0.84784 | 0.58349 | 0.60686 | 0.20229 | N/A | Air Conditioner retirement - Bulk | 20.5134 | 0 | 3.0587 | 0 | 9.1762 | 9.1762 | 1083.0696 | 1277.4532 | -194.3836 | 0.84784 | 1856.1895 | 0.58349
Air Conditioner retirement - Drop Off | Res HVAC | RET | 3 | 1 | 257 | 0 | 257 | 0 | 40.4418 | 48.8714 | 39.9776 | 0 | 88.849 | -8.4296 | 80.4194 | 52.7983 | 0 | 52.7983 | 53% | 0.85974 | 0.59425 | 0.59587 | 0.19862 | N/A | Air Conditioner retirement - Drop Off | 13.6756 | 0 | 2.0392 | 0 | 6.1175 | 6.1175 | 722.0464 | 839.8412 | -117.7949 | 0.85974 | 1215.0611 | 0.59425
Air Conditioner retirement | Res HVAC | RET | 3 | 1 | 257 | 0 | 257 | 0 | 51.2441 | 50.5999 | 35.1148 | 0 | 85.7148 | 0.6442 | 86.359 | 52.7983 | 0 | 52.7983 | 53% | 0.84784 | 0.61598 | 0.57485 | 0.19162 | N/A | Air Conditioner retirement | 34.1889 | 0 | 5.0979 | 0 | 15.2936 | 15.2936 | 1805.1159 | 2129.0887 | -323.9727 | 0.84784 | 2930.4962 | 0.61598
Freezer retirement - Bulk | Res Refrigeration | RET | 4 | 1.3333 | 896 | 124 | 896 | 124 | 139.2202 | 183.8141 | 180.6627 | 0 | 364.4768 | -44.5939 | 319.8828 | 250.4814 | 0 | 250.4814 | 48% | 1.0121 | 0.68724 | 0.77416 | 0.19354 | 5.3404 | Freezer retirement - Bulk | 205.1336 | 13.9995 | 96.5787 | 41.9984 | 289.736 | 386.3146 | 51382.1448 | 50768.1746 | 613.9701 | 1.0121 | 74766.4282 | 0.68724
Freezer retirement - Drop Off | Res Refrigeration | RET | 4 | 1.3333 | 896 | 124 | 896 | 124 | 75.8067 | 99.7285 | 164.9158 | 0 | 264.6442 | -23.9218 | 240.7225 | 250.4814 | 0 | 250.4814 | 48% | 1.2443 | 0.94648 | 0.56211 | 0.14053 | 3.8776 | Freezer retirement - Drop Off | 136.7557 | 9.333 | 64.3858 | 27.9989 | 193.1573 | 257.5431 | 34254.7632 | 27529.3366 | 6725.4265 | 1.2443 | 36191.6168 | 0.94648
Freezer retirement | Res Refrigeration | RET | 4 | 1.3333 | 896 | 124 | 896 | 124 | 175.322 | 218.5141 | 187.161 | 0 | 405.6751 | -43.192 | 362.483 | 250.4814 | 0 | 250.4814 | 48% | 0.92321 | 0.61744 | 0.86166 | 0.21542 | 5.944 | Freezer retirement | 341.8893 | 23.3325 | 160.9644 | 69.9974 | 482.8933 | 643.8577 | 85636.9079 | 92759.8957 | -7122.9877 | 0.92321 | 138695.9719 | 0.61744
Mini freezer retirement - Bulk | Res Refrigeration | RET | 4 | 1.3333 | 266 | 36.7 | 266 | 36.7 | 78.892 | 85.8285 | 68.4935 | 0 | 154.322 | -6.9365 | 147.3854 | 106.8557 | 0 | 106.8557 | 69% | 0.86925 | 0.69242 | 0.76808 | 0.19202 | 5.3147 | Mini freezer retirement - Bulk | 8.9189 | 0.25896 | 1.792 | 0.77689 | 5.376 | 7.1679 | 953.0299 | 1096.385 | -143.3551 | 0.86925 | 1376.3749 | 0.69242
Mini freezer retirement - Drop Off | Res Refrigeration | RET | 4 | 1.3333 | 266 | 36.7 | 266 | 36.7 | 63.6278 | 71.1571 | 75.7116 | 0 | 146.8687 | -7.5293 | 139.3395 | 106.8557 | 0 | 106.8557 | 69% | 0.89333 | 0.72756 | 0.73098 | 0.18275 | 5.058 | Mini freezer retirement - Drop Off | 5.9459 | 0.17264 | 1.1947 | 0.51792 | 3.584 | 4.7786 | 635.3532 | 711.218 | -75.8648 | 0.89333 | 873.2669 | 0.72756
Mini freezer retirement | Res Refrigeration | RET | 4 | 1.3333 | 266 | 36.7 | 266 | 36.7 | 96.9503 | 103.1856 | 59.2837 | 0 | 162.4693 | -6.2353 | 156.234 | 106.8557 | 0 | 106.8557 | 69% | 0.84685 | 0.6577 | 0.80863 | 0.20216 | 5.5953 | Mini freezer retirement | 14.8648 | 0.4316 | 2.9866 | 1.2948 | 8.9599 | 11.9466 | 1588.3831 | 1875.6263 | -287.2432 | 0.84685 | 2415.0667 | 0.6577
Mini fridge retirement - Bulk | Res Refrigeration | RET | 4 | 1.3333 | 170 | 23.5 | 170 | 23.5 | 78.892 | 85.8285 | 29.7437 | 0 | 115.5722 | -6.9365 | 108.6357 | 67.317 | 0 | 67.317 | 68% | 0.80725 | 0.58247 | 0.91328 | 0.22832 | 6.3073 | Mini fridge retirement - Bulk | 8.9189 | 0.16342 | 1.1287 | 0.49025 | 3.386 | 4.5146 | 600.3902 | 743.7454 | -143.3551 | 0.80725 | 1030.7715 | 0.58247
Mini fridge retirement - Drop Off | Res Refrigeration | RET | 4 | 1.3333 | 170 | 23.5 | 170 | 23.5 | 63.6278 | 71.1571 | 37.3758 | 0 | 108.5329 | -7.5293 | 101.0036 | 67.317 | 0 | 67.317 | 68% | 0.83476 | 0.62025 | 0.85765 | 0.21441 | 5.9231 | Mini fridge retirement - Drop Off | 5.9459 | 0.10894 | 0.75244 | 0.32683 | 2.2573 | 3.0098 | 400.2602 | 479.4936 | -79.2335 | 0.83476 | 645.3257 | 0.62025
Mini fridge retirement | Res Refrigeration | RET | 4 | 1.3333 | 170 | 23.5 | 170 | 23.5 | 96.9503 | 103.1856 | 20.7145 | 0 | 123.9002 | -6.2353 | 117.6649 | 67.317 | 0 | 67.317 | 68% | 0.77697 | 0.54332 | 0.97909 | 0.24477 | 6.7618 | Mini fridge retirement | 29.7295 | 0.54472 | 3.7622 | 1.0894 | 7.5244 | 15.0488 | 2001.3008 | 2575.7871 | -574.4863 | 0.77697 | 3683.4907 | 0.54332
Refrigerator retirement - Bulk | Res Refrigeration | RET | 4 | 1.3333 | 670 | 92.5 | 670 | 92.5 | 139.2202 | 183.8141 | 164.2426 | 0 | 348.0567 | -44.5939 | 303.4627 | 222.3567 | 0 | 222.3567 | 57% | 0.9128 | 0.63885 | 0.83255 | 0.20814 | 5.757 | Refrigerator retirement - Bulk | 310 | 18.7409 | 129.6004 | 56.2227 | 388.8013 | 518.4018 | 68930.592 | 75515.4001 | -6584.8081 | 0.9128 | 107897.5638 | 0.63885
Refrigerator retirement - Drop Off | Res Refrigeration | RET | 4 | 1.3333 | 670 | 92.5 | 670 | 92.5 | 75.8067 | 99.7285 | 148.4957 | 0 | 248.2241 | -23.9218 | 224.3024 | 222.3567 | 0 | 222.3567 | 57% | 1.1599 | 0.89579 | 0.59375 | 0.14844 | 4.1058 | Refrigerator retirement - Drop Off | 200 | 12.0909 | 83.6132 | 36.2727 | 250.8396 | 334.4527 | 44471.3497 | 38341.0974 | 6130.2522 | 1.1599 | 49644.8286 | 0.89579
Refrigerator retirement | Res Refrigeration | RET | 4 | 1.3333 | 670 | 92.5 | 670 | 92.5 | 175.322 | 218.5141 | 163.3448 | 0 | 381.8588 | -43.192 | 338.6668 | 222.3567 | 0 | 222.3567 | 57% | 0.84457 | 0.5823 | 0.9134 | 0.22835 | 6.3162 | Refrigerator retirement | 1651 | 99.8104 | 690.2269 | 299.4311 | 2070.6806 | 2760.9074 | 367110.9915 | 434672.4977 | -67561.5061 | 0.84457 | 630448.9146 | 0.5823
Business Energy Rebates | [24 empty] | Business Energy Rebates Total
Measure Name | Technology Type | Decision Type | Measure Life | Remaining Useful Life | Gross Annual Energy Savings per Unit at Meter (kWh) Pre-RUL | Gross Peak Demand Savings per Unit at Meter (Watts) Pre-RUL | Gross Annual Energy Savings per Unit at Meter (kWh) Post-RUL | Gross Peak Demand Savings per Unit at Meter (Watts) Post-RUL | Gross Per Unit One-Time Incremental Measure Cost ($) | Per Unit Incentive ($) | Per Unit Program Administrative Cost (inclusive of DI costs) ($) | Per Unit Direct Installation Cost ($) | Per Unit DSM Administrator Cost (Incentive + Administrative) ($) | Per Unit DSM Customer Cost (Incremental Measure Cost - Incentive) ($) | Total Per Unit DSM Cost ($) | Per Unit Present Value Avoided Cost Benefits ($) | Per Unit Present Value Non-Energy Benefits ($) | Total Per Unit Present Value Benefits ($) | Net-To-Gross Ratio | Net Total Resource Benefit-Cost Ratio (TRC) | Net Program Administrator Benefit-Cost Ratio (PAC) | Net First-Year Unit Cost / kWh at Generator ($/kWh) | Net Lifetime Unit Cost / kWh at Generator ($/kWh) | Net Unit Cost / Watt at Generator ($/W) | Measure Name | Participation (Units) | Total Peak Demand Savings (kW) | Total First Year Energy Savings (MWh) | Total Cumulative Peak Demand Savings (kW) | Total Cumulative First Year Energy Savings (MWh) | Total Lifetime Energy Savings (MWh) | Total Avoided Cost Benefits ($) | TRC Costs ($) | Total TRC Net Resource Benefits ($) | TRC Ratio | PAC Costs ($) | PAC Ratio
1/2 Size Hot Food Holding Cabinet | BNI Cooking and Laundry | ROB/NEW | 12 | N/A | 1730 | 215 | N/A | N/A | 499.4544 | 237.795 | 55.1311 | 0 | 292.9261 | 261.6594 | 554.5855 | 1725.1984 | 0 | 1725.1984 | 71% | 4.2104 | 5.8895 | 0.22441 | 0.018701 | 1.7952 | 1/2 Size Hot Food Holding Cabinet | 2.8414 | 0.46367 | 3.709 | 1.3189 | 10.5499 | 44.5076 | 4902.0372 | 1164.2598 | 3737.7774 | 4.2104 | 832.3302 | 5.8895
Air-Entraining Air Nozzle | BNI Process | ROB/NEW | 15 | N/A | 13582.8 | 130 | N/A | N/A | 46.524 | 132.1083 | 352.1046 | 0 | 484.2129 | -85.5843 | 398.6286 | 13928.4375 | 0 | 13928.4375 | 71% | 36.1649 | 28.7651 | 0.047247 | 0.0031498 | 4.9077 | Air-Entraining Air Nozzle | 2.8414 | 0.28036 | 29.1203 | 0.79747 | 82.831 | 436.8045 | 39576.7337 | 1094.3402 | 38482.3935 | 36.1649 | 1375.859 | 28.7651
Case Lighting for Sign Retrofits | BNI Lighting | ROB/NEW | 11.6 | N/A | 2815.56 | 639 | N/A | N/A | 750.6746 | 330.2708 | 106.8176 | 0 | 437.0884 | 420.4038 | 857.4922 | 3616.4105 | 0 | 3616.4105 | 85% | 4.855 | 8.2739 | 0.17186 | 0.014816 | 0.75282 | Case Lighting for Sign Retrofits | 1466.1799 | 851.3041 | 3728.9078 | 2421.4858 | 10606.6646 | 43255.3303 | 5302308.2311 | 1092144.1709 | 4210164.0602 | 4.855 | 640850.2097 | 8.2739
Circulation Fan (Agriculture) (24 inches) | BNI Process | ROB/NEW | 15 | N/A | 45.4124 | 16.1956 | N/A | N/A | 207.5598 | 46.2379 | 2.4053 | 0 | 48.6432 | 161.3219 | 209.9651 | 66.7405 | 0 | 66.7405 | 71% | 0.44561 | 1.372 | 1.4196 | 0.094643 | 3.9574 | Circulation Fan (Agriculture) (24 inches) | 8.4781 | 0.10422 | 0.2905 | 0.29644 | 0.82631 | 4.3575 | 565.8348 | 1269.7932 | -703.9584 | 0.44561 | 412.4036 | 1.372
Cold Climate Air-Source Central Heat Pump (24kBTU/hr) (Commercial) | BNI HVAC | ROB/NEW | 18 | N/A | 9045.1083 | 3511 | N/A | N/A | 7162.1968 | 1585.3 | 486.6432 | 0 | 2071.9432 | 5576.8969 | 7648.8401 | 16306.5249 | 0 | 16306.5249 | 75% | 2.7835 | 7.8702 | 0.2874 | 0.015967 | 0.73609 | Cold Climate Air-Source Central Heat Pump (24kBTU/hr) (Commercial) | 13.8418 | 38.964 | 99.7883 | 110.831 | 283.8422 | 1796.1901 | 225712.4429 | 81089.5729 | 144622.8701 | 2.7835 | 28679.5234 | 7.8702
Cold Climate Air-Source Central Heat Pump (48kBTU/hr) (Commercial) | BNI HVAC | ROB/NEW | 18 | N/A | 18090.2166 | 7022 | N/A | N/A | 14324.3937 | 3170.5999 | 973.2865 | 0 | 4143.8864 | 11153.7937 | 15297.6801 | 32613.0499 | 0 | 32613.0499 | 75% | 2.7835 | 7.8702 | 0.2874 | 0.015967 | 0.73609 | Cold Climate Air-Source Central Heat Pump (48kBTU/hr) (Commercial) | 13.8418 | 77.9281 | 199.5767 | 221.6619 | 567.6844 | 3592.3802 | 451424.8858 | 162179.1457 | 289245.7401 | 2.7835 | 57359.0467 | 7.8702
Cold Climate Air-Source Ductless Heat Pump (24kBTU/hr) (Commercial) | BNI HVAC | ROB/NEW | 18 | N/A | 9688.757 | 3510.8929 | N/A | N/A | 7162.1968 | 1056.8666 | 478.2057 | 0 | 1535.0724 | 6105.3302 | 7640.4026 | 17075.1634 | 0 | 17075.1634 | 75% | 2.9189 | 11.1234 | 0.19879 | 0.011044 | 0.54537 | Cold Climate Air-Source Ductless Heat Pump (24kBTU/hr) (Commercial) | 55.3674 | 155.8514 | 427.5571 | 443.3103 | 1216.1616 | 7696.0271 | 945407.2811 | 323891.1282 | 621516.1529 | 2.9189 | 84992.9549 | 11.1234
Cold Climate Air-Source Ductless Heat Pump (24kBTU/hr) (Multi-Family) | BNI HVAC | ROB/NEW | 18 | N/A | 9688.757 | 3510.8929 | N/A | N/A | 7162.1968 | 1056.8666 | 478.2057 | 0 | 1535.0724 | 6105.3302 | 7640.4026 | 17075.1634 | 0 | 17075.1634 | 75% | 2.9189 | 11.1234 | 0.19879 | 0.011044 | 0.54537 | Cold Climate Air-Source Ductless Heat Pump (24kBTU/hr) (Multi-Family) | 48.4465 | 136.3699 | 374.1124 | 387.8965 | 1064.1414 | 6734.0237 | 827231.371 | 283404.7372 | 543826.6338 | 2.9189 | 74368.8355 | 11.1234
Cold Climate Air-Source Ductless Heat Pump (48kBTU/hr) (Commercial) | BNI HVAC | ROB/NEW | 18 | N/A | 20911.358 | 6381 | N/A | N/A | 14324.3937 | 2113.7333 | 976.9302 | 0 | 3090.6635 | 12210.6604 | 15301.3239 | 34978.1594 | 0 | 34978.1594 | 75% | 2.9844 | 11.3174 | 0.18544 | 0.010302 | 0.60415 | Cold Climate Air-Source Ductless Heat Pump (48kBTU/hr) (Commercial) | 55.3674 | 283.2577 | 922.8014 | 805.7104 | 2624.8558 | 16610.4256 | 1936649.4944 | 648918.3278 | 1287731.1666 | 2.9844 | 171121.9811 | 11.3174
Cold Climate Air-Source Ductless Heat Pump (48kBTU/hr) (Multi-Family) | BNI HVAC | ROB/NEW | 18 | N/A | 20911.358 | 6381 | N/A | N/A | 14324.3937 | 2113.7333 | 976.9302 | 0 | 3090.6635 | 12210.6604 | 15301.3239 | 34978.1594 | 0 | 34978.1594 | 75% | 2.9844 | 11.3174 | 0.18544 | 0.010302 | 0.60415 | Cold Climate Air-Source Ductless Heat Pump (48kBTU/hr) (Multi-Family) | 48.4465 | 247.8505 | 807.4512 | 704.9966 | 2296.7488 | 14534.1224 | 1694568.3076 | 567803.5369 | 1126764.7707 | 2.9844 | 149731.7335 | 11.3174
Cold Climate Air-Source Multi-Zone Heat Pump (24kBTU/hr) (Commercial) | BNI HVAC | ROB/NEW | 18 | N/A | 9688.757 | 3323.2116 | N/A | N/A | 7162.1968 | 1056.8666 | 470.9151 | 0 | 1527.7817 | 6105.3302 | 7633.1119 | 16781.0209 | 0 | 16781.0209 | 75% | 2.8722 | 10.9839 | 0.19784 | 0.010991 | 0.57344 | Cold Climate Air-Source Multi-Zone Heat Pump (24kBTU/hr) (Commercial) | 16.6102 | 44.256 | 128.2671 | 125.8837 | 364.8485 | 2308.8081 | 278736.4135 | 97046.239 | 181690.1745 | 2.8722 | 25376.787 | 10.9839
Cold Climate Air-Source Multi-Zone Heat Pump (24kBTU/hr) (Multi-Family) | BNI HVAC | ROB/NEW | 18 | N/A | 9688.757 | 3510.8929 | N/A | N/A | 7162.1968 | 1056.8666 | 478.2057 | 0 | 1535.0724 | 6105.3302 | 7640.4026 | 17075.1634 | 0 | 17075.1634 | 75% | 2.9189 | 11.1234 | 0.19879 | 0.011044 | 0.54537 | Cold Climate Air-Source Multi-Zone Heat Pump (24kBTU/hr) (Multi-Family) | 16.6102 | 46.7554 | 128.2671 | 132.9931 | 364.8485 | 2308.8081 | 283622.1843 | 97167.3385 | 186454.8459 | 2.9189 | 25497.8865 | 11.1234
Cold Climate Air-Source Multi-Zone Heat Pump (48kBTU/hr) (Commercial) | BNI HVAC | ROB/NEW | 18 | N/A | 20911.358 | 6380.5662 | N/A | N/A | 14324.3937 | 2113.7333 | 976.9134 | 0 | 3090.6467 | 12210.6604 | 15301.307 | 34977.4795 | 0 | 34977.4795 | 75% | 2.9844 | 11.3172 | 0.18544 | 0.010302 | 0.60419 | Cold Climate Air-Source Multi-Zone Heat Pump (48kBTU/hr) (Commercial) | 16.6102 | 84.9715 | 276.8404 | 241.6967 | 787.4567 | 4983.1277 | 580983.555 | 194675.2184 | 386308.3366 | 2.9844 | 51336.3144 | 11.3172
Cold Climate Air-Source Multi-Zone Heat Pump (48kBTU/hr) (Multi-Family) | BNI HVAC | ROB/NEW | 18 | N/A | 20911.358 | 6381 | N/A | N/A | 14324.3937 | 2113.7333 | 976.9302 | 0 | 3090.6635 | 12210.6604 | 15301.3239 | 34978.1594 | 0 | 34978.1594 | 75% | 2.9844 | 11.3174 | 0.18544 | 0.010302 | 0.60415 | Cold Climate Air-Source Multi-Zone Heat Pump (48kBTU/hr) (Multi-Family) | 16.6102 | 84.9773 | 276.8404 | 241.7131 | 787.4567 | 4983.1277 | 580994.8483 | 194675.4984 | 386319.35 | 2.9844 | 51336.5943 | 11.3174
Cold Climate Air-Source Single Package Heat Pump (24kBTU/hr) (Commercial) | BNI HVAC | ROB/NEW | 18 | N/A | 7569.6226 | 3089.5858 | N/A | N/A | 7162.1968 | 1321.0833 | 412.8455 | 0 | 1733.9288 | 5841.1135 | 7575.0423 | 13883.6719 | 0 | 13883.6719 | 75% | 2.4002 | 8.0071 | 0.2874 | 0.015967 | 0.70002 | Cold Climate Air-Source Single Package Heat Pump (24kBTU/hr) (Commercial) | 13.8418 | 34.2873 | 83.5103 | 97.5283 | 237.5404 | 1503.1861 | 192175.6785 | 80068.0757 | 112107.6028 | 2.4002 | 24000.7793 | 8.0071
Cold Climate Air-Source Single Package Heat Pump (48kBTU/hr) (Commercial) | BNI HVAC | ROB/NEW | 18 | N/A | 15139.2453 | 6179.1716 | N/A | N/A | 14324.3937 | 2642.1666 | 825.691 | 0 | 3467.8576 | 11682.227 | 15150.0846 | 27767.3437 | 0 | 27767.3437 | 75% | 2.4002 | 8.0071 | 0.2874 | 0.015967 | 0.70002 | Cold Climate Air-Source Single Package Heat Pump (48kBTU/hr) (Commercial) | 13.8418 | 68.5746 | 167.0207 | 195.0565 | 475.0808 | 3006.3723 | 384351.357 | 160136.1514 | 224215.2057 | 2.4002 | 48001.5585 | 8.0071
Cycling Refrigerated Air Dryer - 50 CFM | BNI Process | ROB/NEW | 10 | N/A | 585.86 | 110 | N/A | N/A | 720.9972 | 66.0542 | 16.7162 | 0 | 82.7704 | 654.943 | 737.7134 | 535.7871 | 0 | 535.7871 | 71% | 1.0135 | 6.4732 | 0.18725 | 0.018725 | 0.99144 | Cycling Refrigerated Air Dryer - 50 CFM | 2.8414 | 0.23723 | 1.256 | 0.67478 | 3.5727 | 12.5603 | 1522.4035 | 1502.0508 | 20.3527 | 1.0135 | 235.1866 | 6.4732
Dairy Scroll Compressor | BNI Process | ROB/NEW | 15 | N/A | 23623.923 | 6796 | N/A | N/A | 1066.6498 | 990.8125 | 860.4106 | 0 | 1851.2231 | 75.8373 | 1927.0604 | 32633.8964 | 0 | 32633.8964 | 71% | 20.1726 | 17.6283 | 0.10386 | 0.0069238 | 0.35891 | Dairy Scroll Compressor | 6.9209 | 35.6988 | 123.3631 | 101.5432 | 350.8992 | 1850.4459 | 225856.7204 | 11196.2004 | 214660.52 | 20.1726 | 12812.1747 | 17.6283
Daylighting Controls - Ceiling Mounted | BNI Lighting | ROB/NEW | 10 | N/A | 436.149 | 95.97 | N/A | N/A | 154.7289 | 39.6325 | 14.2643 | 0 | 53.8968 | 115.0964 | 168.9932 | 492.3164 | 0 | 492.3164 | 85% | 3.377 | 9.1344 | 0.1368 | 0.01368 | 0.61809 | Daylighting Controls - Ceiling Mounted | 27.6837 | 2.4141 | 10.9066 | 6.8668 | 31.0231 | 109.0658 | 13629.1389 | 4035.8368 | 9593.3021 | 3.377 | 1492.0629 | 9.1344
Daylighting Controls - Switch-Mounted | BNI Lighting | ROB/NEW | 10 | N/A | 90.9682 | 20.0166 | N/A | N/A | 154.7289 | 13.2108 | 0.68723 | 0 | 13.8981 | 141.5181 | 155.4161 | 102.6831 | 0 | 102.6831 | 85% | 0.77669 | 7.3883 | 0.16914 | 0.016914 | 0.76417 | Daylighting Controls - Switch-Mounted | 2.8414 | 0.05168 | 0.23348 | 0.147 | 0.66413 | 2.3348 | 291.7674 | 375.6569 | -83.8895 | 0.77669 | 39.4904 | 7.3883
Door Heater Controls | BNI Refrigeration | ROB/NEW | 12 | N/A | 5170.5024 | 590.24 | N/A | N/A | 1751.9569 | 105.6867 | 131.9407 | 0 | 237.6274 | 1646.2703 | 1883.8977 | 5101.3542 | 0 | 5101.3542 | 71% | 3.7078 | 21.4679 | 0.060911 | 0.0050759 | 0.53046 | Door Heater Controls | 89.972 | 40.3062 | 351.0017 | 114.6487 | 998.4042 | 4212.0203 | 458979.1088 | 123786.2089 | 335192.8999 | 3.7078 | 21379.8158 | 21.4679
Double Heat Pad (Agriculture) | BNI Process | ROB/NEW | 10 | N/A | 1311 | 190 | N/A | N/A | 327.726 | 158.53 | 36.7426 | 0 | 195.2726 | 169.196 | 364.4686 | 1149.6673 | 0 | 1149.6673 | 71% | 4.2671 | 5.8875 | 0.19741 | 0.019741 | 1.3542 | Double Heat Pad (Agriculture) | 2.8414 | 0.40976 | 2.8107 | 1.1655 | 7.9948 | 28.1067 | 3266.7036 | 765.5619 | 2501.1417 | 4.2671 | 554.854 | 5.8875
Dual Enthalpy Economizer Controls | BNI HVAC | RET | 10 | 3.3333 | 3221.359 | 726 | 2577 | 580 | 1315.9291 | 330.2708 | 87.1383 | 0 | 417.4091 | 985.6583 | 1403.0674 | 2822.4478 | 0 | 2822.4478 | 75% | 2.6278 | 6.7618 | 0.16257 | 0.018759 | 0.71715 | Dual Enthalpy Economizer Controls | 2.8414 | 1.6539 | 7.2954 | 4.7045 | 20.7513 | 63.2254 | 8019.7988 | 3051.9419 | 4967.8569 | 2.6278 | 1186.0404 | 6.7618
EC Motor for Refrigeration Applications - Large | BNI Refrigeration | RET | 15 | 5 | 1708.2 | 119.6 | 1047.696 | 119.6 | 382.256 | 237.795 | 49.6044 | 0 | 287.3994 | 144.461 | 431.8603 | 1502.2214 | 0 | 1502.2214 | 71% | 4.6797 | 5.2269 | 0.22299 | 0.020029 | 3.1662 | EC Motor for Refrigeration Applications - Large | 62.2883 | 5.6542 | 80.2813 | 16.0831 | 228.3555 | 893.7984 | 93570.8446 | 19994.9305 | 73575.9142 | 4.6797 | 17901.6233 | 5.2269
EC Motor for Refrigeration Applications - Small | BNI Refrigeration | RET | 15 | 5 | 342 | 341.64 | 341.64 | 39 | 185.9874 | 79.265 | 17.1345 | 0 | 96.3995 | 106.7224 | 203.1219 | 524.936 | 0 | 524.936 | 71% | 3.5187 | 5.4454 | 0.37358 | 0.024923 | 0.37178 | EC Motor for Refrigeration Applications - Small | 463.7019 | 120.2385 | 119.6559 | 342.0116 | 340.3543 | 1793.5786 | 243413.821 | 69177.6358 | 174236.1852 | 3.5187 | 44700.6348 | 5.4454
Electric Combination Oven | BNI Cooking and Laundry | ROB/NEW | 12 | N/A | 6368 | 1454 | N/A | N/A | 2191.8315 | 1321.0833 | 243.3184 | 0 | 1564.4017 | 870.7482 | 2435.1499 | 7044.0806 | 0 | 7044.0806 | 71% | 3.9144 | 4.5027 | 0.32559 | 0.027133 | 1.4177 | Electric Combination Oven | 12.5023 | 13.7972 | 60.0706 | 34.0328 | 148.173 | 720.8478 | 88067.2715 | 22498.1391 | 65569.1324 | 3.9144 | 19558.6331 | 4.5027
Electric Combination Oven with Gas | BNI Cooking and Laundry | RET | 12 | 4 | 18282 | 2838 | 18282 | 2838 | 15438.2979 | 2642.1666 | 137.4455 | 0 | 2779.6121 | 12796.1313 | 15575.7434 | 9561.7517 | 0 | 9561.7517 | 71% | 0.86152 | 3.44 | 0.20151 | 0.016792 | 1.2905 | Electric Combination Oven with Gas | 5.6829 | 12.241 | 78.3899 | 34.8188 | 222.9757 | 940.6792 | 54338.1698 | 63072.0858 | -8733.916 | 0.86152 | 15796.1679 | 3.44
Electric Convection Oven | BNI Cooking and Laundry | ROB/NEW | 12 | N/A | 1937 | 301 | N/A | N/A | 1310.904 | 528.4333 | 76.9308 | 0 | 605.3642 | 782.4707 | 1387.8348 | 1994.7324 | 0 | 1994.7324 | 71% | 1.9795 | 3.2951 | 0.41421 | 0.034517 | 2.6499 | Electric Convection Oven | 12.5023 | 2.8562 | 18.2721 | 7.0453 | 45.0708 | 219.2654 | 24938.7609 | 12598.2351 | 12340.5259 | 1.9795 | 7568.4497 | 3.2951
Electric Fryer Replacement with Gas | BNI Cooking and Laundry | RET | 12 | 4 | 17439 | 2707 | 18189 | 2824 | 2005.854 | 660.5417 | 200.3116 | 0 | 860.8533 | 1345.3124 | 2206.1657 | 6695.2816 | 0 | 6695.2816 | 71% | 4.1215 | 7.7775 | 0.065424 | 0.0053001 | 0.41901 | Electric Fryer Replacement with Gas | 2.8414 | 5.838 | 37.3876 | 16.6058 | 106.347 | 461.5152 | 19024.1997 | 4615.8183 | 14408.3814 | 4.1215 | 2446.0576 | 7.7775
Electric Griddle Replacement with Gas | BNI Cooking and Laundry | RET | 12 | 4 | 15815 | 2455 | 15815 | 2455 | 4352.2013 | 2642.1666 | 242.24 | 0 | 2884.4066 | 1710.0347 | 4594.4413 | 4227.947 | 0 | 4227.947 | 71% | 1.2688 | 1.4658 | 0.24172 | 0.020144 | 1.5481 | Electric Griddle Replacement with Gas | 2.8414 | 5.2945 | 33.9059 | 15.0599 | 96.4435 | 406.8713 | 12013.4317 | 9468.5183 | 2544.9134 | 1.2688 | 8195.8507 | 1.4658
Electric Steam Cooker | BNI Cooking and Laundry | ROB/NEW | 12 | N/A | 9967 | 1547 | N/A | N/A | 3264.151 | 1188.975 | 316.249 | 0 | 1505.2239 | 2075.176 | 3580.3999 | 10263.7363 | 0 | 10263.7363 | 71% | 3.8969 | 6.8187 | 0.20016 | 0.01668 | 1.282 | Electric Steam Cooker | 6.2512 | 7.3398 | 47.0104 | 18.1048 | 115.9579 | 564.1245 | 64160.2009 | 16464.2665 | 47695.9345 | 3.8969 | 9409.3873 | 6.8187
Electric Steam Cooker Replacement with Gas | BNI Cooking and Laundry | RET | 12 | 4 | 17599 | 2732 | 17599 | 2732 | 11949.9096 | 2377.95 | 123.701 | 0 | 2501.6509 | 9571.9596 | 12073.6105 | 2697.4312 | 0 | 2697.4312 | 71% | 0.31336 | 1.0783 | 0.1884 | 0.0157 | 1.2065 | Electric Steam Cooker Replacement with Gas | 2.8414 | 5.8919 | 37.7307 | 16.7591 | 107.3227 | 452.7681 | 7664.5722 | 24459.4511 | -16794.8789 | 0.31336 | 7108.2756 | 1.0783
Electric to Natural Gas - Water Heater (60 gal) | BNI Domestic Hot Water (DHW) | ROB/NEW | 15 | N/A | 10793.8041 | 2957.5012 | N/A | N/A | 1934.4573 | 924.7583 | 272.7265 | 0 | 1197.4849 | 1009.699 | 2207.1839 | 9062.3448 | 0 | 9062.3448 | 71% | 5.505 | 7.5678 | 0.14704 | 0.0098025 | 0.5335 | Electric to Natural Gas - Water Heater (60 gal) | 2.8414 | 6.3782 | 23.1409 | 18.1424 | 65.8231 | 347.1142 | 25750.0532 | 4677.5435 | 21072.5096 | 5.505 | 3402.574 | 7.5678
Electric to Natural Gas - Water Heater (80 gal) | BNI Domestic Hot Water (DHW) | ROB/NEW | 15 | N/A | 15058.023 | 4125.8975 | N/A | N/A | 1934.4573 | 1056.8666 | 379.6479 | 0 | 1436.5145 | 877.5907 | 2314.1052 | 13098.8359 | 0 | 13098.8359 | 71% | 7.4718 | 9.1185 | 0.12644 | 0.0084291 | 0.45875 | Electric to Natural Gas - Water Heater (80 gal) | 2.8414 | 8.898 | 32.283 | 25.3098 | 91.8273 | 484.2457 | 37219.4757 | 4981.3534 | 32238.1222 | 7.4718 | 4081.761 | 9.1185
ENERGY STAR Electric Griddle | BNI Cooking and Laundry | ROB/NEW | 12 | N/A | 1909 | 296.3744 | N/A | N/A | 0 | 594.4875 | 79.6451 | 0 | 674.1326 | -594.4875 | 79.6451 | 1965.6105 | 0 | 1965.6105 | 71% | 24.6796 | 2.9158 | 0.46803 | 0.039002 | 2.997 | ENERGY STAR Electric Griddle | 2.8414 | 0.63917 | 4.0927 | 1.8181 | 11.6415 | 49.1127 | 5585.1521 | 226.3064 | 5358.8457 | 24.6796 | 1915.5033 | 2.9158
ENERGY STAR Pool Pump | BNI Process | RET | 10 | 5 | 2078 | 0 | 3847 | 0 | 405.929 | 462.3792 | 76.4488 | 0 | 538.828 | -56.4501 | 482.3778 | 2113.9172 | 0 | 2113.9172 | 71% | 5.797 | 3.9232 | 0.34367 | 0.024106 | N/A | ENERGY STAR Pool Pump | 2.8414 | 0 | 4.455 | 0 | 12.6721 | 63.5133 | 6006.556 | 1036.1528 | 4970.4031 | 5.797 | 1531.0441 | 3.9232
ENERGY STAR Uninteruptible Power Supplies (UPS) | BNI Process | ROB/NEW | 10 | N/A | 142.364 | 54 | N/A | N/A | 44217 | 1321.0833 | 68.7228 | 0 | 1389.8061 | 42895.9167 | 44285.7228 | 154.1307 | 0 | 154.1307 | 71% | 0.0048988 | 0.1109 | 12.9385 | 1.2939 | 33.9114 | ENERGY STAR Uninteruptible Power Supplies (UPS) | 2.8414 | 0.11646 | 0.30522 | 0.33126 | 0.86817 | 3.0522 | 437.9521 | 89399.4442 | -88961.4921 | 0.0048988 | 3949.042 | 0.1109
ENERGY STAR Washing Machine | BNI Cooking and Laundry | ROB/NEW | 11 | N/A | 938.571 | 243 | N/A | N/A | 162.5521 | 330.2708 | 41.805 | 0 | 372.0758 | -167.7187 | 204.3571 | 993.4708 | 0 | 993.4708 | 71% | 6.3191 | 2.6701 | 0.52541 | 0.047764 | 2.0175 | ENERGY STAR Washing Machine | 8.5243 | 1.5722 | 6.0366 | 4.472 | 17.1709 | 66.403 | 8468.645 | 1340.165 | 7128.4799 | 6.3191 | 3171.6866 | 2.6701
Evaporator Fan Motor Controls | BNI Refrigeration | ROB/NEW | 10 | N/A | 3339.75 | 302 | N/A | N/A | 1707.5253 | 660.5417 | 102.9942 | 0 | 763.5359 | 1046.9836 | 1810.5195 | 2769.0005 | 0 | 2769.0005 | 71% | 2.1052 | 3.6265 | 0.303 | 0.0303 | 3.3313 | Evaporator Fan Motor Controls | 2.8414 | 0.6513 | 7.1601 | 1.8526 | 20.3666 | 71.6012 | 7867.9317 | 3737.4436 | 4130.4881 | 2.1052 | 2169.5367 | 3.6265
Flood Luminaire (10000 lumen) | BNI Lighting | ROB/NEW | 17 | N/A | 874.9488 | 195.7648 | N/A | N/A | 291.414 | 92.4758 | 34.5543 | 0 | 127.0301 | 198.9381 | 325.9682 | 1200.0118 | 0 | 1200.0118 | 69% | 5.0928 | 9.4467 | 0.198 | 0.011647 | 0.87977 | Flood Luminaire (10000 lumen) | 1684.5529 | 243.2462 | 1080.7545 | 691.8999 | 3074.1444 | 18372.8273 | 2021483.419 | 396931.0284 | 1624552.3906 | 5.0928 | 213988.9171 | 9.4467
Flood Luminaire (25000 lumen) | BNI Lighting | ROB/NEW | 17 | N/A | 1541.322 | 344.862 | N/A | N/A | 368.3495 | 198.1625 | 62.7053 | 0 | 260.8678 | 170.187 | 431.0547 | 2113.9575 | 0 | 2113.9575 | 69% | 6.6714 | 8.1036 | 0.23082 | 0.013577 | 1.0256 | Flood Luminaire (25000 lumen) | 946.7824 | 240.8365 | 1070.0482 | 685.0457 | 3043.6907 | 18190.8191 | 2001457.8314 | 300003.5387 | 1701454.2927 | 6.6714 | 246985.0206 | 8.1036
Flood Luminaire (4000 lumen) | BNI Lighting | ROB/NEW | 17 | N/A | 249.222 | 55.762 | N/A | N/A | 368.3495 | 39.6325 | 10.5339 | 0 | 50.1664 | 328.717 | 378.8834 | 341.8135 | 0 | 341.8135 | 69% | 1.2913 | 6.8136 | 0.27452 | 0.016148 | 1.2197 | Flood Luminaire (4000 lumen) | 1522.6033 | 62.6256 | 278.2486 | 178.1349 | 791.4621 | 4730.2254 | 520446.4223 | 403025.557 | 117420.8653 | 1.2913 | 76383.5608 | 6.8136
Flood Luminaire (48000 lumen) | BNI Lighting | ROB/NEW | 17.1 | N/A | 2728.1268 | 622.86 | N/A | N/A | 1835.6589 | 330.2708 | 110.6884 | 0 | 440.9593 | 1505.388 | 1946.3473 | 3772.5806 | 0 | 3772.5806 | 69% | 2.7391 | 8.5554 | 0.22043 | 0.012891 | 0.95985 | Flood Luminaire (48000 lumen) | 239.464 | 110.0164 | 479.032 | 312.9353 | 1362.579 | 8191.4469 | 903397.1386 | 329812.0667 | 573585.0719 | 2.7391 | 105593.8554 | 8.5554
Flood Luminaire (60000 lumen) | BNI Lighting | ROB/NEW | 17.1 | N/A | 4548.9366 | 1038.57 | N/A | N/A | 1869.6987 | 528.4333 | 183.4059 | 0 | 711.8392 | 1341.2654 | 2053.1046 | 6290.481 | 0 | 6290.481 | 69% | 4.2691 | 8.8369 | 0.21341 | 0.01248 | 0.92927 | Flood Luminaire (60000 lumen) | 56.7516 | 43.4751 | 189.2987 | 123.6624 | 538.4493 | 3237.0075 | 356994.7228 | 83623.335 | 273371.3878 | 4.2691 | 40397.9985 | 8.8369
Flood Luminaire (800 lumen) | BNI Lighting | ROB/NEW | 17 | N/A | 128.6844 | 28.7924 | N/A | N/A | 368.3495 | 26.4217 | 1.3745 | 0 | 27.7961 | 341.9278 | 369.7239 | 176.4935 | 0 | 176.4935 | 69% | 0.69068 | 6.3496 | 0.29458 | 0.017328 | 1.3089 | Flood Luminaire (800 lumen) | 4.1526 | 0.08819 | 0.39183 | 0.25085 | 1.1145 | 6.6612 | 732.899 | 1061.1254 | -328.2264 | 0.69068 | 115.4249 | 6.3496
Four Pin Replacement Lamps for CFLs | BNI Lighting | ROB/NEW | 12 | N/A | 27.3583 | 5.9118 | N/A | N/A | 22.5475 | 6.6054 | 1.2312 | 0 | 7.8366 | 15.9421 | 23.7788 | 35.8104 | 0 | 35.8104 | 85% | 1.7557 | 4.5696 | 0.31711 | 0.026426 | 1.4589 | Four Pin Replacement Lamps for CFLs | 1661.0218 | 8.9225 | 41.0482 | 25.3796 | 116.7593 | 492.5787 | 59481.8452 | 33879.25 | 25602.5951 | 1.7557 | 13016.8165 | 4.5696
Full-Size Hot Food Holding Cabinet | BNI Cooking and Laundry | ROB/NEW | 12 | N/A | 4832 | 87 | N/A | N/A | 1210.5886 | 792.65 | 147.3416 | 0 | 939.9916 | 417.9386 | 1357.9302 | 4280.9365 | 0 | 4280.9365 | 71% | 4.2518 | 4.5542 | 0.25783 | 0.021486 | 14.2361 | Full-Size Hot Food Holding Cabinet | 2.8414 | 0.18763 | 10.3594 | 0.53369 | 29.4666 | 124.3125 | 12163.998 | 2860.9247 | 9303.0733 | 4.2518 | 2670.9238 | 4.5542
Glass Door Freezer (compact - 12 cu ft) | BNI Cooking and Laundry | ROB/NEW | 12 | N/A | 1741 | 135 | N/A | N/A | 0 | 317.06 | 57.4148 | 0 | 374.4748 | -317.06 | 57.4148 | 1650.9752 | 0 | 1650.9752 | 71% | 28.7552 | 4.4088 | 0.28507 | 0.023756 | 3.6549 | Glass Door Freezer (compact - 12 cu ft) | 5.5367 | 0.56731 | 7.2731 | 1.6137 | 20.688 | 87.2777 | 9141.0193 | 317.8906 | 8823.1286 | 28.7552 | 2073.3692 | 4.4088
Glass Door Freezer (full size - 38 cu ft) | BNI Cooking and Laundry | ROB/NEW | 12 | N/A | 5001 | 388 | N/A | N/A | 0 | 602.414 | 148.8891 | 0 | 751.3031 | -602.414 | 148.8891 | 4742.6293 | 0 | 4742.6293 | 71% | 31.8534 | 6.3125 | 0.19911 | 0.016592 | 2.5513 | Glass Door Freezer (full size - 38 cu ft) | 5.5367 | 1.6305 | 20.892 | 4.6379 | 59.4261 | 250.704 | 26258.7018 | 824.36 | 25434.3417 | 31.8534 | 4159.7692 | 6.3125
Glass Door Refrigerator (compact - 12 cu ft) | BNI Cooking and Laundry | ROB/NEW | 12 | N/A | 916 | 710 | N/A | N/A | 0 | 110.971 | 43.8851 | 0 | 154.8561 | -110.971 | 43.8851 | 1537.6494 | 0 | 1537.6494 | 71% | 35.0381 | 9.9295 | 0.22406 | 0.018672 | 0.28738 | Glass Door Refrigerator (compact - 12 cu ft) | 8.3051 | 4.4755 | 5.74 | 12.7302 | 16.327 | 68.8797 | 12770.3454 | 364.4707 | 12405.8747 | 35.0381 | 1286.0969 | 9.9295
Glass Door Refrigerator (full size - 38 cu ft) | BNI Cooking and Laundry | ROB/NEW | 12 | N/A | 949 | 108 | N/A | N/A | 0 | 150.6035 | 31.0332 | 0 | 181.6367 | -150.6035 | 31.0332 | 935.9595 | 0 | 935.9595 | 71% | 30.1599 | 5.1529 | 0.25367 | 0.021139 | 2.216 | Glass Door Refrigerator (full size - 38 cu ft) | 55.3674 | 4.5385 | 39.6451 | 12.9095 | 112.7682 | 475.741 | 51821.6348 | 1718.2286 | 50103.4062 | 30.1599 | 10056.7516 | 5.1529
Ground Source Heat Pump (60kBTU/hr) (closed loop) | BNI HVAC | ROB/NEW | 25 | N/A | 29037.099 | 54081 | N/A | N/A | 12210.6026 | 3963.2499 | 3857.478 | 0 | 7820.7279 | 8247.3527 | 16068.0805 | 147312.5145 | 0 | 147312.5145 | 75% | 11.3183 | 18.8362 | 0.33793 | 0.013517 | 0.18038 | Ground Source Heat Pump (60kBTU/hr) (closed loop) | 8.5243 | 369.609 | 197.2804 | 1051.3315 | 561.1528 | 4932.0104 | 1255736.2932 | 110947.449 | 1144788.8442 | 11.3183 | 66666.2428 | 18.8362
Heat Pump Clothes Dryer | BNI Cooking and Laundry | ROB/NEW | 11 | N/A | 1956.225 | 1489 | N/A | N/A | 693.4682 | 396.325 | 95.2812 | 0 | 491.6062 | 297.1432 | 788.7494 | 3012.3416 | 0 | 3012.3416 | 71% | 5.1261 | 6.1276 | 0.33307 | 0.030279 | 0.43502 | Heat Pump Clothes Dryer | 2.8414 | 3.2112 | 4.194 | 9.1341 | 11.9295 | 46.1337 | 8559.3694 | 1669.7504 | 6889.619 | 5.1261 | 1396.8664 | 6.1276
Heat Pump Water Heater (40 gal) | BNI Domestic Hot Water (DHW) | ROB/NEW | 10 | N/A | 4925.501 | 1214.6285 | N/A | N/A | 1053.0201 | 792.65 | 159.1884 | 0 | 951.8384 | 260.3701 | 1212.2084 | 4758.8975 | 0 | 4758.8975 | 71% | 5.2478 | 4.9997 | 0.25612 | 0.025612 | 1.0325 | Heat Pump Water Heater (40 gal) | 5.6829 | 5.239 | 21.1197 | 14.902 | 60.0737 | 211.1966 | 27044.185 | 5153.4098 | 21890.7751 | 5.2478 | 5409.1715 | 4.9997
Heat Pump Water Heater (60 gal) | BNI Domestic Hot Water (DHW) | ROB/NEW | 10 | N/A | 7541.271 | 1859.6774 | N/A | N/A | 1157.0601 | 924.7583 | 228.7025 | 0 | 1153.4608 | 232.3017 | 1385.7626 | 7286.1899 | 0 | 7286.1899 | 71% | 6.9378 | 6.3168 | 0.20272 | 0.020272 | 0.81724 | Heat Pump Water Heater (60 gal) | 5.6829 | 8.0212 | 32.3356 | 22.8159 | 91.9768 | 323.3561 | 41406.4534 | 5968.2337 | 35438.2197 | 6.9378 | 6554.9652 | 6.3168
Heat Reclaimer Unit (Agriculture) | BNI Process | ROB/NEW | 15 | N/A | 9800.851 | 2819 | N/A | N/A | 4812.6199 | 1651.3541 | 421.4641 | 0 | 2072.8183 | 3161.2658 | 5234.084 | 13538.2343 | 0 | 13538.2343 | 71% | 3.527 | 6.5313 | 0.2803 | 0.018687 | 0.96884 | Heat Reclaimer Unit (Agriculture) | 4.1526 | 8.8848 | 30.7078 | 25.2722 | 87.3465 | 460.6164 | 56218.2552 | 15939.2657 | 40278.9895 | 3.527 | 8607.4907 | 6.5313
High Bay Luminaire (15 000 lumen) | BNI Lighting | ROB/NEW | 22.3 | N/A | 255.3125 | 39.1387 | N/A | N/A | 179.5938 | 85.8704 | 16.1177 | 0 | 101.9881 | 93.7234 | 195.7116 | 470.0506 | 0 | 470.0506 | 85% | 2.7851 | 4.6089 | 0.44223 | 0.019831 | 2.8679 | High Bay Luminaire (15 000 lumen) | 920.4829 | 32.7355 | 212.2841 | 93.1143 | 603.8299 | 4733.9348 | 432673.5 | 155352.194 | 277321.3059 | 2.7851 | 93878.3362 | 4.6089
High Bay Luminaire (25 000 lumen) | BNI Lighting | ROB/NEW | 22.3 | N/A | 425.5344 | 65.2333 | N/A | N/A | 231.0832 | 132.1083 | 26.2908 | 0 | 158.3991 | 98.9749 | 257.374 | 783.4427 | 0 | 783.4427 | 85% | 3.5177 | 4.946 | 0.41209 | 0.018479 | 2.6724 | High Bay Luminaire (25 000 lumen) | 579.9734 | 34.3775 | 222.932 | 97.7848 | 634.1173 | 4971.3839 | 454375.9343 | 129166.7884 | 325209.1458 | 3.5177 | 91867.2892 | 4.946
High Bay Luminaire (35 000 lumen) | BNI Lighting | ROB/NEW | 22.3 | N/A | 595.7155 | 91.3217 | N/A | N/A | 357.0029 | 231.1896 | 39.2109 | 0 | 270.4005 | 125.8133 | 396.2138 | 1096.7596 | 0 | 1096.7596 | 85% | 3.2007 | 4.0561 | 0.5025 | 0.022534 | 3.2588 | High Bay Luminaire (35 000 lumen) | 34.6046 | 2.8715 | 18.621 | 8.1677 | 52.9663 | 415.248 | 37952.9483 | 11857.7353 | 26095.213 | 3.2007 | 9357.1069 | 4.0561
High Bay Luminaire (60 000 lumen) | BNI Lighting | ROB/NEW | 22.3 | N/A | 1021.25 | 156.555 | N/A | N/A | 757.5933 | 495.4062 | 72.374 | 0 | 567.7802 | 262.187 | 829.9673 | 1880.2022 | 0 | 1880.2022 | 85% | 2.6248 | 3.3115 | 0.61549 | 0.0276 | 3.9915 | High Bay Luminaire (60 000 lumen) | 27.6837 | 3.9381 | 25.5379 | 11.2017 | 72.6412 | 569.4959 | 52050.9474 | 19830.6147 | 32220.3327 | 2.6248 | 15718.2559 | 3.3115
High Efficiency Circulator Pump 1.5kW | BNI HVAC | ROB/NEW | 15 | N/A | 1974 | 127 | N/A | N/A | 4346.9577 | 528.4333 | 27.4891 | 0 | 555.9224 | 3818.5243 | 4374.4468 | 2223.5164 | 0 | 2223.5164 | 73% | 0.69468 | 3.9997 | 0.36302 | 0.024202 | 5.6096 | High Efficiency Circulator Pump 1.5kW | 156.4129 | 15.5016 | 239.5263 | 44.0934 | 681.3189 | 3592.8946 | 347786.6091 | 500641.3871 | -152854.778 | 0.69468 | 86953.4303 | 3.9997
High Efficiency Circulator Pump 100W | BNI HVAC | ROB/NEW | 15 | N/A | 412 | 67.5 | N/A | N/A | 125.3108 | 79.265 | 16.9632 | 0 | 96.2282 | 46.0458 | 142.2739 | 518.0229 | 0 | 518.0229 | 73% | 4.777 | 5.3833 | 0.30107 | 0.020072 | 1.8269 | High Efficiency Circulator Pump 100W | 1025.681 | 54.0277 | 327.8257 | 153.6788 | 932.4815 | 4917.3861 | 531326.1975 | 111224.8616 | 420101.3359 | 4.777 | 98699.3859 | 5.3833
High Efficiency Circulator Pump 300W | BNI HVAC | ROB/NEW | 15 | N/A | 800 | 95.3 | N/A | N/A | 1048.8689 | 145.3192 | 31.3245 | 0 | 176.6436 | 903.5497 | 1080.1933 | 958.8006 | 0 | 958.8006 | 73% | 1.203 | 5.4279 | 0.28463 | 0.018975 | 2.3753 | High Efficiency Circulator Pump 300W | 33.2204 | 2.4706 | 20.6172 | 7.0274 | 58.6443 | 309.2574 | 31851.7746 | 26476.6455 | 5375.1291 | 1.203 | 5868.1787 | 5.4279
High Volume Low Speed Fan (Agriculture) (18 foot) | BNI Process | ROB/NEW | 15 | N/A | 10939.008 | 3138 | N/A | N/A | 4605.0601 | 1321.0833 | 442.9861 | 0 | 1764.0695 | 3283.9768 | 5048.0462 | 15099.7 | 0 | 15099.7 | 71% | 4.0672 | 8.5596 | 0.21373 | 0.014249 | 0.74071 | High Volume Low Speed Fan (Agriculture) (18 foot) | 12.7865 | 30.4536 | 105.5351 | 86.6236 | 300.1886 | 1583.0269 | 193071.5942 | 47470.7119 | 145600.8823 | 4.0672 | 22556.1899 | 8.5596
High Volume Low Speed Fan (Agriculture) (24 foot) | BNI Process | ROB/NEW | 15 | N/A | 16086.432 | 4615 | N/A | N/A | 4605.0601 | 2642.1666 | 687.8335 | 0 | 3330.0001 | 1962.8935 | 5292.8936 | 22205.4686 | 0 | 22205.4686 | 71% | 5.6111 | 6.6683 | 0.27436 | 0.01829 | 0.95073 | High Volume Low Speed Fan (Agriculture) (24 foot) | 12.7865 | 44.7876 | 155.1954 | 127.3958 | 441.4444 | 2327.9309 | 283929.1657 | 50601.4413 | 233327.7244 | 5.6111 | 42578.888 | 6.6683
Horticultural Lighting - blended lamps and baselines | BNI Lighting | ROB/NEW | 10 | N/A | 2112.6 | 380 | N/A | N/A | 1352.52 | 558.1841 | 85.9333 | 0 | 644.1175 | 794.3359 | 1438.4533 | 2295.5 | 0 | 2295.5 | 85% | 1.8578 | 3.5638 | 0.33753 | 0.033753 | 1.8655 | Horticultural Lighting - blended lamps and baselines | 355.1792 | 122.6388 | 677.7889 | 348.839 | 1927.9317 | 6777.8889 | 815313.9109 | 438850.6981 | 376463.2128 | 1.8578 | 228777.1433 | 3.5638
HVAC Hotel Occupancy Sensor | BNI HVAC | ROB/NEW | 8 | N/A | 438 | 90 | N/A | N/A | 152.2105 | 79.265 | 12.8081 | 0 | 92.0731 | 72.9455 | 165.0186 | 350.3877 | 0 | 350.3877 | 75% | 2.7597 | 3.8055 | 0.26375 | 0.032968 | 1.2761 | HVAC Hotel Occupancy Sensor | 366.809 | 26.468 | 128.0519 | 75.2868 | 364.2363 | 1024.4152 | 128525.3578 | 46572.2748 | 81953.0831 | 2.7597 | 33773.2489 | 3.8055
Ice-Maker with Remote Condensing Unit (1500 lbs per day) | BNI Cooking and Laundry | ROB/NEW | 10 | N/A | 3184 | 247 | N/A | N/A | 1416.5956 | 317.06 | 81.0355 | 0 | 398.0955 | 1099.5356 | 1497.6311 | 2603.9561 | 0 | 2603.9561 | 71% | 2.3959 | 6.541 | 0.16571 | 0.016571 | 2.1236 | Ice-Maker with Remote Condensing Unit (1500 lbs per day) | 2.8414 | 0.53269 | 6.8262 | 1.5152 | 19.4168 | 68.2621 | 7398.9691 | 3088.1226 | 4310.8465 | 2.3959 | 1131.162 | 6.541
Ice-Maker with Remote Condensing Unit (2500 lbs per day) | BNI Cooking and Laundry | ROB/NEW | 10 | N/A | 6304 | 489 | N/A | N/A | 2360.9927 | 594.4875 | 158.7112 | 0 | 753.1987 | 1766.5052 | 2519.704 | 5155.5405 | 0 | 5155.5405 | 71% | 2.8095 | 6.8449 | 0.15835 | 0.015835 | 2.0295 | Ice-Maker with Remote Condensing Unit (2500 lbs per day) | 2.8414 | 1.0546 | 13.5152 | 2.9997 | 38.4432 | 135.1521 | 14649.1274 | 5214.0767 | 9435.0506 | 2.8095 | 2140.1643 | 6.8449
Ice-Maker with Remote Condensing Unit (800 lbs per day) | BNI Cooking and Laundry | ROB/NEW | 10 | N/A | 1267 | 98 | N/A | N/A | 755.5177 | 184.9517 | 35.2979 | 0 | 220.2496 | 570.566 | 790.8156 | 1035.932 | 0 | 1035.932 | 71% | 1.812 | 4.7034 | 0.23039 | 0.023039 | 2.9612 | Ice-Maker with Remote Condensing Unit (800 lbs per day) | 2.8414 | 0.21135 | 2.7163 | 0.60117 | 7.7265 | 27.1633 | 2943.5323 | 1624.4918 | 1319.0406 | 1.812 | 625.8247 | 4.7034
Ice-Making Head (1200lbs per day) | BNI Cooking and Laundry | ROB/NEW | 10 | N/A | 3947 | 306.3881 | N/A | N/A | 1133.2765 | 330.2708 | 97.1936 | 0 | 427.4644 | 803.0057 | 1230.4701 | 3228.1308 | 0 | 3228.1308 | 71% | 3.5796 | 7.5518 | 0.14354 | 0.014354 | 1.8383 | Ice-Making Head (1200lbs per day) | 2.8414 | 0.66076 | 8.462 | 1.8795 | 24.0697 | 84.6201 | 9172.5201 | 2562.4617 | 6610.0584 | 3.5796 | 1214.6119 | 7.5518
Ice-Making Head (400 lbs per day) | BNI Cooking and Laundry | ROB/NEW | 10 | N/A | 882 | 77 | N/A | N/A | 377.7588 | 105.6867 | 23.5632 | 0 | 129.2499 | 272.0722 | 401.3221 | 728.8512 | 0 | 728.8512 | 71% | 2.498 | 5.6391 | 0.19422 | 0.019422 | 2.2117 | Ice-Making Head (400 lbs per day) | 6.2512 | 0.36533 | 4.16 | 0.90114 | 10.2613 | 41.6004 | 4556.1616 | 1823.9119 | 2732.2497 | 2.498 | 807.9611 | 5.6391
Ice-Making Head (600 lbs per day) | BNI Cooking and Laundry | ROB/NEW | 10 | N/A | 1568 | 122 | N/A | N/A | 566.6383 | 191.5571 | 41.7572 | 0 | 233.3143 | 375.0812 | 608.3954 | 1282.6678 | 0 | 1282.6678 | 71% | 2.8884 | 5.4976 | 0.19721 | 0.019721 | 2.5198 | Ice-Making Head (600 lbs per day) | 2.8414 | 0.26311 | 3.3617 | 0.74839 | 9.562 | 33.6165 | 3644.6157 | 1261.7965 | 2382.8192 | 2.8884 | 662.9471 | 5.4976
Ice-Making Head (900 lbs per day) | BNI Cooking and Laundry | ROB/NEW | 10 | N/A | 2711 | 210 | N/A | N/A | 1274.9361 | 264.2167 | 68.6919 | 0 | 332.9085 | 1010.7194 | 1343.6279 | 2216.8554 | 0 | 2216.8554 | 71% | 2.2763 | 6.6591 | 0.16275 | 0.016275 | 2.0888 | Ice-Making Head (900 lbs per day) | 2.8414 | 0.45289 | 5.8121 | 1.2882 | 16.5323 | 58.1214 | 6299.0479 | 2767.2624 | 3531.7855 | 2.2763 | 945.9375 | 6.6591
Large Capacity Commercial Heat Pump (100 kBTU/hr) | BNI HVAC | ROB/NEW | 15 | N/A | 53704.116 | 0 | N/A | N/A | 10404 | 6605.4165 | 1768.2807 | 0 | 8373.6973 | 3798.5835 | 12172.2807 | 57478.3537 | 0 | 57478.3537 | 75% | 6.0053 | 6.8642 | 0.19563 | 0.013042 | N/A | Large Capacity Commercial Heat Pump (100 kBTU/hr) | 48.3044 | 0 | 2067.5974 | 0 | 5881.1625 | 31013.9617 | 2776455.9743 | 462334.7365 | 2314121.2378 | 6.0053 | 404486.2159 | 6.8642
LED Replacement Lamps for HID (10000 lumen) | BNI Lighting | ROB/NEW | 11 | N/A | 172.7305 | 37.3247 | N/A | N/A | 103.7799 | 79.265 | 9.324 | 0 | 88.589 | 24.5149 | 113.1039 | 209.8184 | 0 | 209.8184 | 85% | 2.1512 | 2.3684 | 0.56778 | 0.051617 | 2.6122 | LED Replacement Lamps for HID (10000 lumen) | 53.9872 | 1.831 | 8.4234 | 5.2081 | 23.96 | 92.6579 | 11327.5152 | 5265.7467 | 6061.7685 | 2.1512 | 4782.6733 | 2.3684
LED Replacement Lamps for HID (4000 lumen) | BNI Lighting | ROB/NEW | 11 | N/A | 69.1005 | 14.9317 | N/A | N/A | 104.8723 | 26.4217 | 1.3745 | 0 | 27.7961 | 78.4507 | 106.2468 | 83.9374 | 0 | 83.9374 | 85% | 0.92732 | 3.0198 | 0.44532 | 0.040484 | 2.0488 | LED Replacement Lamps for HID (4000 lumen) | 269.9362 | 3.6624 | 16.8489 | 10.4175 | 47.9258 | 185.338 | 22657.7488 | 24433.5268 | -1775.778 | 0.92732 | 7503.1798 | 3.0198
LED Troffer (1x4) | BNI Lighting | RET | 12 | 7 | 179.9017 | 38.8742 | 179.9017 | 38.8742 | 166.7623 | 33.0271 | 6.7307 | 0 | 39.7578 | 133.7352 | 173.493 | 202.2362 | 0 | 202.2362 | 73% | 1.5742 | 5.0867 | 0.28487 | 0.02374 | 1.3106 | LED Troffer (1x4) | 875.1616 | 26.5492 | 122.1397 | 75.5176 | 347.4195 | 1465.677 | 176989.3351 | 112429.5638 | 64559.7713 | 1.5742 | 34794.507 | 5.0867
LED Troffer (2x2) | BNI Lighting | RET | 12 | 7 | 143.8384 | 31.0815 | 143.8384 | 31.0815 | 147.4973 | 33.0271 | 5.7259 | 0 | 38.753 | 114.4702 | 153.2231 | 161.6957 | 0 | 161.6957 | 73% | 1.4259 | 4.1725 | 0.34729 | 0.028941 | 1.5978 | LED Troffer (2x2) | 2011.7352 | 48.7948 | 224.4809 | 138.7939 | 638.5229 | 2693.7703 | 325289.005 | 228128.5184 | 97160.4867 | 1.4259 | 77960.7044 | 4.1725
LED Troffer (4x2) | BNI Lighting | RET | 12 | 6.9667 | 230.0263 | 35.2624 | 230.0263 | 35.2624 | 212.5854 | 33.0271 | 7.742 | 0 | 40.7691 | 179.5583 | 220.3274 | 243.0356 | 0 | 243.0356 | 73% | 1.4917 | 5.9613 | 0.22847 | 0.019039 | 1.4816 | LED Troffer (4x2) | 3841.6186 | 105.7127 | 685.5283 | 300.6938 | 1949.9459 | 8226.3393 | 933650.2418 | 625912.3184 | 307737.9233 | 1.4917 | 156619.2117 | 5.9613
Linear Ambient Luminaire (10000 lumen) | BNI Lighting | ROB/NEW | 11.6 | N/A | 468.5734 | 101.2522 | N/A | N/A | 226.7864 | 72.6596 | 16.4598 | 0 | 89.1194 | 154.1268 | 243.2462 | 511.5788 | 0 | 511.5788 | 73% | 2.8107 | 5.7404 | 0.24517 | 0.021135 | 1.1279 | Linear Ambient Luminaire (10000 lumen) | 207.4247 | 16.3895 | 75.4 | 46.619 | 214.4711 | 874.6405 | 106114.0659 | 37754.1702 | 68359.8957 | 2.8107 | 18485.5625 | 5.7404
Linear Ambient Luminaire (2000 lumen) | BNI Lighting | ROB/NEW | 11.6 | N/A | 50.1984 | 10.8472 | N/A | N/A | 13.109 | 19.8162 | 2.3893 | 0 | 22.2055 | -6.7072 | 15.4983 | 54.8056 | 0 | 54.8056 | 73% | 4.5828 | 2.4681 | 0.57021 | 0.049156 | 2.6234 | Linear Ambient Luminaire (2000 lumen) | 65.353 | 0.5532 | 2.545 | 1.5735 | 7.2391 | 29.5221 | 3581.7059 | 781.5471 | 2800.1589 | 4.5828 | 1451.1962 | 2.4681
Linear Ambient Luminaire (4000 lumen) | BNI Lighting | ROB/NEW | 11.6 | N/A | 96.2515 | 20.7986 | N/A | N/A | 68.167 | 33.0271 | 4.3227 | 0 | 37.3498 | 35.1399 | 72.4897 | 105.0855 | 0 | 105.0855 | 73% | 1.943 | 2.8135 | 0.5002 | 0.043121 | 2.3013 | Linear Ambient Luminaire (4000 lumen) | 1130.8907 | 18.3551 | 84.4427 | 52.2099 | 240.1923 | 979.5348 | 118840.1617 | 61163.8242 | 57676.3376 | 1.943 | 42238.5575 | 2.8135
Linear Ambient Luminaire (8000 lumen) | BNI Lighting | ROB/NEW | 11.6 | N/A | 175.9223 | 38.0144 | N/A | N/A | 226.7864 | 52.8433 | 7.5095 | 0 | 60.3529 | 173.9431 | 234.2959 | 192.0683 | 0 | 192.0683 | 73% | 1.1098 | 3.1824 | 0.44223 | 0.038123 | 2.0346 | Linear Ambient Luminaire (8000 lumen) | 639.3226 | 18.9657 | 87.2518 | 53.9468 | 248.1828 | 1012.1211 | 122793.6305 | 110643.48 | 12150.1506 | 1.1098 | 38584.9589 | 3.1824
Linear Replacement Lamp (2 foot) | BNI Lighting | ROB/NEW | 11.6 | N/A | 37.3068 | 8.0615 | N/A | N/A | 13.2008 | 2.1137 | 1.1057 | 0 | 3.2194 | 11.0871 | 14.3065 | 40.1728 | 0 | 40.1728 | 72% | 3.7862 | 12.4783 | 0.11278 | 0.0097227 | 0.51889 | Linear Replacement Lamp (2 foot) | 4120.0791 | 25.5641 | 117.608 | 72.7156 | 334.5291 | 1364.2524 | 165515.2806 | 43715.1297 | 121800.1509 | 3.7862 | 13264.2636 | 12.4783
Linear Replacement Lamp (4 foot) | BNI Lighting | ROB/NEW | 11.6 | N/A | 49.6736 | 7.6148 | N/A | N/A | 9.0059 | 4.2275 | 1.4663 | 0 | 5.6937 | 4.7784 | 10.4722 | 50.2837 | 0 | 50.2837 | 72% | 6.3246 | 8.8314 | 0.14981 | 0.012914 | 0.97151 | Linear Replacement Lamp (4 foot) | 178010.1475 | 1043.315 | 6765.713 | 2967.6499 | 19244.6831 | 78482.2711 | 8951003.1663 | 1415270.8824 | 7535732.2839 | 6.3246 | 1013539.5476 | 8.8314
Low-bay Luminaire (10,000 lumen) | BNI Lighting | ROB/NEW | 11.6 | N/A | 468.5734 | 101.2522 | N/A | N/A | 173.0393 | 66.0542 | 16.1162 | 0 | 82.1704 | 106.9852 | 189.1555 | 511.5788 | 0 | 511.5788 | 73% | 3.5917 | 6.2258 | 0.22605 | 0.019487 | 1.04 | Low-bay Luminaire (10,000 lumen) | 2.8414 | 0.22451 | 1.0329 | 0.63862 | 2.938 | 11.9814 | 1453.6173 | 404.7194 | 1048.898 | 3.5917 | 233.4817 | 6.2258
Low-bay Luminaire (5000 lumen) | BNI Lighting | ROB/NEW | 11.6 | N/A | 279.9042 | 42.9086 | N/A | N/A | 173.0393 | 39.6325 | 9.1822 | 0 | 48.8147 | 133.4068 | 182.2215 | 287.2772 | 0 | 287.2772 | 73% | 2.1201 | 5.8851 | 0.22481 | 0.01938 | 1.4579 | Low-bay Luminaire (5000 lumen) | 2094.1367 | 70.1213 | 454.7241 | 199.456 | 1293.4367 | 5274.7998 | 601597.6494 | 283757.3842 | 317840.2652 | 2.1201 | 102224.6063 | 5.8851
Low/Zero Energy Livestock Waterer | BNI Process | ROB/NEW | 10 | N/A | 1400 | 590 | N/A | N/A | 1032.3369 | 132.1083 | 45.7237 | 0 | 177.8321 | 900.2286 | 1078.0606 | 1567.467 | 0 | 1567.467 | 71% | 2.013 | 8.8143 | 0.16835 | 0.016835 | 0.39714 | Low/Zero Energy Livestock Waterer | 2.8414 | 1.2724 | 3.0015 | 3.6193 | 8.5375 | 30.0147 | 4453.8537 | 2212.5761 | 2241.2776 | 2.013 | 505.2981 | 8.8143
Milk Pre-cooler | BNI Process | ROB/NEW | 15 | N/A | 6244.115 | 1796 | N/A | N/A | 4514.7534 | 990.8125 | 265.3281 | 0 | 1256.1406 | 3523.9409 | 4780.0814 | 8625.2212 | 0 | 8625.2212 | 71% | 2.4851 | 6.8664 | 0.26662 | 0.017775 | 0.92155 | Milk Pre-cooler | 2.8414 | 3.8733 | 13.3868 | 11.0173 | 38.078 | 200.8023 | 24507.9954 | 9862.057 | 14645.9384 | 2.4851 | 3569.2403 | 6.8664
Multi-Tank Conveyor Dishwasher - High Temp | BNI Cooking and Laundry | ROB/NEW | 20 | N/A | 27407.5971 | 2837 | N/A | N/A | 1271.5769 | 1981.625 | 1031.59 | 0 | 3013.2149 | -710.0481 | 2303.1669 | 37460.6767 | 0 | 37460.6767 | 71% | 19.3654 | 12.4321 | 0.14571 | 0.0072855 | 1.3994 | Multi-Tank Conveyor Dishwasher - High Temp | 6.2512 | 13.4603 | 129.2707 | 33.2018 | 318.865 | 2585.4147 | 234172.476 | 12092.293 | 222080.183 | 19.3654 | 18836.0721 | 12.4321
Multi-Tank Conveyor Dishwasher - Low Temp | BNI Cooking and Laundry | ROB/NEW | 20 | N/A | 18811.2029 | 1947 | N/A | N/A | 1271.5769 | 1453.1916 | 713.0266 | 0 | 2166.2182 | -181.6148 | 1984.6034 | 25717.2489 | 0 | 25717.2489 | 71% | 15.9157 | 11.872 | 0.15262 | 0.0076311 | 1.466 | Multi-Tank Conveyor Dishwasher - Low Temp | 6.2512 | 9.2377 | 88.725 | 22.786 | 218.853 | 1774.4993 | 160762.495 | 10100.9038 | 150661.5912 | 15.9157 | 13541.3645 | 11.872
Natural Barn Ventiliation - Year-Round | BNI Process | ROB/NEW | 15 | N/A | 44738.571 | 5107 | N/A | N/A | 4462.5357 | 1321.0833 | 1354.2671 | 0 | 2675.3504 | 3141.4524 | 5816.8028 | 51865.4374 | 0 | 51865.4374 | 71% | 11.4679 | 19.3864 | 0.079256 | 0.0052837 | 0.69024 | Natural Barn Ventiliation - Year-Round | 5.6829 | 22.0277 | 191.831 | 62.6566 | 545.6522 | 2877.4643 | 294744.4186 | 25701.7209 | 269042.6978 | 11.4679 | 15203.6626 | 19.3864
No-Loss Drain | BNI Process | ROB/NEW | 15 | N/A | 7143.605 | 1392 | N/A | N/A | 345.933 | 158.53 | 231.8054 | 0 | 390.3354 | 187.403 | 577.7384 | 9019.5013 | 0 | 9019.5013 | 71% | 18.8923 | 23.1071 | 0.072419 | 0.0048279 | 0.36947 | No-Loss Drain | 2.8414 | 3.002 | 15.3152 | 8.5391 | 43.5633 | 229.7287 | 25628.3162 | 1356.5512 | 24271.765 | 18.8923 | 1109.1123 | 23.1071
Occupancy Sensor (Ceiling Mounted) | BNI Lighting | ROB/NEW | 10 | N/A | 187.7496 | 43.9824 | N/A | N/A | 120.3847 | 52.8433 | 9.0106 | 0 | 61.8539 | 67.5414 | 129.3953 | 252.6278 | 0 | 252.6278 | 100% | 1.9524 | 4.0843 | 0.31001 | 0.031001 | 1.3156 | Occupancy Sensor (Ceiling Mounted) | 26.2995 | 1.2365 | 5.2473 | 3.5172 | 14.9257 | 52.4732 | 6643.9886 | 3403.0323 | 3240.9563 | 1.9524 | 1626.7277 | 4.0843
Occupancy Sensor (Wall Mounted) | BNI Lighting | ROB/NEW | 10 | N/A | 109.2361 | 25.5898 | N/A | N/A | 77.3368 | 26.4217 | 5.0176 | 0 | 31.4393 | 50.9151 | 82.3544 | 146.9835 | 0 | 146.9835 | 100% | 1.7848 | 4.6752 | 0.27083 | 0.027083 | 1.1493 | Occupancy Sensor (Wall Mounted) | 231.1589 | 6.3235 | 26.8341 | 17.9867 | 76.3282 | 268.3413 | 33976.5312 | 19036.9474 | 14939.5838 | 1.7848 | 7267.4672 | 4.6752
Occupancy Sensor (Exterior) | BNI Lighting | ROB/NEW | 10 | N/A | 118.3768 | 25.9563 | N/A | N/A | 93.4675 | 13.2108 | 4.5809 | 0 | 17.7917 | 80.2566 | 98.0483 | 157.0889 | 0 | 157.0889 | 100% | 1.6022 | 8.8293 | 0.14143 | 0.014143 | 0.64124 | Occupancy Sensor (Exterior) | 6.9209 | 0.19204 | 0.87065 | 0.54624 | 2.4765 | 8.7065 | 1087.2 | 678.5849 | 408.6151 | 1.6022 | 123.1349 | 8.8293
Open to Closed Cooler Conversion | BNI Refrigeration | RET | 12 | 4 | 54750 | 6250 | 18250 | 2083 | 51669.2286 | 3302.7083 | 171.8069 | 0 | 3474.5152 | 48366.5204 | 51841.0355 | 32292.05 | 0 | 32292.05 | 71% | 0.87615 | 9.294 | 0.084109 | 0.012616 | 0.73249 | Open to Closed Cooler Conversion | 2.7684 | 13.1323 | 114.3608 | 37.354 | 325.2928 | 762.4054 | 89396.331 | 102033.687 | -12637.356 | 0.87615 | 9618.7423 | 9.294
Outside Air Economizer | BNI Refrigeration | ROB/NEW | 15 | N/A | 5851.542 | 1953 | N/A | N/A | 1206.0317 | 2642.1666 | 346.3534 | 0 | 2988.52 | -1436.1349 | 1552.385 | 8428.412 | 0 | 8428.412 | 71% | 7.0083 | 2.8203 | 0.67689 | 0.045126 | 2.0162 | Outside Air Economizer | 2.8414 | 4.2119 | 12.5452 | 11.9804 | 35.684 | 188.1777 | 23948.775 | 3417.2102 | 20531.5648 | 7.0083 | 8491.6818 | 2.8203
Packaged Terminal Heat Pump (12kBTU/hr) | BNI HVAC | ROB/NEW | 15 | N/A | 4600.652 | 0 | N/A | N/A | 220.2319 | 660.5417 | 156.4078 | 0 | 816.9495 | -440.3098 | 376.6397 | 4923.9783 | 0 | 4923.9783 | 75% | 15.3117 | 6.0273 | 0.22279 | 0.014853 | N/A | Packaged Terminal Heat Pump (12kBTU/hr) | 127.345 | 0 | 466.9531 | 0 | 1328.2213 | 7004.2961 | 627044.0366 | 40951.827 | 586092.2096 | 15.3117 | 104034.435 | 6.0273
Pole/Arm-Mounted Area Luminaire (1300 lumen) | BNI Lighting | ROB/NEW | 13.7 | N/A | 147.2556 | 32.9476 | N/A | N/A | 40.654 | 66.0542 | 8.7611 | 0 | 74.8152 | -25.4001 | 49.4151 | 214.8346 | 0 | 214.8346 | 85% | 4.9596 | 2.8715 | 0.56246 | 0.041055 | 2.4991 | Pole/Arm-Mounted Area Luminaire (1300 lumen) | 13.8418 | 0.41439 | 1.8412 | 1.1787 | 5.2371 | 25.2241 | 2973.7085 | 599.5873 | 2374.1212 | 4.9596 | 1035.581 | 2.8715
Pole/Arm-Mounted Area Luminaire (20000 lumen) | BNI Lighting | ROB/NEW | 13.7 | N/A | 1202.3976 | 274.52 | N/A | N/A | 503.3871 | 198.1625 | 53.981 | 0 | 252.1435 | 305.2246 | 557.3681 | 1761.9757 | 0 | 1761.9757 | 85% | 3.6566 | 6.988 | 0.23215 | 0.016945 | 1.0109 | Pole/Arm-Mounted Area Luminaire (20000 lumen) | 397.261 | 99.0938 | 431.4731 | 281.8667 | 1227.3004 | 5911.1809 | 699964.305 | 191424.2335 | 508540.0715 | 3.6566 | 100166.7895 | 6.988
Pole/Arm-Mounted Area Luminaire (30000 lumen) | BNI Lighting | ROB/NEW | 13.7 | N/A | 2821.9902 | 644.29 | N/A | N/A | 938.1703 | 330.2708 | 119.6789 | 0 | 449.9497 | 607.8995 | 1057.8492 | 4135.3028 | 0 | 4135.3028 | 85% | 4.509 | 9.1906 | 0.17651 | 0.012884 | 0.76861 | Pole/Arm-Mounted Area Luminaire (30000 lumen) | 179.944 | 105.3454 | 458.6935 | 299.6489 | 1304.7273 | 6284.1003 | 744123.0366 | 165030.9253 | 579092.1113 | 4.509 | 80965.7681 | 9.1906
Pole/Arm-Mounted Area Luminaire (5000 lumen) | BNI Lighting | ROB/NEW | 13.7 | N/A | 886.4244 | 202.38 | N/A | N/A | 156.3617 | 99.0812 | 37.3503 | 0 | 136.4315 | 57.2805 | 193.712 | 1298.9532 | 0 | 1298.9532 | 85% | 7.6293 | 9.5209 | 0.17039 | 0.012437 | 0.74195 | Pole/Arm-Mounted Area Luminaire (5000 lumen) | 44.2939 | 8.1453 | 35.4663 | 23.1689 | 100.8817 | 485.8877 | 57535.7232 | 7541.3805 | 49994.3427 | 7.6293 | 6043.0852 | 9.5209
Pole/Arm-Mounted Area Luminaire (50000 lumen) | BNI Lighting | ROB/NEW | 13.7 | N/A | 1987.6878 | 453.81 | N/A | N/A | 1563.6172 | 462.3792 | 96.2483 | 0 | 558.6274 | 1101.238 | 1659.8654 | 2912.7284 | 0 | 2912.7284 | 85% | 2.0436 | 5.2141 | 0.31113 | 0.02271 | 1.3548 | Pole/Arm-Mounted Area Luminaire (50000 lumen) | 196.5542 | 81.05 | 352.9069 | 230.5421 | 1003.8236 | 4834.8251 | 572509.1243 | 280153.259 | 292355.8654 | 2.0436 | 109800.5939 | 5.2141
Pole/Arm-Mounted Area Luminaire (60000 lumen) | BNI Lighting | ROB/NEW | 13.7 | N/A | 1570.5366 | 358.57 | N/A | N/A | 2034.523 | 594.4875 | 87.9691 | 0 | 682.4566 | 1440.0355 | 2122.4921 | 2301.4412 | 0 | 2301.4412 | 85% | 1.2664 | 3.3723 | 0.48106 | 0.035114 | 2.0947 | Pole/Arm-Mounted Area Luminaire (60000 lumen) | 13.8418 | 4.5099 | 19.6368 | 12.8281 | 55.8559 | 269.0248 | 31856.1992 | 25154.9798 | 6701.2194 | 1.2664 | 9446.4605 | 3.3723
Pole/Arm-Mounted Decorative Luminaire (10000 lumen) | BNI Lighting | ROB/NEW | 23 | N/A | 874.9488 | 195.7648 | N/A | N/A | 312.7234 | 132.1083 | 50.7046 | 0 | 182.813 | 180.6151 | 363.4281 | 1768.4213 | 0 | 1768.4213 | 85% | 5.5871 | 9.6734 | 0.23131 | 0.010057 | 1.0278 | Pole/Arm-Mounted Decorative Luminaire (10000 lumen) | 13.8418 | 2.4622 | 10.9397 | 7.0036 | 31.1174 | 251.6136 | 24478.2189 | 4381.2155 | 20097.0035 | 5.5871 | 2530.4692 | 9.6734
Pole/Arm-Mounted Decorative Luminaire (1300 lumen) | BNI Lighting | ROB/NEW | 23 | N/A | 361.8756 | 80.9676 | N/A | N/A | 40.654 | 79.265 | 22.2523 | 0 | 101.5173 | -38.611 | 62.9063 | 731.4125 | 0 | 731.4125 | 85% | 12.8751 | 7.2048 | 0.31056 | 0.013503 | 1.3799 | Pole/Arm-Mounted Decorative Luminaire (1300 lumen) | 13.8418 | 1.0184 | 4.5246 | 2.8967 | 12.87 | 104.0665 | 10124.1012 | 786.3305 | 9337.7706 | 12.8751 | 1405.1865 | 7.2048
Pole/Arm-Mounted Decorative Luminaire (5000 lumen) | BNI Lighting | ROB/NEW | 23 | N/A | 1083.5244 | 242.4324 | N/A | N/A | 1077.0387 | 99.0812 | 59.4356 | 0 | 158.5168 | 977.9575 | 1136.4743 | 2189.9883 | 0 | 2189.9883 | 85% | 2.2463 | 13.8155 | 0.16196 | 0.0070417 | 0.71963 | Pole/Arm-Mounted Decorative Luminaire (5000 lumen) | 13.8418 | 3.0492 | 13.5476 | 8.6732 | 38.5354 | 311.5948 | 30313.4852 | 13494.6738 | 16818.8114 | 2.2463 | 2194.1659 | 13.8155
Pot, Pan and Utensil Dishwasher - High Temp | BNI Cooking and Laundry | ROB/NEW | 10 | N/A | 3310.7717 | 343 | N/A | N/A | 2241.6458 | 264.2167 | 82.8834 | 0 | 347.1001 | 1977.4292 | 2324.5293 | 2789.4167 | 0 | 2789.4167 | 71% | 1.6659 | 8.0363 | 0.13895 | 0.013895 | 1.3334 | Pot, Pan and Utensil Dishwasher - High Temp | 6.2512 | 1.6274 | 15.6156 | 4.0142 | 38.5181 | 156.1559 | 17437.0745 | 10467.258 | 6969.8165 | 1.6659 | 2169.7764 | 8.0363
Premium High Bay Luminaire (15 000 lumen) | BNI Lighting | ROB/NEW | 22.3 | N/A | 312.0531 | 47.8369 | N/A | N/A | 246.8432 | 132.1083 | 21.1123 | 0 | 153.2206 | 114.7349 | 267.9555 | 574.5146 | 0 | 574.5146 | 85% | 2.4878 | 3.7496 | 0.54357 | 0.024376 | 3.5252 | Premium High Bay Luminaire (15 000 lumen) | 4152.5545 | 180.4993 | 1170.5057 | 513.4198 | 3329.4363 | 26102.276 | 2385703.1214 | 958945.3261 | 1426757.7954 | 2.4878 | 636256.9264 | 3.7496
Premium High Bay Luminaire (25 000 lumen) | BNI Lighting | ROB/NEW | 22.3 | N/A | 520.0613 | 79.7241 | N/A | N/A | 274.2598 | 198.1625 | 34.0405 | 0 | 232.203 | 76.0973 | 308.3004 | 957.4742 | 0 | 957.4742 | 85% | 3.5839 | 4.1234 | 0.49429 | 0.022166 | 3.2056 | Premium High Bay Luminaire (25 000 lumen) | 2658.1614 | 192.5606 | 1248.7213 | 547.7276 | 3551.9163 | 27846.4854 | 2545120.8613 | 710158.0486 | 1834962.8126 | 3.5839 | 617233.0576 | 4.1234
Premium High Bay Luminaire (35 000 lumen) | BNI Lighting | ROB/NEW | 22.3 | N/A | 728.1104 | 111.6175 | N/A | N/A | 829.409 | 330.2708 | 50.4067 | 0 | 380.6776 | 499.1381 | 879.8157 | 1340.509 | 0 | 1340.509 | 85% | 1.7746 | 3.5214 | 0.5788 | 0.025955 | 3.7536 | Premium High Bay Luminaire (35 000 lumen) | 346.0462 | 35.0964 | 227.5941 | 99.8298 | 647.3783 | 5075.3476 | 463878.0429 | 261404.8116 | 202473.2313 | 1.7746 | 131732.0281 | 3.5214
Premium High Bay Luminaire (50 000 lumen) | BNI Lighting | ROB/NEW | 22.3 | N/A | 1040.1635 | 159.4544 | N/A | N/A | 907.4473 | 462.3792 | 71.519 | 0 | 533.8982 | 445.0681 | 978.9663 | 1915.0236 | 0 | 1915.0236 | 85% | 2.2721 | 3.5869 | 0.56823 | 0.025481 | 3.6851 | Premium High Bay Luminaire (50 000 lumen) | 325.3442 | 47.1385 | 305.6851 | 134.0829 | 869.5038 | 6816.7778 | 623041.7611 | 274216.0816 | 348825.6795 | 2.2721 | 173700.6626 | 3.5869
Premium High Bay Luminaire (60 000 lumen) | BNI Lighting | ROB/NEW | 22.3 | N/A | 1248.2126 | 191.3478 | N/A | N/A | 1557.6161 | 594.4875 | 87.8853 | 0 | 682.3727 | 963.1286 | 1645.5014 | 2298.0584 | 0 | 2298.0584 | 85% | 1.6277 | 3.3677 | 0.60521 | 0.027139 | 3.9249 | Premium High Bay Luminaire (60 000 lumen) | 69.2092 | 12.0333 | 78.0337 | 34.228 | 221.9624 | 1740.1517 | 159046.8748 | 97713.6875 | 61333.1873 | 1.6277 | 47226.4996 | 3.3677
Refrigerated Case Luminaire | BNI Lighting | ROB/NEW | 16.3 | N/A | 153.0972 | 25.2788 | N/A | N/A | 180.9048 | 39.6325 | 7.9401 | 0 | 47.5726 | 141.2723 | 188.8448 | 237.1652 | 0 | 237.1652 | 85% | 1.4666 | 4.9853 | 0.344 | 0.021104 | 2.0712 | Refrigerated Case Luminaire | 1038.1386 | 23.8456 | 143.5662 | 67.8276 | 408.3658 | 2340.129 | 246210.3139 | 167876.495 | 78333.8189 | 1.4666 | 49386.9454 | 4.9853
Remote Condensing Unit (800 lbs per day) | BNI Cooking and Laundry | ROB/NEW | 10 | N/A | 1267 | 197 | N/A | N/A | 707.0871 | 184.9517 | 37.5193 | 0 | 222.471 | 522.1354 | 744.6063 | 1125.5524 | 0 | 1125.5524 | 71% | 2.0861 | 5.0593 | 0.23272 | 0.023272 | 1.488 | Remote Condensing Unit (800 lbs per day) | 6.2512 | 0.93468 | 5.9759 | 2.3055 | 14.7405 | 59.7594 | 7036.0021 | 3372.8173 | 3663.1849 | 2.0861 | 1390.7003 | 5.0593
Server Virtualization and Decommissioning | BNI Process | RET | 4 | 5 | 8301.852 | 948 | 8453.926 | 965 | 428.2124 | 528.4333 | 127.0876 | 0 | 655.5209 | -100.2209 | 555.3 | 4018.3119 | 0 | 4018.3119 | 71% | 9.3207 | 6.13 | 0.10465 | 0.02093 | 0.91109 | Server Virtualization and Decommissioning | 2.8414 | 2.0445 | 17.7984 | 5.8154 | 50.6266 | 88.9921 | 11417.7675 | 1224.9943 | 10192.7732 | 9.3207 | 1862.6193 | 6.13
Single -Tank Conveyor Dishwasher - High Temp | BNI Cooking and Laundry | ROB/NEW | 20 | N/A | 9212 | 953 | N/A | N/A | 2687.3532 | 924.7583 | 360.1016 | 0 | 1284.8599 | 1762.5949 | 3047.4548 | 12587.5013 | 0 | 12587.5013 | 71% | 5.5497 | 9.7968 | 0.18486 | 0.0092428 | 1.7764 | Single -Tank Conveyor Dishwasher - High Temp | 6.2512 | 4.5216 | 43.4493 | 11.1531 | 107.1741 | 868.9868 | 78686.4147 | 14178.3832 | 64508.0315 | 5.5497 | 8031.8577 | 9.7968
Single -Tank Conveyor Dishwasher - Low Temp | BNI Cooking and Laundry | ROB/NEW | 20 | N/A | 13626.434 | 1410 | N/A | N/A | 0 | 1056.8666 | 516.6638 | 0 | 1573.5305 | -1056.8666 | 516.6638 | 18626.7608 | 0 | 18626.7608 | 71% | 36.052 | 11.8376 | 0.15305 | 0.0076523 | 1.4704 | Single -Tank Conveyor Dishwasher - Low Temp | 6.2512 | 6.6898 | 64.2705 | 16.5014 | 158.5324 | 1285.4094 | 116438.7589 | 3229.7455 | 113209.0134 | 36.052 | 9836.3821 | 11.8376
Single Heat Pad (Agriculture) | BNI Process | ROB/NEW | 10 | N/A | 655.5 | 95 | N/A | N/A | 112.6591 | 79.265 | 18.3713 | 0 | 97.6363 | 33.3941 | 131.0304 | 574.8337 | 0 | 574.8337 | 71% | 5.8442 | 5.8875 | 0.19741 | 0.019741 | 1.3542 | Single Heat Pad (Agriculture) | 2.8414 | 0.20488 | 1.4053 | 0.58277 | 3.9974 | 14.0533 | 1633.3518 | 279.4812 | 1353.8705 | 5.8442 | 277.427 | 5.8875
Single-Tank Door type Dishwasher - High Temp | BNI Cooking and Laundry | ROB/NEW | 15 | N/A | 11863.2391 | 1228 | N/A | N/A | 2520.8684 | 1056.8666 | 392.0031 | 0 | 1448.8697 | 1464.0017 | 2912.8715 | 13597.3084 | 0 | 13597.3084 | 71% | 6.2321 | 9.3848 | 0.16187 | 0.010791 | 1.5546 | Single-Tank Door type Dishwasher - High Temp | 12.5023 | 11.6526 | 111.9084 | 28.7429 | 276.0382 | 1678.6254 | 169997.7496 | 27277.7833 | 142719.9663 | 6.2321 | 18114.2171 | 9.3848
Single-Tank Door type Dishwasher - Low Temp | BNI Cooking and Laundry | ROB/NEW | 15 | N/A | 16152.5529 | 1672 | N/A | N/A | 18.3527 | 1321.0833 | 527.7383 | 0 | 1848.8216 | -1302.7307 | 546.0909 | 18519.0344 | 0 | 18519.0344 | 71% | 34.2458 | 10.0167 | 0.1517 | 0.010113 | 1.4569 | Single-Tank Door type Dishwasher - Low Temp | 6.2512 | 7.9329 | 76.1852 | 19.5677 | 187.9218 | 1142.7775 | 115765.3443 | 3380.4284 | 112384.9159 | 34.2458 | 11557.2693 | 10.0167
Smart thermostats for central air source heat pump | BNI HVAC | ROB/NEW | 11 | N/A | 298 | 0 | N/A | N/A | 110.2824 | 78.7366 | 11.2269 | 0 | 89.9634 | 31.5458 | 121.5093 | 287.7007 | 0 | 287.7007 | 85% | 2.7409 | 3.198 | 0.33421 | 0.030383 | N/A | Smart thermostats for central air source heat pump | 119.6012 | 0 | 32.1945 | 0 | 91.5753 | 354.1392 | 34409.3399 | 12554.165 | 21855.1749 | 2.7409 | 10759.7318 | 3.198
Smart thermostats for electric baseboards | BNI HVAC | ROB/NEW | 11 | N/A | 146 | 0 | N/A | N/A | 157.1004 | 38.5756 | 5.5004 | 0 | 44.076 | 118.5248 | 162.6008 | 140.954 | 0 | 140.954 | 85% | 1.0138 | 3.198 | 0.33421 | 0.030383 | N/A | Smart thermostats for electric baseboards | 781.3943 | 0 | 103.0511 | 0 | 293.123 | 1133.5623 | 110140.679 | 108641.745 | 1498.9339 | 1.0138 | 34440.7703 | 3.198
Smart thermostats for mini-split heat pumps | BNI HVAC | ROB/NEW | 11 | N/A | 74 | 0 | N/A | N/A | 172.7064 | 19.552 | 1.0171 | 0 | 20.5691 | 153.1544 | 173.7235 | 71.4425 | 0 | 71.4425 | 85% | 0.48332 | 3.4733 | 0.30772 | 0.027974 | N/A | Smart thermostats for mini-split heat pumps | 83.7208 | 0 | 5.5962 | 0 | 15.9181 | 61.5584 | 5981.2208 | 12375.4052 | -6394.1844 | 0.48332 | 1722.0644 | 3.4733
Solid Door Freezer | BNI Cooking and Laundry | ROB/NEW | 12 | N/A | 2128 | 165 | N/A | N/A | 0 | 237.795 | 62.3874 | 0 | 300.1824 | -237.795 | 62.3874 | 2017.9549 | 0 | 2017.9549 | 71% | 32.3455 | 6.7224 | 0.18696 | 0.01558 | 2.3971 | Solid Door Freezer | 18.7535 | 2.3486 | 30.1108 | 5.7931 | 74.2726 | 361.3295 | 37843.6439 | 1169.9803 | 36673.6636 | 32.3455 | 5629.46 | 6.7224
Solid Door Refrigerator | BNI Cooking and Laundry | ROB/NEW | 12 | N/A | 818 | 63 | N/A | N/A | 0 | 138.7137 | 26.4314 | 0 | 165.1452 | -138.7137 | 26.4314 | 775.2531 | 0 | 775.2531 | 71% | 29.3307 | 4.6944 | 0.26757 | 0.022298 | 3.4539 | Solid Door Refrigerator | 100.0185 | 4.7825 | 61.7309 | 11.7968 | 152.2682 | 740.7707 | 77539.6271 | 2643.6308 | 74895.9963 | 29.3307 | 16517.5678 | 4.6944
Standard Capacity Electric Fryer | BNI Cooking and Laundry | ROB/NEW | 12 | N/A | 952 | 148 | N/A | N/A | 275.2898 | 660.5417 | 58.6627 | 0 | 719.2044 | -385.2518 | 333.9526 | 980.4415 | 0 | 980.4415 | 71% | 3.8582 | 1.3632 | 1.0013 | 0.083438 | 6.4029 | Standard Capacity Electric Fryer | 6.2512 | 0.7022 | 4.4902 | 1.7321 | 11.0757 | 53.8825 | 6128.891 | 1588.5342 | 4540.3568 | 3.8582 | 4495.8578 | 1.3632
Strip-Curtains for Display Cases | BNI Refrigeration | ROB/NEW | 4 | N/A | 28970.31 | 3307 | N/A | N/A | 314.617 | 1056.8666 | 336.0319 | 0 | 1392.8986 | -742.2497 | 650.6489 | 11339.1444 | 0 | 11339.1444 | 71% | 20.2698 | 8.1407 | 0.063723 | 0.015931 | 0.55497 | Strip-Curtains for Display Cases | 56.8287 | 142.6388 | 1242.1948 | 405.728 | 3533.352 | 4968.7793 | 644388.5751 | 31790.5273 | 612598.0478 | 20.2698 | 79156.582 | 8.1407
Track/Mono-point Direction Luminaire | BNI Lighting | ROB/NEW | 12 | N/A | 196.4825 | 44.7797 | N/A | N/A | 17.9463 | 19.8162 | 7.4776 | 0 | 27.2938 | -1.87 | 25.4239 | 260.0951 | 0 | 260.0951 | 85% | 11.4418 | 9.5294 | 0.15378 | 0.012815 | 0.67082 | Track/Mono-point Direction Luminaire | 38.7572 | 1.577 | 6.8787 | 4.4857 | 19.566 | 82.5442 | 10080.5495 | 881.0254 | 9199.5241 | 11.4418 | 1057.8323 | 9.5294
Under-Counter Dishwasher - HighTemp | BNI Cooking and Laundry | ROB/NEW | 10 | N/A | 3170.6766 | 328 | N/A | N/A | 157.3085 | 330.2708 | 83.2535 | 0 | 413.5243 | -172.9623 | 240.5619 | 2665.7133 | 0 | 2665.7133 | 71% | 13.6744 | 6.4463 | 0.17285 | 0.017285 | 1.6612 | Under-Counter Dishwasher - HighTemp | 6.2512 | 1.5562 | 14.9548 | 3.8386 | 36.8882 | 149.5482 | 16663.7856 | 1218.6155 | 15445.1701 | 13.6744 | 2585.0041 | 6.4463
Under-Counter Dishwasher - Low Temp | BNI Cooking and Laundry | ROB/NEW | 10 | N/A | 2539.5124 | 263 | N/A | N/A | 65.5452 | 264.2167 | 66.6961 | 0 | 330.9128 | -198.6715 | 132.2413 | 2136.3372 | 0 | 2136.3372 | 71% | 18.8667 | 6.4559 | 0.1727 | 0.01727 | 1.6578 | Under-Counter Dishwasher - Low Temp | 12.5023 | 2.4956 | 23.9557 | 6.1559 | 59.0903 | 239.5574 | 26709.1473 | 1415.6766 | 25293.4707 | 18.8667 | 4137.1738 | 6.4559
Variable Speed Kitchen Exhaust Fan | BNI Cooking and Laundry | ROB/NEW | 15 | N/A | 8972 | 1034 | N/A | N/A | 6531.215 | 3302.7083 | 429.9254 | 0 | 3732.6336 | 3228.5068 | 6961.1404 | 10413.8205 | 0 | 10413.8205 | 71% | 2.0552 | 2.7899 | 0.55139 | 0.036759 | 4.7564 | Variable Speed Kitchen Exhaust Fan | 1.3842 | 1.0863 | 9.3703 | 3.0899 | 26.6532 | 140.5541 | 14414.6523 | 7013.7864 | 7400.866 | 2.0552 | 5166.6548 | 2.7899
Ventilation Fan (Agriculture) (18 inches) | BNI Process | ROB/NEW | 15 | N/A | 254 | 90 | N/A | N/A | 1126.3578 | 72.6596 | 3.7798 | 0 | 76.4393 | 1053.6983 | 1130.1376 | 372.5432 | 0 | 372.5432 | 71% | 0.46365 | 4.8737 | 0.39885 | 0.02659 | 1.1191 | Ventilation Fan (Agriculture) (18 inches) | 30.2989 | 2.0697 | 5.8067 | 5.8871 | 16.5168 | 87.1005 | 11287.642 | 24344.9667 | -13057.3246 | 0.46365 | 2316.0265 | 4.8737
Ventilation Fan (Agriculture) (24 inches) | BNI Process | ROB/NEW | 15 | N/A | 436.455 | 156 | N/A | N/A | 1126.3578 | 85.8704 | 4.467 | 0 | 90.3374 | 1040.4874 | 1130.8248 | 641.8795 | 0 | 641.8795 | 71% | 0.79818 | 7.1054 | 0.27432 | 0.018288 | 0.76301 | Ventilation Fan (Agriculture) (24 inches) | 22.7315 | 2.6915 | 7.4858 | 7.6557 | 21.2928 | 112.2864 | 14590.865 | 18280.218 | -3689.353 | 0.79818 | 2053.5018 | 7.1054
VFD - 1.5 hp - Institutional - Condensor Pump | BNI HVAC | ROB/NEW | 15 | N/A | 3196.875 | -4.725 | N/A | N/A | 1560.6 | 660.5417 | 114.4954 | 0 | 775.037 | 900.0583 | 1675.0954 | 3233.0162 | 0 | 3233.0162 | 71% | 2.6445 | 4.1714 | 0.32131 | 0.021421 | -216.1255 | VFD - 1.5 hp - Institutional - Condensor Pump | 2.7684 | -0.009928 | 6.6776 | -0.02824 | 18.994 | 100.1636 | 8950.1838 | 3384.3911 | 5565.7927 | 2.6445 | 2145.589 | 4.1714
VFD - 1.5 hp - Retail - Make-Up Air Fan | BNI HVAC | ROB/NEW | 15 | N/A | 4485 | 85.8375 | N/A | N/A | 1560.6 | 660.5417 | 149.7174 | 0 | 810.259 | 900.0583 | 1710.3174 | 4654.0515 | 0 | 4654.0515 | 71% | 3.7003 | 5.7439 | 0.23944 | 0.015963 | 12.4375 | VFD - 1.5 hp - Retail - Make-Up Air Fan | 2.7684 | 0.18036 | 9.3682 | 0.51302 | 26.6473 | 140.5228 | 12884.1348 | 3481.8986 | 9402.2362 | 3.7003 | 2243.0965 | 5.7439
VFD - 10 hp - Institutional - Make-up Air Fan | BNI HVAC | ROB/NEW | 15 | N/A | 34308.571 | 523.2 | N/A | N/A | 3106.8425 | 1585.3 | 960.6648 | 0 | 2545.9648 | 1521.5425 | 4067.5073 | 35430.9808 | 0 | 35430.9808 | 71% | 11.1892 | 13.9165 | 0.098352 | 0.0065568 | 6.4117 | VFD - 10 hp - Institutional - Make-up Air Fan | 2.7684 | 1.0993 | 71.6631 | 3.127 | 203.8417 | 1074.9469 | 98086.0518 | 8766.1061 | 89319.9457 | 11.1892 | 7048.1716 | 13.9165
VFD - 10 hp - Retail - Supply Fan | BNI HVAC | ROB/NEW | 15 | N/A | 13097.143 | 542.4 | N/A | N/A | 3587.9442 | 1585.3 | 428.5861 | 0 | 2013.8861 | 2002.6443 | 4016.5303 | 13964.2028 | 0 | 13964.2028 | 71% | 4.6922 | 6.934 | 0.20379 | 0.013586 | 4.8922 | VFD - 10 hp - Retail - Supply Fan | 10.5133 | 4.3281 | 103.8927 | 12.311 | 295.5167 | 1558.3899 | 146809.9262 | 31287.8751 | 115522.0511 | 4.6922 | 21172.5989 | 6.934
VFD - 15 hp - Institutional - Chilled Water Pump | BNI HVAC | ROB/NEW | 15 | N/A | 12486.0335 | 3216.8715 | N/A | N/A | 6132.7002 | 1981.625 | 518.7005 | 0 | 2500.3254 | 4151.0753 | 6651.4007 | 16768.0892 | 0 | 16768.0892 | 71% | 3.4411 | 6.7064 | 0.2654 | 0.017693 | 1.0241 | VFD - 15 hp - Institutional - Chilled Water Pump | 5.5367 | 13.5184 | 52.1612 | 38.4522 | 148.3696 | 782.418 | 92840.5382 | 26980.0744 | 65860.4638 | 3.4411 | 13843.65 | 6.7064
VFD - 15 hp - Retail - Exhaust Fan | BNI HVAC | ROB/NEW | 15 | N/A | 51821.2291 | 767.2626 | N/A | N/A | 6132.7002 | 1981.625 | 1428.8239 | 0 | 3410.4489 | 4151.0753 | 7561.5242 | 53487.127 | 0 | 53487.127 | 71% | 9.249 | 15.6833 | 0.087224 | 0.0058149 | 5.8567 | VFD - 15 hp - Retail - Exhaust Fan | 5.5367 | 3.2243 | 216.4865 | 9.1713 | 615.7834 | 3247.2974 | 296144.2774 | 32019.1909 | 264125.0865 | 9.249 | 18882.7665 | 15.6833
VFD - 25 hp - Institutional - Exhaust Fan | BNI HVAC | ROB/NEW | 15 | N/A | 92719.78 | 4350 | N/A | N/A | 7243.837 | 3302.7083 | 2638.3003 | 0 | 5941.0085 | 3941.1287 | 9882.1373 | 99510.962 | 0 | 99510.962 | 71% | 12.7883 | 16.7498 | 0.084922 | 0.0056615 | 1.7995 | VFD - 25 hp - Institutional - Exhaust Fan | 5.5367 | 18.2801 | 387.3428 | 51.9968 | 1101.7744 | 5810.1421 | 550966.2524 | 43083.7189 | 507882.5334 | 12.7883 | 32893.8153 | 16.7498
VFD - 25 hp - Institutional - Hot Water Circulating Loop Pump | BNI HVAC | ROB/NEW | 15 | N/A | 66098.9011 | 3438.4615 | N/A | N/A | 7243.837 | 3302.7083 | 1940.8461 | 0 | 5243.5543 | 3941.1287 | 9184.6831 | 71372.0915 | 0 | 71372.0915 | 71% | 10.0752 | 13.6114 | 0.10514 | 0.0070092 | 2.0093 | VFD - 25 hp - Institutional - Hot Water Circulating Loop Pump | 5.5367 | 14.4495 | 276.1324 | 41.1009 | 785.4427 | 4141.9858 | 395168.663 | 39222.0969 | 355946.5661 | 10.0752 | 29032.1933 | 13.6114
VFD - 30 hp - Institutional - Make-up Air Fan | BNI HVAC | ROB/NEW | 15 | N/A | 98976 | 1509.2308 | N/A | N/A | 6862.5824 | 3963.2499 | 2739.6555 | 0 | 6702.9055 | 2899.3325 | 9602.238 | 102213.8391 | 0 | 102213.8391 | 71% | 13.4278 | 15.2492 | 0.089756 | 0.0059837 | 5.8518 | VFD - 30 hp - Institutional - Make-up Air Fan | 2.7684 | 3.1711 | 206.7393 | 9.0201 | 588.058 | 3101.0892 | 282965.6891 | 21073.0763 | 261892.6127 | 13.4278 | 18556.12 | 15.2492
VFD - 30 hp - Retail - Supply Fan | BNI HVAC | ROB/NEW | 15 | N/A | 37780.22 | 1564.6154 | N/A | N/A | 6862.5824 | 3963.2499 | 1204.5878 | 0 | 5167.8378 | 2899.3325 | 8067.1703 | 40281.354 | 0 | 40281.354 | 71% | 6.6285 | 7.7946 | 0.18129 | 0.012086 | 4.352 | VFD - 30 hp - Retail - Supply Fan | 11.3657 | 13.4971 | 323.9896 | 38.3918 | 921.5698 | 4859.8438 | 457827.2105 | 69069.8168 | 388757.3936 | 6.6285 | 58736.2766 | 7.7946
VFD - 40 hp - Warehousing - Exhaust Fan | BNI HVAC | ROB/NEW | 15 | N/A | 144383.86 | 6906.8702 | N/A | N/A | 7915.2384 | 5284.3332 | 4119.9509 | 0 | 9404.2841 | 2630.9051 | 12035.1892 | 155129.3879 | 0 | 155129.3879 | 71% | 15.9274 | 16.4956 | 0.086325 | 0.005755 | 1.794 | VFD - 40 hp - Warehousing - Exhaust Fan | 5.5367 | 29.0249 | 603.1728 | 82.5598 | 1715.6905 | 9047.5921 | 858910.9764 | 53926.5679 | 804984.4085 | 15.9274 | 52069.0694 | 16.4956
VFD - 5 hp - Institutional - Chilled Water Pump | BNI HVAC | ROB/NEW | 15 | N/A | 14192.982 | 1122.4561 | N/A | N/A | 2699.1513 | 990.8125 | 443.5825 | 0 | 1434.395 | 1708.3389 | 3142.7339 | 15816.9183 | 0 | 15816.9183 | 71% | 6.7021 | 11.0269 | 0.13394 | 0.0089297 | 1.6838 | VFD - 5 hp - Institutional - Chilled Water Pump | 5.5367 | 4.7169 | 59.2921 | 13.417 | 168.653 | 889.3813 | 87574.1527 | 13066.5939 | 74507.5588 | 6.7021 | 7941.8712 | 11.0269
VFD - 5 hp - Retail - Exhaust Fan | BNI HVAC | ROB/NEW | 15 | N/A | 18081.871 | 267.7193 | N/A | N/A | 3180.2531 | 990.8125 | 514.1296 | 0 | 1504.9421 | 2189.4406 | 3694.3827 | 18663.1492 | 0 | 18663.1492 | 71% | 6.7325 | 12.4012 | 0.11031 | 0.0073539 | 7.4067 | VFD - 5 hp - Retail - Exhaust Fan | 5.5367 | 1.125 | 75.5382 | 3.2001 | 214.864 | 1133.0726 | 103332.9915 | 15348.4467 | 87984.5449 | 6.7325 | 8332.4721 | 12.4012
VFD - 7.5 hp - Institutional - Chilled Water Pump | BNI HVAC | ROB/NEW | 15 | N/A | 21289.474 | 1683.6842 | N/A | N/A | 3356.9338 | 1321.0833 | 656.7835 | 0 | 1977.8668 | 2035.8505 | 4013.7173 | 23725.3784 | 0 | 23725.3784 | 71% | 7.8039 | 11.9954 | 0.12313 | 0.0082087 | 1.5478 | VFD - 7.5 hp - Institutional - Chilled Water Pump | 5.5367 | 7.0754 | 88.9381 | 20.1256 | 252.9794 | 1334.0721 | 131361.2346 | 16832.8308 | 114528.4039 | 7.8039 | 10950.9328 | 11.9954
VFD - 7.5 hp - Warehousing - Exhaust Fan | BNI HVAC | ROB/NEW | 15 | N/A | 29035.088 | 1388.9474 | N/A | N/A | 3356.9338 | 1321.0833 | 841.9508 | 0 | 2163.0341 | 2035.8505 | 4198.8846 | 31195.976 | 0 | 31195.976 | 71% | 9.672 | 14.4223 | 0.098735 | 0.0065823 | 2.0519 | VFD - 7.5 hp - Warehousing - Exhaust Fan | 5.5367 | 5.8368 | 121.2959 | 16.6025 | 345.0193 | 1819.439 | 172723.9857 | 17858.054 | 154865.9317 | 9.672 | 11976.156 | 14.4223
VFD Milk Transfer Pump | BNI Process | ROB/NEW | 15 | N/A | 2545.875 | 671 | N/A | N/A | 3932.712 | 660.5417 | 119.5833 | 0 | 780.1249 | 3272.1703 | 4052.2953 | 3438.2866 | 0 | 3438.2866 | 71% | 1.1808 | 4.4074 | 0.40612 | 0.027075 | 1.5319 | VFD Milk Transfer Pump | 2.8414 | 1.4471 | 5.4581 | 4.1162 | 15.5253 | 81.8719 | 9769.6639 | 8273.712 | 1495.9519 | 1.1808 | 2216.6733 | 4.4074
VFD Milk Vacuum Pump | BNI Process | ROB/NEW | 15 | N/A | 6492.659 | 1818 | N/A | N/A | 6617.4434 | 198.1625 | 231.0341 | 0 | 429.1966 | 6419.2809 | 6848.4775 | 8905.203 | 0 | 8905.203 | 71% | 1.8065 | 20.7485 | 0.087612 | 0.0058408 | 0.31106 | VFD Milk Vacuum Pump | 11.3657 | 15.6829 | 55.6787 | 44.6092 | 158.3749 | 835.1806 | 101214.1804 | 56026.4707 | 45187.7097 | 1.8065 | 4878.1348 | 20.7485
Wall Mounted Area Luminaire (1000 lumen) (full and no-cutoff) | BNI Lighting | ROB/NEW | 20 | N/A | 153.3 | 34.3 | N/A | N/A | 29.7502 | 19.8162 | 7.4541 | 0 | 27.2703 | 9.934 | 37.2043 | 259.1465 | 0 | 259.1465 | 77% | 8.5353 | 9.5029 | 0.21739 | 0.01087 | 0.96594 | Wall Mounted Area Luminaire (1000 lumen) (full and no-cutoff) | 477.3609 | 13.4775 | 59.8812 | 38.336 | 170.3286 | 1197.6237 | 123706.4246 | 14493.521 | 109212.9036 | 8.5353 | 13017.7915 | 9.5029
Wall Mounted Area Luminaire (10000 lumen) (full and no-cutoff) | BNI Lighting | ROB/NEW | 20 | N/A | 776.3988 | 177.26 | N/A | N/A | 297.5024 | 79.265 | 36.8071 | 0 | 116.0721 | 218.2374 | 334.3094 | 1318.6275 | 0 | 1318.6275 | 77% | 4.9594 | 11.3604 | 0.1827 | 0.0091351 | 0.79555 | Wall Mounted Area Luminaire (10000 lumen) (full and no-cutoff) | 3888.1752 | 567.316 | 2470.1998 | 1613.6977 | 7026.3418 | 49403.9961 | 5127054.8163 | 1033803.1536 | 4093251.6627 | 4.9594 | 451308.5014 | 11.3604
Wall Mounted Area Luminaire (20000 lumen) (full and no-cutoff) | BNI Lighting | ROB/NEW | 20 | N/A | 1187.0676 | 265.5996 | N/A | N/A | 595.0048 | 132.1083 | 56.6102 | 0 | 188.7185 | 462.8964 | 651.615 | 2006.6828 | 0 | 2006.6828 | 77% | 3.8983 | 10.6332 | 0.19428 | 0.0097142 | 0.86326 | Wall Mounted Area Luminaire (20000 lumen) (full and no-cutoff) | 55.3674 | 12.1046 | 53.7813 | 34.4308 | 152.9777 | 1075.6251 | 111104.793 | 28501.1337 | 82603.6593 | 3.8983 | 10448.8536 | 10.6332
Wall Mounted Area Luminaire (4000 lumen) (full and no-cutoff) | BNI Lighting | ROB/NEW | 20 | N/A | 249.222 | 55.762 | N/A | N/A | 119.001 | 39.6325 | 12.504 | 0 | 52.1365 | 79.3685 | 131.505 | 421.2982 | 0 | 421.2982 | 77% | 4.0457 | 8.0807 | 0.25566 | 0.012783 | 1.1359 | Wall Mounted Area Luminaire (4000 lumen) (full and no-cutoff) | 2545.5159 | 116.8376 | 519.115 | 332.3378 | 1476.5929 | 10382.3004 | 1072421.3659 | 265076.7265 | 807344.6393 | 4.0457 | 132714.3964 | 8.0807
Wall wash luminaire (1500 lumen) | BNI Lighting | ROB/NEW | 12 | N/A | 734.7782 | 162.0156 | N/A | N/A | 0 | 26.4217 | 25.314 | 0 | 51.7356 | -26.4217 | 25.314 | 965.842 | 0 | 965.842 | 85% | 38.1545 | 18.6688 | 0.077948 | 0.0064957 | 0.35145 | Wall wash luminaire (1500 lumen) | 124.5766 | 18.3396 | 82.6842 | 52.166 | 235.1904 | 992.2102 | 120321.3475 | 3153.5276 | 117167.8199 | 38.1545 | 6445.0499 | 18.6688
Wall Wash Luminaire (1000 lumen) | BNI Lighting | ROB/NEW | 12 | N/A | 126.4286 | 27.877 | N/A | N/A | 0 | 13.2108 | 4.8063 | 0 | 18.0172 | -13.2108 | 4.8063 | 166.1863 | 0 | 166.1863 | 85% | 34.5764 | 9.2238 | 0.15777 | 0.013147 | 0.71132 | Wall Wash Luminaire (1000 lumen) | 27.6837 | 0.70124 | 3.1615 | 1.9946 | 8.9928 | 37.9385 | 4600.6508 | 133.0574 | 4467.5934 | 34.5764 | 498.7821 | 9.2238
Custom | [24 empty] | Custom Total
Measure Name | Technology Type | Decision Type | Measure Life | Remaining Useful Life | Gross Annual Energy Savings per Unit at Meter (kWh) Pre-RUL | Gross Peak Demand Savings per Unit at Meter (Watts) Pre-RUL | Gross Annual Energy Savings per Unit at Meter (kWh) Post-RUL | Gross Peak Demand Savings per Unit at Meter (Watts) Post-RUL | Gross Per Unit One-Time Incremental Measure Cost ($) | Per Unit Incentive ($) | Per Unit Program Administrative Cost (inclusive of DI costs) ($) | Per Unit Direct Installation Cost ($) | Per Unit DSM Administrator Cost (Incentive + Administrative) ($) | Per Unit DSM Customer Cost (Incremental Measure Cost - Incentive) ($) | Total Per Unit DSM Cost ($) | Per Unit Present Value Avoided Cost Benefits ($) | Per Unit Present Value Non-Energy Benefits ($) | Total Per Unit Present Value Benefits ($) | Net-To-Gross Ratio | Net Total Resource Benefit-Cost Ratio (TRC) | Net Program Administrator Benefit-Cost Ratio (PAC) | Net First-Year Unit Cost / kWh at Generator ($/kWh) | Net Lifetime Unit Cost / kWh at Generator ($/kWh) | Net Unit Cost / Watt at Generator ($/W) | Measure Name | Participation (Units) | Total Peak Demand Savings (kW) | Total First Year Energy Savings (MWh) | Total Cumulative Peak Demand Savings (kW) | Total Cumulative First Year Energy Savings (MWh) | Total Lifetime Energy Savings (MWh) | Total Avoided Cost Benefits ($) | TRC Costs ($) | Total TRC Net Resource Benefits ($) | TRC Ratio | PAC Costs ($) | PAC Ratio
Custom New Construction | BNI Other | ROB/NEW | 16.8 | N/A | 1000000 | 386000 | N/A | N/A | 478235.466 | 200000 | 163579.5117 | 0 | 363579.5117 | 278235.466 | 641814.9777 | 1605848.577 | 0 | 1605848.577 | 70% | 3.2224 | 4.4168 | 0.48875 | 0.029093 | 1.2588 | Custom New Construction | 4.02 | 1161.1521 | 2990.4378 | 3483.4562 | 8971.3134 | 50239.355 | 6455511.2796 | 2003344.2382 | 4452167.0414 | 3.2224 | 1461589.6369 | 4.4168
Custom Retrofit | BNI Other | ROB/NEW | 13.8 | N/A | 1000000 | 210000 | N/A | N/A | 478235.466 | 140000 | 136926.0539 | 0 | 276926.0539 | 338235.466 | 615161.5199 | 1396092.4736 | 0 | 1396092.4736 | 82% | 2.6387 | 5.0414 | 0.31779 | 0.023028 | 1.5044 | Custom Retrofit | 18.9 | 3479.146 | 16469.7246 | 10437.4381 | 49409.1738 | 227282.1995 | 26386147.7518 | 9999595.6712 | 16386552.0806 | 2.6387 | 5233902.4191 | 5.0414
Existing Building Comissioning | BNI Other | ROB/NEW | 5.6 | N/A | 1000000 | 0 | N/A | N/A | 376830.4042 | 100000 | 59518.0037 | 0 | 159518.0037 | 276830.4042 | 436348.4079 | 532729.1245 | 0 | 532729.1245 | 81% | 1.4605 | 3.3396 | 0.18532 | 0.033092 | N/A | Existing Building Comissioning | 2.25 | 0 | 1936.7707 | 0 | 4756.3646 | 10845.9162 | 1198640.5301 | 820688.92 | 377951.6102 | 1.4605 | 358915.5083 | 3.3396
Pay-for-Performance | BNI Other | ROB/NEW | 10.35 | N/A | 1000000 | 66000 | N/A | N/A | 478235.466 | 100000 | 92646.6553 | 0 | 192646.6553 | 378235.466 | 570882.1213 | 934637.3976 | 0 | 934637.3976 | 80% | 1.9667 | 4.8516 | 0.2266 | 0.021894 | 3.4133 | Pay-for-Performance | 3.25 | 183.4404 | 2763.02 | 423.324 | 6376.2 | 28597.257 | 3037571.5422 | 1544513.8412 | 1493057.701 | 1.9667 | 626101.6296 | 4.8516
Efficient Products Installation | [24 empty] | Efficient Products Installation Total
Measure Name | Technology Type | Decision Type | Measure Life | Remaining Useful Life | Gross Annual Energy Savings per Unit at Meter (kWh) Pre-RUL | Gross Peak Demand Savings per Unit at Meter (Watts) Pre-RUL | Gross Annual Energy Savings per Unit at Meter (kWh) Post-RUL | Gross Peak Demand Savings per Unit at Meter (Watts) Post-RUL | Gross Per Unit One-Time Incremental Measure Cost ($) | Per Unit Incentive ($) | Per Unit Program Administrative Cost (inclusive of DI costs) ($) | Per Unit Direct Installation Cost ($) | Per Unit DSM Administrator Cost (Incentive + Administrative) ($) | Per Unit DSM Customer Cost (Incremental Measure Cost - Incentive) ($) | Total Per Unit DSM Cost ($) | Per Unit Present Value Avoided Cost Benefits ($) | Per Unit Present Value Non-Energy Benefits ($) | Total Per Unit Present Value Benefits ($) | Net-To-Gross Ratio | Net Total Resource Benefit-Cost Ratio (TRC) | Net Program Administrator Benefit-Cost Ratio (PAC) | Net First-Year Unit Cost / kWh at Generator ($/kWh) | Net Lifetime Unit Cost / kWh at Generator ($/kWh) | Net Unit Cost / Watt at Generator ($/W) | Measure Name | Participation (Units) | Total Peak Demand Savings (kW) | Total First Year Energy Savings (MWh) | Total Cumulative Peak Demand Savings (kW) | Total Cumulative First Year Energy Savings (MWh) | Total Lifetime Energy Savings (MWh) | Total Avoided Cost Benefits ($) | TRC Costs ($) | Total TRC Net Resource Benefits ($) | TRC Ratio | PAC Costs ($) | PAC Ratio
18W Replacing 100W | Res Lighting | RET | 9.3 | 1 | 62.3336 | 10.138 | 3.2994 | 0.53662 | 0 | 0 | 13.2729 | 12.6409 | 13.2729 | 0 | 13.2729 | 11.7787 | 0 | 11.7787 | 86% | 0.88742 | 0.88742 | 0.22618 | 0.15714 | 1.3276 | 18W Replacing 100W | 0 | 0 | 0 | 13.9145 | 81.6808 | 0 | 0 | 0 | 0 | N/A | 0 | N/A
5W Chandelier E12 - MURB | Res Lighting | RET | 4 | 1 | 28.7385 | 4.6831 | 1.5212 | 0.24788 | 0 | 0 | 6.3142 | 6.0135 | 6.3142 | 0 | 6.3142 | 4.6132 | 0 | 4.6132 | 86% | 0.73061 | 0.73061 | 0.23338 | 0.2014 | 1.3673 | 5W Chandelier E12 - MURB | 0 | 0 | 0 | 1.55 | 9.0813 | 0 | 0 | 0 | 0 | N/A | 0 | N/A
5W Chandelier E12 | Res Lighting | RET | 4 | 1 | 26.7099 | 4.323 | 1.4138 | 0.22882 | 0 | 0 | 6.3142 | 6.0135 | 6.3142 | 0 | 6.3142 | 4.2841 | 0 | 4.2841 | 86% | 0.67849 | 0.67849 | 0.2511 | 0.2167 | 1.4811 | 5W Chandelier E12 | 0 | 0 | 0 | 84.1087 | 496.1452 | 0 | 0 | 0 | 0 | N/A | 0 | N/A
7W G25 - MURB | Res Lighting | RET | 4 | 1 | 27.0725 | 4.415 | 1.433 | 0.23369 | 0 | 0 | 5.8991 | 5.6182 | 5.8991 | 0 | 5.8991 | 4.3462 | 0 | 4.3462 | 86% | 0.73676 | 0.73676 | 0.23145 | 0.19974 | 1.3549 | 7W G25 - MURB | 0 | 0 | 0 | 1.3228 | 7.7439 | 0 | 0 | 0 | 0 | N/A | 0 | N/A
7W G25 | Res Lighting | RET | 4 | 1 | 25.1615 | 4.0756 | 1.3318 | 0.21572 | 0 | 0 | 5.8991 | 5.6182 | 5.8991 | 0 | 5.8991 | 4.0361 | 0 | 4.0361 | 86% | 0.6842 | 0.6842 | 0.24903 | 0.21491 | 1.4678 | 7W G25 | 0 | 0 | 0 | 17.1524 | 101.1018 | 0 | 0 | 0 | 0 | N/A | 0 | N/A
7W GU10 Replacing 35W | Res Lighting | RET | 4.8 | 1 | 21.3679 | 3.4569 | 1.131 | 0.18298 | 0 | 0 | 6.347 | 6.0447 | 6.347 | 0 | 6.347 | 3.5372 | 0 | 3.5372 | 86% | 0.55731 | 0.55731 | 0.31551 | 0.26268 | 1.8619 | 7W GU10 Replacing 35W | 0 | 0 | 0 | 2.0364 | 12.0178 | 0 | 0 | 0 | 0 | N/A | 0 | N/A
7W GU10 Replacing 50W - MURB | Res Lighting | RET | 5.5 | 1 | 35.5213 | 5.7555 | 1.8802 | 0.30464 | 0 | 0 | 6.347 | 6.0447 | 6.347 | 0 | 6.347 | 6.0068 | 0 | 6.0068 | 86% | 0.9464 | 0.9464 | 0.1898 | 0.15329 | 1.1183 | 7W GU10 Replacing 50W - MURB | 0 | 0 | 0 | 1.1768 | 6.9339 | 0 | 0 | 0 | 0 | N/A | 0 | N/A
7W GU10 Replacing 50W | Res Lighting | RET | 5.5 | 1 | 32.79 | 5.3129 | 1.7356 | 0.28122 | 0 | 0 | 6.347 | 6.0447 | 6.347 | 0 | 6.347 | 5.5449 | 0 | 5.5449 | 86% | 0.87363 | 0.87363 | 0.20561 | 0.16605 | 1.2114 | 7W GU10 Replacing 50W | 0 | 0 | 0 | 40.0953 | 236.2574 | 0 | 0 | 0 | 0 | N/A | 0 | N/A
9.5W Replacing 100W - MURB | Res Lighting | RET | 9.3 | 1 | 73.849 | 12.0089 | 3.9089 | 0.63564 | 0 | 0 | 10.5637 | 10.0607 | 10.5637 | 0 | 10.5637 | 13.9543 | 0 | 13.9543 | 86% | 1.321 | 1.321 | 0.15194 | 0.10557 | 0.89203 | 9.5W Replacing 100W - MURB | 0 | 0 | 0 | 0.060776 | 0.35682 | 0 | 0 | 0 | 0 | N/A | 0 | N/A
9.5W Replacing 100W | Res Lighting | RET | 9.3 | 1 | 68.8139 | 11.2215 | 3.6424 | 0.59397 | 0 | 0 | 11.3321 | 10.0607 | 11.3321 | 0 | 11.3321 | 13.0076 | 0 | 13.0076 | 86% | 1.1479 | 1.1479 | 0.17492 | 0.12153 | 1.0241 | 9.5W Replacing 100W | 488 | 5.3998 | 31.6147 | 5.9715 | 34.9615 | 45.5039 | 6347.7164 | 5530.0475 | 817.6689 | 1.1479 | 5530.0475 | 1.1479
9.5W Replacing 40W - MURB | Res Lighting | RET | 5 | 1 | 24.9199 | 4.0416 | 1.319 | 0.21393 | 0 | 0 | 10.8094 | 10.0607 | 10.8094 | 0 | 10.8094 | 4.1586 | 0 | 4.1586 | 86% | 0.38472 | 0.38472 | 0.46075 | 0.38024 | 2.7121 | 9.5W Replacing 40W - MURB | 34 | 0.1355 | 0.79766 | 0.14985 | 0.8821 | 0.96655 | 141.3919 | 367.5179 | -226.126 | 0.38472 | 367.5179 | 0.38472
9.5W Replacing 40W | Res Lighting | RET | 5 | 1 | 23.2208 | 3.7766 | 1.2291 | 0.1999 | 0 | 0 | 7.5154 | 6.9395 | 7.5154 | 0 | 7.5154 | 3.8764 | 0 | 3.8764 | 86% | 0.51579 | 0.51579 | 0.34378 | 0.28371 | 2.018 | 9.5W Replacing 40W | 1327 | 4.9418 | 29.0096 | 5.4649 | 32.0806 | 35.1517 | 5143.9172 | 9972.9602 | -4829.043 | 0.51579 | 9972.9602 | 0.51579
9.5W Replacing 60W - MURB | Res Lighting | RET | 6.7 | 1 | 41.2296 | 6.6836 | 2.1823 | 0.35377 | 0 | 0 | 10.9892 | 10.0607 | 10.9892 | 0 | 10.9892 | 7.2031 | 0 | 7.2031 | 86% | 0.65547 | 0.65547 | 0.28312 | 0.2175 | 1.6673 | 9.5W Replacing 60W - MURB | 156 | 1.0281 | 6.0552 | 1.137 | 6.6962 | 7.8821 | 1123.6783 | 1714.3134 | -590.635 | 0.65547 | 1714.3134 | 0.65547
9.5W Replacing 60W | Res Lighting | RET | 6.7 | 1 | 38.4185 | 6.2453 | 2.0335 | 0.33057 | 0 | 0 | 10.9603 | 10.0607 | 10.9603 | 0 | 10.9603 | 6.7143 | 0 | 6.7143 | 86% | 0.6126 | 0.6126 | 0.30303 | 0.2328 | 1.7796 | 9.5W Replacing 60W | 9135 | 56.2569 | 330.402 | 62.2123 | 365.379 | 430.0865 | 61335.0859 | 100122.4911 | -38787.4053 | 0.6126 | 100122.4911 | 0.6126
9W Replacing 100W | Res Lighting | RET | 9.3 | 1 | 69.1996 | 11.2215 | 3.6628 | 0.59397 | 0 | 0 | 8.277 | 7.1475 | 8.277 | 0 | 8.277 | 13.0711 | 0 | 13.0711 | 86% | 1.5792 | 1.5792 | 0.12705 | 0.088272 | 0.74798 | 9W Replacing 100W | 1912 | 21.1568 | 124.5619 | 23.3965 | 137.7482 | 179.2853 | 24991.8636 | 15825.693 | 9166.1707 | 1.5792 | 15825.693 | 1.5792
9W Replacing 40W - MURB | Res Lighting | RET | 5 | 1 | 25.3339 | 4.1079 | 1.3409 | 0.21743 | 0 | 0 | 7.7546 | 7.1475 | 7.7546 | 0 | 7.7546 | 4.2276 | 0 | 4.2276 | 86% | 0.54516 | 0.54516 | 0.32514 | 0.26833 | 1.9143 | 9W Replacing 40W - MURB | 48 | 0.19443 | 1.1448 | 0.21502 | 1.266 | 1.3872 | 202.9226 | 372.2231 | -169.3005 | 0.54516 | 372.2231 | 0.54516
9W Replacing 40W | Res Lighting | RET | 5 | 1 | 23.6066 | 3.8385 | 1.2495 | 0.20318 | 0 | 0 | 7.7377 | 7.1475 | 7.7377 | 0 | 7.7377 | 3.9406 | 0 | 3.9406 | 86% | 0.50928 | 0.50928 | 0.34817 | 0.28733 | 2.0442 | 9W Replacing 40W | 4387 | 16.6051 | 97.4976 | 18.363 | 107.8189 | 118.1402 | 17287.5876 | 33945.2898 | -16657.7022 | 0.50928 | 33945.2898 | 0.50928
9W Replacing 60W - MURB | Res Lighting | RET | 6.7 | 1 | 41.6436 | 6.7498 | 2.2042 | 0.35728 | 0 | 0 | 7.9347 | 7.1475 | 7.9347 | 0 | 7.9347 | 7.2753 | 0 | 7.2753 | 86% | 0.9169 | 0.9169 | 0.20239 | 0.15548 | 1.1921 | 9W Replacing 60W - MURB | 4803 | 31.9681 | 188.3016 | 35.3523 | 208.2357 | 245.1136 | 34943.1326 | 38110.2563 | -3167.1236 | 0.9169 | 38110.2563 | 0.9169
9W Replacing 60W | Res Lighting | RET | 6.7 | 1 | 38.8042 | 6.3073 | 2.0539 | 0.33385 | 0 | 0 | 7.9055 | 7.1475 | 7.9055 | 0 | 7.9055 | 6.7816 | 0 | 6.7816 | 86% | 0.85783 | 0.85783 | 0.2164 | 0.16624 | 1.271 | 9W Replacing 60W | 128375 | 798.4203 | 4689.7876 | 882.9427 | 5186.2583 | 6104.7291 | 870588.0533 | 1014870.6519 | -144282.5985 | 0.85783 | 1014870.6519 | 0.85783
Air Sealing Measures - Elect Res - MURB | Res HVAC | ROB/NEW | 15 | N/A | 171.73 | 48.1437 | N/A | N/A | 0 | 0 | 50.3798 | 28.1532 | 50.3798 | 0 | 50.3798 | 352.4429 | 0 | 352.4429 | 102% | 6.9957 | 6.9957 | 0.26274 | 0.017516 | 0.89471 | Air Sealing Measures - Elect Res - MURB | 800.7551 | 45.087 | 153.5469 | 135.261 | 460.6408 | 2303.2041 | 282220.4312 | 40341.861 | 241878.5703 | 6.9957 | 40341.861 | 6.9957
Air Sealing Measures - Elect Res | Res HVAC | ROB/NEW | 15 | N/A | 164.8 | 46.63 | N/A | N/A | 0 | 0 | 51.2283 | 29.7138 | 51.2283 | 0 | 51.2283 | 339.0666 | 0 | 339.0666 | 102% | 6.6187 | 6.6187 | 0.27839 | 0.01856 | 0.93931 | Air Sealing Measures - Elect Res | 800.7551 | 43.6694 | 147.3507 | 131.0082 | 442.0521 | 2210.2605 | 271509.3429 | 41021.2956 | 230488.0473 | 6.6187 | 41021.2956 | 6.6187
Air Sealing Measures - HP - MURB | Res HVAC | ROB/NEW | 15 | N/A | 75.36 | 21.03 | N/A | N/A | 0 | 0 | 38.6855 | 28.1532 | 38.6855 | 0 | 38.6855 | 154.471 | 0 | 154.471 | 102% | 3.993 | 3.993 | 0.45974 | 0.03065 | 1.5728 | Air Sealing Measures - HP - MURB | 388.2449 | 9.549 | 32.6695 | 28.647 | 98.0084 | 490.0419 | 59972.5726 | 15019.4577 | 44953.1149 | 3.993 | 15019.4577 | 3.993
Air Sealing Measures - HP | Res HVAC | ROB/NEW | 15 | N/A | 74.23 | 19.6236 | N/A | N/A | 0 | 0 | 40.0602 | 29.7138 | 40.0602 | 0 | 40.0602 | 150.0029 | 0 | 150.0029 | 102% | 3.7444 | 3.7444 | 0.48333 | 0.032222 | 1.7454 | Air Sealing Measures - HP | 388.2449 | 8.9104 | 32.1796 | 26.7312 | 96.5388 | 482.6939 | 58237.8769 | 15553.1785 | 42684.6983 | 3.7444 | 15553.1785 | 3.7444
Dimmer Switch | Res Lighting | ROB/NEW | 10 | N/A | 13.668 | 1.6115 | N/A | N/A | 0 | 0 | 58.9923 | 55.2265 | 58.9923 | 0 | 58.9923 | 17.0043 | 0 | 17.0043 | 100% | 0.28825 | 0.28825 | 3.9427 | 0.39427 | 31.925 | Dimmer Switch | 5231.6 | 9.6667 | 78.2771 | 16.4773 | 133.4268 | 782.7708 | 88959.7352 | 308624.0493 | -219664.3142 | 0.28825 | 308624.0493 | 0.28825
Faucet Aerators - MURB | Res Domestic Hot Water (DHW) | ROB/NEW | 10 | N/A | 120.9 | 19.623 | N/A | N/A | 0 | 0 | 33.9052 | 23.2425 | 33.9052 | 0 | 33.9052 | 160.8343 | 0 | 160.8343 | 102% | 4.7436 | 4.7436 | 0.25116 | 0.025116 | 1.4773 | Faucet Aerators - MURB | 239 | 5.485 | 32.2641 | 16.455 | 96.7923 | 322.641 | 38439.4004 | 8103.3394 | 30336.061 | 4.7436 | 8103.3394 | 4.7436
Faucet Aerators | Res Domestic Hot Water (DHW) | ROB/NEW | 10 | N/A | 95.79 | 15.531 | N/A | N/A | 0 | 0 | 31.9307 | 23.2425 | 31.9307 | 0 | 31.9307 | 127.4088 | 0 | 127.4088 | 102% | 3.9902 | 3.9902 | 0.29854 | 0.029854 | 1.7578 | Faucet Aerators | 6672 | 121.1902 | 713.6274 | 363.5707 | 2140.8821 | 7136.2737 | 850071.5329 | 213041.8479 | 637029.685 | 3.9902 | 213041.8479 | 3.9902
Hot Water Tank Wrap - MURB | Res Domestic Hot Water (DHW) | ROB/NEW | 7 | N/A | 57.23 | 9.3072 | N/A | N/A | 0 | 0 | 29.0884 | 24.6159 | 29.0884 | 0 | 29.0884 | 54.8796 | 0 | 54.8796 | 102% | 1.8866 | 1.8866 | 0.4552 | 0.065029 | 2.6722 | Hot Water Tank Wrap - MURB | 169 | 1.8396 | 10.7996 | 5.5187 | 32.3987 | 75.5969 | 9274.6511 | 4915.941 | 4358.7101 | 1.8866 | 4915.941 | 1.8866
Hot Water Tank Wrap | Res Domestic Hot Water (DHW) | ROB/NEW | 7 | N/A | 137.2647 | 22.3131 | N/A | N/A | 0 | 0 | 33.6214 | 24.6159 | 33.6214 | 0 | 33.6214 | 131.618 | 0 | 131.618 | 102% | 3.9147 | 3.9147 | 0.21936 | 0.031338 | 1.2883 | Hot Water Tank Wrap | 2378 | 62.0561 | 364.4735 | 186.1682 | 1093.4206 | 2551.3148 | 312987.5852 | 79951.6056 | 233035.9796 | 3.9147 | 79951.6056 | 3.9147
Indoor motion sensor | Res Lighting | ROB/NEW | 10 | N/A | 36.8232 | 0 | N/A | N/A | 0 | 0 | 54.2342 | 49.3982 | 54.2342 | 0 | 54.2342 | 40.0551 | 0 | 40.0551 | 100% | 0.73856 | 0.73856 | 1.3454 | 0.13454 | N/A | Indoor motion sensor | 5231.6 | 0 | 210.8877 | 0 | 359.4676 | 2108.8766 | 209552.1799 | 283731.4599 | -74179.28 | 0.73856 | 283731.4599 | 0.73856
LED - ENERGY STAR Fixture with Motion Sensor | Res Lighting | RET | 9.7 | 1 | 137 | 22.2 | 27.4 | 8.805 | 0 | 0 | 93.5616 | 85.7914 | 93.5616 | 0 | 93.5616 | 58.9235 | 0 | 58.9235 | 102% | 0.62978 | 0.62978 | 0.61163 | 0.22322 | 3.6034 | LED - ENERGY STAR Fixture with Motion Sensor | 2092.64 | 54.3325 | 320.1182 | 44.9277 | 173.1548 | 877.1239 | 123305.5801 | 195790.6973 | -72485.1172 | 0.62978 | 195790.6973 | 0.62978
LED Nightlights - MURB | Res Lighting | RET | 23 | 7.6667 | 24.1578 | 3.9388 | 24.1578 | 3.9388 | 0 | 0 | 7.0646 | 4.0263 | 7.0646 | 0 | 7.0646 | 48.0272 | 0 | 48.0272 | 86% | 6.7982 | 6.7982 | 0.31063 | 0.013506 | 1.8188 | LED Nightlights - MURB | 991 | 3.849 | 22.5385 | 11.547 | 67.6156 | 518.3861 | 47594.9767 | 7001.0636 | 40593.9132 | 6.7982 | 7001.0636 | 6.7982
LED Nightlights | Res Lighting | RET | 23 | 7.6667 | 22.4526 | 3.6358 | 22.4526 | 3.6358 | 0 | 0 | 6.861 | 4.0263 | 6.861 | 0 | 6.861 | 44.58 | 0 | 44.58 | 86% | 6.4976 | 6.4976 | 0.32459 | 0.014113 | 1.9136 | LED Nightlights | 9022 | 32.3453 | 190.7053 | 97.0358 | 572.116 | 4386.2227 | 402200.6486 | 61900.09 | 340300.5586 | 6.4976 | 61900.09 | 6.4976
Low-flow showerhead - 1.0 gpm Reduction - MURB | Res Domestic Hot Water (DHW) | ROB/NEW | 10 | N/A | 404.95 | 65.593 | N/A | N/A | 0 | 0 | 84.6899 | 52.1448 | 84.6899 | 0 | 84.6899 | 506.8166 | 0 | 506.8166 | 96% | 5.9844 | 5.9844 | 0.19901 | 0.019901 | 1.1729 | Low-flow showerhead - 1.0 gpm Reduction - MURB | 112 | 8.0865 | 47.6635 | 24.2594 | 142.9904 | 476.6348 | 56763.4596 | 9485.2659 | 47278.1938 | 5.9844 | 9485.2659 | 5.9844
Low-flow showerhead - 1.0 gpm Reduction | Res Domestic Hot Water (DHW) | ROB/NEW | 10 | N/A | 355.11 | 57.494 | N/A | N/A | 0 | 0 | 81.0033 | 52.1448 | 81.0033 | 0 | 81.0033 | 444.4062 | 0 | 444.4062 | 96% | 5.4863 | 5.4863 | 0.21706 | 0.021706 | 1.2799 | Low-flow showerhead - 1.0 gpm Reduction | 2219 | 140.431 | 828.1072 | 421.293 | 2484.3216 | 8281.0719 | 986137.3216 | 179746.2664 | 806391.0552 | 5.4863 | 179746.2664 | 5.4863
Motion sensor with dimmer switch | Res Lighting | ROB/NEW | 10 | N/A | 43.0944 | 0 | N/A | N/A | 0 | 0 | 65.0588 | 59.3236 | 65.0588 | 0 | 65.0588 | 46.8767 | 0 | 46.8767 | 100% | 0.72053 | 0.72053 | 1.3791 | 0.13791 | N/A | Motion sensor with dimmer switch | 523.16 | 0 | 24.6803 | 0 | 42.0687 | 246.803 | 24524.0106 | 34036.1651 | -9512.1545 | 0.72053 | 34036.1651 | 0.72053
Outdoor motion sensor | Res Lighting | ROB/NEW | 10 | N/A | 159 | 0 | N/A | N/A | 0 | 0 | 76.297 | 62.9338 | 76.297 | 0 | 76.297 | 172.9551 | 0 | 172.9551 | 100% | 2.2669 | 2.2669 | 0.43835 | 0.043835 | N/A | Outdoor motion sensor | 523.16 | 0 | 91.0598 | 0 | 155.2156 | 910.5982 | 90483.1644 | 39915.5301 | 50567.6344 | 2.2669 | 39915.5301 | 2.2669
PAR20 7 W Replacing 50 W - MURB | Res Lighting | ROB/NEW | 5.5 | N/A | 35.3192 | 5.7555 | N/A | N/A | 0 | 0 | 9.2965 | 8.8538 | 9.2965 | 0 | 9.2965 | 23.8703 | 0 | 23.8703 | 86% | 2.5677 | 2.5677 | 0.27959 | 0.050834 | 1.638 | PAR20 7 W Replacing 50 W - MURB | 0 | 0 | 0 | 2.5198 | 14.7634 | 0 | 0 | 0 | 0 | N/A | 0 | N/A
PAR20 7 W Replacing 50 W | Res Lighting | ROB/NEW | 5.5 | N/A | 32.8261 | 5.3129 | N/A | N/A | 0 | 0 | 9.2965 | 8.8538 | 9.2965 | 0 | 9.2965 | 22.1631 | 0 | 22.1631 | 86% | 2.384 | 2.384 | 0.30082 | 0.054695 | 1.7744 | PAR20 7 W Replacing 50 W | 0 | 0 | 0 | 32.6752 | 192.7473 | 0 | 0 | 0 | 0 | N/A | 0 | N/A
PAR38 15 W Replacing 150 W | Res Lighting | ROB/NEW | 6.8 | N/A | 102.9686 | 16.627 | N/A | N/A | 0 | 0 | 27.4482 | 21.5675 | 27.4482 | 0 | 27.4482 | 81.298 | 0 | 81.298 | 86% | 2.9619 | 2.9619 | 0.28315 | 0.04164 | 1.674 | PAR38 15 W Replacing 150 W | 1912 | 31.3482 | 185.3473 | 94.0446 | 556.0419 | 1260.3616 | 155441.8692 | 52480.887 | 102960.9823 | 2.9619 | 52480.887 | 2.9619
Pipe Insulation - MURB | Res Domestic Hot Water (DHW) | ROB/NEW | 15 | N/A | 6.731 | 1.0969 | N/A | N/A | 0 | 0 | 2.8651 | 2.0392 | 2.8651 | 0 | 2.8651 | 12.2559 | 0 | 12.2559 | 102% | 4.2777 | 4.2777 | 0.38121 | 0.025414 | 2.2332 | Pipe Insulation - MURB | 101 | 0.12957 | 0.7591 | 0.38872 | 2.2773 | 11.3864 | 1237.8493 | 289.3755 | 948.4737 | 4.2777 | 289.3755 | 4.2777
Pipe Insulation | Res Domestic Hot Water (DHW) | ROB/NEW | 15 | N/A | 11.9812 | 1.9469 | N/A | N/A | 0 | 0 | 3.4291 | 2.0392 | 3.4291 | 0 | 3.4291 | 21.8044 | 0 | 21.8044 | 102% | 6.3586 | 6.3586 | 0.25633 | 0.017088 | 1.5059 | Pipe Insulation | 13272.4099 | 30.2207 | 177.5598 | 90.6622 | 532.6794 | 2663.3971 | 289396.6059 | 45512.86 | 243883.746 | 6.3586 | 45512.86 | 6.3586
Smart thermostats for central air source heat pump | Res HVAC | ROB/NEW | 11 | N/A | 831 | 0 | N/A | N/A | 0 | 0 | 165.5731 | 101.8968 | 165.5731 | 0 | 165.5731 | 991.7252 | 0 | 991.7252 | 102% | 5.9897 | 5.9897 | 0.17844 | 0.016222 | N/A | Smart thermostats for central air source heat pump | 200 | 0 | 185.5779 | 0 | 380.4347 | 2041.3572 | 198345.0441 | 33114.6142 | 165230.4299 | 5.9897 | 33114.6142 | 5.9897
Smart thermostats for electric baseboards | Res HVAC | ROB/NEW | 11 | N/A | 418.6073 | 0 | N/A | N/A | 0 | 0 | 141.9416 | 107.078 | 141.9416 | 0 | 141.9416 | 499.5709 | 0 | 499.5709 | 102% | 3.5196 | 3.5196 | 0.30368 | 0.027607 | N/A | Smart thermostats for electric baseboards | 7840 | 0 | 3664.5286 | 0 | 6641.9581 | 40309.8148 | 3916635.5516 | 1112822.4723 | 2803813.0792 | 3.5196 | 1112822.4723 | 3.5196
Smart thermostats for mini-split heat pumps | Res HVAC | ROB/NEW | 11 | N/A | 207.8191 | 0 | N/A | N/A | 0 | 0 | 107.1345 | 88.0803 | 107.1345 | 0 | 107.1345 | 248.0137 | 0 | 248.0137 | 102% | 2.315 | 2.315 | 0.46169 | 0.041972 | N/A | Smart thermostats for mini-split heat pumps | 840 | 0 | 194.9216 | 0 | 353.2954 | 2144.1376 | 208331.5309 | 89992.9884 | 118338.5425 | 2.315 | 89992.9884 | 2.315
Thermostatic Shower Valves -2.5gpm - MURB | Res Other | ROB/NEW | 10 | N/A | 124.41 | 20.184 | N/A | N/A | 0 | 0 | 58.9339 | 46.818 | 58.9339 | 0 | 58.9339 | 165.481 | 0 | 165.481 | 102% | 2.8079 | 2.8079 | 0.42425 | 0.042425 | 2.4965 | Thermostatic Shower Valves -2.5gpm - MURB | 832.3 | 19.6471 | 115.6193 | 58.9414 | 346.858 | 1156.1934 | 137729.8384 | 49050.6884 | 88679.15 | 2.8079 | 49050.6884 | 2.8079
Thermostatic Shower Valves -2.5gpm | Res Other | ROB/NEW | 10 | N/A | 108.75 | 17.661 | N/A | N/A | 0 | 0 | 57.7049 | 46.818 | 57.7049 | 0 | 57.7049 | 144.6755 | 0 | 144.6755 | 102% | 2.5072 | 2.5072 | 0.47522 | 0.047522 | 2.7936 | Thermostatic Shower Valves -2.5gpm | 832.3 | 17.1912 | 101.0659 | 51.5737 | 303.1976 | 1010.6585 | 120413.4527 | 48027.8052 | 72385.6476 | 2.5072 | 48027.8052 | 2.5072
Green Heat | [24 empty] | Green Heat Total
Measure Name | Technology Type | Decision Type | Measure Life | Remaining Useful Life | Gross Annual Energy Savings per Unit at Meter (kWh) Pre-RUL | Gross Peak Demand Savings per Unit at Meter (Watts) Pre-RUL | Gross Annual Energy Savings per Unit at Meter (kWh) Post-RUL | Gross Peak Demand Savings per Unit at Meter (Watts) Post-RUL | Gross Per Unit One-Time Incremental Measure Cost ($) | Per Unit Incentive ($) | Per Unit Program Administrative Cost (inclusive of DI costs) ($) | Per Unit Direct Installation Cost ($) | Per Unit DSM Administrator Cost (Incentive + Administrative) ($) | Per Unit DSM Customer Cost (Incremental Measure Cost - Incentive) ($) | Total Per Unit DSM Cost ($) | Per Unit Present Value Avoided Cost Benefits ($) | Per Unit Present Value Non-Energy Benefits ($) | Total Per Unit Present Value Benefits ($) | Net-To-Gross Ratio | Net Total Resource Benefit-Cost Ratio (TRC) | Net Program Administrator Benefit-Cost Ratio (PAC) | Net First-Year Unit Cost / kWh at Generator ($/kWh) | Net Lifetime Unit Cost / kWh at Generator ($/kWh) | Net Unit Cost / Watt at Generator ($/W) | Measure Name | Participation (Units) | Total Peak Demand Savings (kW) | Total First Year Energy Savings (MWh) | Total Cumulative Peak Demand Savings (kW) | Total Cumulative First Year Energy Savings (MWh) | Total Lifetime Energy Savings (MWh) | Total Avoided Cost Benefits ($) | TRC Costs ($) | Total TRC Net Resource Benefits ($) | TRC Ratio | PAC Costs ($) | PAC Ratio
ASHP and AWHP - Electrical | Res HVAC | RET | 18 | 6 | 4165.6889 | 1327 | 4165.6889 | 1327 | 12226.7808 | 1061.0526 | 143.5095 | 0 | 1204.5621 | 11165.7282 | 12370.2903 | 6571.5738 | 0 | 6571.5738 | 67% | 0.78839 | 5.4556 | 0.39425 | 0.021903 | 1.1815 | ASHP and AWHP - Electrical | 13 | 13.2526 | 39.7192 | 39.7578 | 119.1575 | 714.945 | 85430.4599 | 108360.8841 | -22930.4243 | 0.78839 | 15659.3076 | 5.4556
GSHP | Res HVAC | RET | 25 | 8.3333 | 9973 | 7490 | 9973 | 7490 | 21423.9168 | 1900 | 1310.0537 | 0 | 3210.0537 | 19523.9168 | 22733.9705 | 27149.8435 | 0 | 27149.8435 | 67% | 1.7333 | 8.4578 | 0.43885 | 0.017554 | 0.55786 | GSHP | 2 | 11.508 | 14.6294 | 34.5239 | 43.8881 | 365.7343 | 54299.687 | 31328.1558 | 22971.5312 | 1.7333 | 6420.1073 | 8.4578
MSHP - Fully Electrical | Res HVAC | RET | 18 | 6 | 2519.2 | 1912 | 2519.2 | 1912 | 6092.5824 | 480 | 156.3485 | 0 | 636.3485 | 5612.5824 | 6248.9309 | 2357.1381 | 0 | 2357.1381 | 28% | 1.2657 | 3.7042 | 0.82411 | 0.045784 | 1.0366 | MSHP - Fully Electrical | 2460 | 1510.0557 | 1899.5508 | 4530.1671 | 5698.6523 | 34191.9137 | 5798559.6533 | 4581188.015 | 1217371.6383 | 1.2657 | 1565417.2579 | 3.7042
MSHP - Mainly Electrical | Res HVAC | RET | 18 | 6 | 857.6 | 2057.6 | 857.6 | 2057.6 | 6092.5824 | 480 | 64.921 | 0 | 544.921 | 5612.5824 | 6157.5034 | 1685.2477 | 0 | 1685.2477 | 28% | 0.95166 | 3.0926 | 2.073 | 0.11517 | 0.82486 | MSHP - Mainly Electrical | 589 | 389.0865 | 154.8293 | 1167.2596 | 464.488 | 2786.9278 | 992610.8983 | 1043027.1348 | -50416.2366 | 0.95166 | 320958.4454 | 3.0926
Pellet Boiler/Furnace (Electric Resistance) | Res HVAC | RET | 18 | 6 | 13765 | 7750 | 13765 | 7750 | 8302.392 | 1200 | 824.2268 | 0 | 2024.2268 | 7102.392 | 9126.6188 | 17065.401 | 0 | 17065.401 | 58% | 3.026 | 8.4306 | 0.23161 | 0.012867 | 0.39273 | Pellet Boiler/Furnace (Electric Resistance) | 1 | 5.154 | 8.7398 | 15.4619 | 26.2193 | 157.3156 | 17065.401 | 5639.6142 | 11425.7868 | 3.026 | 2024.2268 | 8.4306
Pellet Boiler/Furnace (Heat Pump) | Res HVAC | RET | 18 | 6 | 6257 | 7750 | 6257 | 7750 | 8302.392 | 1200 | 547.1275 | 0 | 1747.1275 | 7102.392 | 8849.5195 | 9921.3674 | 0 | 9921.3674 | 58% | 1.8501 | 5.6787 | 0.43978 | 0.024432 | 0.33897 | Pellet Boiler/Furnace (Heat Pump) | 1 | 5.154 | 3.9727 | 15.4619 | 11.9182 | 71.5092 | 9921.3674 | 5362.5149 | 4558.8525 | 1.8501 | 1747.1275 | 5.6787
Pellet Stove (Electric Resistance) | Res HVAC | RET | 18 | 6 | 8260.8961 | 4000 | 8260.8961 | 4000 | 4561.1136 | 600 | 469.289 | 0 | 1069.289 | 3961.1136 | 5030.4026 | 10006.7737 | 0 | 10006.7737 | 58% | 3.2127 | 9.3583 | 0.20387 | 0.011326 | 0.40195 | Pellet Stove (Electric Resistance) | 70 | 186.2078 | 367.154 | 558.6235 | 1101.4621 | 6608.7727 | 700474.1601 | 218031.4453 | 482442.7148 | 3.2127 | 74850.2332 | 9.3583
Pellet Stove (Heat Pump) | Res HVAC | RET | 18 | 6 | 4072 | 4000 | 4072 | 4000 | 4561.1136 | 600 | 314.6886 | 0 | 914.6886 | 3961.1136 | 4875.8022 | 6020.9434 | 0 | 6020.9434 | 58% | 2.034 | 6.5825 | 0.35379 | 0.019655 | 0.34384 | Pellet Stove (Heat Pump) | 8 | 21.2809 | 20.6833 | 63.8427 | 62.05 | 372.3003 | 48167.5468 | 23681.076 | 24486.4709 | 2.034 | 7317.5089 | 6.5825
Residential DHW Timer | Res HVAC | ROB/NEW | 15 | N/A | 0 | 500 | N/A | N/A | 208.08 | 20 | 40.2036 | 0 | 60.2036 | 188.08 | 248.2836 | 966.7685 | 0 | 966.7685 | 100% | 3.8938 | 16.0583 | N/A | N/A | 0.10501 | Residential DHW Timer | 51 | 29.2383 | 0 | 87.7149 | 0 | 0 | 49305.1946 | 12662.4628 | 36642.7318 | 3.8938 | 3070.3828 | 16.0583
Residential ETS System (Central) | Res HVAC | RET | 18 | 6 | 0 | 5000 | 0 | 5000 | 5202 | 2000 | 270.504 | 0 | 2270.504 | 3202 | 5472.504 | 11206.7468 | 0 | 11206.7468 | 100% | 2.0478 | 4.9358 | N/A | N/A | 0.39602 | Residential ETS System (Central) | 0 | 0 | 0 | 0 | 0 | 0 | 0 | 0 | 0 | N/A | 0 | N/A
Residential ETS System (Room) | Res HVAC | RET | 18 | 6 | 0 | 2500 | 0 | 2500 | 2080.8 | 900 | 121.7268 | 0 | 1021.7268 | 1180.8 | 2202.5268 | 5603.3734 | 0 | 5603.3734 | 100% | 2.5441 | 5.4842 | N/A | N/A | 0.35642 | Residential ETS System (Room) | 0 | 0 | 0 | 0 | 0 | 0 | 0 | 0 | 0 | N/A | 0 | N/A
Solar Domestic Hot Water | Res Domestic Hot Water (DHW) | RET | 20 | 6.6667 | 2736 | 0 | 2736 | 0 | 3939.9948 | 1000 | 242.4304 | 0 | 1242.4304 | 2939.9948 | 4182.4252 | 2763.2187 | 0 | 2763.2187 | 58% | 1.0932 | 2.224 | 0.71521 | 0.035761 | N/A | Solar Domestic Hot Water | 3 | 0 | 5.2115 | 0 | 15.6344 | 104.2295 | 8289.6561 | 7582.8821 | 706.774 | 1.0932 | 3727.2911 | 2.224
Three Element Hot Water Heater | Res Heating, Ventilation and Air-Conditioning | ROB/NEW | 10 | N/A | 0 | 406 | N/A | N/A | 312.12 | 400 | 63.9144 | 0 | 463.9144 | -87.88 | 376.0344 | 253.0096 | 0 | 253.0096 | 47% | 1.2013 | 0.54538 | N/A | N/A | 2.1202 | Three Element Hot Water Heater | 7 | 1.5316 | 0 | 4.1571 | 0 | 0 | 1771.0675 | 1474.2757 | 296.7918 | 1.2013 | 3247.4009 | 0.54538
Wood Boiler/Furnace (Electric Resistance) | Res HVAC | RET | 18 | 6 | 13804 | 7660 | 13804 | 7660 | 18242.2002 | 1200 | 945.9629 | 0 | 2145.9629 | 17042.2002 | 19188.1631 | 20203.939 | 0 | 20203.939 | 58% | 1.7528 | 9.4149 | 0.24485 | 0.013603 | 0.42124 | Wood Boiler/Furnace (Electric Resistance) | 1 | 5.0941 | 8.7645 | 15.2823 | 26.2936 | 157.7613 | 20203.939 | 11526.439 | 8677.5 | 1.7528 | 2145.9629 | 9.4149
Wood Boiler/Furnace (Heat Pump) | Res HVAC | RET | 18 | 6 | 6275 | 7660 | 6275 | 7660 | 18242.2002 | 1200 | 668.0886 | 0 | 1868.0886 | 17042.2002 | 18910.2888 | 13039.9235 | 0 | 13039.9235 | 58% | 1.1593 | 6.9804 | 0.46888 | 0.026049 | 0.3667 | Wood Boiler/Furnace (Heat Pump) | 1 | 5.0941 | 3.9842 | 15.2823 | 11.9525 | 71.7149 | 13039.9235 | 11248.5647 | 1791.3588 | 1.1593 | 1868.0886 | 6.9804
Wood Stove (Electric Resistance) | Res HVAC | RET | 18 | 6 | 9473.4371 | 4000 | 9473.4371 | 4000 | 3688.218 | 600 | 588.463 | 0 | 1188.463 | 3088.218 | 4276.681 | 13079.2566 | 0 | 13079.2566 | 58% | 4.7951 | 11.0052 | 0.19759 | 0.010977 | 0.44675 | Wood Stove (Electric Resistance) | 146 | 388.3764 | 878.18 | 1165.1291 | 2634.54 | 15807.2401 | 1909571.4663 | 398233.8997 | 1511337.5667 | 4.7951 | 173515.5994 | 11.0052
Wood Stove (Heat Pump) | Res HVAC | RET | 18 | 6 | 4747 | 4000 | 4747 | 4000 | 3688.218 | 600 | 414.0234 | 0 | 1014.0234 | 3088.218 | 4102.2414 | 8581.9437 | 0 | 8581.9437 | 58% | 3.3613 | 8.4633 | 0.33644 | 0.018691 | 0.38118 | Wood Stove (Heat Pump) | 55 | 146.3062 | 165.7697 | 438.9185 | 497.309 | 2983.8538 | 472006.9022 | 140425.4431 | 331581.4591 | 3.3613 | 55771.2889 | 8.4633
Home Energy Assessment | [24 empty] | Home Energy Assessment Total
Measure Name | Technology Type | Decision Type | Measure Life | Remaining Useful Life | Gross Annual Energy Savings per Unit at Meter (kWh) Pre-RUL | Gross Peak Demand Savings per Unit at Meter (Watts) Pre-RUL | Gross Annual Energy Savings per Unit at Meter (kWh) Post-RUL | Gross Peak Demand Savings per Unit at Meter (Watts) Post-RUL | Gross Per Unit One-Time Incremental Measure Cost ($) | Per Unit Incentive ($) | Per Unit Program Administrative Cost (inclusive of DI costs) ($) | Per Unit Direct Installation Cost ($) | Per Unit DSM Administrator Cost (Incentive + Administrative) ($) | Per Unit DSM Customer Cost (Incremental Measure Cost - Incentive) ($) | Total Per Unit DSM Cost ($) | Per Unit Present Value Avoided Cost Benefits ($) | Per Unit Present Value Non-Energy Benefits ($) | Total Per Unit Present Value Benefits ($) | Net-To-Gross Ratio | Net Total Resource Benefit-Cost Ratio (TRC) | Net Program Administrator Benefit-Cost Ratio (PAC) | Net First-Year Unit Cost / kWh at Generator ($/kWh) | Net Lifetime Unit Cost / kWh at Generator ($/kWh) | Net Unit Cost / Watt at Generator ($/W) | Measure Name | Participation (Units) | Total Peak Demand Savings (kW) | Total First Year Energy Savings (MWh) | Total Cumulative Peak Demand Savings (kW) | Total Cumulative First Year Energy Savings (MWh) | Total Lifetime Energy Savings (MWh) | Total Avoided Cost Benefits ($) | TRC Costs ($) | Total TRC Net Resource Benefits ($) | TRC Ratio | PAC Costs ($) | PAC Ratio
Heat Pump Water Heater | Res Domestic Hot Water (DHW) | RET | 10 | 3.3333 | 1168 | 290 | 1168 | 290 | 2154.2164 | 400 | 54.1008 | 0 | 454.1008 | 1754.2164 | 2208.3172 | 1472.9729 | 0 | 1472.9729 | 89% | 0.74719 | 3.2437 | 0.39905 | 0.039905 | 1.5344 | Heat Pump Water Heater | 4 | 1.1837 | 4.5519 | 3.8472 | 14.7935 | 45.5185 | 5891.8915 | 7885.4137 | -1993.5221 | 0.74719 | 1816.4032 | 3.2437
Residential ETS System (Central) | Res HVAC | RET | 20 | 6.6667 | 0 | 5000 | 0 | 5000 | 5202 | 2100 | 399.3633 | 0 | 2499.3633 | 3102 | 5601.3633 | 10773.0335 | 0 | 10773.0335 | 89% | 2.1421 | 4.3103 | N/A | N/A | 0.48982 | Residential ETS System (Central) | 8 | 40.819 | 0 | 122.4569 | 0 | 0 | 86184.2682 | 40233.1466 | 45951.1216 | 2.1421 | 19994.9066 | 4.3103
Residential ETS System (Room) | Res HVAC | RET | 20 | 6.6667 | 0 | 2500 | 0 | 2500 | 2080.8 | 582 | 136.3837 | 0 | 718.3837 | 1498.8 | 2217.1837 | 5386.5168 | 0 | 5386.5168 | 89% | 2.7091 | 7.4981 | N/A | N/A | 0.28157 | Residential ETS System (Room) | 84 | 214.2995 | 0 | 642.8986 | 0 | 0 | 452467.4081 | 167016.8412 | 285450.5669 | 2.7091 | 60344.2332 | 7.4981
Whole Home - Adjusted Incentive and Savings | Res HVAC | RET | 20 | 6.6667 | 4817.6081 | 2182.3765 | 4817.6081 | 2182.3765 | 6301.9816 | 1737.15 | 365.224 | 0 | 2102.374 | 4564.8316 | 6667.2056 | 12168.2432 | 0 | 12168.2432 | 89% | 2.0369 | 5.7879 | 0.44792 | 0.022396 | 0.94397 | Whole Home - Adjusted Incentive and Savings | 1827.113 | 4069.0875 | 8575.9454 | 12207.2625 | 25727.8363 | 171518.9085 | 22232755.5577 | 10915150.6363 | 11317604.9214 | 2.0369 | 3841274.9179 | 5.7879
Instant Savings | [24 empty] | Instant Savings Total
Measure Name | Technology Type | Decision Type | Measure Life | Remaining Useful Life | Gross Annual Energy Savings per Unit at Meter (kWh) Pre-RUL | Gross Peak Demand Savings per Unit at Meter (Watts) Pre-RUL | Gross Annual Energy Savings per Unit at Meter (kWh) Post-RUL | Gross Peak Demand Savings per Unit at Meter (Watts) Post-RUL | Gross Per Unit One-Time Incremental Measure Cost ($) | Per Unit Incentive ($) | Per Unit Program Administrative Cost (inclusive of DI costs) ($) | Per Unit Direct Installation Cost ($) | Per Unit DSM Administrator Cost (Incentive + Administrative) ($) | Per Unit DSM Customer Cost (Incremental Measure Cost - Incentive) ($) | Total Per Unit DSM Cost ($) | Per Unit Present Value Avoided Cost Benefits ($) | Per Unit Present Value Non-Energy Benefits ($) | Total Per Unit Present Value Benefits ($) | Net-To-Gross Ratio | Net Total Resource Benefit-Cost Ratio (TRC) | Net Program Administrator Benefit-Cost Ratio (PAC) | Net First-Year Unit Cost / kWh at Generator ($/kWh) | Net Lifetime Unit Cost / kWh at Generator ($/kWh) | Net Unit Cost / Watt at Generator ($/W) | Measure Name | Participation (Units) | Total Peak Demand Savings (kW) | Total First Year Energy Savings (MWh) | Total Cumulative Peak Demand Savings (kW) | Total Cumulative First Year Energy Savings (MWh) | Total Lifetime Energy Savings (MWh) | Total Avoided Cost Benefits ($) | TRC Costs ($) | Total TRC Net Resource Benefits ($) | TRC Ratio | PAC Costs ($) | PAC Ratio
Clothes-line | Res Other | ROB/NEW | 10 | N/A | 104 | 0 | N/A | N/A | 63.8973 | 6.6667 | 7.6901 | 0 | 14.3568 | 57.2306 | 71.5874 | 113.1278 | 0 | 113.1278 | 100% | 1.5803 | 7.8797 | 0.12611 | 0.012611 | N/A | Clothes-line | 1573.9055 | 0 | 179.1873 | 0 | 460.1854 | 1791.8725 | 178052.5152 | 112671.8169 | 65380.6984 | 1.5803 | 22596.2439 | 7.8797
Dehumidifier | Res HVAC | ROB/NEW | 12 | N/A | 45.2 | 15.1 | N/A | N/A | 239.0378 | 40 | 21.2242 | 0 | 61.2241 | 199.0378 | 260.262 | 80.7477 | 0 | 80.7477 | 100% | 0.31026 | 1.3189 | 1.2374 | 0.10311 | 3.536 | Dehumidifier | 13919.2308 | 240.9928 | 688.7297 | 618.9134 | 1768.783 | 8264.756 | 1123946.5382 | 3622646.2377 | -2498699.6995 | 0.31026 | 852192.9986 | 1.3189
Dimmer Switch | Res Lighting | ROB/NEW | 10 | N/A | 13.668 | 1.6115 | N/A | N/A | 14.6598 | 3.9733 | 2.7325 | 0 | 6.7058 | 10.6865 | 17.3923 | 17.0043 | 0 | 17.0043 | 100% | 0.97769 | 2.5358 | 0.44818 | 0.044818 | 3.629 | Dimmer Switch | 14000 | 25.8684 | 209.473 | 71.2081 | 576.6165 | 2094.7303 | 238060.3052 | 243491.9766 | -5431.6713 | 0.97769 | 93881.2589 | 2.5358
ECM Pool Pump | Res HVAC | ROB/NEW | 10 | N/A | 530 | 0 | N/A | N/A | 326.4371 | 266.6666 | 162.6575 | 0 | 429.3241 | 59.7705 | 489.0947 | 576.5168 | 0 | 576.5168 | 100% | 1.1787 | 1.3428 | 0.73998 | 0.073998 | N/A | ECM Pool Pump | 105.1346 | 0 | 60.9982 | 0 | 156.6544 | 609.9816 | 60611.8759 | 51420.7803 | 9191.0955 | 1.1787 | 45136.8285 | 1.3428
Efficient clothes washer | Res Other | ROB/NEW | 14 | N/A | 165 | 22.8 | N/A | N/A | 280.6676 | 100 | 53.0604 | 0 | 153.0604 | 180.6676 | 333.728 | 273.3803 | 0 | 273.3803 | 100% | 0.81917 | 1.7861 | 0.8474 | 0.060528 | 5.8546 | Efficient clothes washer | 5453.6731 | 142.5725 | 985.0724 | 366.1522 | 2529.8451 | 13791.014 | 1490926.6625 | 1820043.3897 | -329116.7272 | 0.81917 | 834741.1739 | 1.7861
Energy Star Dryer | Res Other | ROB/NEW | 12 | N/A | 151 | 20.8 | N/A | N/A | 132.4776 | 100 | 61.2415 | 0 | 161.2414 | 32.4776 | 193.7191 | 222.865 | 0 | 222.865 | 100% | 1.1505 | 1.3822 | 0.97546 | 0.081288 | 6.7605 | Energy Star Dryer | 6219.2308 | 148.3242 | 1028.037 | 380.9235 | 2640.1859 | 12336.4438 | 1386049.0963 | 1204783.6009 | 181265.4954 | 1.1505 | 1002797.7562 | 1.3822
ENERGYSTAR Bathroom Exhaust Fans | Res HVAC | ROB/NEW | 19 | N/A | 35.4077 | 4.042 | N/A | N/A | 32.7726 | 13.3333 | 9.621 | 0 | 22.9543 | 19.4393 | 42.3936 | 69.3637 | 0 | 69.3637 | 100% | 1.6362 | 3.0218 | 0.59221 | 0.031169 | 4.9526 | ENERGYSTAR Bathroom Exhaust Fans | 38.5 | 0.17843 | 1.4923 | 0.41016 | 3.4303 | 28.3535 | 2670.5006 | 1632.1523 | 1038.3483 | 1.6362 | 883.7404 | 3.0218
ENERGYSTAR Dishwasher | Res Other | ROB/NEW | 10 | N/A | 30.9912 | 3.837 | N/A | N/A | 52.02 | 40 | 21.2242 | 0 | 61.2241 | 12.02 | 73.2442 | 38.7987 | 0 | 38.7987 | 100% | 0.52972 | 0.63372 | 1.8046 | 0.18046 | 13.9154 | ENERGYSTAR Dishwasher | 632.5925 | 2.7831 | 21.4614 | 6.7572 | 52.1069 | 214.6138 | 24543.7925 | 46333.7064 | -21789.914 | 0.52972 | 38729.9377 | 0.63372
ENERGYSTAR Range Hoods | Res HVAC | ROB/NEW | 19 | N/A | 4.8941 | 26.8908 | N/A | N/A | 63.8973 | 13.3333 | 9.6825 | 0 | 23.0158 | 50.5639 | 73.5797 | 71.0387 | 0 | 71.0387 | 100% | 0.96547 | 3.0865 | 4.296 | 0.2261 | 0.74643 | ENERGYSTAR Range Hoods | 38.5 | 1.1871 | 0.20627 | 2.7287 | 0.47415 | 3.9191 | 2734.9904 | 2832.8197 | -97.8293 | 0.96547 | 886.1078 | 3.0865
Heat Pump Dryer (ventless) | Res Other | ROB/NEW | 12 | N/A | 446 | 61.548 | N/A | N/A | 1139.238 | 200 | 106.1208 | 0 | 306.1207 | 939.2381 | 1245.3588 | 658.4411 | 0 | 658.4411 | 100% | 0.52872 | 2.1509 | 0.627 | 0.05225 | 4.3376 | Heat Pump Dryer (ventless) | 74.0385 | 5.225 | 36.1483 | 9.3218 | 64.4918 | 433.7791 | 48749.9697 | 92204.4477 | -43454.4779 | 0.52872 | 22664.7074 | 2.1509
Heavy duty timer | Res Other | ROB/NEW | 10 | N/A | 122 | 0 | N/A | N/A | 25.2653 | 13.3333 | 11.9462 | 0 | 25.2796 | 11.9319 | 37.2115 | 132.7076 | 0 | 132.7076 | 100% | 3.5663 | 5.2496 | 0.18929 | 0.018929 | N/A | Heavy duty timer | 10015.7622 | 0 | 1337.6391 | 0 | 3528.3643 | 13376.3909 | 1329168.2519 | 372701.6947 | 956466.5573 | 3.5663 | 253194.1812 | 5.2496
Heat Pump Hot Water Heater | Res Domestic Hot Water (DHW) | ROB/NEW | 10 | N/A | 1041 | 169 | N/A | N/A | 1684.1839 | 500 | 265.302 | 0 | 765.302 | 1184.1839 | 1949.4859 | 1356.4444 | 0 | 1356.4444 | 100% | 0.6958 | 1.7724 | 0.67157 | 0.067157 | 3.9492 | Heat Pump Hot Water Heater | 300 | 58.1326 | 341.8748 | 116.2652 | 683.7496 | 3418.7481 | 406933.3305 | 584845.7742 | -177912.4437 | 0.6958 | 229590.6 | 1.7724
Indoor motion sensor | Res Lighting | ROB/NEW | 10 | N/A | 36.8232 | 0 | N/A | N/A | 26.7422 | 6.6667 | 5.0077 | 0 | 11.6744 | 20.0756 | 31.7499 | 40.0551 | 0 | 40.0551 | 100% | 1.2616 | 3.431 | 0.28962 | 0.028962 | N/A | Indoor motion sensor | 374.3534 | 0 | 15.0903 | 0 | 38.7547 | 150.9032 | 14994.7578 | 11885.7016 | 3109.0562 | 1.2616 | 4370.3492 | 3.431
LED - ENERGY STAR Fixture with Motion Sensor | Res Lighting | RET | 9.7 | 0 | 137 | 22.2 | 27.4 | 8.805 | 48.5546 | 20 | 10.6121 | 0 | 30.6121 | 28.5546 | 59.1666 | 26.6168 | 0 | 26.6168 | 66% | 0.62396 | 0.86949 | 0.30927 | 0.15942 | 1.8221 | LED - ENERGY STAR Fixture with Motion Sensor | 155.5891 | 2.6139 | 15.4006 | 5.9056 | 17.5457 | 29.8773 | 4141.2818 | 6637.1364 | -2495.8546 | 0.62396 | 4762.9074 | 0.86949
LED - ENERGY STAR Fixture without Motion Sensor | Res Lighting | RET | 8.5 | 0 | 52.77 | 6.6332 | 10.554 | 1.4894 | 38.3753 | 12 | 6.3672 | 0 | 18.3672 | 26.3753 | 44.7426 | 7.6558 | 0 | 7.6558 | 66% | 0.24155 | 0.41682 | 0.48175 | 0.28338 | 3.6588 | LED - ENERGY STAR Fixture without Motion Sensor | 1933.7919 | 9.7071 | 73.7286 | 24.56 | 166.1526 | 125.3386 | 14804.6958 | 61291.4772 | -46486.7814 | 0.24155 | 35518.4345 | 0.41682
LED - Other | Res Lighting | RET | 5.5 | 0 | 37.474 | 4.5806 | 7.4948 | 0.51036 | 5.4641 | 1.62 | 0.85958 | 0 | 2.4796 | 3.8441 | 6.3237 | 4.2532 | 0 | 4.2532 | 79% | 0.82168 | 1.7153 | 0.076512 | 0.069556 | 0.59758 | LED - Other | 0 | 0 | 0 | 29.6843 | 416.1935 | 0 | 0 | 0 | 0 | N/A | 0 | N/A
LED - R, BR and Decorative | Res Lighting | RET | 5.1 | 0 | 36.9 | 4.5125 | 7.38 | 0.47296 | 4.9391 | 1.5066 | 0.79941 | 0 | 2.306 | 3.4325 | 5.7385 | 3.9731 | 0 | 3.9731 | 79% | 0.84511 | 1.7229 | 0.072263 | 0.070846 | 0.56413 | LED - R, BR and Decorative | 0 | 0 | 0 | 8.2249 | 122.5301 | 0 | 0 | 0 | 0 | N/A | 0 | N/A
LED - Recessed downlight | Res Lighting | RET | 6 | 0 | 41.2452 | 4.8697 | 8.249 | 0.37397 | 17.8502 | 6 | 3.1836 | 0 | 9.1836 | 11.8502 | 21.0338 | 4.0472 | 0 | 4.0472 | 66% | 0.27045 | 0.4407 | 0.30818 | 0.25682 | 2.4919 | LED - Recessed downlight | 4899.0698 | 18.0538 | 145.991 | 5.323 | 112.1002 | 175.1892 | 19827.461 | 73313.4533 | -53485.9923 | 0.27045 | 44991.2154 | 0.4407
Motion sensor with dimmer switch | Res Lighting | ROB/NEW | 10 | N/A | 43.0944 | 0 | N/A | N/A | 26.7422 | 6.6667 | 5.2581 | 0 | 11.9248 | 20.0756 | 32.0004 | 46.8767 | 0 | 46.8767 | 100% | 1.4649 | 3.931 | 0.25278 | 0.025278 | N/A | Motion sensor with dimmer switch | 18.9813 | 0 | 0.89545 | 0 | 2.2997 | 8.9545 | 889.7806 | 607.4084 | 282.3721 | 1.4649 | 226.3483 | 3.931
Networked/ Connected - Indoor LED Lamp | Res Lighting | ROB/NEW | 4 | N/A | 33 | 4.2959 | N/A | N/A | 67.8976 | 6.6667 | 3.5374 | 0 | 10.204 | 61.231 | 71.435 | 15.0751 | 0 | 15.0751 | 79% | 0.26366 | 1.4774 | 0.35755 | 0.089388 | 2.6222 | Networked/ Connected - Indoor LED Lamp | 2782.1562 | 10.8261 | 79.3995 | 27.8033 | 203.9123 | 317.5979 | 41941.3802 | 159073.9554 | -117132.5752 | 0.26366 | 28389.1885 | 1.4774
Outdoor motion sensor | Res Lighting | ROB/NEW | 10 | N/A | 159 | 0 | N/A | N/A | 43.6843 | 6.6667 | 9.8863 | 0 | 16.553 | 37.0177 | 53.5706 | 172.9551 | 0 | 172.9551 | 100% | 3.2285 | 10.4486 | 0.095102 | 0.0095102 | N/A | Outdoor motion sensor | 4414.9 | 0 | 768.4456 | 0 | 2023.3987 | 7684.4557 | 763579.2543 | 236508.9786 | 527070.2757 | 3.2285 | 73079.7393 | 10.4486
Power bar with timer | Res Other | ROB/NEW | 4 | N/A | 53.7 | 0 | N/A | N/A | 26.8423 | 6.6667 | 4.2158 | 0 | 10.8824 | 20.1757 | 31.0581 | 27.5207 | 0 | 27.5207 | 100% | 0.88611 | 2.5289 | 0.18512 | 0.046281 | N/A | Power bar with timer | 740.3846 | 0 | 43.5238 | 0 | 111.777 | 174.0952 | 20375.9154 | 22994.9216 | -2619.0063 | 0.88611 | 8057.1771 | 2.5289
Programmable thermostat | Res HVAC | ROB/NEW | 10 | N/A | 221 | 0 | N/A | N/A | 15.492 | 23.3333 | 21.2054 | 0 | 44.5387 | -7.8413 | 36.6974 | 240.3966 | 0 | 240.3966 | 100% | 6.5508 | 5.3975 | 0.1841 | 0.01841 | N/A | Programmable thermostat | 7568.4 | 0 | 1831.0132 | 0 | 4821.2519 | 18310.1317 | 1819417.9537 | 277740.7841 | 1541677.1696 | 6.5508 | 337086.9239 | 5.3975
Room air purifier | Res Other | ROB/NEW | 9 | N/A | 435 | 74.4 | N/A | N/A | 219.9993 | 90 | 66.8288 | 0 | 156.8288 | 129.9993 | 286.828 | 519.6156 | 0 | 519.6156 | 100% | 1.8116 | 3.3133 | 0.32934 | 0.036593 | 1.8383 | Room air purifier | 3489.0324 | 297.639 | 1661.458 | 783.7151 | 4374.7953 | 14953.1224 | 1812955.6848 | 1000752.2753 | 812203.4095 | 1.8116 | 547180.6513 | 3.3133
Room Air-Conditioner | Res HVAC | ROB/NEW | 18 | N/A | 21.4954 | 100.9174 | N/A | N/A | 44.7372 | 6.6667 | 13.1351 | 0 | 19.8017 | 38.0705 | 57.8723 | 261.4557 | 0 | 261.4557 | 100% | 4.5178 | 13.2037 | 0.84152 | 0.046751 | 0.17112 | Room Air-Conditioner | 5.5 | 0.63642 | 0.12942 | 1.377 | 0.28002 | 2.3296 | 1438.0061 | 318.2974 | 1119.7087 | 4.5178 | 108.9095 | 13.2037
Smart power bar | Res Other | ROB/NEW | 4 | N/A | 53.8 | 0 | N/A | N/A | 26.8423 | 13.3333 | 7.8044 | 0 | 21.1377 | 13.509 | 34.6467 | 27.572 | 0 | 27.572 | 100% | 0.7958 | 1.3044 | 0.35891 | 0.089727 | N/A | Smart power bar | 46.6718 | 0 | 2.7487 | 0 | 7.2377 | 10.9949 | 1286.8333 | 1617.0231 | -330.1898 | 0.7958 | 986.5342 | 1.3044
Smart thermostats for electric baseboards | Res HVAC | ROB/NEW | 10 | N/A | 348 | 0 | N/A | N/A | 157.1004 | 40 | 35.12 | 0 | 75.12 | 117.1004 | 192.2204 | 378.5431 | 0 | 378.5431 | 100% | 1.9693 | 5.0392 | 0.19719 | 0.019719 | N/A | Smart thermostats for electric baseboards | 410.97 | 0 | 156.5613 | 0 | 331.4199 | 1565.6132 | 155569.8703 | 78996.8104 | 76573.0599 | 1.9693 | 30872.059 | 5.0392
Smart thermostats for mini-split heat pumps | Res HVAC | ROB/NEW | 10 | N/A | 207.8191 | 0 | N/A | N/A | 172.7064 | 40 | 29.5225 | 0 | 69.5225 | 132.7064 | 202.2289 | 226.0588 | 0 | 226.0588 | 100% | 1.1178 | 3.2516 | 0.3056 | 0.03056 | N/A | Smart thermostats for mini-split heat pumps | 23.5714 | 0 | 5.3625 | 0 | 11.3344 | 53.6249 | 5328.53 | 4766.8237 | 561.7063 | 1.1178 | 1638.7443 | 3.2516
MHEEP | [24 empty] | MHEEP Total
Measure Name | Technology Type | Decision Type | Measure Life | Remaining Useful Life | Gross Annual Energy Savings per Unit at Meter (kWh) Pre-RUL | Gross Peak Demand Savings per Unit at Meter (Watts) Pre-RUL | Gross Annual Energy Savings per Unit at Meter (kWh) Post-RUL | Gross Peak Demand Savings per Unit at Meter (Watts) Post-RUL | Gross Per Unit One-Time Incremental Measure Cost ($) | Per Unit Incentive ($) | Per Unit Program Administrative Cost (inclusive of DI costs) ($) | Per Unit Direct Installation Cost ($) | Per Unit DSM Administrator Cost (Incentive + Administrative) ($) | Per Unit DSM Customer Cost (Incremental Measure Cost - Incentive) ($) | Total Per Unit DSM Cost ($) | Per Unit Present Value Avoided Cost Benefits ($) | Per Unit Present Value Non-Energy Benefits ($) | Total Per Unit Present Value Benefits ($) | Net-To-Gross Ratio | Net Total Resource Benefit-Cost Ratio (TRC) | Net Program Administrator Benefit-Cost Ratio (PAC) | Net First-Year Unit Cost / kWh at Generator ($/kWh) | Net Lifetime Unit Cost / kWh at Generator ($/kWh) | Net Unit Cost / Watt at Generator ($/W) | Measure Name | Participation (Units) | Total Peak Demand Savings (kW) | Total First Year Energy Savings (MWh) | Total Cumulative Peak Demand Savings (kW) | Total Cumulative First Year Energy Savings (MWh) | Total Lifetime Energy Savings (MWh) | Total Avoided Cost Benefits ($) | TRC Costs ($) | Total TRC Net Resource Benefits ($) | TRC Ratio | PAC Costs ($) | PAC Ratio
Clothes Dryer replacement (Low Income Only) | Res Other | RET | 5 | 1.6667 | 252 | 34.8 | 252 | 34.8 | 0 | 0 | 992.0296 | 804.0627 | 992.0296 | 0 | 992.0296 | 181.5708 | 0 | 181.5708 | 100% | 0.18303 | 0.18303 | 3.5961 | 0.71922 | 24.8606 | Clothes Dryer replacement (Low Income Only) | 33.64 | 1.3423 | 9.2801 | 4.0269 | 27.8402 | 46.4004 | 6108.0421 | 33371.8826 | -27263.8405 | 0.18303 | 33371.8826 | 0.18303
Drain Water Heat Recovery | Res Domestic Hot Water (DHW) | RET | 20 | 6.6667 | 805 | 130.41 | 805 | 130.41 | 0 | 0 | 1523.2265 | 936.36 | 1523.2265 | 0 | 1523.2265 | 1717.4491 | 0 | 1717.4491 | 100% | 1.1275 | 1.1275 | 1.7285 | 0.086427 | 10.1864 | Drain Water Heat Recovery | 0.90975 | 0.13603 | 0.8017 | 0.4081 | 2.4051 | 16.0341 | 1562.4509 | 1385.7567 | 176.6942 | 1.1275 | 1385.7567 | 1.1275
Freezer replacement (Low income only) | Res Refrigeration | RET | 4 | 1.3333 | 1358 | 193.062 | 1358 | 193.062 | 0 | 0 | 978.1069 | 668.7795 | 978.1069 | 0 | 978.1069 | 793.4969 | 0 | 793.4969 | 100% | 0.81126 | 0.81126 | 0.65795 | 0.16449 | 4.4183 | Freezer replacement (Low income only) | 19.688 | 4.3582 | 29.2682 | 13.0747 | 87.8047 | 117.0729 | 15622.3666 | 19256.9687 | -3634.6022 | 0.81126 | 19256.9687 | 0.81126
Refrigerator replacement (Low income only) | Res Refrigeration | RET | 5 | 1.6667 | 678 | 97.29 | 678 | 97.29 | 0 | 0 | 1185.094 | 905.2624 | 1185.094 | 0 | 1185.094 | 490.8643 | 0 | 490.8643 | 100% | 0.4142 | 0.4142 | 1.5967 | 0.31935 | 10.6231 | Refrigerator replacement (Low income only) | 5.778 | 0.64455 | 4.2885 | 1.9337 | 12.8654 | 21.4423 | 2836.214 | 6847.4734 | -4011.2593 | 0.4142 | 6847.4734 | 0.4142
Whole Home First Nations Retrofit | Res HVAC | RET | 20 | 6.6667 | 3667 | 1037.761 | 3667 | 1037.761 | 0 | 0 | 9675.117 | 6349.9303 | 9675.117 | 0 | 9675.117 | 8897.6336 | 0 | 8897.6336 | 100% | 0.91964 | 0.91964 | 2.4102 | 0.12051 | 8.1306 | Whole Home First Nations Retrofit | 118.0463 | 140.4629 | 473.8689 | 421.3886 | 1421.6068 | 9477.3784 | 1050332.286 | 1142111.2823 | -91778.9964 | 0.91964 | 1142111.2823 | 0.91964
Dehumidifier replacement (Low income only) | Res Other | RET | 5 | 1.6667 | 636 | 213 | 636 | 213 | 0 | 0 | 614.3744 | 408.4923 | 614.3744 | 0 | 614.3744 | 538.6734 | 0 | 538.6734 | 100% | 0.87678 | 0.87678 | 0.88244 | 0.17649 | 2.5155 | Dehumidifier replacement (Low income only) | 35 | 8.5479 | 24.368 | 25.6437 | 73.1041 | 121.8401 | 18853.5686 | 21503.1043 | -2649.5357 | 0.87678 | 21503.1043 | 0.87678
Clothes Washer replacement (Low income only) | Res Other | RET | 11 | 3.6667 | 165 | 22.77 | 165 | 22.77 | 0 | 0 | 1295.7267 | 1043.5836 | 1295.7267 | 0 | 1295.7267 | 226.1981 | 0 | 226.1981 | 100% | 0.17457 | 0.17457 | 7.1736 | 0.65215 | 49.6268 | Clothes Washer replacement (Low income only) | 35 | 0.91378 | 6.3219 | 2.7413 | 18.9657 | 69.5408 | 7916.9328 | 45350.4339 | -37433.5011 | 0.17457 | 45350.4339 | 0.17457
New Home Construction
Measure Name | Technology Type | Decision Type | Measure Life | Remaining Useful Life | Gross Annual Energy Savings per Unit at Meter (kWh) Pre-RUL | Gross Peak Demand Savings per Unit at Meter (Watts) Pre-RUL | Gross Annual Energy Savings per Unit at Meter (kWh) Post-RUL | Gross Peak Demand Savings per Unit at Meter (Watts) Post-RUL | Gross Per Unit One-Time Incremental Measure Cost ($) | Per Unit Incentive ($) | Per Unit Program Administrative Cost (inclusive of DI costs) ($) | Per Unit Direct Installation Cost ($) | Per Unit DSM Administrator Cost (Incentive + Administrative) ($) | Per Unit DSM Customer Cost (Incremental Measure Cost - Incentive) ($) | Total Per Unit DSM Cost ($) | Per Unit Present Value Avoided Cost Benefits ($) | Per Unit Present Value Non-Energy Benefits ($) | Total Per Unit Present Value Benefits ($) | Net-To-Gross Ratio | Net Total Resource Benefit-Cost Ratio (TRC) | Net Program Administrator Benefit-Cost Ratio (PAC) | Net First-Year Unit Cost / kWh at Generator ($/kWh) | Net Lifetime Unit Cost / kWh at Generator ($/kWh) | Net Unit Cost / Watt at Generator ($/W) | Measure Name | Participation (Units) | Total Peak Demand Savings (kW) | Total First Year Energy Savings (MWh) | Total Cumulative Peak Demand Savings (kW) | Total Cumulative First Year Energy Savings (MWh) | Total Lifetime Energy Savings (MWh) | Total Avoided Cost Benefits ($) | TRC Costs ($) | Total TRC Net Resource Benefits ($) | TRC Ratio | PAC Costs ($) | PAC Ratio
Whole Home - tier 0 - Attached/Semi-Attached | Res HVAC | ROB/NEW | 30 | N/A | 0 | 2700 | N/A | N/A | 1550.196 | 0 | 0 | 0 | 0 | 1550.196 | 1550.196 | 7381.592 | 0 | 7381.592 | 88% | 5.411 | N/A | N/A | N/A | 0 | Whole Home - tier 0 - Attached/Semi-Attached | 0 | 0 | 0 | 18.3741 | 0 | 0 | 0 | 0 | 0 | N/A | 0 | N/A
Whole Home - tier 0 - Detached | Res HVAC | ROB/NEW | 30 | N/A | 386 | 2800 | N/A | N/A | 1550.196 | 0 | 0 | 0 | 0 | 1550.196 | 1550.196 | 8381.6034 | 0 | 8381.6034 | 88% | 6.1441 | N/A | 0 | 0 | 0 | Whole Home - tier 0 - Detached | 0 | 0 | 0 | 97.6549 | 12.8531 | 0 | 0 | 0 | 0 | N/A | 0 | N/A
Whole home - tier 1 - Attached/Semi-Attached | Res HVAC | ROB/NEW | 30 | N/A | 351 | 2800 | N/A | N/A | 3303.27 | 0 | 0 | 0 | 0 | 3303.27 | 3303.27 | 8315.7182 | 0 | 8315.7182 | 88% | 2.8607 | N/A | 0 | 0 | 0 | Whole home - tier 1 - Attached/Semi-Attached | 0 | 0 | 0 | 267.9556 | 32.0697 | 0 | 0 | 0 | 0 | N/A | 0 | N/A
Whole home - tier 1 - Detached | Res HVAC | ROB/NEW | 30 | N/A | 803 | 2900 | N/A | N/A | 3303.27 | 0 | 0 | 0 | 0 | 3303.27 | 3303.27 | 9439.9702 | 0 | 9439.9702 | 88% | 3.2475 | N/A | 0 | 0 | 0 | Whole home - tier 1 - Detached | 0 | 0 | 0 | 690.7299 | 182.6035 | 0 | 0 | 0 | 0 | N/A | 0 | N/A
Whole home - tier 2 - Attached/Semi-Attached | Res HVAC | ROB/NEW | 30 | N/A | 3017 | 3500 | N/A | N/A | 4999.122 | 0 | 0 | 0 | 0 | 4999.122 | 4999.122 | 15248.0302 | 0 | 15248.0302 | 88% | 3.4661 | N/A | 0 | 0 | 0 | Whole home - tier 2 - Attached/Semi-Attached | 0 | 0 | 0 | 43.1706 | 35.5287 | 0 | 0 | 0 | 0 | N/A | 0 | N/A
Whole home - tier 2 - Detached | Res HVAC | ROB/NEW | 30 | N/A | 4996 | 4100 | N/A | N/A | 4999.122 | 0 | 0 | 0 | 0 | 4999.122 | 4999.122 | 20613.7185 | 0 | 20613.7185 | 88% | 4.6858 | N/A | 0 | 0 | 0 | Whole home - tier 2 - Detached | 0 | 0 | 0 | 47.0836 | 54.7762 | 0 | 0 | 0 | 0 | N/A | 0 | N/A
Whole home - tier 3 - Attached/Semi-Attached | Res HVAC | ROB/NEW | 36 | N/A | 4067 | 3800 | N/A | N/A | 11361.168 | 0 | 0 | 0 | 0 | 11361.168 | 11361.168 | 19636.7105 | 0 | 19636.7105 | 88% | 1.9641 | N/A | 0 | 0 | 0 | Whole home - tier 3 - Attached/Semi-Attached | 0 | 0 | 0 | 42.0222 | 42.9391 | 0 | 0 | 0 | 0 | N/A | 0 | N/A
Whole home - tier 3 - Detached | Res HVAC | ROB/NEW | 36 | N/A | 5193 | 4100 | N/A | N/A | 11361.168 | 0 | 0 | 0 | 0 | 11361.168 | 11361.168 | 22822.8711 | 0 | 22822.8711 | 88% | 2.2828 | N/A | 0 | 0 | 0 | Whole home - tier 3 - Detached | 0 | 0 | 0 | 50.5713 | 61.1536 | 0 | 0 | 0 | 0 | N/A | 0 | N/A
Residential Behaviour | [24 empty] | Residential Behaviour Total
Measure Name | Technology Type | Decision Type | Measure Life | Remaining Useful Life | Gross Annual Energy Savings per Unit at Meter (kWh) Pre-RUL | Gross Peak Demand Savings per Unit at Meter (Watts) Pre-RUL | Gross Annual Energy Savings per Unit at Meter (kWh) Post-RUL | Gross Peak Demand Savings per Unit at Meter (Watts) Post-RUL | Gross Per Unit One-Time Incremental Measure Cost ($) | Per Unit Incentive ($) | Per Unit Program Administrative Cost (inclusive of DI costs) ($) | Per Unit Direct Installation Cost ($) | Per Unit DSM Administrator Cost (Incentive + Administrative) ($) | Per Unit DSM Customer Cost (Incremental Measure Cost - Incentive) ($) | Total Per Unit DSM Cost ($) | Per Unit Present Value Avoided Cost Benefits ($) | Per Unit Present Value Non-Energy Benefits ($) | Total Per Unit Present Value Benefits ($) | Net-To-Gross Ratio | Net Total Resource Benefit-Cost Ratio (TRC) | Net Program Administrator Benefit-Cost Ratio (PAC) | Net First-Year Unit Cost / kWh at Generator ($/kWh) | Net Lifetime Unit Cost / kWh at Generator ($/kWh) | Net Unit Cost / Watt at Generator ($/W) | Measure Name | Participation (Units) | Total Peak Demand Savings (kW) | Total First Year Energy Savings (MWh) | Total Cumulative Peak Demand Savings (kW) | Total Cumulative First Year Energy Savings (MWh) | Total Lifetime Energy Savings (MWh) | Total Avoided Cost Benefits ($) | TRC Costs ($) | Total TRC Net Resource Benefits ($) | TRC Ratio | PAC Costs ($) | PAC Ratio
Home Energy Report | Res Other | ROB/NEW | 1 | N/A | 207 | 0 | N/A | N/A | 11.5057 | 11.5057 | 5.2905 | 0 | 16.7962 | 0 | 16.7962 | 30.0047 | 0 | 30.0047 | 100% | 1.7864 | 1.7864 | 0.074122 | 0.074122 | N/A | Home Energy Report | 131379.4871 | 0 | 29770.9728 | 0 | 8655.1682 | 29770.9728 | 3942004.9525 | 2206679.6418 | 1735325.3107 | 1.7864 | 2206679.6418 | 1.7864
SEM | [24 empty] | SEM Total
Measure Name | Technology Type | Decision Type | Measure Life | Remaining Useful Life | Gross Annual Energy Savings per Unit at Meter (kWh) Pre-RUL | Gross Peak Demand Savings per Unit at Meter (Watts) Pre-RUL | Gross Annual Energy Savings per Unit at Meter (kWh) Post-RUL | Gross Peak Demand Savings per Unit at Meter (Watts) Post-RUL | Gross Per Unit One-Time Incremental Measure Cost ($) | Per Unit Incentive ($) | Per Unit Program Administrative Cost (inclusive of DI costs) ($) | Per Unit Direct Installation Cost ($) | Per Unit DSM Administrator Cost (Incentive + Administrative) ($) | Per Unit DSM Customer Cost (Incremental Measure Cost - Incentive) ($) | Total Per Unit DSM Cost ($) | Per Unit Present Value Avoided Cost Benefits ($) | Per Unit Present Value Non-Energy Benefits ($) | Total Per Unit Present Value Benefits ($) | Net-To-Gross Ratio | Net Total Resource Benefit-Cost Ratio (TRC) | Net Program Administrator Benefit-Cost Ratio (PAC) | Net First-Year Unit Cost / kWh at Generator ($/kWh) | Net Lifetime Unit Cost / kWh at Generator ($/kWh) | Net Unit Cost / Watt at Generator ($/W) | Measure Name | Participation (Units) | Total Peak Demand Savings (kW) | Total First Year Energy Savings (MWh) | Total Cumulative Peak Demand Savings (kW) | Total Cumulative First Year Energy Savings (MWh) | Total Lifetime Energy Savings (MWh) | Total Avoided Cost Benefits ($) | TRC Costs ($) | Total TRC Net Resource Benefits ($) | TRC Ratio | PAC Costs ($) | PAC Ratio
Strategic Energy Management | BNI Energy Management | ROB/NEW | 1.88 | N/A | 1000000 | 108018.8679 | N/A | N/A | 165257.136 | 212845.6 | 151942.69 | 0 | 364788.29 | -47588.464 | 317199.826 | 271712.8806 | 0 | 271712.8806 | 100% | 0.8566 | 0.74485 | 0.34327 | 0.18259 | 3.1593 | Strategic Energy Management | 2.5 | 288.6804 | 2656.75 | 542.7192 | 4994.69 | 4994.69 | 679282.2016 | 792999.5649 | -113717.3634 | 0.8566 | 911970.7249 | 0.74485
Small Business Energy Solutions | [24 empty] | Small Business Energy Solutions Total
Measure Name | Technology Type | Decision Type | Measure Life | Remaining Useful Life | Gross Annual Energy Savings per Unit at Meter (kWh) Pre-RUL | Gross Peak Demand Savings per Unit at Meter (Watts) Pre-RUL | Gross Annual Energy Savings per Unit at Meter (kWh) Post-RUL | Gross Peak Demand Savings per Unit at Meter (Watts) Post-RUL | Gross Per Unit One-Time Incremental Measure Cost ($) | Per Unit Incentive ($) | Per Unit Program Administrative Cost (inclusive of DI costs) ($) | Per Unit Direct Installation Cost ($) | Per Unit DSM Administrator Cost (Incentive + Administrative) ($) | Per Unit DSM Customer Cost (Incremental Measure Cost - Incentive) ($) | Total Per Unit DSM Cost ($) | Per Unit Present Value Avoided Cost Benefits ($) | Per Unit Present Value Non-Energy Benefits ($) | Total Per Unit Present Value Benefits ($) | Net-To-Gross Ratio | Net Total Resource Benefit-Cost Ratio (TRC) | Net Program Administrator Benefit-Cost Ratio (PAC) | Net First-Year Unit Cost / kWh at Generator ($/kWh) | Net Lifetime Unit Cost / kWh at Generator ($/kWh) | Net Unit Cost / Watt at Generator ($/W) | Measure Name | Participation (Units) | Total Peak Demand Savings (kW) | Total First Year Energy Savings (MWh) | Total Cumulative Peak Demand Savings (kW) | Total Cumulative First Year Energy Savings (MWh) | Total Lifetime Energy Savings (MWh) | Total Avoided Cost Benefits ($) | TRC Costs ($) | Total TRC Net Resource Benefits ($) | TRC Ratio | PAC Costs ($) | PAC Ratio
Cold Climate Air-Source Ductless Heat Pump (24kBTU/hr) (Commercial) | BNI HVAC | ROB/NEW | 18 | N/A | 9688.757 | 3510.8929 | N/A | N/A | 7162.1968 | 1479.3798 | 2076.3522 | 0 | 3555.732 | 5682.817 | 9238.549 | 21173.2026 | 0 | 21173.2026 | 93% | 2.4233 | 5.9547 | 0.37134 | 0.02063 | 1.0188 | Cold Climate Air-Source Ductless Heat Pump (24kBTU/hr) (Commercial) | 179.2326 | 625.5977 | 1716.2423 | 1807.2822 | 4958.0332 | 30892.361 | 3794927.2737 | 1565989.8578 | 2228937.4159 | 2.4233 | 637302.9482 | 5.9547
Downlight Luminaire (1200 lumen) | BNI Lighting | RET | 11.6 | 1 | 243.1864 | 52.5492 | 243.1864 | 52.5492 | 65.616 | 19.7251 | 32.8043 | 0 | 52.5294 | 45.8909 | 98.4203 | 338.2473 | 0 | 338.2473 | 93% | 3.605 | 6.4392 | 0.21856 | 0.018841 | 1.0055 | Downlight Luminaire (1200 lumen) | 101.1384 | 5.2838 | 24.308 | 15.2642 | 70.2231 | 281.9726 | 34209.7835 | 9489.528 | 24720.2555 | 3.605 | 5312.7333 | 6.4392
Downlight Luminaire (3000 lumen) | BNI Lighting | RET | 11.6 | 1 | 458.7368 | 99.1266 | 458.7368 | 99.1266 | 163.3372 | 29.5876 | 61.1671 | 0 | 90.7547 | 133.7496 | 224.5042 | 638.0557 | 0 | 638.0557 | 93% | 2.9946 | 7.0306 | 0.20018 | 0.017257 | 0.92096 | Downlight Luminaire (3000 lumen) | 24.3244 | 2.3971 | 11.0281 | 6.9251 | 31.8589 | 127.9257 | 15520.335 | 5182.8196 | 10337.5154 | 2.9946 | 2207.5542 | 7.0306
Downlight Luminaire (800 lumen) | BNI Lighting | RET | 11.6 | 1 | 141.3969 | 30.5539 | 141.3969 | 30.5539 | 43.5566 | 36.9845 | 21.4627 | 0 | 58.4472 | 6.5721 | 65.0193 | 196.6686 | 0 | 196.6686 | 93% | 3.1736 | 3.3649 | 0.41824 | 0.036056 | 1.9242 | Downlight Luminaire (800 lumen) | 563.3023 | 17.1107 | 78.7182 | 49.431 | 227.4081 | 913.131 | 110783.8571 | 34908.039 | 75875.818 | 3.1736 | 32923.4529 | 3.3649
Flood Luminaire (10000 lumen) | BNI Lighting | ROB/NEW | 17.1 | N/A | 874.9488 | 195.7648 | N/A | N/A | 291.414 | 147.938 | 162.4213 | 0 | 310.3593 | 143.476 | 453.8352 | 1623.3014 | 0 | 1623.3014 | 93% | 3.7452 | 5.2304 | 0.35891 | 0.020989 | 1.5947 | Flood Luminaire (10000 lumen) | 102.4186 | 19.9331 | 88.5636 | 57.5844 | 255.8503 | 1514.4371 | 166256.2603 | 44391.9361 | 121864.3242 | 3.7452 | 31786.5615 | 5.2304
Flood Luminaire (48000 lumen) | BNI Lighting | ROB/NEW | 17.1 | N/A | 2728.1268 | 622.86 | N/A | N/A | 1835.6589 | 493.1266 | 511.5475 | 0 | 1004.6741 | 1342.5323 | 2347.2064 | 5084.7825 | 0 | 5084.7825 | 93% | 2.2918 | 5.0611 | 0.37262 | 0.021791 | 1.6225 | Flood Luminaire (48000 lumen) | 3.8407 | 2.3783 | 10.3554 | 6.8706 | 29.9157 | 177.0779 | 19529.1124 | 8521.3953 | 11007.7171 | 2.2918 | 3858.6495 | 5.0611
Four Pin Replacement Lamps for CFLs | BNI Lighting | ROB/NEW | 11.6 | N/A | 27.3583 | 5.9118 | N/A | N/A | 22.5475 | 12.3282 | 4.637 | 0 | 16.9652 | 10.2194 | 27.1846 | 38.0526 | 0 | 38.0526 | 93% | 1.4861 | 2.243 | 0.62745 | 0.05409 | 2.8867 | Four Pin Replacement Lamps for CFLs | 60.1709 | 0.35364 | 1.6269 | 1.0216 | 4.7 | 18.8724 | 2289.6608 | 1540.7524 | 748.9084 | 1.4861 | 1020.8121 | 2.243
Fuel Pump Canopy Luminaire ( 5000 lumen) | BNI Lighting | ROB/NEW | 11.4 | N/A | 1083.5244 | 242.4324 | N/A | N/A | 368.3495 | 197.2506 | 155.348 | 0 | 352.5987 | 171.0988 | 523.6975 | 1495.5663 | 0 | 1495.5663 | 93% | 3.0037 | 4.2416 | 0.32927 | 0.028883 | 1.463 | Fuel Pump Canopy Luminaire ( 5000 lumen) | 60.1709 | 14.5023 | 64.4346 | 41.8956 | 186.1444 | 734.5543 | 89989.614 | 29959.891 | 60029.723 | 3.0037 | 21216.1912 | 4.2416
General Use Lamp (A-Series) | BNI Lighting | RET | 11.6 | 3.8667 | 136.8475 | 20.9784 | 42.8925 | 6.5753 | 8.8662 | 3.6984 | 9.8855 | 0 | 13.5839 | 5.1677 | 18.7517 | 104.2274 | 0 | 104.2274 | 93% | 5.7486 | 7.6728 | 0.10044 | 0.015966 | 0.65135 | General Use Lamp (A-Series) | 785.2093 | 16.3764 | 106.1979 | 49.1291 | 318.5937 | 668.0429 | 81840.2914 | 14236.6445 | 67603.6469 | 5.7486 | 10666.227 | 7.6728
Glass Door Refrigerator (full size - 38 cu ft) | BNI Cooking and Laundry | ROB/NEW | 12 | N/A | 949 | 108 | N/A | N/A | 0 | 281.0822 | 138.524 | 0 | 419.6061 | -281.0822 | 138.524 | 1225.9751 | 0 | 1225.9751 | 93% | 8.8503 | 2.9217 | 0.44739 | 0.037282 | 3.9082 | Glass Door Refrigerator (full size - 38 cu ft) | 2.5605 | 0.27492 | 2.4015 | 0.79421 | 6.9376 | 28.8177 | 3139.0664 | 354.6858 | 2784.3806 | 8.8503 | 1074.3869 | 2.9217
Ground Source Heat Pump (60kBTU/hr) (closed loop) | BNI HVAC | ROB/NEW | 25 | N/A | 29037.099 | 54081 | N/A | N/A | 12210.6026 | 7396.8991 | 17410.8433 | 0 | 24807.7424 | 4813.7035 | 29621.4459 | 182667.5179 | 0 | 182667.5179 | 93% | 6.35 | 7.3633 | 0.86445 | 0.034578 | 0.46143 | Ground Source Heat Pump (60kBTU/hr) (closed loop) | 2.5605 | 137.6652 | 73.4794 | 397.6995 | 212.2739 | 1836.9855 | 467713.8075 | 73656.1413 | 394057.6662 | 6.35 | 63519.3591 | 7.3633
Heat Pump Water Heater (40 gal) | BNI Domestic Hot Water (DHW) | ROB/NEW | 10 | N/A | 4925.501 | 1214.6285 | N/A | N/A | 1053.0201 | 1479.3798 | 709.0287 | 0 | 2188.4086 | -426.3598 | 1762.0488 | 6233.4855 | 0 | 6233.4855 | 93% | 3.6921 | 2.8484 | 0.44956 | 0.044956 | 1.8124 | Heat Pump Water Heater (40 gal) | 3.8407 | 4.6378 | 18.6962 | 13.3982 | 54.0113 | 186.9624 | 23940.9332 | 6484.3934 | 17456.5398 | 3.6921 | 8405.0156 | 2.8484
Heat Pump Water Heater (60 gal) | BNI Domestic Hot Water (DHW) | ROB/NEW | 10 | N/A | 7541.271 | 1859.6774 | N/A | N/A | 1157.0601 | 1725.9431 | 1035.0925 | 0 | 2761.0356 | -568.8831 | 2192.1525 | 9543.8826 | 0 | 9543.8826 | 93% | 4.5207 | 3.4566 | 0.37045 | 0.037045 | 1.4935 | Heat Pump Water Heater (60 gal) | 3.8407 | 7.1008 | 28.6252 | 20.5135 | 82.695 | 286.2518 | 36655.1677 | 8108.3208 | 28546.8469 | 4.5207 | 10604.303 | 3.4566
Heat Reclaimer Unit (Agriculture) | BNI Process | ROB/NEW | 15 | N/A | 9800.851 | 2819 | N/A | N/A | 4812.6199 | 3082.0413 | 1911.5788 | 0 | 4993.6201 | 1730.5786 | 6724.1987 | 17733.1801 | 0 | 17733.1801 | 93% | 2.7763 | 3.5512 | 0.51554 | 0.034369 | 1.7819 | Heat Reclaimer Unit (Agriculture) | 2.5605 | 7.1759 | 24.8014 | 20.7303 | 71.6485 | 372.0211 | 45405.1891 | 16354.4981 | 29050.6911 | 2.7763 | 12785.9901 | 3.5512
High Bay Luminaire (15 000 lumen) | BNI Lighting | ROB/NEW | 22.3 | N/A | 255.3125 | 39.1387 | N/A | N/A | 179.5938 | 160.2661 | 62.076 | 0 | 222.3421 | 19.3277 | 241.6698 | 514.2906 | 0 | 514.2906 | 93% | 2.2448 | 2.3131 | 0.88116 | 0.039514 | 5.7145 | High Bay Luminaire (15 000 lumen) | 3943.1163 | 153.4289 | 994.9592 | 443.2391 | 2874.3267 | 22187.5912 | 2027907.6613 | 903360.9697 | 1124546.6916 | 2.2448 | 876720.7594 | 2.3131
High Bay Luminaire (35 000 lumen) | BNI Lighting | ROB/NEW | 22.3 | N/A | 595.7155 | 91.3217 | N/A | N/A | 357.0029 | 431.4858 | 150.2284 | 0 | 581.7142 | -74.4829 | 507.2313 | 1199.984 | 0 | 1199.984 | 93% | 2.4883 | 2.0628 | 0.98805 | 0.044307 | 6.4076 | High Bay Luminaire (35 000 lumen) | 117.7814 | 10.6933 | 69.3441 | 30.8917 | 200.3273 | 1546.3725 | 141335.7882 | 56799.0239 | 84536.7643 | 2.4883 | 68515.1075 | 2.0628
High Volume Low Speed Fan (Agriculture) (24 foot) | BNI Process | ROB/NEW | 15 | N/A | 16086.432 | 4615 | N/A | N/A | 4605.0601 | 4931.2661 | 3123.7771 | 0 | 8055.0431 | -326.206 | 7728.8372 | 29086.0364 | 0 | 29086.0364 | 93% | 3.9271 | 3.6109 | 0.50666 | 0.033777 | 1.7557 | High Volume Low Speed Fan (Agriculture) (24 foot) | 2.5605 | 11.7477 | 40.7073 | 33.9377 | 117.5988 | 610.6094 | 74473.7816 | 18964.0412 | 55509.7403 | 3.9271 | 20624.657 | 3.6109
Horticultural Lighting - blended lamps and baselines | BNI Lighting | ROB/NEW | 9.5 | N/A | 2112.6 | 380 | N/A | N/A | 1352.52 | 500.8554 | 266.266 | 0 | 767.1214 | 851.6646 | 1618.786 | 2396.8686 | 0 | 2396.8686 | 93% | 1.5726 | 3.1245 | 0.36741 | 0.038675 | 2.0307 | Horticultural Lighting - blended lamps and baselines | 47.416 | 17.913 | 99.0002 | 53.7391 | 297.0006 | 940.5018 | 113649.9702 | 72267.2132 | 41382.757 | 1.5726 | 36373.846 | 3.1245
LED Replacement Lamps for HID (10000 lumen) | BNI Lighting | ROB/NEW | 11.4 | N/A | 172.7305 | 37.3247 | N/A | N/A | 103.7799 | 147.938 | 35.5147 | 0 | 183.4527 | -44.1581 | 139.2946 | 236.6889 | 0 | 236.6889 | 93% | 1.7927 | 1.2902 | 1.0746 | 0.094266 | 4.9441 | LED Replacement Lamps for HID (10000 lumen) | 120.3419 | 4.4655 | 20.5437 | 12.9004 | 59.3486 | 234.1985 | 28483.5798 | 15888.7402 | 12594.8396 | 1.7927 | 22077.0407 | 1.2902
LED Replacement Lamps for HID (4000 lumen) | BNI Lighting | ROB/NEW | 11.4 | N/A | 69.1005 | 14.9317 | N/A | N/A | 104.8723 | 49.3127 | 4.6174 | 0 | 53.9301 | 55.5597 | 109.4898 | 94.6869 | 0 | 94.6869 | 93% | 0.92695 | 1.7557 | 0.78969 | 0.069271 | 3.6332 | LED Replacement Lamps for HID (4000 lumen) | 39.6872 | 0.58914 | 2.7103 | 1.702 | 7.8299 | 30.898 | 3757.8593 | 4053.9968 | -296.1375 | 0.92695 | 2140.3352 | 1.7557
LED Troffer (1x4) | BNI Lighting | RET | 20.9 | 6.9667 | 179.9017 | 38.8742 | 179.9017 | 38.8742 | 144.4338 | 36.9845 | 37.6806 | 0 | 74.6651 | 107.4493 | 182.1144 | 373.8692 | 0 | 373.8692 | 93% | 2.1736 | 5.0073 | 0.41994 | 0.020093 | 1.932 | LED Troffer (1x4) | 140.8256 | 5.4426 | 25.0386 | 15.723 | 72.3338 | 523.3072 | 52650.3417 | 24222.5703 | 28427.7713 | 2.1736 | 10514.7556 | 5.0073
LED Troffer (4x2) | BNI Lighting | RET | 20.9 | 6.9667 | 230.0263 | 35.2624 | 230.0263 | 35.2624 | 338.4566 | 18.9664 | 42.6679 | 0 | 61.6343 | 319.4902 | 381.1244 | 446.7952 | 0 | 446.7952 | 93% | 1.25 | 7.2491 | 0.27111 | 0.012972 | 1.7582 | LED Troffer (4x2) | 4267.4419 | 149.6031 | 970.1499 | 448.8094 | 2910.4496 | 20276.1323 | 1906672.6331 | 1525322.2693 | 381350.3638 | 1.25 | 263020.6148 | 7.2491
LED Wall Sconce (1200 lumen) | BNI Lighting | RET | 11.6 | 1 | 243.1864 | 52.5492 | 243.1864 | 52.5492 | 12.0968 | 44.3814 | 35.113 | 0 | 79.4944 | -32.2846 | 47.2098 | 338.2473 | 0 | 338.2473 | 93% | 7.2956 | 4.255 | 0.33075 | 0.028513 | 1.5217 | LED Wall Sconce (1200 lumen) | 30.7256 | 1.6052 | 7.3847 | 4.6372 | 21.3336 | 85.6626 | 10392.8456 | 1424.5319 | 8968.3137 | 7.2956 | 2442.5118 | 4.255
Linear Ambient Luminaire (10000 lumen) | BNI Lighting | ROB/NEW | 11.6 | N/A | 468.5734 | 101.2522 | N/A | N/A | 226.7864 | 123.2817 | 71.1924 | 0 | 194.474 | 103.5047 | 297.9788 | 651.7374 | 0 | 651.7374 | 93% | 2.3103 | 3.3513 | 0.41994 | 0.036202 | 1.932 | Linear Ambient Luminaire (10000 lumen) | 101.1384 | 10.1808 | 46.8368 | 29.4111 | 135.3063 | 543.3069 | 65915.6583 | 28531.5111 | 37384.1472 | 2.3103 | 19668.7866 | 3.3513
Linear Ambient Luminaire (2000 lumen) | BNI Lighting | ROB/NEW | 11.6 | N/A | 50.1984 | 10.8472 | N/A | N/A | 13.109 | 24.6563 | 8.6989 | 0 | 33.3552 | -11.5473 | 21.8079 | 69.8208 | 0 | 69.8208 | 93% | 3.3423 | 2.0932 | 0.67233 | 0.057959 | 3.0932 | Linear Ambient Luminaire (2000 lumen) | 200.9965 | 2.1675 | 9.9718 | 6.2618 | 28.8073 | 115.6724 | 14033.731 | 4198.8802 | 9834.8509 | 3.3423 | 6704.2863 | 2.0932
Linear Ambient Luminaire (4000 lumen) | BNI Lighting | ROB/NEW | 11.6 | N/A | 96.2515 | 20.7986 | N/A | N/A | 68.167 | 36.9845 | 15.7158 | 0 | 52.7003 | 31.1825 | 83.8828 | 133.876 | 0 | 133.876 | 93% | 1.6923 | 2.5403 | 0.554 | 0.047759 | 2.5488 | Linear Ambient Luminaire (4000 lumen) | 261.1674 | 5.4003 | 24.8439 | 15.6007 | 71.7714 | 288.1896 | 34964.0503 | 20661.2415 | 14302.8088 | 1.6923 | 13763.5947 | 2.5403
Linear Ambient Luminaire (8000 lumen) | BNI Lighting | ROB/NEW | 11.6 | N/A | 175.9223 | 38.0144 | N/A | N/A | 226.7864 | 73.969 | 29.3208 | 0 | 103.2898 | 152.8174 | 256.1072 | 244.6898 | 0 | 244.6898 | 93% | 1.0186 | 2.369 | 0.59408 | 0.051214 | 2.7332 | Linear Ambient Luminaire (8000 lumen) | 200.9965 | 7.5962 | 34.9464 | 21.9446 | 100.9564 | 405.3788 | 49181.7957 | 48285.8301 | 895.9656 | 1.0186 | 20760.8948 | 2.369
Linear Replacement Lamp (2 foot) | BNI Lighting | ROB/NEW | 11.6 | N/A | 37.3068 | 8.0615 | N/A | N/A | 13.2008 | 6.1641 | 5.3263 | 0 | 11.4904 | 7.0367 | 18.5271 | 51.8899 | 0 | 51.8899 | 93% | 2.9478 | 4.5159 | 0.31164 | 0.026865 | 1.4338 | Linear Replacement Lamp (2 foot) | 403.2733 | 3.232 | 14.869 | 9.337 | 42.9548 | 172.4801 | 20925.8167 | 7098.8326 | 13826.9841 | 2.9478 | 4633.7585 | 4.5159
Linear Replacement Lamp (4 foot) | BNI Lighting | ROB/NEW | 11.6 | N/A | 49.6736 | 7.6148 | N/A | N/A | 9.0059 | 9.8625 | 6.8679 | 0 | 16.7304 | -0.85662 | 15.8738 | 64.9497 | 0 | 64.9497 | 93% | 4.2609 | 3.8821 | 0.34079 | 0.029378 | 2.2101 | Linear Replacement Lamp (4 foot) | 100370.2326 | 759.8469 | 4927.4723 | 2195.1133 | 14234.9201 | 57158.6792 | 6519020.2959 | 1529979.7068 | 4989040.5892 | 4.2609 | 1679233.797 | 3.8821
Low-bay Luminaire (10,000 lumen) | BNI Lighting | ROB/NEW | 11.6 | N/A | 468.5734 | 101.2522 | N/A | N/A | 173.0393 | 123.2817 | 71.1924 | 0 | 194.474 | 49.7577 | 244.2317 | 651.7374 | 0 | 651.7374 | 93% | 2.8078 | 3.3513 | 0.41994 | 0.036202 | 1.932 | Low-bay Luminaire (10,000 lumen) | 46.0884 | 4.6393 | 21.3434 | 13.4025 | 61.6586 | 247.5829 | 30037.5152 | 10697.9846 | 19339.5306 | 2.8078 | 8962.9914 | 3.3513
Multi-Tank Conveyor Dishwasher - High Temp | BNI Cooking and Laundry | ROB/NEW | 20 | N/A | 27407.5971 | 2837 | N/A | N/A | 1271.5769 | 3698.4496 | 4837.1639 | 0 | 8535.6134 | -2426.8727 | 6108.7407 | 49068.2103 | 0 | 49068.2103 | 93% | 8.1512 | 5.7486 | 0.31512 | 0.015756 | 3.0265 | Multi-Tank Conveyor Dishwasher - High Temp | 2.5605 | 7.2217 | 69.3559 | 20.8627 | 200.3615 | 1387.1181 | 125637.4408 | 15413.3096 | 110224.1312 | 8.1512 | 21855.1404 | 5.7486
Multi-Tank Conveyor Dishwasher - Low Temp | BNI Cooking and Laundry | ROB/NEW | 20 | N/A | 18811.2029 | 1947 | N/A | N/A | 1271.5769 | 2712.1963 | 3336.991 | 0 | 6049.1874 | -1440.6195 | 4608.5679 | 33685.9739 | 0 | 33685.9739 | 93% | 7.4534 | 5.5687 | 0.32538 | 0.016269 | 3.1253 | Multi-Tank Conveyor Dishwasher - Low Temp | 2.5605 | 4.9562 | 47.6024 | 14.3178 | 137.5181 | 952.0485 | 86251.761 | 11572.1694 | 74679.5917 | 7.4534 | 15488.7332 | 5.5687
Occupancy Sensor (Ceiling Mounted) | BNI Lighting | ROB/NEW | 10 | N/A | 187.7496 | 43.9824 | N/A | N/A | 120.3847 | 98.6253 | 30.7376 | 0 | 129.3629 | 21.7594 | 151.1223 | 234.9439 | 0 | 234.9439 | 93% | 1.6465 | 1.8162 | 0.69717 | 0.069717 | 2.9586 | Occupancy Sensor (Ceiling Mounted) | 10.2419 | 0.44784 | 1.9004 | 1.2937 | 5.4901 | 19.0043 | 2406.2625 | 1461.4658 | 944.7967 | 1.6465 | 1324.9168 | 1.8162
Occupancy Sensor (Wall Mounted) | BNI Lighting | ROB/NEW | 10 | N/A | 109.2361 | 25.5898 | N/A | N/A | 77.3368 | 49.3127 | 17.1281 | 0 | 66.4408 | 28.0241 | 94.4649 | 136.6946 | 0 | 136.6946 | 93% | 1.535 | 2.0574 | 0.61542 | 0.061542 | 2.6117 | Occupancy Sensor (Wall Mounted) | 200.9965 | 5.1135 | 21.6994 | 14.7722 | 62.6873 | 216.9944 | 27475.1425 | 17899.0027 | 9576.1398 | 1.535 | 13354.3618 | 2.0574
Open to Closed Cooler Conversion | BNI Refrigeration | RET | 12 | 4 | 54750 | 6250 | 54750 | 6250 | 51669.2286 | 6164.0826 | 7052.9342 | 0 | 13217.0168 | 45505.146 | 58722.1629 | 70755.7043 | 0 | 70755.7043 | 93% | 1.284 | 5.3534 | 0.24426 | 0.020355 | 2.1272 | Open to Closed Cooler Conversion | 1.2802 | 7.9548 | 69.2734 | 22.9805 | 200.1232 | 831.281 | 90583.7564 | 70547.6208 | 20036.1356 | 1.284 | 16920.8553 | 5.3534
Parking Garage Luminaire (5000 lumen) | BNI Lighting | ROB/NEW | 22.8 | N/A | 1083.5244 | 242.4324 | N/A | N/A | 938.1703 | 154.1021 | 232.652 | 0 | 386.7541 | 784.0682 | 1170.8223 | 2384.3537 | 0 | 2384.3537 | 93% | 2.1575 | 6.165 | 0.36116 | 0.01584 | 1.6047 | Parking Garage Luminaire (5000 lumen) | 48.6488 | 11.7253 | 52.096 | 33.8731 | 150.4997 | 1187.7899 | 115996.0361 | 53764.2821 | 62231.754 | 2.1575 | 18815.1369 | 6.165
Pole/Arm-Mounted Area Luminaire (20000 lumen) | BNI Lighting | ROB/NEW | 13.7 | N/A | 1202.3976 | 274.52 | N/A | N/A | 503.3871 | 385.2552 | 212.512 | 0 | 597.7672 | 118.132 | 715.8992 | 1927.8087 | 0 | 1927.8087 | 93% | 2.8323 | 3.225 | 0.50303 | 0.036717 | 2.1904 | Pole/Arm-Mounted Area Luminaire (20000 lumen) | 403.2733 | 110.0612 | 479.2269 | 317.9544 | 1384.4332 | 6565.408 | 777433.6933 | 274492.8116 | 502940.8817 | 2.8323 | 241063.5259 | 3.225
Pole/Arm-Mounted Area Luminaire (5000 lumen) | BNI Lighting | ROB/NEW | 13.7 | N/A | 886.4244 | 202.38 | N/A | N/A | 156.3617 | 184.9225 | 147.3882 | 0 | 332.3107 | -28.5608 | 303.7499 | 1421.2077 | 0 | 1421.2077 | 93% | 4.8538 | 4.2767 | 0.37932 | 0.027688 | 1.6517 | Pole/Arm-Mounted Area Luminaire (5000 lumen) | 403.2733 | 81.1386 | 353.2928 | 234.4005 | 1020.6236 | 4840.111 | 573135.0388 | 118080.2566 | 455054.7822 | 4.8538 | 134012.003 | 4.2767
Pole/Arm-Mounted Decorative Luminaire (10000 lumen) | BNI Lighting | ROB/NEW | 22.8 | N/A | 874.9488 | 195.7648 | N/A | N/A | 312.7234 | 385.2552 | 212.289 | 0 | 597.5442 | -72.5317 | 525.0124 | 1925.3719 | 0 | 1925.3719 | 93% | 3.8269 | 3.2221 | 0.69103 | 0.030308 | 3.0704 | Pole/Arm-Mounted Decorative Luminaire (10000 lumen) | 6.4012 | 1.2458 | 5.5352 | 3.599 | 15.9906 | 126.2031 | 12324.6189 | 3220.5646 | 9104.0543 | 3.8269 | 3824.9776 | 3.2221
Pole/Arm-Mounted Decorative Luminaire (1300 lumen) | BNI Lighting | ROB/NEW | 22.8 | N/A | 361.8756 | 80.9676 | N/A | N/A | 40.654 | 77.051 | 80.0967 | 0 | 157.1478 | -36.397 | 120.7508 | 796.3267 | 0 | 796.3267 | 93% | 6.754 | 5.0674 | 0.4394 | 0.019272 | 1.9524 | Pole/Arm-Mounted Decorative Luminaire (1300 lumen) | 3.8407 | 0.30916 | 1.3736 | 0.89313 | 3.9682 | 31.3183 | 3058.4502 | 452.8374 | 2605.6127 | 6.754 | 603.5571 | 5.0674
Premium High Bay Luminaire (15 000 lumen) | BNI Lighting | ROB/NEW | 22.3 | N/A | 312.0531 | 47.8369 | N/A | N/A | 246.8432 | 231.1531 | 79.1742 | 0 | 310.3273 | 15.6901 | 326.0174 | 628.5866 | 0 | 628.5866 | 93% | 2.036 | 2.0256 | 1.0062 | 0.045123 | 6.5256 | Premium High Bay Luminaire (15 000 lumen) | 256.0465 | 12.1771 | 78.9662 | 35.1782 | 228.1245 | 1760.9455 | 160947.3935 | 79051.3895 | 81896.004 | 2.036 | 79458.2218 | 2.0256
Premium High Bay Luminaire (35 000 lumen) | BNI Lighting | ROB/NEW | 22.3 | N/A | 728.1104 | 111.6175 | N/A | N/A | 829.409 | 616.4083 | 191.952 | 0 | 808.3603 | 213.0007 | 1021.361 | 1466.6745 | 0 | 1466.6745 | 93% | 1.5225 | 1.8144 | 1.1233 | 0.050374 | 7.2851 | Premium High Bay Luminaire (35 000 lumen) | 128.0233 | 14.2063 | 92.1255 | 41.0405 | 266.1403 | 2054.3981 | 187768.4476 | 123325.106 | 64443.3415 | 1.5225 | 103488.9173 | 1.8144
Refrigerated Case Luminaire | BNI Lighting | ROB/NEW | 16.3 | N/A | 153.0972 | 25.2788 | N/A | N/A | 180.9048 | 73.969 | 30.6751 | 0 | 104.6441 | 106.9358 | 211.5798 | 259.4866 | 0 | 259.4866 | 93% | 1.3045 | 2.4797 | 0.6916 | 0.042429 | 4.1641 | Refrigerated Case Luminaire | 60.1709 | 1.5122 | 9.1043 | 4.3685 | 26.3014 | 148.4004 | 15613.5495 | 11968.9907 | 3644.5588 | 1.3045 | 6296.531 | 2.4797
SBES Direct Install - Lighting | BNI Lighting | RET | 10.8 | 3.6 | 15239.5872 | 3104.3603 | 15239.5872 | 3104.3603 | 0 | 0 | 18471.0874 | 15379.1928 | 18471.0874 | 0 | 18471.0874 | 18659.4904 | 0 | 18659.4904 | 88% | 1.0102 | 1.0102 | 1.2961 | 0.12001 | 6.3253 | SBES Direct Install - Lighting | 94.832 | 276.9412 | 1351.5174 | 830.8237 | 4054.5523 | 14596.3883 | 1769517.5654 | 1751650.9222 | 17866.6432 | 1.0102 | 1751650.9222 | 1.0102
SBES Direct Install - Lighting Controls | BNI Lighting | RET | 10.8 | 3.6 | 1398.5945 | 284.8989 | 1398.5945 | 284.8989 | 0 | 0 | 2728.7219 | 2359.6272 | 2728.7219 | 0 | 2728.7219 | 1712.4519 | 0 | 1712.4519 | 88% | 0.62757 | 0.62757 | 2.0863 | 0.19317 | 10.1819 | SBES Direct Install - Lighting Controls | 94.832 | 25.4159 | 124.0339 | 76.2478 | 372.1016 | 1339.5657 | 162395.313 | 258770.268 | -96374.955 | 0.62757 | 258770.268 | 0.62757
SBES Direct Install - Non-Lighting | BNI Other | RET | 10.8 | 3.6 | 1152.9982 | 234.87 | 1152.9982 | 234.87 | 0 | 0 | 1761.0842 | 1497.1356 | 1761.0842 | 0 | 1761.0842 | 1411.7415 | 0 | 1411.7415 | 88% | 0.80163 | 0.80163 | 1.6333 | 0.15123 | 7.971 | SBES Direct Install - Non-Lighting | 94.832 | 20.9528 | 102.2532 | 62.8585 | 306.7597 | 1104.335 | 133878.3318 | 167007.2118 | -33128.88 | 0.80163 | 167007.2118 | 0.80163
Smart thermostats for central air source heat pump | BNI HVAC | ROB/NEW | 11 | N/A | 298 | 0 | N/A | N/A | 110.2824 | 113.0398 | 39.394 | 0 | 152.4338 | -2.7574 | 149.6764 | 314.7784 | 0 | 314.7784 | 93% | 2.2174 | 2.065 | 0.51757 | 0.047052 | N/A | Smart thermostats for central air source heat pump | 15.9666 | 0 | 4.7024 | 0 | 9.9392 | 51.7268 | 5025.947 | 2266.567 | 2759.38 | 2.2174 | 2433.8518 | 2.065
Smart thermostats for electric baseboards | BNI HVAC | ROB/NEW | 11 | N/A | 146 | 0 | N/A | N/A | 157.1004 | 55.3819 | 13.3027 | 0 | 68.6846 | 101.7185 | 170.4031 | 154.2203 | 0 | 154.2203 | 93% | 0.96747 | 2.2453 | 0.47601 | 0.043273 | N/A | Smart thermostats for electric baseboards | 104.3152 | 0 | 15.052 | 0 | 31.8145 | 165.572 | 16087.5279 | 16628.4797 | -540.9518 | 0.96747 | 7164.8483 | 2.2453
Smart thermostats for mini-split heat pumps | BNI HVAC | ROB/NEW | 11 | N/A | 74 | 0 | N/A | N/A | 172.7064 | 28.0703 | 2.6284 | 0 | 30.6987 | 144.6361 | 175.3348 | 78.1665 | 0 | 78.1665 | 93% | 0.47883 | 2.5462 | 0.41975 | 0.038159 | N/A | Smart thermostats for mini-split heat pumps | 11.1766 | 0 | 0.8174 | 0 | 1.7277 | 8.9914 | 873.6378 | 1824.5333 | -950.8956 | 0.47883 | 343.1078 | 2.5462
Solid Door Freezer | BNI Cooking and Laundry | ROB/NEW | 12 | N/A | 2128 | 165 | N/A | N/A | 0 | 443.8139 | 283.4732 | 0 | 727.2871 | -443.8139 | 283.4732 | 2643.2367 | 0 | 2643.2367 | 93% | 9.3245 | 3.6344 | 0.34581 | 0.028818 | 4.4339 | Solid Door Freezer | 2.5605 | 0.42001 | 5.385 | 1.2134 | 15.5566 | 64.6198 | 6767.9155 | 725.8232 | 6042.0923 | 9.3245 | 1862.1933 | 3.6344
Solid Door Refrigerator | BNI Cooking and Laundry | ROB/NEW | 12 | N/A | 818 | 63 | N/A | N/A | 0 | 258.8915 | 117.1803 | 0 | 376.0718 | -258.8915 | 117.1803 | 1015.4723 | 0 | 1015.4723 | 93% | 8.6659 | 2.7002 | 0.46518 | 0.038765 | 6.0047 | Solid Door Refrigerator | 11.5221 | 0.72166 | 9.3149 | 2.0848 | 26.9097 | 111.7788 | 11700.3667 | 1350.1629 | 10350.2038 | 8.6659 | 4333.1344 | 2.7002
Standard Capacity Electric Fryer | BNI Cooking and Laundry | ROB/NEW | 12 | N/A | 952 | 148 | N/A | N/A | 275.2898 | 1232.8165 | 232.9732 | 0 | 1465.7897 | -957.5267 | 508.263 | 1284.2402 | 0 | 1284.2402 | 93% | 2.6263 | 0.87614 | 1.5579 | 0.12983 | 9.9626 | Standard Capacity Electric Fryer | 2.5605 | 0.37674 | 2.4091 | 1.0884 | 6.9595 | 28.9088 | 3288.2523 | 1252.0488 | 2036.2035 | 2.6263 | 3753.1033 | 0.87614
Strip-Curtains for Display Cases | BNI Refrigeration | ROB/NEW | 4 | N/A | 28970.31 | 3307 | N/A | N/A | 79.9651 | 1972.5064 | 1544.0554 | 0 | 3516.5618 | -1892.5413 | 1624.0206 | 14852.6821 | 0 | 14852.6821 | 93% | 9.1773 | 4.2236 | 0.12282 | 0.030705 | 1.0697 | Strip-Curtains for Display Cases | 2.5605 | 8.4181 | 73.3104 | 24.3189 | 211.7856 | 293.2416 | 38029.7745 | 4143.9156 | 33885.8589 | 9.1773 | 9004.0339 | 4.2236
VFD Milk Vacuum Pump | BNI Process | ROB/NEW | 15 | N/A | 6492.659 | 1818 | N/A | N/A | 6617.4434 | 184.9225 | 1084.8878 | 0 | 1269.8102 | 6432.5209 | 7702.3311 | 11664.5616 | 0 | 11664.5616 | 93% | 1.6113 | 9.1861 | 0.19789 | 0.013193 | 0.7026 | VFD Milk Vacuum Pump | 2.5605 | 4.6278 | 16.4299 | 13.3692 | 47.4642 | 246.4486 | 29866.7032 | 18535.4889 | 11331.2142 | 1.6113 | 3251.3048 | 9.1861
Wall Mounted Area Luminaire (1000 lumen) (full and no-cutoff) | BNI Lighting | ROB/NEW | 22.8 | N/A | 153.3 | 34.3 | N/A | N/A | 29.7502 | 36.9845 | 34.3378 | 0 | 71.3223 | -7.2343 | 64.088 | 337.3449 | 0 | 337.3449 | 93% | 5.4406 | 4.7299 | 0.47075 | 0.020647 | 2.0917 | Wall Mounted Area Luminaire (1000 lumen) (full and no-cutoff) | 112.6605 | 3.8417 | 17.069 | 11.0983 | 49.3104 | 389.1725 | 38005.4328 | 6985.571 | 31019.8618 | 5.4406 | 8035.2031 | 4.7299
Wall Mounted Area Luminaire (10000 lumen) (full and no-cutoff) | BNI Lighting | ROB/NEW | 22.8 | N/A | 776.3988 | 177.26 | N/A | N/A | 297.5024 | 147.938 | 170.9629 | 0 | 318.9009 | 149.5644 | 468.4653 | 1716.6292 | 0 | 1716.6292 | 93% | 3.8348 | 5.383 | 0.4156 | 0.018228 | 1.8097 | Wall Mounted Area Luminaire (10000 lumen) (full and no-cutoff) | 64.0116 | 11.2805 | 49.1176 | 32.5883 | 141.8954 | 1119.8818 | 109884.2313 | 28654.1717 | 81230.0596 | 3.8348 | 20413.3639 | 5.383
Zero-Energy Doors for Reach-In Coolers | BNI Refrigeration | ROB/NEW | 12 | N/A | 1400.023 | 160 | N/A | N/A | 317.2388 | 295.876 | 193.32 | 0 | 489.196 | 21.3628 | 510.5588 | 1809.5549 | 0 | 1809.5549 | 93% | 3.7054 | 3.699 | 0.35355 | 0.029463 | 3.0756 | Zero-Energy Doors for Reach-In Coolers | 2.5605 | 0.40729 | 3.5428 | 1.1766 | 10.2348 | 42.5137 | 4633.3022 | 1250.4085 | 3382.8937 | 3.7054 | 1252.5693 | 3.699
Note on Q1: Author: Per Unit Present Value Avoided Cost Benefits represents the sum of discounted avoided cost cash flows for a measure's effective useful life. For early retirement measures, this may include a Pre and Post RUL savings adjustment.
Note on R1: Author: Per Unit Present Value Non-Energy Benefits represents the sum of discounted non-energy benefit cash flows for a measure's effective useful life.
Note on W1: Author: Net First-Year Unit Cost / kWh at Generator ($/kWh) is calculated in the model by summing incentive and admin spending (Per Unit DSM Administrator Cost in this workbook) and dividing it by net first-year energy savings divided by (1 - line loss factor). Formula: =(incentive + admin) / ((Gross savings * NTGR) / (1- LLF))
Note on X1: Author: Net Lifetime Unit Cost / kWh at Generator ($/kWh) is calculated in the model by summing incentive and admin spending (Per Unit DSM Administrator Cost in this workbook) and dividing it by net lifetime energy savings divided by (1 - line loss factor). For early retirement measures, this may include the summation of Pre and Post RUL savings through the lifetime of the measure. Formula: =(incentive + admin) / ((Lifetime Gross savings * NTGR) / (1- LLF))
Note on Y1: Author: Net Unit Cost / Watt at Generator ($/W) is calculated in the model by summing incentive and admin spending (Per Unit DSM Administrator Cost in this workbook) and dividing it by net demand savings divided by (1 - line loss factor). Formula: =(incentive + admin) / ((Gross savings * NTGR) / (1- LLF))
Note on AC1: Author: Peak Demand Savings (kW) is calculated in the model by multiplying the per unit gross demand savings by the net-to-gross ratio and then dividing this net savings value by (1 - line loss factor). This is then multiplied by measure participation thus yielding total net savings at generator. Formula: =Participation * ((Per Unit Gross savings * NTGR) / (1- LLF))
Note on AD1: Author: First Year Energy Savings (MWh) is calculated in the model by multiplying the per unit gross first year energy savings savings by the net-to-gross ratio and then dividing this net savings value by (1 - line loss factor). This is then multiplied by measure participation thus yielding total net savings at generator. Formula: =Participation * ((Per Unit Gross First Year savings * NTGR) / (1- LLF))
Note on AE1: Author: Cumulative Savings are a summation of savings across program years-to-date. In 2023, this will simply equal first year savings in 2023 as the first program year. In subsequent years, the savings from each previous year are added together, however, measures with effective useful lives less than the total years being summed will be removed from the cumulative savings total. Therefore, this result may not simply be the sum of first year savings across program years.
Note on AF1: Author: Cumulative Savings are a summation of savings across program years-to-date. In 2023, this will simply equal first year savings in 2023 as the first program year. In subsequent years, the savings from each previous year are added together, however, measures with effective useful lives less than the total years being summed will be removed from the cumulative savings total. Therefore, this result may not simply be the sum of first year savings across program years.
Note on AG1: Author: Lifetime Energy Savings (MWh) is calculated in the model by multiplying the per unit lifetime energy savings savings by the net-to-gross ratio and then dividing this net savings value by (1 - line loss factor). This is then multiplied by measure participation thus yielding total net savings at generator. For early retirement measures, lifetime savings may include the summation of Pre and Post RUL savings through the lifetime of the measure. Formula: =Participation * ((Per Unit Gross lifetime savings * NTGR) / (1- LLF))