## USD to CAD
1.26
Updated 5/19/21

## Global Parameters
Units: | %
Utility ↓ | Other Global Parameters ↓ | Data Value | Source/Assumptions
ENS | Inflation Rate | 2% | Inflation rate after 2022 is 2% per E1 11/4 email. Discount rate is nominal
ENS | TRC Discount Rate | 6.33% | WACC reference: 6.33%. WACC and AFUDC Rates Application for 2022, effective January 1, 2022. M10355
ENS | PAC Discount Rate | 6.33%
ENS | PCT Discount Rate | 6.33%
ENS | RIM Discount Rate | 6.33%
ENS | SCT Discount Rate | 6.33%
NSP | Inflation Rate | 2% | Inflation rate after 2022 is 2% per E1 11/4 email. Discount rate is nominal.
NSP | TRC Discount Rate | 6.33% | WACC reference: 6.33%. WACC and AFUDC Rates Application for 2022, effective January 1, 2022. M10355
NSP | PAC Discount Rate | 6.33%
NSP | PCT Discount Rate | 6.33%
NSP | RIM Discount Rate | 6.33%
NSP | SCT Discount Rate | 6.33%
This worksheet shows the discount rate and inflation asssumptions used for cost and benefits calculations in the model.

## Annual Event Hours
0 = event duration not needed
Units: | hours
Utility | DR Options | Hours | Assumptions Documentation
ENS | DLC | 35 | Based on conservative assumption that top 35 hours in the winter will account for 95% of system peak load.
ENS | C&I Curtailment | 35
ENS | Dynamic Pricing | 35
ENS | BTM Battery Control | 35
ENS | EV Charging Control | 35
ENS | Behavioral DR | 35
ENS | Time-of-Use Rates (TOU) | 35

## Program Life
0 = lifetime not applicable
Units: | years
DR Options | Program Life | Technology Life
DLC | 10 | 10
C&I Curtailment | 10 | 10
Dynamic Pricing | 20 | 10
BTM Battery Control | 10 | 10
EV Charging Control | 10 | 10
Behavioral DR | 10 | 10
Time-of-Use Rates (TOU) | 10 | 10

## Avoided Costs
Units: | Various
Utility ↓ | Forecast Year → Avoided Cost Type ↓ | 2021 | 2022 | 2023 | 2024 | 2025 | 2026 | 2027 | 2028 | 2029 | 2030 | 2031 | 2032 | 2033 | 2034 | 2035 | 2036 | 2037 | 2038 | 2039 | 2040 | 2041 | 2042 | 2043 | 2044 | 2045 | Assumptions Documentation
ENS | T&D Capacity ($/kW-yr) | 43 | 44 | 45 | 46 | 47 | 48 | 49 | 50 | 51 | 52 | 53 | 54 | 55 | 56 | 57 | 58 | 60 | 61 | 62 | 63 | 64 | 66 | 67 | 68 | 70 | 43.4 in 2021 escalated by 2% per year (per Nov 4 email)
ENS | Generation Capacity ($/kW-yr) | 197 | 197 | 26 | 40 | 54 | 67 | 80 | 91 | 102 | 112 | 122 | 130 | 138 | 145 | 152 | 157 | 162 | 167 | 170 | 173 | 174 | 176 | 176 | 176 | 175 | 2023-2045: PRM Adjusted Fitted Series - "AVC 2.0C NPV 2023" provided August 20, 2021 2021-2022: levelized cost of capacity, Base Scenario from 2014 IRP. (per Nov 4 email)
Costs are nominal

## Line Losses
Units: | %
Utility ↓ | Customer Class ↓ | Line Loss % | Assumptions Documentation
NSP | Small Commercial | 5.72% | Aligned with EE assumptions (updated 1/26/2022)
NSP | Large Commercial | 5.72% | Aligned with EE assumptions (updated 1/26/2022)
NSP | Small Industrial | 5.72% | Aligned with EE assumptions (updated 1/26/2022)
NSP | Large Industrial | 5.72% | Aligned with EE assumptions (updated 1/26/2022)
NSP | Interruptible Rider | 5.72% | Aligned with EE assumptions (updated 1/26/2022)
NSP | Residential | 12.79% | Aligned with EE assumptions (updated 1/26/2022)
NSP | EV | 12.79% | Aligned with EE assumptions (updated 1/26/2022)
Line losses to convert potential@meter to potential@generator for benefit and cost calculations. (Updated 1/26/2022)

## Program Development Costs
Units: | One-time $
Utility | DR Option ↓ | Program Development Cost (one-time $) | Assumptions Documentation
ENS | DLC | 565600 | Provided in the "Program Dev Costs-assumptions" tab
ENS | C&I Curtailment | 484800
ENS | Dynamic Pricing | 60600
ENS | BTM Battery Control | 151500
ENS | EV Charging Control | 151500
ENS | Time-of-Use Rates (TOU) | 0
NSP | DLC | 157400
NSP | C&I Curtailment | 131200
NSP | Dynamic Pricing | 252400
NSP | BTM Battery Control | 56500
NSP | EV Charging Control | 56500
NSP | Time-of-Use Rates (TOU) | 0
ENS | Behavioral DR | 37875
NSP | Behavioral DR | 12625
These are one-time program set up costs.

## Program Dev Costs_assumptions
Units: | One-time $
Utility | DR Option ↓ | Program Development Cost (one-time $) | FTE cost | E1 share in FTE costs | NSP share in FTE costs | DERMS Integration Costs | E1 share in DERMS Integration Costs | NSP share in DERMS Integration Costs | Assumptions Documentation
All | DLC |  | 707000 | 80% | 20% | 16000 | 0% | 100% | -Assumed 3.5 FTE @$202,000 per FTE required for program development/mobilization for the DLC program which targets residential, small commercial/industrial customers for space heating and WH control. -Additional DERMS integration cost @$10,000 for thermostats and @$6,000 for connected water heaters (Source: E1 provided WH pilot information which indicated $6,000 DERMS integration costs; assumed higher costs for thermostats at $10,000)
All | C&I Curtailment |  | 606000 | 80% | 20% | 10000 | 0% | 100% | -Assumed 3 FTE @$202,000 is required for program set up. -E1 and NSP assume a two-pronged approach for this; one in which there is a turnkey contract with the aggregator, whereas in the other E1 and NSP administer the program and integrate it with NSP DERMS
All | Dynamic Pricing |  | 303000 | 20% | 80% | 10000 | 0% | 100% | -Assumed 1.5 FTE @$202,000 is required for offering this rate to all customer classes. -Devices are not directly controlled during DR events; DERMS used for event calling and viewing/verification of impacts; enabling tech is smart thermostats, so assumed same device integration costs as for DLC-thermostats.
All | BTM Battery Control |  | 202000 | 75% | 25% | 6000 | 0% | 100% | -Assumed 1 FTE @202,000 is required for program set up. -Assumed $6,000 one-time DERMS integration costs.
All | EV Charging Control |  | 202000 | 75% | 25% | 6000 | 0% | 100% | -Assumed 1 FTE @202,000 is required for program set up. -Assumed $6,000 one-time DERMS integration costs.
All | Time-of-Use Rates (TOU) | 0 | [6 empty] | Did not characterize TOU costs
All | Behavioral DR |  | 50500 | 75% | 25%
ENS | DLC | 565600
ENS | C&I Curtailment | 484800
ENS | Dynamic Pricing | 60600
ENS | BTM Battery Control | 151500
ENS | EV Charging Control | 151500
ENS | Time-of-Use Rates (TOU) | 0
NSP | DLC | 157400
NSP | C&I Curtailment | 131200
NSP | Dynamic Pricing | 252400
NSP | BTM Battery Control | 56500
NSP | EV Charging Control | 56500
NSP | Time-of-Use Rates (TOU) | 0
ENS | Behavioral DR | 37875
NSP | Behavioral DR | 12625
These are one-time program set up costs.

## Program Admin Costs
Units: | See column D
Utility | DR Option ↓ | Program Admin Costs | Cost Units ↓ | Assumptions Documentation
ENS | DLC | 257550 | $/yr | Provided in the "Program Admin Costs-assumptions" tab
ENS | C&I Curtailment | 171700 | $/yr
ENS | Dynamic Pricing | 40400 | $/yr
ENS | BTM Battery Control | 171700 | $/yr
ENS | EV Charging Control | 85850 | $/yr
ENS | Time-of-Use Rates (TOU) | 0 | $/yr
NSP | DLC | 70450 | $/yr
NSP | C&I Curtailment | 55300 | $/yr
NSP | Dynamic Pricing | 161600 | $/yr
NSP | BTM Battery Control | 55300 | $/yr
NSP | EV Charging Control | 40150 | $/yr
NSP | Time-of-Use Rates (TOU) | 0 | $/yr
ENS | Behavioral DR | 42925 | $/yr
NSP | Behavioral DR | 7575 | $/yr
These are annual fixed costs, in terms of $/yr. for administering the programs.

## Program Admin Costs_assumptions
Units: | See column D
Utility | DR Option ↓ | Program Admin Costs | FTE cost | E1 share in FTE costs | NSP share in FTE costs | Non-FTE costs (IT costs) | E1 share in non-FTE costs | NSP share in non-FTE costs | Cost Units ↓ | Assumptions Documentation
All | DLC |  | 303000 | 85% | 15% | 25000 | 0% | 100% | $/yr | Assumed $25,000 annual software licensing fee, plus 1.5 FTE cost @$202,000 for program administration.
All | C&I Curtailment |  | 202000 | 85% | 15% | 25000 | 0% | 100% | $/yr | -NSP and E1 expecting to follow a two-pronged approach- a)aggregator delivery with turnkey contract; b) NSP and E1 administered using NSP DERMS for dispatch. -Assumed 1 FTE @$202,000 to annually administer the program. -Assumed annual IT costs (software licensing fee) for NSP-E1 administered program branch to be $25,000
All | Dynamic Pricing |  | 202000 | 20% | 80% | 0 | 0% | 100% | $/yr | -Assumed 1 FTE @$202,000 is required to annually administer the CPP rate.
All | BTM Battery Control |  | 202000 | 85% | 15% | 25000 | 0% | 100% | $/yr | Assumed $25000 annual software licensing fee for a 10-year contract period; plus 1 FTE cost @$202,000 for program administration.
All | EV Charging Control |  | 101000 | 85% | 15% | 25000 | 0% | 100% | $/yr | Assumed average $25,000 annual software licensing fee for a 10-year contract period; plus 0.5 FTE cost @$202,000 for program administration.
All | Time-of-Use Rates (TOU) | [7 empty] | $/yr | TOU costs are not characterized
All | Behavioral DR |  | 50500 | 85% | 15%
ENS | DLC | 257550 | [6 empty] | $/yr
ENS | C&I Curtailment | 171700 | [6 empty] | $/yr
ENS | Dynamic Pricing | 40400 | [6 empty] | $/yr
ENS | BTM Battery Control | 171700 | [6 empty] | $/yr
ENS | EV Charging Control | 85850 | [6 empty] | $/yr
ENS | Time-of-Use Rates (TOU) | 0 | [6 empty] | $/yr
NSP | DLC | 70450 | [6 empty] | $/yr
NSP | C&I Curtailment | 55300 | [6 empty] | $/yr
NSP | Dynamic Pricing | 161600 | [6 empty] | $/yr
NSP | BTM Battery Control | 55300 | [6 empty] | $/yr
NSP | EV Charging Control | 40150 | [6 empty] | $/yr
NSP | Time-of-Use Rates (TOU) | 0 | [6 empty] | $/yr
ENS | Behavioral DR | 42925 | [6 empty] | $/yr
NSP | Behavioral DR | 7575 | [6 empty] | $/yr
These are annual fixed costs, in terms of $/yr. for administering the programs.

## Marketing & Recruitment Costs
Units: | $/new participant
Utility | DR Sub Option ↓ | Customer Class ↓ | Cost Units ↓ Scenario → | Scenario 2 | Scenario 1
ENS | DLC-Switch-Water Heating | Residential | $/new participant | 3.75 | 3.75
ENS | DLC-BYOD-Water Heating | Residential | $/new participant | 8.75 | 8.75
ENS | DLC-Thermostat-DI-Central Heat Pump | Residential | $/new participant | 18.75 | 18.75
ENS | DLC-Thermostat-BYOT-Central Heat Pump | Residential | $/new participant | 43.75 | 43.75
ENS | DLC-Thermostat-DI-Baseboard Heating | Residential | $/new participant | 3.75 | 3.75
ENS | DLC-Thermostat-BYOT-Baseboard Heating | Residential | $/new participant | 8.75 | 8.75
ENS | DLC-Thermostat-DI-MSHP | Residential | $/new participant | 3.75 | 3.75
ENS | DLC-Thermostat-BYOT-MSHP | Residential | $/new participant | 8.75 | 8.75
ENS | DLC-Switch-Water Heating | Small Commercial | $/new participant | 7.5 | 7.5
ENS | DLC-Switch-Water Heating | Small Industrial | $/new participant | 7.5 | 7.5
ENS | DLC-BYOD-Water Heating | Small Commercial | $/new participant | 17.5 | 17.5
ENS | DLC-BYOD-Water Heating | Small Industrial | $/new participant | 17.5 | 17.5
ENS | DLC-Thermostat-HVAC | Small Commercial | $/new participant | 87.5 | 87.5
ENS | DLC-Thermostat-HVAC | Small Industrial | $/new participant | 87.5 | 87.5
ENS | DLC-Thermostat-DI-Central Heat Pump | Small Commercial | $/new participant | 37.5 | 37.5
ENS | DLC-Thermostat-BYOT-Central Heat Pump | Small Commercial | $/new participant | 87.5 | 87.5
ENS | DLC-Thermostat-DI-Baseboard Heating | Small Commercial | $/new participant | 7.5 | 7.5
ENS | DLC-Thermostat-BYOT-Baseboard Heating | Small Commercial | $/new participant | 17.5 | 17.5
ENS | DLC-Thermostat-DI-MSHP | Small Commercial | $/new participant | 7.5 | 7.5
ENS | DLC-Thermostat-BYOT-MSHP | Small Commercial | $/new participant | 17.5 | 17.5
ENS | DLC-Thermostat-DI-Central Heat Pump | Small Industrial | $/new participant | 37.5 | 37.5
ENS | DLC-Thermostat-BYOT-Central Heat Pump | Small Industrial | $/new participant | 87.5 | 87.5
ENS | DLC-Thermostat-DI-Baseboard Heating | Small Industrial | $/new participant | 7.5 | 7.5
ENS | DLC-Thermostat-BYOT-Baseboard Heating | Small Industrial | $/new participant | 17.5 | 17.5
ENS | DLC-Thermostat-DI-MSHP | Small Industrial | $/new participant | 7.5 | 7.5
ENS | DLC-Thermostat-BYOT-MSHP | Small Industrial | $/new participant | 17.5 | 17.5
ENS | BTM Battery Control | Small Commercial | $/new participant | 75 | 75
ENS | BTM Battery Control | Large Commercial | $/new participant | 150 | 150
ENS | BTM Battery Control | Small Industrial | $/new participant | 75 | 75
ENS | BTM Battery Control | Large Industrial | $/new participant | 150 | 150
ENS | BTM Battery Control | Interruptible Rider | $/new participant | 150 | 150
ENS | C&I Curtailment-Turnkey-Manual HVAC Control | Large Commercial | $/new participant | 0 | 0
ENS | C&I Curtailment-Turnkey-Auto-DR HVAC Control | Large Commercial | $/new participant | 0 | 0
ENS | C&I Curtailment-Turnkey-Standard Lighting Control | Large Commercial | $/new participant | 0 | 0
ENS | C&I Curtailment-Turnkey-Advanced Lighting Control | Large Commercial | $/new participant | 0 | 0
ENS | C&I Curtailment-Turnkey-Water Heating Control | Large Commercial | $/new participant | 0 | 0
ENS | C&I Curtailment-Turnkey-Advanced Lighting Control | Large Commercial | $/new participant | 0 | 0
ENS | C&I Curtailment-Turnkey-Industrial | Large Commercial | $/new participant | 0 | 0
ENS | C&I Curtailment-Turnkey-Manual HVAC Control | Large Industrial | $/new participant | 0 | 0
ENS | C&I Curtailment-Turnkey-Auto-DR HVAC Control | Large Industrial | $/new participant | 0 | 0
ENS | C&I Curtailment-Turnkey-Standard Lighting Control | Large Industrial | $/new participant | 0 | 0
ENS | C&I Curtailment-Turnkey-Advanced Lighting Control | Large Industrial | $/new participant | 0 | 0
ENS | C&I Curtailment-Turnkey-Water Heating Control | Large Industrial | $/new participant | 0 | 0
ENS | C&I Curtailment-Turnkey-Advanced Lighting Control | Large Industrial | $/new participant | 0 | 0
ENS | C&I Curtailment-Turnkey-Industrial | Large Industrial | $/new participant | 0 | 0
ENS | C&I Curtailment-Turnkey-Manual HVAC Control | Interruptible Rider | $/new participant | 0 | 0
ENS | C&I Curtailment-Turnkey-Auto-DR HVAC Control | Interruptible Rider | $/new participant | 0 | 0
ENS | C&I Curtailment-Turnkey-Standard Lighting Control | Interruptible Rider | $/new participant | 0 | 0
ENS | C&I Curtailment-Turnkey-Advanced Lighting Control | Interruptible Rider | $/new participant | 0 | 0
ENS | C&I Curtailment-Turnkey-Water Heating Control | Interruptible Rider | $/new participant | 0 | 0
ENS | C&I Curtailment-Turnkey-Advanced Lighting Control | Interruptible Rider | $/new participant | 0 | 0
ENS | C&I Curtailment-Turnkey-Industrial | Interruptible Rider | $/new participant | 0 | 0
ENS | C&I Curtailment-Enabling Tech-Manual HVAC Control | Large Commercial | $/new participant | 150 | 150
ENS | C&I Curtailment-Enabling Tech-Auto-DR HVAC Control | Large Commercial | $/new participant | 150 | 150
ENS | C&I Curtailment-Enabling Tech-Standard Lighting Control | Large Commercial | $/new participant | 150 | 150
ENS | C&I Curtailment-Enabling Tech-Advanced Lighting Control | Large Commercial | $/new participant | 150 | 150
ENS | C&I Curtailment-Enabling Tech-Water Heating Control | Large Commercial | $/new participant | 150 | 150
ENS | C&I Curtailment-Enabling Tech-Industrial | Large Commercial | $/new participant | 150 | 150
ENS | C&I Curtailment-Enabling Tech-Manual HVAC Control | Large Industrial | $/new participant | 150 | 150
ENS | C&I Curtailment-Enabling Tech-Auto-DR HVAC Control | Large Industrial | $/new participant | 150 | 150
ENS | C&I Curtailment-Enabling Tech-Standard Lighting Control | Large Industrial | $/new participant | 150 | 150
ENS | C&I Curtailment-Enabling Tech-Advanced Lighting Control | Large Industrial | $/new participant | 150 | 150
ENS | C&I Curtailment-Enabling Tech-Water Heating Control | Large Industrial | $/new participant | 150 | 150
ENS | C&I Curtailment-Enabling Tech-Industrial | Large Industrial | $/new participant | 150 | 150
ENS | C&I Curtailment-Enabling Tech-Manual HVAC Control | Interruptible Rider | $/new participant | 150 | 150
ENS | C&I Curtailment-Enabling Tech-Auto-DR HVAC Control | Interruptible Rider | $/new participant | 150 | 150
ENS | C&I Curtailment-Enabling Tech-Standard Lighting Control | Interruptible Rider | $/new participant | 150 | 150
ENS | C&I Curtailment-Enabling Tech-Advanced Lighting Control | Interruptible Rider | $/new participant | 150 | 150
ENS | C&I Curtailment-Enabling Tech-Water Heating Control | Interruptible Rider | $/new participant | 150 | 150
ENS | C&I Curtailment-Enabling Tech-Industrial | Interruptible Rider | $/new participant | 150 | 150
ENS | Dynamic Pricing with enabling tech. | Small Commercial | $/new participant | 50 | 50
ENS | Dynamic Pricing with enabling tech. | Large Commercial | $/new participant | 100 | 100
ENS | Dynamic Pricing with enabling tech. | Small Industrial | $/new participant | 50 | 50
ENS | Dynamic Pricing with enabling tech. | Large Industrial | $/new participant | 100 | 100
ENS | Dynamic Pricing with enabling tech. | Interruptible Rider | $/new participant | 100 | 100
ENS | Dynamic Pricing with enabling tech. | Residential | $/new participant | 25 | 25
ENS | Dynamic Pricing w/o enabling tech. | Small Commercial | $/new participant | 0 | 0
ENS | Dynamic Pricing w/o enabling tech. | Large Commercial | $/new participant | 0 | 0
ENS | Dynamic Pricing w/o enabling tech. | Small Industrial | $/new participant | 0 | 0
ENS | Dynamic Pricing w/o enabling tech. | Large Industrial | $/new participant | 0 | 0
ENS | Dynamic Pricing w/o enabling tech. | Interruptible Rider | $/new participant | 0 | 0
ENS | Dynamic Pricing w/o enabling tech. | Residential | $/new participant | 0 | 0
ENS | Time-of-Use Rates (TOU) | Small Commercial | $/new participant | 0 | 0
ENS | Time-of-Use Rates (TOU) | Large Commercial | $/new participant | 0 | 0
ENS | Time-of-Use Rates (TOU) | Small Industrial | $/new participant | 0 | 0
ENS | Time-of-Use Rates (TOU) | Large Industrial | $/new participant | 0 | 0
ENS | Time-of-Use Rates (TOU) | Interruptible Rider | $/new participant | 0 | 0
ENS | Time-of-Use Rates (TOU) | Residential | $/new participant | 0 | 0
ENS | EV Charging Control | EV | $/new participant | 37.5 | 37.5
ENS | BTM Battery Control | Residential | $/new participant | 37.5 | 37.5
NSP | DLC-Switch-Water Heating | Residential | $/new participant | 1.25 | 1.25
NSP | DLC-BYOD-Water Heating | Residential | $/new participant | 1.25 | 1.25
NSP | DLC-Thermostat-DI-Central Heat Pump | Residential | $/new participant | 6.25 | 6.25
NSP | DLC-Thermostat-BYOT-Central Heat Pump | Residential | $/new participant | 6.25 | 6.25
NSP | DLC-Thermostat-DI-Baseboard Heating | Residential | $/new participant | 1.25 | 1.25
NSP | DLC-Thermostat-BYOT-Baseboard Heating | Residential | $/new participant | 1.25 | 1.25
NSP | DLC-Thermostat-DI-MSHP | Residential | $/new participant | 1.25 | 1.25
NSP | DLC-Thermostat-BYOT-MSHP | Residential | $/new participant | 1.25 | 1.25
NSP | DLC-Switch-Water Heating | Small Commercial | $/new participant | 2.5 | 2.5
NSP | DLC-Switch-Water Heating | Small Industrial | $/new participant | 2.5 | 2.5
NSP | DLC-BYOD-Water Heating | Small Commercial | $/new participant | 2.5 | 2.5
NSP | DLC-BYOD-Water Heating | Small Industrial | $/new participant | 2.5 | 2.5
NSP | DLC-Thermostat-HVAC | Small Commercial | $/new participant | 12.5 | 12.5
NSP | DLC-Thermostat-HVAC | Small Industrial | $/new participant | 12.5 | 12.5
NSP | BTM Battery Control | Small Commercial | $/new participant | 25 | 25
NSP | BTM Battery Control | Large Commercial | $/new participant | 50 | 50
NSP | BTM Battery Control | Small Industrial | $/new participant | 25 | 25
NSP | BTM Battery Control | Large Industrial | $/new participant | 50 | 50
NSP | BTM Battery Control | Interruptible Rider | $/new participant | 50 | 50
NSP | C&I Curtailment-Turnkey-Manual HVAC Control | Large Commercial | $/new participant | 200 | 200
NSP | C&I Curtailment-Turnkey-Auto-DR HVAC Control | Large Commercial | $/new participant | 200 | 200
NSP | C&I Curtailment-Turnkey-Standard Lighting Control | Large Commercial | $/new participant | 200 | 200
NSP | C&I Curtailment-Turnkey-Advanced Lighting Control | Large Commercial | $/new participant | 200 | 200
NSP | C&I Curtailment-Turnkey-Water Heating Control | Large Commercial | $/new participant | 200 | 200
NSP | C&I Curtailment-Turnkey-Other | Large Commercial | $/new participant | 200 | 200
NSP | C&I Curtailment-Turnkey-Industrial | Large Commercial | $/new participant | 200 | 200
NSP | C&I Curtailment-Turnkey-Manual HVAC Control | Large Industrial | $/new participant | 200 | 200
NSP | C&I Curtailment-Turnkey-Auto-DR HVAC Control | Large Industrial | $/new participant | 200 | 200
NSP | C&I Curtailment-Turnkey-Standard Lighting Control | Large Industrial | $/new participant | 200 | 200
NSP | C&I Curtailment-Turnkey-Advanced Lighting Control | Large Industrial | $/new participant | 200 | 200
NSP | C&I Curtailment-Turnkey-Water Heating Control | Large Industrial | $/new participant | 200 | 200
NSP | C&I Curtailment-Turnkey-Other | Large Industrial | $/new participant | 200 | 200
NSP | C&I Curtailment-Turnkey-Industrial | Large Industrial | $/new participant | 200 | 200
NSP | C&I Curtailment-Turnkey-Manual HVAC Control | Interruptible Rider | $/new participant | 200 | 200
NSP | C&I Curtailment-Turnkey-Auto-DR HVAC Control | Interruptible Rider | $/new participant | 200 | 200
NSP | C&I Curtailment-Turnkey-Standard Lighting Control | Interruptible Rider | $/new participant | 200 | 200
NSP | C&I Curtailment-Turnkey-Advanced Lighting Control | Interruptible Rider | $/new participant | 200 | 200
NSP | C&I Curtailment-Turnkey-Water Heating Control | Interruptible Rider | $/new participant | 200 | 200
NSP | C&I Curtailment-Turnkey-Other | Interruptible Rider | $/new participant | 200 | 200
NSP | C&I Curtailment-Turnkey-Industrial | Interruptible Rider | $/new participant | 200 | 200
NSP | C&I Curtailment-Enabling Tech-Manual HVAC Control | Large Commercial | $/new participant | 50 | 50
NSP | C&I Curtailment-Enabling Tech-Auto-DR HVAC Control | Large Commercial | $/new participant | 50 | 50
NSP | C&I Curtailment-Enabling Tech-Standard Lighting Control | Large Commercial | $/new participant | 50 | 50
NSP | C&I Curtailment-Enabling Tech-Advanced Lighting Control | Large Commercial | $/new participant | 50 | 50
NSP | C&I Curtailment-Enabling Tech-Water Heating Control | Large Commercial | $/new participant | 50 | 50
NSP | C&I Curtailment-Enabling Tech-Other | Large Commercial | $/new participant | 50 | 50
NSP | C&I Curtailment-Enabling Tech-Industrial | Large Commercial | $/new participant | 50 | 50
NSP | C&I Curtailment-Enabling Tech-Manual HVAC Control | Large Industrial | $/new participant | 50 | 50
NSP | C&I Curtailment-Enabling Tech-Auto-DR HVAC Control | Large Industrial | $/new participant | 50 | 50
NSP | C&I Curtailment-Enabling Tech-Standard Lighting Control | Large Industrial | $/new participant | 50 | 50
NSP | C&I Curtailment-Enabling Tech-Advanced Lighting Control | Large Industrial | $/new participant | 50 | 50
NSP | C&I Curtailment-Enabling Tech-Water Heating Control | Large Industrial | $/new participant | 50 | 50
NSP | C&I Curtailment-Enabling Tech-Other | Large Industrial | $/new participant | 50 | 50
NSP | C&I Curtailment-Enabling Tech-Industrial | Large Industrial | $/new participant | 50 | 50
NSP | C&I Curtailment-Enabling Tech-Manual HVAC Control | Interruptible Rider | $/new participant | 50 | 50
NSP | C&I Curtailment-Enabling Tech-Auto-DR HVAC Control | Interruptible Rider | $/new participant | 50 | 50
NSP | C&I Curtailment-Enabling Tech-Standard Lighting Control | Interruptible Rider | $/new participant | 50 | 50
NSP | C&I Curtailment-Enabling Tech-Advanced Lighting Control | Interruptible Rider | $/new participant | 50 | 50
NSP | C&I Curtailment-Enabling Tech-Water Heating Control | Interruptible Rider | $/new participant | 50 | 50
NSP | C&I Curtailment-Enabling Tech-Other | Interruptible Rider | $/new participant | 50 | 50
NSP | C&I Curtailment-Enabling Tech-Industrial | Interruptible Rider | $/new participant | 50 | 50
ENS | Behavioral DR | Residential | $/new participant | 0 | 0
NSP | DLC-Thermostat-DI-Central Heat Pump | Small Commercial | $/new participant | 12.5 | 12.5
NSP | DLC-Thermostat-BYOT-Central Heat Pump | Small Commercial | $/new participant | 12.5 | 12.5
NSP | DLC-Thermostat-DI-Central Heat Pump | Small Industrial | $/new participant | 12.5 | 12.5
NSP | DLC-Thermostat-BYOT-Central Heat Pump | Small Industrial | $/new participant | 12.5 | 12.5
NSP | DLC-Thermostat-DI-Baseboard Heating | Small Commercial | $/new participant | 2.5 | 2.5
NSP | DLC-Thermostat-BYOT-Baseboard Heating | Small Commercial | $/new participant | 2.5 | 2.5
NSP | DLC-Thermostat-DI-Baseboard Heating | Small Industrial | $/new participant | 2.5 | 2.5
NSP | DLC-Thermostat-BYOT-Baseboard Heating | Small Industrial | $/new participant | 2.5 | 2.5
NSP | DLC-Thermostat-DI-MSHP | Small Commercial | $/new participant | 2.5 | 2.5
NSP | DLC-Thermostat-BYOT-MSHP | Small Commercial | $/new participant | 2.5 | 2.5
NSP | DLC-Thermostat-DI-MSHP | Small Industrial | $/new participant | 2.5 | 2.5
NSP | DLC-Thermostat-BYOT-MSHP | Small Industrial | $/new participant | 2.5 | 2.5
NSP | BTM Battery Control | Residential | $/new participant | 12.5 | 12.5
ENS | C&I Curtailment-Enabling Tech-Other | Large Commercial | $/new participant | 150
ENS | C&I Curtailment-Enabling Tech-Other | Large Industrial | $/new participant | 150
ENS | C&I Curtailment-Enabling Tech-Other | Interruptible Rider | $/new participant | 150
NSP | Dynamic Pricing w/o enabling tech. | Small Commercial | $/new participant | 100 | 100
NSP | Dynamic Pricing w/o enabling tech. | Large Commercial | $/new participant | 200 | 200
NSP | Dynamic Pricing w/o enabling tech. | Small Industrial | $/new participant | 100 | 100
NSP | Dynamic Pricing w/o enabling tech. | Large Industrial | $/new participant | 200 | 200
NSP | Dynamic Pricing w/o enabling tech. | Interruptible Rider | $/new participant | 200 | 200
NSP | Dynamic Pricing w/o enabling tech. | Residential | $/new participant | 50 | 50
These are one-time variable costs for program marketing, customer education and outreach. Costs in CAD
Scenario Definitions
"Scenario 2" = Settlement Plan
"Scenario 1" = Alternate Scenario

## Mkting & Recruit Costs_assump
Units: | $/new participant
Utility | DR Sub Option ↓ | Customer Class ↓ | Cost Units ↓ Scenario → | Total Costs | Annual Marketing Costs | E1 share in marketing costs | NSP share in marketing costs | Upfront Enrollment Incentives | E1 share in upfront enrolment costs | NSP share in upfront enrolment costs | Assumptions Documentation
All | DLC-Switch-Water Heating | Residential | $/new participant |  | 5 | 75% | 25% | 0 | 100% | 0% | -Assumed $5 marketing and recruitment costs for WH control -No separate sign-up incentive for DI-WH control (participant gets free installed equipment)
All | DLC-BYOD-Water Heating | Residential | $/new participant |  | 5 | 75% | 25% | 5 | 100% | 0% | -Assumed $5 marketing and recruitment costs for WH control -$5 sign-up incentive
All | DLC-Thermostat-DI-Central Heat Pump | Residential | $/new participant |  | 25 | 75% | 25% | 0 | 100% | 0% | -Assumed $25 marketing costs, no DR sign-up incentive to customer under a DI approach since customer gets installed equipment for free
All | DLC-Thermostat-BYOT-Central Heat Pump | Residential | $/new participant |  | 25 | 75% | 25% | 25 | 100% | 0% | -Assumed $25 marketing costs, plus $25 sign-up incentive to customer under BYOT
All | DLC-Thermostat-DI-Baseboard Heating | Residential | $/new participant |  | 5 | 75% | 25% | 0 | 100% | 0% | -Assumed $5 marketing and recruitment costs; no sign-up incentives.
All | DLC-Thermostat-BYOT-Baseboard Heating | Residential | $/new participant |  | 5 | 75% | 25% | 5 | 100% | 0% | -Assumed $5 marketing and recruitment costs and $5 sign-up incentives.
All | DLC-Thermostat-DI-MSHP | Residential | $/new participant |  | 5 | 75% | 25% | 0 | 100% | 0% | -Assumed $5 marketing and recruitment costs; no sign-up incentives.
All | DLC-Thermostat-BYOT-MSHP | Residential | $/new participant |  | 5 | 75% | 25% | 5 | 100% | 0% | -Assumed $5 marketing and recruitment costs and $5 sign-up incentives.
All | DLC-Switch-Water Heating | Small Commercial | $/new participant |  | 10 | 75% | 25% | 0 | 100% | 0% | -Assumed $10 marketing and recruitment costs for WH control -No separate sign-up incentive for WH control.
All | DLC-Switch-Water Heating | Small Industrial | $/new participant |  | 10 | 75% | 25% | 0 | 100% | 0% | -Assumed $10 marketing and recruitment costs for WH control -No separate sign-up incentive for WH control.
All | DLC-BYOD-Water Heating | Small Commercial | $/new participant |  | 10 | 75% | 25% | 10 | 100% | 0% | -Assumed $10 marketing and recruitment costs for WH control -$10 sign-up incentive for WH control.
All | DLC-BYOD-Water Heating | Small Industrial | $/new participant |  | 10 | 75% | 25% | 10 | 100% | 0% | -Assumed $10 marketing and recruitment costs for WH control -$10 sign-up incentive for WH control.
All | DLC-Thermostat-HVAC | Small Commercial | $/new participant |  | 50 | 75% | 25% | 50 | 100% | 0% | -Assumed $50 marketing costs, plus $50 sign-up incentive to customer
All | DLC-Thermostat-HVAC | Small Industrial | $/new participant |  | 50 | 75% | 25% | 50 | 100% | 0% | -Assumed $50 marketing costs, plus $50 sign-up incentive to customer
| DLC-Thermostat-DI-Central Heat Pump | Small Commercial | $/new participant | 0 | 50 | 75% | 25% | 0 | 100% | 0% | Assumed to be double of residential
| DLC-Thermostat-BYOT-Central Heat Pump | Small Commercial | $/new participant | 0 | 50 | 75% | 25% | 50 | 100% | 0% | Assumed to be double of residential
| DLC-Thermostat-DI-Baseboard Heating | Small Commercial | $/new participant | 0 | 10 | 75% | 25% | 0 | 100% | 0% | Assumed to be double of residential
| DLC-Thermostat-BYOT-Baseboard Heating | Small Commercial | $/new participant | 0 | 10 | 75% | 25% | 10 | 100% | 0% | Assumed to be double of residential
| DLC-Thermostat-DI-MSHP | Small Commercial | $/new participant | 0 | 10 | 75% | 25% | 0 | 100% | 0% | Assumed to be double of residential
| DLC-Thermostat-BYOT-MSHP | Small Commercial | $/new participant | 0 | 10 | 75% | 25% | 10 | 100% | 0% | Assumed to be double of residential
| DLC-Thermostat-DI-Central Heat Pump | Small Industrial | $/new participant | 0 | 50 | 75% | 25% | 0 | 100% | 0% | Assumed to be double of residential
| DLC-Thermostat-BYOT-Central Heat Pump | Small Industrial | $/new participant | 0 | 50 | 75% | 25% | 50 | 100% | 0% | Assumed to be double of residential
| DLC-Thermostat-DI-Baseboard Heating | Small Industrial | $/new participant | 0 | 10 | 75% | 25% | 0 | 100% | 0% | Assumed to be double of residential
| DLC-Thermostat-BYOT-Baseboard Heating | Small Industrial | $/new participant | 0 | 10 | 75% | 25% | 10 | 100% | 0% | Assumed to be double of residential
| DLC-Thermostat-DI-MSHP | Small Industrial | $/new participant | 0 | 10 | 75% | 25% | 0 | 100% | 0% | Assumed to be double of residential
| DLC-Thermostat-BYOT-MSHP | Small Industrial | $/new participant | 0 | 10 | 75% | 25% | 10 | 100% | 0% | Assumed to be double of residential
All | BTM Battery Control | Small Commercial | $/new participant |  | 100 | 75% | 25% | 0 | 100% | 0% | Same assumption as dynamic pricing.
All | BTM Battery Control | Large Commercial | $/new participant |  | 200 | 75% | 25% | 0 | 100% | 0%
All | BTM Battery Control | Small Industrial | $/new participant |  | 100 | 75% | 25% | 0 | 100% | 0%
All | BTM Battery Control | Large Industrial | $/new participant |  | 200 | 75% | 25% | 0 | 100% | 0%
All | BTM Battery Control | Interruptible Rider | $/new participant |  | 200 | 75% | 25% | 0 | 100% | 0%
All | C&I Curtailment- Manual HVAC Control | Large Commercial | $/new participant |  | 200 | 75% | 25% | 0 | 100% | 0% | -Assumed to be delivered by a third-party/DR aggregator, who is responsible for customer recruitment. NS Power and E1 account managers assumed to be involved in recruitment efforts, so costs associated with that. -No upfront enrollment incentives provided to the customer; customer provided Auto-DR enablement incentives, which is represented under tech enablement costs.
All | C&I Curtailment- Auto-DR HVAC Control | Large Commercial | $/new participant |  | 200 | 75% | 25% | 0 | 100% | 0%
All | C&I Curtailment- Standard Lighting Control | Large Commercial | $/new participant |  | 200 | 75% | 25% | 0 | 100% | 0%
All | C&I Curtailment- Advanced Lighting Control | Large Commercial | $/new participant |  | 200 | 75% | 25% | 0 | 100% | 0%
All | C&I Curtailment- Water Heating Control | Large Commercial | $/new participant |  | 200 | 75% | 25% | 0 | 100% | 0%
All | C&I Curtailment- Other | Large Commercial | $/new participant |  | 200 | 75% | 25% | 0 | 100% | 0%
All | C&I Curtailment- Industrial | Large Commercial | $/new participant |  | 200 | 75% | 25% | 0 | 100% | 0%
All | C&I Curtailment- Manual HVAC Control | Large Industrial | $/new participant |  | 200 | 75% | 25% | 0 | 100% | 0%
All | C&I Curtailment- Auto-DR HVAC Control | Large Industrial | $/new participant |  | 200 | 75% | 25% | 0 | 100% | 0%
All | C&I Curtailment- Standard Lighting Control | Large Industrial | $/new participant |  | 200 | 75% | 25% | 0 | 100% | 0%
All | C&I Curtailment- Advanced Lighting Control | Large Industrial | $/new participant |  | 200 | 75% | 25% | 0 | 100% | 0%
All | C&I Curtailment- Water Heating Control | Large Industrial | $/new participant |  | 200 | 75% | 25% | 0 | 100% | 0%
All | C&I Curtailment- Other | Large Industrial | $/new participant |  | 200 | 75% | 25% | 0 | 100% | 0%
All | C&I Curtailment- Industrial | Large Industrial | $/new participant |  | 200 | 75% | 25% | 0 | 100% | 0%
All | C&I Curtailment- Manual HVAC Control | Interruptible Rider | $/new participant |  | 200 | 75% | 25% | 0 | 100% | 0%
All | C&I Curtailment- Auto-DR HVAC Control | Interruptible Rider | $/new participant |  | 200 | 75% | 25% | 0 | 100% | 0%
All | C&I Curtailment- Standard Lighting Control | Interruptible Rider | $/new participant |  | 200 | 75% | 25% | 0 | 100% | 0%
All | C&I Curtailment- Advanced Lighting Control | Interruptible Rider | $/new participant |  | 200 | 75% | 25% | 0 | 100% | 0%
All | C&I Curtailment- Water Heating Control | Interruptible Rider | $/new participant |  | 200 | 75% | 25% | 0 | 100% | 0%
All | C&I Curtailment- Other | Interruptible Rider | $/new participant |  | 200 | 75% | 25% | 0 | 100% | 0%
All | C&I Curtailment- Industrial | Interruptible Rider | $/new participant |  | 200 | 75% | 25% | 0 | 100% | 0%
All | Dynamic Pricing with enabling tech. | Small Commercial | $/new participant |  | 100 | 50% | 50% | 0 | 50% | 50% | Based on industry experience; costs increase with customer size, with increasing need for one-on-one marketing approaches, development of customized load reduction strategies, etc.
All | Dynamic Pricing with enabling tech. | Large Commercial | $/new participant |  | 200 | 50% | 50% | 0 | 50% | 50%
All | Dynamic Pricing with enabling tech. | Small Industrial | $/new participant |  | 100 | 50% | 50% | 0 | 50% | 50%
All | Dynamic Pricing with enabling tech. | Large Industrial | $/new participant |  | 200 | 50% | 50% | 0 | 50% | 50%
All | Dynamic Pricing with enabling tech. | Interruptible Rider | $/new participant |  | 200 | 50% | 50% | 0 | 50% | 50%
All | Dynamic Pricing with enabling tech. | Residential | $/new participant |  | 50 | 50% | 50% | 0 | 50% | 50%
All | Dynamic Pricing w/o enabling tech. | Small Commercial | $/new participant |  | 100 | 0% | 100% | 0 | 100% | 0%
All | Dynamic Pricing w/o enabling tech. | Large Commercial | $/new participant |  | 200 | 0% | 100% | 0 | 100% | 0%
All | Dynamic Pricing w/o enabling tech. | Small Industrial | $/new participant |  | 100 | 0% | 100% | 0 | 100% | 0%
All | Dynamic Pricing w/o enabling tech. | Large Industrial | $/new participant |  | 200 | 0% | 100% | 0 | 100% | 0%
All | Dynamic Pricing w/o enabling tech. | Interruptible Rider | $/new participant |  | 200 | 0% | 100% | 0 | 100% | 0%
All | Dynamic Pricing w/o enabling tech. | Residential | $/new participant |  | 50 | 0% | 100% | 0 | 100% | 0%
All | Time-of-Use Rates (TOU) | Small Commercial | $/new participant |  | 0 | 75% | 25% | 0 | 100% | 0% | TOU costs not assessed as part of this analysis.
All | Time-of-Use Rates (TOU) | Large Commercial | $/new participant |  | 0 | 75% | 25% | 0 | 100% | 0% | TOU costs not assessed as part of this analysis.
All | Time-of-Use Rates (TOU) | Small Industrial | $/new participant |  | 0 | 75% | 25% | 0 | 100% | 0% | TOU costs not assessed as part of this analysis.
All | Time-of-Use Rates (TOU) | Large Industrial | $/new participant |  | 0 | 75% | 25% | 0 | 100% | 0% | TOU costs not assessed as part of this analysis.
All | Time-of-Use Rates (TOU) | Interruptible Rider | $/new participant |  | 0 | 75% | 25% | 0 | 100% | 0% | TOU costs not assessed as part of this analysis.
All | Time-of-Use Rates (TOU) | Residential | $/new participant |  | 0 | 75% | 25% | 0 | 100% | 0% | TOU costs not assessed as part of this analysis.
All | EV Charging Control | EV | $/new participant |  | 50 | 75% | 25% | 0 | 100% | 0% | Assumed $50 recruitment cost per EV for charging control.
All | BTM Battery Control | Residential | $/new participant |  | 50 | 75% | 25% | 0 | 100% | 0% | Assumed $50 marketing and recruitment costs for residential customers with BTM batteries.
ENS | DLC-Switch-Water Heating | Residential | $/new participant | 3.75
ENS | DLC-BYOD-Water Heating | Residential | $/new participant | 8.75
ENS | DLC-Thermostat-DI-Central Heat Pump | Residential | $/new participant | 18.75
ENS | DLC-Thermostat-BYOT-Central Heat Pump | Residential | $/new participant | 43.75
ENS | DLC-Thermostat-DI-Baseboard Heating | Residential | $/new participant | 3.75
ENS | DLC-Thermostat-BYOT-Baseboard Heating | Residential | $/new participant | 8.75
ENS | DLC-Thermostat-DI-MSHP | Residential | $/new participant | 3.75
ENS | DLC-Thermostat-BYOT-MSHP | Residential | $/new participant | 8.75
ENS | DLC-Switch-Water Heating | Small Commercial | $/new participant | 7.5
ENS | DLC-Switch-Water Heating | Small Industrial | $/new participant | 7.5
ENS | DLC-BYOD-Water Heating | Small Commercial | $/new participant | 17.5
ENS | DLC-BYOD-Water Heating | Small Industrial | $/new participant | 17.5
ENS | DLC-Thermostat-HVAC | Small Commercial | $/new participant | 87.5
ENS | DLC-Thermostat-HVAC | Small Industrial | $/new participant | 87.5
ENS | BTM Battery Control | Small Commercial | $/new participant | 75
ENS | BTM Battery Control | Large Commercial | $/new participant | 150
ENS | BTM Battery Control | Small Industrial | $/new participant | 75
ENS | BTM Battery Control | Large Industrial | $/new participant | 150
ENS | BTM Battery Control | Interruptible Rider | $/new participant | 150
ENS | C&I Curtailment-Turnkey-Manual HVAC Control | Large Commercial | $/new participant | 0 | [6 empty] | In the turnkey type of delivery, all costs are borne by the aggregator, which in turn is passed on to NSP; so ENS costs are zero.
ENS | C&I Curtailment-Turnkey-Auto-DR HVAC Control | Large Commercial | $/new participant | 0 | [6 empty] | In the turnkey type of delivery, all costs are borne by the aggregator, which in turn is passed on to NSP; so ENS costs are zero.
ENS | C&I Curtailment-Turnkey-Standard Lighting Control | Large Commercial | $/new participant | 0 | [6 empty] | In the turnkey type of delivery, all costs are borne by the aggregator, which in turn is passed on to NSP; so ENS costs are zero.
ENS | C&I Curtailment-Turnkey-Advanced Lighting Control | Large Commercial | $/new participant | 0 | [6 empty] | In the turnkey type of delivery, all costs are borne by the aggregator, which in turn is passed on to NSP; so ENS costs are zero.
ENS | C&I Curtailment-Turnkey-Water Heating Control | Large Commercial | $/new participant | 0 | [6 empty] | In the turnkey type of delivery, all costs are borne by the aggregator, which in turn is passed on to NSP; so ENS costs are zero.
ENS | C&I Curtailment-Turnkey-Other | Large Commercial | $/new participant | 0 | [6 empty] | In the turnkey type of delivery, all costs are borne by the aggregator, which in turn is passed on to NSP; so ENS costs are zero.
ENS | C&I Curtailment-Turnkey-Industrial | Large Commercial | $/new participant | 0 | [6 empty] | In the turnkey type of delivery, all costs are borne by the aggregator, which in turn is passed on to NSP; so ENS costs are zero.
ENS | C&I Curtailment-Turnkey-Manual HVAC Control | Large Industrial | $/new participant | 0 | [6 empty] | In the turnkey type of delivery, all costs are borne by the aggregator, which in turn is passed on to NSP; so ENS costs are zero.
ENS | C&I Curtailment-Turnkey-Auto-DR HVAC Control | Large Industrial | $/new participant | 0 | [6 empty] | In the turnkey type of delivery, all costs are borne by the aggregator, which in turn is passed on to NSP; so ENS costs are zero.
ENS | C&I Curtailment-Turnkey-Standard Lighting Control | Large Industrial | $/new participant | 0 | [6 empty] | In the turnkey type of delivery, all costs are borne by the aggregator, which in turn is passed on to NSP; so ENS costs are zero.
ENS | C&I Curtailment-Turnkey-Advanced Lighting Control | Large Industrial | $/new participant | 0 | [6 empty] | In the turnkey type of delivery, all costs are borne by the aggregator, which in turn is passed on to NSP; so ENS costs are zero.
ENS | C&I Curtailment-Turnkey-Water Heating Control | Large Industrial | $/new participant | 0 | [6 empty] | In the turnkey type of delivery, all costs are borne by the aggregator, which in turn is passed on to NSP; so ENS costs are zero.
ENS | C&I Curtailment-Turnkey-Other | Large Industrial | $/new participant | 0 | [6 empty] | In the turnkey type of delivery, all costs are borne by the aggregator, which in turn is passed on to NSP; so ENS costs are zero.
ENS | C&I Curtailment-Turnkey-Industrial | Large Industrial | $/new participant | 0 | [6 empty] | In the turnkey type of delivery, all costs are borne by the aggregator, which in turn is passed on to NSP; so ENS costs are zero.
ENS | C&I Curtailment-Turnkey-Manual HVAC Control | Interruptible Rider | $/new participant | 0 | [6 empty] | In the turnkey type of delivery, all costs are borne by the aggregator, which in turn is passed on to NSP; so ENS costs are zero.
ENS | C&I Curtailment-Turnkey-Auto-DR HVAC Control | Interruptible Rider | $/new participant | 0 | [6 empty] | In the turnkey type of delivery, all costs are borne by the aggregator, which in turn is passed on to NSP; so ENS costs are zero.
ENS | C&I Curtailment-Turnkey-Standard Lighting Control | Interruptible Rider | $/new participant | 0 | [6 empty] | In the turnkey type of delivery, all costs are borne by the aggregator, which in turn is passed on to NSP; so ENS costs are zero.
ENS | C&I Curtailment-Turnkey-Advanced Lighting Control | Interruptible Rider | $/new participant | 0 | [6 empty] | In the turnkey type of delivery, all costs are borne by the aggregator, which in turn is passed on to NSP; so ENS costs are zero.
ENS | C&I Curtailment-Turnkey-Water Heating Control | Interruptible Rider | $/new participant | 0 | [6 empty] | In the turnkey type of delivery, all costs are borne by the aggregator, which in turn is passed on to NSP; so ENS costs are zero.
ENS | C&I Curtailment-Turnkey-Other | Interruptible Rider | $/new participant | 0 | [6 empty] | In the turnkey type of delivery, all costs are borne by the aggregator, which in turn is passed on to NSP; so ENS costs are zero.
ENS | C&I Curtailment-Turnkey-Industrial | Interruptible Rider | $/new participant | 0 | [6 empty] | In the turnkey type of delivery, all costs are borne by the aggregator, which in turn is passed on to NSP; so ENS costs are zero.
ENS | Dynamic Pricing with enabling tech. | Small Commercial | $/new participant | 50
ENS | Dynamic Pricing with enabling tech. | Large Commercial | $/new participant | 100
ENS | Dynamic Pricing with enabling tech. | Small Industrial | $/new participant | 50
ENS | Dynamic Pricing with enabling tech. | Large Industrial | $/new participant | 100
ENS | Dynamic Pricing with enabling tech. | Interruptible Rider | $/new participant | 100
ENS | Dynamic Pricing with enabling tech. | Residential | $/new participant | 25
ENS | Dynamic Pricing w/o enabling tech. | Small Commercial | $/new participant | 0
ENS | Dynamic Pricing w/o enabling tech. | Large Commercial | $/new participant | 0
ENS | Dynamic Pricing w/o enabling tech. | Small Industrial | $/new participant | 0
ENS | Dynamic Pricing w/o enabling tech. | Large Industrial | $/new participant | 0
ENS | Dynamic Pricing w/o enabling tech. | Interruptible Rider | $/new participant | 0
ENS | Dynamic Pricing w/o enabling tech. | Residential | $/new participant | 0
ENS | Time-of-Use Rates (TOU) | Small Commercial | $/new participant | 0
ENS | Time-of-Use Rates (TOU) | Large Commercial | $/new participant | 0
ENS | Time-of-Use Rates (TOU) | Small Industrial | $/new participant | 0
ENS | Time-of-Use Rates (TOU) | Large Industrial | $/new participant | 0
ENS | Time-of-Use Rates (TOU) | Interruptible Rider | $/new participant | 0
ENS | Time-of-Use Rates (TOU) | Residential | $/new participant | 0
ENS | EV Charging Control | EV | $/new participant | 37.5
ENS | BTM Battery Control | Residential | $/new participant | 37.5
NSP | DLC-Switch-Water Heating | Residential | $/new participant | 1.25
NSP | DLC-BYOD-Water Heating | Residential | $/new participant | 1.25
NSP | DLC-Thermostat-DI-Central Heat Pump | Residential | $/new participant | 6.25
NSP | DLC-Thermostat-BYOT-Central Heat Pump | Residential | $/new participant | 6.25
NSP | DLC-Thermostat-DI-Baseboard Heating | Residential | $/new participant | 1.25
NSP | DLC-Thermostat-BYOT-Baseboard Heating | Residential | $/new participant | 1.25
NSP | DLC-Thermostat-DI-MSHP | Residential | $/new participant | 1.25
NSP | DLC-Thermostat-BYOT-MSHP | Residential | $/new participant | 1.25
NSP | DLC-Switch-Water Heating | Small Commercial | $/new participant | 2.5
NSP | DLC-Switch-Water Heating | Small Industrial | $/new participant | 2.5
NSP | DLC-BYOD-Water Heating | Small Commercial | $/new participant | 2.5
NSP | DLC-BYOD-Water Heating | Small Industrial | $/new participant | 2.5
NSP | DLC-Thermostat-HVAC | Small Commercial | $/new participant | 12.5
NSP | DLC-Thermostat-HVAC | Small Industrial | $/new participant | 12.5
NSP | BTM Battery Control | Small Commercial | $/new participant | 25
NSP | BTM Battery Control | Large Commercial | $/new participant | 50
NSP | BTM Battery Control | Small Industrial | $/new participant | 25
NSP | BTM Battery Control | Large Industrial | $/new participant | 50
NSP | BTM Battery Control | Interruptible Rider | $/new participant | 50
NSP | C&I Curtailment-Turnkey-Manual HVAC Control | Large Commercial | $/new participant | 200 | [6 empty] | In the turnkey type of delivery, all costs are borne by the aggregator, which in turn is passed on to NSP; so ENS costs are zero.
NSP | C&I Curtailment-Turnkey-Auto-DR HVAC Control | Large Commercial | $/new participant | 200 | [6 empty] | In the turnkey type of delivery, all costs are borne by the aggregator, which in turn is passed on to NSP; so ENS costs are zero.
NSP | C&I Curtailment-Turnkey-Standard Lighting Control | Large Commercial | $/new participant | 200 | [6 empty] | In the turnkey type of delivery, all costs are borne by the aggregator, which in turn is passed on to NSP; so ENS costs are zero.
NSP | C&I Curtailment-Turnkey-Advanced Lighting Control | Large Commercial | $/new participant | 200 | [6 empty] | In the turnkey type of delivery, all costs are borne by the aggregator, which in turn is passed on to NSP; so ENS costs are zero.
NSP | C&I Curtailment-Turnkey-Water Heating Control | Large Commercial | $/new participant | 200 | [6 empty] | In the turnkey type of delivery, all costs are borne by the aggregator, which in turn is passed on to NSP; so ENS costs are zero.
NSP | C&I Curtailment-Turnkey-Other | Large Commercial | $/new participant | 200 | [6 empty] | In the turnkey type of delivery, all costs are borne by the aggregator, which in turn is passed on to NSP; so ENS costs are zero.
NSP | C&I Curtailment-Turnkey-Industrial | Large Commercial | $/new participant | 200 | [6 empty] | In the turnkey type of delivery, all costs are borne by the aggregator, which in turn is passed on to NSP; so ENS costs are zero.
NSP | C&I Curtailment-Turnkey-Manual HVAC Control | Large Industrial | $/new participant | 200 | [6 empty] | In the turnkey type of delivery, all costs are borne by the aggregator, which in turn is passed on to NSP; so ENS costs are zero.
NSP | C&I Curtailment-Turnkey-Auto-DR HVAC Control | Large Industrial | $/new participant | 200 | [6 empty] | In the turnkey type of delivery, all costs are borne by the aggregator, which in turn is passed on to NSP; so ENS costs are zero.
NSP | C&I Curtailment-Turnkey-Standard Lighting Control | Large Industrial | $/new participant | 200 | [6 empty] | In the turnkey type of delivery, all costs are borne by the aggregator, which in turn is passed on to NSP; so ENS costs are zero.
NSP | C&I Curtailment-Turnkey-Advanced Lighting Control | Large Industrial | $/new participant | 200 | [6 empty] | In the turnkey type of delivery, all costs are borne by the aggregator, which in turn is passed on to NSP; so ENS costs are zero.
NSP | C&I Curtailment-Turnkey-Water Heating Control | Large Industrial | $/new participant | 200 | [6 empty] | In the turnkey type of delivery, all costs are borne by the aggregator, which in turn is passed on to NSP; so ENS costs are zero.
NSP | C&I Curtailment-Turnkey-Other | Large Industrial | $/new participant | 200 | [6 empty] | In the turnkey type of delivery, all costs are borne by the aggregator, which in turn is passed on to NSP; so ENS costs are zero.
NSP | C&I Curtailment-Turnkey-Industrial | Large Industrial | $/new participant | 200 | [6 empty] | In the turnkey type of delivery, all costs are borne by the aggregator, which in turn is passed on to NSP; so ENS costs are zero.
NSP | C&I Curtailment-Turnkey-Manual HVAC Control | Interruptible Rider | $/new participant | 200 | [6 empty] | In the turnkey type of delivery, all costs are borne by the aggregator, which in turn is passed on to NSP; so ENS costs are zero.
NSP | C&I Curtailment-Turnkey-Auto-DR HVAC Control | Interruptible Rider | $/new participant | 200 | [6 empty] | In the turnkey type of delivery, all costs are borne by the aggregator, which in turn is passed on to NSP; so ENS costs are zero.
NSP | C&I Curtailment-Turnkey-Standard Lighting Control | Interruptible Rider | $/new participant | 200 | [6 empty] | In the turnkey type of delivery, all costs are borne by the aggregator, which in turn is passed on to NSP; so ENS costs are zero.
NSP | C&I Curtailment-Turnkey-Advanced Lighting Control | Interruptible Rider | $/new participant | 200 | [6 empty] | In the turnkey type of delivery, all costs are borne by the aggregator, which in turn is passed on to NSP; so ENS costs are zero.
NSP | C&I Curtailment-Turnkey-Water Heating Control | Interruptible Rider | $/new participant | 200 | [6 empty] | In the turnkey type of delivery, all costs are borne by the aggregator, which in turn is passed on to NSP; so ENS costs are zero.
NSP | C&I Curtailment-Turnkey-Other | Interruptible Rider | $/new participant | 200 | [6 empty] | In the turnkey type of delivery, all costs are borne by the aggregator, which in turn is passed on to NSP; so ENS costs are zero.
NSP | C&I Curtailment-Turnkey-Industrial | Interruptible Rider | $/new participant | 200 | [6 empty] | In the turnkey type of delivery, all costs are borne by the aggregator, which in turn is passed on to NSP; so ENS costs are zero.
NSP | C&I Curtailment-Enabling Tech-Manual HVAC Control | Large Commercial | $/new participant | 50 | [6 empty] | In this delivery type, ENS and NSP are jointly responsible for customer recruitment
NSP | C&I Curtailment-Enabling Tech-Auto-DR HVAC Control | Large Commercial | $/new participant | 50 | [6 empty] | In this delivery type, ENS and NSP are jointly responsible for customer recruitment
NSP | C&I Curtailment-Enabling Tech-Standard Lighting Control | Large Commercial | $/new participant | 50 | [6 empty] | In this delivery type, ENS and NSP are jointly responsible for customer recruitment
NSP | C&I Curtailment-Enabling Tech-Advanced Lighting Control | Large Commercial | $/new participant | 50 | [6 empty] | In this delivery type, ENS and NSP are jointly responsible for customer recruitment
NSP | C&I Curtailment-Enabling Tech-Water Heating Control | Large Commercial | $/new participant | 50 | [6 empty] | In this delivery type, ENS and NSP are jointly responsible for customer recruitment
NSP | C&I Curtailment-Enabling Tech-Other | Large Commercial | $/new participant | 50 | [6 empty] | In this delivery type, ENS and NSP are jointly responsible for customer recruitment
NSP | C&I Curtailment-Enabling Tech-Industrial | Large Commercial | $/new participant | 50 | [6 empty] | In this delivery type, ENS and NSP are jointly responsible for customer recruitment
NSP | C&I Curtailment-Enabling Tech-Manual HVAC Control | Large Industrial | $/new participant | 50 | [6 empty] | In this delivery type, ENS and NSP are jointly responsible for customer recruitment
NSP | C&I Curtailment-Enabling Tech-Auto-DR HVAC Control | Large Industrial | $/new participant | 50 | [6 empty] | In this delivery type, ENS and NSP are jointly responsible for customer recruitment
NSP | C&I Curtailment-Enabling Tech-Standard Lighting Control | Large Industrial | $/new participant | 50 | [6 empty] | In this delivery type, ENS and NSP are jointly responsible for customer recruitment
NSP | C&I Curtailment-Enabling Tech-Advanced Lighting Control | Large Industrial | $/new participant | 50 | [6 empty] | In this delivery type, ENS and NSP are jointly responsible for customer recruitment
NSP | C&I Curtailment-Enabling Tech-Water Heating Control | Large Industrial | $/new participant | 50 | [6 empty] | In this delivery type, ENS and NSP are jointly responsible for customer recruitment
NSP | C&I Curtailment-Enabling Tech-Other | Large Industrial | $/new participant | 50 | [6 empty] | In this delivery type, ENS and NSP are jointly responsible for customer recruitment
NSP | C&I Curtailment-Enabling Tech-Industrial | Large Industrial | $/new participant | 50 | [6 empty] | In this delivery type, ENS and NSP are jointly responsible for customer recruitment
NSP | C&I Curtailment-Enabling Tech-Manual HVAC Control | Interruptible Rider | $/new participant | 50 | [6 empty] | In this delivery type, ENS and NSP are jointly responsible for customer recruitment
NSP | C&I Curtailment-Enabling Tech-Auto-DR HVAC Control | Interruptible Rider | $/new participant | 50 | [6 empty] | In this delivery type, ENS and NSP are jointly responsible for customer recruitment
NSP | C&I Curtailment-Enabling Tech-Standard Lighting Control | Interruptible Rider | $/new participant | 50 | [6 empty] | In this delivery type, ENS and NSP are jointly responsible for customer recruitment
NSP | C&I Curtailment-Enabling Tech-Advanced Lighting Control | Interruptible Rider | $/new participant | 50 | [6 empty] | In this delivery type, ENS and NSP are jointly responsible for customer recruitment
NSP | C&I Curtailment-Enabling Tech-Water Heating Control | Interruptible Rider | $/new participant | 50 | [6 empty] | In this delivery type, ENS and NSP are jointly responsible for customer recruitment
NSP | C&I Curtailment-Enabling Tech-Other | Interruptible Rider | $/new participant | 50 | [6 empty] | In this delivery type, ENS and NSP are jointly responsible for customer recruitment
NSP | C&I Curtailment-Enabling Tech-Industrial | Interruptible Rider | $/new participant | 50 | [6 empty] | In this delivery type, ENS and NSP are jointly responsible for customer recruitment
NSP | Dynamic Pricing with enabling tech. | Small Commercial | $/new participant | 50
NSP | Dynamic Pricing with enabling tech. | Large Commercial | $/new participant | 100
NSP | Dynamic Pricing with enabling tech. | Small Industrial | $/new participant | 50
NSP | Dynamic Pricing with enabling tech. | Large Industrial | $/new participant | 100
NSP | Dynamic Pricing with enabling tech. | Interruptible Rider | $/new participant | 100
NSP | Dynamic Pricing with enabling tech. | Residential | $/new participant | 25
NSP | Dynamic Pricing w/o enabling tech. | Small Commercial | $/new participant | 100
NSP | Dynamic Pricing w/o enabling tech. | Large Commercial | $/new participant | 200
NSP | Dynamic Pricing w/o enabling tech. | Small Industrial | $/new participant | 100
NSP | Dynamic Pricing w/o enabling tech. | Large Industrial | $/new participant | 200
NSP | Dynamic Pricing w/o enabling tech. | Interruptible Rider | $/new participant | 200
NSP | Dynamic Pricing w/o enabling tech. | Residential | $/new participant | 50
NSP | Time-of-Use Rates (TOU) | Small Commercial | $/new participant | 0
NSP | Time-of-Use Rates (TOU) | Large Commercial | $/new participant | 0
NSP | Time-of-Use Rates (TOU) | Small Industrial | $/new participant | 0
NSP | Time-of-Use Rates (TOU) | Large Industrial | $/new participant | 0
NSP | Time-of-Use Rates (TOU) | Interruptible Rider | $/new participant | 0
NSP | Time-of-Use Rates (TOU) | Residential | $/new participant | 0
NSP | EV Charging Control | EV | $/new participant | 12.5
NSP | BTM Battery Control | Residential | $/new participant | 12.5
ENS | DLC-Thermostat-DI-Central Heat Pump | Small Commercial | $/new participant | 37.5
ENS | DLC-Thermostat-BYOT-Central Heat Pump | Small Commercial | $/new participant | 87.5
NSP | DLC-Thermostat-DI-Central Heat Pump | Small Commercial | $/new participant | 12.5
NSP | DLC-Thermostat-BYOT-Central Heat Pump | Small Commercial | $/new participant | 12.5
ENS | DLC-Thermostat-DI-Central Heat Pump | Small Industrial | $/new participant | 37.5
ENS | DLC-Thermostat-BYOT-Central Heat Pump | Small Industrial | $/new participant | 87.5
NSP | DLC-Thermostat-DI-Central Heat Pump | Small Industrial | $/new participant | 12.5
NSP | DLC-Thermostat-BYOT-Central Heat Pump | Small Industrial | $/new participant | 12.5
ENS | DLC-Thermostat-DI-Baseboard Heating | Small Commercial | $/new participant | 7.5
ENS | DLC-Thermostat-BYOT-Baseboard Heating | Small Commercial | $/new participant | 17.5
NSP | DLC-Thermostat-DI-Baseboard Heating | Small Commercial | $/new participant | 2.5
NSP | DLC-Thermostat-BYOT-Baseboard Heating | Small Commercial | $/new participant | 2.5
ENS | DLC-Thermostat-DI-Baseboard Heating | Small Industrial | $/new participant | 7.5
ENS | DLC-Thermostat-BYOT-Baseboard Heating | Small Industrial | $/new participant | 17.5
NSP | DLC-Thermostat-DI-Baseboard Heating | Small Industrial | $/new participant | 2.5
NSP | DLC-Thermostat-BYOT-Baseboard Heating | Small Industrial | $/new participant | 2.5
ENS | DLC-Thermostat-DI-MSHP | Small Commercial | $/new participant | 7.5
ENS | DLC-Thermostat-BYOT-MSHP | Small Commercial | $/new participant | 17.5
NSP | DLC-Thermostat-DI-MSHP | Small Commercial | $/new participant | 2.5
NSP | DLC-Thermostat-BYOT-MSHP | Small Commercial | $/new participant | 2.5
ENS | DLC-Thermostat-DI-MSHP | Small Industrial | $/new participant | 7.5
ENS | DLC-Thermostat-BYOT-MSHP | Small Industrial | $/new participant | 17.5
NSP | DLC-Thermostat-DI-MSHP | Small Industrial | $/new participant | 2.5
NSP | DLC-Thermostat-BYOT-MSHP | Small Industrial | $/new participant | 2.5
ENS | C&I Curtailment-Enabling Tech-Manual HVAC Control | Large Commercial | $/new participant | 150 | [6 empty] | In this delivery type, ENS and NSP are jointly responsible for customer recruitment
ENS | C&I Curtailment-Enabling Tech-Auto-DR HVAC Control | Large Commercial | $/new participant | 150 | [6 empty] | In this delivery type, ENS and NSP are jointly responsible for customer recruitment
ENS | C&I Curtailment-Enabling Tech-Standard Lighting Control | Large Commercial | $/new participant | 150 | [6 empty] | In this delivery type, ENS and NSP are jointly responsible for customer recruitment
ENS | C&I Curtailment-Enabling Tech-Advanced Lighting Control | Large Commercial | $/new participant | 150 | [6 empty] | In this delivery type, ENS and NSP are jointly responsible for customer recruitment
ENS | C&I Curtailment-Enabling Tech-Water Heating Control | Large Commercial | $/new participant | 150 | [6 empty] | In this delivery type, ENS and NSP are jointly responsible for customer recruitment
ENS | C&I Curtailment-Enabling Tech-Other | Large Commercial | $/new participant | 150 | [6 empty] | In this delivery type, ENS and NSP are jointly responsible for customer recruitment
ENS | C&I Curtailment-Enabling Tech-Industrial | Large Commercial | $/new participant | 150 | [6 empty] | In this delivery type, ENS and NSP are jointly responsible for customer recruitment
ENS | C&I Curtailment-Enabling Tech-Manual HVAC Control | Large Industrial | $/new participant | 150 | [6 empty] | In this delivery type, ENS and NSP are jointly responsible for customer recruitment
ENS | C&I Curtailment-Enabling Tech-Auto-DR HVAC Control | Large Industrial | $/new participant | 150 | [6 empty] | In this delivery type, ENS and NSP are jointly responsible for customer recruitment
ENS | C&I Curtailment-Enabling Tech-Standard Lighting Control | Large Industrial | $/new participant | 150 | [6 empty] | In this delivery type, ENS and NSP are jointly responsible for customer recruitment
ENS | C&I Curtailment-Enabling Tech-Advanced Lighting Control | Large Industrial | $/new participant | 150 | [6 empty] | In this delivery type, ENS and NSP are jointly responsible for customer recruitment
ENS | C&I Curtailment-Enabling Tech-Water Heating Control | Large Industrial | $/new participant | 150 | [6 empty] | In this delivery type, ENS and NSP are jointly responsible for customer recruitment
ENS | C&I Curtailment-Enabling Tech-Other | Large Industrial | $/new participant | 150 | [6 empty] | In this delivery type, ENS and NSP are jointly responsible for customer recruitment
ENS | C&I Curtailment-Enabling Tech-Industrial | Large Industrial | $/new participant | 150 | [6 empty] | In this delivery type, ENS and NSP are jointly responsible for customer recruitment
ENS | C&I Curtailment-Enabling Tech-Manual HVAC Control | Interruptible Rider | $/new participant | 150 | [6 empty] | In this delivery type, ENS and NSP are jointly responsible for customer recruitment
ENS | C&I Curtailment-Enabling Tech-Auto-DR HVAC Control | Interruptible Rider | $/new participant | 150 | [6 empty] | In this delivery type, ENS and NSP are jointly responsible for customer recruitment
ENS | C&I Curtailment-Enabling Tech-Standard Lighting Control | Interruptible Rider | $/new participant | 150 | [6 empty] | In this delivery type, ENS and NSP are jointly responsible for customer recruitment
ENS | C&I Curtailment-Enabling Tech-Advanced Lighting Control | Interruptible Rider | $/new participant | 150 | [6 empty] | In this delivery type, ENS and NSP are jointly responsible for customer recruitment
ENS | C&I Curtailment-Enabling Tech-Water Heating Control | Interruptible Rider | $/new participant | 150 | [6 empty] | In this delivery type, ENS and NSP are jointly responsible for customer recruitment
ENS | C&I Curtailment-Enabling Tech-Other | Interruptible Rider | $/new participant | 150 | [6 empty] | In this delivery type, ENS and NSP are jointly responsible for customer recruitment
ENS | C&I Curtailment-Enabling Tech-Industrial | Interruptible Rider | $/new participant | 150 | [6 empty] | In this delivery type, ENS and NSP are jointly responsible for customer recruitment
These are one-time variable costs for program marketing, customer education and outreach. Costs in CAD

## Tech Enablement Costs
Units: | See column E
Utility | DR Sub Option ↓ | Customer Class ↓ | Cost Units | Technology Enablement Costs | Assumptions Documentation
ENS | DLC-Switch-Water Heating | Residential | $/new participant | 375 | Based on average of vendor costs from Water Heater Project Plan provided by E1, total hardware plus add-ons costs is $200. Assumed additional $175 installation costs. (based on information provided by E1 in 11/4/2021 email).
ENS | DLC-BYOD-Water Heating | Residential | $/new participant | 0 | No enabling tech costs for BYO approach; customer brings the smart technology
ENS | DLC-Thermostat-DI-Central Heat Pump | Residential | $/new participant | 98.7108 | Incremental costs are split between DR and EE based on PV of lifetime measure benefits
ENS | DLC-Thermostat-BYOT-Central Heat Pump | Residential | $/new participant | 0 | No enabling tech costs for BYO approach; customer brings the smart technology
ENS | DLC-Thermostat-DI-Baseboard Heating | Residential | $/new participant | 90.6608 | Incremental costs are split between DR and EE based on PV of lifetime measure benefits
ENS | DLC-Thermostat-BYOT-Baseboard Heating | Residential | $/new participant | 0 | No enabling tech costs for BYO approach; customer brings the smart technology
ENS | DLC-Thermostat-DI-MSHP | Residential | $/new participant | 117.5176 | Incremental costs are split between DR and EE based on PV of lifetime measure benefits
ENS | DLC-Thermostat-BYOT-MSHP | Small Commercial | $/new participant | 0 | No enabling tech costs for BYO approach; customer brings the smart technology
ENS | DLC-Switch-Water Heating | Small Commercial | $/new participant | 405 | scaled up w.r.t. residential costs in proportion to the number of WH units per customer
ENS | DLC-Switch-Water Heating | Small Industrial | $/new participant | 405 | scaled up w.r.t. residential costs in proportion to the number of WH units per customer
ENS | DLC-BYOD-Water Heating | Small Commercial | $/new participant | 0 | No enabling tech costs for BYO approach; customer brings the smart technology
ENS | DLC-BYOD-Water Heating | Small Industrial | $/new participant | 0 | No enabling tech costs for BYO approach; customer brings the smart technology
ENS | DLC-Thermostat-HVAC | Small Commercial | $/new kW | 0 | Incremental costs are split between DR and EE based on PV of lifetime measure benefits
ENS | DLC-Thermostat-HVAC | Small Industrial | $/new kW | 0 | Incremental costs are split between DR and EE based on PV of lifetime measure benefits
ENS | DLC-Thermostat-DI-Central Heat Pump | Small Commercial | $/new participant | 106 | Not split with EE
ENS | DLC-Thermostat-BYOT-Central Heat Pump | Small Commercial | $/new participant | 0 | No enabling tech costs for BYO approach; customer brings the smart technology
ENS | DLC-Thermostat-DI-Baseboard Heating | Small Commercial | $/new participant | 151 | Not split with EE
ENS | DLC-Thermostat-BYOT-Baseboard Heating | Small Commercial | $/new participant | 0 | No enabling tech costs for BYO approach; customer brings the smart technology
ENS | DLC-Thermostat-DI-MSHP | Small Commercial | $/new participant | 166 | Not split with EE
ENS | DLC-Thermostat-BYOT-MSHP | Small Commercial | $/new participant | 0 | No enabling tech costs for BYO approach; customer brings the smart technology
ENS | DLC-Thermostat-DI-Central Heat Pump | Small Industrial | $/new participant | 106 | Not split with EE
ENS | DLC-Thermostat-BYOT-Central Heat Pump | Small Industrial | $/new participant | 0 | No enabling tech costs for BYO approach; customer brings the smart technology
ENS | DLC-Thermostat-DI-Baseboard Heating | Small Industrial | $/new participant | 151 | Not split with EE
ENS | DLC-Thermostat-BYOT-Baseboard Heating | Small Industrial | $/new participant | 0 | No enabling tech costs for BYO approach; customer brings the smart technology
ENS | DLC-Thermostat-DI-MSHP | Small Industrial | $/new participant | 166 | Not split with EE
ENS | DLC-Thermostat-BYOT-MSHP | Small Industrial | $/new participant | 0 | No enabling tech costs for BYO approach; customer brings the smart technology
ENS | BTM Battery Control | Small Commercial | $/new kW | 0 | 20% of battery stack cost at $2200/kW provided as incentive to the customer. The $2200/kW cost is based on data from Guidehouse Insights reports.
ENS | BTM Battery Control | Large Commercial | $/new kW | 0
ENS | BTM Battery Control | Small Industrial | $/new kW | 0
ENS | BTM Battery Control | Large Industrial | $/new kW | 0
ENS | BTM Battery Control | Interruptible Rider | $/new kW | 0
NSP | C&I Curtailment-Turnkey-Manual HVAC Control | Large Commercial | $/new kW | 0 | No Auto-DR incentives provided to customers in the turnkey type of delivery where NSP contracts with an aggregator.
NSP | C&I Curtailment-Turnkey-Auto-DR HVAC Control | Large Commercial | $/new kW | 0 | No Auto-DR incentives provided to customers in the turnkey type of delivery where NSP contracts with an aggregator.
NSP | C&I Curtailment-Turnkey-Standard Lighting Control | Large Commercial | $/new kW | 0 | No Auto-DR incentives provided to customers in the turnkey type of delivery where NSP contracts with an aggregator.
NSP | C&I Curtailment-Turnkey-Advanced Lighting Control | Large Commercial | $/new kW | 0 | No Auto-DR incentives provided to customers in the turnkey type of delivery where NSP contracts with an aggregator.
NSP | C&I Curtailment-Turnkey-Water Heating Control | Large Commercial | $/new kW | 0 | No Auto-DR incentives provided to customers in the turnkey type of delivery where NSP contracts with an aggregator.
NSP | C&I Curtailment-Turnkey-Industrial | Large Commercial | $/new kW | 0 | No Auto-DR incentives provided to customers in the turnkey type of delivery where NSP contracts with an aggregator.
NSP | C&I Curtailment-Turnkey-Manual HVAC Control | Large Industrial | $/new kW | 0 | No Auto-DR incentives provided to customers in the turnkey type of delivery where NSP contracts with an aggregator.
NSP | C&I Curtailment-Turnkey-Auto-DR HVAC Control | Large Industrial | $/new kW | 0 | No Auto-DR incentives provided to customers in the turnkey type of delivery where NSP contracts with an aggregator.
NSP | C&I Curtailment-Turnkey-Standard Lighting Control | Large Industrial | $/new kW | 0 | No Auto-DR incentives provided to customers in the turnkey type of delivery where NSP contracts with an aggregator.
NSP | C&I Curtailment-Turnkey-Advanced Lighting Control | Large Industrial | $/new kW | 0 | No Auto-DR incentives provided to customers in the turnkey type of delivery where NSP contracts with an aggregator.
NSP | C&I Curtailment-Turnkey-Water Heating Control | Large Industrial | $/new kW | 0 | No Auto-DR incentives provided to customers in the turnkey type of delivery where NSP contracts with an aggregator.
NSP | C&I Curtailment-Turnkey-Industrial | Large Industrial | $/new kW | 0 | No Auto-DR incentives provided to customers in the turnkey type of delivery where NSP contracts with an aggregator.
NSP | C&I Curtailment-Turnkey-Manual HVAC Control | Interruptible Rider | $/new kW | 0 | No Auto-DR incentives provided to customers in the turnkey type of delivery where NSP contracts with an aggregator.
NSP | C&I Curtailment-Turnkey-Auto-DR HVAC Control | Interruptible Rider | $/new kW | 0 | No Auto-DR incentives provided to customers in the turnkey type of delivery where NSP contracts with an aggregator.
NSP | C&I Curtailment-Turnkey-Standard Lighting Control | Interruptible Rider | $/new kW | 0 | No Auto-DR incentives provided to customers in the turnkey type of delivery where NSP contracts with an aggregator.
NSP | C&I Curtailment-Turnkey-Advanced Lighting Control | Interruptible Rider | $/new kW | 0 | No Auto-DR incentives provided to customers in the turnkey type of delivery where NSP contracts with an aggregator.
NSP | C&I Curtailment-Turnkey-Water Heating Control | Interruptible Rider | $/new kW | 0 | No Auto-DR incentives provided to customers in the turnkey type of delivery where NSP contracts with an aggregator.
NSP | C&I Curtailment-Turnkey-Industrial | Interruptible Rider | $/new kW | 0 | No Auto-DR incentives provided to customers in the turnkey type of delivery where NSP contracts with an aggregator.
ENS | C&I Curtailment-Enabling Tech-Manual HVAC Control | Large Commercial | $/new kW | 0 | No Auto-DR enablement costs; this is manual HVAC control.
ENS | C&I Curtailment-Enabling Tech-Auto-DR HVAC Control | Large Commercial | $/new kW | 304.92 | "Demand Response Advanced Controls Framework and Assessment of Enabling Technology Costs"; LBNL, Aug, 2017.
ENS | C&I Curtailment-Enabling Tech-Standard Lighting Control | Large Commercial | $/new kW | 0 | No Auto-DR enablement costs for this type of sub-option.
ENS | C&I Curtailment-Enabling Tech-Advanced Lighting Control | Large Commercial | $/new kW | 364.14 | "Demand Response Advanced Controls Framework and Assessment of Enabling Technology Costs"; LBNL, Aug, 2017.
ENS | C&I Curtailment-Enabling Tech-Water Heating Control | Large Commercial | $/new kW | 0 | No separate Auto-DR enablement costs for WH control for Large C&I
ENS | C&I Curtailment-Enabling Tech-Industrial | Large Commercial | $/new kW | 0 | Assumed industrial customers do primarily manual DR. So no Auto-DR enablement costs.
ENS | C&I Curtailment-Enabling Tech-Manual HVAC Control | Large Industrial | $/new kW | 0 | No Auto-DR enablement costs; this is manual HVAC control.
ENS | C&I Curtailment-Enabling Tech-Auto-DR HVAC Control | Large Industrial | $/new kW | 304.92 | "Demand Response Advanced Controls Framework and Assessment of Enabling Technology Costs"; LBNL, Aug, 2017.
ENS | C&I Curtailment-Enabling Tech-Standard Lighting Control | Large Industrial | $/new kW | 0 | No Auto-DR enablement costs for this type of sub-option.
ENS | C&I Curtailment-Enabling Tech-Advanced Lighting Control | Large Industrial | $/new kW | 364.14 | "Demand Response Advanced Controls Framework and Assessment of Enabling Technology Costs"; LBNL, Aug, 2017.
ENS | C&I Curtailment-Enabling Tech-Water Heating Control | Large Industrial | $/new kW | 0 | No separate Auto-DR enablement costs for WH control for Large C&I
ENS | C&I Curtailment-Enabling Tech-Industrial | Large Industrial | $/new kW | 0 | Assumed industrial customers do primarily manual DR. So no Auto-DR enablement costs.
ENS | C&I Curtailment-Enabling Tech-Manual HVAC Control | Interruptible Rider | $/new kW | 0 | No Auto-DR enablement costs; this is manual HVAC control.
ENS | C&I Curtailment-Enabling Tech-Auto-DR HVAC Control | Interruptible Rider | $/new kW | 304.92 | "Demand Response Advanced Controls Framework and Assessment of Enabling Technology Costs"; LBNL, Aug, 2017.
ENS | C&I Curtailment-Enabling Tech-Standard Lighting Control | Interruptible Rider | $/new kW | 0 | No Auto-DR enablement costs for this type of sub-option.
ENS | C&I Curtailment-Enabling Tech-Advanced Lighting Control | Interruptible Rider | $/new kW | 364.14 | "Demand Response Advanced Controls Framework and Assessment of Enabling Technology Costs"; LBNL, Aug, 2017.
ENS | C&I Curtailment-Enabling Tech-Water Heating Control | Interruptible Rider | $/new kW | 0 | No separate Auto-DR enablement costs for WH control for Large C&I
ENS | C&I Curtailment-Enabling Tech-Industrial | Interruptible Rider | $/new kW | 0 | Assumed industrial customers do primarily manual DR. So no Auto-DR enablement costs.
ENS | Dynamic Pricing with enabling tech. | Small Commercial | $/new participant | 166 | Incremental costs are split between DR and EE based on PV of lifetime measure benefits
ENS | Dynamic Pricing with enabling tech. | Large Commercial | $/new kW | 0 | Incremental costs are split between DR and EE based on PV of lifetime measure benefits
ENS | Dynamic Pricing with enabling tech. | Small Industrial | $/new participant | 166 | Incremental costs are split between DR and EE based on PV of lifetime measure benefits
ENS | Dynamic Pricing with enabling tech. | Large Industrial | $/new kW | 0 | Incremental costs are split between DR and EE based on PV of lifetime measure benefits
ENS | Dynamic Pricing with enabling tech. | Interruptible Rider | $/new kW | 0 | Incremental costs are split between DR and EE based on PV of lifetime measure benefits
ENS | Dynamic Pricing with enabling tech. | Residential | $/new participant | 122.7494 | Incremental costs are split between DR and EE based on PV of lifetime measure benefits
ENS | Dynamic Pricing w/o enabling tech. | Small Commercial | $/new kW | 0 | No technology enablement.
ENS | Dynamic Pricing w/o enabling tech. | Large Commercial | $/new kW | 0 | No technology enablement.
ENS | Dynamic Pricing w/o enabling tech. | Small Industrial | $/new kW | 0 | No technology enablement.
ENS | Dynamic Pricing w/o enabling tech. | Large Industrial | $/new kW | 0 | No technology enablement.
ENS | Dynamic Pricing w/o enabling tech. | Interruptible Rider | $/new kW | 0 | No technology enablement.
ENS | Dynamic Pricing w/o enabling tech. | Residential | $/new participant | 0 | No technology enablement.
ENS | Time-of-Use Rates (TOU) | Small Commercial | $/new participant | 0 | No technology enablement.
ENS | Time-of-Use Rates (TOU) | Large Commercial | $/new participant | 0 | No technology enablement.
ENS | Time-of-Use Rates (TOU) | Small Industrial | $/new participant | 0 | No technology enablement.
ENS | Time-of-Use Rates (TOU) | Large Industrial | $/new participant | 0 | No technology enablement.
ENS | Time-of-Use Rates (TOU) | Interruptible Rider | $/new participant | 0 | No technology enablement.
ENS | Time-of-Use Rates (TOU) | Residential | $/new participant | 0 | No technology enablement.
ENS | EV Charging Control | EV | $/new participant | 0
ENS | BTM Battery Control | Residential | $/new kW | 0
NSP | DLC-Switch-Water Heating | Residential | $/new participant | 0
NSP | DLC-BYOD-Water Heating | Residential | $/new participant | 0
NSP | DLC-Thermostat-DI-Central Heat Pump | Residential | $/new participant | 0
NSP | DLC-Thermostat-BYOT-Central Heat Pump | Residential | $/new participant | 0
NSP | DLC-Thermostat-DI-Baseboard Heating | Residential | $/new participant | 0
NSP | DLC-Thermostat-BYOT-Baseboard Heating | Residential | $/new participant | 0
NSP | DLC-Thermostat-DI-MSHP | Residential | $/new participant | 0
NSP | DLC-Thermostat-BYOT-MSHP | Small Commercial | $/new participant | 0
NSP | DLC-Switch-Water Heating | Small Commercial | $/new kW | 0
NSP | DLC-Switch-Water Heating | Small Industrial | $/new kW | 0
NSP | DLC-BYOD-Water Heating | Small Commercial | $/new participant | 0
NSP | DLC-BYOD-Water Heating | Small Industrial | $/new participant | 0
NSP | DLC-Thermostat-HVAC | Small Commercial | $/new kW | 0
NSP | DLC-Thermostat-HVAC | Small Industrial | $/new kW | 0
NSP | BTM Battery Control | Small Commercial | $/new kW | 0
NSP | BTM Battery Control | Large Commercial | $/new kW | 0
NSP | BTM Battery Control | Small Industrial | $/new kW | 0
NSP | BTM Battery Control | Large Industrial | $/new kW | 0
NSP | BTM Battery Control | Interruptible Rider | $/new kW | 0
ENS | C&I Curtailment-Turnkey-Manual HVAC Control | Large Commercial | $/new kW | 0
ENS | C&I Curtailment-Turnkey-Auto-DR HVAC Control | Large Commercial | $/new kW | 0
ENS | C&I Curtailment-Turnkey-Standard Lighting Control | Large Commercial | $/new kW | 0
ENS | C&I Curtailment-Turnkey-Advanced Lighting Control | Large Commercial | $/new kW | 0
ENS | C&I Curtailment-Turnkey-Water Heating Control | Large Commercial | $/new kW | 0
ENS | C&I Curtailment-Turnkey-Other | Large Commercial | $/new kW | 0
ENS | C&I Curtailment-Turnkey-Industrial | Large Commercial | $/new kW | 0
ENS | C&I Curtailment-Turnkey-Manual HVAC Control | Large Industrial | $/new kW | 0
ENS | C&I Curtailment-Turnkey-Auto-DR HVAC Control | Large Industrial | $/new kW | 0
ENS | C&I Curtailment-Turnkey-Standard Lighting Control | Large Industrial | $/new kW | 0
ENS | C&I Curtailment-Turnkey-Advanced Lighting Control | Large Industrial | $/new kW | 0
ENS | C&I Curtailment-Turnkey-Water Heating Control | Large Industrial | $/new kW | 0
ENS | C&I Curtailment-Turnkey-Other | Large Industrial | $/new kW | 0
ENS | C&I Curtailment-Turnkey-Industrial | Large Industrial | $/new kW | 0
ENS | C&I Curtailment-Turnkey-Manual HVAC Control | Interruptible Rider | $/new kW | 0
ENS | C&I Curtailment-Turnkey-Auto-DR HVAC Control | Interruptible Rider | $/new kW | 0
ENS | C&I Curtailment-Turnkey-Standard Lighting Control | Interruptible Rider | $/new kW | 0
ENS | C&I Curtailment-Turnkey-Advanced Lighting Control | Interruptible Rider | $/new kW | 0
ENS | C&I Curtailment-Turnkey-Water Heating Control | Interruptible Rider | $/new kW | 0
ENS | C&I Curtailment-Turnkey-Other | Interruptible Rider | $/new kW | 0
ENS | C&I Curtailment-Turnkey-Industrial | Interruptible Rider | $/new kW | 0
NSP | C&I Curtailment-Enabling Tech-Manual HVAC Control | Large Commercial | $/new kW | 0 | No Auto-DR enablement costs; this is manual HVAC control.
NSP | C&I Curtailment-Enabling Tech-Auto-DR HVAC Control | Large Commercial | $/new kW | 0 | NSP does not bear any enabling tech costs in this type of delivery.
NSP | C&I Curtailment-Enabling Tech-Standard Lighting Control | Large Commercial | $/new kW | 0 | No Auto-DR enablement costs for this type of sub-option.
NSP | C&I Curtailment-Enabling Tech-Advanced Lighting Control | Large Commercial | $/new kW | 0 | NSP does not bear any enabling tech costs in this type of delivery.
NSP | C&I Curtailment-Enabling Tech-Water Heating Control | Large Commercial | $/new kW | 0
ENS | C&I Curtailment-Enabling Tech-Other | Large Commercial | $/new kW | 0 | No Auto-DR enablement assumed.
NSP | C&I Curtailment-Enabling Tech-Industrial | Large Commercial | $/new kW | 0 | NSP does not bear any enabling tech costs in this type of delivery.
NSP | C&I Curtailment-Enabling Tech-Manual HVAC Control | Large Industrial | $/new kW | 0 | No Auto-DR enablement costs; this is manual HVAC control.
NSP | C&I Curtailment-Enabling Tech-Auto-DR HVAC Control | Large Industrial | $/new kW | 0 | NSP does not bear any enabling tech costs in this type of delivery.
NSP | C&I Curtailment-Enabling Tech-Standard Lighting Control | Large Industrial | $/new kW | 0 | No Auto-DR enablement costs for this type of sub-option.
NSP | C&I Curtailment-Enabling Tech-Advanced Lighting Control | Large Industrial | $/new kW | 0 | NSP does not bear any enabling tech costs in this type of delivery.
NSP | C&I Curtailment-Enabling Tech-Water Heating Control | Large Industrial | $/new kW | 0
ENS | C&I Curtailment-Enabling Tech-Other | Large Industrial | $/new kW | 0 | No Auto-DR enablement assumed.
NSP | C&I Curtailment-Enabling Tech-Industrial | Large Industrial | $/new kW | 0 | NSP does not bear any enabling tech costs in this type of delivery.
NSP | C&I Curtailment-Enabling Tech-Manual HVAC Control | Interruptible Rider | $/new kW | 0 | No Auto-DR enablement costs; this is manual HVAC control.
NSP | C&I Curtailment-Enabling Tech-Auto-DR HVAC Control | Interruptible Rider | $/new kW | 0 | NSP does not bear any enabling tech costs in this type of delivery.
NSP | C&I Curtailment-Enabling Tech-Standard Lighting Control | Interruptible Rider | $/new kW | 0 | No Auto-DR enablement costs for this type of sub-option.
NSP | C&I Curtailment-Enabling Tech-Advanced Lighting Control | Interruptible Rider | $/new kW | 0 | NSP does not bear any enabling tech costs in this type of delivery.
NSP | C&I Curtailment-Enabling Tech-Water Heating Control | Interruptible Rider | $/new kW | 0
ENS | C&I Curtailment-Enabling Tech-Other | Interruptible Rider | $/new kW | 0 | No Auto-DR enablement assumed.
NSP | C&I Curtailment-Enabling Tech-Industrial | Interruptible Rider | $/new kW | 0 | NSP does not bear any enabling tech costs in this type of delivery.
NSP | Dynamic Pricing with enabling tech. | Small Commercial | $/new kW | 0
NSP | Dynamic Pricing with enabling tech. | Large Commercial | $/new kW | 0
NSP | Dynamic Pricing with enabling tech. | Small Industrial | $/new kW | 0
NSP | Dynamic Pricing with enabling tech. | Large Industrial | $/new kW | 0
NSP | Dynamic Pricing with enabling tech. | Interruptible Rider | $/new kW | 0
NSP | Dynamic Pricing with enabling tech. | Residential | $/new kW | 0
NSP | Dynamic Pricing w/o enabling tech. | Small Commercial | $/new kW | 0
NSP | Dynamic Pricing w/o enabling tech. | Large Commercial | $/new kW | 0
NSP | Dynamic Pricing w/o enabling tech. | Small Industrial | $/new kW | 0
NSP | Dynamic Pricing w/o enabling tech. | Large Industrial | $/new kW | 0
NSP | Dynamic Pricing w/o enabling tech. | Interruptible Rider | $/new kW | 0
NSP | Dynamic Pricing w/o enabling tech. | Residential | $/new participant | 0
NSP | Time-of-Use Rates (TOU) | Small Commercial | $/new participant | 0
NSP | Time-of-Use Rates (TOU) | Large Commercial | $/new participant | 0
NSP | Time-of-Use Rates (TOU) | Small Industrial | $/new participant | 0
NSP | Time-of-Use Rates (TOU) | Large Industrial | $/new participant | 0
NSP | Time-of-Use Rates (TOU) | Interruptible Rider | $/new participant | 0
NSP | Time-of-Use Rates (TOU) | Residential | $/new participant | 0
NSP | EV Charging Control | EV | $/new participant | 0
NSP | BTM Battery Control | Residential | $/new kW | 0
NSP | C&I Curtailment-Enabling Tech-Other | Large Commercial | $/new kW | 0 | No Auto-DR enablement assumed.
NSP | C&I Curtailment-Enabling Tech-Other | Large Industrial | $/new kW | 0 | No Auto-DR enablement assumed.
NSP | C&I Curtailment-Enabling Tech-Other | Interruptible Rider | $/new kW | 0 | No Auto-DR enablement assumed.
NSP | C&I Curtailment-Turnkey-Other | Interruptible Rider | $/new kW | 0
NSP | C&I Curtailment-Turnkey-Other | Large Commercial | $/new kW | 0 | No Auto-DR incentives provided to customers in the turnkey type of delivery where NSP contracts with an aggregator.
NSP | C&I Curtailment-Turnkey-Other | Large Industrial | $/new kW | 0 | No Auto-DR incentives provided to customers in the turnkey type of delivery where NSP contracts with an aggregator.
These are one-time variable costs for technology enablement by DR program type. The sources cited in the assumptions documentation column provided technology cost data in US dollars. Costs in CAD.

## Tech Enablement Backup 1.5 (hidden)
Measure Characteristics
Unique Measure Names | Measure Life | NTG | Incremental Cost | Incremental Cost | Incremental Cost | UPDATE (2/4)
Programmable thermostat ¦ Instant Savings | 10 | 1 | 14.8904 | 15.1883 | 15.492
Programmable Thermostats ¦ First Nations Home Retrofits | 10 | 1 | 0 | 0 | 0
Smart thermostats for electric baseboards ¦ Efficient Products Installation | 11 | 1.02 | 166 | 169.32 | 172.7064 | 166
Smart thermostats for mini-split heat pumps ¦ Efficient Products Installation | 11 | 1.02 | 166 | 169.32 | 172.7064 | 166
Thermostatic Shower Valves -2.5gpm - MURB ¦ Efficient Products Installation | 10 | 1.02 | 0 | 0 | 0
Thermostatic Shower Valves -2.5gpm ¦ Efficient Products Installation | 10 | 1.02 | 0 | 0 | 0
Smart thermostats for electric baseboards ¦ Instant Savings | 11 | 1 | 166 | 169.32 | 172.7064 | 151
Smart thermostats for mini-split heat pumps ¦ Instant Savings | 11 | 1 | 166 | 169.32 | 172.7064 | 166
Smart thermostats for electric baseboards ¦ Small Business Energy Solutions | 11 | 1.02 | 166 | 169.32 | 172.7064 | 151
Smart thermostats for mini-split heat pumps ¦ Small Business Energy Solutions | 11 | 1.02 | 166 | 169.32 | 172.7064 | 166
Smart thermostats for central air source heat pump ¦ Small Business Energy Solutions | 11 | 1.02 | 166 | 169.32 | 172.7064 | 106
Smart thermostats for electric baseboards ¦ Business Energy Rebates | 11 | 0.85 | 166 | 169.32 | 172.7064 | 151
Smart thermostats for mini-split heat pumps ¦ Business Energy Rebates | 11 | 0.85 | 166 | 169.32 | 172.7064 | 166
Smart thermostats for central air source heat pump ¦ Business Energy Rebates | 11 | 0.85 | 166 | 169.32 | 172.7064 | 106
Smart thermostats for central air source heat pump ¦ Efficient Products Installation | 11 | 1.02 | 166 | 169.32 | 172.7064 | 166
Smart Tstat All |  |  | 166
EE Lifetime Benefits
DR Lifetime Benefits
[27 empty] | Per Unit Avoided Cost Benefits by Year | [8 empty] | Year 10
Per Unit PV Avoided Cost Gross Benefits for EE/DR Measures by Installation Year and Avoided Cost Vintage | [9 empty] | LU | DR Sub Option ↓ | Customer Class ↓ | Unit Basis | Unit Impact | # Units/Participant | Opt Out | Total Peak (kW) | Total Customer Count | TRC Discount Rate | PV DR Benefits | Sector1 | EE Measure Name | PV EE Benefits (no Carbon) |  | DR Portion of Benefits (no carbon) | DR Portion of Benefits (with carbon) | 2025 | 2026 | 2027 | 2028 | 2029 | 2030 | 2031 | 2032 | 2033 | 2034 | 2035
Measure Name ¦ Program Component | Installation Year | [8 empty] | DLC-Thermostat-DI-Central Heat PumpResidential | DLC-Thermostat-DI-Central Heat Pump | Residential | kW per participant | 1.21 | 2.5 | 25% | 1611800.1649 | 490837 | 6.33% | 1422.2265 | Residential | Smart thermostats for central air source heat pump ¦ Efficient Products Installation | 595.689 | 969.5041 | 70.48% | 59.46% | 120.3932 | 137.0813 | 153.7695 | 168.0737 | 182.3778 | 195.4899 | 208.6021 | 219.3302 | 230.0583 | 239.5944 | 249.1305
| 2023 |  | 2024 |  | 2025 |  | 2025 Units | Res | C&I | DLC-Thermostat-BYOT-Central Heat PumpResidential | DLC-Thermostat-BYOT-Central Heat Pump | Residential | kW per participant | 0 | 2.5 | 25% | 1611800.1649 | 490837 | 6.33% | 0 | Residential | #N/A | 0 | #N/A | 0% | 0% | 0 | 0 | 0 | 0 | 0 | 0 | 0 | 0 | 0 | 0 | 0
| No Carbon | With Carbon | No Carbon | With Carbon | No Carbon | With Carbon |  |  |  | DLC-Thermostat-DI-Baseboard HeatingResidential | DLC-Thermostat-DI-Baseboard Heating | Residential | kW per participant | 0.5 | 2.5 | 25% | 1611800.1649 | 490837 | 6.33% | 587.6969 | Residential | Smart thermostats for electric baseboards ¦ Efficient Products Installation | 300.0719 | 488.3772 | 66.2% | 54.61% | 49.7492 | 56.6452 | 63.5411 | 69.4519 | 75.3627 | 80.781 | 86.1992 | 90.6323 | 95.0654 | 99.0059 | 102.9465
Smart thermostats for central air source heat pump ¦ Business Energy Rebates | 198.5546 | 334.9955 | 202.5257 | 339.6172 | 206.5762 | 336.2098 | 16.84 | 0 | 1 | DLC-Thermostat-BYOT-Baseboard HeatingResidential | DLC-Thermostat-BYOT-Baseboard Heating | Residential | kW per participant | 0.5 | 2.5 | 25% | 1611800.1649 | 490837 | 6.33% | 587.6969 | Residential | Smart thermostats for electric baseboards ¦ Instant Savings | 300.0719 | 488.3772 | 66.2% | 54.61% | 49.7492 | 56.6452 | 63.5411 | 69.4519 | 75.3627 | 80.781 | 86.1992 | 90.6323 | 95.0654 | 99.0059 | 102.9465
Smart thermostats for central air source heat pump ¦ Efficient Products Installation | 572.5577 | 966.0026 | 584.0088 | 979.3299 | 595.689 | 969.5041 | 117.19 | 1 | 0 | DLC-Thermostat-DI-MSHPResidential | DLC-Thermostat-DI-MSHP | Residential | kW per participant | 0.5 | 2.5 | 25% | 1611800.1649 | 490837 | 6.33% | 587.6969 | Residential | Smart thermostats for mini-split heat pumps ¦ Efficient Products Installation | 148.9718 | 242.4566 | 79.78% | 70.79% | 49.7492 | 56.6452 | 63.5411 | 69.4519 | 75.3627 | 80.781 | 86.1992 | 90.6323 | 95.0654 | 99.0059 | 102.9465
Smart thermostats for central air source heat pump ¦ Small Business Energy Solutions | 198.5546 | 334.9955 | 202.5257 | 339.6172 | 206.5762 | 336.2098 | 840 | 0 | 1 | DLC-Thermostat-BYOT-MSHPResidential | DLC-Thermostat-BYOT-MSHP | Residential | kW per participant | 0.5 | 2.5 | 25% | 1611800.1649 | 490837 | 6.33% | 587.6969 | Residential | Smart thermostats for mini-split heat pumps ¦ Instant Savings | 148.9718 | 242.4566 | 79.78% | 70.79% | 49.7492 | 56.6452 | 63.5411 | 69.4519 | 75.3627 | 80.781 | 86.1992 | 90.6323 | 95.0654 | 99.0059 | 102.9465
Smart thermostats for electric baseboards ¦ Business Energy Rebates | 97.2784 | 164.1253 | 99.224 | 166.3896 | 101.2085 | 164.7202 | 110 | 0 | 1 | DLC-Thermostat-HVACSmall Commercial | DLC-Thermostat-HVAC | Small Commercial | % of enduse load | 0 | 5 | 25% | 427685.2323 | 37289.5658 | 6.33% | 0 | Small | #N/A | #N/A | #N/A | 0% | 0% | 0 | 0 | 0 | 0 | 0 | 0 | 0 | 0 | 0 | 0 | 0
Smart thermostats for electric baseboards ¦ Efficient Products Installation | 288.4197 | 486.6134 | 294.1881 | 493.3269 | 300.0719 | 488.3772 | 765.64 | 1 | 0 | DLC-Thermostat-HVACSmall Industrial | DLC-Thermostat-HVAC | Small Industrial | % of enduse load | 0 | 5 | 25% | 29828.4 | 2136 | 6.33% | 0 | Small | #N/A | #N/A | #N/A | 0% | 0% | 0 | 0 | 0 | 0 | 0 | 0 | 0 | 0 | 0 | 0 | 0
Smart thermostats for electric baseboards ¦ Instant Savings | 288.4197 | 486.6134 | 294.1881 | 493.3269 | 300.0719 | 488.3772 | 200 | 1 | 0 | DLC-Thermostat-DI-Central Heat PumpSmall Commercial | DLC-Thermostat-DI-Central Heat Pump | Small Commercial | kW per participant | 2.42 | 5 | 25% | 427685.2323 | 37289.5658 | 6.33% | 4967.4305 | Small | Smart thermostats for central air source heat pump ¦ Business Energy Rebates | 206.5762 | 336.2098 | 96.01% | 93.66% | 420.499 | 478.7859 | 537.0729 | 587.0332 | 636.9935 | 682.7904 | 728.5873 | 766.0575 | 803.5277 | 836.8346 | 870.1414
Smart thermostats for electric baseboards ¦ Small Business Energy Solutions | 97.2784 | 164.1253 | 99.224 | 166.3896 | 101.2085 | 164.7202 | 468 | 0 | 1 | DLC-Thermostat-BYOT-Central Heat PumpSmall Commercial | DLC-Thermostat-BYOT-Central Heat Pump | Small Commercial | kW per participant | 0 | 5 | 25% | 427685.2323 | 37289.5658 | 6.33% | 0 | Small | Smart thermostats for central air source heat pump ¦ Business Energy Rebates | 206.5762 | 336.2098 | 0% | 0% | 0 | 0 | 0 | 0 | 0 | 0 | 0 | 0 | 0 | 0 | 0
Smart thermostats for mini-split heat pumps ¦ Business Energy Rebates | 49.3055 | 83.1868 | 50.2916 | 84.3345 | 51.2974 | 83.4883 | 11.79 | 0 | 1 | DLC-Thermostat-DI-Baseboard HeatingSmall Commercial | DLC-Thermostat-DI-Baseboard Heating | Small Commercial | kW per participant | 1 | 5 | 25% | 427685.2323 | 37289.5658 | 6.33% | 2052.6572 | Small | Smart thermostats for electric baseboards ¦ Small Business Energy Solutions | 101.2085 | 164.7202 | 95.3% | 92.57% | 173.7599 | 197.8454 | 221.931 | 242.5757 | 263.2204 | 282.1448 | 301.0691 | 316.5527 | 332.0362 | 345.7994 | 359.5626
Smart thermostats for mini-split heat pumps ¦ Efficient Products Installation | 143.187 | 241.5809 | 146.0507 | 244.9139 | 148.9718 | 242.4566 | 82.03 | 1 | 0 | DLC-Thermostat-BYOT-Baseboard HeatingSmall Commercial | DLC-Thermostat-BYOT-Baseboard Heating | Small Commercial | kW per participant | 1 | 5 | 25% | 427685.2323 | 37289.5658 | 6.33% | 2052.6572 | Small | Smart thermostats for electric baseboards ¦ Small Business Energy Solutions | 101.2085 | 164.7202 | 95.3% | 92.57% | 173.7599 | 197.8454 | 221.931 | 242.5757 | 263.2204 | 282.1448 | 301.0691 | 316.5527 | 332.0362 | 345.7994 | 359.5626
Smart thermostats for mini-split heat pumps ¦ Instant Savings | 143.187 | 241.5809 | 146.0507 | 244.9139 | 148.9718 | 242.4566 | 7840 | 1 | 0 | DLC-Thermostat-DI-MSHPSmall Commercial | DLC-Thermostat-DI-MSHP | Small Commercial | kW per participant | 1 | 5 | 25% | 427685.2323 | 37289.5658 | 6.33% | 2052.6572 | Small | Smart thermostats for mini-split heat pumps ¦ Business Energy Rebates | 51.2974 | 83.4883 | 97.56% | 96.09% | 173.7599 | 197.8454 | 221.931 | 242.5757 | 263.2204 | 282.1448 | 301.0691 | 316.5527 | 332.0362 | 345.7994 | 359.5626
Smart thermostats for mini-split heat pumps ¦ Small Business Energy Solutions | 49.3055 | 83.1868 | 50.2916 | 84.3345 | 51.2974 | 83.4883 | 27 | 0 | 1 | DLC-Thermostat-BYOT-MSHPSmall Commercial | DLC-Thermostat-BYOT-MSHP | Small Commercial | kW per participant | 1 | 5 | 25% | 427685.2323 | 37289.5658 | 6.33% | 2052.6572 | Small | Smart thermostats for mini-split heat pumps ¦ Business Energy Rebates | 51.2974 | 83.4883 | 97.56% | 96.09% | 173.7599 | 197.8454 | 221.931 | 242.5757 | 263.2204 | 282.1448 | 301.0691 | 316.5527 | 332.0362 | 345.7994 | 359.5626
Smart Tstat Res ¦ CPP |  |  |  |  | 170.9887 | 278.2899 |  |  |  | DLC-Thermostat-DI-Central Heat PumpSmall Industrial | DLC-Thermostat-DI-Central Heat Pump | Small Industrial | kW per participant | 2.42 | 5 | 5% | 29828.4 | 2136 | 6.33% | 7661.0082 | Small | Smart thermostats for central air source heat pump ¦ Business Energy Rebates | 206.5762 | 336.2098 | 97.37% | 95.8% | 648.5135 | 738.4065 | 828.2995 | 905.3506 | 982.4017 | 1053.0319 | 1123.6621 | 1181.4504 | 1239.2388 | 1290.6062 | 1341.9736
Smart Tstat C&I ¦ CPP |  |  |  |  | 161.1606 | 262.2943 |  |  |  | DLC-Thermostat-BYOT-Central Heat PumpSmall Industrial | DLC-Thermostat-BYOT-Central Heat Pump | Small Industrial | kW per participant | 0 | 5 | 5% | 29828.4 | 2136 | 6.33% | 0 | Small | Smart thermostats for central air source heat pump ¦ Business Energy Rebates | 206.5762 | 336.2098 | 0% | 0% | 0 | 0 | 0 | 0 | 0 | 0 | 0 | 0 | 0 | 0 | 0
[10 empty] | DLC-Thermostat-DI-Baseboard HeatingSmall Industrial | DLC-Thermostat-DI-Baseboard Heating | Small Industrial | kW per participant | 1 | 5 | 5% | 29828.4 | 2136 | 6.33% | 3165.7059 | Small | Smart thermostats for electric baseboards ¦ Small Business Energy Solutions | 101.2085 | 164.7202 | 96.9% | 95.05% | 267.9808 | 305.1267 | 342.2725 | 374.1118 | 405.9511 | 435.1371 | 464.3232 | 488.2027 | 512.0821 | 533.3083 | 554.5345
[10 empty] | DLC-Thermostat-BYOT-Baseboard HeatingSmall Industrial | DLC-Thermostat-BYOT-Baseboard Heating | Small Industrial | kW per participant | 1 | 5 | 5% | 29828.4 | 2136 | 6.33% | 3165.7059 | Small | Smart thermostats for electric baseboards ¦ Small Business Energy Solutions | 101.2085 | 164.7202 | 96.9% | 95.05% | 267.9808 | 305.1267 | 342.2725 | 374.1118 | 405.9511 | 435.1371 | 464.3232 | 488.2027 | 512.0821 | 533.3083 | 554.5345
[10 empty] | DLC-Thermostat-DI-MSHPSmall Industrial | DLC-Thermostat-DI-MSHP | Small Industrial | kW per participant | 1 | 5 | 25% | 29828.4 | 2136 | 6.33% | 2499.2415 | Small | Smart thermostats for mini-split heat pumps ¦ Business Energy Rebates | 51.2974 | 83.4883 | 97.99% | 96.77% | 211.5638 | 240.8895 | 270.2151 | 295.3514 | 320.4877 | 343.5293 | 366.5709 | 385.4231 | 404.2754 | 421.0329 | 437.7904
[10 empty] | DLC-Thermostat-BYOT-MSHPSmall Industrial | DLC-Thermostat-BYOT-MSHP | Small Industrial | kW per participant | 1 | 5 | 25% | 29828.4 | 2136 | 6.33% | 2499.2415 | Small | Smart thermostats for mini-split heat pumps ¦ Business Energy Rebates | 51.2974 | 83.4883 | 97.99% | 96.77% | 211.5638 | 240.8895 | 270.2151 | 295.3514 | 320.4877 | 343.5293 | 366.5709 | 385.4231 | 404.2754 | 421.0329 | 437.7904
[10 empty] | Dynamic Pricing with enabling tech.Small Commercial | Dynamic Pricing with enabling tech. | Small Commercial | % of enduse load | 0.1425 | 1 | 0% | 427685.2323 | 37289.5658 | 6.33% | 1950.0244 | Small | Smart Tstat Res ¦ CPP | 170.9887 | 278.2899 | 91.94% | 87.51% | 165.0719 | 187.9532 | 210.8344 | 230.4469 | 250.0594 | 268.0376 | 286.0157 | 300.7251 | 315.4344 | 328.5094 | 341.5844
[10 empty] | Dynamic Pricing with enabling tech.Large Commercial | Dynamic Pricing with enabling tech. | Large Commercial | % of enduse load | 0.19 | 1 | 0% | 966222.5373 | 1257.4342 | 6.33% | 174194.2174 | Large | #N/A | #N/A | #N/A | 0% | 0% | 14745.7498 | 16789.7151 | 18833.6804 | 20585.6506 | 22337.6209 | 23943.5937 | 25549.5664 | 26863.5441 | 28177.5218 | 29345.502 | 30513.4822
DR EE Measure Map | [9 empty] | Dynamic Pricing with enabling tech.Small Industrial | Dynamic Pricing with enabling tech. | Small Industrial | % of enduse load | 0.1425 | 1 | 0% | 29828.4 | 2136 | 6.33% | 2374.2794 | Small | Smart Tstat Res ¦ CPP | 170.9887 | 278.2899 | 93.28% | 89.51% | 200.9856 | 228.845 | 256.7044 | 280.5839 | 304.4633 | 326.3529 | 348.2424 | 366.152 | 384.0616 | 399.9812 | 415.9009
DR Measure | EE Measure | Sector1 | [7 empty] | Dynamic Pricing with enabling tech.Large Industrial | Dynamic Pricing with enabling tech. | Large Industrial | % of enduse load | 0.19 | 1 | 0% | 72684.9183 | 189 | 6.33% | 87181.503 | Large | #N/A | #N/A | #N/A | 0% | 0% | 7380.019 | 8402.9919 | 9425.9648 | 10302.7987 | 11179.6327 | 11983.3971 | 12787.1616 | 13444.787 | 14102.4125 | 14686.9684 | 15271.5244
C&I Curtailment-Turnkey-Auto-DR HVAC Control | Energy Management Information Systems ¦ EMIS | Large | [7 empty] | Dynamic Pricing with enabling tech.Interruptible Rider | Dynamic Pricing with enabling tech. | Interruptible Rider | % of enduse load | 0.095 | 1 | 0% | 77686.2664 | 23 | 6.33% | 382849.6613 | Interruptible Rider | #N/A | #N/A | #N/A | 0% | 0% | 32408.6837 | 36900.9765 | 41393.2693 | 45243.806 | 49094.3427 | 52624.0013 | 56153.6599 | 59041.5624 | 61929.4649 | 64496.4894 | 67063.5138
C&I Curtailment-Enabling Tech-Auto-DR HVAC Control | Energy Management Information Systems ¦ EMIS | Large | [7 empty] | Dynamic Pricing with enabling tech.Residential | Dynamic Pricing with enabling tech. | Residential | % of enduse load | 0.19 | 1 | 0% | 1611800.1649 | 490837 | 6.33% | 744.4161 | Residential | Smart Tstat C&I ¦ CPP | 161.1606 | 262.2943 | 82.2% | 73.95% | 63.0157 | 71.7506 | 80.4854 | 87.9724 | 95.4595 | 102.3225 | 109.1856 | 114.8009 | 120.4162 | 125.4075 | 130.3989
DLC-Thermostat-DI-Baseboard Heating | Smart thermostats for electric baseboards ¦ Efficient Products Installation | Residential
CPP: DLC-Thermostat-DI-Baseboard Heating | Smart thermostats for electric baseboards ¦ Efficient Products Installation | Residential
DLC-Thermostat-DI-MSHP | Smart thermostats for mini-split heat pumps ¦ Efficient Products Installation | Residential
CPP: DLC-Thermostat-DI-MSHP | Smart thermostats for mini-split heat pumps ¦ Efficient Products Installation | Residential
| Smart thermostats for central air source heat pump ¦ Business Energy Rebates | Small
| Smart thermostats for central air source heat pump ¦ Small Business Energy Solutions | Small
DLC-Thermostat-DI-Central Heat Pump | Smart thermostats for central air source heat pump ¦ Business Energy Rebates | Small
CPP: DLC-Thermostat-DI-Central Heat Pump | 0 | Small
DLC-Thermostat-DI-Central Heat Pump | Smart thermostats for central air source heat pump ¦ Efficient Products Installation | Residential
CPP: DLC-Thermostat-DI-Central Heat Pump | Smart thermostats for central air source heat pump ¦ Efficient Products Installation | Residential
DLC-Thermostat-BYOT-Baseboard Heating | Smart thermostats for electric baseboards ¦ Instant Savings | Residential
| Smart thermostats for electric baseboards ¦ Small Business Energy Solutions | Small
| Smart thermostats for electric baseboards ¦ Business Energy Rebates | Small
DLC-Thermostat-DI-Baseboard Heating | Smart thermostats for electric baseboards ¦ Small Business Energy Solutions | Small
CPP: DLC-Thermostat-DI-Baseboard Heating | 0 | Small
| Smart thermostats for mini-split heat pumps ¦ Small Business Energy Solutions | Small
| Smart thermostats for mini-split heat pumps ¦ Business Energy Rebates | Small
DLC-Thermostat-DI-MSHP | Smart thermostats for mini-split heat pumps ¦ Business Energy Rebates | Small
CPP: DLC-Thermostat-DI-MSHP | 0 | Small
DLC-Thermostat-BYOT-MSHP | Smart thermostats for mini-split heat pumps ¦ Instant Savings | Residential
Dynamic Pricing with enabling tech. | Smart Tstat Res ¦ CPP | Small
Dynamic Pricing with enabling tech. | Smart Tstat C&I ¦ CPP | Residential
DLC-Thermostat-BYOT-Central Heat Pump | Smart thermostats for central air source heat pump ¦ Business Energy Rebates | Small
DLC-Thermostat-BYOT-Baseboard Heating | Smart thermostats for electric baseboards ¦ Small Business Energy Solutions | Small
DLC-Thermostat-BYOT-MSHP | Smart thermostats for mini-split heat pumps ¦ Business Energy Rebates | Small
EE Participation
Selected_Vintages | Select_Meas_Outputs | MeasureNames | Export_Cost_Test | 2023 | 2024 | 2025
No Carbon | Participation (units) | Smart thermostats for central air source heat pump ¦ Business Energy Rebates | TRC | 6.12 | 12.63 | 16.84
No Carbon | Participation (units) | Smart thermostats for central air source heat pump ¦ Efficient Products Installation | TRC | 108.35 | 107.8 | 117.19
No Carbon | Participation (units) | Smart thermostats for central air source heat pump ¦ Small Business Energy Solutions | TRC | 262.5 | 420 | 840
No Carbon | Participation (units) | Smart thermostats for electric baseboards ¦ Business Energy Rebates | TRC | 40 | 82.5 | 110
No Carbon | Participation (units) | Smart thermostats for electric baseboards ¦ Efficient Products Installation | TRC | 707.86 | 704.32 | 765.64
No Carbon | Participation (units) | Smart thermostats for electric baseboards ¦ Instant Savings | TRC | 50 | 160 | 200
No Carbon | Participation (units) | Smart thermostats for electric baseboards ¦ Small Business Energy Solutions | TRC | 150 | 309 | 468
No Carbon | Participation (units) | Smart thermostats for mini-split heat pumps ¦ Business Energy Rebates | TRC | 4.29 | 8.84 | 11.79
No Carbon | Participation (units) | Smart thermostats for mini-split heat pumps ¦ Efficient Products Installation | TRC | 75.84 | 75.46 | 82.03
No Carbon | Participation (units) | Smart thermostats for mini-split heat pumps ¦ Instant Savings | TRC | 2450 | 3920 | 7840
No Carbon | Participation (units) | Smart thermostats for mini-split heat pumps ¦ Small Business Energy Solutions | TRC | 9 | 18 | 27
1.5C Scenario
|  | Smart thermostats for central air source heat pump ¦ Efficient Products Installation |  | 108.35 | 107.8 | 117.19
|  | Smart thermostats for electric baseboards ¦ Efficient Products Installation |  | 707.86 | 704.32 | 765.64
|  | Smart thermostats for mini-split heat pumps ¦ Efficient Products Installation |  | 75.84 | 75.46 | 82.03
|  | Smart thermostats for electric baseboards ¦ Instant Savings |  | 50 | 160 | 200
|  | Smart thermostats for mini-split heat pumps ¦ Instant Savings |  | 2450 | 3920 | 7840
|  | Smart thermostats for central air source heat pump ¦ Small Business Energy Solutions |  | 262.5 | 420 | 840
|  | Smart thermostats for electric baseboards ¦ Small Business Energy Solutions |  | 150 | 309 | 468
|  | Smart thermostats for mini-split heat pumps ¦ Small Business Energy Solutions |  | 9 | 18 | 27
|  | Smart thermostats for central air source heat pump ¦ Business Energy Rebates |  | 6.12 | 12.63 | 16.84
|  | Smart thermostats for electric baseboards ¦ Business Energy Rebates |  | 40 | 82.5 | 110
|  | Smart thermostats for mini-split heat pumps ¦ Business Energy Rebates |  | 4.29 | 8.84 | 11.79
2C Scenario
|  | Smart thermostats for central air source heat pump ¦ Efficient Products Installation |  | 0 | 0 | 0
|  | Smart thermostats for electric baseboards ¦ Efficient Products Installation |  | 0 | 0 | 0
|  | Smart thermostats for mini-split heat pumps ¦ Efficient Products Installation |  | 0 | 0 | 0
|  | Smart thermostats for electric baseboards ¦ Instant Savings |  | 150 | 309 | 411
|  | Smart thermostats for mini-split heat pumps ¦ Instant Savings |  | 9 | 18 | 24
|  | Smart thermostats for central air source heat pump ¦ Small Business Energy Solutions |  | 6.12 | 12.63 | 16.84
|  | Smart thermostats for electric baseboards ¦ Small Business Energy Solutions |  | 40 | 82.5 | 110
|  | Smart thermostats for mini-split heat pumps ¦ Small Business Energy Solutions |  | 4.29 | 8.84 | 11.79
|  | Smart thermostats for central air source heat pump ¦ Business Energy Rebates |  | 108.35 | 107.8 | 110.88
|  | Smart thermostats for electric baseboards ¦ Business Energy Rebates |  | 707.86 | 704.32 | 724.44
|  | Smart thermostats for mini-split heat pumps ¦ Business Energy Rebates |  | 75.84 | 75.46 | 77.62
Inc Cost
|  | Smart thermostats for central air source heat pump ¦ Business Energy Rebates |  | 106 | 108.12 | 110.28
|  | Smart thermostats for electric baseboards ¦ Business Energy Rebates |  | 151 | 154.02 | 157.1
|  | Smart thermostats for mini-split heat pumps ¦ Business Energy Rebates |  | 166 | 169.32 | 172.71
|  | Smart thermostats for central air source heat pump ¦ Efficient Products Installation |  | 166 | 169.32 | 172.71
|  | Smart thermostats for electric baseboards ¦ Efficient Products Installation |  | 166 | 169.32 | 172.71
|  | Smart thermostats for mini-split heat pumps ¦ Efficient Products Installation |  | 166 | 169.32 | 172.71
|  | Smart thermostats for electric baseboards ¦ Instant Savings |  | 151 | 154.02 | 157.1
|  | Smart thermostats for mini-split heat pumps ¦ Instant Savings |  | 166 | 169.32 | 172.71
|  | Smart thermostats for central air source heat pump ¦ Small Business Energy Solutions |  | 106 | 108.12 | 110.28
|  | Smart thermostats for electric baseboards ¦ Small Business Energy Solutions |  | 151 | 154.02 | 157.1
|  | Smart thermostats for mini-split heat pumps ¦ Small Business Energy Solutions |  | 166 | 169.32 | 172.71

## Tech Enablement Backup 2 (hidden)
Measure Characteristics
Unique Measure Names | Measure Life | NTG | Incremental Cost | Incremental Cost | Incremental Cost | UPDATE (2/4)
Programmable thermostat ¦ Instant Savings | 10 | 1 | 14.8904 | 15.1883 | 15.492
Programmable Thermostats ¦ First Nations Home Retrofits | 10 | 1 | 0 | 0 | 0
Smart thermostats for electric baseboards ¦ Efficient Products Installation | 11 | 1.02 | 166 | 169.32 | 172.7064 | 166
Smart thermostats for mini-split heat pumps ¦ Efficient Products Installation | 11 | 1.02 | 166 | 169.32 | 172.7064 | 166
Thermostatic Shower Valves -2.5gpm - MURB ¦ Efficient Products Installation | 10 | 1.02 | 0 | 0 | 0
Thermostatic Shower Valves -2.5gpm ¦ Efficient Products Installation | 10 | 1.02 | 0 | 0 | 0
Smart thermostats for electric baseboards ¦ Instant Savings | 11 | 1 | 166 | 169.32 | 172.7064 | 151
Smart thermostats for mini-split heat pumps ¦ Instant Savings | 11 | 1 | 166 | 169.32 | 172.7064 | 166
Smart thermostats for electric baseboards ¦ Small Business Energy Solutions | 11 | 1.02 | 166 | 169.32 | 172.7064 | 151
Smart thermostats for mini-split heat pumps ¦ Small Business Energy Solutions | 11 | 1.02 | 166 | 169.32 | 172.7064 | 166
Smart thermostats for central air source heat pump ¦ Small Business Energy Solutions | 11 | 1.02 | 166 | 169.32 | 172.7064 | 106
Smart thermostats for electric baseboards ¦ Business Energy Rebates | 11 | 0.85 | 166 | 169.32 | 172.7064 | 151
Smart thermostats for mini-split heat pumps ¦ Business Energy Rebates | 11 | 0.85 | 166 | 169.32 | 172.7064 | 166
Smart thermostats for central air source heat pump ¦ Business Energy Rebates | 11 | 0.85 | 166 | 169.32 | 172.7064 | 106
Smart thermostats for central air source heat pump ¦ Efficient Products Installation | 11 | 1.02 | 166 | 169.32 | 172.7064 | 166
Smart Tstat All |  |  | 166
EE Lifetime Benefits
DR Lifetime Benefits
[27 empty] | Per Unit Avoided Cost Benefits by Year | [8 empty] | Year 10
Per Unit PV Avoided Cost Gross Benefits for EE/DR Measures by Installation Year and Avoided Cost Vintage | [9 empty] | LU | DR Sub Option ↓ | Customer Class ↓ | Unit Basis | Unit Impact | # Units/Participant | Opt Out | Total Peak (kW) | Total Customer Count | TRC Discount Rate | PV DR Benefits | Sector1 | EE Measure Name | PV EE Benefits (no Carbon) |  | DR Portion of Benefits (no carbon) | DR Portion of Benefits (with carbon) | 2025 | 2026 | 2027 | 2028 | 2029 | 2030 | 2031 | 2032 | 2033 | 2034 | 2035
Measure Name ¦ Program Component | Installation Year | [8 empty] | DLC-Thermostat-DI-Central Heat PumpResidential | DLC-Thermostat-DI-Central Heat Pump | Residential | kW per participant | 1.21 | 2.5 | 25% | 1611800.1649 | 490837 | 6.33% | 1422.2265 | Residential | Smart thermostats for central air source heat pump ¦ Efficient Products Installation | 595.689 | 969.5041 | 70.48% | 59.46% | 120.3932 | 137.0813 | 153.7695 | 168.0737 | 182.3778 | 195.4899 | 208.6021 | 219.3302 | 230.0583 | 239.5944 | 249.1305
| 2023 |  | 2024 |  | 2025 |  | 2025 Units | Res | C&I | DLC-Thermostat-BYOT-Central Heat PumpResidential | DLC-Thermostat-BYOT-Central Heat Pump | Residential | kW per participant | 0 | 2.5 | 25% | 1611800.1649 | 490837 | 6.33% | 0 | Residential | #N/A | 0 | #N/A | 0% | 0% | 0 | 0 | 0 | 0 | 0 | 0 | 0 | 0 | 0 | 0 | 0
| No Carbon | With Carbon | No Carbon | With Carbon | No Carbon | With Carbon |  |  |  | DLC-Thermostat-DI-Baseboard HeatingResidential | DLC-Thermostat-DI-Baseboard Heating | Residential | kW per participant | 0.5 | 2.5 | 25% | 1611800.1649 | 490837 | 6.33% | 587.6969 | Residential | Smart thermostats for electric baseboards ¦ Efficient Products Installation | 300.0719 | 488.3772 | 66.2% | 54.61% | 49.7492 | 56.6452 | 63.5411 | 69.4519 | 75.3627 | 80.781 | 86.1992 | 90.6323 | 95.0654 | 99.0059 | 102.9465
Smart thermostats for central air source heat pump ¦ Business Energy Rebates | 198.5546 | 334.9955 | 202.5257 | 339.6172 | 206.5762 | 336.2098 | 110.88 | 0 | 1 | DLC-Thermostat-BYOT-Baseboard HeatingResidential | DLC-Thermostat-BYOT-Baseboard Heating | Residential | kW per participant | 0.5 | 2.5 | 25% | 1611800.1649 | 490837 | 6.33% | 587.6969 | Residential | Smart thermostats for electric baseboards ¦ Instant Savings | 300.0719 | 488.3772 | 66.2% | 54.61% | 49.7492 | 56.6452 | 63.5411 | 69.4519 | 75.3627 | 80.781 | 86.1992 | 90.6323 | 95.0654 | 99.0059 | 102.9465
Smart thermostats for central air source heat pump ¦ Efficient Products Installation | 572.5577 | 966.0026 | 584.0088 | 979.3299 | 595.689 | 969.5041 | 0 | 1 | 0 | DLC-Thermostat-DI-MSHPResidential | DLC-Thermostat-DI-MSHP | Residential | kW per participant | 0.5 | 2.5 | 25% | 1611800.1649 | 490837 | 6.33% | 587.6969 | Residential | Smart thermostats for mini-split heat pumps ¦ Efficient Products Installation | 148.9718 | 242.4566 | 79.78% | 70.79% | 49.7492 | 56.6452 | 63.5411 | 69.4519 | 75.3627 | 80.781 | 86.1992 | 90.6323 | 95.0654 | 99.0059 | 102.9465
Smart thermostats for central air source heat pump ¦ Small Business Energy Solutions | 198.5546 | 334.9955 | 202.5257 | 339.6172 | 206.5762 | 336.2098 | 16.84 | 0 | 1 | DLC-Thermostat-BYOT-MSHPResidential | DLC-Thermostat-BYOT-MSHP | Residential | kW per participant | 0.5 | 2.5 | 25% | 1611800.1649 | 490837 | 6.33% | 587.6969 | Residential | Smart thermostats for mini-split heat pumps ¦ Instant Savings | 148.9718 | 242.4566 | 79.78% | 70.79% | 49.7492 | 56.6452 | 63.5411 | 69.4519 | 75.3627 | 80.781 | 86.1992 | 90.6323 | 95.0654 | 99.0059 | 102.9465
Smart thermostats for electric baseboards ¦ Business Energy Rebates | 97.2784 | 164.1253 | 99.224 | 166.3896 | 101.2085 | 164.7202 | 724.44 | 0 | 1 | DLC-Thermostat-HVACSmall Commercial | DLC-Thermostat-HVAC | Small Commercial | % of enduse load | 0 | 5 | 25% | 427685.2323 | 37289.5658 | 6.33% | 0 | Small | #N/A | #N/A | #N/A | 0% | 0% | 0 | 0 | 0 | 0 | 0 | 0 | 0 | 0 | 0 | 0 | 0
Smart thermostats for electric baseboards ¦ Efficient Products Installation | 288.4197 | 486.6134 | 294.1881 | 493.3269 | 300.0719 | 488.3772 | 0 | 1 | 0 | DLC-Thermostat-HVACSmall Industrial | DLC-Thermostat-HVAC | Small Industrial | % of enduse load | 0 | 5 | 25% | 29828.4 | 2136 | 6.33% | 0 | Small | #N/A | #N/A | #N/A | 0% | 0% | 0 | 0 | 0 | 0 | 0 | 0 | 0 | 0 | 0 | 0 | 0
Smart thermostats for electric baseboards ¦ Instant Savings | 288.4197 | 486.6134 | 294.1881 | 493.3269 | 300.0719 | 488.3772 | 411 | 1 | 0 | DLC-Thermostat-DI-Central Heat PumpSmall Commercial | DLC-Thermostat-DI-Central Heat Pump | Small Commercial | kW per participant | 2.42 | 5 | 25% | 427685.2323 | 37289.5658 | 6.33% | 4967.4305 | Small | Smart thermostats for central air source heat pump ¦ Business Energy Rebates | 206.5762 | 336.2098 | 96.01% | 93.66% | 420.499 | 478.7859 | 537.0729 | 587.0332 | 636.9935 | 682.7904 | 728.5873 | 766.0575 | 803.5277 | 836.8346 | 870.1414
Smart thermostats for electric baseboards ¦ Small Business Energy Solutions | 97.2784 | 164.1253 | 99.224 | 166.3896 | 101.2085 | 164.7202 | 110 | 0 | 1 | DLC-Thermostat-BYOT-Central Heat PumpSmall Commercial | DLC-Thermostat-BYOT-Central Heat Pump | Small Commercial | kW per participant | 0 | 5 | 25% | 427685.2323 | 37289.5658 | 6.33% | 0 | Small | Smart thermostats for central air source heat pump ¦ Business Energy Rebates | 206.5762 | 336.2098 | 0% | 0% | 0 | 0 | 0 | 0 | 0 | 0 | 0 | 0 | 0 | 0 | 0
Smart thermostats for mini-split heat pumps ¦ Business Energy Rebates | 49.3055 | 83.1868 | 50.2916 | 84.3345 | 51.2974 | 83.4883 | 77.62 | 0 | 1 | DLC-Thermostat-DI-Baseboard HeatingSmall Commercial | DLC-Thermostat-DI-Baseboard Heating | Small Commercial | kW per participant | 1 | 5 | 25% | 427685.2323 | 37289.5658 | 6.33% | 2052.6572 | Small | Smart thermostats for electric baseboards ¦ Small Business Energy Solutions | 101.2085 | 164.7202 | 95.3% | 92.57% | 173.7599 | 197.8454 | 221.931 | 242.5757 | 263.2204 | 282.1448 | 301.0691 | 316.5527 | 332.0362 | 345.7994 | 359.5626
Smart thermostats for mini-split heat pumps ¦ Efficient Products Installation | 143.187 | 241.5809 | 146.0507 | 244.9139 | 148.9718 | 242.4566 | 0 | 1 | 0 | DLC-Thermostat-BYOT-Baseboard HeatingSmall Commercial | DLC-Thermostat-BYOT-Baseboard Heating | Small Commercial | kW per participant | 1 | 5 | 25% | 427685.2323 | 37289.5658 | 6.33% | 2052.6572 | Small | Smart thermostats for electric baseboards ¦ Small Business Energy Solutions | 101.2085 | 164.7202 | 95.3% | 92.57% | 173.7599 | 197.8454 | 221.931 | 242.5757 | 263.2204 | 282.1448 | 301.0691 | 316.5527 | 332.0362 | 345.7994 | 359.5626
Smart thermostats for mini-split heat pumps ¦ Instant Savings | 143.187 | 241.5809 | 146.0507 | 244.9139 | 148.9718 | 242.4566 | 24 | 1 | 0 | DLC-Thermostat-DI-MSHPSmall Commercial | DLC-Thermostat-DI-MSHP | Small Commercial | kW per participant | 1 | 5 | 25% | 427685.2323 | 37289.5658 | 6.33% | 2052.6572 | Small | Smart thermostats for mini-split heat pumps ¦ Business Energy Rebates | 51.2974 | 83.4883 | 97.56% | 96.09% | 173.7599 | 197.8454 | 221.931 | 242.5757 | 263.2204 | 282.1448 | 301.0691 | 316.5527 | 332.0362 | 345.7994 | 359.5626
Smart thermostats for mini-split heat pumps ¦ Small Business Energy Solutions | 49.3055 | 83.1868 | 50.2916 | 84.3345 | 51.2974 | 83.4883 | 11.79 | 0 | 1 | DLC-Thermostat-BYOT-MSHPSmall Commercial | DLC-Thermostat-BYOT-MSHP | Small Commercial | kW per participant | 1 | 5 | 25% | 427685.2323 | 37289.5658 | 6.33% | 2052.6572 | Small | Smart thermostats for mini-split heat pumps ¦ Business Energy Rebates | 51.2974 | 83.4883 | 97.56% | 96.09% | 173.7599 | 197.8454 | 221.931 | 242.5757 | 263.2204 | 282.1448 | 301.0691 | 316.5527 | 332.0362 | 345.7994 | 359.5626
Smart Tstat Res ¦ CPP |  |  |  |  | 291.7353 | 474.8092 |  |  |  | DLC-Thermostat-DI-Central Heat PumpSmall Industrial | DLC-Thermostat-DI-Central Heat Pump | Small Industrial | kW per participant | 2.42 | 5 | 5% | 29828.4 | 2136 | 6.33% | 7661.0082 | Small | Smart thermostats for central air source heat pump ¦ Business Energy Rebates | 206.5762 | 336.2098 | 97.37% | 95.8% | 648.5135 | 738.4065 | 828.2995 | 905.3506 | 982.4017 | 1053.0319 | 1123.6621 | 1181.4504 | 1239.2388 | 1290.6062 | 1341.9736
Smart Tstat C&I ¦ CPP |  |  |  |  | 109.7624 | 178.642 |  |  |  | DLC-Thermostat-BYOT-Central Heat PumpSmall Industrial | DLC-Thermostat-BYOT-Central Heat Pump | Small Industrial | kW per participant | 0 | 5 | 5% | 29828.4 | 2136 | 6.33% | 0 | Small | Smart thermostats for central air source heat pump ¦ Business Energy Rebates | 206.5762 | 336.2098 | 0% | 0% | 0 | 0 | 0 | 0 | 0 | 0 | 0 | 0 | 0 | 0 | 0
[10 empty] | DLC-Thermostat-DI-Baseboard HeatingSmall Industrial | DLC-Thermostat-DI-Baseboard Heating | Small Industrial | kW per participant | 1 | 5 | 5% | 29828.4 | 2136 | 6.33% | 3165.7059 | Small | Smart thermostats for electric baseboards ¦ Small Business Energy Solutions | 101.2085 | 164.7202 | 96.9% | 95.05% | 267.9808 | 305.1267 | 342.2725 | 374.1118 | 405.9511 | 435.1371 | 464.3232 | 488.2027 | 512.0821 | 533.3083 | 554.5345
[10 empty] | DLC-Thermostat-BYOT-Baseboard HeatingSmall Industrial | DLC-Thermostat-BYOT-Baseboard Heating | Small Industrial | kW per participant | 1 | 5 | 5% | 29828.4 | 2136 | 6.33% | 3165.7059 | Small | Smart thermostats for electric baseboards ¦ Small Business Energy Solutions | 101.2085 | 164.7202 | 96.9% | 95.05% | 267.9808 | 305.1267 | 342.2725 | 374.1118 | 405.9511 | 435.1371 | 464.3232 | 488.2027 | 512.0821 | 533.3083 | 554.5345
[10 empty] | DLC-Thermostat-DI-MSHPSmall Industrial | DLC-Thermostat-DI-MSHP | Small Industrial | kW per participant | 1 | 5 | 25% | 29828.4 | 2136 | 6.33% | 2499.2415 | Small | Smart thermostats for mini-split heat pumps ¦ Business Energy Rebates | 51.2974 | 83.4883 | 97.99% | 96.77% | 211.5638 | 240.8895 | 270.2151 | 295.3514 | 320.4877 | 343.5293 | 366.5709 | 385.4231 | 404.2754 | 421.0329 | 437.7904
[10 empty] | DLC-Thermostat-BYOT-MSHPSmall Industrial | DLC-Thermostat-BYOT-MSHP | Small Industrial | kW per participant | 1 | 5 | 25% | 29828.4 | 2136 | 6.33% | 2499.2415 | Small | Smart thermostats for mini-split heat pumps ¦ Business Energy Rebates | 51.2974 | 83.4883 | 97.99% | 96.77% | 211.5638 | 240.8895 | 270.2151 | 295.3514 | 320.4877 | 343.5293 | 366.5709 | 385.4231 | 404.2754 | 421.0329 | 437.7904
[10 empty] | Dynamic Pricing with enabling tech.Small Commercial | Dynamic Pricing with enabling tech. | Small Commercial | % of enduse load | 0.1425 | 1 | 0% | 427685.2323 | 37289.5658 | 6.33% | 1950.0244 | Small | Smart Tstat Res ¦ CPP | 291.7353 | 474.8092 | 86.99% | 80.42% | 165.0719 | 187.9532 | 210.8344 | 230.4469 | 250.0594 | 268.0376 | 286.0157 | 300.7251 | 315.4344 | 328.5094 | 341.5844
[10 empty] | Dynamic Pricing with enabling tech.Large Commercial | Dynamic Pricing with enabling tech. | Large Commercial | % of enduse load | 0.19 | 1 | 0% | 966222.5373 | 1257.4342 | 6.33% | 174194.2174 | Large | #N/A | #N/A | #N/A | 0% | 0% | 14745.7498 | 16789.7151 | 18833.6804 | 20585.6506 | 22337.6209 | 23943.5937 | 25549.5664 | 26863.5441 | 28177.5218 | 29345.502 | 30513.4822
DR EE Measure Map | [9 empty] | Dynamic Pricing with enabling tech.Small Industrial | Dynamic Pricing with enabling tech. | Small Industrial | % of enduse load | 0.1425 | 1 | 0% | 29828.4 | 2136 | 6.33% | 2374.2794 | Small | Smart Tstat Res ¦ CPP | 291.7353 | 474.8092 | 89.06% | 83.33% | 200.9856 | 228.845 | 256.7044 | 280.5839 | 304.4633 | 326.3529 | 348.2424 | 366.152 | 384.0616 | 399.9812 | 415.9009
DR Measure | EE Measure | Sector1 | [7 empty] | Dynamic Pricing with enabling tech.Large Industrial | Dynamic Pricing with enabling tech. | Large Industrial | % of enduse load | 0.19 | 1 | 0% | 72684.9183 | 189 | 6.33% | 87181.503 | Large | #N/A | #N/A | #N/A | 0% | 0% | 7380.019 | 8402.9919 | 9425.9648 | 10302.7987 | 11179.6327 | 11983.3971 | 12787.1616 | 13444.787 | 14102.4125 | 14686.9684 | 15271.5244
C&I Curtailment-Turnkey-Auto-DR HVAC Control | Energy Management Information Systems ¦ EMIS | Large | [7 empty] | Dynamic Pricing with enabling tech.Interruptible Rider | Dynamic Pricing with enabling tech. | Interruptible Rider | % of enduse load | 0.095 | 1 | 0% | 77686.2664 | 23 | 6.33% | 382849.6613 | Interruptible Rider | #N/A | #N/A | #N/A | 0% | 0% | 32408.6837 | 36900.9765 | 41393.2693 | 45243.806 | 49094.3427 | 52624.0013 | 56153.6599 | 59041.5624 | 61929.4649 | 64496.4894 | 67063.5138
C&I Curtailment-Enabling Tech-Auto-DR HVAC Control | Energy Management Information Systems ¦ EMIS | Large | [7 empty] | Dynamic Pricing with enabling tech.Residential | Dynamic Pricing with enabling tech. | Residential | % of enduse load | 0.19 | 1 | 0% | 1611800.1649 | 490837 | 6.33% | 744.4161 | Residential | Smart Tstat C&I ¦ CPP | 109.7624 | 178.642 | 87.15% | 80.65% | 63.0157 | 71.7506 | 80.4854 | 87.9724 | 95.4595 | 102.3225 | 109.1856 | 114.8009 | 120.4162 | 125.4075 | 130.3989
DLC-Thermostat-DI-Baseboard Heating | Smart thermostats for electric baseboards ¦ Efficient Products Installation | Residential
CPP: DLC-Thermostat-DI-Baseboard Heating | Smart thermostats for electric baseboards ¦ Efficient Products Installation | Residential
DLC-Thermostat-DI-MSHP | Smart thermostats for mini-split heat pumps ¦ Efficient Products Installation | Residential
CPP: DLC-Thermostat-DI-MSHP | Smart thermostats for mini-split heat pumps ¦ Efficient Products Installation | Residential
| Smart thermostats for central air source heat pump ¦ Business Energy Rebates | Small
| Smart thermostats for central air source heat pump ¦ Small Business Energy Solutions | Small
DLC-Thermostat-DI-Central Heat Pump | Smart thermostats for central air source heat pump ¦ Business Energy Rebates | Small
CPP: DLC-Thermostat-DI-Central Heat Pump | 0 | Small
DLC-Thermostat-DI-Central Heat Pump | Smart thermostats for central air source heat pump ¦ Efficient Products Installation | Residential
CPP: DLC-Thermostat-DI-Central Heat Pump | Smart thermostats for central air source heat pump ¦ Efficient Products Installation | Residential
DLC-Thermostat-BYOT-Baseboard Heating | Smart thermostats for electric baseboards ¦ Instant Savings | Residential
| Smart thermostats for electric baseboards ¦ Small Business Energy Solutions | Small
| Smart thermostats for electric baseboards ¦ Business Energy Rebates | Small
DLC-Thermostat-DI-Baseboard Heating | Smart thermostats for electric baseboards ¦ Small Business Energy Solutions | Small
CPP: DLC-Thermostat-DI-Baseboard Heating | 0 | Small
| Smart thermostats for mini-split heat pumps ¦ Small Business Energy Solutions | Small
| Smart thermostats for mini-split heat pumps ¦ Business Energy Rebates | Small
DLC-Thermostat-DI-MSHP | Smart thermostats for mini-split heat pumps ¦ Business Energy Rebates | Small
CPP: DLC-Thermostat-DI-MSHP | 0 | Small
DLC-Thermostat-BYOT-MSHP | Smart thermostats for mini-split heat pumps ¦ Instant Savings | Residential
Dynamic Pricing with enabling tech. | Smart Tstat Res ¦ CPP | Small
Dynamic Pricing with enabling tech. | Smart Tstat C&I ¦ CPP | Residential
DLC-Thermostat-BYOT-Central Heat Pump | Smart thermostats for central air source heat pump ¦ Business Energy Rebates | Small
DLC-Thermostat-BYOT-Baseboard Heating | Smart thermostats for electric baseboards ¦ Small Business Energy Solutions | Small
DLC-Thermostat-BYOT-MSHP | Smart thermostats for mini-split heat pumps ¦ Business Energy Rebates | Small
EE Participation
Selected_Vintages | Select_Meas_Outputs | MeasureNames | Export_Cost_Test | 2023 | 2024 | 2025
No Carbon | Participation (units) | Smart thermostats for central air source heat pump ¦ Business Energy Rebates | TRC | 108.35 | 107.8 | 110.88
No Carbon | Participation (units) | Smart thermostats for central air source heat pump ¦ Efficient Products Installation | TRC | 0 | 0 | 0
No Carbon | Participation (units) | Smart thermostats for central air source heat pump ¦ Small Business Energy Solutions | TRC | 6.12 | 12.63 | 16.84
No Carbon | Participation (units) | Smart thermostats for electric baseboards ¦ Business Energy Rebates | TRC | 707.86 | 704.32 | 724.44
No Carbon | Participation (units) | Smart thermostats for electric baseboards ¦ Efficient Products Installation | TRC | 0 | 0 | 0
No Carbon | Participation (units) | Smart thermostats for electric baseboards ¦ Instant Savings | TRC | 150 | 309 | 411
No Carbon | Participation (units) | Smart thermostats for electric baseboards ¦ Small Business Energy Solutions | TRC | 40 | 82.5 | 110
No Carbon | Participation (units) | Smart thermostats for mini-split heat pumps ¦ Business Energy Rebates | TRC | 75.84 | 75.46 | 77.62
No Carbon | Participation (units) | Smart thermostats for mini-split heat pumps ¦ Efficient Products Installation | TRC | 0 | 0 | 0
No Carbon | Participation (units) | Smart thermostats for mini-split heat pumps ¦ Instant Savings | TRC | 9 | 18 | 24
No Carbon | Participation (units) | Smart thermostats for mini-split heat pumps ¦ Small Business Energy Solutions | TRC | 4.29 | 8.84 | 11.79
1.5C Scenario
|  | Smart thermostats for central air source heat pump ¦ Efficient Products Installation |  | 108.35 | 107.8 | 117.19
|  | Smart thermostats for electric baseboards ¦ Efficient Products Installation |  | 707.86 | 704.32 | 765.64
|  | Smart thermostats for mini-split heat pumps ¦ Efficient Products Installation |  | 75.84 | 75.46 | 82.03
|  | Smart thermostats for electric baseboards ¦ Instant Savings |  | 50 | 160 | 200
|  | Smart thermostats for mini-split heat pumps ¦ Instant Savings |  | 2450 | 3920 | 7840
|  | Smart thermostats for central air source heat pump ¦ Small Business Energy Solutions |  | 262.5 | 420 | 840
|  | Smart thermostats for electric baseboards ¦ Small Business Energy Solutions |  | 150 | 309 | 468
|  | Smart thermostats for mini-split heat pumps ¦ Small Business Energy Solutions |  | 9 | 18 | 27
|  | Smart thermostats for central air source heat pump ¦ Business Energy Rebates |  | 6.12 | 12.63 | 16.84
|  | Smart thermostats for electric baseboards ¦ Business Energy Rebates |  | 40 | 82.5 | 110
|  | Smart thermostats for mini-split heat pumps ¦ Business Energy Rebates |  | 4.29 | 8.84 | 11.79
2C Scenario
|  | Smart thermostats for central air source heat pump ¦ Efficient Products Installation |  | 0 | 0 | 0
|  | Smart thermostats for electric baseboards ¦ Efficient Products Installation |  | 0 | 0 | 0
|  | Smart thermostats for mini-split heat pumps ¦ Efficient Products Installation |  | 0 | 0 | 0
|  | Smart thermostats for electric baseboards ¦ Instant Savings |  | 150 | 309 | 411
|  | Smart thermostats for mini-split heat pumps ¦ Instant Savings |  | 9 | 18 | 24
|  | Smart thermostats for central air source heat pump ¦ Small Business Energy Solutions |  | 6.12 | 12.63 | 16.84
|  | Smart thermostats for electric baseboards ¦ Small Business Energy Solutions |  | 40 | 82.5 | 110
|  | Smart thermostats for mini-split heat pumps ¦ Small Business Energy Solutions |  | 4.29 | 8.84 | 11.79
|  | Smart thermostats for central air source heat pump ¦ Business Energy Rebates |  | 108.35 | 107.8 | 110.88
|  | Smart thermostats for electric baseboards ¦ Business Energy Rebates |  | 707.86 | 704.32 | 724.44
|  | Smart thermostats for mini-split heat pumps ¦ Business Energy Rebates |  | 75.84 | 75.46 | 77.62
Inc Cost
|  | Smart thermostats for central air source heat pump ¦ Business Energy Rebates |  | 106 | 108.12 | 110.28
|  | Smart thermostats for electric baseboards ¦ Business Energy Rebates |  | 151 | 154.02 | 157.1
|  | Smart thermostats for mini-split heat pumps ¦ Business Energy Rebates |  | 166 | 169.32 | 172.71
|  | Smart thermostats for central air source heat pump ¦ Efficient Products Installation |  | 166 | 169.32 | 172.71
|  | Smart thermostats for electric baseboards ¦ Efficient Products Installation |  | 166 | 169.32 | 172.71
|  | Smart thermostats for mini-split heat pumps ¦ Efficient Products Installation |  | 166 | 169.32 | 172.71
|  | Smart thermostats for electric baseboards ¦ Instant Savings |  | 151 | 154.02 | 157.1
|  | Smart thermostats for mini-split heat pumps ¦ Instant Savings |  | 166 | 169.32 | 172.71
|  | Smart thermostats for central air source heat pump ¦ Small Business Energy Solutions |  | 106 | 108.12 | 110.28
|  | Smart thermostats for electric baseboards ¦ Small Business Energy Solutions |  | 151 | 154.02 | 157.1
|  | Smart thermostats for mini-split heat pumps ¦ Small Business Energy Solutions |  | 166 | 169.32 | 172.71

## Incentives
Units: | varies
Utility | DR SubOption ↓ | Customer Class ↓ | Scenario → Incentive Unit ↓ | Scenario 2 | Scenario 1 | Basis for assumptions (for Preferred Scenario)
ENS | DLC-Switch-Water Heating | Residential | $/participant/yr | 10 | 7 | Same assumption as potential study
ENS | DLC-BYOD-Water Heating | Residential | $/participant/yr | 10 | 7 | Same assumption as Direct Install.
ENS | DLC-Thermostat-DI-Central Heat Pump | Residential | $/participant/yr | 50 | 35 | Same assumption as potential study
ENS | DLC-Thermostat-BYOT-Central Heat Pump | Residential | $/participant/yr | 0 | 0 | Will not be offered
ENS | DLC-Thermostat-DI-Baseboard Heating | Residential | $/participant/yr | 10 | 7 | Per participants impacts are almost the same as for WH control; so assumed incentives to be at par with WH control.
ENS | DLC-Thermostat-BYOT-Baseboard Heating | Residential | $/participant/yr | 10 | 7 | Same assumption as Direct Install.
ENS | DLC-Thermostat-DI-MSHP | Residential | $/participant/yr | 10 | 7 | Per participants impacts are almost the same as for WH control; so assumed incentives to be at par with WH control.
ENS | DLC-Thermostat-BYOT-MSHP | Residential | $/participant/yr | 10 | 7 | Same assumption as Direct Install.
ENS | DLC-Switch-Water Heating | Small Commercial | $/participant/yr | 10.8 | 7.56 | Same assumption as potential study
ENS | DLC-Switch-Water Heating | Small Industrial | $/participant/yr | 10.8 | 7.56 | Same assumption as potential study
ENS | DLC-BYOD-Water Heating | Small Commercial | $/participant/yr | 10.8 | 7.56 | scaled up w.r.t. residential based on number of units per customer
ENS | DLC-BYOD-Water Heating | Small Industrial | $/participant/yr | 10.8 | 7.56 | scaled up w.r.t. residential based on number of units per customer
ENS | DLC-Thermostat-HVAC | Small Commercial | $/kW-yr | 25 | 17.5 | Same assumption as potential study
ENS | DLC-Thermostat-HVAC | Small Industrial | $/kW-yr | 25 | 17.5 | Same assumption as potential study
ENS | DLC-Thermostat-DI-Central Heat Pump | Small Commercial | $/participant/yr | 100 | 70 | Assumed double of residential (average two units per customer)
ENS | DLC-Thermostat-BYOT-Central Heat Pump | Small Commercial | $/participant/yr | 100 | 70 | Assumed double of residential (average two units per customer)
ENS | DLC-Thermostat-DI-Baseboard Heating | Small Commercial | $/participant/yr | 20 | 14 | double of residential based on the assumption that these customers have two units instead of one for residential
ENS | DLC-Thermostat-BYOT-Baseboard Heating | Small Commercial | $/participant/yr | 20 | 14 | double of residential based on the assumption that these customers have two units instead of one for residential
ENS | DLC-Thermostat-DI-MSHP | Small Commercial | $/participant/yr | 20 | 14 | double of residential
ENS | DLC-Thermostat-BYOT-MSHP | Small Commercial | $/participant/yr | 20 | 14 | double of residential
ENS | DLC-Thermostat-DI-Central Heat Pump | Small Industrial | $/participant/yr | 100 | 70 | Assumed double of residential (average two units per customer)
ENS | DLC-Thermostat-BYOT-Central Heat Pump | Small Industrial | $/participant/yr | 100 | 70 | Assumed double of residential (average two units per customer)
ENS | DLC-Thermostat-DI-Baseboard Heating | Small Industrial | $/participant/yr | 20 | 14 | double of residential based on the assumption that these customers have two units instead of one for residential
ENS | DLC-Thermostat-BYOT-Baseboard Heating | Small Industrial | $/participant/yr | 20 | 14 | double of residential based on the assumption that these customers have two units instead of one for residential
ENS | DLC-Thermostat-DI-MSHP | Small Industrial | $/participant/yr | 20 | 14 | double of residential
ENS | DLC-Thermostat-BYOT-MSHP | Small Industrial | $/participant/yr | 20 | 14 | double of residential
ENS | BTM Battery Control | Small Commercial | $/kW-yr | 63 | 44.1 | same as potential study assumptions
ENS | BTM Battery Control | Large Commercial | $/kW-yr | 63 | 44.1 | same as potential study assumptions
ENS | BTM Battery Control | Small Industrial | $/kW-yr | 63 | 44.1 | same as potential study assumptions
ENS | BTM Battery Control | Large Industrial | $/kW-yr | 63 | 44.1 | same as potential study assumptions
ENS | BTM Battery Control | Interruptible Rider | $/kW-yr | 63 | 44.1 | same as potential study assumptions
ENS | C&I Curtailment-Turnkey-Manual HVAC Control | Large Commercial | $/kW-yr | 88.2 | 61.74 | Same as potential study assumptions
ENS | C&I Curtailment-Turnkey-Auto-DR HVAC Control | Large Commercial | $/kW-yr | 88.2 | 61.74 | Same as potential study assumptions
ENS | C&I Curtailment-Turnkey-Standard Lighting Control | Large Commercial | $/kW-yr | 88.2 | 61.74 | Same as potential study assumptions
ENS | C&I Curtailment-Turnkey-Advanced Lighting Control | Large Commercial | $/kW-yr | 88.2 | 61.74 | Same as potential study assumptions
ENS | C&I Curtailment-Turnkey-Water Heating Control | Large Commercial | $/kW-yr | 88.2 | 61.74 | Same as potential study assumptions
ENS | C&I Curtailment-Turnkey-Other | Large Commercial | $/kW-yr | 88.2 | 61.74 | Same as potential study assumptions
ENS | C&I Curtailment-Turnkey-Industrial | Large Commercial | $/kW-yr | 88.2 | 61.74 | Same as potential study assumptions
ENS | C&I Curtailment-Turnkey-Manual HVAC Control | Large Industrial | $/kW-yr | 88.2 | 61.74 | Same as potential study assumptions
ENS | C&I Curtailment-Turnkey-Auto-DR HVAC Control | Large Industrial | $/kW-yr | 88.2 | 61.74 | Same as potential study assumptions
ENS | C&I Curtailment-Turnkey-Standard Lighting Control | Large Industrial | $/kW-yr | 88.2 | 61.74 | Same as potential study assumptions
ENS | C&I Curtailment-Turnkey-Advanced Lighting Control | Large Industrial | $/kW-yr | 88.2 | 61.74 | Same as potential study assumptions
ENS | C&I Curtailment-Turnkey-Water Heating Control | Large Industrial | $/kW-yr | 88.2 | 61.74 | Same as potential study assumptions
ENS | C&I Curtailment-Turnkey-Other | Large Industrial | $/kW-yr | 88.2 | 61.74 | Same as potential study assumptions
ENS | C&I Curtailment-Turnkey-Industrial | Large Industrial | $/kW-yr | 88.2 | 61.74 | Same as potential study assumptions
ENS | C&I Curtailment-Turnkey-Manual HVAC Control | Interruptible Rider | $/kW-yr | 88.2 | 61.74 | Same as potential study assumptions
ENS | C&I Curtailment-Turnkey-Auto-DR HVAC Control | Interruptible Rider | $/kW-yr | 88.2 | 61.74 | Same as potential study assumptions
ENS | C&I Curtailment-Turnkey-Standard Lighting Control | Interruptible Rider | $/kW-yr | 88.2 | 61.74 | Same as potential study assumptions
ENS | C&I Curtailment-Turnkey-Advanced Lighting Control | Interruptible Rider | $/kW-yr | 88.2 | 61.74 | Same as potential study assumptions
ENS | C&I Curtailment-Turnkey-Water Heating Control | Interruptible Rider | $/kW-yr | 88.2 | 61.74 | Same as potential study assumptions
ENS | C&I Curtailment-Turnkey-Other | Interruptible Rider | $/kW-yr | 88.2 | 61.74
ENS | C&I Curtailment-Turnkey-Industrial | Interruptible Rider | $/kW-yr | 88.2 | 61.74
ENS | C&I Curtailment-Enabling Tech-Manual HVAC Control | Large Commercial | $/kW-yr | 88.2 | 61.74
ENS | C&I Curtailment-Enabling Tech-Auto-DR HVAC Control | Large Commercial | $/kW-yr | 88.2 | 61.74
ENS | C&I Curtailment-Enabling Tech-Standard Lighting Control | Large Commercial | $/kW-yr | 88.2 | 61.74
ENS | C&I Curtailment-Enabling Tech-Advanced Lighting Control | Large Commercial | $/kW-yr | 88.2 | 61.74
ENS | C&I Curtailment-Enabling Tech-Water Heating Control | Large Commercial | $/kW-yr | 88.2 | 61.74
ENS | C&I Curtailment-Enabling Tech-Other | Large Commercial | $/kW-yr | 88.2 | 61.74
ENS | C&I Curtailment-Enabling Tech-Industrial | Large Commercial | $/kW-yr | 88.2 | 61.74
ENS | C&I Curtailment-Enabling Tech-Manual HVAC Control | Large Industrial | $/kW-yr | 88.2 | 61.74
ENS | C&I Curtailment-Enabling Tech-Auto-DR HVAC Control | Large Industrial | $/kW-yr | 88.2 | 61.74
ENS | C&I Curtailment-Enabling Tech-Standard Lighting Control | Large Industrial | $/kW-yr | 88.2 | 61.74
ENS | C&I Curtailment-Enabling Tech-Advanced Lighting Control | Large Industrial | $/kW-yr | 88.2 | 61.74
ENS | C&I Curtailment-Enabling Tech-Water Heating Control | Large Industrial | $/kW-yr | 88.2 | 61.74
ENS | C&I Curtailment-Enabling Tech-Other | Large Industrial | $/kW-yr | 88.2 | 61.74
ENS | C&I Curtailment-Enabling Tech-Industrial | Large Industrial | $/kW-yr | 88.2 | 61.74
ENS | C&I Curtailment-Enabling Tech-Manual HVAC Control | Interruptible Rider | $/kW-yr | 88.2 | 61.74
ENS | C&I Curtailment-Enabling Tech-Auto-DR HVAC Control | Interruptible Rider | $/kW-yr | 88.2 | 61.74
ENS | C&I Curtailment-Enabling Tech-Standard Lighting Control | Interruptible Rider | $/kW-yr | 88.2 | 61.74
ENS | C&I Curtailment-Enabling Tech-Advanced Lighting Control | Interruptible Rider | $/kW-yr | 88.2 | 61.74
ENS | C&I Curtailment-Enabling Tech-Water Heating Control | Interruptible Rider | $/kW-yr | 88.2 | 61.74
ENS | C&I Curtailment-Enabling Tech-Other | Interruptible Rider | $/kW-yr | 88.2 | 61.74
ENS | C&I Curtailment-Enabling Tech-Industrial | Interruptible Rider | $/kW-yr | 88.2 | 61.74
ENS | Dynamic Pricing with enabling tech. | Small Commercial | $/kW-yr | 0 | 0
ENS | Dynamic Pricing with enabling tech. | Large Commercial | $/kW-yr | 0 | 0
ENS | Dynamic Pricing with enabling tech. | Small Industrial | $/kW-yr | 0 | 0
ENS | Dynamic Pricing with enabling tech. | Large Industrial | $/kW-yr | 0 | 0
ENS | Dynamic Pricing with enabling tech. | Interruptible Rider | $/kW-yr | 0 | 0
ENS | Dynamic Pricing with enabling tech. | Residential | $/kW-yr | 0 | 0
ENS | Dynamic Pricing w/o enabling tech. | Small Commercial | $/kW-yr | 0 | 0
ENS | Dynamic Pricing w/o enabling tech. | Large Commercial | $/kW-yr | 0 | 0
ENS | Dynamic Pricing w/o enabling tech. | Small Industrial | $/kW-yr | 0 | 0
ENS | Dynamic Pricing w/o enabling tech. | Large Industrial | $/kW-yr | 0 | 0
ENS | Dynamic Pricing w/o enabling tech. | Interruptible Rider | $/kW-yr | 0 | 0
ENS | Dynamic Pricing w/o enabling tech. | Residential | $/kW-yr | 0 | 0
ENS | Time-of-Use Rates (TOU) | Small Commercial | $/kW-yr | 0 | 0
ENS | Time-of-Use Rates (TOU) | Large Commercial | $/kW-yr | 0 | 0
ENS | Time-of-Use Rates (TOU) | Small Industrial | $/kW-yr | 0 | 0
ENS | Time-of-Use Rates (TOU) | Large Industrial | $/kW-yr | 0 | 0
ENS | Time-of-Use Rates (TOU) | Interruptible Rider | $/kW-yr | 0 | 0
ENS | Time-of-Use Rates (TOU) | Residential | $/kW-yr | 0 | 0
ENS | EV Charging Control | EV | $/kW-yr | 31.5 | 22.05
NSP | DLC-Switch-Water Heating | Residential | $/kWh | 0 | 0
NSP | DLC-BYOD-Water Heating | Residential | $/kWh | 0 | 0
NSP | DLC-Thermostat-DI-Central Heat Pump | Residential | $/kWh | 0 | 0
NSP | DLC-Thermostat-BYOT-Central Heat Pump | Residential | $/kWh | 0 | 0
NSP | DLC-Thermostat-DI-Baseboard Heating | Residential | $/kWh | 0 | 0
NSP | DLC-Thermostat-BYOT-Baseboard Heating | Residential | $/kWh | 0 | 0
NSP | DLC-Thermostat-DI-MSHP | Residential | $/kWh | 0 | 0
NSP | DLC-Thermostat-BYOT-MSHP | Residential | $/kWh | 0 | 0
NSP | DLC-Switch-Water Heating | Small Commercial | $/kWh | 0 | 0
NSP | DLC-Switch-Water Heating | Small Industrial | $/kWh | 0 | 0
NSP | DLC-BYOD-Water Heating | Small Commercial | $/kWh | 0 | 0
NSP | DLC-BYOD-Water Heating | Small Industrial | $/kWh | 0 | 0
NSP | DLC-Thermostat-HVAC | Small Commercial | $/kWh | 0 | 0
NSP | DLC-Thermostat-HVAC | Small Industrial | $/kWh | 0 | 0
NSP | BTM Battery Control | Small Commercial | $/kWh | 0 | 0
NSP | BTM Battery Control | Large Commercial | $/kWh | 0 | 0
NSP | BTM Battery Control | Small Industrial | $/kWh | 0 | 0
NSP | BTM Battery Control | Large Industrial | $/kWh | 0 | 0
NSP | BTM Battery Control | Interruptible Rider | $/kWh | 0 | 0
NSP | C&I Curtailment-Turnkey-Manual HVAC Control | Large Commercial | $/kWh | 0 | 0
NSP | C&I Curtailment-Turnkey-Auto-DR HVAC Control | Large Commercial | $/kWh | 0 | 0
NSP | C&I Curtailment-Turnkey-Standard Lighting Control | Large Commercial | $/kWh | 0 | 0
NSP | C&I Curtailment-Turnkey-Advanced Lighting Control | Large Commercial | $/kWh | 0 | 0
NSP | C&I Curtailment-Turnkey-Water Heating Control | Large Commercial | $/kWh | 0 | 0
NSP | C&I Curtailment-Turnkey-Advanced Lighting Control | Large Commercial | $/kWh | 0 | 0
NSP | C&I Curtailment-Turnkey-Industrial | Large Commercial | $/kWh | 0 | 0
NSP | C&I Curtailment-Turnkey-Manual HVAC Control | Large Industrial | $/kWh | 0 | 0
NSP | C&I Curtailment-Turnkey-Auto-DR HVAC Control | Large Industrial | $/kWh | 0 | 0
NSP | C&I Curtailment-Turnkey-Standard Lighting Control | Large Industrial | $/kWh | 0 | 0
NSP | C&I Curtailment-Turnkey-Advanced Lighting Control | Large Industrial | $/kWh | 0 | 0
NSP | C&I Curtailment-Turnkey-Water Heating Control | Large Industrial | $/kWh | 0 | 0
NSP | C&I Curtailment-Turnkey-Advanced Lighting Control | Large Industrial | $/kWh | 0 | 0
NSP | C&I Curtailment-Turnkey-Industrial | Large Industrial | $/kWh | 0 | 0
NSP | C&I Curtailment-Turnkey-Manual HVAC Control | Interruptible Rider | $/kWh | 0 | 0
NSP | C&I Curtailment-Turnkey-Auto-DR HVAC Control | Interruptible Rider | $/kWh | 0 | 0
NSP | C&I Curtailment-Turnkey-Standard Lighting Control | Interruptible Rider | $/kWh | 0 | 0
NSP | C&I Curtailment-Turnkey-Advanced Lighting Control | Interruptible Rider | $/kWh | 0 | 0
NSP | C&I Curtailment-Turnkey-Water Heating Control | Interruptible Rider | $/kWh | 0 | 0
NSP | C&I Curtailment-Turnkey-Advanced Lighting Control | Interruptible Rider | $/kWh | 0 | 0
NSP | C&I Curtailment-Turnkey-Industrial | Interruptible Rider | $/kWh | 0 | 0
NSP | C&I Curtailment-Enabling Tech-Manual HVAC Control | Large Commercial | $/kWh | 0 | 0
NSP | C&I Curtailment-Enabling Tech-Auto-DR HVAC Control | Large Commercial | $/kWh | 0 | 0
NSP | C&I Curtailment-Enabling Tech-Standard Lighting Control | Large Commercial | $/kWh | 0 | 0
NSP | C&I Curtailment-Enabling Tech-Advanced Lighting Control | Large Commercial | $/kWh | 0 | 0
NSP | C&I Curtailment-Enabling Tech-Water Heating Control | Large Commercial | $/kWh | 0 | 0
NSP | C&I Curtailment-Enabling Tech-Advanced Lighting Control | Large Commercial | $/kWh | 0 | 0
NSP | C&I Curtailment-Enabling Tech-Industrial | Large Commercial | $/kWh | 0 | 0
NSP | C&I Curtailment-Enabling Tech-Manual HVAC Control | Large Industrial | $/kWh | 0 | 0
NSP | C&I Curtailment-Enabling Tech-Auto-DR HVAC Control | Large Industrial | $/kWh | 0 | 0
NSP | C&I Curtailment-Enabling Tech-Standard Lighting Control | Large Industrial | $/kWh | 0 | 0
NSP | C&I Curtailment-Enabling Tech-Advanced Lighting Control | Large Industrial | $/kWh | 0 | 0
NSP | C&I Curtailment-Enabling Tech-Water Heating Control | Large Industrial | $/kWh | 0 | 0
NSP | C&I Curtailment-Enabling Tech-Advanced Lighting Control | Large Industrial | $/kWh | 0 | 0
NSP | C&I Curtailment-Enabling Tech-Industrial | Large Industrial | $/kWh | 0 | 0
NSP | C&I Curtailment-Enabling Tech-Manual HVAC Control | Interruptible Rider | $/kWh | 0 | 0
NSP | C&I Curtailment-Enabling Tech-Auto-DR HVAC Control | Interruptible Rider | $/kWh | 0 | 0
NSP | C&I Curtailment-Enabling Tech-Standard Lighting Control | Interruptible Rider | $/kWh | 0 | 0
NSP | C&I Curtailment-Enabling Tech-Advanced Lighting Control | Interruptible Rider | $/kWh | 0 | 0
NSP | C&I Curtailment-Enabling Tech-Water Heating Control | Interruptible Rider | $/kWh | 0 | 0
NSP | C&I Curtailment-Enabling Tech-Advanced Lighting Control | Interruptible Rider | $/kWh | 0 | 0
NSP | C&I Curtailment-Enabling Tech-Industrial | Interruptible Rider | $/kWh | 0 | 0
NSP | Dynamic Pricing with enabling tech. | Small Commercial | $/kWh | 0 | 0
NSP | Dynamic Pricing with enabling tech. | Large Commercial | $/kWh | 0 | 0
NSP | Dynamic Pricing with enabling tech. | Small Industrial | $/kWh | 0 | 0
NSP | Dynamic Pricing with enabling tech. | Large Industrial | $/kWh | 0 | 0
NSP | Dynamic Pricing with enabling tech. | Interruptible Rider | $/kWh | 0 | 0
NSP | Dynamic Pricing with enabling tech. | Residential | $/kWh | 0 | 0
NSP | Dynamic Pricing w/o enabling tech. | Small Commercial | $/kWh | 0 | 0
NSP | Dynamic Pricing w/o enabling tech. | Large Commercial | $/kWh | 0 | 0
NSP | Dynamic Pricing w/o enabling tech. | Small Industrial | $/kWh | 0 | 0
NSP | Dynamic Pricing w/o enabling tech. | Large Industrial | $/kWh | 0 | 0
NSP | Dynamic Pricing w/o enabling tech. | Interruptible Rider | $/kWh | 0 | 0
NSP | Dynamic Pricing w/o enabling tech. | Residential | $/kWh | 0 | 0
NSP | Time-of-Use Rates (TOU) | Small Commercial | $/participant/yr | 0 | 0
NSP | Time-of-Use Rates (TOU) | Large Commercial | $/participant/yr | 0 | 0
NSP | Time-of-Use Rates (TOU) | Small Industrial | $/participant/yr | 0 | 0
NSP | Time-of-Use Rates (TOU) | Large Industrial | $/participant/yr | 0 | 0
NSP | Time-of-Use Rates (TOU) | Interruptible Rider | $/participant/yr | 0 | 0
NSP | Time-of-Use Rates (TOU) | Residential | $/participant/yr | 0 | 0
NSP | EV Charging Control | EV | $/kW-yr | 0 | 0
NSP | BTM Battery Control | Residential | $/kW-yr | 0 | 0
ENS | DLC-BYOD-Water Heating | Residential | $/new participant | 5 | 3.5 | Assumed sign-up incentive of $5.
ENS | DLC-Thermostat-BYOT-Central Heat Pump | Residential | $/new participant | 25 | 17.5 | Assumed sign-up incentive
ENS | DLC-BYOD-Water Heating | Small Commercial | $/new participant | 5.4 | 3.78 | scaled up w.r.t. residential based on number of units per customer
ENS | DLC-BYOD-Water Heating | Small Industrial | $/new participant | 5.4 | 3.78 | scaled up w.r.t. residential based on number of units per customer
ENS | DLC-Thermostat-BYOT-Central Heat Pump | Small Commercial | $/new participant | 50 | 35 | double of residential
ENS | DLC-Thermostat-BYOT-Baseboard Heating | Residential | $/new participant | 5 | 3.5 | Assumed sign-up incentive
ENS | DLC-Thermostat-BYOT-Baseboard Heating | Small Commercial | $/new participant | 10 | 7 | Double of residential
ENS | DLC-Thermostat-BYOT-MSHP | Residential | $/new participant | 5 | 3.5 | assumed sign-up incentive
ENS | DLC-Thermostat-BYOT-MSHP | Small Commercial | $/new participant | 10 | 7 | double of residential
ENS | DLC-Thermostat-BYOT-Central Heat Pump | Small Industrial | $/new participant | 50 | 35 | double of residential
ENS | DLC-Thermostat-BYOT-MSHP | Small Industrial | $/new participant | 10 | 7 | double of residential
ENS | BTM Battery Control | Residential | $/new kW | 277.2 | 194.04 | 10% of battery stack cost at $2200/kW provided as incentive to the customer. The $2200/kW cost is based on data from Guidehouse Insights reports.
ENS | BTM Battery Control | Small Commercial | $/new kW | 277.2 | 194.04 | 10% of battery stack cost at $2200/kW provided as incentive to the customer. The $2200/kW cost is based on data from Guidehouse Insights reports.
ENS | BTM Battery Control | Large Commercial | $/new kW | 277.2 | 194.04 | 10% of battery stack cost at $2200/kW provided as incentive to the customer. The $2200/kW cost is based on data from Guidehouse Insights reports.
ENS | BTM Battery Control | Small Industrial | $/new kW | 277.2 | 194.04 | 10% of battery stack cost at $2200/kW provided as incentive to the customer. The $2200/kW cost is based on data from Guidehouse Insights reports.
ENS | BTM Battery Control | Large Industrial | $/new kW | 277.2 | 194.04 | 10% of battery stack cost at $2200/kW provided as incentive to the customer. The $2200/kW cost is based on data from Guidehouse Insights reports.
ENS | BTM Battery Control | Interruptible Rider | $/new kW | 277.2 | 194.04 | 10% of battery stack cost at $2200/kW provided as incentive to the customer. The $2200/kW cost is based on data from Guidehouse Insights reports.
ENS | BTM Battery Control | Residential | $/kW-yr | 63 | 44.1 | same as potential study assumptions
ENS | DLC-Thermostat-BYOT-Baseboard Heating | Small Industrial | $/new participant | 10 | 7 | Double of residential
This worksheet specifies the nature and level of customer incentives, which varies by DR program type. All values in CAD
Scenario Definitions
"Scenario 2" = Settlement Plan
"Scenario 1" = Alternate Scenario

## Program Delivery Cost
Units: | See column E
Utility | DR Option ↓ | Customer Class ↓ | Program Delivery Costs | Cost Units | Assumptions Documentation
ENS | DLC | Residential | 0 | $/kW-yr | Per device fees under O&M; delivery costs do not apply.
ENS | DLC | Small Commercial | 0 | $/kW-yr | Per device fees under O&M; delivery costs do not apply.
ENS | DLC | Small Industrial | 0 | $/kW-yr | Per device fees under O&M; delivery costs do not apply.
ENS | C&I Curtailment | Large Commercial | 31.5 | $/kW-yr | -This is the third-party delivery cost, excluding customer incentives. Customer incentives are assumed to be half of the total delivery costs. Assumption is based on Navigant team's industry experience. Turnkey program delivery is for half of the participants, so costs are halved. -For the NSP administered portion, assumed annual DERMS licensing fees under Program Admin.
ENS | C&I Curtailment | Large Industrial | 31.5 | $/kW-yr | -This is the third-party delivery cost, excluding customer incentives. Customer incentives are assumed to be half of the total delivery costs. Assumption is based on Navigant team's industry experience. Turnkey program delivery is for half of the participants, so costs are halved. -For the NSP administered portion, assumed annual DERMS licensing fees under Program Admin.
ENS | C&I Curtailment | Interruptible Rider | 31.5 | $/kW-yr | -This is the third-party delivery cost, excluding customer incentives. Customer incentives are assumed to be half of the total delivery costs. Assumption is based on Navigant team's industry experience. Turnkey program delivery is for half of the participants, so costs are halved. -For the NSP administered portion, assumed annual DERMS licensing fees under Program Admin.
ENS | BTM Battery Control | Small Commercial | 3.78 | $/kW-yr | Developed itemized program costs; therefore did not consider roll up of costs into a single delivery charge; assumed DRMS fees of $3/kW-yr.
ENS | BTM Battery Control | Large Commercial | 3.78 | $/kW-yr
ENS | BTM Battery Control | Small Industrial | 3.78 | $/kW-yr
ENS | BTM Battery Control | Large Industrial | 3.78 | $/kW-yr
ENS | BTM Battery Control | Interruptible Rider | 3.78 | $/kW-yr
ENS | BTM Battery Control | Residential | 3.78 | $/kW-yr
NSP | DLC | Residential | 0 | $/kW-yr | All costs borne by E1.
NSP | DLC | Small Commercial | 0 | $/kW-yr | All costs borne by E1.
NSP | DLC | Small Industrial | 0 | $/kW-yr | All costs borne by E1.
NSP | C&I Curtailment | Large Commercial | 0 | $/kW-yr | All costs borne by E1.
NSP | C&I Curtailment | Large Industrial | 0 | $/kW-yr | All costs borne by E1.
NSP | C&I Curtailment | Interruptible Rider | 0 | $/kW-yr | All costs borne by E1.
NSP | BTM Battery Control | Small Commercial | 0 | $/kW-yr | All costs borne by E1.
NSP | BTM Battery Control | Large Commercial | 0 | $/kW-yr | All costs borne by E1.
NSP | BTM Battery Control | Small Industrial | 0 | $/kW-yr | All costs borne by E1.
NSP | BTM Battery Control | Large Industrial | 0 | $/kW-yr | All costs borne by E1.
NSP | BTM Battery Control | Interruptible Rider | 0 | $/kW-yr
NSP | BTM Battery Control | Residential | 0 | $/kW-yr
ENS | EV Charging Control | EV | 50 | $/kW-yr | Aggregator payment for EV Charging control borne by E1; cost assumption is based on vendor-provided information in similar programs offered at other utilities.
ENS | Behavioral DR | Residential | 2.58 | $/participant/yr | Reference: "Putting More Energy into Peak Savings: Integrating Demand Response and Energy Efficiency Programs in the Northeast and Mid-Atlantic"; by Brian Buckley, Northeast Energy Efficiency Partnerships (NEEP); 2016 ACEEE Summer Study on Energy Efficiency in Buildings; Information in the report for MetEd's Behavioral DR program indicates $4 per customer cost. This is halved based on the assumption that EE and DR will have the same vendor and platform for administering HER and BDR.
These are additional program delivery costs in $/kW-yr., that are not represented as part of other itemized costs. Costs in CAD.

## O&M Costs
Units: | $/participant
Utility | DR Sub Option ↓ | Customer Class ↓ | O&M Costs ($/participant) | Assumptions Documentation
ENS | DLC-Switch-Water Heating | Residential | 6.3 | Assumed to be half of thermostats
ENS | DLC-BYOD-Water Heating | Residential | 6.3 | Assumed to be half of thermostats
ENS | DLC-Thermostat-DI-Central Heat Pump | Residential | 12.6 | CA DR Potential Study, Phase II Appendix, LBNL, 2016; $10 fixed O&M cost per thermostat @1 thermostats per customer
ENS | DLC-Thermostat-BYOT-Central Heat Pump | Residential | 12.6 | CA DR Potential Study, Phase II Appendix, LBNL, 2016; $10 fixed O&M cost per thermostat @1 thermostats per customer
ENS | DLC-Thermostat-DI-Baseboard Heating | Residential | 12.6 | CA DR Potential Study, Phase II Appendix, LBNL, 2016; $10 fixed O&M cost per thermostat @1 thermostats per customer
ENS | DLC-Thermostat-BYOT-Baseboard Heating | Residential | 12.6 | CA DR Potential Study, Phase II Appendix, LBNL, 2016; $10 fixed O&M cost per thermostat @1 thermostats per customer
ENS | DLC-Thermostat-DI-MSHP | Residential | 12.6 | CA DR Potential Study, Phase II Appendix, LBNL, 2016; $10 fixed O&M cost per thermostat @1 thermostats per customer
ENS | DLC-Thermostat-BYOT-MSHP | Residential | 12.6 | CA DR Potential Study, Phase II Appendix, LBNL, 2016; $10 fixed O&M cost per thermostat @1 thermostats per customer
ENS | DLC-Switch-Water Heating | Small Commercial | 6.804 | same scaling factor as unit impacts w.r.t. residential
ENS | DLC-Switch-Water Heating | Small Industrial | 6.804 | same scaling factor as unit impacts w.r.t. residential
ENS | DLC-BYOD-Water Heating | Small Commercial | 6.804 | same scaling factor as unit impacts w.r.t. residential
ENS | DLC-BYOD-Water Heating | Small Industrial | 6.804 | same scaling factor as unit impacts w.r.t. residential
ENS | DLC-Thermostat-HVAC | Small Commercial | 0 | Not applicable
ENS | DLC-Thermostat-HVAC | Small Industrial | 0 | Not applicable
ENS | BTM Battery Control | Small Commercial | 42.84 | CA DR Potential Study, Phase II Appendix, LBNL, 2016.
ENS | BTM Battery Control | Large Commercial | 42.84 | CA DR Potential Study, Phase II Appendix, LBNL, 2016.
ENS | BTM Battery Control | Small Industrial | 42.84 | CA DR Potential Study, Phase II Appendix, LBNL, 2016.
ENS | BTM Battery Control | Large Industrial | 42.84 | CA DR Potential Study, Phase II Appendix, LBNL, 2016.
ENS | BTM Battery Control | Interruptible Rider | 42.84 | CA DR Potential Study, Phase II Appendix, LBNL, 2016.
ENS | C&I Curtailment-Turnkey-Manual HVAC Control | Large Commercial | 0
ENS | C&I Curtailment-Turnkey-Auto-DR HVAC Control | Large Commercial | 0
ENS | C&I Curtailment-Turnkey-Standard Lighting Control | Large Commercial | 0
ENS | C&I Curtailment-Turnkey-Advanced Lighting Control | Large Commercial | 0
ENS | C&I Curtailment-Turnkey-Water Heating Control | Large Commercial | 0
ENS | C&I Curtailment-Turnkey-Other | Large Commercial | 0
ENS | C&I Curtailment-Turnkey-Industrial | Large Commercial | 0
ENS | C&I Curtailment-Turnkey-Manual HVAC Control | Large Industrial | 0
ENS | C&I Curtailment-Turnkey-Auto-DR HVAC Control | Large Industrial | 0
ENS | C&I Curtailment-Turnkey-Standard Lighting Control | Large Industrial | 0
ENS | C&I Curtailment-Turnkey-Advanced Lighting Control | Large Industrial | 0
ENS | C&I Curtailment-Turnkey-Water Heating Control | Large Industrial | 0
ENS | C&I Curtailment-Turnkey-Other | Large Industrial | 0
ENS | C&I Curtailment-Turnkey-Industrial | Large Industrial | 0
ENS | C&I Curtailment-Turnkey-Manual HVAC Control | Interruptible Rider | 0
ENS | C&I Curtailment-Turnkey-Auto-DR HVAC Control | Interruptible Rider | 0
ENS | C&I Curtailment-Turnkey-Standard Lighting Control | Interruptible Rider | 0
ENS | C&I Curtailment-Turnkey-Advanced Lighting Control | Interruptible Rider | 0
ENS | C&I Curtailment-Turnkey-Water Heating Control | Interruptible Rider | 0
ENS | C&I Curtailment-Turnkey-Other | Interruptible Rider | 0
ENS | C&I Curtailment-Turnkey-Industrial | Interruptible Rider | 0
NSP | C&I Curtailment-Enabling Tech-Manual HVAC Control | Large Commercial | 0
NSP | C&I Curtailment-Enabling Tech-Auto-DR HVAC Control | Large Commercial | 0
NSP | C&I Curtailment-Enabling Tech-Standard Lighting Control | Large Commercial | 0
NSP | C&I Curtailment-Enabling Tech-Advanced Lighting Control | Large Commercial | 0
NSP | C&I Curtailment-Enabling Tech-Water Heating Control | Large Commercial | 0
NSP | C&I Curtailment-Enabling Tech-Other | Large Commercial | 0
NSP | C&I Curtailment-Enabling Tech-Industrial | Large Commercial | 0
ENS | C&I Curtailment-Enabling Tech-Manual HVAC Control | Large Industrial | 0
ENS | C&I Curtailment-Enabling Tech-Auto-DR HVAC Control | Large Industrial | 0
ENS | C&I Curtailment-Enabling Tech-Standard Lighting Control | Large Industrial | 0
ENS | C&I Curtailment-Enabling Tech-Advanced Lighting Control | Large Industrial | 0
ENS | C&I Curtailment-Enabling Tech-Water Heating Control | Large Industrial | 0
ENS | C&I Curtailment-Enabling Tech-Other | Large Industrial | 0
ENS | C&I Curtailment-Enabling Tech-Industrial | Large Industrial | 0
ENS | C&I Curtailment-Enabling Tech-Manual HVAC Control | Interruptible Rider | 0
ENS | C&I Curtailment-Enabling Tech-Auto-DR HVAC Control | Interruptible Rider | 0
ENS | C&I Curtailment-Enabling Tech-Standard Lighting Control | Interruptible Rider | 0
ENS | C&I Curtailment-Enabling Tech-Advanced Lighting Control | Interruptible Rider | 0
ENS | C&I Curtailment-Enabling Tech-Water Heating Control | Interruptible Rider | 0
ENS | C&I Curtailment-Enabling Tech-Other | Interruptible Rider | 0
ENS | C&I Curtailment-Enabling Tech-Industrial | Interruptible Rider | 0
ENS | Dynamic Pricing with enabling tech. | Small Commercial | 0 | Not applicable
ENS | Dynamic Pricing with enabling tech. | Large Commercial | 0 | Not applicable
ENS | Dynamic Pricing with enabling tech. | Small Industrial | 0 | Not applicable
ENS | Dynamic Pricing with enabling tech. | Large Industrial | 0 | Not applicable
ENS | Dynamic Pricing with enabling tech. | Interruptible Rider | 0 | Not applicable
ENS | Dynamic Pricing with enabling tech. | Residential | 0 | Not applicable
ENS | Dynamic Pricing w/o enabling tech. | Small Commercial | 0 | Not applicable
ENS | Dynamic Pricing w/o enabling tech. | Large Commercial | 0 | Not applicable
ENS | Dynamic Pricing w/o enabling tech. | Small Industrial | 0 | Not applicable
ENS | Dynamic Pricing w/o enabling tech. | Large Industrial | 0 | Not applicable
ENS | Dynamic Pricing w/o enabling tech. | Interruptible Rider | 0 | Not applicable
ENS | Dynamic Pricing w/o enabling tech. | Residential | 0 | Not applicable
ENS | Time-of-Use Rates (TOU) | Small Commercial | 0
ENS | Time-of-Use Rates (TOU) | Large Commercial | 0
ENS | Time-of-Use Rates (TOU) | Small Industrial | 0
ENS | Time-of-Use Rates (TOU) | Large Industrial | 0
ENS | Time-of-Use Rates (TOU) | Interruptible Rider | 0
ENS | Time-of-Use Rates (TOU) | Residential | 0
ENS | EV Charging Control | EV | 0
ENS | BTM Battery Control | Residential | 42.84 | CA DR Potential Study, Phase II Appendix, LBNL, 2016.
ENS | Behavioral DR | Residential | 0 | No O&M costs.
ENS | DLC-Thermostat-DI-Central Heat Pump | Small Commercial | 25.2 | assumed double of residential
ENS | DLC-Thermostat-BYOT-Central Heat Pump | Small Commercial | 25.2 | assumed double of residential
ENS | DLC-Thermostat-DI-Central Heat Pump | Small Industrial | 25.2 | assumed double of residential
ENS | DLC-Thermostat-BYOT-Central Heat Pump | Small Industrial | 25.2 | assumed double of residential
ENS | DLC-Thermostat-DI-Baseboard Heating | Small Commercial | 25.2 | assumed double of residential
ENS | DLC-Thermostat-BYOT-Baseboard Heating | Small Commercial | 25.2 | assumed double of residential
ENS | DLC-Thermostat-DI-Baseboard Heating | Small Industrial | 25.2 | assumed double of residential
ENS | DLC-Thermostat-BYOT-Baseboard Heating | Small Industrial | 25.2 | assumed double of residential
ENS | DLC-Thermostat-DI-MSHP | Small Commercial | 25.2 | assumed double of residential
ENS | DLC-Thermostat-BYOT-MSHP | Small Commercial | 25.2 | assumed double of residential
ENS | DLC-Thermostat-DI-MSHP | Small Industrial | 25.2 | assumed double of residential
ENS | DLC-Thermostat-BYOT-MSHP | Small Industrial | 25.2 | assumed double of residential
This is the annual O&M cost associated with the installed equipment. Costs in CAD.

## Cost Test Matrix
| TRC | UCT | PCT | RIM | SCT
Program Development Cost | Cost | Cost | N/A | Cost | Cost
Program Administrative Cost | Cost | Cost | N/A | Cost | Cost
Program Delivery Cost | Cost | Cost | N/A | Cost | Cost
Marketing & Recruitment Cost | Cost | Cost | N/A | Cost | Cost
Technology Enablement Cost | Cost | Cost | N/A | Cost | Cost
O&M Cost | Cost | Cost | N/A | Cost | Cost
Incentives | Transfer | Cost | Benefit | Cost | Transfer
Avoided Generation Capacity Costs | Benefit | Benefit | N/A | Benefit | Benefit
Avoided T&D Capacity Costs | Benefit | Benefit | N/A | Benefit | Benefit
Avoided Energy Purchases | Benefit | Benefit | N/A | Benefit | Benefit
Participant Cost | Cost | N/A | Cost | N/A | Cost | Non-Energy Impact, N/A to E1's application of the TRC.

## Participation Assumptions
Units: | Various |  |  | Steady State participation (%)
Utility | DR Sub Option ↓ | Customer Class ↓ | Building Type ↓ Scenario → | Scenario 2 | Scenario 1 | Assumptions Documentation | Unit ↓
ENS | DLC-Switch-Water Heating | Residential | Residential LI | 12.5% | 6.25% | lower participation than for market rate | % of eligible customers
ENS | DLC-Switch-Water Heating | Residential | Residential Market Rate | 22.5% | 11.25% | Assumed higher participation than thermostats since less impact on customers. | % of eligible customers
ENS | DLC-BYOD-Water Heating | Residential | Residential LI | 20% | 10% | Assumed higher participation than thermostats since less impact on customers. | % of eligible customers
ENS | DLC-BYOD-Water Heating | Residential | Residential Market Rate | 30% | 15% | Assumed higher participation than thermostats since less impact on customers. | % of eligible customers
ENS | DLC-Thermostat-DI-Central Heat Pump | Residential | Residential LI | 50% | 0% | Assumed lower participation than Market Rate customers | % of eligible customers
ENS | DLC-Thermostat-DI-Central Heat Pump | Residential | Residential Market Rate | 50% | 0% | Assumed 50% of customers receiving the free thermostat enroll in DR | % of eligible customers
ENS | DLC-Thermostat-BYOT-Central Heat Pump | Residential | Residential LI | 0% | 0% | ENS does not plan to target this market since majority of the heating systems are expected to be fossil based | % of eligible customers
ENS | DLC-Thermostat-BYOT-Central Heat Pump | Residential | Residential Market Rate | 0% | 0% | ENS does not plan to target this market since majority of the heating systems are expected to be fossil based | % of eligible customers
ENS | DLC-Switch-Water Heating | Small Commercial | Manufacturing | 10% | 5% | Greater likelihood of participation in WH control than space heating control. | % of eligible customers
ENS | DLC-Switch-Water Heating | Small Commercial | Miscellaneous | 10% | 5% |  | % of eligible customers
ENS | DLC-Switch-Water Heating | Small Commercial | Offices | 10% | 5% |  | % of eligible customers
ENS | DLC-Switch-Water Heating | Small Commercial | Retail Trade | 10% | 5% |  | % of eligible customers
ENS | DLC-Switch-Water Heating | Small Commercial | Services | 10% | 5% |  | % of eligible customers
ENS | DLC-Switch-Water Heating | Small Industrial | Manufacturing | 10% | 5% |  | % of eligible customers
ENS | DLC-Switch-Water Heating | Small Industrial | Miscellaneous | 10% | 5% |  | % of eligible customers
ENS | DLC-Switch-Water Heating | Small Industrial | Offices | 10% | 5% |  | % of eligible customers
ENS | DLC-Switch-Water Heating | Small Industrial | Retail Trade | 10% | 5% |  | % of eligible customers
ENS | DLC-Switch-Water Heating | Small Industrial | Services | 10% | 5% |  | % of eligible customers
ENS | DLC-BYOD-Water Heating | Small Commercial | Manufacturing | 20% | 10% | Greater likelihood of participation in WH control than SH control. | % of eligible customers
ENS | DLC-BYOD-Water Heating | Small Commercial | Miscellaneous | 20% | 10% |  | % of eligible customers
ENS | DLC-BYOD-Water Heating | Small Commercial | Offices | 20% | 10% |  | % of eligible customers
ENS | DLC-BYOD-Water Heating | Small Commercial | Retail Trade | 20% | 10% |  | % of eligible customers
ENS | DLC-BYOD-Water Heating | Small Commercial | Services | 20% | 10% |  | % of eligible customers
ENS | DLC-BYOD-Water Heating | Small Industrial | Manufacturing | 20% | 10% |  | % of eligible customers
ENS | DLC-BYOD-Water Heating | Small Industrial | Miscellaneous | 20% | 10% |  | % of eligible customers
ENS | DLC-BYOD-Water Heating | Small Industrial | Offices | 20% | 10% |  | % of eligible customers
ENS | DLC-BYOD-Water Heating | Small Industrial | Retail Trade | 20% | 10% |  | % of eligible customers
ENS | DLC-BYOD-Water Heating | Small Industrial | Services | 20% | 10% |  | % of eligible customers
ENS | DLC-Thermostat-DI-Baseboard Heating | Residential | Residential Market Rate | 50% | 0% | Assumed 50% of customers receiving the free thermostat enroll in DR | % of eligible customers
ENS | DLC-Thermostat-BYOT-Baseboard Heating | Residential | Residential Market Rate | 25% | 12.5% | Assumed 25% participation from eligible customers. | % of eligible customers
ENS | DLC-Thermostat-DI-Baseboard Heating | Residential | Residential LI | 30% | 0% | Assumed lower participation than Market Rate customers | % of eligible customers
ENS | DLC-Thermostat-BYOT-Baseboard Heating | Residential | Residential LI | 15% | 7.5% | Lower participation than market rate | % of eligible customers
ENS | DLC-Thermostat-DI-MSHP | Residential | Residential Market Rate | 50% | 0% | Assumed 50% of customers receiving the free thermostat enroll in DR | % of eligible customers
ENS | DLC-Thermostat-BYOT-MSHP | Residential | Residential Market Rate | 25% | 12.5% | Assumed 25% participation from eligible customers. | % of eligible customers
ENS | DLC-Thermostat-DI-MSHP | Residential | Residential LI | 30% | 0% | Assumed lower participation than Market Rate customers | % of eligible customers
ENS | DLC-Thermostat-BYOT-MSHP | Residential | Residential LI | 15% | 7.5% | Lower participation than market rate | % of eligible customers
ENS | DLC-Thermostat-HVAC | Small Commercial | Manufacturing | 0% | 0% | No longer applicable; sub-options are split by equipment type. | % of eligible customers
ENS | DLC-Thermostat-HVAC | Small Commercial | Miscellaneous | 0% | 0% |  | % of eligible customers
ENS | DLC-Thermostat-HVAC | Small Commercial | Offices | 0% | 0% |  | % of eligible customers
ENS | DLC-Thermostat-HVAC | Small Commercial | Retail Trade | 0% | 0% |  | % of eligible customers
ENS | DLC-Thermostat-HVAC | Small Commercial | Services | 0% | 0% |  | % of eligible customers
ENS | DLC-Thermostat-HVAC | Small Industrial | Services | 0% | 0% |  | % of eligible customers
ENS | DLC-Thermostat-HVAC | Small Industrial | Manufacturing | 0% | 0% |  | % of eligible customers
ENS | DLC-Thermostat-HVAC | Small Industrial | Miscellaneous | 0% | 0% |  | % of eligible customers
ENS | DLC-Thermostat-HVAC | Small Industrial | Offices | 0% | 0% |  | % of eligible customers
ENS | DLC-Thermostat-HVAC | Small Industrial | Retail Trade | 0% | 0% |  | % of eligible customers
ENS | DLC-Thermostat-DI-Central Heat Pump | Small Commercial | Manufacturing | 25% | 0% | Assumed 25% of customers receiving the free thermostat enroll in DR. | % of eligible customers
ENS | DLC-Thermostat-DI-Central Heat Pump | Small Commercial | Miscellaneous | 25% | 0% | Assumed 25% of customers receiving the free thermostat enroll in DR. | % of eligible customers
ENS | DLC-Thermostat-DI-Central Heat Pump | Small Commercial | Offices | 25% | 0% | Assumed 25% of customers receiving the free thermostat enroll in DR. | % of eligible customers
ENS | DLC-Thermostat-DI-Central Heat Pump | Small Commercial | Retail Trade | 25% | 0% | Assumed 25% of customers receiving the free thermostat enroll in DR. | % of eligible customers
ENS | DLC-Thermostat-DI-Central Heat Pump | Small Commercial | Services | 25% | 0% | Assumed 25% of customers receiving the free thermostat enroll in DR. | % of eligible customers
ENS | DLC-Thermostat-DI-Central Heat Pump | Small Industrial | Services | 25% | 0% | Assumed 25% of customers receiving the free thermostat enroll in DR. | % of eligible customers
ENS | DLC-Thermostat-DI-Central Heat Pump | Small Industrial | Manufacturing | 25% | 0% | Assumed 25% of customers receiving the free thermostat enroll in DR. | % of eligible customers
ENS | DLC-Thermostat-DI-Central Heat Pump | Small Industrial | Miscellaneous | 25% | 0% | Assumed 25% of customers receiving the free thermostat enroll in DR. | % of eligible customers
ENS | DLC-Thermostat-DI-Central Heat Pump | Small Industrial | Offices | 25% | 0% | Assumed 25% of customers receiving the free thermostat enroll in DR. | % of eligible customers
ENS | DLC-Thermostat-DI-Central Heat Pump | Small Industrial | Retail Trade | 25% | 0% | Assumed 25% of customers receiving the free thermostat enroll in DR. | % of eligible customers
ENS | DLC-Thermostat-BYOT-Central Heat Pump | Small Commercial | Manufacturing | 0% | 0% | ENS does not plan to target this market since majority of the heating systems are expected to be fossil based | % of eligible customers
ENS | DLC-Thermostat-BYOT-Central Heat Pump | Small Commercial | Miscellaneous | 0% | 0% | ENS does not plan to target this market since majority of the heating systems are expected to be fossil based | % of eligible customers
ENS | DLC-Thermostat-BYOT-Central Heat Pump | Small Commercial | Offices | 0% | 0% | ENS does not plan to target this market since majority of the heating systems are expected to be fossil based | % of eligible customers
ENS | DLC-Thermostat-BYOT-Central Heat Pump | Small Commercial | Retail Trade | 0% | 0% | ENS does not plan to target this market since majority of the heating systems are expected to be fossil based | % of eligible customers
ENS | DLC-Thermostat-BYOT-Central Heat Pump | Small Commercial | Services | 0% | 0% | ENS does not plan to target this market since majority of the heating systems are expected to be fossil based | % of eligible customers
ENS | DLC-Thermostat-BYOT-Central Heat Pump | Small Industrial | Services | 0% | 0% | ENS does not plan to target this market since majority of the heating systems are expected to be fossil based | % of eligible customers
ENS | DLC-Thermostat-BYOT-Central Heat Pump | Small Industrial | Manufacturing | 0% | 0% | ENS does not plan to target this market since majority of the heating systems are expected to be fossil based | % of eligible customers
ENS | DLC-Thermostat-BYOT-Central Heat Pump | Small Industrial | Miscellaneous | 0% | 0% | ENS does not plan to target this market since majority of the heating systems are expected to be fossil based | % of eligible customers
ENS | DLC-Thermostat-BYOT-Central Heat Pump | Small Industrial | Offices | 0% | 0% | ENS does not plan to target this market since majority of the heating systems are expected to be fossil based | % of eligible customers
ENS | DLC-Thermostat-BYOT-Central Heat Pump | Small Industrial | Retail Trade | 0% | 0% | ENS does not plan to target this market since majority of the heating systems are expected to be fossil based | % of eligible customers
ENS | DLC-Thermostat-DI-Baseboard Heating | Small Commercial | Manufacturing | 25% | 0% | Assumed 25% of customers receiving the free thermostat enroll in DR. | % of eligible customers
ENS | DLC-Thermostat-DI-Baseboard Heating | Small Commercial | Miscellaneous | 25% | 0% | Assumed 25% of customers receiving the free thermostat enroll in DR. | % of eligible customers
ENS | DLC-Thermostat-DI-Baseboard Heating | Small Commercial | Offices | 25% | 0% | Assumed 25% of customers receiving the free thermostat enroll in DR. | % of eligible customers
ENS | DLC-Thermostat-DI-Baseboard Heating | Small Commercial | Retail Trade | 25% | 0% | Assumed 25% of customers receiving the free thermostat enroll in DR. | % of eligible customers
ENS | DLC-Thermostat-DI-Baseboard Heating | Small Commercial | Services | 25% | 0% | Assumed 25% of customers receiving the free thermostat enroll in DR. | % of eligible customers
ENS | DLC-Thermostat-DI-Baseboard Heating | Small Industrial | Services | 25% | 0% | Assumed 25% of customers receiving the free thermostat enroll in DR. | % of eligible customers
ENS | DLC-Thermostat-DI-Baseboard Heating | Small Industrial | Manufacturing | 25% | 0% | Assumed 25% of customers receiving the free thermostat enroll in DR. | % of eligible customers
ENS | DLC-Thermostat-DI-Baseboard Heating | Small Industrial | Miscellaneous | 25% | 0% | Assumed 25% of customers receiving the free thermostat enroll in DR. | % of eligible customers
ENS | DLC-Thermostat-DI-Baseboard Heating | Small Industrial | Offices | 25% | 0% | Assumed 25% of customers receiving the free thermostat enroll in DR. | % of eligible customers
ENS | DLC-Thermostat-DI-Baseboard Heating | Small Industrial | Retail Trade | 25% | 0% | Assumed 25% of customers receiving the free thermostat enroll in DR. | % of eligible customers
ENS | DLC-Thermostat-BYOT-Baseboard Heating | Small Commercial | Manufacturing | 10% | 5% | Hard to target- assumed low participation levels. | % of eligible customers
ENS | DLC-Thermostat-BYOT-Baseboard Heating | Small Commercial | Miscellaneous | 10% | 5% | Hard to target- assumed low participation levels. | % of eligible customers
ENS | DLC-Thermostat-BYOT-Baseboard Heating | Small Commercial | Offices | 10% | 5% | Hard to target- assumed low participation levels. | % of eligible customers
ENS | DLC-Thermostat-BYOT-Baseboard Heating | Small Commercial | Retail Trade | 10% | 5% | Hard to target- assumed low participation levels. | % of eligible customers
ENS | DLC-Thermostat-BYOT-Baseboard Heating | Small Commercial | Services | 10% | 5% | Hard to target- assumed low participation levels. | % of eligible customers
ENS | DLC-Thermostat-BYOT-Baseboard Heating | Small Industrial | Services | 10% | 5% | Hard to target- assumed low participation levels. | % of eligible customers
ENS | DLC-Thermostat-BYOT-Baseboard Heating | Small Industrial | Manufacturing | 10% | 5% | Hard to target- assumed low participation levels. | % of eligible customers
ENS | DLC-Thermostat-BYOT-Baseboard Heating | Small Industrial | Miscellaneous | 10% | 5% | Hard to target- assumed low participation levels. | % of eligible customers
ENS | DLC-Thermostat-BYOT-Baseboard Heating | Small Industrial | Offices | 10% | 5% | Hard to target- assumed low participation levels. | % of eligible customers
ENS | DLC-Thermostat-BYOT-Baseboard Heating | Small Industrial | Retail Trade | 10% | 5% | Hard to target- assumed low participation levels. | % of eligible customers
ENS | DLC-Thermostat-DI-MSHP | Small Commercial | Manufacturing | 25% | 0% | Assumed 25% of customers receiving the free thermostat enroll in DR. | % of eligible customers
ENS | DLC-Thermostat-DI-MSHP | Small Commercial | Miscellaneous | 25% | 0% | Assumed 25% of customers receiving the free thermostat enroll in DR. | % of eligible customers
ENS | DLC-Thermostat-DI-MSHP | Small Commercial | Offices | 25% | 0% | Assumed 25% of customers receiving the free thermostat enroll in DR. | % of eligible customers
ENS | DLC-Thermostat-DI-MSHP | Small Commercial | Retail Trade | 25% | 0% | Assumed 25% of customers receiving the free thermostat enroll in DR. | % of eligible customers
ENS | DLC-Thermostat-DI-MSHP | Small Commercial | Services | 25% | 0% | Assumed 25% of customers receiving the free thermostat enroll in DR. | % of eligible customers
ENS | DLC-Thermostat-DI-MSHP | Small Industrial | Services | 25% | 0% | Assumed 25% of customers receiving the free thermostat enroll in DR. | % of eligible customers
ENS | DLC-Thermostat-DI-MSHP | Small Industrial | Manufacturing | 25% | 0% | Assumed 25% of customers receiving the free thermostat enroll in DR. | % of eligible customers
ENS | DLC-Thermostat-DI-MSHP | Small Industrial | Miscellaneous | 25% | 0% | Assumed 25% of customers receiving the free thermostat enroll in DR. | % of eligible customers
ENS | DLC-Thermostat-DI-MSHP | Small Industrial | Offices | 25% | 0% | Assumed 25% of customers receiving the free thermostat enroll in DR. | % of eligible customers
ENS | DLC-Thermostat-DI-MSHP | Small Industrial | Retail Trade | 25% | 0% | Assumed 25% of customers receiving the free thermostat enroll in DR. | % of eligible customers
ENS | DLC-Thermostat-BYOT-MSHP | Small Commercial | Manufacturing | 10% | 5% | Hard to target- assumed low participation levels. | % of eligible customers
ENS | DLC-Thermostat-BYOT-MSHP | Small Commercial | Miscellaneous | 10% | 5% | Hard to target- assumed low participation levels. | % of eligible customers
ENS | DLC-Thermostat-BYOT-MSHP | Small Commercial | Offices | 10% | 5% | Hard to target- assumed low participation levels. | % of eligible customers
ENS | DLC-Thermostat-BYOT-MSHP | Small Commercial | Retail Trade | 10% | 5% | Hard to target- assumed low participation levels. | % of eligible customers
ENS | DLC-Thermostat-BYOT-MSHP | Small Commercial | Services | 10% | 5% | Hard to target- assumed low participation levels. | % of eligible customers
ENS | DLC-Thermostat-BYOT-MSHP | Small Industrial | Services | 10% | 5% | Hard to target- assumed low participation levels. | % of eligible customers
ENS | DLC-Thermostat-BYOT-MSHP | Small Industrial | Manufacturing | 10% | 5% | Hard to target- assumed low participation levels. | % of eligible customers
ENS | DLC-Thermostat-BYOT-MSHP | Small Industrial | Miscellaneous | 10% | 5% | Hard to target- assumed low participation levels. | % of eligible customers
ENS | DLC-Thermostat-BYOT-MSHP | Small Industrial | Offices | 10% | 5% | Hard to target- assumed low participation levels. | % of eligible customers
ENS | DLC-Thermostat-BYOT-MSHP | Small Industrial | Retail Trade | 10% | 5% | Hard to target- assumed low participation levels. | % of eligible customers
ENS | BTM Battery Control | Interruptible Rider | Manufacturing | 50% | 25% | Assumed 50% of the customers with batteries use it for dispatch during DR events. | % of eligible customers
ENS | BTM Battery Control | Interruptible Rider | Miscellaneous | 50% | 25% | Assumed 50% of the customers with batteries use it for dispatch during DR events. | % of eligible customers
ENS | BTM Battery Control | Interruptible Rider | Retail Trade | 50% | 25% | Assumed 50% of the customers with batteries use it for dispatch during DR events. | % of eligible customers
ENS | BTM Battery Control | Large Commercial | Offices | 50% | 25% | Assumed 50% of the customers with batteries use it for dispatch during DR events. | % of eligible customers
ENS | BTM Battery Control | Large Commercial | Services | 50% | 25% | Assumed 50% of the customers with batteries use it for dispatch during DR events. | % of eligible customers
ENS | BTM Battery Control | Large Industrial | Manufacturing | 50% | 25% | Assumed 50% of the customers with batteries use it for dispatch during DR events. | % of eligible customers
ENS | BTM Battery Control | Large Industrial | Miscellaneous | 50% | 25% | Assumed 50% of the customers with batteries use it for dispatch during DR events. | % of eligible customers
ENS | BTM Battery Control | Large Industrial | Offices | 50% | 25% | Assumed 50% of the customers with batteries use it for dispatch during DR events. | % of eligible customers
ENS | BTM Battery Control | Large Industrial | Retail Trade | 50% | 25% | Assumed 50% of the customers with batteries use it for dispatch during DR events. | % of eligible customers
ENS | BTM Battery Control | Large Industrial | Services | 50% | 25% | Assumed 50% of the customers with batteries use it for dispatch during DR events. | % of eligible customers
ENS | BTM Battery Control | Small Commercial | Manufacturing | 50% | 25% | Assumed 50% of the customers with batteries use it for dispatch during DR events. | % of eligible customers
ENS | BTM Battery Control | Small Commercial | Miscellaneous | 50% | 25% | Assumed 50% of the customers with batteries use it for dispatch during DR events. | % of eligible customers
ENS | BTM Battery Control | Small Commercial | Offices | 50% | 25% | Assumed 50% of the customers with batteries use it for dispatch during DR events. | % of eligible customers
ENS | BTM Battery Control | Small Commercial | Retail Trade | 50% | 25% | Assumed 50% of the customers with batteries use it for dispatch during DR events. | % of eligible customers
ENS | BTM Battery Control | Small Commercial | Services | 50% | 25% | Assumed 50% of the customers with batteries use it for dispatch during DR events. | % of eligible customers
ENS | BTM Battery Control | Small Industrial | Manufacturing | 50% | 25% | Assumed 50% of the customers with batteries use it for dispatch during DR events. | % of eligible customers
ENS | BTM Battery Control | Small Industrial | Miscellaneous | 50% | 25% | Assumed 50% of the customers with batteries use it for dispatch during DR events. | % of eligible customers
ENS | BTM Battery Control | Small Industrial | Offices | 50% | 25% | Assumed 50% of the customers with batteries use it for dispatch during DR events. | % of eligible customers
ENS | BTM Battery Control | Small Industrial | Retail Trade | 50% | 25% | Assumed 50% of the customers with batteries use it for dispatch during DR events. | % of eligible customers
ENS | BTM Battery Control | Small Industrial | Services | 50% | 25% | Assumed 50% of the customers with batteries use it for dispatch during DR events. | % of eligible customers
ENS | C&I Curtailment-Turnkey-Manual HVAC Control | Large Commercial | Offices | 20% | 10% | Large offices are suitable candidates for DR participation. | % of eligible customers
ENS | C&I Curtailment-Turnkey-Manual HVAC Control | Large Commercial | Services | 15% | 7.5% | Lower likelihood of participation than offices. | % of eligible customers
ENS | C&I Curtailment-Turnkey-Manual HVAC Control | Large Industrial | Manufacturing | 25% | 12.5% | Program information from other jurisdictions indicate that manufacturing is a significant contributor to DR. | % of eligible customers
ENS | C&I Curtailment-Turnkey-Manual HVAC Control | Large Industrial | Miscellaneous | 5% | 2.5% | Assumed participation for miscellaneous facility types. | % of eligible customers
ENS | C&I Curtailment-Turnkey-Manual HVAC Control | Large Industrial | Offices | 20% | 10% | Large offices are suitable candidates for DR participation. | % of eligible customers
ENS | C&I Curtailment-Turnkey-Manual HVAC Control | Large Industrial | Retail Trade | 25% | 12.5% | Retail facilities are good candidates for DR; therefore assumed relatively high participation. | % of eligible customers
ENS | C&I Curtailment-Turnkey-Manual HVAC Control | Large Industrial | Services | 15% | 7.5% | Lower likelihood of participation than offices. | % of eligible customers
ENS | C&I Curtailment-Turnkey-Manual HVAC Control | Interruptible Rider | Manufacturing | 50% | 25% | Assumed 50% participation from customers on Interruptible Riders. | % of eligible customers
ENS | C&I Curtailment-Turnkey-Manual HVAC Control | Interruptible Rider | Miscellaneous | 50% | 25% | Assumed 50% participation from customers on Interruptible Riders. | % of eligible customers
ENS | C&I Curtailment-Turnkey-Manual HVAC Control | Interruptible Rider | Retail Trade | 50% | 25% | Assumed 50% participation from customers on Interruptible Riders. | % of eligible customers
ENS | C&I Curtailment-Turnkey-Auto-DR HVAC Control | Large Commercial | Offices | 20% | 10% | Large offices are suitable candidates for DR participation. | % of eligible customers
ENS | C&I Curtailment-Turnkey-Auto-DR HVAC Control | Large Commercial | Services | 15% | 7.5% | Lower likelihood of participation than offices. | % of eligible customers
ENS | C&I Curtailment-Turnkey-Auto-DR HVAC Control | Large Industrial | Manufacturing | 25% | 12.5% | Program information from other jurisdictions indicate that manufacturing is a significant contributor to DR. | % of eligible customers
ENS | C&I Curtailment-Turnkey-Auto-DR HVAC Control | Large Industrial | Miscellaneous | 5% | 2.5% | Assumed participation for miscellaneous facility types. | % of eligible customers
ENS | C&I Curtailment-Turnkey-Auto-DR HVAC Control | Large Industrial | Offices | 20% | 10% | Large offices are suitable candidates for DR participation. | % of eligible customers
ENS | C&I Curtailment-Turnkey-Auto-DR HVAC Control | Large Industrial | Retail Trade | 25% | 12.5% | Retail facilities are good candidates for DR; therefore assumed relatively high participation. | % of eligible customers
ENS | C&I Curtailment-Turnkey-Auto-DR HVAC Control | Large Industrial | Services | 15% | 7.5% | Lower likelihood of participation than offices. | % of eligible customers
ENS | C&I Curtailment-Turnkey-Auto-DR HVAC Control | Interruptible Rider | Manufacturing | 50% | 25% | Assumed 50% participation from customers on Interruptible Riders. | % of eligible customers
ENS | C&I Curtailment-Turnkey-Auto-DR HVAC Control | Interruptible Rider | Miscellaneous | 50% | 25% | Assumed 50% participation from customers on Interruptible Riders. | % of eligible customers
ENS | C&I Curtailment-Turnkey-Auto-DR HVAC Control | Interruptible Rider | Retail Trade | 50% | 25% | Assumed 50% participation from customers on Interruptible Riders. | % of eligible customers
ENS | C&I Curtailment-Turnkey-Standard Lighting Control | Large Commercial | Offices | 20% | 10% | Large offices are suitable candidates for DR participation. | % of eligible customers
ENS | C&I Curtailment-Turnkey-Standard Lighting Control | Large Commercial | Services | 15% | 7.5% | Lower likelihood of participation than offices. | % of eligible customers
ENS | C&I Curtailment-Turnkey-Standard Lighting Control | Large Industrial | Manufacturing | 25% | 12.5% | Program information from other jurisdictions indicate that manufacturing is a significant contributor to DR. | % of eligible customers
ENS | C&I Curtailment-Turnkey-Standard Lighting Control | Large Industrial | Miscellaneous | 5% | 2.5% | Assumed participation for miscellaneous facility types. | % of eligible customers
ENS | C&I Curtailment-Turnkey-Standard Lighting Control | Large Industrial | Offices | 20% | 10% | Large offices are suitable candidates for DR participation. | % of eligible customers
ENS | C&I Curtailment-Turnkey-Standard Lighting Control | Large Industrial | Retail Trade | 25% | 12.5% | Retail facilities are good candidates for DR; therefore assumed relatively high participation. | % of eligible customers
ENS | C&I Curtailment-Turnkey-Standard Lighting Control | Large Industrial | Services | 15% | 7.5% | Lower likelihood of participation than offices. | % of eligible customers
ENS | C&I Curtailment-Turnkey-Standard Lighting Control | Interruptible Rider | Manufacturing | 50% | 25% | Assumed 50% participation from customers on Interruptible Riders. | % of eligible customers
ENS | C&I Curtailment-Turnkey-Standard Lighting Control | Interruptible Rider | Miscellaneous | 50% | 25% | Assumed 50% participation from customers on Interruptible Riders. | % of eligible customers
ENS | C&I Curtailment-Turnkey-Standard Lighting Control | Interruptible Rider | Retail Trade | 50% | 25% | Assumed 50% participation from customers on Interruptible Riders. | % of eligible customers
ENS | C&I Curtailment-Turnkey-Advanced Lighting Control | Large Commercial | Offices | 20% | 10% | Large offices are suitable candidates for DR participation. | % of eligible customers
ENS | C&I Curtailment-Turnkey-Advanced Lighting Control | Large Commercial | Services | 15% | 7.5% | Lower likelihood of participation than offices. | % of eligible customers
ENS | C&I Curtailment-Turnkey-Advanced Lighting Control | Large Industrial | Manufacturing | 25% | 12.5% | Program information from other jurisdictions indicate that manufacturing is a significant contributor to DR. | % of eligible customers
ENS | C&I Curtailment-Turnkey-Advanced Lighting Control | Large Industrial | Miscellaneous | 5% | 2.5% | Assumed participation for miscellaneous facility types. | % of eligible customers
ENS | C&I Curtailment-Turnkey-Advanced Lighting Control | Large Industrial | Offices | 20% | 10% | Large offices are suitable candidates for DR participation. | % of eligible customers
ENS | C&I Curtailment-Turnkey-Advanced Lighting Control | Large Industrial | Retail Trade | 25% | 12.5% | Retail facilities are good candidates for DR; therefore assumed relatively high participation. | % of eligible customers
ENS | C&I Curtailment-Turnkey-Advanced Lighting Control | Large Industrial | Services | 15% | 7.5% | Lower likelihood of participation than offices. | % of eligible customers
ENS | C&I Curtailment-Turnkey-Advanced Lighting Control | Interruptible Rider | Manufacturing | 50% | 25% | Assumed 50% participation from customers on Interruptible Riders. | % of eligible customers
ENS | C&I Curtailment-Turnkey-Advanced Lighting Control | Interruptible Rider | Miscellaneous | 50% | 25% | Assumed 50% participation from customers on Interruptible Riders. | % of eligible customers
ENS | C&I Curtailment-Turnkey-Advanced Lighting Control | Interruptible Rider | Retail Trade | 50% | 25% | Assumed 50% participation from customers on Interruptible Riders. | % of eligible customers
ENS | C&I Curtailment-Turnkey-Water Heating Control | Large Commercial | Offices | 20% | 10% | Large offices are suitable candidates for DR participation. | % of eligible customers
ENS | C&I Curtailment-Turnkey-Water Heating Control | Large Commercial | Services | 15% | 7.5% | Lower likelihood of participation than offices. | % of eligible customers
ENS | C&I Curtailment-Turnkey-Water Heating Control | Large Industrial | Manufacturing | 25% | 12.5% | Program information from other jurisdictions indicate that manufacturing is a significant contributor to DR. | % of eligible customers
ENS | C&I Curtailment-Turnkey-Water Heating Control | Large Industrial | Miscellaneous | 5% | 2.5% | Assumed participation for miscellaneous facility types. | % of eligible customers
ENS | C&I Curtailment-Turnkey-Water Heating Control | Large Industrial | Offices | 20% | 10% | Large offices are suitable candidates for DR participation. | % of eligible customers
ENS | C&I Curtailment-Turnkey-Water Heating Control | Large Industrial | Retail Trade | 25% | 12.5% | Retail facilities are good candidates for DR; therefore assumed relatively high participation. | % of eligible customers
ENS | C&I Curtailment-Turnkey-Water Heating Control | Large Industrial | Services | 15% | 7.5% | Lower likelihood of participation than offices. | % of eligible customers
ENS | C&I Curtailment-Turnkey-Water Heating Control | Interruptible Rider | Manufacturing | 50% | 25% | Assumed 50% participation from customers on Interruptible Riders. | % of eligible customers
ENS | C&I Curtailment-Turnkey-Water Heating Control | Interruptible Rider | Miscellaneous | 50% | 25% | Assumed 50% participation from customers on Interruptible Riders. | % of eligible customers
ENS | C&I Curtailment-Turnkey-Water Heating Control | Interruptible Rider | Retail Trade | 50% | 25% | Assumed 50% participation from customers on Interruptible Riders. | % of eligible customers
ENS | C&I Curtailment-Turnkey-Other | Large Commercial | Offices | 20% | 10% | Large offices are suitable candidates for DR participation. | % of eligible customers
ENS | C&I Curtailment-Turnkey-Other | Large Commercial | Services | 15% | 7.5% | Lower likelihood of participation than offices. | % of eligible customers
ENS | C&I Curtailment-Turnkey-Other | Large Industrial | Manufacturing | 25% | 12.5% | Program information from other jurisdictions indicate that manufacturing is a significant contributor to DR. | % of eligible customers
ENS | C&I Curtailment-Turnkey-Other | Large Industrial | Miscellaneous | 5% | 2.5% | Assumed participation for miscellaneous facility types. | % of eligible customers
ENS | C&I Curtailment-Turnkey-Other | Large Industrial | Offices | 20% | 10% | Large offices are suitable candidates for DR participation. | % of eligible customers
ENS | C&I Curtailment-Turnkey-Other | Large Industrial | Retail Trade | 25% | 12.5% | Retail facilities are good candidates for DR; therefore assumed relatively high participation. | % of eligible customers
ENS | C&I Curtailment-Turnkey-Other | Large Industrial | Services | 15% | 7.5% | Lower likelihood of participation than offices. | % of eligible customers
ENS | C&I Curtailment-Turnkey-Other | Interruptible Rider | Manufacturing | 50% | 25% | Assumed 50% participation from customers on Interruptible Riders. | % of eligible customers
ENS | C&I Curtailment-Turnkey-Other | Interruptible Rider | Miscellaneous | 50% | 25% | Assumed 50% participation from customers on Interruptible Riders. | % of eligible customers
ENS | C&I Curtailment-Turnkey-Other | Interruptible Rider | Retail Trade | 50% | 25% | Assumed 50% participation from customers on Interruptible Riders. | % of eligible customers
ENS | C&I Curtailment-Turnkey-Industrial | Large Industrial | Manufacturing | 25% | 12.5% | Program information from other jurisdictions indicate that manufacturing is a significant contributor to DR. | % of eligible customers
ENS | C&I Curtailment-Turnkey-Industrial | Interruptible Rider | Manufacturing | 50% | 25% | Assumed 50% participation from customers on Interruptible Riders. | % of eligible customers
ENS | C&I Curtailment-Enabling Tech-Manual HVAC Control | Large Commercial | Offices | 20% | 10% | Large offices are suitable candidates for DR participation. | % of eligible customers
ENS | C&I Curtailment-Enabling Tech-Manual HVAC Control | Large Commercial | Services | 15% | 7.5% | Lower likelihood of participation than offices. | % of eligible customers
ENS | C&I Curtailment-Enabling Tech-Manual HVAC Control | Large Industrial | Manufacturing | 25% | 12.5% | Program information from other jurisdictions indicate that manufacturing is a significant contributor to DR. | % of eligible customers
ENS | C&I Curtailment-Enabling Tech-Manual HVAC Control | Large Industrial | Miscellaneous | 5% | 2.5% | Assumed participation for miscellaneous facility types. | % of eligible customers
ENS | C&I Curtailment-Enabling Tech-Manual HVAC Control | Large Industrial | Offices | 20% | 10% | Large offices are suitable candidates for DR participation. | % of eligible customers
ENS | C&I Curtailment-Enabling Tech-Manual HVAC Control | Large Industrial | Retail Trade | 25% | 12.5% | Retail facilities are good candidates for DR; therefore assumed relatively high participation. | % of eligible customers
ENS | C&I Curtailment-Enabling Tech-Manual HVAC Control | Large Industrial | Services | 15% | 7.5% | Lower likelihood of participation than offices. | % of eligible customers
ENS | C&I Curtailment-Enabling Tech-Manual HVAC Control | Interruptible Rider | Manufacturing | 50% | 25% | Assumed 50% participation from customers on Interruptible Riders. | % of eligible customers
ENS | C&I Curtailment-Enabling Tech-Manual HVAC Control | Interruptible Rider | Miscellaneous | 50% | 25% | Assumed 50% participation from customers on Interruptible Riders. | % of eligible customers
ENS | C&I Curtailment-Enabling Tech-Manual HVAC Control | Interruptible Rider | Retail Trade | 50% | 25% | Assumed 50% participation from customers on Interruptible Riders. | % of eligible customers
ENS | C&I Curtailment-Enabling Tech-Auto-DR HVAC Control | Large Commercial | Offices | 20% | 10% | Large offices are suitable candidates for DR participation. | % of eligible customers
ENS | C&I Curtailment-Enabling Tech-Auto-DR HVAC Control | Large Commercial | Services | 15% | 7.5% | Lower likelihood of participation than offices. | % of eligible customers
ENS | C&I Curtailment-Enabling Tech-Auto-DR HVAC Control | Large Industrial | Manufacturing | 25% | 12.5% | Program information from other jurisdictions indicate that manufacturing is a significant contributor to DR. | % of eligible customers
ENS | C&I Curtailment-Enabling Tech-Auto-DR HVAC Control | Large Industrial | Miscellaneous | 5% | 2.5% | Assumed participation for miscellaneous facility types. | % of eligible customers
ENS | C&I Curtailment-Enabling Tech-Auto-DR HVAC Control | Large Industrial | Offices | 20% | 10% | Large offices are suitable candidates for DR participation. | % of eligible customers
ENS | C&I Curtailment-Enabling Tech-Auto-DR HVAC Control | Large Industrial | Retail Trade | 25% | 12.5% | Retail facilities are good candidates for DR; therefore assumed relatively high participation. | % of eligible customers
ENS | C&I Curtailment-Enabling Tech-Auto-DR HVAC Control | Large Industrial | Services | 15% | 7.5% | Lower likelihood of participation than offices. | % of eligible customers
ENS | C&I Curtailment-Enabling Tech-Auto-DR HVAC Control | Interruptible Rider | Manufacturing | 50% | 25% | Assumed 50% participation from customers on Interruptible Riders. | % of eligible customers
ENS | C&I Curtailment-Enabling Tech-Auto-DR HVAC Control | Interruptible Rider | Miscellaneous | 50% | 25% | Assumed 50% participation from customers on Interruptible Riders. | % of eligible customers
ENS | C&I Curtailment-Enabling Tech-Auto-DR HVAC Control | Interruptible Rider | Retail Trade | 50% | 25% | Assumed 50% participation from customers on Interruptible Riders. | % of eligible customers
ENS | C&I Curtailment-Enabling Tech-Standard Lighting Control | Large Commercial | Offices | 20% | 10% | Large offices are suitable candidates for DR participation. | % of eligible customers
ENS | C&I Curtailment-Enabling Tech-Standard Lighting Control | Large Commercial | Services | 15% | 7.5% | Lower likelihood of participation than offices. | % of eligible customers
ENS | C&I Curtailment-Enabling Tech-Standard Lighting Control | Large Industrial | Manufacturing | 25% | 12.5% | Program information from other jurisdictions indicate that manufacturing is a significant contributor to DR. | % of eligible customers
ENS | C&I Curtailment-Enabling Tech-Standard Lighting Control | Large Industrial | Miscellaneous | 5% | 2.5% | Assumed participation for miscellaneous facility types. | % of eligible customers
ENS | C&I Curtailment-Enabling Tech-Standard Lighting Control | Large Industrial | Offices | 20% | 10% | Large offices are suitable candidates for DR participation. | % of eligible customers
ENS | C&I Curtailment-Enabling Tech-Standard Lighting Control | Large Industrial | Retail Trade | 25% | 12.5% | Retail facilities are good candidates for DR; therefore assumed relatively high participation. | % of eligible customers
ENS | C&I Curtailment-Enabling Tech-Standard Lighting Control | Large Industrial | Services | 15% | 7.5% | Lower likelihood of participation than offices. | % of eligible customers
ENS | C&I Curtailment-Enabling Tech-Standard Lighting Control | Interruptible Rider | Manufacturing | 50% | 25% | Assumed 50% participation from customers on Interruptible Riders. | % of eligible customers
ENS | C&I Curtailment-Enabling Tech-Standard Lighting Control | Interruptible Rider | Miscellaneous | 50% | 25% | Assumed 50% participation from customers on Interruptible Riders. | % of eligible customers
ENS | C&I Curtailment-Enabling Tech-Standard Lighting Control | Interruptible Rider | Retail Trade | 50% | 25% | Assumed 50% participation from customers on Interruptible Riders. | % of eligible customers
ENS | C&I Curtailment-Enabling Tech-Advanced Lighting Control | Large Commercial | Offices | 20% | 10% | Large offices are suitable candidates for DR participation. | % of eligible customers
ENS | C&I Curtailment-Enabling Tech-Advanced Lighting Control | Large Commercial | Services | 15% | 7.5% | Lower likelihood of participation than offices. | % of eligible customers
ENS | C&I Curtailment-Enabling Tech-Advanced Lighting Control | Large Industrial | Manufacturing | 25% | 12.5% | Program information from other jurisdictions indicate that manufacturing is a significant contributor to DR. | % of eligible customers
ENS | C&I Curtailment-Enabling Tech-Advanced Lighting Control | Large Industrial | Miscellaneous | 5% | 2.5% | Assumed participation for miscellaneous facility types. | % of eligible customers
ENS | C&I Curtailment-Enabling Tech-Advanced Lighting Control | Large Industrial | Offices | 20% | 10% | Large offices are suitable candidates for DR participation. | % of eligible customers
ENS | C&I Curtailment-Enabling Tech-Advanced Lighting Control | Large Industrial | Retail Trade | 25% | 12.5% | Retail facilities are good candidates for DR; therefore assumed relatively high participation. | % of eligible customers
ENS | C&I Curtailment-Enabling Tech-Advanced Lighting Control | Large Industrial | Services | 15% | 7.5% | Lower likelihood of participation than offices. | % of eligible customers
ENS | C&I Curtailment-Enabling Tech-Advanced Lighting Control | Interruptible Rider | Manufacturing | 50% | 25% | Assumed 50% participation from customers on Interruptible Riders. | % of eligible customers
ENS | C&I Curtailment-Enabling Tech-Advanced Lighting Control | Interruptible Rider | Miscellaneous | 50% | 25% | Assumed 50% participation from customers on Interruptible Riders. | % of eligible customers
ENS | C&I Curtailment-Enabling Tech-Advanced Lighting Control | Interruptible Rider | Retail Trade | 50% | 25% | Assumed 50% participation from customers on Interruptible Riders. | % of eligible customers
ENS | C&I Curtailment-Enabling Tech-Water Heating Control | Large Commercial | Offices | 20% | 10% | Large offices are suitable candidates for DR participation. | % of eligible customers
ENS | C&I Curtailment-Enabling Tech-Water Heating Control | Large Commercial | Services | 15% | 7.5% | Lower likelihood of participation than offices. | % of eligible customers
ENS | C&I Curtailment-Enabling Tech-Water Heating Control | Large Industrial | Manufacturing | 25% | 12.5% | Program information from other jurisdictions indicate that manufacturing is a significant contributor to DR. | % of eligible customers
ENS | C&I Curtailment-Enabling Tech-Water Heating Control | Large Industrial | Miscellaneous | 5% | 2.5% | Assumed participation for miscellaneous facility types. | % of eligible customers
ENS | C&I Curtailment-Enabling Tech-Water Heating Control | Large Industrial | Offices | 20% | 10% | Large offices are suitable candidates for DR participation. | % of eligible customers
ENS | C&I Curtailment-Enabling Tech-Water Heating Control | Large Industrial | Retail Trade | 25% | 12.5% | Retail facilities are good candidates for DR; therefore assumed relatively high participation. | % of eligible customers
ENS | C&I Curtailment-Enabling Tech-Water Heating Control | Large Industrial | Services | 15% | 7.5% | Lower likelihood of participation than offices. | % of eligible customers
ENS | C&I Curtailment-Enabling Tech-Water Heating Control | Interruptible Rider | Manufacturing | 50% | 25% | Assumed 50% participation from customers on Interruptible Riders. | % of eligible customers
ENS | C&I Curtailment-Enabling Tech-Water Heating Control | Interruptible Rider | Miscellaneous | 50% | 25% | Assumed 50% participation from customers on Interruptible Riders. | % of eligible customers
ENS | C&I Curtailment-Enabling Tech-Water Heating Control | Interruptible Rider | Retail Trade | 50% | 25% | Assumed 50% participation from customers on Interruptible Riders. | % of eligible customers
ENS | C&I Curtailment-Enabling Tech-Other | Large Commercial | Offices | 20% | 10% | Large offices are suitable candidates for DR participation. | % of eligible customers
ENS | C&I Curtailment-Enabling Tech-Other | Large Commercial | Services | 15% | 7.5% | Lower likelihood of participation than offices. | % of eligible customers
ENS | C&I Curtailment-Enabling Tech-Other | Large Industrial | Manufacturing | 25% | 12.5% | Program information from other jurisdictions indicate that manufacturing is a significant contributor to DR. | % of eligible customers
ENS | C&I Curtailment-Enabling Tech-Other | Large Industrial | Miscellaneous | 5% | 2.5% | Assumed participation for miscellaneous facility types. | % of eligible customers
ENS | C&I Curtailment-Enabling Tech-Other | Large Industrial | Offices | 20% | 10% | Large offices are suitable candidates for DR participation. | % of eligible customers
ENS | C&I Curtailment-Enabling Tech-Other | Large Industrial | Retail Trade | 25% | 12.5% | Retail facilities are good candidates for DR; therefore assumed relatively high participation. | % of eligible customers
ENS | C&I Curtailment-Enabling Tech-Other | Large Industrial | Services | 15% | 7.5% | Lower likelihood of participation than offices. | % of eligible customers
ENS | C&I Curtailment-Enabling Tech-Other | Interruptible Rider | Manufacturing | 50% | 25% | Assumed 50% participation from customers on Interruptible Riders. | % of eligible customers
ENS | C&I Curtailment-Enabling Tech-Other | Interruptible Rider | Miscellaneous | 50% | 25% | Assumed 50% participation from customers on Interruptible Riders. | % of eligible customers
ENS | C&I Curtailment-Enabling Tech-Other | Interruptible Rider | Retail Trade | 50% | 25% | Assumed 50% participation from customers on Interruptible Riders. | % of eligible customers
ENS | C&I Curtailment-Enabling Tech-Industrial | Large Industrial | Manufacturing | 25% | 12.5% | Program information from other jurisdictions indicate that manufacturing is a significant contributor to DR. | % of eligible customers
ENS | C&I Curtailment-Enabling Tech-Industrial | Interruptible Rider | Manufacturing | 50% | 25% | Assumed 50% participation from customers on Interruptible Riders. | % of eligible customers
ENS | Dynamic Pricing with enabling tech. | Interruptible Rider | Manufacturing | 0% | 0% | Not applicable to this customer class | % of eligible customers
ENS | Dynamic Pricing with enabling tech. | Interruptible Rider | Miscellaneous | 0% | 0% | Not applicable to this customer class | % of eligible customers
ENS | Dynamic Pricing with enabling tech. | Interruptible Rider | Retail Trade | 0% | 0% | Not applicable to this customer class | % of eligible customers
ENS | Dynamic Pricing with enabling tech. | Large Commercial | Offices | 0% | 0% | Not applicable to this customer class | % of eligible customers
ENS | Dynamic Pricing with enabling tech. | Large Commercial | Services | 0% | 0% | Not applicable to this customer class | % of eligible customers
ENS | Dynamic Pricing with enabling tech. | Large Industrial | Manufacturing | 0% | 0% | Not applicable to this customer class | % of eligible customers
ENS | Dynamic Pricing with enabling tech. | Large Industrial | Miscellaneous | 0% | 0% | Not applicable to this customer class | % of eligible customers
ENS | Dynamic Pricing with enabling tech. | Large Industrial | Offices | 0% | 0% | Not applicable to this customer class | % of eligible customers
ENS | Dynamic Pricing with enabling tech. | Large Industrial | Retail Trade | 0% | 0% | Not applicable to this customer class | % of eligible customers
ENS | Dynamic Pricing with enabling tech. | Large Industrial | Services | 0% | 0% | Not applicable to this customer class | % of eligible customers
ENS | Dynamic Pricing with enabling tech. | Residential | Residential LI | 15% | 0% | 19479 NSP Utility and Review Board Time Varying Pricing Project Submission; assumed 15% participation of res in CPP. Same assumption applied to all customer classes. | % of eligible customers
ENS | Dynamic Pricing with enabling tech. | Residential | Residential Market Rate | 15% | 0% | 19479 NSP Utility and Review Board Time Varying Pricing Project Submission; assumed 15% participation of res in CPP. Same assumption applied to all customer classes. | % of eligible customers
ENS | Dynamic Pricing with enabling tech. | Small Commercial | Manufacturing | 15% | 0% | 19479 NSP Utility and Review Board Time Varying Pricing Project Submission; assumed 15% participation of res in CPP. Same assumption applied to all customer classes. | % of eligible customers
ENS | Dynamic Pricing with enabling tech. | Small Commercial | Miscellaneous | 15% | 0% | 19479 NSP Utility and Review Board Time Varying Pricing Project Submission; assumed 15% participation of res in CPP. Same assumption applied to all customer classes. | % of eligible customers
ENS | Dynamic Pricing with enabling tech. | Small Commercial | Offices | 15% | 0% | 19479 NSP Utility and Review Board Time Varying Pricing Project Submission; assumed 15% participation of res in CPP. Same assumption applied to all customer classes. | % of eligible customers
ENS | Dynamic Pricing with enabling tech. | Small Commercial | Retail Trade | 15% | 0% | 19479 NSP Utility and Review Board Time Varying Pricing Project Submission; assumed 15% participation of res in CPP. Same assumption applied to all customer classes. | % of eligible customers
ENS | Dynamic Pricing with enabling tech. | Small Commercial | Services | 15% | 0% | 19479 NSP Utility and Review Board Time Varying Pricing Project Submission; assumed 15% participation of res in CPP. Same assumption applied to all customer classes. | % of eligible customers
ENS | Dynamic Pricing with enabling tech. | Small Industrial | Manufacturing | 15% | 0% | 19479 NSP Utility and Review Board Time Varying Pricing Project Submission; assumed 15% participation of res in CPP. Same assumption applied to all customer classes. | % of eligible customers
ENS | Dynamic Pricing with enabling tech. | Small Industrial | Miscellaneous | 15% | 0% | 19479 NSP Utility and Review Board Time Varying Pricing Project Submission; assumed 15% participation of res in CPP. Same assumption applied to all customer classes. | % of eligible customers
ENS | Dynamic Pricing with enabling tech. | Small Industrial | Offices | 15% | 0% | 19479 NSP Utility and Review Board Time Varying Pricing Project Submission; assumed 15% participation of res in CPP. Same assumption applied to all customer classes. | % of eligible customers
ENS | Dynamic Pricing with enabling tech. | Small Industrial | Retail Trade | 15% | 0% | 19479 NSP Utility and Review Board Time Varying Pricing Project Submission; assumed 15% participation of res in CPP. Same assumption applied to all customer classes. | % of eligible customers
ENS | Dynamic Pricing with enabling tech. | Small Industrial | Services | 15% | 0% | 19479 NSP Utility and Review Board Time Varying Pricing Project Submission; assumed 15% participation of res in CPP. Same assumption applied to all customer classes. | % of eligible customers
ENS | Dynamic Pricing w/o enabling tech. | Interruptible Rider | Manufacturing | 0% | 0% | Not applicable to this customer class | % of total customers
ENS | Dynamic Pricing w/o enabling tech. | Interruptible Rider | Miscellaneous | 0% | 0% | Not applicable to this customer class | % of total customers
ENS | Dynamic Pricing w/o enabling tech. | Interruptible Rider | Retail Trade | 0% | 0% | Not applicable to this customer class | % of total customers
ENS | Dynamic Pricing w/o enabling tech. | Large Commercial | Offices | 0% | 0% | Not applicable to this customer class | % of total customers
ENS | Dynamic Pricing w/o enabling tech. | Large Commercial | Services | 0% | 0% | Not applicable to this customer class | % of total customers
ENS | Dynamic Pricing w/o enabling tech. | Large Industrial | Manufacturing | 0% | 0% | Not applicable to this customer class | % of total customers
ENS | Dynamic Pricing w/o enabling tech. | Large Industrial | Miscellaneous | 0% | 0% | Not applicable to this customer class | % of total customers
ENS | Dynamic Pricing w/o enabling tech. | Large Industrial | Offices | 0% | 0% | Not applicable to this customer class | % of total customers
ENS | Dynamic Pricing w/o enabling tech. | Large Industrial | Retail Trade | 0% | 0% | Not applicable to this customer class | % of total customers
ENS | Dynamic Pricing w/o enabling tech. | Large Industrial | Services | 0% | 0% | Not applicable to this customer class | % of total customers
ENS | Dynamic Pricing w/o enabling tech. | Residential | Residential LI | 15% | 7.5% | 19479 NSP Utility and Review Board Time Varying Pricing Project Submission; assumed 15% participation of res in CPP. Same assumption applied to all customer classes. | % of total customers
ENS | Dynamic Pricing w/o enabling tech. | Residential | Residential Market Rate | 15% | 7.5% | 19479 NSP Utility and Review Board Time Varying Pricing Project Submission; assumed 15% participation of res in CPP. Same assumption applied to all customer classes. | % of total customers
ENS | Dynamic Pricing w/o enabling tech. | Small Commercial | Manufacturing | 15% | 7.5% | 19479 NSP Utility and Review Board Time Varying Pricing Project Submission; assumed 15% participation of res in CPP. Same assumption applied to all customer classes. | % of total customers
ENS | Dynamic Pricing w/o enabling tech. | Small Commercial | Miscellaneous | 15% | 7.5% | 19479 NSP Utility and Review Board Time Varying Pricing Project Submission; assumed 15% participation of res in CPP. Same assumption applied to all customer classes. | % of total customers
ENS | Dynamic Pricing w/o enabling tech. | Small Commercial | Offices | 15% | 7.5% | 19479 NSP Utility and Review Board Time Varying Pricing Project Submission; assumed 15% participation of res in CPP. Same assumption applied to all customer classes. | % of total customers
ENS | Dynamic Pricing w/o enabling tech. | Small Commercial | Retail Trade | 15% | 7.5% | 19479 NSP Utility and Review Board Time Varying Pricing Project Submission; assumed 15% participation of res in CPP. Same assumption applied to all customer classes. | % of total customers
ENS | Dynamic Pricing w/o enabling tech. | Small Commercial | Services | 15% | 7.5% | 19479 NSP Utility and Review Board Time Varying Pricing Project Submission; assumed 15% participation of res in CPP. Same assumption applied to all customer classes. | % of total customers
ENS | Dynamic Pricing w/o enabling tech. | Small Industrial | Manufacturing | 15% | 7.5% | 19479 NSP Utility and Review Board Time Varying Pricing Project Submission; assumed 15% participation of res in CPP. Same assumption applied to all customer classes. | % of total customers
ENS | Dynamic Pricing w/o enabling tech. | Small Industrial | Miscellaneous | 15% | 7.5% | 19479 NSP Utility and Review Board Time Varying Pricing Project Submission; assumed 15% participation of res in CPP. Same assumption applied to all customer classes. | % of total customers
ENS | Dynamic Pricing w/o enabling tech. | Small Industrial | Offices | 15% | 7.5% | 19479 NSP Utility and Review Board Time Varying Pricing Project Submission; assumed 15% participation of res in CPP. Same assumption applied to all customer classes. | % of total customers
ENS | Dynamic Pricing w/o enabling tech. | Small Industrial | Retail Trade | 15% | 7.5% | 19479 NSP Utility and Review Board Time Varying Pricing Project Submission; assumed 15% participation of res in CPP. Same assumption applied to all customer classes. | % of total customers
ENS | Dynamic Pricing w/o enabling tech. | Small Industrial | Services | 15% | 7.5% | 19479 NSP Utility and Review Board Time Varying Pricing Project Submission; assumed 15% participation of res in CPP. Same assumption applied to all customer classes. | % of total customers
ENS | EV Charging Control | EV | EV | 20% | 0% |  | % of eligible customers
ENS | BTM Battery Control | Residential | Residential LI | 50% | 25% | Assumed 50% of the customers with batteries use it for dispatch during DR events. | % of eligible customers
ENS | BTM Battery Control | Residential | Residential Market Rate | 50% | 25% | Assumed 50% of the customers with batteries use it for dispatch during DR events. | % of eligible customers
ENS | Behavioral DR | Residential | Residential LI | 20% | 0% | Assumed average Peak Time Rebate (PTR) opt-in enrollment rate for BDR, since PTR too can be considered similar to Behavioural DR. | % of total customers
ENS | Behavioral DR | Residential | Residential Market Rate | 20% | 0% | Assumed average Peak Time Rebate (PTR) opt-in enrollment rate for BDR, since PTR too can be considered similar to Behavioural DR. | % of total customers
ENS | Time-of-Use Rates (TOU) | Interruptible Rider | Manufacturing | 0% | 0% | Not applicable. | % of total customers
ENS | Time-of-Use Rates (TOU) | Interruptible Rider | Miscellaneous | 0% | 0% | Not applicable. | % of total customers
ENS | Time-of-Use Rates (TOU) | Interruptible Rider | Retail Trade | 0% | 0% | Not applicable. | % of total customers
ENS | Time-of-Use Rates (TOU) | Large Commercial | Offices | 0% | 0% | Not applicable. | % of total customers
ENS | Time-of-Use Rates (TOU) | Large Commercial | Services | 0% | 0% | Not applicable. | % of total customers
ENS | Time-of-Use Rates (TOU) | Large Industrial | Manufacturing | 0% | 0% | Not applicable. | % of total customers
ENS | Time-of-Use Rates (TOU) | Large Industrial | Miscellaneous | 0% | 0% | Not applicable. | % of total customers
ENS | Time-of-Use Rates (TOU) | Large Industrial | Offices | 0% | 0% | Not applicable. | % of total customers
ENS | Time-of-Use Rates (TOU) | Large Industrial | Retail Trade | 0% | 0% | Not applicable. | % of total customers
ENS | Time-of-Use Rates (TOU) | Large Industrial | Services | 0% | 0% | Not applicable. | % of total customers
ENS | Time-of-Use Rates (TOU) | Residential | Residential LI | 17.5% | 17.5% | Updated participation per E1's comment that residential TOD customers should be included. Bumped up participation by 2.5% to reflect that. | % of total customers
ENS | Time-of-Use Rates (TOU) | Residential | Residential Market Rate | 17.5% | 17.5% | Updated participation per E1's comment that residential TOD customers should be included. Bumped up participation by 2.5% to reflect that. | % of total customers
ENS | Time-of-Use Rates (TOU) | Small Commercial | Manufacturing | 15% | 15% | Same assumption as dynamic pricing | % of total customers
ENS | Time-of-Use Rates (TOU) | Small Commercial | Miscellaneous | 15% | 15% | Same assumption as dynamic pricing | % of total customers
ENS | Time-of-Use Rates (TOU) | Small Commercial | Offices | 15% | 15% | Same assumption as dynamic pricing | % of total customers
ENS | Time-of-Use Rates (TOU) | Small Commercial | Retail Trade | 15% | 15% | Same assumption as dynamic pricing | % of total customers
ENS | Time-of-Use Rates (TOU) | Small Commercial | Services | 15% | 15% | Same assumption as dynamic pricing | % of total customers
ENS | Time-of-Use Rates (TOU) | Small Industrial | Manufacturing | 15% | 15% | Same assumption as dynamic pricing | % of total customers
ENS | Time-of-Use Rates (TOU) | Small Industrial | Miscellaneous | 15% | 15% | Same assumption as dynamic pricing | % of total customers
ENS | Time-of-Use Rates (TOU) | Small Industrial | Offices | 15% | 15% | Same assumption as dynamic pricing | % of total customers
ENS | Time-of-Use Rates (TOU) | Small Industrial | Retail Trade | 15% | 15% | Same assumption as dynamic pricing | % of total customers
ENS | Time-of-Use Rates (TOU) | Small Industrial | Services | 15% | 15% | Same assumption as dynamic pricing | % of total customers
The participation rate is specified as percentage of eligible customers. This worksheet specifies the steady state participation assumption, which refers to the participation level after the program is fully ramped up.
Scenario Definitions
"Scenario 2" = Settlement Plan
"Scenario 1" = Alternate Scenario

## Control Strategy Eligibility
Units: |  | %
DR SubOption ↓ | Scenario | Customer Class ↓ | Forecast Year → Building Type ↓ | 2021 | 2022 | 2023 | 2024 | 2025 | 2026 | 2027 | 2028 | 2029 | 2030 | 2031 | 2032 | 2033 | 2034 | 2035 | 2036 | 2037 | Assumptions Documentation | Sector1 | LU | From Process?
DLC-Switch-Water Heating | Scenario 2 | Residential | Residential LI | 97% | 97% | 97% | 97% | 97% | 97% | 97% | 97% | 97% | 97% | 97% | 97% | 97% | 97% | 97% | 97% | 97% | 1- Smart WH | Residential | DLC-Switch-Water HeatingResidential | FALSE
DLC-Switch-Water Heating | Scenario 2 | Residential | Residential Market Rate | 97% | 97% | 97% | 97% | 97% | 97% | 97% | 97% | 97% | 97% | 97% | 97% | 97% | 97% | 97% | 97% | 97% | 1- Smart WH | Residential | DLC-Switch-Water HeatingResidential | FALSE
DLC-BYOD-Water Heating | Scenario 2 | Residential | Residential LI | [17 empty] | Smart WH from 2019 GH Baseline study | Residential | DLC-BYOD-Water HeatingResidential | FALSE | bar: 2021 to 2037
DLC-BYOD-Water Heating | Scenario 2 | Residential | Residential Market Rate | [17 empty] | Smart WH from 2019 GH Baseline study | Residential | DLC-BYOD-Water HeatingResidential | FALSE | bar: 2021 to 2037
DLC-Thermostat-DI-Central Heat Pump | Scenario 2 | Residential | Residential LI | 0.003204% | 0.009439% | 0.02781% | 0.08193% | 0.09476% | 0.1096% | 0.1268% | 0.1466% | 0.1695% | 0.1961% | 0.2268% | 0.2623% | 0.3034% | 0.3509% | 0.4058% | 0.4693% | 0.5428% | Customers from ProCESS model, Efficient Product Installation. DI portion | Residential | DLC-Thermostat-DI-Central Heat PumpResidential | TRUE
DLC-Thermostat-DI-Central Heat Pump | Scenario 2 | Residential | Residential Market Rate | 0.003204% | 0.009439% | 0.02781% | 0.08193% | 0.09476% | 0.1096% | 0.1268% | 0.1466% | 0.1695% | 0.1961% | 0.2268% | 0.2623% | 0.3034% | 0.3509% | 0.4058% | 0.4693% | 0.5428% |  | Residential | DLC-Thermostat-DI-Central Heat PumpResidential | TRUE
DLC-Thermostat-BYOT-Central Heat Pump | Scenario 2 | Residential | Residential LI | [17 empty] | % of electric heating households with smart thermostats from NSP 2020 Res End Use survey | Residential | DLC-Thermostat-BYOT-Central Heat PumpResidential | FALSE | bar: 2021 to 2037
DLC-Thermostat-BYOT-Central Heat Pump | Scenario 2 | Residential | Residential Market Rate | [18 empty] | Residential | DLC-Thermostat-BYOT-Central Heat PumpResidential | FALSE | bar: 2021 to 2037
DLC-Switch-Water Heating | Scenario 2 | Small Commercial | Manufacturing | 89% | 89% | 89% | 89% | 89% | 89% | 89% | 89% | 89% | 89% | 89% | 89% | 89% | 89% | 89% | 89% | 89% | 1 - Percentage of respondents with smart WH from 2019 GH baseline study | Small | DLC-Switch-Water HeatingSmall | FALSE
DLC-Switch-Water Heating | Scenario 2 | Small Commercial | Miscellaneous | 89% | 89% | 89% | 89% | 89% | 89% | 89% | 89% | 89% | 89% | 89% | 89% | 89% | 89% | 89% | 89% | 89% |  | Small | DLC-Switch-Water HeatingSmall | FALSE
DLC-Switch-Water Heating | Scenario 2 | Small Commercial | Offices | 89% | 89% | 89% | 89% | 89% | 89% | 89% | 89% | 89% | 89% | 89% | 89% | 89% | 89% | 89% | 89% | 89% |  | Small | DLC-Switch-Water HeatingSmall | FALSE
DLC-Switch-Water Heating | Scenario 2 | Small Commercial | Retail Trade | 89% | 89% | 89% | 89% | 89% | 89% | 89% | 89% | 89% | 89% | 89% | 89% | 89% | 89% | 89% | 89% | 89% |  | Small | DLC-Switch-Water HeatingSmall | FALSE
DLC-Switch-Water Heating | Scenario 2 | Small Commercial | Services | 89% | 89% | 89% | 89% | 89% | 89% | 89% | 89% | 89% | 89% | 89% | 89% | 89% | 89% | 89% | 89% | 89% |  | Small | DLC-Switch-Water HeatingSmall | FALSE
DLC-Switch-Water Heating | Scenario 2 | Small Industrial | Manufacturing | 89% | 89% | 89% | 89% | 89% | 89% | 89% | 89% | 89% | 89% | 89% | 89% | 89% | 89% | 89% | 89% | 89% |  | Small | DLC-Switch-Water HeatingSmall | FALSE
DLC-Switch-Water Heating | Scenario 2 | Small Industrial | Miscellaneous | 89% | 89% | 89% | 89% | 89% | 89% | 89% | 89% | 89% | 89% | 89% | 89% | 89% | 89% | 89% | 89% | 89% |  | Small | DLC-Switch-Water HeatingSmall | FALSE
DLC-Switch-Water Heating | Scenario 2 | Small Industrial | Offices | 89% | 89% | 89% | 89% | 89% | 89% | 89% | 89% | 89% | 89% | 89% | 89% | 89% | 89% | 89% | 89% | 89% |  | Small | DLC-Switch-Water HeatingSmall | FALSE
DLC-Switch-Water Heating | Scenario 2 | Small Industrial | Retail Trade | 89% | 89% | 89% | 89% | 89% | 89% | 89% | 89% | 89% | 89% | 89% | 89% | 89% | 89% | 89% | 89% | 89% |  | Small | DLC-Switch-Water HeatingSmall | FALSE
DLC-Switch-Water Heating | Scenario 2 | Small Industrial | Services | 89% | 89% | 89% | 89% | 89% | 89% | 89% | 89% | 89% | 89% | 89% | 89% | 89% | 89% | 89% | 89% | 89% |  | Small | DLC-Switch-Water HeatingSmall | FALSE
DLC-BYOD-Water Heating | Scenario 2 | Small Commercial | Manufacturing | 11% | 11% | 11% | 11% | 11% | 11% | 11% | 11% | 11% | 11% | 11% | 11% | 11% | 11% | 11% | 11% | 11% | Percentage of respondents with smart WH from 2019 GH baseline study | Small | DLC-BYOD-Water HeatingSmall | FALSE
DLC-BYOD-Water Heating | Scenario 2 | Small Commercial | Miscellaneous | 11% | 11% | 11% | 11% | 11% | 11% | 11% | 11% | 11% | 11% | 11% | 11% | 11% | 11% | 11% | 11% | 11% |  | Small | DLC-BYOD-Water HeatingSmall | FALSE
DLC-BYOD-Water Heating | Scenario 2 | Small Commercial | Offices | 11% | 11% | 11% | 11% | 11% | 11% | 11% | 11% | 11% | 11% | 11% | 11% | 11% | 11% | 11% | 11% | 11% |  | Small | DLC-BYOD-Water HeatingSmall | FALSE
DLC-BYOD-Water Heating | Scenario 2 | Small Commercial | Retail Trade | 11% | 11% | 11% | 11% | 11% | 11% | 11% | 11% | 11% | 11% | 11% | 11% | 11% | 11% | 11% | 11% | 11% |  | Small | DLC-BYOD-Water HeatingSmall | FALSE
DLC-BYOD-Water Heating | Scenario 2 | Small Commercial | Services | 11% | 11% | 11% | 11% | 11% | 11% | 11% | 11% | 11% | 11% | 11% | 11% | 11% | 11% | 11% | 11% | 11% |  | Small | DLC-BYOD-Water HeatingSmall | FALSE
DLC-BYOD-Water Heating | Scenario 2 | Small Industrial | Manufacturing | 11% | 11% | 11% | 11% | 11% | 11% | 11% | 11% | 11% | 11% | 11% | 11% | 11% | 11% | 11% | 11% | 11% |  | Small | DLC-BYOD-Water HeatingSmall | FALSE
DLC-BYOD-Water Heating | Scenario 2 | Small Industrial | Miscellaneous | 11% | 11% | 11% | 11% | 11% | 11% | 11% | 11% | 11% | 11% | 11% | 11% | 11% | 11% | 11% | 11% | 11% |  | Small | DLC-BYOD-Water HeatingSmall | FALSE
DLC-BYOD-Water Heating | Scenario 2 | Small Industrial | Offices | 11% | 11% | 11% | 11% | 11% | 11% | 11% | 11% | 11% | 11% | 11% | 11% | 11% | 11% | 11% | 11% | 11% |  | Small | DLC-BYOD-Water HeatingSmall | FALSE
DLC-BYOD-Water Heating | Scenario 2 | Small Industrial | Retail Trade | 11% | 11% | 11% | 11% | 11% | 11% | 11% | 11% | 11% | 11% | 11% | 11% | 11% | 11% | 11% | 11% | 11% |  | Small | DLC-BYOD-Water HeatingSmall | FALSE
DLC-BYOD-Water Heating | Scenario 2 | Small Industrial | Services | 11% | 11% | 11% | 11% | 11% | 11% | 11% | 11% | 11% | 11% | 11% | 11% | 11% | 11% | 11% | 11% | 11% |  | Small | DLC-BYOD-Water HeatingSmall | FALSE
DLC-Thermostat-DI-Baseboard Heating | Scenario 2 | Residential | Residential Market Rate | 0.3144% | 0.5135% | 0.8388% | 1.37% | 2.808% | 5.753% | 11.79% | 24.16% | 49.51% | 100% | 100% | 100% | 100% | 100% | 100% | 100% | 100% | Customers from ProCESS model, Efficient Product Installation. DI portion | Residential | DLC-Thermostat-DI-Baseboard HeatingResidential | TRUE
DLC-Thermostat-BYOT-Baseboard Heating | Scenario 2 | Residential | Residential Market Rate | [18 empty] | Residential | DLC-Thermostat-BYOT-Baseboard HeatingResidential | TRUE | bar: 2021 to 2037
DLC-Thermostat-DI-Baseboard Heating | Scenario 2 | Residential | Residential LI | 0.3144% | 0.5135% | 0.8388% | 1.37% | 2.808% | 5.753% | 11.79% | 24.16% | 49.51% | 100% | 100% | 100% | 100% | 100% | 100% | 100% | 100% | Customers from ProCESS model, Efficient Product Installation. DI portion | Residential | DLC-Thermostat-DI-Baseboard HeatingResidential | TRUE
DLC-Thermostat-BYOT-Baseboard Heating | Scenario 2 | Residential | Residential LI | [18 empty] | Residential | DLC-Thermostat-BYOT-Baseboard HeatingResidential | TRUE | bar: 2021 to 2037
DLC-Thermostat-DI-MSHP | Scenario 2 | Residential | Residential Market Rate | 0.05457% | 0.08038% | 0.1184% | 0.1744% | 0.3228% | 0.5973% | 1.105% | 2.045% | 3.785% | 7.004% | 12.96% | 23.98% | 44.38% | 82.13% | 100% | 100% | 100% | Customers from ProCESS model, Efficient Product Installation. DI portion | Residential | DLC-Thermostat-DI-MSHPResidential | TRUE
DLC-Thermostat-BYOT-MSHP | Scenario 2 | Residential | Residential Market Rate | [18 empty] | Residential | DLC-Thermostat-BYOT-MSHPResidential | TRUE | bar: 2021 to 2037
DLC-Thermostat-DI-MSHP | Scenario 2 | Residential | Residential LI | 0.05457% | 0.08038% | 0.1184% | 0.1744% | 0.3228% | 0.5973% | 1.105% | 2.045% | 3.785% | 7.004% | 12.96% | 23.98% | 44.38% | 82.13% | 100% | 100% | 100% | Customers from ProCESS model, Efficient Product Installation. DI portion | Residential | DLC-Thermostat-DI-MSHPResidential | TRUE
DLC-Thermostat-BYOT-MSHP | Scenario 2 | Residential | Residential LI | [18 empty] | Residential | DLC-Thermostat-BYOT-MSHPResidential | TRUE | bar: 2021 to 2037
DLC-Thermostat-HVAC | Scenario 2 | Small Commercial | Manufacturing | 60% | 60% | 60% | 60% | 60% | 60% | 60% | 60% | 60% | 60% | 60% | 60% | 60% | 60% | 60% | 60% | 60% | Electric heating for BNI from EE globals | Small | DLC-Thermostat-HVACSmall | FALSE
DLC-Thermostat-HVAC | Scenario 2 | Small Commercial | Miscellaneous | 60% | 60% | 60% | 60% | 60% | 60% | 60% | 60% | 60% | 60% | 60% | 60% | 60% | 60% | 60% | 60% | 60% |  | Small | DLC-Thermostat-HVACSmall | FALSE
DLC-Thermostat-HVAC | Scenario 2 | Small Commercial | Offices | 60% | 60% | 60% | 60% | 60% | 60% | 60% | 60% | 60% | 60% | 60% | 60% | 60% | 60% | 60% | 60% | 60% |  | Small | DLC-Thermostat-HVACSmall | FALSE
DLC-Thermostat-HVAC | Scenario 2 | Small Commercial | Retail Trade | 60% | 60% | 60% | 60% | 60% | 60% | 60% | 60% | 60% | 60% | 60% | 60% | 60% | 60% | 60% | 60% | 60% |  | Small | DLC-Thermostat-HVACSmall | FALSE
DLC-Thermostat-HVAC | Scenario 2 | Small Commercial | Services | 60% | 60% | 60% | 60% | 60% | 60% | 60% | 60% | 60% | 60% | 60% | 60% | 60% | 60% | 60% | 60% | 60% |  | Small | DLC-Thermostat-HVACSmall | FALSE
DLC-Thermostat-HVAC | Scenario 2 | Small Industrial | Services | 60% | 60% | 60% | 60% | 60% | 60% | 60% | 60% | 60% | 60% | 60% | 60% | 60% | 60% | 60% | 60% | 60% |  | Small | DLC-Thermostat-HVACSmall | FALSE
DLC-Thermostat-HVAC | Scenario 2 | Small Industrial | Manufacturing | 60% | 60% | 60% | 60% | 60% | 60% | 60% | 60% | 60% | 60% | 60% | 60% | 60% | 60% | 60% | 60% | 60% |  | Small | DLC-Thermostat-HVACSmall | FALSE
DLC-Thermostat-HVAC | Scenario 2 | Small Industrial | Miscellaneous | 60% | 60% | 60% | 60% | 60% | 60% | 60% | 60% | 60% | 60% | 60% | 60% | 60% | 60% | 60% | 60% | 60% |  | Small | DLC-Thermostat-HVACSmall | FALSE
DLC-Thermostat-HVAC | Scenario 2 | Small Industrial | Offices | 60% | 60% | 60% | 60% | 60% | 60% | 60% | 60% | 60% | 60% | 60% | 60% | 60% | 60% | 60% | 60% | 60% |  | Small | DLC-Thermostat-HVACSmall | FALSE
DLC-Thermostat-HVAC | Scenario 2 | Small Industrial | Retail Trade | 60% | 60% | 60% | 60% | 60% | 60% | 60% | 60% | 60% | 60% | 60% | 60% | 60% | 60% | 60% | 60% | 60% |  | Small | DLC-Thermostat-HVACSmall | FALSE
DLC-Thermostat-DI-Central Heat Pump | Scenario 2 | Small Commercial | Manufacturing | 0.7746% | 0.7523% | 0.7306% | 0.7095% | 0.7342% | 0.7598% | 0.7863% | 0.8137% | 0.842% | 0.8714% | 0.9017% | 0.9331% | 0.9656% | 0.9993% | 1.034% | 1.07% | 1.107% | Customers from ProCESS model, Efficient Product Installation. DI portion | Small | DLC-Thermostat-DI-Central Heat PumpSmall | TRUE
DLC-Thermostat-DI-Central Heat Pump | Scenario 2 | Small Commercial | Miscellaneous | 0.7746% | 0.7523% | 0.7306% | 0.7095% | 0.7342% | 0.7598% | 0.7863% | 0.8137% | 0.842% | 0.8714% | 0.9017% | 0.9331% | 0.9656% | 0.9993% | 1.034% | 1.07% | 1.107% |  | Small | DLC-Thermostat-DI-Central Heat PumpSmall | TRUE
DLC-Thermostat-DI-Central Heat Pump | Scenario 2 | Small Commercial | Offices | 0.7746% | 0.7523% | 0.7306% | 0.7095% | 0.7342% | 0.7598% | 0.7863% | 0.8137% | 0.842% | 0.8714% | 0.9017% | 0.9331% | 0.9656% | 0.9993% | 1.034% | 1.07% | 1.107% |  | Small | DLC-Thermostat-DI-Central Heat PumpSmall | TRUE
DLC-Thermostat-DI-Central Heat Pump | Scenario 2 | Small Commercial | Retail Trade | 0.7746% | 0.7523% | 0.7306% | 0.7095% | 0.7342% | 0.7598% | 0.7863% | 0.8137% | 0.842% | 0.8714% | 0.9017% | 0.9331% | 0.9656% | 0.9993% | 1.034% | 1.07% | 1.107% |  | Small | DLC-Thermostat-DI-Central Heat PumpSmall | TRUE
DLC-Thermostat-DI-Central Heat Pump | Scenario 2 | Small Commercial | Services | 0.7746% | 0.7523% | 0.7306% | 0.7095% | 0.7342% | 0.7598% | 0.7863% | 0.8137% | 0.842% | 0.8714% | 0.9017% | 0.9331% | 0.9656% | 0.9993% | 1.034% | 1.07% | 1.107% |  | Small | DLC-Thermostat-DI-Central Heat PumpSmall | TRUE
DLC-Thermostat-DI-Central Heat Pump | Scenario 2 | Small Industrial | Services | 0.7746% | 0.7523% | 0.7306% | 0.7095% | 0.7342% | 0.7598% | 0.7863% | 0.8137% | 0.842% | 0.8714% | 0.9017% | 0.9331% | 0.9656% | 0.9993% | 1.034% | 1.07% | 1.107% |  | Small | DLC-Thermostat-DI-Central Heat PumpSmall | TRUE
DLC-Thermostat-DI-Central Heat Pump | Scenario 2 | Small Industrial | Manufacturing | 0.7746% | 0.7523% | 0.7306% | 0.7095% | 0.7342% | 0.7598% | 0.7863% | 0.8137% | 0.842% | 0.8714% | 0.9017% | 0.9331% | 0.9656% | 0.9993% | 1.034% | 1.07% | 1.107% |  | Small | DLC-Thermostat-DI-Central Heat PumpSmall | TRUE
DLC-Thermostat-DI-Central Heat Pump | Scenario 2 | Small Industrial | Miscellaneous | 0.7746% | 0.7523% | 0.7306% | 0.7095% | 0.7342% | 0.7598% | 0.7863% | 0.8137% | 0.842% | 0.8714% | 0.9017% | 0.9331% | 0.9656% | 0.9993% | 1.034% | 1.07% | 1.107% |  | Small | DLC-Thermostat-DI-Central Heat PumpSmall | TRUE
DLC-Thermostat-DI-Central Heat Pump | Scenario 2 | Small Industrial | Offices | 0.7746% | 0.7523% | 0.7306% | 0.7095% | 0.7342% | 0.7598% | 0.7863% | 0.8137% | 0.842% | 0.8714% | 0.9017% | 0.9331% | 0.9656% | 0.9993% | 1.034% | 1.07% | 1.107% |  | Small | DLC-Thermostat-DI-Central Heat PumpSmall | TRUE
DLC-Thermostat-DI-Central Heat Pump | Scenario 2 | Small Industrial | Retail Trade | 0.7746% | 0.7523% | 0.7306% | 0.7095% | 0.7342% | 0.7598% | 0.7863% | 0.8137% | 0.842% | 0.8714% | 0.9017% | 0.9331% | 0.9656% | 0.9993% | 1.034% | 1.07% | 1.107% |  | Small | DLC-Thermostat-DI-Central Heat PumpSmall | TRUE
DLC-Thermostat-BYOT-Central Heat Pump | Scenario 2 | Small Commercial | Manufacturing | [18 empty] | Small | DLC-Thermostat-BYOT-Central Heat PumpSmall | FALSE | bar: 2021 to 2037
DLC-Thermostat-BYOT-Central Heat Pump | Scenario 2 | Small Commercial | Miscellaneous | [18 empty] | Small | DLC-Thermostat-BYOT-Central Heat PumpSmall | FALSE | bar: 2021 to 2037
DLC-Thermostat-BYOT-Central Heat Pump | Scenario 2 | Small Commercial | Offices | [18 empty] | Small | DLC-Thermostat-BYOT-Central Heat PumpSmall | FALSE | bar: 2021 to 2037
DLC-Thermostat-BYOT-Central Heat Pump | Scenario 2 | Small Commercial | Retail Trade | [18 empty] | Small | DLC-Thermostat-BYOT-Central Heat PumpSmall | FALSE | bar: 2021 to 2037
DLC-Thermostat-BYOT-Central Heat Pump | Scenario 2 | Small Commercial | Services | [18 empty] | Small | DLC-Thermostat-BYOT-Central Heat PumpSmall | FALSE | bar: 2021 to 2037
DLC-Thermostat-BYOT-Central Heat Pump | Scenario 2 | Small Industrial | Services | [18 empty] | Small | DLC-Thermostat-BYOT-Central Heat PumpSmall | FALSE | bar: 2021 to 2037
DLC-Thermostat-BYOT-Central Heat Pump | Scenario 2 | Small Industrial | Manufacturing | [18 empty] | Small | DLC-Thermostat-BYOT-Central Heat PumpSmall | FALSE | bar: 2021 to 2037
DLC-Thermostat-BYOT-Central Heat Pump | Scenario 2 | Small Industrial | Miscellaneous | [18 empty] | Small | DLC-Thermostat-BYOT-Central Heat PumpSmall | FALSE | bar: 2021 to 2037
DLC-Thermostat-BYOT-Central Heat Pump | Scenario 2 | Small Industrial | Offices | [18 empty] | Small | DLC-Thermostat-BYOT-Central Heat PumpSmall | FALSE | bar: 2021 to 2037
DLC-Thermostat-BYOT-Central Heat Pump | Scenario 2 | Small Industrial | Retail Trade | [18 empty] | Small | DLC-Thermostat-BYOT-Central Heat PumpSmall | FALSE | bar: 2021 to 2037
DLC-Thermostat-DI-Baseboard Heating | Scenario 2 | Small Commercial | Manufacturing | 2.626% | 2.829% | 3.049% | 3.285% | 3.768% | 4.321% | 4.956% | 5.684% | 6.519% | 7.476% | 8.574% | 9.834% | 11.28% | 12.93% | 14.83% | 17.01% | 19.51% |  | Small | DLC-Thermostat-DI-Baseboard HeatingSmall | TRUE
DLC-Thermostat-DI-Baseboard Heating | Scenario 2 | Small Commercial | Miscellaneous | 2.626% | 2.829% | 3.049% | 3.285% | 3.768% | 4.321% | 4.956% | 5.684% | 6.519% | 7.476% | 8.574% | 9.834% | 11.28% | 12.93% | 14.83% | 17.01% | 19.51% |  | Small | DLC-Thermostat-DI-Baseboard HeatingSmall | TRUE
DLC-Thermostat-DI-Baseboard Heating | Scenario 2 | Small Commercial | Offices | 2.626% | 2.829% | 3.049% | 3.285% | 3.768% | 4.321% | 4.956% | 5.684% | 6.519% | 7.476% | 8.574% | 9.834% | 11.28% | 12.93% | 14.83% | 17.01% | 19.51% |  | Small | DLC-Thermostat-DI-Baseboard HeatingSmall | TRUE
DLC-Thermostat-DI-Baseboard Heating | Scenario 2 | Small Commercial | Retail Trade | 2.626% | 2.829% | 3.049% | 3.285% | 3.768% | 4.321% | 4.956% | 5.684% | 6.519% | 7.476% | 8.574% | 9.834% | 11.28% | 12.93% | 14.83% | 17.01% | 19.51% |  | Small | DLC-Thermostat-DI-Baseboard HeatingSmall | TRUE
DLC-Thermostat-DI-Baseboard Heating | Scenario 2 | Small Commercial | Services | 2.626% | 2.829% | 3.049% | 3.285% | 3.768% | 4.321% | 4.956% | 5.684% | 6.519% | 7.476% | 8.574% | 9.834% | 11.28% | 12.93% | 14.83% | 17.01% | 19.51% |  | Small | DLC-Thermostat-DI-Baseboard HeatingSmall | TRUE
DLC-Thermostat-DI-Baseboard Heating | Scenario 2 | Small Industrial | Services | 2.626% | 2.829% | 3.049% | 3.285% | 3.768% | 4.321% | 4.956% | 5.684% | 6.519% | 7.476% | 8.574% | 9.834% | 11.28% | 12.93% | 14.83% | 17.01% | 19.51% |  | Small | DLC-Thermostat-DI-Baseboard HeatingSmall | TRUE
DLC-Thermostat-DI-Baseboard Heating | Scenario 2 | Small Industrial | Manufacturing | 2.626% | 2.829% | 3.049% | 3.285% | 3.768% | 4.321% | 4.956% | 5.684% | 6.519% | 7.476% | 8.574% | 9.834% | 11.28% | 12.93% | 14.83% | 17.01% | 19.51% |  | Small | DLC-Thermostat-DI-Baseboard HeatingSmall | TRUE
DLC-Thermostat-DI-Baseboard Heating | Scenario 2 | Small Industrial | Miscellaneous | 2.626% | 2.829% | 3.049% | 3.285% | 3.768% | 4.321% | 4.956% | 5.684% | 6.519% | 7.476% | 8.574% | 9.834% | 11.28% | 12.93% | 14.83% | 17.01% | 19.51% |  | Small | DLC-Thermostat-DI-Baseboard HeatingSmall | TRUE
DLC-Thermostat-DI-Baseboard Heating | Scenario 2 | Small Industrial | Offices | 2.626% | 2.829% | 3.049% | 3.285% | 3.768% | 4.321% | 4.956% | 5.684% | 6.519% | 7.476% | 8.574% | 9.834% | 11.28% | 12.93% | 14.83% | 17.01% | 19.51% |  | Small | DLC-Thermostat-DI-Baseboard HeatingSmall | TRUE
DLC-Thermostat-DI-Baseboard Heating | Scenario 2 | Small Industrial | Retail Trade | 2.626% | 2.829% | 3.049% | 3.285% | 3.768% | 4.321% | 4.956% | 5.684% | 6.519% | 7.476% | 8.574% | 9.834% | 11.28% | 12.93% | 14.83% | 17.01% | 19.51% |  | Small | DLC-Thermostat-DI-Baseboard HeatingSmall | TRUE
DLC-Thermostat-BYOT-Baseboard Heating | Scenario 2 | Small Commercial | Manufacturing | [18 empty] | Small | DLC-Thermostat-BYOT-Baseboard HeatingSmall | FALSE | bar: 2021 to 2037
DLC-Thermostat-BYOT-Baseboard Heating | Scenario 2 | Small Commercial | Miscellaneous | [18 empty] | Small | DLC-Thermostat-BYOT-Baseboard HeatingSmall | FALSE | bar: 2021 to 2037
DLC-Thermostat-BYOT-Baseboard Heating | Scenario 2 | Small Commercial | Offices | [18 empty] | Small | DLC-Thermostat-BYOT-Baseboard HeatingSmall | FALSE | bar: 2021 to 2037
DLC-Thermostat-BYOT-Baseboard Heating | Scenario 2 | Small Commercial | Retail Trade | [18 empty] | Small | DLC-Thermostat-BYOT-Baseboard HeatingSmall | FALSE | bar: 2021 to 2037
DLC-Thermostat-BYOT-Baseboard Heating | Scenario 2 | Small Commercial | Services | [18 empty] | Small | DLC-Thermostat-BYOT-Baseboard HeatingSmall | FALSE | bar: 2021 to 2037
DLC-Thermostat-BYOT-Baseboard Heating | Scenario 2 | Small Industrial | Services | [18 empty] | Small | DLC-Thermostat-BYOT-Baseboard HeatingSmall | FALSE | bar: 2021 to 2037
DLC-Thermostat-BYOT-Baseboard Heating | Scenario 2 | Small Industrial | Manufacturing | [18 empty] | Small | DLC-Thermostat-BYOT-Baseboard HeatingSmall | FALSE | bar: 2021 to 2037
DLC-Thermostat-BYOT-Baseboard Heating | Scenario 2 | Small Industrial | Miscellaneous | [18 empty] | Small | DLC-Thermostat-BYOT-Baseboard HeatingSmall | FALSE | bar: 2021 to 2037
DLC-Thermostat-BYOT-Baseboard Heating | Scenario 2 | Small Industrial | Offices | [18 empty] | Small | DLC-Thermostat-BYOT-Baseboard HeatingSmall | FALSE | bar: 2021 to 2037
DLC-Thermostat-BYOT-Baseboard Heating | Scenario 2 | Small Industrial | Retail Trade | [18 empty] | Small | DLC-Thermostat-BYOT-Baseboard HeatingSmall | FALSE | bar: 2021 to 2037
DLC-Thermostat-DI-MSHP | Scenario 2 | Small Commercial | Manufacturing | 0.4335% | 0.421% | 0.4089% | 0.3971% | 0.4109% | 0.4253% | 0.4401% | 0.4554% | 0.4713% | 0.4877% | 0.5047% | 0.5222% | 0.5404% | 0.5593% | 0.5787% | 0.5989% | 0.6198% |  | Small | DLC-Thermostat-DI-MSHPSmall | TRUE
DLC-Thermostat-DI-MSHP | Scenario 2 | Small Commercial | Miscellaneous | 0.4335% | 0.421% | 0.4089% | 0.3971% | 0.4109% | 0.4253% | 0.4401% | 0.4554% | 0.4713% | 0.4877% | 0.5047% | 0.5222% | 0.5404% | 0.5593% | 0.5787% | 0.5989% | 0.6198% |  | Small | DLC-Thermostat-DI-MSHPSmall | TRUE
DLC-Thermostat-DI-MSHP | Scenario 2 | Small Commercial | Offices | 0.4335% | 0.421% | 0.4089% | 0.3971% | 0.4109% | 0.4253% | 0.4401% | 0.4554% | 0.4713% | 0.4877% | 0.5047% | 0.5222% | 0.5404% | 0.5593% | 0.5787% | 0.5989% | 0.6198% |  | Small | DLC-Thermostat-DI-MSHPSmall | TRUE
DLC-Thermostat-DI-MSHP | Scenario 2 | Small Commercial | Retail Trade | 0.4335% | 0.421% | 0.4089% | 0.3971% | 0.4109% | 0.4253% | 0.4401% | 0.4554% | 0.4713% | 0.4877% | 0.5047% | 0.5222% | 0.5404% | 0.5593% | 0.5787% | 0.5989% | 0.6198% |  | Small | DLC-Thermostat-DI-MSHPSmall | TRUE
DLC-Thermostat-DI-MSHP | Scenario 2 | Small Commercial | Services | 0.4335% | 0.421% | 0.4089% | 0.3971% | 0.4109% | 0.4253% | 0.4401% | 0.4554% | 0.4713% | 0.4877% | 0.5047% | 0.5222% | 0.5404% | 0.5593% | 0.5787% | 0.5989% | 0.6198% |  | Small | DLC-Thermostat-DI-MSHPSmall | TRUE
DLC-Thermostat-DI-MSHP | Scenario 2 | Small Industrial | Services | 0.4335% | 0.421% | 0.4089% | 0.3971% | 0.4109% | 0.4253% | 0.4401% | 0.4554% | 0.4713% | 0.4877% | 0.5047% | 0.5222% | 0.5404% | 0.5593% | 0.5787% | 0.5989% | 0.6198% |  | Small | DLC-Thermostat-DI-MSHPSmall | TRUE
DLC-Thermostat-DI-MSHP | Scenario 2 | Small Industrial | Manufacturing | 0.4335% | 0.421% | 0.4089% | 0.3971% | 0.4109% | 0.4253% | 0.4401% | 0.4554% | 0.4713% | 0.4877% | 0.5047% | 0.5222% | 0.5404% | 0.5593% | 0.5787% | 0.5989% | 0.6198% |  | Small | DLC-Thermostat-DI-MSHPSmall | TRUE
DLC-Thermostat-DI-MSHP | Scenario 2 | Small Industrial | Miscellaneous | 0.4335% | 0.421% | 0.4089% | 0.3971% | 0.4109% | 0.4253% | 0.4401% | 0.4554% | 0.4713% | 0.4877% | 0.5047% | 0.5222% | 0.5404% | 0.5593% | 0.5787% | 0.5989% | 0.6198% |  | Small | DLC-Thermostat-DI-MSHPSmall | TRUE
DLC-Thermostat-DI-MSHP | Scenario 2 | Small Industrial | Offices | 0.4335% | 0.421% | 0.4089% | 0.3971% | 0.4109% | 0.4253% | 0.4401% | 0.4554% | 0.4713% | 0.4877% | 0.5047% | 0.5222% | 0.5404% | 0.5593% | 0.5787% | 0.5989% | 0.6198% |  | Small | DLC-Thermostat-DI-MSHPSmall | TRUE
DLC-Thermostat-DI-MSHP | Scenario 2 | Small Industrial | Retail Trade | 0.4335% | 0.421% | 0.4089% | 0.3971% | 0.4109% | 0.4253% | 0.4401% | 0.4554% | 0.4713% | 0.4877% | 0.5047% | 0.5222% | 0.5404% | 0.5593% | 0.5787% | 0.5989% | 0.6198% |  | Small | DLC-Thermostat-DI-MSHPSmall | TRUE
DLC-Thermostat-BYOT-MSHP | Scenario 2 | Small Commercial | Manufacturing | [18 empty] | Small | DLC-Thermostat-BYOT-MSHPSmall | FALSE | bar: 2021 to 2037
DLC-Thermostat-BYOT-MSHP | Scenario 2 | Small Commercial | Miscellaneous | [18 empty] | Small | DLC-Thermostat-BYOT-MSHPSmall | FALSE | bar: 2021 to 2037
DLC-Thermostat-BYOT-MSHP | Scenario 2 | Small Commercial | Offices | [18 empty] | Small | DLC-Thermostat-BYOT-MSHPSmall | FALSE | bar: 2021 to 2037
DLC-Thermostat-BYOT-MSHP | Scenario 2 | Small Commercial | Retail Trade | [18 empty] | Small | DLC-Thermostat-BYOT-MSHPSmall | FALSE | bar: 2021 to 2037
DLC-Thermostat-BYOT-MSHP | Scenario 2 | Small Commercial | Services | [18 empty] | Small | DLC-Thermostat-BYOT-MSHPSmall | FALSE | bar: 2021 to 2037
DLC-Thermostat-BYOT-MSHP | Scenario 2 | Small Industrial | Services | [18 empty] | Small | DLC-Thermostat-BYOT-MSHPSmall | FALSE | bar: 2021 to 2037
DLC-Thermostat-BYOT-MSHP | Scenario 2 | Small Industrial | Manufacturing | [18 empty] | Small | DLC-Thermostat-BYOT-MSHPSmall | FALSE | bar: 2021 to 2037
DLC-Thermostat-BYOT-MSHP | Scenario 2 | Small Industrial | Miscellaneous | [18 empty] | Small | DLC-Thermostat-BYOT-MSHPSmall | FALSE | bar: 2021 to 2037
DLC-Thermostat-BYOT-MSHP | Scenario 2 | Small Industrial | Offices | [18 empty] | Small | DLC-Thermostat-BYOT-MSHPSmall | FALSE | bar: 2021 to 2037
DLC-Thermostat-BYOT-MSHP | Scenario 2 | Small Industrial | Retail Trade | [18 empty] | Small | DLC-Thermostat-BYOT-MSHPSmall | FALSE | bar: 2021 to 2037
BTM Battery Control | Scenario 2 | Interruptible Rider | Manufacturing | 100% | 100% | 100% | 100% | 100% | 100% | 100% | 100% | 100% | 100% | 100% | 100% | 100% | 100% | 100% | 100% | 100% |  | Large | BTM Battery ControlLarge | FALSE
BTM Battery Control | Scenario 2 | Interruptible Rider | Miscellaneous | 100% | 100% | 100% | 100% | 100% | 100% | 100% | 100% | 100% | 100% | 100% | 100% | 100% | 100% | 100% | 100% | 100% |  | Large | BTM Battery ControlLarge | FALSE
BTM Battery Control | Scenario 2 | Interruptible Rider | Retail Trade | 100% | 100% | 100% | 100% | 100% | 100% | 100% | 100% | 100% | 100% | 100% | 100% | 100% | 100% | 100% | 100% | 100% |  | Large | BTM Battery ControlLarge | FALSE
BTM Battery Control | Scenario 2 | Large Commercial | Offices | 100% | 100% | 100% | 100% | 100% | 100% | 100% | 100% | 100% | 100% | 100% | 100% | 100% | 100% | 100% | 100% | 100% |  | Large | BTM Battery ControlLarge | FALSE
BTM Battery Control | Scenario 2 | Large Commercial | Services | 100% | 100% | 100% | 100% | 100% | 100% | 100% | 100% | 100% | 100% | 100% | 100% | 100% | 100% | 100% | 100% | 100% |  | Large | BTM Battery ControlLarge | FALSE
BTM Battery Control | Scenario 2 | Large Industrial | Manufacturing | 100% | 100% | 100% | 100% | 100% | 100% | 100% | 100% | 100% | 100% | 100% | 100% | 100% | 100% | 100% | 100% | 100% |  | Large | BTM Battery ControlLarge | FALSE
BTM Battery Control | Scenario 2 | Large Industrial | Miscellaneous | 100% | 100% | 100% | 100% | 100% | 100% | 100% | 100% | 100% | 100% | 100% | 100% | 100% | 100% | 100% | 100% | 100% |  | Large | BTM Battery ControlLarge | FALSE
BTM Battery Control | Scenario 2 | Large Industrial | Offices | 100% | 100% | 100% | 100% | 100% | 100% | 100% | 100% | 100% | 100% | 100% | 100% | 100% | 100% | 100% | 100% | 100% |  | Large | BTM Battery ControlLarge | FALSE
BTM Battery Control | Scenario 2 | Large Industrial | Retail Trade | 100% | 100% | 100% | 100% | 100% | 100% | 100% | 100% | 100% | 100% | 100% | 100% | 100% | 100% | 100% | 100% | 100% |  | Large | BTM Battery ControlLarge | FALSE
BTM Battery Control | Scenario 2 | Large Industrial | Services | 100% | 100% | 100% | 100% | 100% | 100% | 100% | 100% | 100% | 100% | 100% | 100% | 100% | 100% | 100% | 100% | 100% |  | Large | BTM Battery ControlLarge | FALSE
BTM Battery Control | Scenario 2 | Small Commercial | Manufacturing | 100% | 100% | 100% | 100% | 100% | 100% | 100% | 100% | 100% | 100% | 100% | 100% | 100% | 100% | 100% | 100% | 100% |  | Small | BTM Battery ControlSmall | FALSE
BTM Battery Control | Scenario 2 | Small Commercial | Miscellaneous | 100% | 100% | 100% | 100% | 100% | 100% | 100% | 100% | 100% | 100% | 100% | 100% | 100% | 100% | 100% | 100% | 100% |  | Small | BTM Battery ControlSmall | FALSE
BTM Battery Control | Scenario 2 | Small Commercial | Offices | 100% | 100% | 100% | 100% | 100% | 100% | 100% | 100% | 100% | 100% | 100% | 100% | 100% | 100% | 100% | 100% | 100% |  | Small | BTM Battery ControlSmall | FALSE
BTM Battery Control | Scenario 2 | Small Commercial | Retail Trade | 100% | 100% | 100% | 100% | 100% | 100% | 100% | 100% | 100% | 100% | 100% | 100% | 100% | 100% | 100% | 100% | 100% |  | Small | BTM Battery ControlSmall | FALSE
BTM Battery Control | Scenario 2 | Small Commercial | Services | 100% | 100% | 100% | 100% | 100% | 100% | 100% | 100% | 100% | 100% | 100% | 100% | 100% | 100% | 100% | 100% | 100% |  | Small | BTM Battery ControlSmall | FALSE
BTM Battery Control | Scenario 2 | Small Industrial | Manufacturing | 100% | 100% | 100% | 100% | 100% | 100% | 100% | 100% | 100% | 100% | 100% | 100% | 100% | 100% | 100% | 100% | 100% |  | Small | BTM Battery ControlSmall | FALSE
BTM Battery Control | Scenario 2 | Small Industrial | Miscellaneous | 100% | 100% | 100% | 100% | 100% | 100% | 100% | 100% | 100% | 100% | 100% | 100% | 100% | 100% | 100% | 100% | 100% |  | Small | BTM Battery ControlSmall | FALSE
BTM Battery Control | Scenario 2 | Small Industrial | Offices | 100% | 100% | 100% | 100% | 100% | 100% | 100% | 100% | 100% | 100% | 100% | 100% | 100% | 100% | 100% | 100% | 100% |  | Small | BTM Battery ControlSmall | FALSE
BTM Battery Control | Scenario 2 | Small Industrial | Retail Trade | 100% | 100% | 100% | 100% | 100% | 100% | 100% | 100% | 100% | 100% | 100% | 100% | 100% | 100% | 100% | 100% | 100% |  | Small | BTM Battery ControlSmall | FALSE
BTM Battery Control | Scenario 2 | Small Industrial | Services | 100% | 100% | 100% | 100% | 100% | 100% | 100% | 100% | 100% | 100% | 100% | 100% | 100% | 100% | 100% | 100% | 100% |  | Small | BTM Battery ControlSmall | FALSE
C&I Curtailment-Turnkey-Manual HVAC Control | Scenario 2 | Large Commercial | Offices | 49.75% | 49.67% | 49.55% | 49.4% | 49.26% | 49.07% | 48.84% | 48.55% | 48.18% | 47.73% | 47.16% | 46.45% | 45.56% | 44.45% | 43.07% | 41.33% | 39.17% | This is the 1-saturation for EMS in the C&I sector. Multiplied by 50% to account for Turnkey vs Enabling Tech options | Large | C&I Curtailment-Turnkey-Manual HVAC ControlLarge | FALSE
C&I Curtailment-Turnkey-Manual HVAC Control | Scenario 2 | Large Commercial | Services | 49.75% | 49.67% | 49.55% | 49.4% | 49.26% | 49.07% | 48.84% | 48.55% | 48.18% | 47.73% | 47.16% | 46.45% | 45.56% | 44.45% | 43.07% | 41.33% | 39.17% |  | Large | C&I Curtailment-Turnkey-Manual HVAC ControlLarge | FALSE
C&I Curtailment-Turnkey-Manual HVAC Control | Scenario 2 | Large Industrial | Manufacturing | 49.75% | 49.67% | 49.55% | 49.4% | 49.26% | 49.07% | 48.84% | 48.55% | 48.18% | 47.73% | 47.16% | 46.45% | 45.56% | 44.45% | 43.07% | 41.33% | 39.17% |  | Large | C&I Curtailment-Turnkey-Manual HVAC ControlLarge | FALSE
C&I Curtailment-Turnkey-Manual HVAC Control | Scenario 2 | Large Industrial | Miscellaneous | 49.75% | 49.67% | 49.55% | 49.4% | 49.26% | 49.07% | 48.84% | 48.55% | 48.18% | 47.73% | 47.16% | 46.45% | 45.56% | 44.45% | 43.07% | 41.33% | 39.17% |  | Large | C&I Curtailment-Turnkey-Manual HVAC ControlLarge | FALSE
C&I Curtailment-Turnkey-Manual HVAC Control | Scenario 2 | Large Industrial | Offices | 49.75% | 49.67% | 49.55% | 49.4% | 49.26% | 49.07% | 48.84% | 48.55% | 48.18% | 47.73% | 47.16% | 46.45% | 45.56% | 44.45% | 43.07% | 41.33% | 39.17% |  | Large | C&I Curtailment-Turnkey-Manual HVAC ControlLarge | FALSE
C&I Curtailment-Turnkey-Manual HVAC Control | Scenario 2 | Large Industrial | Retail Trade | 49.75% | 49.67% | 49.55% | 49.4% | 49.26% | 49.07% | 48.84% | 48.55% | 48.18% | 47.73% | 47.16% | 46.45% | 45.56% | 44.45% | 43.07% | 41.33% | 39.17% |  | Large | C&I Curtailment-Turnkey-Manual HVAC ControlLarge | FALSE
C&I Curtailment-Turnkey-Manual HVAC Control | Scenario 2 | Large Industrial | Services | 49.75% | 49.67% | 49.55% | 49.4% | 49.26% | 49.07% | 48.84% | 48.55% | 48.18% | 47.73% | 47.16% | 46.45% | 45.56% | 44.45% | 43.07% | 41.33% | 39.17% |  | Large | C&I Curtailment-Turnkey-Manual HVAC ControlLarge | FALSE
C&I Curtailment-Turnkey-Manual HVAC Control | Scenario 2 | Interruptible Rider | Manufacturing | 49.75% | 49.67% | 49.55% | 49.4% | 49.26% | 49.07% | 48.84% | 48.55% | 48.18% | 47.73% | 47.16% | 46.45% | 45.56% | 44.45% | 43.07% | 41.33% | 39.17% |  | Large | C&I Curtailment-Turnkey-Manual HVAC ControlLarge | FALSE
C&I Curtailment-Turnkey-Manual HVAC Control | Scenario 2 | Interruptible Rider | Miscellaneous | 49.75% | 49.67% | 49.55% | 49.4% | 49.26% | 49.07% | 48.84% | 48.55% | 48.18% | 47.73% | 47.16% | 46.45% | 45.56% | 44.45% | 43.07% | 41.33% | 39.17% |  | Large | C&I Curtailment-Turnkey-Manual HVAC ControlLarge | FALSE
C&I Curtailment-Turnkey-Manual HVAC Control | Scenario 2 | Interruptible Rider | Retail Trade | 49.75% | 49.67% | 49.55% | 49.4% | 49.26% | 49.07% | 48.84% | 48.55% | 48.18% | 47.73% | 47.16% | 46.45% | 45.56% | 44.45% | 43.07% | 41.33% | 39.17% |  | Large | C&I Curtailment-Turnkey-Manual HVAC ControlLarge | FALSE
C&I Curtailment-Turnkey-Auto-DR HVAC Control | Scenario 2 | Large Commercial | Offices | 0.2512% | 0.335% | 0.4466% | 0.5955% | 0.7444% | 0.9305% | 1.163% | 1.454% | 1.817% | 2.272% | 2.84% | 3.55% | 4.437% | 5.546% | 6.933% | 8.666% | 10.83% | Customers from ProCESS model, Energy Management Information Systems ¦ EMIS. Multiplied by 50% to account for Turnkey vs Enabling Tech options | Large | C&I Curtailment-Turnkey-Auto-DR HVAC ControlLarge | TRUE | 10% | 10% | 10% | 19.58% | 28.31% | 35.8% | 41.52% | 46.79% | 51.49% | 56.37% | 60.77% | 65.03% | 68.98% | 72.8% | 76.3% | 79.66% | 79.66%
C&I Curtailment-Turnkey-Auto-DR HVAC Control | Scenario 2 | Large Commercial | Services | 0.2512% | 0.335% | 0.4466% | 0.5955% | 0.7444% | 0.9305% | 1.163% | 1.454% | 1.817% | 2.272% | 2.84% | 3.55% | 4.437% | 5.546% | 6.933% | 8.666% | 10.83% |  | Large | C&I Curtailment-Turnkey-Auto-DR HVAC ControlLarge | TRUE | 10% | 10% | 10% | 19.58% | 28.31% | 35.8% | 41.52% | 46.79% | 51.49% | 56.37% | 60.77% | 65.03% | 68.98% | 72.8% | 76.3% | 79.66% | 79.66%
C&I Curtailment-Turnkey-Auto-DR HVAC Control | Scenario 2 | Large Industrial | Manufacturing | 0.2512% | 0.335% | 0.4466% | 0.5955% | 0.7444% | 0.9305% | 1.163% | 1.454% | 1.817% | 2.272% | 2.84% | 3.55% | 4.437% | 5.546% | 6.933% | 8.666% | 10.83% |  | Large | C&I Curtailment-Turnkey-Auto-DR HVAC ControlLarge | TRUE | 10% | 10% | 10% | 19.58% | 28.31% | 35.8% | 41.52% | 46.79% | 51.49% | 56.37% | 60.77% | 65.03% | 68.98% | 72.8% | 76.3% | 79.66% | 79.66%
C&I Curtailment-Turnkey-Auto-DR HVAC Control | Scenario 2 | Large Industrial | Miscellaneous | 0.2512% | 0.335% | 0.4466% | 0.5955% | 0.7444% | 0.9305% | 1.163% | 1.454% | 1.817% | 2.272% | 2.84% | 3.55% | 4.437% | 5.546% | 6.933% | 8.666% | 10.83% |  | Large | C&I Curtailment-Turnkey-Auto-DR HVAC ControlLarge | TRUE | 10% | 10% | 10% | 19.58% | 28.31% | 35.8% | 41.52% | 46.79% | 51.49% | 56.37% | 60.77% | 65.03% | 68.98% | 72.8% | 76.3% | 79.66% | 79.66%
C&I Curtailment-Turnkey-Auto-DR HVAC Control | Scenario 2 | Large Industrial | Offices | 0.2512% | 0.335% | 0.4466% | 0.5955% | 0.7444% | 0.9305% | 1.163% | 1.454% | 1.817% | 2.272% | 2.84% | 3.55% | 4.437% | 5.546% | 6.933% | 8.666% | 10.83% |  | Large | C&I Curtailment-Turnkey-Auto-DR HVAC ControlLarge | TRUE | 10% | 10% | 10% | 19.58% | 28.31% | 35.8% | 41.52% | 46.79% | 51.49% | 56.37% | 60.77% | 65.03% | 68.98% | 72.8% | 76.3% | 79.66% | 79.66%
C&I Curtailment-Turnkey-Auto-DR HVAC Control | Scenario 2 | Large Industrial | Retail Trade | 0.2512% | 0.335% | 0.4466% | 0.5955% | 0.7444% | 0.9305% | 1.163% | 1.454% | 1.817% | 2.272% | 2.84% | 3.55% | 4.437% | 5.546% | 6.933% | 8.666% | 10.83% |  | Large | C&I Curtailment-Turnkey-Auto-DR HVAC ControlLarge | TRUE | 10% | 10% | 10% | 19.58% | 28.31% | 35.8% | 41.52% | 46.79% | 51.49% | 56.37% | 60.77% | 65.03% | 68.98% | 72.8% | 76.3% | 79.66% | 79.66%
C&I Curtailment-Turnkey-Auto-DR HVAC Control | Scenario 2 | Large Industrial | Services | 0.2512% | 0.335% | 0.4466% | 0.5955% | 0.7444% | 0.9305% | 1.163% | 1.454% | 1.817% | 2.272% | 2.84% | 3.55% | 4.437% | 5.546% | 6.933% | 8.666% | 10.83% |  | Large | C&I Curtailment-Turnkey-Auto-DR HVAC ControlLarge | TRUE | 10% | 10% | 10% | 19.58% | 28.31% | 35.8% | 41.52% | 46.79% | 51.49% | 56.37% | 60.77% | 65.03% | 68.98% | 72.8% | 76.3% | 79.66% | 79.66%
C&I Curtailment-Turnkey-Auto-DR HVAC Control | Scenario 2 | Interruptible Rider | Manufacturing | 0.2512% | 0.335% | 0.4466% | 0.5955% | 0.7444% | 0.9305% | 1.163% | 1.454% | 1.817% | 2.272% | 2.84% | 3.55% | 4.437% | 5.546% | 6.933% | 8.666% | 10.83% |  | Large | C&I Curtailment-Turnkey-Auto-DR HVAC ControlLarge | TRUE | 10% | 10% | 10% | 19.58% | 28.31% | 35.8% | 41.52% | 46.79% | 51.49% | 56.37% | 60.77% | 65.03% | 68.98% | 72.8% | 76.3% | 79.66% | 79.66%
C&I Curtailment-Turnkey-Auto-DR HVAC Control | Scenario 2 | Interruptible Rider | Miscellaneous | 0.2512% | 0.335% | 0.4466% | 0.5955% | 0.7444% | 0.9305% | 1.163% | 1.454% | 1.817% | 2.272% | 2.84% | 3.55% | 4.437% | 5.546% | 6.933% | 8.666% | 10.83% |  | Large | C&I Curtailment-Turnkey-Auto-DR HVAC ControlLarge | TRUE | 10% | 10% | 10% | 19.58% | 28.31% | 35.8% | 41.52% | 46.79% | 51.49% | 56.37% | 60.77% | 65.03% | 68.98% | 72.8% | 76.3% | 79.66% | 79.66%
C&I Curtailment-Turnkey-Auto-DR HVAC Control | Scenario 2 | Interruptible Rider | Retail Trade | 0.2512% | 0.335% | 0.4466% | 0.5955% | 0.7444% | 0.9305% | 1.163% | 1.454% | 1.817% | 2.272% | 2.84% | 3.55% | 4.437% | 5.546% | 6.933% | 8.666% | 10.83% |  | Large | C&I Curtailment-Turnkey-Auto-DR HVAC ControlLarge | TRUE | 10% | 10% | 10% | 19.58% | 28.31% | 35.8% | 41.52% | 46.79% | 51.49% | 56.37% | 60.77% | 65.03% | 68.98% | 72.8% | 76.3% | 79.66% | 79.66%
C&I Curtailment-Turnkey-Standard Lighting Control | Scenario 2 | Large Commercial | Offices | 50% | 50% | 50% | 50% | 50% | 50% | 50% | 50% | 50% | 50% | 50% | 50% | 50% | 50% | 50% | 50% | 50% | This is the 1-saturation for advanced lighting controls in the C&I sector. Placeholder value for base year in the EE potential study. Take saturation from EE potential study. Multiplied by 50% to account for Turnkey vs Enabling Tech options | Large | C&I Curtailment-Turnkey-Standard Lighting ControlLarge | FALSE
C&I Curtailment-Turnkey-Standard Lighting Control | Scenario 2 | Large Commercial | Services | 50% | 50% | 50% | 50% | 50% | 50% | 50% | 50% | 50% | 50% | 50% | 50% | 50% | 50% | 50% | 50% | 50% |  | Large | C&I Curtailment-Turnkey-Standard Lighting ControlLarge | FALSE
C&I Curtailment-Turnkey-Standard Lighting Control | Scenario 2 | Large Industrial | Manufacturing | 50% | 50% | 50% | 50% | 50% | 50% | 50% | 50% | 50% | 50% | 50% | 50% | 50% | 50% | 50% | 50% | 50% |  | Large | C&I Curtailment-Turnkey-Standard Lighting ControlLarge | FALSE
C&I Curtailment-Turnkey-Standard Lighting Control | Scenario 2 | Large Industrial | Miscellaneous | 50% | 50% | 50% | 50% | 50% | 50% | 50% | 50% | 50% | 50% | 50% | 50% | 50% | 50% | 50% | 50% | 50% |  | Large | C&I Curtailment-Turnkey-Standard Lighting ControlLarge | FALSE
C&I Curtailment-Turnkey-Standard Lighting Control | Scenario 2 | Large Industrial | Offices | 50% | 50% | 50% | 50% | 50% | 50% | 50% | 50% | 50% | 50% | 50% | 50% | 50% | 50% | 50% | 50% | 50% |  | Large | C&I Curtailment-Turnkey-Standard Lighting ControlLarge | FALSE
C&I Curtailment-Turnkey-Standard Lighting Control | Scenario 2 | Large Industrial | Retail Trade | 50% | 50% | 50% | 50% | 50% | 50% | 50% | 50% | 50% | 50% | 50% | 50% | 50% | 50% | 50% | 50% | 50% |  | Large | C&I Curtailment-Turnkey-Standard Lighting ControlLarge | FALSE
C&I Curtailment-Turnkey-Standard Lighting Control | Scenario 2 | Large Industrial | Services | 50% | 50% | 50% | 50% | 50% | 50% | 50% | 50% | 50% | 50% | 50% | 50% | 50% | 50% | 50% | 50% | 50% |  | Large | C&I Curtailment-Turnkey-Standard Lighting ControlLarge | FALSE
C&I Curtailment-Turnkey-Standard Lighting Control | Scenario 2 | Interruptible Rider | Manufacturing | 50% | 50% | 50% | 50% | 50% | 50% | 50% | 50% | 50% | 50% | 50% | 50% | 50% | 50% | 50% | 50% | 50% |  | Large | C&I Curtailment-Turnkey-Standard Lighting ControlLarge | FALSE
C&I Curtailment-Turnkey-Standard Lighting Control | Scenario 2 | Interruptible Rider | Miscellaneous | 50% | 50% | 50% | 50% | 50% | 50% | 50% | 50% | 50% | 50% | 50% | 50% | 50% | 50% | 50% | 50% | 50% |  | Large | C&I Curtailment-Turnkey-Standard Lighting ControlLarge | FALSE
C&I Curtailment-Turnkey-Standard Lighting Control | Scenario 2 | Interruptible Rider | Retail Trade | 50% | 50% | 50% | 50% | 50% | 50% | 50% | 50% | 50% | 50% | 50% | 50% | 50% | 50% | 50% | 50% | 50% |  | Large | C&I Curtailment-Turnkey-Standard Lighting ControlLarge | FALSE
C&I Curtailment-Turnkey-Advanced Lighting Control | Scenario 2 | Large Commercial | Offices | [17 empty] | Customers from ProCESS model, Business Energy Rebates. Multiplied by 50% to account for Turnkey vs Enabling Tech options | Large | C&I Curtailment-Turnkey-Advanced Lighting ControlLarge | TRUE | 20% | 20% | 20% | 20% | 20% | 20% | 20% | 20% | 20% | 20% | 20% | 20% | 20% | 20% | 20% | 20% | 20% | bar: 2021 to 2037
C&I Curtailment-Turnkey-Advanced Lighting Control | Scenario 2 | Large Commercial | Services | [18 empty] | Large | C&I Curtailment-Turnkey-Advanced Lighting ControlLarge | TRUE | 20% | 20% | 20% | 20% | 20% | 20% | 20% | 20% | 20% | 20% | 20% | 20% | 20% | 20% | 20% | 20% | 20% | bar: 2021 to 2037
C&I Curtailment-Turnkey-Advanced Lighting Control | Scenario 2 | Large Industrial | Manufacturing | [18 empty] | Large | C&I Curtailment-Turnkey-Advanced Lighting ControlLarge | TRUE | 20% | 20% | 20% | 20% | 20% | 20% | 20% | 20% | 20% | 20% | 20% | 20% | 20% | 20% | 20% | 20% | 20% | bar: 2021 to 2037
C&I Curtailment-Turnkey-Advanced Lighting Control | Scenario 2 | Large Industrial | Miscellaneous | [18 empty] | Large | C&I Curtailment-Turnkey-Advanced Lighting ControlLarge | TRUE | 20% | 20% | 20% | 20% | 20% | 20% | 20% | 20% | 20% | 20% | 20% | 20% | 20% | 20% | 20% | 20% | 20% | bar: 2021 to 2037
C&I Curtailment-Turnkey-Advanced Lighting Control | Scenario 2 | Large Industrial | Offices | [18 empty] | Large | C&I Curtailment-Turnkey-Advanced Lighting ControlLarge | TRUE | 20% | 20% | 20% | 20% | 20% | 20% | 20% | 20% | 20% | 20% | 20% | 20% | 20% | 20% | 20% | 20% | 20% | bar: 2021 to 2037
C&I Curtailment-Turnkey-Advanced Lighting Control | Scenario 2 | Large Industrial | Retail Trade | [18 empty] | Large | C&I Curtailment-Turnkey-Advanced Lighting ControlLarge | TRUE | 20% | 20% | 20% | 20% | 20% | 20% | 20% | 20% | 20% | 20% | 20% | 20% | 20% | 20% | 20% | 20% | 20% | bar: 2021 to 2037
C&I Curtailment-Turnkey-Advanced Lighting Control | Scenario 2 | Large Industrial | Services | [18 empty] | Large | C&I Curtailment-Turnkey-Advanced Lighting ControlLarge | TRUE | 20% | 20% | 20% | 20% | 20% | 20% | 20% | 20% | 20% | 20% | 20% | 20% | 20% | 20% | 20% | 20% | 20% | bar: 2021 to 2037
C&I Curtailment-Turnkey-Advanced Lighting Control | Scenario 2 | Interruptible Rider | Manufacturing | [18 empty] | Large | C&I Curtailment-Turnkey-Advanced Lighting ControlLarge | TRUE | 20% | 20% | 20% | 20% | 20% | 20% | 20% | 20% | 20% | 20% | 20% | 20% | 20% | 20% | 20% | 20% | 20% | bar: 2021 to 2037
C&I Curtailment-Turnkey-Advanced Lighting Control | Scenario 2 | Interruptible Rider | Miscellaneous | [18 empty] | Large | C&I Curtailment-Turnkey-Advanced Lighting ControlLarge | TRUE | 20% | 20% | 20% | 20% | 20% | 20% | 20% | 20% | 20% | 20% | 20% | 20% | 20% | 20% | 20% | 20% | 20% | bar: 2021 to 2037
C&I Curtailment-Turnkey-Advanced Lighting Control | Scenario 2 | Interruptible Rider | Retail Trade | [18 empty] | Large | C&I Curtailment-Turnkey-Advanced Lighting ControlLarge | TRUE | 20% | 20% | 20% | 20% | 20% | 20% | 20% | 20% | 20% | 20% | 20% | 20% | 20% | 20% | 20% | 20% | 20% | bar: 2021 to 2037
C&I Curtailment-Turnkey-Water Heating Control | Scenario 2 | Large Commercial | Offices | 50% | 50% | 50% | 50% | 50% | 50% | 50% | 50% | 50% | 50% | 50% | 50% | 50% | 50% | 50% | 50% | 50% | Multiplied by 50% to account for Turnkey vs Enabling Tech options | Large | C&I Curtailment-Turnkey-Water Heating ControlLarge | FALSE
C&I Curtailment-Turnkey-Water Heating Control | Scenario 2 | Large Commercial | Services | 50% | 50% | 50% | 50% | 50% | 50% | 50% | 50% | 50% | 50% | 50% | 50% | 50% | 50% | 50% | 50% | 50% |  | Large | C&I Curtailment-Turnkey-Water Heating ControlLarge | FALSE
C&I Curtailment-Turnkey-Water Heating Control | Scenario 2 | Large Industrial | Manufacturing | 50% | 50% | 50% | 50% | 50% | 50% | 50% | 50% | 50% | 50% | 50% | 50% | 50% | 50% | 50% | 50% | 50% |  | Large | C&I Curtailment-Turnkey-Water Heating ControlLarge | FALSE
C&I Curtailment-Turnkey-Water Heating Control | Scenario 2 | Large Industrial | Miscellaneous | 50% | 50% | 50% | 50% | 50% | 50% | 50% | 50% | 50% | 50% | 50% | 50% | 50% | 50% | 50% | 50% | 50% |  | Large | C&I Curtailment-Turnkey-Water Heating ControlLarge | FALSE
C&I Curtailment-Turnkey-Water Heating Control | Scenario 2 | Large Industrial | Offices | 50% | 50% | 50% | 50% | 50% | 50% | 50% | 50% | 50% | 50% | 50% | 50% | 50% | 50% | 50% | 50% | 50% |  | Large | C&I Curtailment-Turnkey-Water Heating ControlLarge | FALSE
C&I Curtailment-Turnkey-Water Heating Control | Scenario 2 | Large Industrial | Retail Trade | 50% | 50% | 50% | 50% | 50% | 50% | 50% | 50% | 50% | 50% | 50% | 50% | 50% | 50% | 50% | 50% | 50% |  | Large | C&I Curtailment-Turnkey-Water Heating ControlLarge | FALSE
C&I Curtailment-Turnkey-Water Heating Control | Scenario 2 | Large Industrial | Services | 50% | 50% | 50% | 50% | 50% | 50% | 50% | 50% | 50% | 50% | 50% | 50% | 50% | 50% | 50% | 50% | 50% |  | Large | C&I Curtailment-Turnkey-Water Heating ControlLarge | FALSE
C&I Curtailment-Turnkey-Water Heating Control | Scenario 2 | Interruptible Rider | Manufacturing | 50% | 50% | 50% | 50% | 50% | 50% | 50% | 50% | 50% | 50% | 50% | 50% | 50% | 50% | 50% | 50% | 50% |  | Large | C&I Curtailment-Turnkey-Water Heating ControlLarge | FALSE
C&I Curtailment-Turnkey-Water Heating Control | Scenario 2 | Interruptible Rider | Miscellaneous | 50% | 50% | 50% | 50% | 50% | 50% | 50% | 50% | 50% | 50% | 50% | 50% | 50% | 50% | 50% | 50% | 50% |  | Large | C&I Curtailment-Turnkey-Water Heating ControlLarge | FALSE
C&I Curtailment-Turnkey-Water Heating Control | Scenario 2 | Interruptible Rider | Retail Trade | 50% | 50% | 50% | 50% | 50% | 50% | 50% | 50% | 50% | 50% | 50% | 50% | 50% | 50% | 50% | 50% | 50% |  | Large | C&I Curtailment-Turnkey-Water Heating ControlLarge | FALSE
C&I Curtailment-Turnkey-Other | Scenario 2 | Large Commercial | Offices | 50% | 50% | 50% | 50% | 50% | 50% | 50% | 50% | 50% | 50% | 50% | 50% | 50% | 50% | 50% | 50% | 50% |  | Large | C&I Curtailment-Turnkey-OtherLarge | FALSE
C&I Curtailment-Turnkey-Other | Scenario 2 | Large Commercial | Services | 50% | 50% | 50% | 50% | 50% | 50% | 50% | 50% | 50% | 50% | 50% | 50% | 50% | 50% | 50% | 50% | 50% |  | Large | C&I Curtailment-Turnkey-OtherLarge | FALSE
C&I Curtailment-Turnkey-Other | Scenario 2 | Large Industrial | Manufacturing | 50% | 50% | 50% | 50% | 50% | 50% | 50% | 50% | 50% | 50% | 50% | 50% | 50% | 50% | 50% | 50% | 50% |  | Large | C&I Curtailment-Turnkey-OtherLarge | FALSE
C&I Curtailment-Turnkey-Other | Scenario 2 | Large Industrial | Miscellaneous | 50% | 50% | 50% | 50% | 50% | 50% | 50% | 50% | 50% | 50% | 50% | 50% | 50% | 50% | 50% | 50% | 50% |  | Large | C&I Curtailment-Turnkey-OtherLarge | FALSE
C&I Curtailment-Turnkey-Other | Scenario 2 | Large Industrial | Offices | 50% | 50% | 50% | 50% | 50% | 50% | 50% | 50% | 50% | 50% | 50% | 50% | 50% | 50% | 50% | 50% | 50% |  | Large | C&I Curtailment-Turnkey-OtherLarge | FALSE
C&I Curtailment-Turnkey-Other | Scenario 2 | Large Industrial | Retail Trade | 50% | 50% | 50% | 50% | 50% | 50% | 50% | 50% | 50% | 50% | 50% | 50% | 50% | 50% | 50% | 50% | 50% |  | Large | C&I Curtailment-Turnkey-OtherLarge | FALSE
C&I Curtailment-Turnkey-Other | Scenario 2 | Large Industrial | Services | 50% | 50% | 50% | 50% | 50% | 50% | 50% | 50% | 50% | 50% | 50% | 50% | 50% | 50% | 50% | 50% | 50% |  | Large | C&I Curtailment-Turnkey-OtherLarge | FALSE
C&I Curtailment-Turnkey-Other | Scenario 2 | Interruptible Rider | Manufacturing | 50% | 50% | 50% | 50% | 50% | 50% | 50% | 50% | 50% | 50% | 50% | 50% | 50% | 50% | 50% | 50% | 50% |  | Large | C&I Curtailment-Turnkey-OtherLarge | FALSE
C&I Curtailment-Turnkey-Other | Scenario 2 | Interruptible Rider | Miscellaneous | 50% | 50% | 50% | 50% | 50% | 50% | 50% | 50% | 50% | 50% | 50% | 50% | 50% | 50% | 50% | 50% | 50% |  | Large | C&I Curtailment-Turnkey-OtherLarge | FALSE
C&I Curtailment-Turnkey-Other | Scenario 2 | Interruptible Rider | Retail Trade | 50% | 50% | 50% | 50% | 50% | 50% | 50% | 50% | 50% | 50% | 50% | 50% | 50% | 50% | 50% | 50% | 50% |  | Large | C&I Curtailment-Turnkey-OtherLarge | FALSE
C&I Curtailment-Turnkey-Industrial | Scenario 2 | Large Industrial | Manufacturing | 50% | 50% | 50% | 50% | 50% | 50% | 50% | 50% | 50% | 50% | 50% | 50% | 50% | 50% | 50% | 50% | 50% |  | Large | C&I Curtailment-Turnkey-IndustrialLarge | FALSE
C&I Curtailment-Turnkey-Industrial | Scenario 2 | Interruptible Rider | Manufacturing | 50% | 50% | 50% | 50% | 50% | 50% | 50% | 50% | 50% | 50% | 50% | 50% | 50% | 50% | 50% | 50% | 50% |  | Large | C&I Curtailment-Turnkey-IndustrialLarge | FALSE
C&I Curtailment-Enabling Tech-Manual HVAC Control | Scenario 2 | Large Commercial | Offices | 49.75% | 49.67% | 49.55% | 49.4% | 49.26% | 49.07% | 48.84% | 48.55% | 48.18% | 47.73% | 47.16% | 46.45% | 45.56% | 44.45% | 43.07% | 41.33% | 39.17% | This is the 1-saturation for EMS in the C&I sector. Multiplied by 50% to account for Turnkey vs Enabling Tech options | Large | C&I Curtailment-Enabling Tech-Manual HVAC ControlLarge | FALSE
C&I Curtailment-Enabling Tech-Manual HVAC Control | Scenario 2 | Large Commercial | Services | 49.75% | 49.67% | 49.55% | 49.4% | 49.26% | 49.07% | 48.84% | 48.55% | 48.18% | 47.73% | 47.16% | 46.45% | 45.56% | 44.45% | 43.07% | 41.33% | 39.17% |  | Large | C&I Curtailment-Enabling Tech-Manual HVAC ControlLarge | FALSE
C&I Curtailment-Enabling Tech-Manual HVAC Control | Scenario 2 | Large Industrial | Manufacturing | 49.75% | 49.67% | 49.55% | 49.4% | 49.26% | 49.07% | 48.84% | 48.55% | 48.18% | 47.73% | 47.16% | 46.45% | 45.56% | 44.45% | 43.07% | 41.33% | 39.17% |  | Large | C&I Curtailment-Enabling Tech-Manual HVAC ControlLarge | FALSE
C&I Curtailment-Enabling Tech-Manual HVAC Control | Scenario 2 | Large Industrial | Miscellaneous | 49.75% | 49.67% | 49.55% | 49.4% | 49.26% | 49.07% | 48.84% | 48.55% | 48.18% | 47.73% | 47.16% | 46.45% | 45.56% | 44.45% | 43.07% | 41.33% | 39.17% |  | Large | C&I Curtailment-Enabling Tech-Manual HVAC ControlLarge | FALSE
C&I Curtailment-Enabling Tech-Manual HVAC Control | Scenario 2 | Large Industrial | Offices | 49.75% | 49.67% | 49.55% | 49.4% | 49.26% | 49.07% | 48.84% | 48.55% | 48.18% | 47.73% | 47.16% | 46.45% | 45.56% | 44.45% | 43.07% | 41.33% | 39.17% |  | Large | C&I Curtailment-Enabling Tech-Manual HVAC ControlLarge | FALSE
C&I Curtailment-Enabling Tech-Manual HVAC Control | Scenario 2 | Large Industrial | Retail Trade | 49.75% | 49.67% | 49.55% | 49.4% | 49.26% | 49.07% | 48.84% | 48.55% | 48.18% | 47.73% | 47.16% | 46.45% | 45.56% | 44.45% | 43.07% | 41.33% | 39.17% |  | Large | C&I Curtailment-Enabling Tech-Manual HVAC ControlLarge | FALSE
C&I Curtailment-Enabling Tech-Manual HVAC Control | Scenario 2 | Large Industrial | Services | 49.75% | 49.67% | 49.55% | 49.4% | 49.26% | 49.07% | 48.84% | 48.55% | 48.18% | 47.73% | 47.16% | 46.45% | 45.56% | 44.45% | 43.07% | 41.33% | 39.17% |  | Large | C&I Curtailment-Enabling Tech-Manual HVAC ControlLarge | FALSE
C&I Curtailment-Enabling Tech-Manual HVAC Control | Scenario 2 | Interruptible Rider | Manufacturing | 49.75% | 49.67% | 49.55% | 49.4% | 49.26% | 49.07% | 48.84% | 48.55% | 48.18% | 47.73% | 47.16% | 46.45% | 45.56% | 44.45% | 43.07% | 41.33% | 39.17% |  | Large | C&I Curtailment-Enabling Tech-Manual HVAC ControlLarge | FALSE
C&I Curtailment-Enabling Tech-Manual HVAC Control | Scenario 2 | Interruptible Rider | Miscellaneous | 49.75% | 49.67% | 49.55% | 49.4% | 49.26% | 49.07% | 48.84% | 48.55% | 48.18% | 47.73% | 47.16% | 46.45% | 45.56% | 44.45% | 43.07% | 41.33% | 39.17% |  | Large | C&I Curtailment-Enabling Tech-Manual HVAC ControlLarge | FALSE
C&I Curtailment-Enabling Tech-Manual HVAC Control | Scenario 2 | Interruptible Rider | Retail Trade | 49.75% | 49.67% | 49.55% | 49.4% | 49.26% | 49.07% | 48.84% | 48.55% | 48.18% | 47.73% | 47.16% | 46.45% | 45.56% | 44.45% | 43.07% | 41.33% | 39.17% |  | Large | C&I Curtailment-Enabling Tech-Manual HVAC ControlLarge | FALSE
C&I Curtailment-Enabling Tech-Auto-DR HVAC Control | Scenario 2 | Large Commercial | Offices | 0.2512% | 0.335% | 0.4466% | 0.5955% | 0.7444% | 0.9305% | 1.163% | 1.454% | 1.817% | 2.272% | 2.84% | 3.55% | 4.437% | 5.546% | 6.933% | 8.666% | 10.83% | Customers from ProCESS model, Energy Management Information Systems ¦ EMIS. Multiplied by 50% to account for Turnkey vs Enabling Tech options | Large | C&I Curtailment-Enabling Tech-Auto-DR HVAC ControlLarge | TRUE
C&I Curtailment-Enabling Tech-Auto-DR HVAC Control | Scenario 2 | Large Commercial | Services | 0.2512% | 0.335% | 0.4466% | 0.5955% | 0.7444% | 0.9305% | 1.163% | 1.454% | 1.817% | 2.272% | 2.84% | 3.55% | 4.437% | 5.546% | 6.933% | 8.666% | 10.83% |  | Large | C&I Curtailment-Enabling Tech-Auto-DR HVAC ControlLarge | TRUE
C&I Curtailment-Enabling Tech-Auto-DR HVAC Control | Scenario 2 | Large Industrial | Manufacturing | 0.2512% | 0.335% | 0.4466% | 0.5955% | 0.7444% | 0.9305% | 1.163% | 1.454% | 1.817% | 2.272% | 2.84% | 3.55% | 4.437% | 5.546% | 6.933% | 8.666% | 10.83% |  | Large | C&I Curtailment-Enabling Tech-Auto-DR HVAC ControlLarge | TRUE
C&I Curtailment-Enabling Tech-Auto-DR HVAC Control | Scenario 2 | Large Industrial | Miscellaneous | 0.2512% | 0.335% | 0.4466% | 0.5955% | 0.7444% | 0.9305% | 1.163% | 1.454% | 1.817% | 2.272% | 2.84% | 3.55% | 4.437% | 5.546% | 6.933% | 8.666% | 10.83% |  | Large | C&I Curtailment-Enabling Tech-Auto-DR HVAC ControlLarge | TRUE
C&I Curtailment-Enabling Tech-Auto-DR HVAC Control | Scenario 2 | Large Industrial | Offices | 0.2512% | 0.335% | 0.4466% | 0.5955% | 0.7444% | 0.9305% | 1.163% | 1.454% | 1.817% | 2.272% | 2.84% | 3.55% | 4.437% | 5.546% | 6.933% | 8.666% | 10.83% |  | Large | C&I Curtailment-Enabling Tech-Auto-DR HVAC ControlLarge | TRUE
C&I Curtailment-Enabling Tech-Auto-DR HVAC Control | Scenario 2 | Large Industrial | Retail Trade | 0.2512% | 0.335% | 0.4466% | 0.5955% | 0.7444% | 0.9305% | 1.163% | 1.454% | 1.817% | 2.272% | 2.84% | 3.55% | 4.437% | 5.546% | 6.933% | 8.666% | 10.83% |  | Large | C&I Curtailment-Enabling Tech-Auto-DR HVAC ControlLarge | TRUE
C&I Curtailment-Enabling Tech-Auto-DR HVAC Control | Scenario 2 | Large Industrial | Services | 0.2512% | 0.335% | 0.4466% | 0.5955% | 0.7444% | 0.9305% | 1.163% | 1.454% | 1.817% | 2.272% | 2.84% | 3.55% | 4.437% | 5.546% | 6.933% | 8.666% | 10.83% |  | Large | C&I Curtailment-Enabling Tech-Auto-DR HVAC ControlLarge | TRUE
C&I Curtailment-Enabling Tech-Auto-DR HVAC Control | Scenario 2 | Interruptible Rider | Manufacturing | 0.2512% | 0.335% | 0.4466% | 0.5955% | 0.7444% | 0.9305% | 1.163% | 1.454% | 1.817% | 2.272% | 2.84% | 3.55% | 4.437% | 5.546% | 6.933% | 8.666% | 10.83% |  | Large | C&I Curtailment-Enabling Tech-Auto-DR HVAC ControlLarge | TRUE
C&I Curtailment-Enabling Tech-Auto-DR HVAC Control | Scenario 2 | Interruptible Rider | Miscellaneous | 0.2512% | 0.335% | 0.4466% | 0.5955% | 0.7444% | 0.9305% | 1.163% | 1.454% | 1.817% | 2.272% | 2.84% | 3.55% | 4.437% | 5.546% | 6.933% | 8.666% | 10.83% |  | Large | C&I Curtailment-Enabling Tech-Auto-DR HVAC ControlLarge | TRUE
C&I Curtailment-Enabling Tech-Auto-DR HVAC Control | Scenario 2 | Interruptible Rider | Retail Trade | 0.2512% | 0.335% | 0.4466% | 0.5955% | 0.7444% | 0.9305% | 1.163% | 1.454% | 1.817% | 2.272% | 2.84% | 3.55% | 4.437% | 5.546% | 6.933% | 8.666% | 10.83% |  | Large | C&I Curtailment-Enabling Tech-Auto-DR HVAC ControlLarge | TRUE
C&I Curtailment-Enabling Tech-Standard Lighting Control | Scenario 2 | Large Commercial | Offices | 50% | 50% | 50% | 50% | 50% | 50% | 50% | 50% | 50% | 50% | 50% | 50% | 50% | 50% | 50% | 50% | 50% | This is the 1-saturation for advanced lighting controls in the C&I sector. Placeholder value for base year in the EE potential study. Take saturation from EE potential study. Multiplied by 50% to account for Turnkey vs Enabling Tech options | Large | C&I Curtailment-Enabling Tech-Standard Lighting ControlLarge | FALSE
C&I Curtailment-Enabling Tech-Standard Lighting Control | Scenario 2 | Large Commercial | Services | 50% | 50% | 50% | 50% | 50% | 50% | 50% | 50% | 50% | 50% | 50% | 50% | 50% | 50% | 50% | 50% | 50% |  | Large | C&I Curtailment-Enabling Tech-Standard Lighting ControlLarge | FALSE
C&I Curtailment-Enabling Tech-Standard Lighting Control | Scenario 2 | Large Industrial | Manufacturing | 50% | 50% | 50% | 50% | 50% | 50% | 50% | 50% | 50% | 50% | 50% | 50% | 50% | 50% | 50% | 50% | 50% |  | Large | C&I Curtailment-Enabling Tech-Standard Lighting ControlLarge | FALSE
C&I Curtailment-Enabling Tech-Standard Lighting Control | Scenario 2 | Large Industrial | Miscellaneous | 50% | 50% | 50% | 50% | 50% | 50% | 50% | 50% | 50% | 50% | 50% | 50% | 50% | 50% | 50% | 50% | 50% |  | Large | C&I Curtailment-Enabling Tech-Standard Lighting ControlLarge | FALSE
C&I Curtailment-Enabling Tech-Standard Lighting Control | Scenario 2 | Large Industrial | Offices | 50% | 50% | 50% | 50% | 50% | 50% | 50% | 50% | 50% | 50% | 50% | 50% | 50% | 50% | 50% | 50% | 50% |  | Large | C&I Curtailment-Enabling Tech-Standard Lighting ControlLarge | FALSE
C&I Curtailment-Enabling Tech-Standard Lighting Control | Scenario 2 | Large Industrial | Retail Trade | 50% | 50% | 50% | 50% | 50% | 50% | 50% | 50% | 50% | 50% | 50% | 50% | 50% | 50% | 50% | 50% | 50% |  | Large | C&I Curtailment-Enabling Tech-Standard Lighting ControlLarge | FALSE
C&I Curtailment-Enabling Tech-Standard Lighting Control | Scenario 2 | Large Industrial | Services | 50% | 50% | 50% | 50% | 50% | 50% | 50% | 50% | 50% | 50% | 50% | 50% | 50% | 50% | 50% | 50% | 50% |  | Large | C&I Curtailment-Enabling Tech-Standard Lighting ControlLarge | FALSE
C&I Curtailment-Enabling Tech-Standard Lighting Control | Scenario 2 | Interruptible Rider | Manufacturing | 50% | 50% | 50% | 50% | 50% | 50% | 50% | 50% | 50% | 50% | 50% | 50% | 50% | 50% | 50% | 50% | 50% |  | Large | C&I Curtailment-Enabling Tech-Standard Lighting ControlLarge | FALSE
C&I Curtailment-Enabling Tech-Standard Lighting Control | Scenario 2 | Interruptible Rider | Miscellaneous | 50% | 50% | 50% | 50% | 50% | 50% | 50% | 50% | 50% | 50% | 50% | 50% | 50% | 50% | 50% | 50% | 50% |  | Large | C&I Curtailment-Enabling Tech-Standard Lighting ControlLarge | FALSE
C&I Curtailment-Enabling Tech-Standard Lighting Control | Scenario 2 | Interruptible Rider | Retail Trade | 50% | 50% | 50% | 50% | 50% | 50% | 50% | 50% | 50% | 50% | 50% | 50% | 50% | 50% | 50% | 50% | 50% |  | Large | C&I Curtailment-Enabling Tech-Standard Lighting ControlLarge | FALSE
C&I Curtailment-Enabling Tech-Advanced Lighting Control | Scenario 2 | Large Commercial | Offices | [17 empty] | Customers from ProCESS model, Business Energy Rebates. Multiplied by 50% to account for Turnkey vs Enabling Tech options | Large | C&I Curtailment-Enabling Tech-Advanced Lighting ControlLarge | TRUE | bar: 2021 to 2037
C&I Curtailment-Enabling Tech-Advanced Lighting Control | Scenario 2 | Large Commercial | Services | [18 empty] | Large | C&I Curtailment-Enabling Tech-Advanced Lighting ControlLarge | TRUE | bar: 2021 to 2037
C&I Curtailment-Enabling Tech-Advanced Lighting Control | Scenario 2 | Large Industrial | Manufacturing | [18 empty] | Large | C&I Curtailment-Enabling Tech-Advanced Lighting ControlLarge | TRUE | bar: 2021 to 2037
C&I Curtailment-Enabling Tech-Advanced Lighting Control | Scenario 2 | Large Industrial | Miscellaneous | [18 empty] | Large | C&I Curtailment-Enabling Tech-Advanced Lighting ControlLarge | TRUE | bar: 2021 to 2037
C&I Curtailment-Enabling Tech-Advanced Lighting Control | Scenario 2 | Large Industrial | Offices | [18 empty] | Large | C&I Curtailment-Enabling Tech-Advanced Lighting ControlLarge | TRUE | bar: 2021 to 2037
C&I Curtailment-Enabling Tech-Advanced Lighting Control | Scenario 2 | Large Industrial | Retail Trade | [18 empty] | Large | C&I Curtailment-Enabling Tech-Advanced Lighting ControlLarge | TRUE | bar: 2021 to 2037
C&I Curtailment-Enabling Tech-Advanced Lighting Control | Scenario 2 | Large Industrial | Services | [18 empty] | Large | C&I Curtailment-Enabling Tech-Advanced Lighting ControlLarge | TRUE | bar: 2021 to 2037
C&I Curtailment-Enabling Tech-Advanced Lighting Control | Scenario 2 | Interruptible Rider | Manufacturing | [18 empty] | Large | C&I Curtailment-Enabling Tech-Advanced Lighting ControlLarge | TRUE | bar: 2021 to 2037
C&I Curtailment-Enabling Tech-Advanced Lighting Control | Scenario 2 | Interruptible Rider | Miscellaneous | [18 empty] | Large | C&I Curtailment-Enabling Tech-Advanced Lighting ControlLarge | TRUE | bar: 2021 to 2037
C&I Curtailment-Enabling Tech-Advanced Lighting Control | Scenario 2 | Interruptible Rider | Retail Trade | [18 empty] | Large | C&I Curtailment-Enabling Tech-Advanced Lighting ControlLarge | TRUE | bar: 2021 to 2037
C&I Curtailment-Enabling Tech-Water Heating Control | Scenario 2 | Large Commercial | Offices | 50% | 50% | 50% | 50% | 50% | 50% | 50% | 50% | 50% | 50% | 50% | 50% | 50% | 50% | 50% | 50% | 50% | Multiplied by 50% to account for Turnkey vs Enabling Tech options | Large | C&I Curtailment-Enabling Tech-Water Heating ControlLarge | FALSE
C&I Curtailment-Enabling Tech-Water Heating Control | Scenario 2 | Large Commercial | Services | 50% | 50% | 50% | 50% | 50% | 50% | 50% | 50% | 50% | 50% | 50% | 50% | 50% | 50% | 50% | 50% | 50% |  | Large | C&I Curtailment-Enabling Tech-Water Heating ControlLarge | FALSE
C&I Curtailment-Enabling Tech-Water Heating Control | Scenario 2 | Large Industrial | Manufacturing | 50% | 50% | 50% | 50% | 50% | 50% | 50% | 50% | 50% | 50% | 50% | 50% | 50% | 50% | 50% | 50% | 50% |  | Large | C&I Curtailment-Enabling Tech-Water Heating ControlLarge | FALSE
C&I Curtailment-Enabling Tech-Water Heating Control | Scenario 2 | Large Industrial | Miscellaneous | 50% | 50% | 50% | 50% | 50% | 50% | 50% | 50% | 50% | 50% | 50% | 50% | 50% | 50% | 50% | 50% | 50% |  | Large | C&I Curtailment-Enabling Tech-Water Heating ControlLarge | FALSE
C&I Curtailment-Enabling Tech-Water Heating Control | Scenario 2 | Large Industrial | Offices | 50% | 50% | 50% | 50% | 50% | 50% | 50% | 50% | 50% | 50% | 50% | 50% | 50% | 50% | 50% | 50% | 50% |  | Large | C&I Curtailment-Enabling Tech-Water Heating ControlLarge | FALSE
C&I Curtailment-Enabling Tech-Water Heating Control | Scenario 2 | Large Industrial | Retail Trade | 50% | 50% | 50% | 50% | 50% | 50% | 50% | 50% | 50% | 50% | 50% | 50% | 50% | 50% | 50% | 50% | 50% |  | Large | C&I Curtailment-Enabling Tech-Water Heating ControlLarge | FALSE
C&I Curtailment-Enabling Tech-Water Heating Control | Scenario 2 | Large Industrial | Services | 50% | 50% | 50% | 50% | 50% | 50% | 50% | 50% | 50% | 50% | 50% | 50% | 50% | 50% | 50% | 50% | 50% |  | Large | C&I Curtailment-Enabling Tech-Water Heating ControlLarge | FALSE
C&I Curtailment-Enabling Tech-Water Heating Control | Scenario 2 | Interruptible Rider | Manufacturing | 50% | 50% | 50% | 50% | 50% | 50% | 50% | 50% | 50% | 50% | 50% | 50% | 50% | 50% | 50% | 50% | 50% |  | Large | C&I Curtailment-Enabling Tech-Water Heating ControlLarge | FALSE
C&I Curtailment-Enabling Tech-Water Heating Control | Scenario 2 | Interruptible Rider | Miscellaneous | 50% | 50% | 50% | 50% | 50% | 50% | 50% | 50% | 50% | 50% | 50% | 50% | 50% | 50% | 50% | 50% | 50% |  | Large | C&I Curtailment-Enabling Tech-Water Heating ControlLarge | FALSE
C&I Curtailment-Enabling Tech-Water Heating Control | Scenario 2 | Interruptible Rider | Retail Trade | 50% | 50% | 50% | 50% | 50% | 50% | 50% | 50% | 50% | 50% | 50% | 50% | 50% | 50% | 50% | 50% | 50% |  | Large | C&I Curtailment-Enabling Tech-Water Heating ControlLarge | FALSE
C&I Curtailment-Enabling Tech-Other | Scenario 2 | Large Commercial | Offices | 50% | 50% | 50% | 50% | 50% | 50% | 50% | 50% | 50% | 50% | 50% | 50% | 50% | 50% | 50% | 50% | 50% |  | Large | C&I Curtailment-Enabling Tech-OtherLarge | FALSE
C&I Curtailment-Enabling Tech-Other | Scenario 2 | Large Commercial | Services | 50% | 50% | 50% | 50% | 50% | 50% | 50% | 50% | 50% | 50% | 50% | 50% | 50% | 50% | 50% | 50% | 50% |  | Large | C&I Curtailment-Enabling Tech-OtherLarge | FALSE
C&I Curtailment-Enabling Tech-Other | Scenario 2 | Large Industrial | Manufacturing | 50% | 50% | 50% | 50% | 50% | 50% | 50% | 50% | 50% | 50% | 50% | 50% | 50% | 50% | 50% | 50% | 50% |  | Large | C&I Curtailment-Enabling Tech-OtherLarge | FALSE
C&I Curtailment-Enabling Tech-Other | Scenario 2 | Large Industrial | Miscellaneous | 50% | 50% | 50% | 50% | 50% | 50% | 50% | 50% | 50% | 50% | 50% | 50% | 50% | 50% | 50% | 50% | 50% |  | Large | C&I Curtailment-Enabling Tech-OtherLarge | FALSE
C&I Curtailment-Enabling Tech-Other | Scenario 2 | Large Industrial | Offices | 50% | 50% | 50% | 50% | 50% | 50% | 50% | 50% | 50% | 50% | 50% | 50% | 50% | 50% | 50% | 50% | 50% |  | Large | C&I Curtailment-Enabling Tech-OtherLarge | FALSE
C&I Curtailment-Enabling Tech-Other | Scenario 2 | Large Industrial | Retail Trade | 50% | 50% | 50% | 50% | 50% | 50% | 50% | 50% | 50% | 50% | 50% | 50% | 50% | 50% | 50% | 50% | 50% |  | Large | C&I Curtailment-Enabling Tech-OtherLarge | FALSE
C&I Curtailment-Enabling Tech-Other | Scenario 2 | Large Industrial | Services | 50% | 50% | 50% | 50% | 50% | 50% | 50% | 50% | 50% | 50% | 50% | 50% | 50% | 50% | 50% | 50% | 50% |  | Large | C&I Curtailment-Enabling Tech-OtherLarge | FALSE
C&I Curtailment-Enabling Tech-Other | Scenario 2 | Interruptible Rider | Manufacturing | 50% | 50% | 50% | 50% | 50% | 50% | 50% | 50% | 50% | 50% | 50% | 50% | 50% | 50% | 50% | 50% | 50% |  | Large | C&I Curtailment-Enabling Tech-OtherLarge | FALSE
C&I Curtailment-Enabling Tech-Other | Scenario 2 | Interruptible Rider | Miscellaneous | 50% | 50% | 50% | 50% | 50% | 50% | 50% | 50% | 50% | 50% | 50% | 50% | 50% | 50% | 50% | 50% | 50% |  | Large | C&I Curtailment-Enabling Tech-OtherLarge | FALSE
C&I Curtailment-Enabling Tech-Other | Scenario 2 | Interruptible Rider | Retail Trade | 50% | 50% | 50% | 50% | 50% | 50% | 50% | 50% | 50% | 50% | 50% | 50% | 50% | 50% | 50% | 50% | 50% |  | Large | C&I Curtailment-Enabling Tech-OtherLarge | FALSE
C&I Curtailment-Enabling Tech-Industrial | Scenario 2 | Large Industrial | Manufacturing | 50% | 50% | 50% | 50% | 50% | 50% | 50% | 50% | 50% | 50% | 50% | 50% | 50% | 50% | 50% | 50% | 50% |  | Large | C&I Curtailment-Enabling Tech-IndustrialLarge | FALSE
C&I Curtailment-Enabling Tech-Industrial | Scenario 2 | Interruptible Rider | Manufacturing | 50% | 50% | 50% | 50% | 50% | 50% | 50% | 50% | 50% | 50% | 50% | 50% | 50% | 50% | 50% | 50% | 50% |  | Large | C&I Curtailment-Enabling Tech-IndustrialLarge | FALSE
Dynamic Pricing with enabling tech. | Scenario 2 | Interruptible Rider | Manufacturing | 50% | 50% | 50% | 50% | 50% | 50% | 50% | 50% | 50% | 50% | 50% | 50% | 50% | 50% | 50% | 50% | 50% |  | Large | Dynamic Pricing with enabling tech.Large | FALSE
Dynamic Pricing with enabling tech. | Scenario 2 | Interruptible Rider | Miscellaneous | 50% | 50% | 50% | 50% | 50% | 50% | 50% | 50% | 50% | 50% | 50% | 50% | 50% | 50% | 50% | 50% | 50% |  | Large | Dynamic Pricing with enabling tech.Large | FALSE
Dynamic Pricing with enabling tech. | Scenario 2 | Interruptible Rider | Retail Trade | 50% | 50% | 50% | 50% | 50% | 50% | 50% | 50% | 50% | 50% | 50% | 50% | 50% | 50% | 50% | 50% | 50% |  | Large | Dynamic Pricing with enabling tech.Large | FALSE
Dynamic Pricing with enabling tech. | Scenario 2 | Large Commercial | Offices | 50% | 50% | 50% | 50% | 50% | 50% | 50% | 50% | 50% | 50% | 50% | 50% | 50% | 50% | 50% | 50% | 50% |  | Large | Dynamic Pricing with enabling tech.Large | FALSE
Dynamic Pricing with enabling tech. | Scenario 2 | Large Commercial | Services | 50% | 50% | 50% | 50% | 50% | 50% | 50% | 50% | 50% | 50% | 50% | 50% | 50% | 50% | 50% | 50% | 50% |  | Large | Dynamic Pricing with enabling tech.Large | FALSE
Dynamic Pricing with enabling tech. | Scenario 2 | Large Industrial | Manufacturing | 50% | 50% | 50% | 50% | 50% | 50% | 50% | 50% | 50% | 50% | 50% | 50% | 50% | 50% | 50% | 50% | 50% |  | Large | Dynamic Pricing with enabling tech.Large | FALSE
Dynamic Pricing with enabling tech. | Scenario 2 | Large Industrial | Miscellaneous | 50% | 50% | 50% | 50% | 50% | 50% | 50% | 50% | 50% | 50% | 50% | 50% | 50% | 50% | 50% | 50% | 50% |  | Large | Dynamic Pricing with enabling tech.Large | FALSE
Dynamic Pricing with enabling tech. | Scenario 2 | Large Industrial | Offices | 50% | 50% | 50% | 50% | 50% | 50% | 50% | 50% | 50% | 50% | 50% | 50% | 50% | 50% | 50% | 50% | 50% |  | Large | Dynamic Pricing with enabling tech.Large | FALSE
Dynamic Pricing with enabling tech. | Scenario 2 | Large Industrial | Retail Trade | 50% | 50% | 50% | 50% | 50% | 50% | 50% | 50% | 50% | 50% | 50% | 50% | 50% | 50% | 50% | 50% | 50% |  | Large | Dynamic Pricing with enabling tech.Large | FALSE
Dynamic Pricing with enabling tech. | Scenario 2 | Large Industrial | Services | 50% | 50% | 50% | 50% | 50% | 50% | 50% | 50% | 50% | 50% | 50% | 50% | 50% | 50% | 50% | 50% | 50% |  | Large | Dynamic Pricing with enabling tech.Large | FALSE
Dynamic Pricing with enabling tech. | Scenario 2 | Residential | Residential LI | 0.3318% | 0.5195% | 0.8134% | 1.273% | 2.419% | 4.596% | 8.731% | 16.59% | 31.51% | 59.86% | 100% | 100% | 100% | 100% | 100% | 100% | 100% | From ProCESS Exports; participants split between DLC DI and CPP | Residential | Dynamic Pricing with enabling tech.Residential | TRUE
Dynamic Pricing with enabling tech. | Scenario 2 | Residential | Residential Market Rate | 0.3318% | 0.5195% | 0.8134% | 1.273% | 2.419% | 4.596% | 8.731% | 16.59% | 31.51% | 59.86% | 100% | 100% | 100% | 100% | 100% | 100% | 100% | From ProCESS Exports; participants split between DLC DI and CPP | Residential | Dynamic Pricing with enabling tech.Residential | TRUE
Dynamic Pricing with enabling tech. | Scenario 2 | Small Commercial | Manufacturing | 1.453% | 1.524% | 1.599% | 1.677% | 1.866% | 2.075% | 2.309% | 2.568% | 2.857% | 3.179% | 3.536% | 3.934% | 4.376% | 4.868% | 5.415% | 6.024% | 6.702% | From ProCESS Exports; participants split between DLC DI and CPP | Small | Dynamic Pricing with enabling tech.Small | TRUE
Dynamic Pricing with enabling tech. | Scenario 2 | Small Commercial | Miscellaneous | 1.453% | 1.524% | 1.599% | 1.677% | 1.866% | 2.075% | 2.309% | 2.568% | 2.857% | 3.179% | 3.536% | 3.934% | 4.376% | 4.868% | 5.415% | 6.024% | 6.702% |  | Small | Dynamic Pricing with enabling tech.Small | TRUE
Dynamic Pricing with enabling tech. | Scenario 2 | Small Commercial | Offices | 1.453% | 1.524% | 1.599% | 1.677% | 1.866% | 2.075% | 2.309% | 2.568% | 2.857% | 3.179% | 3.536% | 3.934% | 4.376% | 4.868% | 5.415% | 6.024% | 6.702% |  | Small | Dynamic Pricing with enabling tech.Small | TRUE
Dynamic Pricing with enabling tech. | Scenario 2 | Small Commercial | Retail Trade | 1.453% | 1.524% | 1.599% | 1.677% | 1.866% | 2.075% | 2.309% | 2.568% | 2.857% | 3.179% | 3.536% | 3.934% | 4.376% | 4.868% | 5.415% | 6.024% | 6.702% |  | Small | Dynamic Pricing with enabling tech.Small | TRUE
Dynamic Pricing with enabling tech. | Scenario 2 | Small Commercial | Services | 1.453% | 1.524% | 1.599% | 1.677% | 1.866% | 2.075% | 2.309% | 2.568% | 2.857% | 3.179% | 3.536% | 3.934% | 4.376% | 4.868% | 5.415% | 6.024% | 6.702% |  | Small | Dynamic Pricing with enabling tech.Small | TRUE
Dynamic Pricing with enabling tech. | Scenario 2 | Small Industrial | Manufacturing | 1.453% | 1.524% | 1.599% | 1.677% | 1.866% | 2.075% | 2.309% | 2.568% | 2.857% | 3.179% | 3.536% | 3.934% | 4.376% | 4.868% | 5.415% | 6.024% | 6.702% |  | Small | Dynamic Pricing with enabling tech.Small | TRUE
Dynamic Pricing with enabling tech. | Scenario 2 | Small Industrial | Miscellaneous | 1.453% | 1.524% | 1.599% | 1.677% | 1.866% | 2.075% | 2.309% | 2.568% | 2.857% | 3.179% | 3.536% | 3.934% | 4.376% | 4.868% | 5.415% | 6.024% | 6.702% |  | Small | Dynamic Pricing with enabling tech.Small | TRUE
Dynamic Pricing with enabling tech. | Scenario 2 | Small Industrial | Offices | 1.453% | 1.524% | 1.599% | 1.677% | 1.866% | 2.075% | 2.309% | 2.568% | 2.857% | 3.179% | 3.536% | 3.934% | 4.376% | 4.868% | 5.415% | 6.024% | 6.702% |  | Small | Dynamic Pricing with enabling tech.Small | TRUE
Dynamic Pricing with enabling tech. | Scenario 2 | Small Industrial | Retail Trade | 1.453% | 1.524% | 1.599% | 1.677% | 1.866% | 2.075% | 2.309% | 2.568% | 2.857% | 3.179% | 3.536% | 3.934% | 4.376% | 4.868% | 5.415% | 6.024% | 6.702% |  | Small | Dynamic Pricing with enabling tech.Small | TRUE
Dynamic Pricing with enabling tech. | Scenario 2 | Small Industrial | Services | 1.453% | 1.524% | 1.599% | 1.677% | 1.866% | 2.075% | 2.309% | 2.568% | 2.857% | 3.179% | 3.536% | 3.934% | 4.376% | 4.868% | 5.415% | 6.024% | 6.702% |  | Small | Dynamic Pricing with enabling tech.Small | TRUE
Dynamic Pricing w/o enabling tech. | Scenario 2 | Interruptible Rider | Manufacturing | 50% | 50% | 50% | 50% | 50% | 50% | 50% | 50% | 50% | 50% | 50% | 50% | 50% | 50% | 50% | 50% | 50% |  | Large | Dynamic Pricing w/o enabling tech.Large | FALSE
Dynamic Pricing w/o enabling tech. | Scenario 2 | Interruptible Rider | Miscellaneous | 50% | 50% | 50% | 50% | 50% | 50% | 50% | 50% | 50% | 50% | 50% | 50% | 50% | 50% | 50% | 50% | 50% |  | Large | Dynamic Pricing w/o enabling tech.Large | FALSE
Dynamic Pricing w/o enabling tech. | Scenario 2 | Interruptible Rider | Retail Trade | 50% | 50% | 50% | 50% | 50% | 50% | 50% | 50% | 50% | 50% | 50% | 50% | 50% | 50% | 50% | 50% | 50% |  | Large | Dynamic Pricing w/o enabling tech.Large | FALSE
Dynamic Pricing w/o enabling tech. | Scenario 2 | Large Commercial | Offices | 50% | 50% | 50% | 50% | 50% | 50% | 50% | 50% | 50% | 50% | 50% | 50% | 50% | 50% | 50% | 50% | 50% |  | Large | Dynamic Pricing w/o enabling tech.Large | FALSE
Dynamic Pricing w/o enabling tech. | Scenario 2 | Large Commercial | Services | 50% | 50% | 50% | 50% | 50% | 50% | 50% | 50% | 50% | 50% | 50% | 50% | 50% | 50% | 50% | 50% | 50% |  | Large | Dynamic Pricing w/o enabling tech.Large | FALSE
Dynamic Pricing w/o enabling tech. | Scenario 2 | Large Industrial | Manufacturing | 50% | 50% | 50% | 50% | 50% | 50% | 50% | 50% | 50% | 50% | 50% | 50% | 50% | 50% | 50% | 50% | 50% |  | Large | Dynamic Pricing w/o enabling tech.Large | FALSE
Dynamic Pricing w/o enabling tech. | Scenario 2 | Large Industrial | Miscellaneous | 50% | 50% | 50% | 50% | 50% | 50% | 50% | 50% | 50% | 50% | 50% | 50% | 50% | 50% | 50% | 50% | 50% |  | Large | Dynamic Pricing w/o enabling tech.Large | FALSE
Dynamic Pricing w/o enabling tech. | Scenario 2 | Large Industrial | Offices | 50% | 50% | 50% | 50% | 50% | 50% | 50% | 50% | 50% | 50% | 50% | 50% | 50% | 50% | 50% | 50% | 50% |  | Large | Dynamic Pricing w/o enabling tech.Large | FALSE
Dynamic Pricing w/o enabling tech. | Scenario 2 | Large Industrial | Retail Trade | 50% | 50% | 50% | 50% | 50% | 50% | 50% | 50% | 50% | 50% | 50% | 50% | 50% | 50% | 50% | 50% | 50% |  | Large | Dynamic Pricing w/o enabling tech.Large | FALSE
Dynamic Pricing w/o enabling tech. | Scenario 2 | Large Industrial | Services | 50% | 50% | 50% | 50% | 50% | 50% | 50% | 50% | 50% | 50% | 50% | 50% | 50% | 50% | 50% | 50% | 50% |  | Large | Dynamic Pricing w/o enabling tech.Large | FALSE
Dynamic Pricing w/o enabling tech. | Scenario 2 | Residential | Residential LI | 99.67% | 99.48% | 99.19% | 98.73% | 97.58% | 95.4% | 91.27% | 83.41% | 68.49% | 40.14% | 0% | 0% | 0% | 0% | 0% | 0% | 0% | 1-eligible customers for pricing with enabling tech | Residential | Dynamic Pricing w/o enabling tech.Residential | FALSE
Dynamic Pricing w/o enabling tech. | Scenario 2 | Residential | Residential Market Rate | 99.67% | 99.48% | 99.19% | 98.73% | 97.58% | 95.4% | 91.27% | 83.41% | 68.49% | 40.14% | 0% | 0% | 0% | 0% | 0% | 0% | 0% |  | Residential | Dynamic Pricing w/o enabling tech.Residential | FALSE
Dynamic Pricing w/o enabling tech. | Scenario 2 | Small Commercial | Manufacturing | 98.55% | 98.48% | 98.4% | 98.32% | 98.13% | 97.92% | 97.69% | 97.43% | 97.14% | 96.82% | 96.46% | 96.07% | 95.62% | 95.13% | 94.58% | 93.98% | 93.3% |  | Small | Dynamic Pricing w/o enabling tech.Small | FALSE
Dynamic Pricing w/o enabling tech. | Scenario 2 | Small Commercial | Miscellaneous | 98.55% | 98.48% | 98.4% | 98.32% | 98.13% | 97.92% | 97.69% | 97.43% | 97.14% | 96.82% | 96.46% | 96.07% | 95.62% | 95.13% | 94.58% | 93.98% | 93.3% |  | Small | Dynamic Pricing w/o enabling tech.Small | FALSE
Dynamic Pricing w/o enabling tech. | Scenario 2 | Small Commercial | Offices | 98.55% | 98.48% | 98.4% | 98.32% | 98.13% | 97.92% | 97.69% | 97.43% | 97.14% | 96.82% | 96.46% | 96.07% | 95.62% | 95.13% | 94.58% | 93.98% | 93.3% |  | Small | Dynamic Pricing w/o enabling tech.Small | FALSE
Dynamic Pricing w/o enabling tech. | Scenario 2 | Small Commercial | Retail Trade | 98.55% | 98.48% | 98.4% | 98.32% | 98.13% | 97.92% | 97.69% | 97.43% | 97.14% | 96.82% | 96.46% | 96.07% | 95.62% | 95.13% | 94.58% | 93.98% | 93.3% |  | Small | Dynamic Pricing w/o enabling tech.Small | FALSE
Dynamic Pricing w/o enabling tech. | Scenario 2 | Small Commercial | Services | 98.55% | 98.48% | 98.4% | 98.32% | 98.13% | 97.92% | 97.69% | 97.43% | 97.14% | 96.82% | 96.46% | 96.07% | 95.62% | 95.13% | 94.58% | 93.98% | 93.3% |  | Small | Dynamic Pricing w/o enabling tech.Small | FALSE
Dynamic Pricing w/o enabling tech. | Scenario 2 | Small Industrial | Manufacturing | 98.55% | 98.48% | 98.4% | 98.32% | 98.13% | 97.92% | 97.69% | 97.43% | 97.14% | 96.82% | 96.46% | 96.07% | 95.62% | 95.13% | 94.58% | 93.98% | 93.3% |  | Small | Dynamic Pricing w/o enabling tech.Small | FALSE
Dynamic Pricing w/o enabling tech. | Scenario 2 | Small Industrial | Miscellaneous | 98.55% | 98.48% | 98.4% | 98.32% | 98.13% | 97.92% | 97.69% | 97.43% | 97.14% | 96.82% | 96.46% | 96.07% | 95.62% | 95.13% | 94.58% | 93.98% | 93.3% |  | Small | Dynamic Pricing w/o enabling tech.Small | FALSE
Dynamic Pricing w/o enabling tech. | Scenario 2 | Small Industrial | Offices | 98.55% | 98.48% | 98.4% | 98.32% | 98.13% | 97.92% | 97.69% | 97.43% | 97.14% | 96.82% | 96.46% | 96.07% | 95.62% | 95.13% | 94.58% | 93.98% | 93.3% |  | Small | Dynamic Pricing w/o enabling tech.Small | FALSE
Dynamic Pricing w/o enabling tech. | Scenario 2 | Small Industrial | Retail Trade | 98.55% | 98.48% | 98.4% | 98.32% | 98.13% | 97.92% | 97.69% | 97.43% | 97.14% | 96.82% | 96.46% | 96.07% | 95.62% | 95.13% | 94.58% | 93.98% | 93.3% |  | Small | Dynamic Pricing w/o enabling tech.Small | FALSE
Dynamic Pricing w/o enabling tech. | Scenario 2 | Small Industrial | Services | 98.55% | 98.48% | 98.4% | 98.32% | 98.13% | 97.92% | 97.69% | 97.43% | 97.14% | 96.82% | 96.46% | 96.07% | 95.62% | 95.13% | 94.58% | 93.98% | 93.3% |  | Small | Dynamic Pricing w/o enabling tech.Small | FALSE
EV Charging Control | Scenario 2 | EV | EV | 100% | 100% | 100% | 100% | 100% | 100% | 100% | 100% | 100% | 100% | 100% | 100% | 100% | 100% | 100% | 100% | 100% |  | EV | EV Charging ControlEV | FALSE
BTM Battery Control | Scenario 2 | Residential | Residential LI | 100% | 100% | 100% | 100% | 100% | 100% | 100% | 100% | 100% | 100% | 100% | 100% | 100% | 100% | 100% | 100% | 100% |  | Residential | BTM Battery ControlResidential | FALSE
BTM Battery Control | Scenario 2 | Residential | Residential Market Rate | 100% | 100% | 100% | 100% | 100% | 100% | 100% | 100% | 100% | 100% | 100% | 100% | 100% | 100% | 100% | 100% | 100% |  | Residential | BTM Battery ControlResidential | FALSE
Behavioral DR | Scenario 2 | Residential | Residential LI | 100% | 100% | 100% | 100% | 100% | 100% | 100% | 100% | 100% | 100% | 100% | 100% | 100% | 100% | 100% | 100% | 100% |  | Residential | Behavioral DRResidential | FALSE
Behavioral DR | Scenario 2 | Residential | Residential Market Rate | 100% | 100% | 100% | 100% | 100% | 100% | 100% | 100% | 100% | 100% | 100% | 100% | 100% | 100% | 100% | 100% | 100% |  | Residential | Behavioral DRResidential | FALSE
Time-of-Use Rates (TOU) | Scenario 2 | Interruptible Rider | Manufacturing | [18 empty] | Large | Time-of-Use Rates (TOU)Large | FALSE | bar: 2021 to 2037
Time-of-Use Rates (TOU) | Scenario 2 | Interruptible Rider | Miscellaneous | [18 empty] | Large | Time-of-Use Rates (TOU)Large | FALSE | bar: 2021 to 2037
Time-of-Use Rates (TOU) | Scenario 2 | Interruptible Rider | Retail Trade | [18 empty] | Large | Time-of-Use Rates (TOU)Large | FALSE | bar: 2021 to 2037
Time-of-Use Rates (TOU) | Scenario 2 | Large Commercial | Offices | [18 empty] | Large | Time-of-Use Rates (TOU)Large | FALSE | bar: 2021 to 2037
Time-of-Use Rates (TOU) | Scenario 2 | Large Commercial | Services | [18 empty] | Large | Time-of-Use Rates (TOU)Large | FALSE | bar: 2021 to 2037
Time-of-Use Rates (TOU) | Scenario 2 | Large Industrial | Manufacturing | [18 empty] | Large | Time-of-Use Rates (TOU)Large | FALSE | bar: 2021 to 2037
Time-of-Use Rates (TOU) | Scenario 2 | Large Industrial | Miscellaneous | [18 empty] | Large | Time-of-Use Rates (TOU)Large | FALSE | bar: 2021 to 2037
Time-of-Use Rates (TOU) | Scenario 2 | Large Industrial | Offices | [18 empty] | Large | Time-of-Use Rates (TOU)Large | FALSE | bar: 2021 to 2037
Time-of-Use Rates (TOU) | Scenario 2 | Large Industrial | Retail Trade | [18 empty] | Large | Time-of-Use Rates (TOU)Large | FALSE | bar: 2021 to 2037
Time-of-Use Rates (TOU) | Scenario 2 | Large Industrial | Services | [18 empty] | Large | Time-of-Use Rates (TOU)Large | FALSE | bar: 2021 to 2037
Time-of-Use Rates (TOU) | Scenario 2 | Residential | Residential LI | 100% | 100% | 100% | 100% | 100% | 100% | 100% | 100% | 100% | 100% | 100% | 100% | 100% | 100% | 100% | 100% | 100% |  | Residential | Time-of-Use Rates (TOU)Residential | FALSE
Time-of-Use Rates (TOU) | Scenario 2 | Residential | Residential Market Rate | 100% | 100% | 100% | 100% | 100% | 100% | 100% | 100% | 100% | 100% | 100% | 100% | 100% | 100% | 100% | 100% | 100% |  | Residential | Time-of-Use Rates (TOU)Residential | FALSE
Time-of-Use Rates (TOU) | Scenario 2 | Small Commercial | Manufacturing | 100% | 100% | 100% | 100% | 100% | 100% | 100% | 100% | 100% | 100% | 100% | 100% | 100% | 100% | 100% | 100% | 100% |  | Small | Time-of-Use Rates (TOU)Small | FALSE
Time-of-Use Rates (TOU) | Scenario 2 | Small Commercial | Miscellaneous | 100% | 100% | 100% | 100% | 100% | 100% | 100% | 100% | 100% | 100% | 100% | 100% | 100% | 100% | 100% | 100% | 100% |  | Small | Time-of-Use Rates (TOU)Small | FALSE
Time-of-Use Rates (TOU) | Scenario 2 | Small Commercial | Offices | 100% | 100% | 100% | 100% | 100% | 100% | 100% | 100% | 100% | 100% | 100% | 100% | 100% | 100% | 100% | 100% | 100% |  | Small | Time-of-Use Rates (TOU)Small | FALSE
Time-of-Use Rates (TOU) | Scenario 2 | Small Commercial | Retail Trade | 100% | 100% | 100% | 100% | 100% | 100% | 100% | 100% | 100% | 100% | 100% | 100% | 100% | 100% | 100% | 100% | 100% |  | Small | Time-of-Use Rates (TOU)Small | FALSE
Time-of-Use Rates (TOU) | Scenario 2 | Small Commercial | Services | 100% | 100% | 100% | 100% | 100% | 100% | 100% | 100% | 100% | 100% | 100% | 100% | 100% | 100% | 100% | 100% | 100% |  | Small | Time-of-Use Rates (TOU)Small | FALSE
Time-of-Use Rates (TOU) | Scenario 2 | Small Industrial | Manufacturing | 100% | 100% | 100% | 100% | 100% | 100% | 100% | 100% | 100% | 100% | 100% | 100% | 100% | 100% | 100% | 100% | 100% |  | Small | Time-of-Use Rates (TOU)Small | FALSE
Time-of-Use Rates (TOU) | Scenario 2 | Small Industrial | Miscellaneous | 100% | 100% | 100% | 100% | 100% | 100% | 100% | 100% | 100% | 100% | 100% | 100% | 100% | 100% | 100% | 100% | 100% |  | Small | Time-of-Use Rates (TOU)Small | FALSE
Time-of-Use Rates (TOU) | Scenario 2 | Small Industrial | Offices | 100% | 100% | 100% | 100% | 100% | 100% | 100% | 100% | 100% | 100% | 100% | 100% | 100% | 100% | 100% | 100% | 100% |  | Small | Time-of-Use Rates (TOU)Small | FALSE
Time-of-Use Rates (TOU) | Scenario 2 | Small Industrial | Retail Trade | 100% | 100% | 100% | 100% | 100% | 100% | 100% | 100% | 100% | 100% | 100% | 100% | 100% | 100% | 100% | 100% | 100% |  | Small | Time-of-Use Rates (TOU)Small | FALSE
Time-of-Use Rates (TOU) | Scenario 2 | Small Industrial | Services | 100% | 100% | 100% | 100% | 100% | 100% | 100% | 100% | 100% | 100% | 100% | 100% | 100% | 100% | 100% | 100% | 100% |  | Small | Time-of-Use Rates (TOU)Small | FALSE
DLC-Switch-Water Heating | Scenario 1 | Residential | Residential LI | 97% | 97% | 97% | 97% | 97% | 97% | 97% | 97% | 97% | 97% | 97% | 97% | 97% | 97% | 97% | 97% | 97% | 1- Smart WH | Residential | DLC-Switch-Water HeatingResidential | FALSE
DLC-Switch-Water Heating | Scenario 1 | Residential | Residential Market Rate | 97% | 97% | 97% | 97% | 97% | 97% | 97% | 97% | 97% | 97% | 97% | 97% | 97% | 97% | 97% | 97% | 97% | 1- Smart WH | Residential | DLC-Switch-Water HeatingResidential | FALSE
DLC-BYOD-Water Heating | Scenario 1 | Residential | Residential LI | [17 empty] | Smart WH from 2019 GH Baseline study | Residential | DLC-BYOD-Water HeatingResidential | FALSE | bar: 2021 to 2037
DLC-BYOD-Water Heating | Scenario 1 | Residential | Residential Market Rate | [17 empty] | Smart WH from 2019 GH Baseline study | Residential | DLC-BYOD-Water HeatingResidential | FALSE | bar: 2021 to 2037
DLC-Thermostat-DI-Central Heat Pump | Scenario 1 | Residential | Residential LI | [18 empty] | Residential | DLC-Thermostat-DI-Central Heat PumpResidential | TRUE | bar: 2021 to 2037
DLC-Thermostat-DI-Central Heat Pump | Scenario 1 | Residential | Residential Market Rate | [18 empty] | Residential | DLC-Thermostat-DI-Central Heat PumpResidential | TRUE | bar: 2021 to 2037
DLC-Thermostat-BYOT-Central Heat Pump | Scenario 1 | Residential | Residential LI | [17 empty] | % of electric heating households with smart thermostats from NSP 2020 Res End Use survey | Residential | DLC-Thermostat-BYOT-Central Heat PumpResidential | FALSE | bar: 2021 to 2037
DLC-Thermostat-BYOT-Central Heat Pump | Scenario 1 | Residential | Residential Market Rate | [18 empty] | Residential | DLC-Thermostat-BYOT-Central Heat PumpResidential | FALSE | bar: 2021 to 2037
DLC-Switch-Water Heating | Scenario 1 | Small Commercial | Manufacturing | 89% | 89% | 89% | 89% | 89% | 89% | 89% | 89% | 89% | 89% | 89% | 89% | 89% | 89% | 89% | 89% | 89% | 1 - Percentage of respondents with smart WH from 2019 GH baseline study | Small | DLC-Switch-Water HeatingSmall | FALSE
DLC-Switch-Water Heating | Scenario 1 | Small Commercial | Miscellaneous | 89% | 89% | 89% | 89% | 89% | 89% | 89% | 89% | 89% | 89% | 89% | 89% | 89% | 89% | 89% | 89% | 89% |  | Small | DLC-Switch-Water HeatingSmall | FALSE
DLC-Switch-Water Heating | Scenario 1 | Small Commercial | Offices | 89% | 89% | 89% | 89% | 89% | 89% | 89% | 89% | 89% | 89% | 89% | 89% | 89% | 89% | 89% | 89% | 89% |  | Small | DLC-Switch-Water HeatingSmall | FALSE
DLC-Switch-Water Heating | Scenario 1 | Small Commercial | Retail Trade | 89% | 89% | 89% | 89% | 89% | 89% | 89% | 89% | 89% | 89% | 89% | 89% | 89% | 89% | 89% | 89% | 89% |  | Small | DLC-Switch-Water HeatingSmall | FALSE
DLC-Switch-Water Heating | Scenario 1 | Small Commercial | Services | 89% | 89% | 89% | 89% | 89% | 89% | 89% | 89% | 89% | 89% | 89% | 89% | 89% | 89% | 89% | 89% | 89% |  | Small | DLC-Switch-Water HeatingSmall | FALSE
DLC-Switch-Water Heating | Scenario 1 | Small Industrial | Manufacturing | 89% | 89% | 89% | 89% | 89% | 89% | 89% | 89% | 89% | 89% | 89% | 89% | 89% | 89% | 89% | 89% | 89% |  | Small | DLC-Switch-Water HeatingSmall | FALSE
DLC-Switch-Water Heating | Scenario 1 | Small Industrial | Miscellaneous | 89% | 89% | 89% | 89% | 89% | 89% | 89% | 89% | 89% | 89% | 89% | 89% | 89% | 89% | 89% | 89% | 89% |  | Small | DLC-Switch-Water HeatingSmall | FALSE
DLC-Switch-Water Heating | Scenario 1 | Small Industrial | Offices | 89% | 89% | 89% | 89% | 89% | 89% | 89% | 89% | 89% | 89% | 89% | 89% | 89% | 89% | 89% | 89% | 89% |  | Small | DLC-Switch-Water HeatingSmall | FALSE
DLC-Switch-Water Heating | Scenario 1 | Small Industrial | Retail Trade | 89% | 89% | 89% | 89% | 89% | 89% | 89% | 89% | 89% | 89% | 89% | 89% | 89% | 89% | 89% | 89% | 89% |  | Small | DLC-Switch-Water HeatingSmall | FALSE
DLC-Switch-Water Heating | Scenario 1 | Small Industrial | Services | 89% | 89% | 89% | 89% | 89% | 89% | 89% | 89% | 89% | 89% | 89% | 89% | 89% | 89% | 89% | 89% | 89% |  | Small | DLC-Switch-Water HeatingSmall | FALSE
DLC-BYOD-Water Heating | Scenario 1 | Small Commercial | Manufacturing | 11% | 11% | 11% | 11% | 11% | 11% | 11% | 11% | 11% | 11% | 11% | 11% | 11% | 11% | 11% | 11% | 11% | Percentage of respondents with smart WH from 2019 GH baseline study | Small | DLC-BYOD-Water HeatingSmall | FALSE
DLC-BYOD-Water Heating | Scenario 1 | Small Commercial | Miscellaneous | 11% | 11% | 11% | 11% | 11% | 11% | 11% | 11% | 11% | 11% | 11% | 11% | 11% | 11% | 11% | 11% | 11% |  | Small | DLC-BYOD-Water HeatingSmall | FALSE
DLC-BYOD-Water Heating | Scenario 1 | Small Commercial | Offices | 11% | 11% | 11% | 11% | 11% | 11% | 11% | 11% | 11% | 11% | 11% | 11% | 11% | 11% | 11% | 11% | 11% |  | Small | DLC-BYOD-Water HeatingSmall | FALSE
DLC-BYOD-Water Heating | Scenario 1 | Small Commercial | Retail Trade | 11% | 11% | 11% | 11% | 11% | 11% | 11% | 11% | 11% | 11% | 11% | 11% | 11% | 11% | 11% | 11% | 11% |  | Small | DLC-BYOD-Water HeatingSmall | FALSE
DLC-BYOD-Water Heating | Scenario 1 | Small Commercial | Services | 11% | 11% | 11% | 11% | 11% | 11% | 11% | 11% | 11% | 11% | 11% | 11% | 11% | 11% | 11% | 11% | 11% |  | Small | DLC-BYOD-Water HeatingSmall | FALSE
DLC-BYOD-Water Heating | Scenario 1 | Small Industrial | Manufacturing | 11% | 11% | 11% | 11% | 11% | 11% | 11% | 11% | 11% | 11% | 11% | 11% | 11% | 11% | 11% | 11% | 11% |  | Small | DLC-BYOD-Water HeatingSmall | FALSE
DLC-BYOD-Water Heating | Scenario 1 | Small Industrial | Miscellaneous | 11% | 11% | 11% | 11% | 11% | 11% | 11% | 11% | 11% | 11% | 11% | 11% | 11% | 11% | 11% | 11% | 11% |  | Small | DLC-BYOD-Water HeatingSmall | FALSE
DLC-BYOD-Water Heating | Scenario 1 | Small Industrial | Offices | 11% | 11% | 11% | 11% | 11% | 11% | 11% | 11% | 11% | 11% | 11% | 11% | 11% | 11% | 11% | 11% | 11% |  | Small | DLC-BYOD-Water HeatingSmall | FALSE
DLC-BYOD-Water Heating | Scenario 1 | Small Industrial | Retail Trade | 11% | 11% | 11% | 11% | 11% | 11% | 11% | 11% | 11% | 11% | 11% | 11% | 11% | 11% | 11% | 11% | 11% |  | Small | DLC-BYOD-Water HeatingSmall | FALSE
DLC-BYOD-Water Heating | Scenario 1 | Small Industrial | Services | 11% | 11% | 11% | 11% | 11% | 11% | 11% | 11% | 11% | 11% | 11% | 11% | 11% | 11% | 11% | 11% | 11% |  | Small | DLC-BYOD-Water HeatingSmall | FALSE
DLC-Thermostat-DI-Baseboard Heating | Scenario 1 | Residential | Residential Market Rate | [18 empty] | Residential | DLC-Thermostat-DI-Baseboard HeatingResidential | TRUE | bar: 2021 to 2037
DLC-Thermostat-BYOT-Baseboard Heating | Scenario 1 | Residential | Residential Market Rate | [18 empty] | Residential | DLC-Thermostat-BYOT-Baseboard HeatingResidential | TRUE | bar: 2021 to 2037
DLC-Thermostat-DI-Baseboard Heating | Scenario 1 | Residential | Residential LI | [18 empty] | Residential | DLC-Thermostat-DI-Baseboard HeatingResidential | TRUE | bar: 2021 to 2037
DLC-Thermostat-BYOT-Baseboard Heating | Scenario 1 | Residential | Residential LI | [18 empty] | Residential | DLC-Thermostat-BYOT-Baseboard HeatingResidential | TRUE | bar: 2021 to 2037
DLC-Thermostat-DI-MSHP | Scenario 1 | Residential | Residential Market Rate | [18 empty] | Residential | DLC-Thermostat-DI-MSHPResidential | TRUE | bar: 2021 to 2037
DLC-Thermostat-BYOT-MSHP | Scenario 1 | Residential | Residential Market Rate | [18 empty] | Residential | DLC-Thermostat-BYOT-MSHPResidential | TRUE | bar: 2021 to 2037
DLC-Thermostat-DI-MSHP | Scenario 1 | Residential | Residential LI | [18 empty] | Residential | DLC-Thermostat-DI-MSHPResidential | TRUE | bar: 2021 to 2037
DLC-Thermostat-BYOT-MSHP | Scenario 1 | Residential | Residential LI | [18 empty] | Residential | DLC-Thermostat-BYOT-MSHPResidential | TRUE | bar: 2021 to 2037
DLC-Thermostat-HVAC | Scenario 1 | Small Commercial | Manufacturing | 60% | 60% | 60% | 60% | 60% | 60% | 60% | 60% | 60% | 60% | 60% | 60% | 60% | 60% | 60% | 60% | 60% | Electric heating for BNI from EE globals | Small | DLC-Thermostat-HVACSmall | FALSE
DLC-Thermostat-HVAC | Scenario 1 | Small Commercial | Miscellaneous | 60% | 60% | 60% | 60% | 60% | 60% | 60% | 60% | 60% | 60% | 60% | 60% | 60% | 60% | 60% | 60% | 60% |  | Small | DLC-Thermostat-HVACSmall | FALSE
DLC-Thermostat-HVAC | Scenario 1 | Small Commercial | Offices | 60% | 60% | 60% | 60% | 60% | 60% | 60% | 60% | 60% | 60% | 60% | 60% | 60% | 60% | 60% | 60% | 60% |  | Small | DLC-Thermostat-HVACSmall | FALSE
DLC-Thermostat-HVAC | Scenario 1 | Small Commercial | Retail Trade | 60% | 60% | 60% | 60% | 60% | 60% | 60% | 60% | 60% | 60% | 60% | 60% | 60% | 60% | 60% | 60% | 60% |  | Small | DLC-Thermostat-HVACSmall | FALSE
DLC-Thermostat-HVAC | Scenario 1 | Small Commercial | Services | 60% | 60% | 60% | 60% | 60% | 60% | 60% | 60% | 60% | 60% | 60% | 60% | 60% | 60% | 60% | 60% | 60% |  | Small | DLC-Thermostat-HVACSmall | FALSE
DLC-Thermostat-HVAC | Scenario 1 | Small Industrial | Services | 60% | 60% | 60% | 60% | 60% | 60% | 60% | 60% | 60% | 60% | 60% | 60% | 60% | 60% | 60% | 60% | 60% |  | Small | DLC-Thermostat-HVACSmall | FALSE
DLC-Thermostat-HVAC | Scenario 1 | Small Industrial | Manufacturing | 60% | 60% | 60% | 60% | 60% | 60% | 60% | 60% | 60% | 60% | 60% | 60% | 60% | 60% | 60% | 60% | 60% |  | Small | DLC-Thermostat-HVACSmall | FALSE
DLC-Thermostat-HVAC | Scenario 1 | Small Industrial | Miscellaneous | 60% | 60% | 60% | 60% | 60% | 60% | 60% | 60% | 60% | 60% | 60% | 60% | 60% | 60% | 60% | 60% | 60% |  | Small | DLC-Thermostat-HVACSmall | FALSE
DLC-Thermostat-HVAC | Scenario 1 | Small Industrial | Offices | 60% | 60% | 60% | 60% | 60% | 60% | 60% | 60% | 60% | 60% | 60% | 60% | 60% | 60% | 60% | 60% | 60% |  | Small | DLC-Thermostat-HVACSmall | FALSE
DLC-Thermostat-HVAC | Scenario 1 | Small Industrial | Retail Trade | 60% | 60% | 60% | 60% | 60% | 60% | 60% | 60% | 60% | 60% | 60% | 60% | 60% | 60% | 60% | 60% | 60% |  | Small | DLC-Thermostat-HVACSmall | FALSE
DLC-Thermostat-DI-Central Heat Pump | Scenario 1 | Small Commercial | Manufacturing | 0.7746% | 0.7523% | 0.7306% | 0.7095% | 0.6997% | 0.69% | 0.6804% | 0.671% | 0.6617% | 0.6526% | 0.6435% | 0.6346% | 0.6258% | 0.6172% | 0.6086% | 0.6002% | 0.5919% | Customers from ProCESS model, Efficient Product Installation. DI portion | Small | DLC-Thermostat-DI-Central Heat PumpSmall | TRUE
DLC-Thermostat-DI-Central Heat Pump | Scenario 1 | Small Commercial | Miscellaneous | 0.7746% | 0.7523% | 0.7306% | 0.7095% | 0.6997% | 0.69% | 0.6804% | 0.671% | 0.6617% | 0.6526% | 0.6435% | 0.6346% | 0.6258% | 0.6172% | 0.6086% | 0.6002% | 0.5919% |  | Small | DLC-Thermostat-DI-Central Heat PumpSmall | TRUE
DLC-Thermostat-DI-Central Heat Pump | Scenario 1 | Small Commercial | Offices | 0.7746% | 0.7523% | 0.7306% | 0.7095% | 0.6997% | 0.69% | 0.6804% | 0.671% | 0.6617% | 0.6526% | 0.6435% | 0.6346% | 0.6258% | 0.6172% | 0.6086% | 0.6002% | 0.5919% |  | Small | DLC-Thermostat-DI-Central Heat PumpSmall | TRUE
DLC-Thermostat-DI-Central Heat Pump | Scenario 1 | Small Commercial | Retail Trade | 0.7746% | 0.7523% | 0.7306% | 0.7095% | 0.6997% | 0.69% | 0.6804% | 0.671% | 0.6617% | 0.6526% | 0.6435% | 0.6346% | 0.6258% | 0.6172% | 0.6086% | 0.6002% | 0.5919% |  | Small | DLC-Thermostat-DI-Central Heat PumpSmall | TRUE
DLC-Thermostat-DI-Central Heat Pump | Scenario 1 | Small Commercial | Services | 0.7746% | 0.7523% | 0.7306% | 0.7095% | 0.6997% | 0.69% | 0.6804% | 0.671% | 0.6617% | 0.6526% | 0.6435% | 0.6346% | 0.6258% | 0.6172% | 0.6086% | 0.6002% | 0.5919% |  | Small | DLC-Thermostat-DI-Central Heat PumpSmall | TRUE
DLC-Thermostat-DI-Central Heat Pump | Scenario 1 | Small Industrial | Services | 0.7746% | 0.7523% | 0.7306% | 0.7095% | 0.6997% | 0.69% | 0.6804% | 0.671% | 0.6617% | 0.6526% | 0.6435% | 0.6346% | 0.6258% | 0.6172% | 0.6086% | 0.6002% | 0.5919% |  | Small | DLC-Thermostat-DI-Central Heat PumpSmall | TRUE
DLC-Thermostat-DI-Central Heat Pump | Scenario 1 | Small Industrial | Manufacturing | 0.7746% | 0.7523% | 0.7306% | 0.7095% | 0.6997% | 0.69% | 0.6804% | 0.671% | 0.6617% | 0.6526% | 0.6435% | 0.6346% | 0.6258% | 0.6172% | 0.6086% | 0.6002% | 0.5919% |  | Small | DLC-Thermostat-DI-Central Heat PumpSmall | TRUE
DLC-Thermostat-DI-Central Heat Pump | Scenario 1 | Small Industrial | Miscellaneous | 0.7746% | 0.7523% | 0.7306% | 0.7095% | 0.6997% | 0.69% | 0.6804% | 0.671% | 0.6617% | 0.6526% | 0.6435% | 0.6346% | 0.6258% | 0.6172% | 0.6086% | 0.6002% | 0.5919% |  | Small | DLC-Thermostat-DI-Central Heat PumpSmall | TRUE
DLC-Thermostat-DI-Central Heat Pump | Scenario 1 | Small Industrial | Offices | 0.7746% | 0.7523% | 0.7306% | 0.7095% | 0.6997% | 0.69% | 0.6804% | 0.671% | 0.6617% | 0.6526% | 0.6435% | 0.6346% | 0.6258% | 0.6172% | 0.6086% | 0.6002% | 0.5919% |  | Small | DLC-Thermostat-DI-Central Heat PumpSmall | TRUE
DLC-Thermostat-DI-Central Heat Pump | Scenario 1 | Small Industrial | Retail Trade | 0.7746% | 0.7523% | 0.7306% | 0.7095% | 0.6997% | 0.69% | 0.6804% | 0.671% | 0.6617% | 0.6526% | 0.6435% | 0.6346% | 0.6258% | 0.6172% | 0.6086% | 0.6002% | 0.5919% |  | Small | DLC-Thermostat-DI-Central Heat PumpSmall | TRUE
DLC-Thermostat-BYOT-Central Heat Pump | Scenario 1 | Small Commercial | Manufacturing | [18 empty] | Small | DLC-Thermostat-BYOT-Central Heat PumpSmall | FALSE | bar: 2021 to 2037
DLC-Thermostat-BYOT-Central Heat Pump | Scenario 1 | Small Commercial | Miscellaneous | [18 empty] | Small | DLC-Thermostat-BYOT-Central Heat PumpSmall | FALSE | bar: 2021 to 2037
DLC-Thermostat-BYOT-Central Heat Pump | Scenario 1 | Small Commercial | Offices | [18 empty] | Small | DLC-Thermostat-BYOT-Central Heat PumpSmall | FALSE | bar: 2021 to 2037
DLC-Thermostat-BYOT-Central Heat Pump | Scenario 1 | Small Commercial | Retail Trade | [18 empty] | Small | DLC-Thermostat-BYOT-Central Heat PumpSmall | FALSE | bar: 2021 to 2037
DLC-Thermostat-BYOT-Central Heat Pump | Scenario 1 | Small Commercial | Services | [18 empty] | Small | DLC-Thermostat-BYOT-Central Heat PumpSmall | FALSE | bar: 2021 to 2037
DLC-Thermostat-BYOT-Central Heat Pump | Scenario 1 | Small Industrial | Services | [18 empty] | Small | DLC-Thermostat-BYOT-Central Heat PumpSmall | FALSE | bar: 2021 to 2037
DLC-Thermostat-BYOT-Central Heat Pump | Scenario 1 | Small Industrial | Manufacturing | [18 empty] | Small | DLC-Thermostat-BYOT-Central Heat PumpSmall | FALSE | bar: 2021 to 2037
DLC-Thermostat-BYOT-Central Heat Pump | Scenario 1 | Small Industrial | Miscellaneous | [18 empty] | Small | DLC-Thermostat-BYOT-Central Heat PumpSmall | FALSE | bar: 2021 to 2037
DLC-Thermostat-BYOT-Central Heat Pump | Scenario 1 | Small Industrial | Offices | [18 empty] | Small | DLC-Thermostat-BYOT-Central Heat PumpSmall | FALSE | bar: 2021 to 2037
DLC-Thermostat-BYOT-Central Heat Pump | Scenario 1 | Small Industrial | Retail Trade | [18 empty] | Small | DLC-Thermostat-BYOT-Central Heat PumpSmall | FALSE | bar: 2021 to 2037
DLC-Thermostat-DI-Baseboard Heating | Scenario 1 | Small Commercial | Manufacturing | 2.626% | 2.829% | 3.049% | 3.285% | 3.591% | 3.924% | 4.289% | 4.687% | 5.123% | 5.599% | 6.119% | 6.688% | 7.309% | 7.988% | 8.731% | 9.542% | 10.43% |  | Small | DLC-Thermostat-DI-Baseboard HeatingSmall | TRUE
DLC-Thermostat-DI-Baseboard Heating | Scenario 1 | Small Commercial | Miscellaneous | 2.626% | 2.829% | 3.049% | 3.285% | 3.591% | 3.924% | 4.289% | 4.687% | 5.123% | 5.599% | 6.119% | 6.688% | 7.309% | 7.988% | 8.731% | 9.542% | 10.43% |  | Small | DLC-Thermostat-DI-Baseboard HeatingSmall | TRUE
DLC-Thermostat-DI-Baseboard Heating | Scenario 1 | Small Commercial | Offices | 2.626% | 2.829% | 3.049% | 3.285% | 3.591% | 3.924% | 4.289% | 4.687% | 5.123% | 5.599% | 6.119% | 6.688% | 7.309% | 7.988% | 8.731% | 9.542% | 10.43% |  | Small | DLC-Thermostat-DI-Baseboard HeatingSmall | TRUE
DLC-Thermostat-DI-Baseboard Heating | Scenario 1 | Small Commercial | Retail Trade | 2.626% | 2.829% | 3.049% | 3.285% | 3.591% | 3.924% | 4.289% | 4.687% | 5.123% | 5.599% | 6.119% | 6.688% | 7.309% | 7.988% | 8.731% | 9.542% | 10.43% |  | Small | DLC-Thermostat-DI-Baseboard HeatingSmall | TRUE
DLC-Thermostat-DI-Baseboard Heating | Scenario 1 | Small Commercial | Services | 2.626% | 2.829% | 3.049% | 3.285% | 3.591% | 3.924% | 4.289% | 4.687% | 5.123% | 5.599% | 6.119% | 6.688% | 7.309% | 7.988% | 8.731% | 9.542% | 10.43% |  | Small | DLC-Thermostat-DI-Baseboard HeatingSmall | TRUE
DLC-Thermostat-DI-Baseboard Heating | Scenario 1 | Small Industrial | Services | 2.626% | 2.829% | 3.049% | 3.285% | 3.591% | 3.924% | 4.289% | 4.687% | 5.123% | 5.599% | 6.119% | 6.688% | 7.309% | 7.988% | 8.731% | 9.542% | 10.43% |  | Small | DLC-Thermostat-DI-Baseboard HeatingSmall | TRUE
DLC-Thermostat-DI-Baseboard Heating | Scenario 1 | Small Industrial | Manufacturing | 2.626% | 2.829% | 3.049% | 3.285% | 3.591% | 3.924% | 4.289% | 4.687% | 5.123% | 5.599% | 6.119% | 6.688% | 7.309% | 7.988% | 8.731% | 9.542% | 10.43% |  | Small | DLC-Thermostat-DI-Baseboard HeatingSmall | TRUE
DLC-Thermostat-DI-Baseboard Heating | Scenario 1 | Small Industrial | Miscellaneous | 2.626% | 2.829% | 3.049% | 3.285% | 3.591% | 3.924% | 4.289% | 4.687% | 5.123% | 5.599% | 6.119% | 6.688% | 7.309% | 7.988% | 8.731% | 9.542% | 10.43% |  | Small | DLC-Thermostat-DI-Baseboard HeatingSmall | TRUE
DLC-Thermostat-DI-Baseboard Heating | Scenario 1 | Small Industrial | Offices | 2.626% | 2.829% | 3.049% | 3.285% | 3.591% | 3.924% | 4.289% | 4.687% | 5.123% | 5.599% | 6.119% | 6.688% | 7.309% | 7.988% | 8.731% | 9.542% | 10.43% |  | Small | DLC-Thermostat-DI-Baseboard HeatingSmall | TRUE
DLC-Thermostat-DI-Baseboard Heating | Scenario 1 | Small Industrial | Retail Trade | 2.626% | 2.829% | 3.049% | 3.285% | 3.591% | 3.924% | 4.289% | 4.687% | 5.123% | 5.599% | 6.119% | 6.688% | 7.309% | 7.988% | 8.731% | 9.542% | 10.43% |  | Small | DLC-Thermostat-DI-Baseboard HeatingSmall | TRUE
DLC-Thermostat-BYOT-Baseboard Heating | Scenario 1 | Small Commercial | Manufacturing | [18 empty] | Small | DLC-Thermostat-BYOT-Baseboard HeatingSmall | FALSE | bar: 2021 to 2037
DLC-Thermostat-BYOT-Baseboard Heating | Scenario 1 | Small Commercial | Miscellaneous | [18 empty] | Small | DLC-Thermostat-BYOT-Baseboard HeatingSmall | FALSE | bar: 2021 to 2037
DLC-Thermostat-BYOT-Baseboard Heating | Scenario 1 | Small Commercial | Offices | [18 empty] | Small | DLC-Thermostat-BYOT-Baseboard HeatingSmall | FALSE | bar: 2021 to 2037
DLC-Thermostat-BYOT-Baseboard Heating | Scenario 1 | Small Commercial | Retail Trade | [18 empty] | Small | DLC-Thermostat-BYOT-Baseboard HeatingSmall | FALSE | bar: 2021 to 2037
DLC-Thermostat-BYOT-Baseboard Heating | Scenario 1 | Small Commercial | Services | [18 empty] | Small | DLC-Thermostat-BYOT-Baseboard HeatingSmall | FALSE | bar: 2021 to 2037
DLC-Thermostat-BYOT-Baseboard Heating | Scenario 1 | Small Industrial | Services | [18 empty] | Small | DLC-Thermostat-BYOT-Baseboard HeatingSmall | FALSE | bar: 2021 to 2037
DLC-Thermostat-BYOT-Baseboard Heating | Scenario 1 | Small Industrial | Manufacturing | [18 empty] | Small | DLC-Thermostat-BYOT-Baseboard HeatingSmall | FALSE | bar: 2021 to 2037
DLC-Thermostat-BYOT-Baseboard Heating | Scenario 1 | Small Industrial | Miscellaneous | [18 empty] | Small | DLC-Thermostat-BYOT-Baseboard HeatingSmall | FALSE | bar: 2021 to 2037
DLC-Thermostat-BYOT-Baseboard Heating | Scenario 1 | Small Industrial | Offices | [18 empty] | Small | DLC-Thermostat-BYOT-Baseboard HeatingSmall | FALSE | bar: 2021 to 2037
DLC-Thermostat-BYOT-Baseboard Heating | Scenario 1 | Small Industrial | Retail Trade | [18 empty] | Small | DLC-Thermostat-BYOT-Baseboard HeatingSmall | FALSE | bar: 2021 to 2037
DLC-Thermostat-DI-MSHP | Scenario 1 | Small Commercial | Manufacturing | 0.4335% | 0.421% | 0.4089% | 0.3971% | 0.3916% | 0.3862% | 0.3808% | 0.3756% | 0.3704% | 0.3652% | 0.3602% | 0.3552% | 0.3503% | 0.3454% | 0.3406% | 0.3359% | 0.3313% |  | Small | DLC-Thermostat-DI-MSHPSmall | TRUE
DLC-Thermostat-DI-MSHP | Scenario 1 | Small Commercial | Miscellaneous | 0.4335% | 0.421% | 0.4089% | 0.3971% | 0.3916% | 0.3862% | 0.3808% | 0.3756% | 0.3704% | 0.3652% | 0.3602% | 0.3552% | 0.3503% | 0.3454% | 0.3406% | 0.3359% | 0.3313% |  | Small | DLC-Thermostat-DI-MSHPSmall | TRUE
DLC-Thermostat-DI-MSHP | Scenario 1 | Small Commercial | Offices | 0.4335% | 0.421% | 0.4089% | 0.3971% | 0.3916% | 0.3862% | 0.3808% | 0.3756% | 0.3704% | 0.3652% | 0.3602% | 0.3552% | 0.3503% | 0.3454% | 0.3406% | 0.3359% | 0.3313% |  | Small | DLC-Thermostat-DI-MSHPSmall | TRUE
DLC-Thermostat-DI-MSHP | Scenario 1 | Small Commercial | Retail Trade | 0.4335% | 0.421% | 0.4089% | 0.3971% | 0.3916% | 0.3862% | 0.3808% | 0.3756% | 0.3704% | 0.3652% | 0.3602% | 0.3552% | 0.3503% | 0.3454% | 0.3406% | 0.3359% | 0.3313% |  | Small | DLC-Thermostat-DI-MSHPSmall | TRUE
DLC-Thermostat-DI-MSHP | Scenario 1 | Small Commercial | Services | 0.4335% | 0.421% | 0.4089% | 0.3971% | 0.3916% | 0.3862% | 0.3808% | 0.3756% | 0.3704% | 0.3652% | 0.3602% | 0.3552% | 0.3503% | 0.3454% | 0.3406% | 0.3359% | 0.3313% |  | Small | DLC-Thermostat-DI-MSHPSmall | TRUE
DLC-Thermostat-DI-MSHP | Scenario 1 | Small Industrial | Services | 0.4335% | 0.421% | 0.4089% | 0.3971% | 0.3916% | 0.3862% | 0.3808% | 0.3756% | 0.3704% | 0.3652% | 0.3602% | 0.3552% | 0.3503% | 0.3454% | 0.3406% | 0.3359% | 0.3313% |  | Small | DLC-Thermostat-DI-MSHPSmall | TRUE
DLC-Thermostat-DI-MSHP | Scenario 1 | Small Industrial | Manufacturing | 0.4335% | 0.421% | 0.4089% | 0.3971% | 0.3916% | 0.3862% | 0.3808% | 0.3756% | 0.3704% | 0.3652% | 0.3602% | 0.3552% | 0.3503% | 0.3454% | 0.3406% | 0.3359% | 0.3313% |  | Small | DLC-Thermostat-DI-MSHPSmall | TRUE
DLC-Thermostat-DI-MSHP | Scenario 1 | Small Industrial | Miscellaneous | 0.4335% | 0.421% | 0.4089% | 0.3971% | 0.3916% | 0.3862% | 0.3808% | 0.3756% | 0.3704% | 0.3652% | 0.3602% | 0.3552% | 0.3503% | 0.3454% | 0.3406% | 0.3359% | 0.3313% |  | Small | DLC-Thermostat-DI-MSHPSmall | TRUE
DLC-Thermostat-DI-MSHP | Scenario 1 | Small Industrial | Offices | 0.4335% | 0.421% | 0.4089% | 0.3971% | 0.3916% | 0.3862% | 0.3808% | 0.3756% | 0.3704% | 0.3652% | 0.3602% | 0.3552% | 0.3503% | 0.3454% | 0.3406% | 0.3359% | 0.3313% |  | Small | DLC-Thermostat-DI-MSHPSmall | TRUE
DLC-Thermostat-DI-MSHP | Scenario 1 | Small Industrial | Retail Trade | 0.4335% | 0.421% | 0.4089% | 0.3971% | 0.3916% | 0.3862% | 0.3808% | 0.3756% | 0.3704% | 0.3652% | 0.3602% | 0.3552% | 0.3503% | 0.3454% | 0.3406% | 0.3359% | 0.3313% |  | Small | DLC-Thermostat-DI-MSHPSmall | TRUE
DLC-Thermostat-BYOT-MSHP | Scenario 1 | Small Commercial | Manufacturing | [18 empty] | Small | DLC-Thermostat-BYOT-MSHPSmall | FALSE | bar: 2021 to 2037
DLC-Thermostat-BYOT-MSHP | Scenario 1 | Small Commercial | Miscellaneous | [18 empty] | Small | DLC-Thermostat-BYOT-MSHPSmall | FALSE | bar: 2021 to 2037
DLC-Thermostat-BYOT-MSHP | Scenario 1 | Small Commercial | Offices | [18 empty] | Small | DLC-Thermostat-BYOT-MSHPSmall | FALSE | bar: 2021 to 2037
DLC-Thermostat-BYOT-MSHP | Scenario 1 | Small Commercial | Retail Trade | [18 empty] | Small | DLC-Thermostat-BYOT-MSHPSmall | FALSE | bar: 2021 to 2037
DLC-Thermostat-BYOT-MSHP | Scenario 1 | Small Commercial | Services | [18 empty] | Small | DLC-Thermostat-BYOT-MSHPSmall | FALSE | bar: 2021 to 2037
DLC-Thermostat-BYOT-MSHP | Scenario 1 | Small Industrial | Services | [18 empty] | Small | DLC-Thermostat-BYOT-MSHPSmall | FALSE | bar: 2021 to 2037
DLC-Thermostat-BYOT-MSHP | Scenario 1 | Small Industrial | Manufacturing | [18 empty] | Small | DLC-Thermostat-BYOT-MSHPSmall | FALSE | bar: 2021 to 2037
DLC-Thermostat-BYOT-MSHP | Scenario 1 | Small Industrial | Miscellaneous | [18 empty] | Small | DLC-Thermostat-BYOT-MSHPSmall | FALSE | bar: 2021 to 2037
DLC-Thermostat-BYOT-MSHP | Scenario 1 | Small Industrial | Offices | [18 empty] | Small | DLC-Thermostat-BYOT-MSHPSmall | FALSE | bar: 2021 to 2037
DLC-Thermostat-BYOT-MSHP | Scenario 1 | Small Industrial | Retail Trade | [18 empty] | Small | DLC-Thermostat-BYOT-MSHPSmall | FALSE | bar: 2021 to 2037
BTM Battery Control | Scenario 1 | Interruptible Rider | Manufacturing | 100% | 100% | 100% | 100% | 100% | 100% | 100% | 100% | 100% | 100% | 100% | 100% | 100% | 100% | 100% | 100% | 100% |  | Large | BTM Battery ControlLarge | FALSE
BTM Battery Control | Scenario 1 | Interruptible Rider | Miscellaneous | 100% | 100% | 100% | 100% | 100% | 100% | 100% | 100% | 100% | 100% | 100% | 100% | 100% | 100% | 100% | 100% | 100% |  | Large | BTM Battery ControlLarge | FALSE
BTM Battery Control | Scenario 1 | Interruptible Rider | Retail Trade | 100% | 100% | 100% | 100% | 100% | 100% | 100% | 100% | 100% | 100% | 100% | 100% | 100% | 100% | 100% | 100% | 100% |  | Large | BTM Battery ControlLarge | FALSE
BTM Battery Control | Scenario 1 | Large Commercial | Offices | 100% | 100% | 100% | 100% | 100% | 100% | 100% | 100% | 100% | 100% | 100% | 100% | 100% | 100% | 100% | 100% | 100% |  | Large | BTM Battery ControlLarge | FALSE
BTM Battery Control | Scenario 1 | Large Commercial | Services | 100% | 100% | 100% | 100% | 100% | 100% | 100% | 100% | 100% | 100% | 100% | 100% | 100% | 100% | 100% | 100% | 100% |  | Large | BTM Battery ControlLarge | FALSE
BTM Battery Control | Scenario 1 | Large Industrial | Manufacturing | 100% | 100% | 100% | 100% | 100% | 100% | 100% | 100% | 100% | 100% | 100% | 100% | 100% | 100% | 100% | 100% | 100% |  | Large | BTM Battery ControlLarge | FALSE
BTM Battery Control | Scenario 1 | Large Industrial | Miscellaneous | 100% | 100% | 100% | 100% | 100% | 100% | 100% | 100% | 100% | 100% | 100% | 100% | 100% | 100% | 100% | 100% | 100% |  | Large | BTM Battery ControlLarge | FALSE
BTM Battery Control | Scenario 1 | Large Industrial | Offices | 100% | 100% | 100% | 100% | 100% | 100% | 100% | 100% | 100% | 100% | 100% | 100% | 100% | 100% | 100% | 100% | 100% |  | Large | BTM Battery ControlLarge | FALSE
BTM Battery Control | Scenario 1 | Large Industrial | Retail Trade | 100% | 100% | 100% | 100% | 100% | 100% | 100% | 100% | 100% | 100% | 100% | 100% | 100% | 100% | 100% | 100% | 100% |  | Large | BTM Battery ControlLarge | FALSE
BTM Battery Control | Scenario 1 | Large Industrial | Services | 100% | 100% | 100% | 100% | 100% | 100% | 100% | 100% | 100% | 100% | 100% | 100% | 100% | 100% | 100% | 100% | 100% |  | Large | BTM Battery ControlLarge | FALSE
BTM Battery Control | Scenario 1 | Small Commercial | Manufacturing | 100% | 100% | 100% | 100% | 100% | 100% | 100% | 100% | 100% | 100% | 100% | 100% | 100% | 100% | 100% | 100% | 100% |  | Small | BTM Battery ControlSmall | FALSE
BTM Battery Control | Scenario 1 | Small Commercial | Miscellaneous | 100% | 100% | 100% | 100% | 100% | 100% | 100% | 100% | 100% | 100% | 100% | 100% | 100% | 100% | 100% | 100% | 100% |  | Small | BTM Battery ControlSmall | FALSE
BTM Battery Control | Scenario 1 | Small Commercial | Offices | 100% | 100% | 100% | 100% | 100% | 100% | 100% | 100% | 100% | 100% | 100% | 100% | 100% | 100% | 100% | 100% | 100% |  | Small | BTM Battery ControlSmall | FALSE
BTM Battery Control | Scenario 1 | Small Commercial | Retail Trade | 100% | 100% | 100% | 100% | 100% | 100% | 100% | 100% | 100% | 100% | 100% | 100% | 100% | 100% | 100% | 100% | 100% |  | Small | BTM Battery ControlSmall | FALSE
BTM Battery Control | Scenario 1 | Small Commercial | Services | 100% | 100% | 100% | 100% | 100% | 100% | 100% | 100% | 100% | 100% | 100% | 100% | 100% | 100% | 100% | 100% | 100% |  | Small | BTM Battery ControlSmall | FALSE
BTM Battery Control | Scenario 1 | Small Industrial | Manufacturing | 100% | 100% | 100% | 100% | 100% | 100% | 100% | 100% | 100% | 100% | 100% | 100% | 100% | 100% | 100% | 100% | 100% |  | Small | BTM Battery ControlSmall | FALSE
BTM Battery Control | Scenario 1 | Small Industrial | Miscellaneous | 100% | 100% | 100% | 100% | 100% | 100% | 100% | 100% | 100% | 100% | 100% | 100% | 100% | 100% | 100% | 100% | 100% |  | Small | BTM Battery ControlSmall | FALSE
BTM Battery Control | Scenario 1 | Small Industrial | Offices | 100% | 100% | 100% | 100% | 100% | 100% | 100% | 100% | 100% | 100% | 100% | 100% | 100% | 100% | 100% | 100% | 100% |  | Small | BTM Battery ControlSmall | FALSE
BTM Battery Control | Scenario 1 | Small Industrial | Retail Trade | 100% | 100% | 100% | 100% | 100% | 100% | 100% | 100% | 100% | 100% | 100% | 100% | 100% | 100% | 100% | 100% | 100% |  | Small | BTM Battery ControlSmall | FALSE
BTM Battery Control | Scenario 1 | Small Industrial | Services | 100% | 100% | 100% | 100% | 100% | 100% | 100% | 100% | 100% | 100% | 100% | 100% | 100% | 100% | 100% | 100% | 100% |  | Small | BTM Battery ControlSmall | FALSE
C&I Curtailment-Turnkey-Manual HVAC Control | Scenario 1 | Large Commercial | Offices | 49.75% | 49.67% | 49.55% | 49.4% | 49.26% | 49.07% | 48.84% | 48.55% | 48.18% | 47.73% | 47.16% | 46.45% | 45.56% | 44.45% | 43.07% | 41.33% | 39.17% | This is the 1-saturation for EMS in the C&I sector. Multiplied by 50% to account for Turnkey vs Enabling Tech options | Large | C&I Curtailment-Turnkey-Manual HVAC ControlLarge | FALSE
C&I Curtailment-Turnkey-Manual HVAC Control | Scenario 1 | Large Commercial | Services | 49.75% | 49.67% | 49.55% | 49.4% | 49.26% | 49.07% | 48.84% | 48.55% | 48.18% | 47.73% | 47.16% | 46.45% | 45.56% | 44.45% | 43.07% | 41.33% | 39.17% |  | Large | C&I Curtailment-Turnkey-Manual HVAC ControlLarge | FALSE
C&I Curtailment-Turnkey-Manual HVAC Control | Scenario 1 | Large Industrial | Manufacturing | 49.75% | 49.67% | 49.55% | 49.4% | 49.26% | 49.07% | 48.84% | 48.55% | 48.18% | 47.73% | 47.16% | 46.45% | 45.56% | 44.45% | 43.07% | 41.33% | 39.17% |  | Large | C&I Curtailment-Turnkey-Manual HVAC ControlLarge | FALSE
C&I Curtailment-Turnkey-Manual HVAC Control | Scenario 1 | Large Industrial | Miscellaneous | 49.75% | 49.67% | 49.55% | 49.4% | 49.26% | 49.07% | 48.84% | 48.55% | 48.18% | 47.73% | 47.16% | 46.45% | 45.56% | 44.45% | 43.07% | 41.33% | 39.17% |  | Large | C&I Curtailment-Turnkey-Manual HVAC ControlLarge | FALSE
C&I Curtailment-Turnkey-Manual HVAC Control | Scenario 1 | Large Industrial | Offices | 49.75% | 49.67% | 49.55% | 49.4% | 49.26% | 49.07% | 48.84% | 48.55% | 48.18% | 47.73% | 47.16% | 46.45% | 45.56% | 44.45% | 43.07% | 41.33% | 39.17% |  | Large | C&I Curtailment-Turnkey-Manual HVAC ControlLarge | FALSE
C&I Curtailment-Turnkey-Manual HVAC Control | Scenario 1 | Large Industrial | Retail Trade | 49.75% | 49.67% | 49.55% | 49.4% | 49.26% | 49.07% | 48.84% | 48.55% | 48.18% | 47.73% | 47.16% | 46.45% | 45.56% | 44.45% | 43.07% | 41.33% | 39.17% |  | Large | C&I Curtailment-Turnkey-Manual HVAC ControlLarge | FALSE
C&I Curtailment-Turnkey-Manual HVAC Control | Scenario 1 | Large Industrial | Services | 49.75% | 49.67% | 49.55% | 49.4% | 49.26% | 49.07% | 48.84% | 48.55% | 48.18% | 47.73% | 47.16% | 46.45% | 45.56% | 44.45% | 43.07% | 41.33% | 39.17% |  | Large | C&I Curtailment-Turnkey-Manual HVAC ControlLarge | FALSE
C&I Curtailment-Turnkey-Manual HVAC Control | Scenario 1 | Interruptible Rider | Manufacturing | 49.75% | 49.67% | 49.55% | 49.4% | 49.26% | 49.07% | 48.84% | 48.55% | 48.18% | 47.73% | 47.16% | 46.45% | 45.56% | 44.45% | 43.07% | 41.33% | 39.17% |  | Large | C&I Curtailment-Turnkey-Manual HVAC ControlLarge | FALSE
C&I Curtailment-Turnkey-Manual HVAC Control | Scenario 1 | Interruptible Rider | Miscellaneous | 49.75% | 49.67% | 49.55% | 49.4% | 49.26% | 49.07% | 48.84% | 48.55% | 48.18% | 47.73% | 47.16% | 46.45% | 45.56% | 44.45% | 43.07% | 41.33% | 39.17% |  | Large | C&I Curtailment-Turnkey-Manual HVAC ControlLarge | FALSE
C&I Curtailment-Turnkey-Manual HVAC Control | Scenario 1 | Interruptible Rider | Retail Trade | 49.75% | 49.67% | 49.55% | 49.4% | 49.26% | 49.07% | 48.84% | 48.55% | 48.18% | 47.73% | 47.16% | 46.45% | 45.56% | 44.45% | 43.07% | 41.33% | 39.17% |  | Large | C&I Curtailment-Turnkey-Manual HVAC ControlLarge | FALSE
C&I Curtailment-Turnkey-Auto-DR HVAC Control | Scenario 1 | Large Commercial | Offices | 0.2512% | 0.335% | 0.4466% | 0.5955% | 0.7444% | 0.9305% | 1.163% | 1.454% | 1.817% | 2.272% | 2.84% | 3.55% | 4.437% | 5.546% | 6.933% | 8.666% | 10.83% | Customers from ProCESS model, Energy Management Information Systems ¦ EMIS. Multiplied by 50% to account for Turnkey vs Enabling Tech options | Large | C&I Curtailment-Turnkey-Auto-DR HVAC ControlLarge | TRUE
C&I Curtailment-Turnkey-Auto-DR HVAC Control | Scenario 1 | Large Commercial | Services | 0.2512% | 0.335% | 0.4466% | 0.5955% | 0.7444% | 0.9305% | 1.163% | 1.454% | 1.817% | 2.272% | 2.84% | 3.55% | 4.437% | 5.546% | 6.933% | 8.666% | 10.83% |  | Large | C&I Curtailment-Turnkey-Auto-DR HVAC ControlLarge | TRUE
C&I Curtailment-Turnkey-Auto-DR HVAC Control | Scenario 1 | Large Industrial | Manufacturing | 0.2512% | 0.335% | 0.4466% | 0.5955% | 0.7444% | 0.9305% | 1.163% | 1.454% | 1.817% | 2.272% | 2.84% | 3.55% | 4.437% | 5.546% | 6.933% | 8.666% | 10.83% |  | Large | C&I Curtailment-Turnkey-Auto-DR HVAC ControlLarge | TRUE
C&I Curtailment-Turnkey-Auto-DR HVAC Control | Scenario 1 | Large Industrial | Miscellaneous | 0.2512% | 0.335% | 0.4466% | 0.5955% | 0.7444% | 0.9305% | 1.163% | 1.454% | 1.817% | 2.272% | 2.84% | 3.55% | 4.437% | 5.546% | 6.933% | 8.666% | 10.83% |  | Large | C&I Curtailment-Turnkey-Auto-DR HVAC ControlLarge | TRUE
C&I Curtailment-Turnkey-Auto-DR HVAC Control | Scenario 1 | Large Industrial | Offices | 0.2512% | 0.335% | 0.4466% | 0.5955% | 0.7444% | 0.9305% | 1.163% | 1.454% | 1.817% | 2.272% | 2.84% | 3.55% | 4.437% | 5.546% | 6.933% | 8.666% | 10.83% |  | Large | C&I Curtailment-Turnkey-Auto-DR HVAC ControlLarge | TRUE
C&I Curtailment-Turnkey-Auto-DR HVAC Control | Scenario 1 | Large Industrial | Retail Trade | 0.2512% | 0.335% | 0.4466% | 0.5955% | 0.7444% | 0.9305% | 1.163% | 1.454% | 1.817% | 2.272% | 2.84% | 3.55% | 4.437% | 5.546% | 6.933% | 8.666% | 10.83% |  | Large | C&I Curtailment-Turnkey-Auto-DR HVAC ControlLarge | TRUE
C&I Curtailment-Turnkey-Auto-DR HVAC Control | Scenario 1 | Large Industrial | Services | 0.2512% | 0.335% | 0.4466% | 0.5955% | 0.7444% | 0.9305% | 1.163% | 1.454% | 1.817% | 2.272% | 2.84% | 3.55% | 4.437% | 5.546% | 6.933% | 8.666% | 10.83% |  | Large | C&I Curtailment-Turnkey-Auto-DR HVAC ControlLarge | TRUE
C&I Curtailment-Turnkey-Auto-DR HVAC Control | Scenario 1 | Interruptible Rider | Manufacturing | 0.2512% | 0.335% | 0.4466% | 0.5955% | 0.7444% | 0.9305% | 1.163% | 1.454% | 1.817% | 2.272% | 2.84% | 3.55% | 4.437% | 5.546% | 6.933% | 8.666% | 10.83% |  | Large | C&I Curtailment-Turnkey-Auto-DR HVAC ControlLarge | TRUE
C&I Curtailment-Turnkey-Auto-DR HVAC Control | Scenario 1 | Interruptible Rider | Miscellaneous | 0.2512% | 0.335% | 0.4466% | 0.5955% | 0.7444% | 0.9305% | 1.163% | 1.454% | 1.817% | 2.272% | 2.84% | 3.55% | 4.437% | 5.546% | 6.933% | 8.666% | 10.83% |  | Large | C&I Curtailment-Turnkey-Auto-DR HVAC ControlLarge | TRUE
C&I Curtailment-Turnkey-Auto-DR HVAC Control | Scenario 1 | Interruptible Rider | Retail Trade | 0.2512% | 0.335% | 0.4466% | 0.5955% | 0.7444% | 0.9305% | 1.163% | 1.454% | 1.817% | 2.272% | 2.84% | 3.55% | 4.437% | 5.546% | 6.933% | 8.666% | 10.83% |  | Large | C&I Curtailment-Turnkey-Auto-DR HVAC ControlLarge | TRUE
C&I Curtailment-Turnkey-Standard Lighting Control | Scenario 1 | Large Commercial | Offices | 50% | 50% | 50% | 50% | 50% | 50% | 50% | 50% | 50% | 50% | 50% | 50% | 50% | 50% | 50% | 50% | 50% | This is the 1-saturation for advanced lighting controls in the C&I sector. Placeholder value for base year in the EE potential study. Take saturation from EE potential study. Multiplied by 50% to account for Turnkey vs Enabling Tech options | Large | C&I Curtailment-Turnkey-Standard Lighting ControlLarge | FALSE
C&I Curtailment-Turnkey-Standard Lighting Control | Scenario 1 | Large Commercial | Services | 50% | 50% | 50% | 50% | 50% | 50% | 50% | 50% | 50% | 50% | 50% | 50% | 50% | 50% | 50% | 50% | 50% |  | Large | C&I Curtailment-Turnkey-Standard Lighting ControlLarge | FALSE
C&I Curtailment-Turnkey-Standard Lighting Control | Scenario 1 | Large Industrial | Manufacturing | 50% | 50% | 50% | 50% | 50% | 50% | 50% | 50% | 50% | 50% | 50% | 50% | 50% | 50% | 50% | 50% | 50% |  | Large | C&I Curtailment-Turnkey-Standard Lighting ControlLarge | FALSE
C&I Curtailment-Turnkey-Standard Lighting Control | Scenario 1 | Large Industrial | Miscellaneous | 50% | 50% | 50% | 50% | 50% | 50% | 50% | 50% | 50% | 50% | 50% | 50% | 50% | 50% | 50% | 50% | 50% |  | Large | C&I Curtailment-Turnkey-Standard Lighting ControlLarge | FALSE
C&I Curtailment-Turnkey-Standard Lighting Control | Scenario 1 | Large Industrial | Offices | 50% | 50% | 50% | 50% | 50% | 50% | 50% | 50% | 50% | 50% | 50% | 50% | 50% | 50% | 50% | 50% | 50% |  | Large | C&I Curtailment-Turnkey-Standard Lighting ControlLarge | FALSE
C&I Curtailment-Turnkey-Standard Lighting Control | Scenario 1 | Large Industrial | Retail Trade | 50% | 50% | 50% | 50% | 50% | 50% | 50% | 50% | 50% | 50% | 50% | 50% | 50% | 50% | 50% | 50% | 50% |  | Large | C&I Curtailment-Turnkey-Standard Lighting ControlLarge | FALSE
C&I Curtailment-Turnkey-Standard Lighting Control | Scenario 1 | Large Industrial | Services | 50% | 50% | 50% | 50% | 50% | 50% | 50% | 50% | 50% | 50% | 50% | 50% | 50% | 50% | 50% | 50% | 50% |  | Large | C&I Curtailment-Turnkey-Standard Lighting ControlLarge | FALSE
C&I Curtailment-Turnkey-Standard Lighting Control | Scenario 1 | Interruptible Rider | Manufacturing | 50% | 50% | 50% | 50% | 50% | 50% | 50% | 50% | 50% | 50% | 50% | 50% | 50% | 50% | 50% | 50% | 50% |  | Large | C&I Curtailment-Turnkey-Standard Lighting ControlLarge | FALSE
C&I Curtailment-Turnkey-Standard Lighting Control | Scenario 1 | Interruptible Rider | Miscellaneous | 50% | 50% | 50% | 50% | 50% | 50% | 50% | 50% | 50% | 50% | 50% | 50% | 50% | 50% | 50% | 50% | 50% |  | Large | C&I Curtailment-Turnkey-Standard Lighting ControlLarge | FALSE
C&I Curtailment-Turnkey-Standard Lighting Control | Scenario 1 | Interruptible Rider | Retail Trade | 50% | 50% | 50% | 50% | 50% | 50% | 50% | 50% | 50% | 50% | 50% | 50% | 50% | 50% | 50% | 50% | 50% |  | Large | C&I Curtailment-Turnkey-Standard Lighting ControlLarge | FALSE
C&I Curtailment-Turnkey-Advanced Lighting Control | Scenario 1 | Large Commercial | Offices | [18 empty] | Large | C&I Curtailment-Turnkey-Advanced Lighting ControlLarge | TRUE | bar: 2021 to 2037
C&I Curtailment-Turnkey-Advanced Lighting Control | Scenario 1 | Large Commercial | Services | [18 empty] | Large | C&I Curtailment-Turnkey-Advanced Lighting ControlLarge | TRUE | bar: 2021 to 2037
C&I Curtailment-Turnkey-Advanced Lighting Control | Scenario 1 | Large Industrial | Manufacturing | [18 empty] | Large | C&I Curtailment-Turnkey-Advanced Lighting ControlLarge | TRUE | bar: 2021 to 2037
C&I Curtailment-Turnkey-Advanced Lighting Control | Scenario 1 | Large Industrial | Miscellaneous | [18 empty] | Large | C&I Curtailment-Turnkey-Advanced Lighting ControlLarge | TRUE | bar: 2021 to 2037
C&I Curtailment-Turnkey-Advanced Lighting Control | Scenario 1 | Large Industrial | Offices | [18 empty] | Large | C&I Curtailment-Turnkey-Advanced Lighting ControlLarge | TRUE | bar: 2021 to 2037
C&I Curtailment-Turnkey-Advanced Lighting Control | Scenario 1 | Large Industrial | Retail Trade | [18 empty] | Large | C&I Curtailment-Turnkey-Advanced Lighting ControlLarge | TRUE | bar: 2021 to 2037
C&I Curtailment-Turnkey-Advanced Lighting Control | Scenario 1 | Large Industrial | Services | [18 empty] | Large | C&I Curtailment-Turnkey-Advanced Lighting ControlLarge | TRUE | bar: 2021 to 2037
C&I Curtailment-Turnkey-Advanced Lighting Control | Scenario 1 | Interruptible Rider | Manufacturing | [18 empty] | Large | C&I Curtailment-Turnkey-Advanced Lighting ControlLarge | TRUE | bar: 2021 to 2037
C&I Curtailment-Turnkey-Advanced Lighting Control | Scenario 1 | Interruptible Rider | Miscellaneous | [18 empty] | Large | C&I Curtailment-Turnkey-Advanced Lighting ControlLarge | TRUE | bar: 2021 to 2037
C&I Curtailment-Turnkey-Advanced Lighting Control | Scenario 1 | Interruptible Rider | Retail Trade | [18 empty] | Large | C&I Curtailment-Turnkey-Advanced Lighting ControlLarge | TRUE | bar: 2021 to 2037
C&I Curtailment-Turnkey-Water Heating Control | Scenario 1 | Large Commercial | Offices | 50% | 50% | 50% | 50% | 50% | 50% | 50% | 50% | 50% | 50% | 50% | 50% | 50% | 50% | 50% | 50% | 50% | Multiplied by 50% to account for Turnkey vs Enabling Tech options | Large | C&I Curtailment-Turnkey-Water Heating ControlLarge | FALSE
C&I Curtailment-Turnkey-Water Heating Control | Scenario 1 | Large Commercial | Services | 50% | 50% | 50% | 50% | 50% | 50% | 50% | 50% | 50% | 50% | 50% | 50% | 50% | 50% | 50% | 50% | 50% |  | Large | C&I Curtailment-Turnkey-Water Heating ControlLarge | FALSE
C&I Curtailment-Turnkey-Water Heating Control | Scenario 1 | Large Industrial | Manufacturing | 50% | 50% | 50% | 50% | 50% | 50% | 50% | 50% | 50% | 50% | 50% | 50% | 50% | 50% | 50% | 50% | 50% |  | Large | C&I Curtailment-Turnkey-Water Heating ControlLarge | FALSE
C&I Curtailment-Turnkey-Water Heating Control | Scenario 1 | Large Industrial | Miscellaneous | 50% | 50% | 50% | 50% | 50% | 50% | 50% | 50% | 50% | 50% | 50% | 50% | 50% | 50% | 50% | 50% | 50% |  | Large | C&I Curtailment-Turnkey-Water Heating ControlLarge | FALSE
C&I Curtailment-Turnkey-Water Heating Control | Scenario 1 | Large Industrial | Offices | 50% | 50% | 50% | 50% | 50% | 50% | 50% | 50% | 50% | 50% | 50% | 50% | 50% | 50% | 50% | 50% | 50% |  | Large | C&I Curtailment-Turnkey-Water Heating ControlLarge | FALSE
C&I Curtailment-Turnkey-Water Heating Control | Scenario 1 | Large Industrial | Retail Trade | 50% | 50% | 50% | 50% | 50% | 50% | 50% | 50% | 50% | 50% | 50% | 50% | 50% | 50% | 50% | 50% | 50% |  | Large | C&I Curtailment-Turnkey-Water Heating ControlLarge | FALSE
C&I Curtailment-Turnkey-Water Heating Control | Scenario 1 | Large Industrial | Services | 50% | 50% | 50% | 50% | 50% | 50% | 50% | 50% | 50% | 50% | 50% | 50% | 50% | 50% | 50% | 50% | 50% |  | Large | C&I Curtailment-Turnkey-Water Heating ControlLarge | FALSE
C&I Curtailment-Turnkey-Water Heating Control | Scenario 1 | Interruptible Rider | Manufacturing | 50% | 50% | 50% | 50% | 50% | 50% | 50% | 50% | 50% | 50% | 50% | 50% | 50% | 50% | 50% | 50% | 50% |  | Large | C&I Curtailment-Turnkey-Water Heating ControlLarge | FALSE
C&I Curtailment-Turnkey-Water Heating Control | Scenario 1 | Interruptible Rider | Miscellaneous | 50% | 50% | 50% | 50% | 50% | 50% | 50% | 50% | 50% | 50% | 50% | 50% | 50% | 50% | 50% | 50% | 50% |  | Large | C&I Curtailment-Turnkey-Water Heating ControlLarge | FALSE
C&I Curtailment-Turnkey-Water Heating Control | Scenario 1 | Interruptible Rider | Retail Trade | 50% | 50% | 50% | 50% | 50% | 50% | 50% | 50% | 50% | 50% | 50% | 50% | 50% | 50% | 50% | 50% | 50% |  | Large | C&I Curtailment-Turnkey-Water Heating ControlLarge | FALSE
C&I Curtailment-Turnkey-Other | Scenario 1 | Large Commercial | Offices | 50% | 50% | 50% | 50% | 50% | 50% | 50% | 50% | 50% | 50% | 50% | 50% | 50% | 50% | 50% | 50% | 50% |  | Large | C&I Curtailment-Turnkey-OtherLarge | FALSE
C&I Curtailment-Turnkey-Other | Scenario 1 | Large Commercial | Services | 50% | 50% | 50% | 50% | 50% | 50% | 50% | 50% | 50% | 50% | 50% | 50% | 50% | 50% | 50% | 50% | 50% |  | Large | C&I Curtailment-Turnkey-OtherLarge | FALSE
C&I Curtailment-Turnkey-Other | Scenario 1 | Large Industrial | Manufacturing | 50% | 50% | 50% | 50% | 50% | 50% | 50% | 50% | 50% | 50% | 50% | 50% | 50% | 50% | 50% | 50% | 50% |  | Large | C&I Curtailment-Turnkey-OtherLarge | FALSE
C&I Curtailment-Turnkey-Other | Scenario 1 | Large Industrial | Miscellaneous | 50% | 50% | 50% | 50% | 50% | 50% | 50% | 50% | 50% | 50% | 50% | 50% | 50% | 50% | 50% | 50% | 50% |  | Large | C&I Curtailment-Turnkey-OtherLarge | FALSE
C&I Curtailment-Turnkey-Other | Scenario 1 | Large Industrial | Offices | 50% | 50% | 50% | 50% | 50% | 50% | 50% | 50% | 50% | 50% | 50% | 50% | 50% | 50% | 50% | 50% | 50% |  | Large | C&I Curtailment-Turnkey-OtherLarge | FALSE
C&I Curtailment-Turnkey-Other | Scenario 1 | Large Industrial | Retail Trade | 50% | 50% | 50% | 50% | 50% | 50% | 50% | 50% | 50% | 50% | 50% | 50% | 50% | 50% | 50% | 50% | 50% |  | Large | C&I Curtailment-Turnkey-OtherLarge | FALSE
C&I Curtailment-Turnkey-Other | Scenario 1 | Large Industrial | Services | 50% | 50% | 50% | 50% | 50% | 50% | 50% | 50% | 50% | 50% | 50% | 50% | 50% | 50% | 50% | 50% | 50% |  | Large | C&I Curtailment-Turnkey-OtherLarge | FALSE
C&I Curtailment-Turnkey-Other | Scenario 1 | Interruptible Rider | Manufacturing | 50% | 50% | 50% | 50% | 50% | 50% | 50% | 50% | 50% | 50% | 50% | 50% | 50% | 50% | 50% | 50% | 50% |  | Large | C&I Curtailment-Turnkey-OtherLarge | FALSE
C&I Curtailment-Turnkey-Other | Scenario 1 | Interruptible Rider | Miscellaneous | 50% | 50% | 50% | 50% | 50% | 50% | 50% | 50% | 50% | 50% | 50% | 50% | 50% | 50% | 50% | 50% | 50% |  | Large | C&I Curtailment-Turnkey-OtherLarge | FALSE
C&I Curtailment-Turnkey-Other | Scenario 1 | Interruptible Rider | Retail Trade | 50% | 50% | 50% | 50% | 50% | 50% | 50% | 50% | 50% | 50% | 50% | 50% | 50% | 50% | 50% | 50% | 50% |  | Large | C&I Curtailment-Turnkey-OtherLarge | FALSE
C&I Curtailment-Turnkey-Industrial | Scenario 1 | Large Industrial | Manufacturing | 50% | 50% | 50% | 50% | 50% | 50% | 50% | 50% | 50% | 50% | 50% | 50% | 50% | 50% | 50% | 50% | 50% |  | Large | C&I Curtailment-Turnkey-IndustrialLarge | FALSE
C&I Curtailment-Turnkey-Industrial | Scenario 1 | Interruptible Rider | Manufacturing | 50% | 50% | 50% | 50% | 50% | 50% | 50% | 50% | 50% | 50% | 50% | 50% | 50% | 50% | 50% | 50% | 50% |  | Large | C&I Curtailment-Turnkey-IndustrialLarge | FALSE
C&I Curtailment-Enabling Tech-Manual HVAC Control | Scenario 1 | Large Commercial | Offices | 49.75% | 49.67% | 49.55% | 49.4% | 49.26% | 49.07% | 48.84% | 48.55% | 48.18% | 47.73% | 47.16% | 46.45% | 45.56% | 44.45% | 43.07% | 41.33% | 39.17% | This is the 1-saturation for EMS in the C&I sector. Multiplied by 50% to account for Turnkey vs Enabling Tech options | Large | C&I Curtailment-Enabling Tech-Manual HVAC ControlLarge | FALSE
C&I Curtailment-Enabling Tech-Manual HVAC Control | Scenario 1 | Large Commercial | Services | 49.75% | 49.67% | 49.55% | 49.4% | 49.26% | 49.07% | 48.84% | 48.55% | 48.18% | 47.73% | 47.16% | 46.45% | 45.56% | 44.45% | 43.07% | 41.33% | 39.17% |  | Large | C&I Curtailment-Enabling Tech-Manual HVAC ControlLarge | FALSE
C&I Curtailment-Enabling Tech-Manual HVAC Control | Scenario 1 | Large Industrial | Manufacturing | 49.75% | 49.67% | 49.55% | 49.4% | 49.26% | 49.07% | 48.84% | 48.55% | 48.18% | 47.73% | 47.16% | 46.45% | 45.56% | 44.45% | 43.07% | 41.33% | 39.17% |  | Large | C&I Curtailment-Enabling Tech-Manual HVAC ControlLarge | FALSE
C&I Curtailment-Enabling Tech-Manual HVAC Control | Scenario 1 | Large Industrial | Miscellaneous | 49.75% | 49.67% | 49.55% | 49.4% | 49.26% | 49.07% | 48.84% | 48.55% | 48.18% | 47.73% | 47.16% | 46.45% | 45.56% | 44.45% | 43.07% | 41.33% | 39.17% |  | Large | C&I Curtailment-Enabling Tech-Manual HVAC ControlLarge | FALSE
C&I Curtailment-Enabling Tech-Manual HVAC Control | Scenario 1 | Large Industrial | Offices | 49.75% | 49.67% | 49.55% | 49.4% | 49.26% | 49.07% | 48.84% | 48.55% | 48.18% | 47.73% | 47.16% | 46.45% | 45.56% | 44.45% | 43.07% | 41.33% | 39.17% |  | Large | C&I Curtailment-Enabling Tech-Manual HVAC ControlLarge | FALSE
C&I Curtailment-Enabling Tech-Manual HVAC Control | Scenario 1 | Large Industrial | Retail Trade | 49.75% | 49.67% | 49.55% | 49.4% | 49.26% | 49.07% | 48.84% | 48.55% | 48.18% | 47.73% | 47.16% | 46.45% | 45.56% | 44.45% | 43.07% | 41.33% | 39.17% |  | Large | C&I Curtailment-Enabling Tech-Manual HVAC ControlLarge | FALSE
C&I Curtailment-Enabling Tech-Manual HVAC Control | Scenario 1 | Large Industrial | Services | 49.75% | 49.67% | 49.55% | 49.4% | 49.26% | 49.07% | 48.84% | 48.55% | 48.18% | 47.73% | 47.16% | 46.45% | 45.56% | 44.45% | 43.07% | 41.33% | 39.17% |  | Large | C&I Curtailment-Enabling Tech-Manual HVAC ControlLarge | FALSE
C&I Curtailment-Enabling Tech-Manual HVAC Control | Scenario 1 | Interruptible Rider | Manufacturing | 49.75% | 49.67% | 49.55% | 49.4% | 49.26% | 49.07% | 48.84% | 48.55% | 48.18% | 47.73% | 47.16% | 46.45% | 45.56% | 44.45% | 43.07% | 41.33% | 39.17% |  | Large | C&I Curtailment-Enabling Tech-Manual HVAC ControlLarge | FALSE
C&I Curtailment-Enabling Tech-Manual HVAC Control | Scenario 1 | Interruptible Rider | Miscellaneous | 49.75% | 49.67% | 49.55% | 49.4% | 49.26% | 49.07% | 48.84% | 48.55% | 48.18% | 47.73% | 47.16% | 46.45% | 45.56% | 44.45% | 43.07% | 41.33% | 39.17% |  | Large | C&I Curtailment-Enabling Tech-Manual HVAC ControlLarge | FALSE
C&I Curtailment-Enabling Tech-Manual HVAC Control | Scenario 1 | Interruptible Rider | Retail Trade | 49.75% | 49.67% | 49.55% | 49.4% | 49.26% | 49.07% | 48.84% | 48.55% | 48.18% | 47.73% | 47.16% | 46.45% | 45.56% | 44.45% | 43.07% | 41.33% | 39.17% |  | Large | C&I Curtailment-Enabling Tech-Manual HVAC ControlLarge | FALSE
C&I Curtailment-Enabling Tech-Auto-DR HVAC Control | Scenario 1 | Large Commercial | Offices | 0.2512% | 0.335% | 0.4466% | 0.5955% | 0.7444% | 0.9305% | 1.163% | 1.454% | 1.817% | 2.272% | 2.84% | 3.55% | 4.437% | 5.546% | 6.933% | 8.666% | 10.83% | Customers from ProCESS model, Energy Management Information Systems ¦ EMIS. Multiplied by 50% to account for Turnkey vs Enabling Tech options | Large | C&I Curtailment-Enabling Tech-Auto-DR HVAC ControlLarge | TRUE
C&I Curtailment-Enabling Tech-Auto-DR HVAC Control | Scenario 1 | Large Commercial | Services | 0.2512% | 0.335% | 0.4466% | 0.5955% | 0.7444% | 0.9305% | 1.163% | 1.454% | 1.817% | 2.272% | 2.84% | 3.55% | 4.437% | 5.546% | 6.933% | 8.666% | 10.83% |  | Large | C&I Curtailment-Enabling Tech-Auto-DR HVAC ControlLarge | TRUE
C&I Curtailment-Enabling Tech-Auto-DR HVAC Control | Scenario 1 | Large Industrial | Manufacturing | 0.2512% | 0.335% | 0.4466% | 0.5955% | 0.7444% | 0.9305% | 1.163% | 1.454% | 1.817% | 2.272% | 2.84% | 3.55% | 4.437% | 5.546% | 6.933% | 8.666% | 10.83% |  | Large | C&I Curtailment-Enabling Tech-Auto-DR HVAC ControlLarge | TRUE
C&I Curtailment-Enabling Tech-Auto-DR HVAC Control | Scenario 1 | Large Industrial | Miscellaneous | 0.2512% | 0.335% | 0.4466% | 0.5955% | 0.7444% | 0.9305% | 1.163% | 1.454% | 1.817% | 2.272% | 2.84% | 3.55% | 4.437% | 5.546% | 6.933% | 8.666% | 10.83% |  | Large | C&I Curtailment-Enabling Tech-Auto-DR HVAC ControlLarge | TRUE
C&I Curtailment-Enabling Tech-Auto-DR HVAC Control | Scenario 1 | Large Industrial | Offices | 0.2512% | 0.335% | 0.4466% | 0.5955% | 0.7444% | 0.9305% | 1.163% | 1.454% | 1.817% | 2.272% | 2.84% | 3.55% | 4.437% | 5.546% | 6.933% | 8.666% | 10.83% |  | Large | C&I Curtailment-Enabling Tech-Auto-DR HVAC ControlLarge | TRUE
C&I Curtailment-Enabling Tech-Auto-DR HVAC Control | Scenario 1 | Large Industrial | Retail Trade | 0.2512% | 0.335% | 0.4466% | 0.5955% | 0.7444% | 0.9305% | 1.163% | 1.454% | 1.817% | 2.272% | 2.84% | 3.55% | 4.437% | 5.546% | 6.933% | 8.666% | 10.83% |  | Large | C&I Curtailment-Enabling Tech-Auto-DR HVAC ControlLarge | TRUE
C&I Curtailment-Enabling Tech-Auto-DR HVAC Control | Scenario 1 | Large Industrial | Services | 0.2512% | 0.335% | 0.4466% | 0.5955% | 0.7444% | 0.9305% | 1.163% | 1.454% | 1.817% | 2.272% | 2.84% | 3.55% | 4.437% | 5.546% | 6.933% | 8.666% | 10.83% |  | Large | C&I Curtailment-Enabling Tech-Auto-DR HVAC ControlLarge | TRUE
C&I Curtailment-Enabling Tech-Auto-DR HVAC Control | Scenario 1 | Interruptible Rider | Manufacturing | 0.2512% | 0.335% | 0.4466% | 0.5955% | 0.7444% | 0.9305% | 1.163% | 1.454% | 1.817% | 2.272% | 2.84% | 3.55% | 4.437% | 5.546% | 6.933% | 8.666% | 10.83% |  | Large | C&I Curtailment-Enabling Tech-Auto-DR HVAC ControlLarge | TRUE
C&I Curtailment-Enabling Tech-Auto-DR HVAC Control | Scenario 1 | Interruptible Rider | Miscellaneous | 0.2512% | 0.335% | 0.4466% | 0.5955% | 0.7444% | 0.9305% | 1.163% | 1.454% | 1.817% | 2.272% | 2.84% | 3.55% | 4.437% | 5.546% | 6.933% | 8.666% | 10.83% |  | Large | C&I Curtailment-Enabling Tech-Auto-DR HVAC ControlLarge | TRUE
C&I Curtailment-Enabling Tech-Auto-DR HVAC Control | Scenario 1 | Interruptible Rider | Retail Trade | 0.2512% | 0.335% | 0.4466% | 0.5955% | 0.7444% | 0.9305% | 1.163% | 1.454% | 1.817% | 2.272% | 2.84% | 3.55% | 4.437% | 5.546% | 6.933% | 8.666% | 10.83% |  | Large | C&I Curtailment-Enabling Tech-Auto-DR HVAC ControlLarge | TRUE
C&I Curtailment-Enabling Tech-Standard Lighting Control | Scenario 1 | Large Commercial | Offices | 50% | 50% | 50% | 50% | 50% | 50% | 50% | 50% | 50% | 50% | 50% | 50% | 50% | 50% | 50% | 50% | 50% | This is the 1-saturation for advanced lighting controls in the C&I sector. Placeholder value for base year in the EE potential study. Take saturation from EE potential study. Multiplied by 50% to account for Turnkey vs Enabling Tech options | Large | C&I Curtailment-Enabling Tech-Standard Lighting ControlLarge | FALSE
C&I Curtailment-Enabling Tech-Standard Lighting Control | Scenario 1 | Large Commercial | Services | 50% | 50% | 50% | 50% | 50% | 50% | 50% | 50% | 50% | 50% | 50% | 50% | 50% | 50% | 50% | 50% | 50% |  | Large | C&I Curtailment-Enabling Tech-Standard Lighting ControlLarge | FALSE
C&I Curtailment-Enabling Tech-Standard Lighting Control | Scenario 1 | Large Industrial | Manufacturing | 50% | 50% | 50% | 50% | 50% | 50% | 50% | 50% | 50% | 50% | 50% | 50% | 50% | 50% | 50% | 50% | 50% |  | Large | C&I Curtailment-Enabling Tech-Standard Lighting ControlLarge | FALSE
C&I Curtailment-Enabling Tech-Standard Lighting Control | Scenario 1 | Large Industrial | Miscellaneous | 50% | 50% | 50% | 50% | 50% | 50% | 50% | 50% | 50% | 50% | 50% | 50% | 50% | 50% | 50% | 50% | 50% |  | Large | C&I Curtailment-Enabling Tech-Standard Lighting ControlLarge | FALSE
C&I Curtailment-Enabling Tech-Standard Lighting Control | Scenario 1 | Large Industrial | Offices | 50% | 50% | 50% | 50% | 50% | 50% | 50% | 50% | 50% | 50% | 50% | 50% | 50% | 50% | 50% | 50% | 50% |  | Large | C&I Curtailment-Enabling Tech-Standard Lighting ControlLarge | FALSE
C&I Curtailment-Enabling Tech-Standard Lighting Control | Scenario 1 | Large Industrial | Retail Trade | 50% | 50% | 50% | 50% | 50% | 50% | 50% | 50% | 50% | 50% | 50% | 50% | 50% | 50% | 50% | 50% | 50% |  | Large | C&I Curtailment-Enabling Tech-Standard Lighting ControlLarge | FALSE
C&I Curtailment-Enabling Tech-Standard Lighting Control | Scenario 1 | Large Industrial | Services | 50% | 50% | 50% | 50% | 50% | 50% | 50% | 50% | 50% | 50% | 50% | 50% | 50% | 50% | 50% | 50% | 50% |  | Large | C&I Curtailment-Enabling Tech-Standard Lighting ControlLarge | FALSE
C&I Curtailment-Enabling Tech-Standard Lighting Control | Scenario 1 | Interruptible Rider | Manufacturing | 50% | 50% | 50% | 50% | 50% | 50% | 50% | 50% | 50% | 50% | 50% | 50% | 50% | 50% | 50% | 50% | 50% |  | Large | C&I Curtailment-Enabling Tech-Standard Lighting ControlLarge | FALSE
C&I Curtailment-Enabling Tech-Standard Lighting Control | Scenario 1 | Interruptible Rider | Miscellaneous | 50% | 50% | 50% | 50% | 50% | 50% | 50% | 50% | 50% | 50% | 50% | 50% | 50% | 50% | 50% | 50% | 50% |  | Large | C&I Curtailment-Enabling Tech-Standard Lighting ControlLarge | FALSE
C&I Curtailment-Enabling Tech-Standard Lighting Control | Scenario 1 | Interruptible Rider | Retail Trade | 50% | 50% | 50% | 50% | 50% | 50% | 50% | 50% | 50% | 50% | 50% | 50% | 50% | 50% | 50% | 50% | 50% |  | Large | C&I Curtailment-Enabling Tech-Standard Lighting ControlLarge | FALSE
C&I Curtailment-Enabling Tech-Advanced Lighting Control | Scenario 1 | Large Commercial | Offices | [17 empty] | Customers from ProCESS model, Business Energy Rebates. Multiplied by 50% to account for Turnkey vs Enabling Tech options | Large | C&I Curtailment-Enabling Tech-Advanced Lighting ControlLarge | TRUE | bar: 2021 to 2037
C&I Curtailment-Enabling Tech-Advanced Lighting Control | Scenario 1 | Large Commercial | Services | [18 empty] | Large | C&I Curtailment-Enabling Tech-Advanced Lighting ControlLarge | TRUE | bar: 2021 to 2037
C&I Curtailment-Enabling Tech-Advanced Lighting Control | Scenario 1 | Large Industrial | Manufacturing | [18 empty] | Large | C&I Curtailment-Enabling Tech-Advanced Lighting ControlLarge | TRUE | bar: 2021 to 2037
C&I Curtailment-Enabling Tech-Advanced Lighting Control | Scenario 1 | Large Industrial | Miscellaneous | [18 empty] | Large | C&I Curtailment-Enabling Tech-Advanced Lighting ControlLarge | TRUE | bar: 2021 to 2037
C&I Curtailment-Enabling Tech-Advanced Lighting Control | Scenario 1 | Large Industrial | Offices | [18 empty] | Large | C&I Curtailment-Enabling Tech-Advanced Lighting ControlLarge | TRUE | bar: 2021 to 2037
C&I Curtailment-Enabling Tech-Advanced Lighting Control | Scenario 1 | Large Industrial | Retail Trade | [18 empty] | Large | C&I Curtailment-Enabling Tech-Advanced Lighting ControlLarge | TRUE | bar: 2021 to 2037
C&I Curtailment-Enabling Tech-Advanced Lighting Control | Scenario 1 | Large Industrial | Services | [18 empty] | Large | C&I Curtailment-Enabling Tech-Advanced Lighting ControlLarge | TRUE | bar: 2021 to 2037
C&I Curtailment-Enabling Tech-Advanced Lighting Control | Scenario 1 | Interruptible Rider | Manufacturing | [18 empty] | Large | C&I Curtailment-Enabling Tech-Advanced Lighting ControlLarge | TRUE | bar: 2021 to 2037
C&I Curtailment-Enabling Tech-Advanced Lighting Control | Scenario 1 | Interruptible Rider | Miscellaneous | [18 empty] | Large | C&I Curtailment-Enabling Tech-Advanced Lighting ControlLarge | TRUE | bar: 2021 to 2037
C&I Curtailment-Enabling Tech-Advanced Lighting Control | Scenario 1 | Interruptible Rider | Retail Trade | [18 empty] | Large | C&I Curtailment-Enabling Tech-Advanced Lighting ControlLarge | TRUE | bar: 2021 to 2037
C&I Curtailment-Enabling Tech-Water Heating Control | Scenario 1 | Large Commercial | Offices | 50% | 50% | 50% | 50% | 50% | 50% | 50% | 50% | 50% | 50% | 50% | 50% | 50% | 50% | 50% | 50% | 50% | Multiplied by 50% to account for Turnkey vs Enabling Tech options | Large | C&I Curtailment-Enabling Tech-Water Heating ControlLarge | FALSE
C&I Curtailment-Enabling Tech-Water Heating Control | Scenario 1 | Large Commercial | Services | 50% | 50% | 50% | 50% | 50% | 50% | 50% | 50% | 50% | 50% | 50% | 50% | 50% | 50% | 50% | 50% | 50% |  | Large | C&I Curtailment-Enabling Tech-Water Heating ControlLarge | FALSE
C&I Curtailment-Enabling Tech-Water Heating Control | Scenario 1 | Large Industrial | Manufacturing | 50% | 50% | 50% | 50% | 50% | 50% | 50% | 50% | 50% | 50% | 50% | 50% | 50% | 50% | 50% | 50% | 50% |  | Large | C&I Curtailment-Enabling Tech-Water Heating ControlLarge | FALSE
C&I Curtailment-Enabling Tech-Water Heating Control | Scenario 1 | Large Industrial | Miscellaneous | 50% | 50% | 50% | 50% | 50% | 50% | 50% | 50% | 50% | 50% | 50% | 50% | 50% | 50% | 50% | 50% | 50% |  | Large | C&I Curtailment-Enabling Tech-Water Heating ControlLarge | FALSE
C&I Curtailment-Enabling Tech-Water Heating Control | Scenario 1 | Large Industrial | Offices | 50% | 50% | 50% | 50% | 50% | 50% | 50% | 50% | 50% | 50% | 50% | 50% | 50% | 50% | 50% | 50% | 50% |  | Large | C&I Curtailment-Enabling Tech-Water Heating ControlLarge | FALSE
C&I Curtailment-Enabling Tech-Water Heating Control | Scenario 1 | Large Industrial | Retail Trade | 50% | 50% | 50% | 50% | 50% | 50% | 50% | 50% | 50% | 50% | 50% | 50% | 50% | 50% | 50% | 50% | 50% |  | Large | C&I Curtailment-Enabling Tech-Water Heating ControlLarge | FALSE
C&I Curtailment-Enabling Tech-Water Heating Control | Scenario 1 | Large Industrial | Services | 50% | 50% | 50% | 50% | 50% | 50% | 50% | 50% | 50% | 50% | 50% | 50% | 50% | 50% | 50% | 50% | 50% |  | Large | C&I Curtailment-Enabling Tech-Water Heating ControlLarge | FALSE
C&I Curtailment-Enabling Tech-Water Heating Control | Scenario 1 | Interruptible Rider | Manufacturing | 50% | 50% | 50% | 50% | 50% | 50% | 50% | 50% | 50% | 50% | 50% | 50% | 50% | 50% | 50% | 50% | 50% |  | Large | C&I Curtailment-Enabling Tech-Water Heating ControlLarge | FALSE
C&I Curtailment-Enabling Tech-Water Heating Control | Scenario 1 | Interruptible Rider | Miscellaneous | 50% | 50% | 50% | 50% | 50% | 50% | 50% | 50% | 50% | 50% | 50% | 50% | 50% | 50% | 50% | 50% | 50% |  | Large | C&I Curtailment-Enabling Tech-Water Heating ControlLarge | FALSE
C&I Curtailment-Enabling Tech-Water Heating Control | Scenario 1 | Interruptible Rider | Retail Trade | 50% | 50% | 50% | 50% | 50% | 50% | 50% | 50% | 50% | 50% | 50% | 50% | 50% | 50% | 50% | 50% | 50% |  | Large | C&I Curtailment-Enabling Tech-Water Heating ControlLarge | FALSE
C&I Curtailment-Enabling Tech-Other | Scenario 1 | Large Commercial | Offices | 50% | 50% | 50% | 50% | 50% | 50% | 50% | 50% | 50% | 50% | 50% | 50% | 50% | 50% | 50% | 50% | 50% |  | Large | C&I Curtailment-Enabling Tech-OtherLarge | FALSE
C&I Curtailment-Enabling Tech-Other | Scenario 1 | Large Commercial | Services | 50% | 50% | 50% | 50% | 50% | 50% | 50% | 50% | 50% | 50% | 50% | 50% | 50% | 50% | 50% | 50% | 50% |  | Large | C&I Curtailment-Enabling Tech-OtherLarge | FALSE
C&I Curtailment-Enabling Tech-Other | Scenario 1 | Large Industrial | Manufacturing | 50% | 50% | 50% | 50% | 50% | 50% | 50% | 50% | 50% | 50% | 50% | 50% | 50% | 50% | 50% | 50% | 50% |  | Large | C&I Curtailment-Enabling Tech-OtherLarge | FALSE
C&I Curtailment-Enabling Tech-Other | Scenario 1 | Large Industrial | Miscellaneous | 50% | 50% | 50% | 50% | 50% | 50% | 50% | 50% | 50% | 50% | 50% | 50% | 50% | 50% | 50% | 50% | 50% |  | Large | C&I Curtailment-Enabling Tech-OtherLarge | FALSE
C&I Curtailment-Enabling Tech-Other | Scenario 1 | Large Industrial | Offices | 50% | 50% | 50% | 50% | 50% | 50% | 50% | 50% | 50% | 50% | 50% | 50% | 50% | 50% | 50% | 50% | 50% |  | Large | C&I Curtailment-Enabling Tech-OtherLarge | FALSE
C&I Curtailment-Enabling Tech-Other | Scenario 1 | Large Industrial | Retail Trade | 50% | 50% | 50% | 50% | 50% | 50% | 50% | 50% | 50% | 50% | 50% | 50% | 50% | 50% | 50% | 50% | 50% |  | Large | C&I Curtailment-Enabling Tech-OtherLarge | FALSE
C&I Curtailment-Enabling Tech-Other | Scenario 1 | Large Industrial | Services | 50% | 50% | 50% | 50% | 50% | 50% | 50% | 50% | 50% | 50% | 50% | 50% | 50% | 50% | 50% | 50% | 50% |  | Large | C&I Curtailment-Enabling Tech-OtherLarge | FALSE
C&I Curtailment-Enabling Tech-Other | Scenario 1 | Interruptible Rider | Manufacturing | 50% | 50% | 50% | 50% | 50% | 50% | 50% | 50% | 50% | 50% | 50% | 50% | 50% | 50% | 50% | 50% | 50% |  | Large | C&I Curtailment-Enabling Tech-OtherLarge | FALSE
C&I Curtailment-Enabling Tech-Other | Scenario 1 | Interruptible Rider | Miscellaneous | 50% | 50% | 50% | 50% | 50% | 50% | 50% | 50% | 50% | 50% | 50% | 50% | 50% | 50% | 50% | 50% | 50% |  | Large | C&I Curtailment-Enabling Tech-OtherLarge | FALSE
C&I Curtailment-Enabling Tech-Other | Scenario 1 | Interruptible Rider | Retail Trade | 50% | 50% | 50% | 50% | 50% | 50% | 50% | 50% | 50% | 50% | 50% | 50% | 50% | 50% | 50% | 50% | 50% |  | Large | C&I Curtailment-Enabling Tech-OtherLarge | FALSE
C&I Curtailment-Enabling Tech-Industrial | Scenario 1 | Large Industrial | Manufacturing | 50% | 50% | 50% | 50% | 50% | 50% | 50% | 50% | 50% | 50% | 50% | 50% | 50% | 50% | 50% | 50% | 50% |  | Large | C&I Curtailment-Enabling Tech-IndustrialLarge | FALSE
C&I Curtailment-Enabling Tech-Industrial | Scenario 1 | Interruptible Rider | Manufacturing | 50% | 50% | 50% | 50% | 50% | 50% | 50% | 50% | 50% | 50% | 50% | 50% | 50% | 50% | 50% | 50% | 50% |  | Large | C&I Curtailment-Enabling Tech-IndustrialLarge | FALSE
Dynamic Pricing with enabling tech. | Scenario 1 | Interruptible Rider | Manufacturing | 50% | 50% | 50% | 50% | 50% | 50% | 50% | 50% | 50% | 50% | 50% | 50% | 50% | 50% | 50% | 50% | 50% |  | Large | Dynamic Pricing with enabling tech.Large | FALSE
Dynamic Pricing with enabling tech. | Scenario 1 | Interruptible Rider | Miscellaneous | 50% | 50% | 50% | 50% | 50% | 50% | 50% | 50% | 50% | 50% | 50% | 50% | 50% | 50% | 50% | 50% | 50% |  | Large | Dynamic Pricing with enabling tech.Large | FALSE
Dynamic Pricing with enabling tech. | Scenario 1 | Interruptible Rider | Retail Trade | 50% | 50% | 50% | 50% | 50% | 50% | 50% | 50% | 50% | 50% | 50% | 50% | 50% | 50% | 50% | 50% | 50% |  | Large | Dynamic Pricing with enabling tech.Large | FALSE
Dynamic Pricing with enabling tech. | Scenario 1 | Large Commercial | Offices | 50% | 50% | 50% | 50% | 50% | 50% | 50% | 50% | 50% | 50% | 50% | 50% | 50% | 50% | 50% | 50% | 50% |  | Large | Dynamic Pricing with enabling tech.Large | FALSE
Dynamic Pricing with enabling tech. | Scenario 1 | Large Commercial | Services | 50% | 50% | 50% | 50% | 50% | 50% | 50% | 50% | 50% | 50% | 50% | 50% | 50% | 50% | 50% | 50% | 50% |  | Large | Dynamic Pricing with enabling tech.Large | FALSE
Dynamic Pricing with enabling tech. | Scenario 1 | Large Industrial | Manufacturing | 50% | 50% | 50% | 50% | 50% | 50% | 50% | 50% | 50% | 50% | 50% | 50% | 50% | 50% | 50% | 50% | 50% |  | Large | Dynamic Pricing with enabling tech.Large | FALSE
Dynamic Pricing with enabling tech. | Scenario 1 | Large Industrial | Miscellaneous | 50% | 50% | 50% | 50% | 50% | 50% | 50% | 50% | 50% | 50% | 50% | 50% | 50% | 50% | 50% | 50% | 50% |  | Large | Dynamic Pricing with enabling tech.Large | FALSE
Dynamic Pricing with enabling tech. | Scenario 1 | Large Industrial | Offices | 50% | 50% | 50% | 50% | 50% | 50% | 50% | 50% | 50% | 50% | 50% | 50% | 50% | 50% | 50% | 50% | 50% |  | Large | Dynamic Pricing with enabling tech.Large | FALSE
Dynamic Pricing with enabling tech. | Scenario 1 | Large Industrial | Retail Trade | 50% | 50% | 50% | 50% | 50% | 50% | 50% | 50% | 50% | 50% | 50% | 50% | 50% | 50% | 50% | 50% | 50% |  | Large | Dynamic Pricing with enabling tech.Large | FALSE
Dynamic Pricing with enabling tech. | Scenario 1 | Large Industrial | Services | 50% | 50% | 50% | 50% | 50% | 50% | 50% | 50% | 50% | 50% | 50% | 50% | 50% | 50% | 50% | 50% | 50% |  | Large | Dynamic Pricing with enabling tech.Large | FALSE
Dynamic Pricing with enabling tech. | Scenario 1 | Residential | Residential LI | [18 empty] | Residential | Dynamic Pricing with enabling tech.Residential | TRUE | bar: 2021 to 2037
Dynamic Pricing with enabling tech. | Scenario 1 | Residential | Residential Market Rate | [18 empty] | Residential | Dynamic Pricing with enabling tech.Residential | TRUE | bar: 2021 to 2037
Dynamic Pricing with enabling tech. | Scenario 1 | Small Commercial | Manufacturing | 1.453% | 1.524% | 1.599% | 1.677% | 1.778% | 1.885% | 1.998% | 2.118% | 2.245% | 2.38% | 2.524% | 2.675% | 2.836% | 3.007% | 3.187% | 3.379% | 3.582% | From ProCESS Exports; participants split between DLC DI and CPP | Small | Dynamic Pricing with enabling tech.Small | TRUE
Dynamic Pricing with enabling tech. | Scenario 1 | Small Commercial | Miscellaneous | 1.453% | 1.524% | 1.599% | 1.677% | 1.778% | 1.885% | 1.998% | 2.118% | 2.245% | 2.38% | 2.524% | 2.675% | 2.836% | 3.007% | 3.187% | 3.379% | 3.582% |  | Small | Dynamic Pricing with enabling tech.Small | TRUE
Dynamic Pricing with enabling tech. | Scenario 1 | Small Commercial | Offices | 1.453% | 1.524% | 1.599% | 1.677% | 1.778% | 1.885% | 1.998% | 2.118% | 2.245% | 2.38% | 2.524% | 2.675% | 2.836% | 3.007% | 3.187% | 3.379% | 3.582% |  | Small | Dynamic Pricing with enabling tech.Small | TRUE
Dynamic Pricing with enabling tech. | Scenario 1 | Small Commercial | Retail Trade | 1.453% | 1.524% | 1.599% | 1.677% | 1.778% | 1.885% | 1.998% | 2.118% | 2.245% | 2.38% | 2.524% | 2.675% | 2.836% | 3.007% | 3.187% | 3.379% | 3.582% |  | Small | Dynamic Pricing with enabling tech.Small | TRUE
Dynamic Pricing with enabling tech. | Scenario 1 | Small Commercial | Services | 1.453% | 1.524% | 1.599% | 1.677% | 1.778% | 1.885% | 1.998% | 2.118% | 2.245% | 2.38% | 2.524% | 2.675% | 2.836% | 3.007% | 3.187% | 3.379% | 3.582% |  | Small | Dynamic Pricing with enabling tech.Small | TRUE
Dynamic Pricing with enabling tech. | Scenario 1 | Small Industrial | Manufacturing | 1.453% | 1.524% | 1.599% | 1.677% | 1.778% | 1.885% | 1.998% | 2.118% | 2.245% | 2.38% | 2.524% | 2.675% | 2.836% | 3.007% | 3.187% | 3.379% | 3.582% |  | Small | Dynamic Pricing with enabling tech.Small | TRUE
Dynamic Pricing with enabling tech. | Scenario 1 | Small Industrial | Miscellaneous | 1.453% | 1.524% | 1.599% | 1.677% | 1.778% | 1.885% | 1.998% | 2.118% | 2.245% | 2.38% | 2.524% | 2.675% | 2.836% | 3.007% | 3.187% | 3.379% | 3.582% |  | Small | Dynamic Pricing with enabling tech.Small | TRUE
Dynamic Pricing with enabling tech. | Scenario 1 | Small Industrial | Offices | 1.453% | 1.524% | 1.599% | 1.677% | 1.778% | 1.885% | 1.998% | 2.118% | 2.245% | 2.38% | 2.524% | 2.675% | 2.836% | 3.007% | 3.187% | 3.379% | 3.582% |  | Small | Dynamic Pricing with enabling tech.Small | TRUE
Dynamic Pricing with enabling tech. | Scenario 1 | Small Industrial | Retail Trade | 1.453% | 1.524% | 1.599% | 1.677% | 1.778% | 1.885% | 1.998% | 2.118% | 2.245% | 2.38% | 2.524% | 2.675% | 2.836% | 3.007% | 3.187% | 3.379% | 3.582% |  | Small | Dynamic Pricing with enabling tech.Small | TRUE
Dynamic Pricing with enabling tech. | Scenario 1 | Small Industrial | Services | 1.453% | 1.524% | 1.599% | 1.677% | 1.778% | 1.885% | 1.998% | 2.118% | 2.245% | 2.38% | 2.524% | 2.675% | 2.836% | 3.007% | 3.187% | 3.379% | 3.582% |  | Small | Dynamic Pricing with enabling tech.Small | TRUE
Dynamic Pricing w/o enabling tech. | Scenario 1 | Interruptible Rider | Manufacturing | 50% | 50% | 50% | 50% | 50% | 50% | 50% | 50% | 50% | 50% | 50% | 50% | 50% | 50% | 50% | 50% | 50% |  | Large | Dynamic Pricing w/o enabling tech.Large | FALSE
Dynamic Pricing w/o enabling tech. | Scenario 1 | Interruptible Rider | Miscellaneous | 50% | 50% | 50% | 50% | 50% | 50% | 50% | 50% | 50% | 50% | 50% | 50% | 50% | 50% | 50% | 50% | 50% |  | Large | Dynamic Pricing w/o enabling tech.Large | FALSE
Dynamic Pricing w/o enabling tech. | Scenario 1 | Interruptible Rider | Retail Trade | 50% | 50% | 50% | 50% | 50% | 50% | 50% | 50% | 50% | 50% | 50% | 50% | 50% | 50% | 50% | 50% | 50% |  | Large | Dynamic Pricing w/o enabling tech.Large | FALSE
Dynamic Pricing w/o enabling tech. | Scenario 1 | Large Commercial | Offices | 50% | 50% | 50% | 50% | 50% | 50% | 50% | 50% | 50% | 50% | 50% | 50% | 50% | 50% | 50% | 50% | 50% |  | Large | Dynamic Pricing w/o enabling tech.Large | FALSE
Dynamic Pricing w/o enabling tech. | Scenario 1 | Large Commercial | Services | 50% | 50% | 50% | 50% | 50% | 50% | 50% | 50% | 50% | 50% | 50% | 50% | 50% | 50% | 50% | 50% | 50% |  | Large | Dynamic Pricing w/o enabling tech.Large | FALSE
Dynamic Pricing w/o enabling tech. | Scenario 1 | Large Industrial | Manufacturing | 50% | 50% | 50% | 50% | 50% | 50% | 50% | 50% | 50% | 50% | 50% | 50% | 50% | 50% | 50% | 50% | 50% |  | Large | Dynamic Pricing w/o enabling tech.Large | FALSE
Dynamic Pricing w/o enabling tech. | Scenario 1 | Large Industrial | Miscellaneous | 50% | 50% | 50% | 50% | 50% | 50% | 50% | 50% | 50% | 50% | 50% | 50% | 50% | 50% | 50% | 50% | 50% |  | Large | Dynamic Pricing w/o enabling tech.Large | FALSE
Dynamic Pricing w/o enabling tech. | Scenario 1 | Large Industrial | Offices | 50% | 50% | 50% | 50% | 50% | 50% | 50% | 50% | 50% | 50% | 50% | 50% | 50% | 50% | 50% | 50% | 50% |  | Large | Dynamic Pricing w/o enabling tech.Large | FALSE
Dynamic Pricing w/o enabling tech. | Scenario 1 | Large Industrial | Retail Trade | 50% | 50% | 50% | 50% | 50% | 50% | 50% | 50% | 50% | 50% | 50% | 50% | 50% | 50% | 50% | 50% | 50% |  | Large | Dynamic Pricing w/o enabling tech.Large | FALSE
Dynamic Pricing w/o enabling tech. | Scenario 1 | Large Industrial | Services | 50% | 50% | 50% | 50% | 50% | 50% | 50% | 50% | 50% | 50% | 50% | 50% | 50% | 50% | 50% | 50% | 50% |  | Large | Dynamic Pricing w/o enabling tech.Large | FALSE
Dynamic Pricing w/o enabling tech. | Scenario 1 | Residential | Residential LI | 100% | 100% | 100% | 100% | 100% | 100% | 100% | 100% | 100% | 100% | 100% | 100% | 100% | 100% | 100% | 100% | 100% | 1-eligible customers for pricing with enabling tech | Residential | Dynamic Pricing w/o enabling tech.Residential | FALSE
Dynamic Pricing w/o enabling tech. | Scenario 1 | Residential | Residential Market Rate | 100% | 100% | 100% | 100% | 100% | 100% | 100% | 100% | 100% | 100% | 100% | 100% | 100% | 100% | 100% | 100% | 100% |  | Residential | Dynamic Pricing w/o enabling tech.Residential | FALSE
Dynamic Pricing w/o enabling tech. | Scenario 1 | Small Commercial | Manufacturing | 98.55% | 98.48% | 98.4% | 98.32% | 98.22% | 98.12% | 98% | 97.88% | 97.75% | 97.62% | 97.48% | 97.32% | 97.16% | 96.99% | 96.81% | 96.62% | 96.42% |  | Small | Dynamic Pricing w/o enabling tech.Small | FALSE
Dynamic Pricing w/o enabling tech. | Scenario 1 | Small Commercial | Miscellaneous | 98.55% | 98.48% | 98.4% | 98.32% | 98.22% | 98.12% | 98% | 97.88% | 97.75% | 97.62% | 97.48% | 97.32% | 97.16% | 96.99% | 96.81% | 96.62% | 96.42% |  | Small | Dynamic Pricing w/o enabling tech.Small | FALSE
Dynamic Pricing w/o enabling tech. | Scenario 1 | Small Commercial | Offices | 98.55% | 98.48% | 98.4% | 98.32% | 98.22% | 98.12% | 98% | 97.88% | 97.75% | 97.62% | 97.48% | 97.32% | 97.16% | 96.99% | 96.81% | 96.62% | 96.42% |  | Small | Dynamic Pricing w/o enabling tech.Small | FALSE
Dynamic Pricing w/o enabling tech. | Scenario 1 | Small Commercial | Retail Trade | 98.55% | 98.48% | 98.4% | 98.32% | 98.22% | 98.12% | 98% | 97.88% | 97.75% | 97.62% | 97.48% | 97.32% | 97.16% | 96.99% | 96.81% | 96.62% | 96.42% |  | Small | Dynamic Pricing w/o enabling tech.Small | FALSE
Dynamic Pricing w/o enabling tech. | Scenario 1 | Small Commercial | Services | 98.55% | 98.48% | 98.4% | 98.32% | 98.22% | 98.12% | 98% | 97.88% | 97.75% | 97.62% | 97.48% | 97.32% | 97.16% | 96.99% | 96.81% | 96.62% | 96.42% |  | Small | Dynamic Pricing w/o enabling tech.Small | FALSE
Dynamic Pricing w/o enabling tech. | Scenario 1 | Small Industrial | Manufacturing | 98.55% | 98.48% | 98.4% | 98.32% | 98.22% | 98.12% | 98% | 97.88% | 97.75% | 97.62% | 97.48% | 97.32% | 97.16% | 96.99% | 96.81% | 96.62% | 96.42% |  | Small | Dynamic Pricing w/o enabling tech.Small | FALSE
Dynamic Pricing w/o enabling tech. | Scenario 1 | Small Industrial | Miscellaneous | 98.55% | 98.48% | 98.4% | 98.32% | 98.22% | 98.12% | 98% | 97.88% | 97.75% | 97.62% | 97.48% | 97.32% | 97.16% | 96.99% | 96.81% | 96.62% | 96.42% |  | Small | Dynamic Pricing w/o enabling tech.Small | FALSE
Dynamic Pricing w/o enabling tech. | Scenario 1 | Small Industrial | Offices | 98.55% | 98.48% | 98.4% | 98.32% | 98.22% | 98.12% | 98% | 97.88% | 97.75% | 97.62% | 97.48% | 97.32% | 97.16% | 96.99% | 96.81% | 96.62% | 96.42% |  | Small | Dynamic Pricing w/o enabling tech.Small | FALSE
Dynamic Pricing w/o enabling tech. | Scenario 1 | Small Industrial | Retail Trade | 98.55% | 98.48% | 98.4% | 98.32% | 98.22% | 98.12% | 98% | 97.88% | 97.75% | 97.62% | 97.48% | 97.32% | 97.16% | 96.99% | 96.81% | 96.62% | 96.42% |  | Small | Dynamic Pricing w/o enabling tech.Small | FALSE
Dynamic Pricing w/o enabling tech. | Scenario 1 | Small Industrial | Services | 98.55% | 98.48% | 98.4% | 98.32% | 98.22% | 98.12% | 98% | 97.88% | 97.75% | 97.62% | 97.48% | 97.32% | 97.16% | 96.99% | 96.81% | 96.62% | 96.42% |  | Small | Dynamic Pricing w/o enabling tech.Small | FALSE
EV Charging Control | Scenario 1 | EV | EV | 100% | 100% | 100% | 100% | 100% | 100% | 100% | 100% | 100% | 100% | 100% | 100% | 100% | 100% | 100% | 100% | 100% |  | EV | EV Charging ControlEV | FALSE
BTM Battery Control | Scenario 1 | Residential | Residential LI | 100% | 100% | 100% | 100% | 100% | 100% | 100% | 100% | 100% | 100% | 100% | 100% | 100% | 100% | 100% | 100% | 100% |  | Residential | BTM Battery ControlResidential | FALSE
BTM Battery Control | Scenario 1 | Residential | Residential Market Rate | 100% | 100% | 100% | 100% | 100% | 100% | 100% | 100% | 100% | 100% | 100% | 100% | 100% | 100% | 100% | 100% | 100% |  | Residential | BTM Battery ControlResidential | FALSE
Behavioral DR | Scenario 1 | Residential | Residential LI | 100% | 100% | 100% | 100% | 100% | 100% | 100% | 100% | 100% | 100% | 100% | 100% | 100% | 100% | 100% | 100% | 100% |  | Residential | Behavioral DRResidential | FALSE
Behavioral DR | Scenario 1 | Residential | Residential Market Rate | 100% | 100% | 100% | 100% | 100% | 100% | 100% | 100% | 100% | 100% | 100% | 100% | 100% | 100% | 100% | 100% | 100% |  | Residential | Behavioral DRResidential | FALSE
Time-of-Use Rates (TOU) | Scenario 1 | Interruptible Rider | Manufacturing | [18 empty] | Large | Time-of-Use Rates (TOU)Large | FALSE | bar: 2021 to 2037
Time-of-Use Rates (TOU) | Scenario 1 | Interruptible Rider | Miscellaneous | [18 empty] | Large | Time-of-Use Rates (TOU)Large | FALSE | bar: 2021 to 2037
Time-of-Use Rates (TOU) | Scenario 1 | Interruptible Rider | Retail Trade | [18 empty] | Large | Time-of-Use Rates (TOU)Large | FALSE | bar: 2021 to 2037
Time-of-Use Rates (TOU) | Scenario 1 | Large Commercial | Offices | [18 empty] | Large | Time-of-Use Rates (TOU)Large | FALSE | bar: 2021 to 2037
Time-of-Use Rates (TOU) | Scenario 1 | Large Commercial | Services | [18 empty] | Large | Time-of-Use Rates (TOU)Large | FALSE | bar: 2021 to 2037
Time-of-Use Rates (TOU) | Scenario 1 | Large Industrial | Manufacturing | [18 empty] | Large | Time-of-Use Rates (TOU)Large | FALSE | bar: 2021 to 2037
Time-of-Use Rates (TOU) | Scenario 1 | Large Industrial | Miscellaneous | [18 empty] | Large | Time-of-Use Rates (TOU)Large | FALSE | bar: 2021 to 2037
Time-of-Use Rates (TOU) | Scenario 1 | Large Industrial | Offices | [18 empty] | Large | Time-of-Use Rates (TOU)Large | FALSE | bar: 2021 to 2037
Time-of-Use Rates (TOU) | Scenario 1 | Large Industrial | Retail Trade | [18 empty] | Large | Time-of-Use Rates (TOU)Large | FALSE | bar: 2021 to 2037
Time-of-Use Rates (TOU) | Scenario 1 | Large Industrial | Services | [18 empty] | Large | Time-of-Use Rates (TOU)Large | FALSE | bar: 2021 to 2037
Time-of-Use Rates (TOU) | Scenario 1 | Residential | Residential LI | 100% | 100% | 100% | 100% | 100% | 100% | 100% | 100% | 100% | 100% | 100% | 100% | 100% | 100% | 100% | 100% | 100% |  | Residential | Time-of-Use Rates (TOU)Residential | FALSE
Time-of-Use Rates (TOU) | Scenario 1 | Residential | Residential Market Rate | 100% | 100% | 100% | 100% | 100% | 100% | 100% | 100% | 100% | 100% | 100% | 100% | 100% | 100% | 100% | 100% | 100% |  | Residential | Time-of-Use Rates (TOU)Residential | FALSE
Time-of-Use Rates (TOU) | Scenario 1 | Small Commercial | Manufacturing | 100% | 100% | 100% | 100% | 100% | 100% | 100% | 100% | 100% | 100% | 100% | 100% | 100% | 100% | 100% | 100% | 100% |  | Small | Time-of-Use Rates (TOU)Small | FALSE
Time-of-Use Rates (TOU) | Scenario 1 | Small Commercial | Miscellaneous | 100% | 100% | 100% | 100% | 100% | 100% | 100% | 100% | 100% | 100% | 100% | 100% | 100% | 100% | 100% | 100% | 100% |  | Small | Time-of-Use Rates (TOU)Small | FALSE
Time-of-Use Rates (TOU) | Scenario 1 | Small Commercial | Offices | 100% | 100% | 100% | 100% | 100% | 100% | 100% | 100% | 100% | 100% | 100% | 100% | 100% | 100% | 100% | 100% | 100% |  | Small | Time-of-Use Rates (TOU)Small | FALSE
Time-of-Use Rates (TOU) | Scenario 1 | Small Commercial | Retail Trade | 100% | 100% | 100% | 100% | 100% | 100% | 100% | 100% | 100% | 100% | 100% | 100% | 100% | 100% | 100% | 100% | 100% |  | Small | Time-of-Use Rates (TOU)Small | FALSE
Time-of-Use Rates (TOU) | Scenario 1 | Small Commercial | Services | 100% | 100% | 100% | 100% | 100% | 100% | 100% | 100% | 100% | 100% | 100% | 100% | 100% | 100% | 100% | 100% | 100% |  | Small | Time-of-Use Rates (TOU)Small | FALSE
Time-of-Use Rates (TOU) | Scenario 1 | Small Industrial | Manufacturing | 100% | 100% | 100% | 100% | 100% | 100% | 100% | 100% | 100% | 100% | 100% | 100% | 100% | 100% | 100% | 100% | 100% |  | Small | Time-of-Use Rates (TOU)Small | FALSE
Time-of-Use Rates (TOU) | Scenario 1 | Small Industrial | Miscellaneous | 100% | 100% | 100% | 100% | 100% | 100% | 100% | 100% | 100% | 100% | 100% | 100% | 100% | 100% | 100% | 100% | 100% |  | Small | Time-of-Use Rates (TOU)Small | FALSE
Time-of-Use Rates (TOU) | Scenario 1 | Small Industrial | Offices | 100% | 100% | 100% | 100% | 100% | 100% | 100% | 100% | 100% | 100% | 100% | 100% | 100% | 100% | 100% | 100% | 100% |  | Small | Time-of-Use Rates (TOU)Small | FALSE
Time-of-Use Rates (TOU) | Scenario 1 | Small Industrial | Retail Trade | 100% | 100% | 100% | 100% | 100% | 100% | 100% | 100% | 100% | 100% | 100% | 100% | 100% | 100% | 100% | 100% | 100% |  | Small | Time-of-Use Rates (TOU)Small | FALSE
Time-of-Use Rates (TOU) | Scenario 1 | Small Industrial | Services | 100% | 100% | 100% | 100% | 100% | 100% | 100% | 100% | 100% | 100% | 100% | 100% | 100% | 100% | 100% | 100% | 100% |  | Small | Time-of-Use Rates (TOU)Small | FALSE
This represents the percentage of participants with a particular end use that are eligible to curtail load using a particular control strategy. It uses outputs from the EE ProCESS model for certain DR suboptions.
Scenario Definitions
"Scenario 2" = Settlement Plan
"Scenario 1" = Alternate Scenario

## ProCESS CSE (hidden)
DR Measure | EE Measure | Sector | Sector1 | Scenario | End Use | Units | 2023 | 2024 | 2025 | Eligible Customers | 2023 | 2024 | 2025 | % of Customers with End use and Installed EE | 2023 | 2024 | 2025 | % of Customers with End use Eligible for program | Source |  |  | LU
C&I Curtailment-Turnkey-Auto-DR HVAC Control | Energy Management Information Systems ¦ EMIS | Large C&I | Large | ENS_ProcessModel_Outputs_Scen_1.5B-5.xlsx | N/A | Per Gross GWh | 0.6 | 0.8 | 1 |  | 232 | 232 | 232 |  | 0.8933% | 1.191% | 1.489% |  |  | 1 | N/ALarge C&I | C&I Curtailment-Turnkey-Auto-DR HVAC ControlLarge | 0.2586%
C&I Curtailment-Enabling Tech-Auto-DR HVAC Control | Energy Management Information Systems ¦ EMIS | Large C&I | Large | ENS_ProcessModel_Outputs_Scen_1.5B-5.xlsx | N/A | Per Gross GWh | 0.6 | 0.8 | 1 | 0 | 232 | 232 | 232 | 0% | 0.8933% | 1.191% | 1.489% |  |  | 1 | N/ALarge C&I | C&I Curtailment-Enabling Tech-Auto-DR HVAC ControlLarge | 0.2586%
DLC-Thermostat-DI-Baseboard Heating | Smart thermostats for electric baseboards ¦ Efficient Products Installation | Residential | Residential | ENS_ProcessModel_Outputs_Scen_1.5B-5.xlsx | Baseboard Heating | Per Thermostat | 814.0309 | 1302.4495 | 2604.899 |  | 97052.3097 | 95068.8224 | 92783.0022 |  | 0.8388% | 1.37% | 2.808% | 91% | 1- % of electric heating households with smart thermostats from NSP 2020 Res End Use survey | 0.33226 | Baseboard HeatingResidential | DLC-Thermostat-DI-Baseboard HeatingResidential | 0.8388%
CPP: DLC-Thermostat-DI-Baseboard Heating | Smart thermostats for electric baseboards ¦ Efficient Products Installation | Residential | Residential | ENS_ProcessModel_Outputs_Scen_1.5B-5.xlsx | Baseboard Heating | Per Thermostat | 1635.9691 | 2617.5505 | 5235.101 | 0 | 97052.3097 | 95068.8224 | 92783.0022 | [6 empty] | 0.66774 | Baseboard HeatingResidential | CPP: DLC-Thermostat-DI-Baseboard HeatingResidential | 1.686%
DLC-Thermostat-DI-MSHP | Smart thermostats for mini-split heat pumps ¦ Efficient Products Installation | Residential | Residential | ENS_ProcessModel_Outputs_Scen_1.5B-5.xlsx | Ductless Mini Split | Per Thermostat | 84.7515 | 135.6025 | 271.2049 |  | 71575.487 | 77743.7662 | 84024.5873 |  | 0.1184% | 0.1744% | 0.3228% | 0.91 | 1- % of electric heating households with smart thermostats from NSP 2020 Res End Use survey | 0.32286 | Ductless Mini SplitResidential | DLC-Thermostat-DI-MSHPResidential | 0.1184%
CPP: DLC-Thermostat-DI-MSHP | Smart thermostats for mini-split heat pumps ¦ Efficient Products Installation | Residential | Residential | ENS_ProcessModel_Outputs_Scen_1.5B-5.xlsx | Ductless Mini Split | Per Thermostat | 177.7485 | 284.3975 | 568.7951 | 0 | 71575.487 | 77743.7662 | 84024.5873 | [6 empty] | 0.67714 | Ductless Mini SplitResidential | CPP: DLC-Thermostat-DI-MSHPResidential | 0.2483%
| Luminaire Level Lighting Control (LLLC) - High Impact Application ¦ Business Energy Rebates | Large C&I | Large | ENS_ProcessModel_Outputs_Scen_1.5B-5.xlsx |  | Per fixture | #N/A | #N/A | #N/A |  | 232 | 232 | 232 |  | #N/A | #N/A | #N/A |  |  | 1 | Large C&I | Large | #N/A
| Luminaire Level Lighting Control (LLLC) - Low Impact Application ¦ Business Energy Rebates | Large C&I | Large | ENS_ProcessModel_Outputs_Scen_1.5B-5.xlsx |  | Per fixture | #N/A | #N/A | #N/A |  | 232 | 232 | 232 |  | #N/A | #N/A | #N/A |  |  | 1 | Large C&I | Large | #N/A
C&I Curtailment-Turnkey-Advanced Lighting Control |  | Large C&I | Large | ENS_ProcessModel_Outputs_Scen_1.5B-5.xlsx | N/A | Per fixture | #N/A | #N/A | #N/A |  | 232 | 232 | 232 |  | #N/A | #N/A | #N/A |  |  | 1 | N/ALarge C&I | C&I Curtailment-Turnkey-Advanced Lighting ControlLarge | #N/A
C&I Curtailment-Enabling Tech-Advanced Lighting Control |  | Large C&I | Large | ENS_ProcessModel_Outputs_Scen_1.5B-5.xlsx | N/A | Per fixture | #N/A | #N/A | #N/A |  | 232 | 232 | 232 |  | #N/A | #N/A | #N/A |  |  | 1 | N/ALarge C&I | C&I Curtailment-Enabling Tech-Advanced Lighting ControlLarge | #N/A
| Smart thermostats for central air source heat pump ¦ Business Energy Rebates | Small C&I | Small | ENS_ProcessModel_Outputs_Scen_1.5B-5.xlsx | Heat Pump Heating | Per Thermostat | 108.3454 | 107.8037 | 117.1894 |  | 4896.2541 | 5304.2379 | 5704.2964 |  | 2.213% | 2.032% | 2.054% |  |  | 0.3125 | Heat Pump HeatingSmall C&I | Small | 2.213%
| Smart thermostats for central air source heat pump ¦ Small Business Energy Solutions | Small C&I | Small | ENS_ProcessModel_Outputs_Scen_1.5B-5.xlsx | Heat Pump Heating | Per Thermostat | 6.1224 | 12.6276 | 16.8367 |  | 4896.2541 | 5304.2379 | 5704.2964 |  | 0.125% | 0.2381% | 0.2952% |  |  | 0.3125 | Heat Pump HeatingSmall C&I | Small | 0.125%
DLC-Thermostat-DI-Central Heat Pump |  | Small C&I | Small | ENS_ProcessModel_Outputs_Scen_1.5B-5.xlsx | Heat Pump Heating | Per Thermostat | 35.7712 | 37.6348 | 41.8832 |  | 4896.2541 | 5304.2379 | 5704.2964 |  | 0.7306% | 0.7095% | 0.7342% |  |  | 0.3125 | Heat Pump HeatingSmall C&I | DLC-Thermostat-DI-Central Heat PumpSmall | 0.7306%
CPP: DLC-Thermostat-DI-Central Heat Pump | 0 | Small C&I | Small | ENS_ProcessModel_Outputs_Scen_1.5B-5.xlsx | Heat Pump Heating | Per Thermostat | 78.6967 | 82.7965 | 92.143 |  | 4896.2541 | 5304.2379 | 5704.2964 | [6 empty] | 0.6875 | Heat Pump HeatingSmall C&I | CPP: DLC-Thermostat-DI-Central Heat PumpSmall | 1.607%
DLC-Thermostat-DI-Central Heat Pump | Smart thermostats for central air source heat pump ¦ Efficient Products Installation | Residential | Residential | ENS_ProcessModel_Outputs_Scen_1.5B-5.xlsx | Heat Pump Heating | Per Thermostat | 16.2706 | 52.066 | 65.0825 |  | 58507.6104 | 63549.7102 | 68683.8148 |  | 0.02781% | 0.08193% | 0.09476% |  |  | 0.32541 | Heat Pump HeatingResidential | DLC-Thermostat-DI-Central Heat PumpResidential | 0.02781%
CPP: DLC-Thermostat-DI-Central Heat Pump | Smart thermostats for central air source heat pump ¦ Efficient Products Installation | Residential | Residential | ENS_ProcessModel_Outputs_Scen_1.5B-5.xlsx | Heat Pump Heating | Per Thermostat | 33.7294 | 107.934 | 134.9175 | 0 | 58507.6104 | 63549.7102 | 68683.8148 |  | 0.05765% | 0.1698% | 0.1964% |  |  | 0.67459 | Heat Pump HeatingResidential | CPP: DLC-Thermostat-DI-Central Heat PumpResidential | 0.05765%
DLC-Thermostat-BYOT-Baseboard Heating | Smart thermostats for electric baseboards ¦ Instant Savings | Residential | Residential | ENS_ProcessModel_Outputs_Scen_1.5B-5.xlsx | Baseboard Heating | Per Thermostat | 150 | 309 | 468 |  | 97052.3097 | 95068.8224 | 92783.0022 |  | 0.1546% | 0.325% | 0.5044% | 0.09 | % of electric heating households with smart thermostats from NSP 2020 Res End Use survey | 1 | Baseboard HeatingResidential | DLC-Thermostat-BYOT-Baseboard HeatingResidential | 0.1546%
| Smart thermostats for electric baseboards ¦ Small Business Energy Solutions | Small C&I | Small | ENS_ProcessModel_Outputs_Scen_1.5B-5.xlsx | Baseboard Heating | Per Thermostat | 40 | 82.5 | 110 |  | 7665.3023 | 7483.9741 | 7262.1892 |  | 0.5218% | 1.102% | 1.515% |  |  | 0.3125 | Baseboard HeatingSmall C&I | Small | 0.5218%
| Smart thermostats for electric baseboards ¦ Business Energy Rebates | Small C&I | Small | ENS_ProcessModel_Outputs_Scen_1.5B-5.xlsx | Baseboard Heating | Per Thermostat | 707.8569 | 704.3176 | 765.6375 |  | 7665.3023 | 7483.9741 | 7262.1892 |  | 9.235% | 9.411% | 10.54% |  |  | 0.3125 | Baseboard HeatingSmall C&I | Small | 9.235%
DLC-Thermostat-DI-Baseboard Heating |  | Small C&I | Small | ENS_ProcessModel_Outputs_Scen_1.5B-5.xlsx | Baseboard Heating | Per Thermostat | 233.7053 | 245.8805 | 273.6367 |  | 7665.3023 | 7483.9741 | 7262.1892 |  | 3.049% | 3.285% | 3.768% |  |  | 0.3125 | Baseboard HeatingSmall C&I | DLC-Thermostat-DI-Baseboard HeatingSmall | 3.049%
CPP: DLC-Thermostat-DI-Baseboard Heating | 0 | Small C&I | Small | ENS_ProcessModel_Outputs_Scen_1.5B-5.xlsx | Baseboard Heating | Per Thermostat | 514.1516 | 540.9371 | 602.0008 |  | 7665.3023 | 7483.9741 | 7262.1892 | [6 empty] | 0.6875 | Baseboard HeatingSmall C&I | CPP: DLC-Thermostat-DI-Baseboard HeatingSmall | 6.708%
| Smart thermostats for mini-split heat pumps ¦ Small Business Energy Solutions | Small C&I | Small | ENS_ProcessModel_Outputs_Scen_1.5B-5.xlsx | Ductless Mini Split | Per Thermostat | 4.2857 | 8.8393 | 11.7857 |  | 6123.8183 | 6634.0898 | 7134.4489 |  | 13.34% | 13.08% | 13.64% |  |  | 0.3125 | Ductless Mini SplitSmall C&I | Small | 0.06998%
| Smart thermostats for mini-split heat pumps ¦ Business Energy Rebates | Small C&I | Small | ENS_ProcessModel_Outputs_Scen_1.5B-5.xlsx | Ductless Mini Split | Per Thermostat | 75.8418 | 75.4626 | 82.0326 |  | 6123.8183 | 6634.0898 | 7134.4489 |  | 1.238% | 1.137% | 1.15% |  |  | 0.3125 | Ductless Mini SplitSmall C&I | Small | 1.238%
DLC-Thermostat-DI-MSHP |  | Small C&I | Small | ENS_ProcessModel_Outputs_Scen_1.5B-5.xlsx | Ductless Mini Split | Per Thermostat | 25.0399 | 26.3443 | 29.3182 |  | 6123.8183 | 6634.0898 | 7134.4489 |  | 0.4089% | 0.3971% | 0.4109% |  |  | 0.3125 | Ductless Mini SplitSmall C&I | DLC-Thermostat-DI-MSHPSmall | 0.4089%
CPP: DLC-Thermostat-DI-MSHP | 0 | Small C&I | Small | ENS_ProcessModel_Outputs_Scen_1.5B-5.xlsx | Ductless Mini Split | Per Thermostat | 55.0877 | 57.9575 | 64.5001 |  | 6123.8183 | 6634.0898 | 7134.4489 | [6 empty] | 0.6875 | Ductless Mini SplitSmall C&I | CPP: DLC-Thermostat-DI-MSHPSmall | 0.8996%
DLC-Thermostat-BYOT-MSHP | Smart thermostats for mini-split heat pumps ¦ Instant Savings | Residential | Residential | ENS_ProcessModel_Outputs_Scen_1.5B-5.xlsx | Ductless Mini Split | Per Thermostat | 8.5714 | 17.6786 | 26.7857 |  | 71575.487 | 77743.7662 | 84024.5873 |  | 0.01198% | 0.02274% | 0.03188% | 0.09 | % of electric heating households with smart thermostats from NSP 2020 Res End Use survey | 1 | Ductless Mini SplitResidential | DLC-Thermostat-BYOT-MSHPResidential | 0.01198%
Dynamic Pricing with enabling tech. |  | Small C&I | Small | ENS_ProcessModel_Outputs_Scen_1.5B-5.xlsx | N/A |  | 647.936 | 681.6912 | 758.6438 |  | 40522 | 40647 | 40663 |  | 1.599% | 1.677% | 1.866% |  |  |  |  | Dynamic Pricing with enabling tech.Small | 1.599%
Dynamic Pricing with enabling tech. |  | Residential | Residential | ENS_ProcessModel_Outputs_Scen_1.5B-5.xlsx |  |  | 1847.4469 | 3009.882 | 5938.8136 |  | 227135.4071 | 236362.2988 | 245491.4043 |  | 0.8134% | 1.273% | 2.419% |  |  |  |  | Dynamic Pricing with enabling tech.Residential | 0.8134%
#DIV/0!
ProCESS Exports for DR - 11_9.xlsx ; This is an internal tab for reading in EE model outputs.

## Participation Ramp Factor
Units: | % of Full Participation
DR Sub Option ↓ | Customer Class ↓ | 2021 | 2022 | 2023 | 2024 | 2025 | 2026 | 2027 | 2028 | 2029 | 2030 | Assumptions Documentation
DLC-Switch-Water Heating | Residential | 0.2979% | 0.3% | 5.275% | 11.35% | 22.75% | 40.39% | 60.91% | 78.19% | 89.18% | 94.99% | Assumed program ramps up using a S-shaped curve. This is a standard assumption used in similar potential studies based on program experience and discussions with DR service providers. Replaced 2017 start-year with 2021. | 95 | 2.3 | 20.9091
DLC-BYOD-Water Heating | Residential | 0% | 0% | 15.29% | 25.54% | 39.45% | 55.32% | 70.17% | 81.72% | 89.46% | 94.16% |  | 20 | 1.9
DLC-Thermostat-DI-Central Heat Pump | Residential | 2% | 7.5% | 15.29% | 25.54% | 39.45% | 55.32% | 70.17% | 81.72% | 89.46% | 94.16% | 2021-2023 % based on pilot participation (125 participants between water heaters and thermostats) and number of units from E1 reporting (609 households with thermostats, 49 with water heaters). See "DR Part and Unit Impacts Info_June 24_updated.docx" and "TVP Rates Application notes.docx"). BYO activities to start 2022 | 20 | 1.9
DLC-Thermostat-BYOT-Central Heat Pump | Residential | 0% | 7.5% | 15.29% | 25.54% | 39.45% | 55.32% | 70.17% | 81.72% | 89.46% | 94.16% |  | 20 | 1.9
DLC-Thermostat-DI-Baseboard Heating | Residential | 2% | 3.5% | 15.29% | 25.54% | 39.45% | 55.32% | 70.17% | 81.72% | 89.46% | 94.16% |  | 20 | 1.9
DLC-Thermostat-BYOT-Baseboard Heating | Residential | 0% | 3.5% | 15.29% | 25.54% | 39.45% | 55.32% | 70.17% | 81.72% | 89.46% | 94.16% |  | 20 | 1.9
DLC-Thermostat-DI-MSHP | Residential | 2% | 7.5% | 15.29% | 25.54% | 39.45% | 55.32% | 70.17% | 81.72% | 89.46% | 94.16% |  | 20 | 1.9
DLC-Thermostat-BYOT-MSHP | Residential | 0% | 7.5% | 15.29% | 25.54% | 39.45% | 55.32% | 70.17% | 81.72% | 89.46% | 94.16% |  | 20 | 1.9
DLC-Switch-Water Heating | Small Commercial | 0% | 0.7% | 15.29% | 25.54% | 39.45% | 55.32% | 70.17% | 81.72% | 89.46% | 94.16% | Assumed program ramps up using a S-shaped curve. This is a standard assumption used in similar potential studies based on program experience and discussions with DR service providers. Replaced 2017 start-year with 2021. | 20 | 1.9
DLC-Switch-Water Heating | Small Industrial | 0% | 0.7% | 15.29% | 25.54% | 39.45% | 55.32% | 70.17% | 81.72% | 89.46% | 94.16% |  | 20 | 1.9
DLC-BYOD-Water Heating | Small Commercial | 0% | 0.7% | 15.29% | 25.54% | 39.45% | 55.32% | 70.17% | 81.72% | 89.46% | 94.16% |  | 20 | 1.9
DLC-BYOD-Water Heating | Small Industrial | 0% | 0.7% | 15.29% | 25.54% | 39.45% | 55.32% | 70.17% | 81.72% | 89.46% | 94.16% |  | 20 | 1.9
DLC-Thermostat-HVAC | Small Commercial | 0% | 0.7% | 15.29% | 25.54% | 39.45% | 55.32% | 70.17% | 81.72% | 89.46% | 94.16% |  | 20 | 1.9
DLC-Thermostat-HVAC | Small Industrial | 0% | 0.7% | 15.29% | 25.54% | 39.45% | 55.32% | 70.17% | 81.72% | 89.46% | 94.16% |  | 20 | 1.9
DLC-Thermostat-DI-Central Heat Pump | Small Commercial | 0% | 7.5% | 15.29% | 25.54% | 39.45% | 55.32% | 70.17% | 81.72% | 89.46% | 94.16% | Same as Res; zero participation in 2021
DLC-Thermostat-BYOT-Central Heat Pump | Small Commercial | 0% | 7.5% | 15.29% | 25.54% | 39.45% | 55.32% | 70.17% | 81.72% | 89.46% | 94.16%
DLC-Thermostat-DI-Baseboard Heating | Small Commercial | 0% | 3.5% | 15.29% | 25.54% | 39.45% | 55.32% | 70.17% | 81.72% | 89.46% | 94.16%
DLC-Thermostat-BYOT-Baseboard Heating | Small Commercial | 0% | 3.5% | 15.29% | 25.54% | 39.45% | 55.32% | 70.17% | 81.72% | 89.46% | 94.16%
DLC-Thermostat-DI-MSHP | Small Commercial | 0% | 7.5% | 15.29% | 25.54% | 39.45% | 55.32% | 70.17% | 81.72% | 89.46% | 94.16%
DLC-Thermostat-BYOT-MSHP | Small Commercial | 0% | 7.5% | 15.29% | 25.54% | 39.45% | 55.32% | 70.17% | 81.72% | 89.46% | 94.16%
DLC-Thermostat-DI-Central Heat Pump | Small Industrial | 0% | 7.5% | 15.29% | 25.54% | 39.45% | 55.32% | 70.17% | 81.72% | 89.46% | 94.16%
DLC-Thermostat-BYOT-Central Heat Pump | Small Industrial | 0% | 7.5% | 15.29% | 25.54% | 39.45% | 55.32% | 70.17% | 81.72% | 89.46% | 94.16%
DLC-Thermostat-DI-Baseboard Heating | Small Industrial | 0% | 3.5% | 15.29% | 25.54% | 39.45% | 55.32% | 70.17% | 81.72% | 89.46% | 94.16%
DLC-Thermostat-BYOT-Baseboard Heating | Small Industrial | 0% | 3.5% | 15.29% | 25.54% | 39.45% | 55.32% | 70.17% | 81.72% | 89.46% | 94.16%
DLC-Thermostat-DI-MSHP | Small Industrial | 0% | 7.5% | 15.29% | 25.54% | 39.45% | 55.32% | 70.17% | 81.72% | 89.46% | 94.16%
DLC-Thermostat-BYOT-MSHP | Small Industrial | 0% | 7.5% | 15.29% | 25.54% | 39.45% | 55.32% | 70.17% | 81.72% | 89.46% | 94.16%
BTM Battery Control | Small Commercial | 0% | 0% | 0% | 5% | 15% | 30% | 50% | 70% | 90% | 100% | Assumed program ramps up using a S-shaped curve. This is a standard assumption used in similar potential studies based on program experience and discussions with DR service providers.
BTM Battery Control | Large Commercial | 0% | 0% | 0% | 5% | 15% | 30% | 50% | 70% | 90% | 100% | Assumed program ramps up using a S-shaped curve. This is a standard assumption used in similar potential studies based on program experience and discussions with DR service providers.
BTM Battery Control | Small Industrial | 0% | 0% | 0% | 5% | 15% | 30% | 50% | 70% | 90% | 100%
BTM Battery Control | Large Industrial | 0% | 0% | 0% | 5% | 15% | 30% | 50% | 70% | 90% | 100%
BTM Battery Control | Interruptible Rider | 0% | 0% | 0% | 5% | 15% | 30% | 50% | 70% | 90% | 100%
C&I Curtailment-Turnkey-Manual HVAC Control | Large Commercial | 0% | 24.74% | 60% | 80% | 90% | 100% | 100% | 100% | 100% | 100%
C&I Curtailment-Turnkey-Auto-DR HVAC Control | Large Commercial | 0% | 24.74% | 60% | 80% | 90% | 100% | 100% | 100% | 100% | 100%
C&I Curtailment-Turnkey-Standard Lighting Control | Large Commercial | 0% | 24.74% | 60% | 80% | 90% | 100% | 100% | 100% | 100% | 100%
C&I Curtailment-Turnkey-Advanced Lighting Control | Large Commercial | 0% | 24.74% | 60% | 80% | 90% | 100% | 100% | 100% | 100% | 100%
C&I Curtailment-Turnkey-Water Heating Control | Large Commercial | 0% | 24.74% | 60% | 80% | 90% | 100% | 100% | 100% | 100% | 100%
C&I Curtailment-Turnkey-Other | Large Commercial | 0% | 24.74% | 60% | 80% | 90% | 100% | 100% | 100% | 100% | 100%
C&I Curtailment-Turnkey-Industrial | Large Commercial | 0% | 24.74% | 60% | 80% | 90% | 100% | 100% | 100% | 100% | 100%
C&I Curtailment-Turnkey-Manual HVAC Control | Large Industrial | 0% | 24.74% | 60% | 80% | 90% | 100% | 100% | 100% | 100% | 100%
C&I Curtailment-Turnkey-Auto-DR HVAC Control | Large Industrial | 0% | 24.74% | 60% | 80% | 90% | 100% | 100% | 100% | 100% | 100%
C&I Curtailment-Turnkey-Standard Lighting Control | Large Industrial | 0% | 24.74% | 60% | 80% | 90% | 100% | 100% | 100% | 100% | 100%
C&I Curtailment-Turnkey-Advanced Lighting Control | Large Industrial | 0% | 24.74% | 60% | 80% | 90% | 100% | 100% | 100% | 100% | 100%
C&I Curtailment-Turnkey-Water Heating Control | Large Industrial | 0% | 24.74% | 60% | 80% | 90% | 100% | 100% | 100% | 100% | 100%
C&I Curtailment-Turnkey-Other | Large Industrial | 0% | 24.74% | 60% | 80% | 90% | 100% | 100% | 100% | 100% | 100%
C&I Curtailment-Turnkey-Industrial | Large Industrial | 0% | 24.74% | 60% | 80% | 90% | 100% | 100% | 100% | 100% | 100%
C&I Curtailment-Turnkey-Manual HVAC Control | Interruptible Rider | 0% | 24.74% | 60% | 80% | 90% | 100% | 100% | 100% | 100% | 100%
C&I Curtailment-Turnkey-Auto-DR HVAC Control | Interruptible Rider | 0% | 24.74% | 60% | 80% | 90% | 100% | 100% | 100% | 100% | 100%
C&I Curtailment-Turnkey-Standard Lighting Control | Interruptible Rider | 0% | 24.74% | 60% | 80% | 90% | 100% | 100% | 100% | 100% | 100%
C&I Curtailment-Turnkey-Advanced Lighting Control | Interruptible Rider | 0% | 24.74% | 60% | 80% | 90% | 100% | 100% | 100% | 100% | 100%
C&I Curtailment-Turnkey-Water Heating Control | Interruptible Rider | 0% | 24.74% | 60% | 80% | 90% | 100% | 100% | 100% | 100% | 100%
C&I Curtailment-Turnkey-Other | Interruptible Rider | 0% | 24.74% | 60% | 80% | 90% | 100% | 100% | 100% | 100% | 100%
C&I Curtailment-Turnkey-Industrial | Interruptible Rider | 0% | 24.74% | 60% | 80% | 90% | 100% | 100% | 100% | 100% | 100%
C&I Curtailment-Enabling Tech-Manual HVAC Control | Large Commercial | 0% | 24.74% | 60% | 80% | 90% | 100% | 100% | 100% | 100% | 100% | Assumed program ramps up over a 5-year period using a S-shaped curve. This is a standard assumption used in similar potential studies based on program experience and discussions with DR service providers.
C&I Curtailment-Enabling Tech-Auto-DR HVAC Control | Large Commercial | 0% | 24.74% | 60% | 80% | 90% | 100% | 100% | 100% | 100% | 100%
C&I Curtailment-Enabling Tech-Standard Lighting Control | Large Commercial | 0% | 24.74% | 60% | 80% | 90% | 100% | 100% | 100% | 100% | 100%
C&I Curtailment-Enabling Tech-Advanced Lighting Control | Large Commercial | 0% | 24.74% | 60% | 80% | 90% | 100% | 100% | 100% | 100% | 100%
C&I Curtailment-Enabling Tech-Water Heating Control | Large Commercial | 0% | 24.74% | 60% | 80% | 90% | 100% | 100% | 100% | 100% | 100%
C&I Curtailment-Enabling Tech-Other | Large Commercial | 0% | 24.74% | 60% | 80% | 90% | 100% | 100% | 100% | 100% | 100%
C&I Curtailment-Enabling Tech-Industrial | Large Commercial | 0% | 24.74% | 60% | 80% | 90% | 100% | 100% | 100% | 100% | 100%
C&I Curtailment-Enabling Tech-Manual HVAC Control | Large Industrial | 0% | 24.74% | 60% | 80% | 90% | 100% | 100% | 100% | 100% | 100%
C&I Curtailment-Enabling Tech-Auto-DR HVAC Control | Large Industrial | 0% | 24.74% | 60% | 80% | 90% | 100% | 100% | 100% | 100% | 100%
C&I Curtailment-Enabling Tech-Standard Lighting Control | Large Industrial | 0% | 24.74% | 60% | 80% | 90% | 100% | 100% | 100% | 100% | 100%
C&I Curtailment-Enabling Tech-Advanced Lighting Control | Large Industrial | 0% | 24.74% | 60% | 80% | 90% | 100% | 100% | 100% | 100% | 100%
C&I Curtailment-Enabling Tech-Water Heating Control | Large Industrial | 0% | 24.74% | 60% | 80% | 90% | 100% | 100% | 100% | 100% | 100%
C&I Curtailment-Enabling Tech-Other | Large Industrial | 0% | 24.74% | 60% | 80% | 90% | 100% | 100% | 100% | 100% | 100%
C&I Curtailment-Enabling Tech-Industrial | Large Industrial | 0% | 24.74% | 60% | 80% | 90% | 100% | 100% | 100% | 100% | 100%
C&I Curtailment-Enabling Tech-Manual HVAC Control | Interruptible Rider | 0% | 24.74% | 60% | 80% | 90% | 100% | 100% | 100% | 100% | 100%
C&I Curtailment-Enabling Tech-Auto-DR HVAC Control | Interruptible Rider | 0% | 24.74% | 60% | 80% | 90% | 100% | 100% | 100% | 100% | 100%
C&I Curtailment-Enabling Tech-Standard Lighting Control | Interruptible Rider | 0% | 24.74% | 60% | 80% | 90% | 100% | 100% | 100% | 100% | 100%
C&I Curtailment-Enabling Tech-Advanced Lighting Control | Interruptible Rider | 0% | 24.74% | 60% | 80% | 90% | 100% | 100% | 100% | 100% | 100%
C&I Curtailment-Enabling Tech-Water Heating Control | Interruptible Rider | 0% | 24.74% | 60% | 80% | 90% | 100% | 100% | 100% | 100% | 100%
C&I Curtailment-Enabling Tech-Other | Interruptible Rider | 0% | 24.74% | 60% | 80% | 90% | 100% | 100% | 100% | 100% | 100%
C&I Curtailment-Enabling Tech-Industrial | Interruptible Rider | 0% | 24.74% | 60% | 80% | 90% | 100% | 100% | 100% | 100% | 100%
Dynamic Pricing with enabling tech. | Small Commercial | 0% | 0% | 16.67% | 30% | 60% | 90% | 100% | 100% | 100% | 100% | Full AMI deployment in ENS's service territory expected by 2021. The analysis includes marketing expenditures to enroll roughly 15 percent of residential customers onto a CPP tariff by 2022 and to maintain enrollment over time.
Dynamic Pricing with enabling tech. | Large Commercial | 0% | 0% | 10% | 30% | 60% | 90% | 100% | 100% | 100% | 100%
Dynamic Pricing with enabling tech. | Small Industrial | 0% | 0% | 16.67% | 30% | 60% | 90% | 100% | 100% | 100% | 100%
Dynamic Pricing with enabling tech. | Large Industrial | 0% | 0% | 10% | 30% | 60% | 90% | 100% | 100% | 100% | 100%
Dynamic Pricing with enabling tech. | Interruptible Rider | 0% | 0% | 10% | 30% | 60% | 90% | 100% | 100% | 100% | 100%
Dynamic Pricing with enabling tech. | Residential | 0% | 0% | 0.7018% | 10% | 30% | 60% | 90% | 100% | 100% | 100%
Dynamic Pricing w/o enabling tech. | Small Commercial | 0% | 0% | 16.67% | 30% | 60% | 90% | 100% | 100% | 100% | 100%
Dynamic Pricing w/o enabling tech. | Large Commercial | 0% | 0% | 10% | 30% | 60% | 90% | 100% | 100% | 100% | 100%
Dynamic Pricing w/o enabling tech. | Small Industrial | 0% | 0% | 16.67% | 30% | 60% | 90% | 100% | 100% | 100% | 100%
Dynamic Pricing w/o enabling tech. | Large Industrial | 0% | 0% | 10% | 30% | 60% | 90% | 100% | 100% | 100% | 100%
Dynamic Pricing w/o enabling tech. | Interruptible Rider | 0% | 0% | 10% | 30% | 60% | 90% | 100% | 100% | 100% | 100%
Dynamic Pricing w/o enabling tech. | Residential | 0% | 0% | 0.7018% | 10% | 30% | 60% | 90% | 100% | 100% | 100%
Time-of-Use Rates (TOU) | Small Commercial | 0% | 0% | 18.18% | 30% | 60% | 90% | 100% | 100% | 100% | 100% | Calibrated to TVP pilot
Time-of-Use Rates (TOU) | Large Commercial | bar: 2021 to 2030
Time-of-Use Rates (TOU) | Small Industrial | 0% | 0% | 10% | 30% | 60% | 90% | 100% | 100% | 100% | 100% | Calibrated to TVP pilot
Time-of-Use Rates (TOU) | Large Industrial | bar: 2021 to 2030
Time-of-Use Rates (TOU) | Interruptible Rider | bar: 2021 to 2030
Time-of-Use Rates (TOU) | Residential | 2.5% | 2.5% | 3.971% | 12.5% | 32.5% | 62.5% | 92.5% | 100% | 100% | 100% | Calibrated to TVP pilot; added 2.5% to ramp to reflect existing participants
EV Charging Control | EV | 0% | 0% | 10% | 30% | 60% | 90% | 100% | 100% | 100% | 100%
BTM Battery Control | Residential | 0% | 0% | 0% | 5% | 15% | 30% | 50% | 70% | 90% | 100% | Assumed program ramps up using a S-shaped curve. This is a standard assumption used in similar potential studies based on program experience and discussions with DR service providers.
Behavioral DR | Residential | 0% | 0% | 10% | 30% | 60% | 90% | 100% | 100% | 100% | 100% | Ramp is accounted for in Battery Saturation and Load Forecast
This worksheet shows the program ramp rate assumptions. The percentages represent the percent of "steady state" participation in each year. 100% percent represents that the program is fully ramped up.

## Attrition
Units: | % of Participating Customers
Forecast Year --> DR Suboption↓ | 2021 | 2022 | 2023 | 2024 | 2025 | 2026 | 2027 | 2028 | 2029 | 2030 | 2031 | 2032 | 2033 | 2034 | 2035 | 2036 | 2037
DLC-Switch-Water Heating | 2% | 2% | 2% | 2% | 2% | 2% | 2% | 2% | 2% | 2% | 2% | 2% | 2% | 2% | 2% | 2% | 2%
DLC-BYOD-Water Heating | 2% | 2% | 2% | 2% | 2% | 2% | 2% | 2% | 2% | 2% | 2% | 2% | 2% | 2% | 2% | 2% | 2%
DLC-Thermostat-DI-Central Heat Pump | 2% | 2% | 2% | 2% | 2% | 2% | 2% | 2% | 2% | 2% | 2% | 2% | 2% | 2% | 2% | 2% | 2%
DLC-Thermostat-BYOT-Central Heat Pump | 2% | 2% | 2% | 2% | 2% | 2% | 2% | 2% | 2% | 2% | 2% | 2% | 2% | 2% | 2% | 2% | 2%
DLC-Thermostat-HVAC | 2% | 2% | 2% | 2% | 2% | 2% | 2% | 2% | 2% | 2% | 2% | 2% | 2% | 2% | 2% | 2% | 2%
DLC-Thermostat-DI-Baseboard Heating | 2% | 2% | 2% | 2% | 2% | 2% | 2% | 2% | 2% | 2% | 2% | 2% | 2% | 2% | 2% | 2% | 2%
DLC-Thermostat-BYOT-Baseboard Heating | 2% | 2% | 2% | 2% | 2% | 2% | 2% | 2% | 2% | 2% | 2% | 2% | 2% | 2% | 2% | 2% | 2%
DLC-Thermostat-DI-MSHP | 2% | 2% | 2% | 2% | 2% | 2% | 2% | 2% | 2% | 2% | 2% | 2% | 2% | 2% | 2% | 2% | 2%
DLC-Thermostat-BYOT-MSHP | 2% | 2% | 2% | 2% | 2% | 2% | 2% | 2% | 2% | 2% | 2% | 2% | 2% | 2% | 2% | 2% | 2%
C&I Curtailment-Turnkey-Manual HVAC Control | 2% | 2% | 2% | 2% | 2% | 2% | 2% | 2% | 2% | 2% | 2% | 2% | 2% | 2% | 2% | 2% | 2%
C&I Curtailment-Turnkey-Auto-DR HVAC Control | 2% | 2% | 2% | 2% | 2% | 2% | 2% | 2% | 2% | 2% | 2% | 2% | 2% | 2% | 2% | 2% | 2%
C&I Curtailment-Turnkey-Standard Lighting Control | 2% | 2% | 2% | 2% | 2% | 2% | 2% | 2% | 2% | 2% | 2% | 2% | 2% | 2% | 2% | 2% | 2%
C&I Curtailment-Turnkey-Advanced Lighting Control | 2% | 2% | 2% | 2% | 2% | 2% | 2% | 2% | 2% | 2% | 2% | 2% | 2% | 2% | 2% | 2% | 2%
C&I Curtailment-Turnkey-Water Heating Control | 2% | 2% | 2% | 2% | 2% | 2% | 2% | 2% | 2% | 2% | 2% | 2% | 2% | 2% | 2% | 2% | 2%
C&I Curtailment-Turnkey-Other | 2% | 2% | 2% | 2% | 2% | 2% | 2% | 2% | 2% | 2% | 2% | 2% | 2% | 2% | 2% | 2% | 2%
C&I Curtailment-Turnkey-Industrial | 2% | 2% | 2% | 2% | 2% | 2% | 2% | 2% | 2% | 2% | 2% | 2% | 2% | 2% | 2% | 2% | 2%
C&I Curtailment-Enabling Tech-Manual HVAC Control | 2% | 2% | 2% | 2% | 2% | 2% | 2% | 2% | 2% | 2% | 2% | 2% | 2% | 2% | 2% | 2% | 2%
C&I Curtailment-Enabling Tech-Auto-DR HVAC Control | 2% | 2% | 2% | 2% | 2% | 2% | 2% | 2% | 2% | 2% | 2% | 2% | 2% | 2% | 2% | 2% | 2%
C&I Curtailment-Enabling Tech-Standard Lighting Control | 2% | 2% | 2% | 2% | 2% | 2% | 2% | 2% | 2% | 2% | 2% | 2% | 2% | 2% | 2% | 2% | 2%
C&I Curtailment-Enabling Tech-Advanced Lighting Control | 2% | 2% | 2% | 2% | 2% | 2% | 2% | 2% | 2% | 2% | 2% | 2% | 2% | 2% | 2% | 2% | 2%
C&I Curtailment-Enabling Tech-Water Heating Control | 2% | 2% | 2% | 2% | 2% | 2% | 2% | 2% | 2% | 2% | 2% | 2% | 2% | 2% | 2% | 2% | 2%
C&I Curtailment-Enabling Tech-Other | 2% | 2% | 2% | 2% | 2% | 2% | 2% | 2% | 2% | 2% | 2% | 2% | 2% | 2% | 2% | 2% | 2%
C&I Curtailment-Enabling Tech-Industrial | 2% | 2% | 2% | 2% | 2% | 2% | 2% | 2% | 2% | 2% | 2% | 2% | 2% | 2% | 2% | 2% | 2%
Dynamic Pricing with enabling tech. | 2% | 2% | 2% | 2% | 2% | 2% | 2% | 2% | 2% | 2% | 2% | 2% | 2% | 2% | 2% | 2% | 2%
Dynamic Pricing w/o enabling tech. | 2% | 2% | 2% | 2% | 2% | 2% | 2% | 2% | 2% | 2% | 2% | 2% | 2% | 2% | 2% | 2% | 2%
Time-of-Use Rates (TOU) | 2% | 2% | 2% | 2% | 2% | 2% | 2% | 2% | 2% | 2% | 2% | 2% | 2% | 2% | 2% | 2% | 2%
BTM Battery Control | 2% | 2% | 2% | 2% | 2% | 2% | 2% | 2% | 2% | 2% | 2% | 2% | 2% | 2% | 2% | 2% | 2%
EV Charging Control | 2% | 2% | 2% | 2% | 2% | 2% | 2% | 2% | 2% | 2% | 2% | 2% | 2% | 2% | 2% | 2% | 2%
Behavioral DR | 2% | 2% | 2% | 2% | 2% | 2% | 2% | 2% | 2% | 2% | 2% | 2% | 2% | 2% | 2% | 2% | 2%
This is the annual attrition rate of participants in DR programs, i.e. the percent of total enrolled participants that drop outof the program in a particular year. Note that the model assumes that additional customers are enrolled to make up for this loss so that the participation rate is maintained at the assumed level.

## Winter Peak Load
Units: | MW of end use load
Customer Segment↓ | Forecast Year → Customer Class ↓ | Scenario | 2021 | 2022 | 2023 | 2024 | 2025 | 2026 | 2027 | 2028 | 2029 | 2030 | 2031 | 2032 | 2033 | 2034 | 2035 | 2036 | 2037 | CAGR
EV | EV | Scenario 2 | 0.2478 | 0.5946 | 1.0842 | 1.785 | 2.8014 | 4.2942 | 6.5118 | 9.8472 | 14.9238 | 22.677 | 34.659 | 52.6429 | 79.9586 | 121.4484 | 184.4672 | 280.1864 | 425.5741 | 59.29%
EV | EV | Scenario 1 | 0.2478 | 0.5946 | 1.0842 | 1.785 | 2.8014 | 4.2942 | 6.5118 | 9.8472 | 14.9238 | 22.677 | 34.659 | 52.6429 | 79.9586 | 121.4484 | 184.4672 | 280.1864 | 425.5741 | 59.29%
EV | EV | Scenario 3 | 0.2478 | 0.5946 | 1.0842 | 1.785 | 2.8014 | 4.2942 | 6.5118 | 9.8472 | 14.9238 | 22.677 | 34.659 | 52.6429 | 79.9586 | 121.4484 | 184.4672 | 280.1864 | 425.5741 | 59.29%
Manufacturing | Interruptible Rider | Scenario 2 | 18.815 | 18.8252 | 19.0341 | 19.0645 | 18.8363 | 18.7525 | 18.6404 | 18.4942 | 18.3234 | 18.1183 | 17.8999 | 17.6416 | 17.3537 | 16.9949 | 16.5683 | 16.1052 | 15.5481 | -1.185%
Manufacturing | Large Commercial | Scenario 2 | 5.4099 | 5.3669 | 5.3983 | 5.3523 | 5.2466 | 5.1878 | 5.1245 | 5.0655 | 4.9852 | 4.8681 | 4.7601 | 4.665 | 4.5372 | 4.413 | 4.2787 | 4.1591 | 4.0152 | -1.846%
Manufacturing | Large Industrial | Scenario 2 | 28.269 | 28.2208 | 27.8477 | 27.8788 | 27.6853 | 27.6036 | 27.4132 | 27.1658 | 26.9152 | 26.6403 | 26.3424 | 25.9555 | 25.5082 | 24.9562 | 24.3074 | 23.628 | 22.8107 | -1.332%
Manufacturing | Small Commercial | Scenario 2 | 8.1236 | 8.0963 | 8.3551 | 8.3422 | 8.2206 | 8.1499 | 8.0532 | 7.9462 | 7.7891 | 7.5835 | 7.4059 | 7.2514 | 7.0438 | 6.8437 | 6.6249 | 6.4397 | 6.217 | -1.658%
Manufacturing | Small Industrial | Scenario 2 | 7.4077 | 7.4401 | 7.9012 | 7.9066 | 7.8828 | 7.8972 | 7.8897 | 7.8623 | 7.828 | 7.7764 | 7.7163 | 7.6361 | 7.5422 | 7.4163 | 7.2601 | 7.0572 | 6.8131 | -0.5216%
Miscellaneous | Interruptible Rider | Scenario 2 | 18.5313 | 18.5663 | 18.8008 | 18.95 | 18.8468 | 18.823 | 18.7829 | 18.7201 | 18.6399 | 18.542 | 18.4296 | 18.2979 | 18.14 | 17.989 | 17.7774 | 17.5925 | 17.4106 | -0.3891%
Miscellaneous | Large Commercial | Scenario 2 | 24.6008 | 24.4113 | 24.5705 | 24.4125 | 23.9872 | 23.7331 | 23.4799 | 23.2364 | 22.9044 | 22.4045 | 21.9328 | 21.5331 | 20.9648 | 20.5623 | 20.0394 | 19.6485 | 19.5447 | -1.428%
Miscellaneous | Large Industrial | Scenario 2 | 5.2846 | 5.2707 | 5.1543 | 5.156 | 5.1277 | 5.1131 | 5.0758 | 5.0249 | 4.9769 | 4.9253 | 4.8664 | 4.7891 | 4.695 | 4.664 | 4.5497 | 4.4409 | 4.465 | -1.048%
Miscellaneous | Small Commercial | Scenario 2 | 37.6039 | 37.4943 | 38.3532 | 38.3108 | 37.8077 | 37.5491 | 37.2027 | 36.8337 | 36.2448 | 35.4797 | 34.8157 | 34.2777 | 33.4654 | 32.9593 | 32.2267 | 31.6585 | 31.5256 | -1.096%
Miscellaneous | Small Industrial | Scenario 2 | 4.5506 | 4.5727 | 4.8589 | 4.869 | 4.8612 | 4.8741 | 4.8746 | 4.8634 | 4.8488 | 4.8247 | 4.794 | 4.7527 | 4.7015 | 4.7138 | 4.6449 | 4.5567 | 4.5755 | 0.0342%
Offices | Large Commercial | Scenario 2 | 66.4622 | 66.1241 | 67.0209 | 66.7808 | 66.4303 | 65.8939 | 65.3513 | 64.7105 | 64.0008 | 63.0717 | 62.1219 | 61.1924 | 60.011 | 58.8357 | 57.5379 | 56.5215 | 55.3279 | -1.139%
Offices | Large Industrial | Scenario 2 | 0.40305 | 0.40192 | 0.38901 | 0.39153 | 0.393 | 0.39335 | 0.39176 | 0.38925 | 0.38748 | 0.38591 | 0.38391 | 0.38065 | 0.37627 | 0.37137 | 0.36582 | 0.36157 | 0.35594 | -0.7738%
Offices | Small Commercial | Scenario 2 | 26.7095 | 26.5636 | 27.0264 | 27.0015 | 26.6636 | 26.4444 | 26.2044 | 25.959 | 25.5966 | 25.0666 | 24.5907 | 24.2079 | 23.6409 | 23.1562 | 22.6499 | 22.3221 | 21.9217 | -1.227%
Offices | Small Industrial | Scenario 2 | 0.27167 | 0.27324 | 0.29062 | 0.29285 | 0.29411 | 0.29566 | 0.29663 | 0.29703 | 0.29734 | 0.29729 | 0.29693 | 0.29619 | 0.29502 | 0.29349 | 0.29145 | 0.28869 | 0.28529 | 0.306%
Residential LI | Residential | Scenario 2 | 97.4837 | 98.0294 | 98.3441 | 98.2727 | 97.1677 | 97.4945 | 97.2662 | 97.2801 | 96.2294 | 95.6553 | 95.4051 | 95.5609 | 94.8091 | 94.4754 | 94.0633 | 92.6005 | 90.8463 | -0.4398%
Residential Market Rate | Residential | Scenario 2 | 708.2292 | 712.3085 | 714.7407 | 714.9405 | 708.0025 | 711.2514 | 710.621 | 711.8088 | 705.5345 | 702.9618 | 703.0301 | 706.3998 | 703.6034 | 704.1509 | 704.7081 | 698.1759 | 690.0843 | -0.1621%
Retail Trade | Interruptible Rider | Scenario 2 | 1.0912 | 1.0933 | 1.1072 | 1.1163 | 1.1105 | 1.1092 | 1.107 | 1.1035 | 1.099 | 1.0935 | 1.0871 | 1.0796 | 1.0706 | 1.0602 | 1.0479 | 1.0374 | 1.0246 | -0.3928%
Retail Trade | Large Commercial | Scenario 2 | 53.4624 | 53.0516 | 53.407 | 53.0721 | 52.1537 | 51.5919 | 51.0456 | 50.5138 | 49.7807 | 48.6807 | 47.6338 | 46.7485 | 45.4838 | 44.364 | 43.1808 | 42.2951 | 41.2722 | -1.604%
Retail Trade | Large Industrial | Scenario 2 | 2.1297 | 2.1227 | 2.0542 | 2.0602 | 2.0599 | 2.0574 | 2.0449 | 2.0267 | 2.0107 | 1.9947 | 1.9753 | 1.9486 | 1.9142 | 1.8765 | 1.8333 | 1.7957 | 1.7523 | -1.211%
Retail Trade | Small Commercial | Scenario 2 | 63.3497 | 63.0104 | 64.2126 | 64.0706 | 63.1687 | 62.5995 | 61.9728 | 61.3126 | 60.3459 | 58.9762 | 57.7291 | 56.6924 | 55.1991 | 53.8906 | 52.5041 | 51.5244 | 50.3875 | -1.421%
Retail Trade | Small Industrial | Scenario 2 | 0.763 | 0.76742 | 0.81628 | 0.82221 | 0.82535 | 0.82961 | 0.83216 | 0.83317 | 0.83385 | 0.83353 | 0.83228 | 0.82994 | 0.82637 | 0.8217 | 0.81557 | 0.80736 | 0.79737 | 0.2758%
Services | Large Commercial | Scenario 2 | 334.0816 | 332.5225 | 337.5448 | 336.0075 | 334.6386 | 331.8701 | 329.0463 | 325.526 | 321.8226 | 317.251 | 312.4112 | 307.3918 | 301.2885 | 294.9475 | 287.8305 | 281.9267 | 275.1084 | -1.207%
Services | Large Industrial | Scenario 2 | 1.0533 | 1.0499 | 1.016 | 1.019 | 1.0188 | 1.0176 | 1.0114 | 1.0024 | 0.9945 | 0.98658 | 0.97697 | 0.96376 | 0.94675 | 0.92809 | 0.90677 | 0.88818 | 0.8667 | -1.211%
Services | Small Commercial | Scenario 2 | 77.629 | 77.2455 | 78.8898 | 78.7716 | 77.7072 | 77.0308 | 76.2674 | 75.4517 | 74.2457 | 72.5527 | 71.0231 | 69.7555 | 67.9267 | 66.3272 | 64.6316 | 63.4465 | 62.0696 | -1.388%
Services | Small Industrial | Scenario 2 | 0.95117 | 0.95667 | 1.0176 | 1.025 | 1.0289 | 1.0342 | 1.0374 | 1.0386 | 1.0395 | 1.0391 | 1.0375 | 1.0346 | 1.0302 | 1.0243 | 1.0167 | 1.0065 | 0.99401 | 0.2758%
Manufacturing | Interruptible Rider | Scenario 1 | 18.8275 | 18.84 | 19.0514 | 19.1004 | 18.8969 | 18.8219 | 18.7207 | 18.5867 | 18.4295 | 18.2401 | 18.0386 | 17.7999 | 17.5337 | 17.2012 | 16.8055 | 16.3794 | 15.8655 | -1.064%
Manufacturing | Large Commercial | Scenario 1 | 5.4135 | 5.3711 | 5.4032 | 5.3624 | 5.2635 | 5.207 | 5.1466 | 5.0909 | 5.0141 | 4.9009 | 4.7969 | 4.7069 | 4.5843 | 4.4666 | 4.3399 | 4.2299 | 4.0972 | -1.726%
Manufacturing | Large Industrial | Scenario 1 | 28.2878 | 28.2429 | 27.8731 | 27.9313 | 27.7743 | 27.7058 | 27.5313 | 27.3017 | 27.0711 | 26.8194 | 26.5465 | 26.1883 | 25.7729 | 25.2592 | 24.6553 | 24.0303 | 23.2763 | -1.211%
Manufacturing | Small Commercial | Scenario 1 | 8.129 | 8.1027 | 8.3627 | 8.3579 | 8.2471 | 8.1801 | 8.0879 | 7.986 | 7.8342 | 7.6344 | 7.4633 | 7.3165 | 7.1169 | 6.9268 | 6.7197 | 6.5493 | 6.3439 | -1.538%
Manufacturing | Small Industrial | Scenario 1 | 7.4127 | 7.446 | 7.9084 | 7.9215 | 7.9081 | 7.9264 | 7.9237 | 7.9016 | 7.8734 | 7.8287 | 7.7761 | 7.7046 | 7.6204 | 7.5064 | 7.3641 | 7.1774 | 6.9522 | -0.4%
Miscellaneous | Interruptible Rider | Scenario 1 | 18.54 | 18.5759 | 18.8114 | 18.9715 | 18.8832 | 18.8643 | 18.8304 | 18.7745 | 18.702 | 18.613 | 18.5106 | 18.3903 | 18.2458 | 18.0779 | 17.9132 | 17.7474 | 17.5846 | -0.3301%
Miscellaneous | Large Commercial | Scenario 1 | 24.6155 | 24.4286 | 24.59 | 24.4524 | 24.0538 | 23.8094 | 23.5669 | 23.3369 | 23.0188 | 22.5344 | 22.0803 | 21.7011 | 21.1557 | 20.6723 | 20.2788 | 19.9217 | 19.8334 | -1.341%
Miscellaneous | Large Industrial | Scenario 1 | 5.2883 | 5.2751 | 5.1592 | 5.1661 | 5.1448 | 5.1328 | 5.0984 | 5.0511 | 5.0068 | 4.9597 | 4.9058 | 4.8341 | 4.7465 | 4.6449 | 4.6114 | 4.5117 | 4.5363 | -0.9541%
Miscellaneous | Small Commercial | Scenario 1 | 37.6259 | 37.5199 | 38.3824 | 38.3708 | 37.9081 | 37.6641 | 37.334 | 36.9847 | 36.4161 | 35.6738 | 35.0358 | 34.5285 | 33.7501 | 33.0797 | 32.5808 | 32.0628 | 31.9525 | -1.016%
Miscellaneous | Small Industrial | Scenario 1 | 4.5535 | 4.5761 | 4.8629 | 4.8774 | 4.8755 | 4.8906 | 4.8936 | 4.8853 | 4.874 | 4.8537 | 4.8272 | 4.7907 | 4.7451 | 4.686 | 4.6968 | 4.6163 | 4.6359 | 0.1122%
Offices | Large Commercial | Scenario 1 | 66.4978 | 66.166 | 67.0684 | 66.8779 | 66.5943 | 66.0833 | 65.5679 | 64.961 | 64.2876 | 63.4007 | 62.499 | 61.6238 | 60.5061 | 59.4005 | 58.1828 | 57.2563 | 56.1642 | -1.05%
Offices | Large Industrial | Scenario 1 | 0.40322 | 0.40212 | 0.38924 | 0.392 | 0.39378 | 0.39426 | 0.3928 | 0.39045 | 0.38885 | 0.38749 | 0.38571 | 0.38271 | 0.37863 | 0.37407 | 0.3689 | 0.36507 | 0.35996 | -0.7068%
Offices | Small Commercial | Scenario 1 | 26.7225 | 26.5788 | 27.0437 | 27.0369 | 26.7228 | 26.5124 | 26.282 | 26.0485 | 25.6984 | 25.182 | 24.7219 | 24.3574 | 23.811 | 23.3495 | 22.8698 | 22.5726 | 22.2075 | -1.15%
Offices | Small Industrial | Scenario 1 | 0.27179 | 0.27337 | 0.29077 | 0.29316 | 0.29464 | 0.29627 | 0.29732 | 0.29783 | 0.29826 | 0.29835 | 0.29814 | 0.29758 | 0.29663 | 0.29533 | 0.29356 | 0.2911 | 0.28803 | 0.3634%
Residential LI | Residential | Scenario 1 | 97.525 | 98.0763 | 98.3995 | 98.3849 | 97.3608 | 97.7183 | 97.5265 | 97.5792 | 96.5782 | 96.0615 | 95.8792 | 96.1125 | 95.4517 | 95.2214 | 94.9271 | 93.5974 | 91.9954 | -0.3641%
Residential Market Rate | Residential | Scenario 1 | 708.5258 | 712.6395 | 715.1259 | 715.6959 | 709.2692 | 712.6848 | 712.2542 | 713.6543 | 707.6544 | 705.396 | 705.8372 | 709.6267 | 707.3211 | 708.4302 | 709.6159 | 703.7889 | 696.5055 | -0.1069%
Retail Trade | Interruptible Rider | Scenario 1 | 1.0917 | 1.0938 | 1.1078 | 1.1175 | 1.1125 | 1.1116 | 1.1097 | 1.1066 | 1.1025 | 1.0975 | 1.0917 | 1.0849 | 1.0766 | 1.0671 | 1.0559 | 1.0464 | 1.0348 | -0.3336%
Retail Trade | Large Commercial | Scenario 1 | 53.4945 | 53.0892 | 53.449 | 53.1579 | 52.2969 | 51.757 | 51.2338 | 50.7311 | 50.029 | 48.9637 | 47.9564 | 47.1167 | 45.9038 | 44.8414 | 43.7247 | 42.9147 | 41.9764 | -1.504%
Retail Trade | Large Industrial | Scenario 1 | 2.1309 | 2.1242 | 2.0558 | 2.0636 | 2.0656 | 2.064 | 2.0525 | 2.0354 | 2.0208 | 2.0063 | 1.9886 | 1.9639 | 1.9318 | 1.8966 | 1.8564 | 1.8221 | 1.7822 | -1.111%
Retail Trade | Small Commercial | Scenario 1 | 63.3865 | 63.0531 | 64.2606 | 64.1687 | 63.3326 | 62.7882 | 62.1879 | 61.5604 | 60.6285 | 59.2974 | 58.0948 | 57.1095 | 55.6741 | 54.4302 | 53.1184 | 52.2243 | 51.1831 | -1.328%
Retail Trade | Small Industrial | Scenario 1 | 0.76336 | 0.76781 | 0.81672 | 0.82312 | 0.82691 | 0.83139 | 0.83421 | 0.83553 | 0.83655 | 0.83662 | 0.83583 | 0.83401 | 0.83105 | 0.82707 | 0.82173 | 0.81437 | 0.80537 | 0.3354%
Services | Large Commercial | Scenario 1 | 334.2826 | 332.7579 | 337.8105 | 336.551 | 335.5576 | 332.9321 | 330.2593 | 326.9269 | 323.4281 | 319.095 | 314.5271 | 309.8133 | 304.0705 | 298.122 | 291.4564 | 286.0568 | 279.8027 | -1.106%
Services | Large Industrial | Scenario 1 | 1.054 | 1.0506 | 1.0168 | 1.0206 | 1.0216 | 1.0208 | 1.0152 | 1.0067 | 0.99946 | 0.99231 | 0.98358 | 0.97135 | 0.95549 | 0.93808 | 0.9182 | 0.90119 | 0.88148 | -1.111%
Services | Small Commercial | Scenario 1 | 77.6738 | 77.2974 | 78.9482 | 78.8909 | 77.9068 | 77.2605 | 76.5292 | 75.7533 | 74.5894 | 72.9433 | 71.4675 | 70.2623 | 68.5038 | 66.9828 | 65.3778 | 64.2965 | 63.0361 | -1.297%
Services | Small Industrial | Scenario 1 | 0.95161 | 0.95716 | 1.0181 | 1.0261 | 1.0308 | 1.0364 | 1.0399 | 1.0416 | 1.0429 | 1.0429 | 1.042 | 1.0397 | 1.036 | 1.031 | 1.0244 | 1.0152 | 1.004 | 0.3354%
Winter peak load, 5-8pm Dec-Feb associated with each customer segment, customer class and end use. These are the at the meter.
Scenario Definitions
"Scenario 2" = Settlement Plan
"Scenario 1" = Alternate Scenario

## Customer Count
| Units: | Customers
Customer Segment ↓ | Forecast Year → Customer Class ↓ | 2021 | 2022 | 2023 | 2024 | 2025 | 2026 | 2027 | 2028 | 2029 | 2030 | 2031 | 2032 | 2033 | 2034 | 2035 | 2036 | 2037 | Assumptions Documentation | CAGR | LU
Manufacturing | Interruptible Rider | 3 | 3 | 3 | 3 | 3 | 3 | 3 | 3 | 3 | 3 | 3 | 3 | 3 | 3 | 3 | 3 | 3 | Market characterization | 0% | Interruptible Rider
Manufacturing | Large Industrial | 12 | 12 | 12 | 12 | 12 | 12 | 12 | 12 | 12 | 12 | 12 | 12 | 12 | 12 | 12 | 12 | 12 |  | 0% | Large Industrial
Manufacturing | Small Commercial | 1472.1476 | 1474.0833 | 1478.9227 | 1483.7621 | 1484.73 | 1481.8264 | 1478.9227 | 1476.0191 | 1474.0833 | 1472.1476 | 1471.1797 | 1469.2439 | 1468.276 | 1466.3403 | 1466.3403 | 1466.3403 | 1466.3403 |  | -0.0247% | Small Commercial
Manufacturing | Small Industrial | 88 | 88 | 88 | 88 | 88 | 88 | 88 | 88 | 88 | 88 | 88 | 88 | 88 | 88 | 88 | 88 | 88 |  | 0% | Small Industrial
Miscellaneous | Interruptible Rider | 8 | 8 | 8 | 8 | 8 | 8 | 8 | 8 | 8 | 8 | 8 | 8 | 8 | 8 | 8 | 8 | 8 |  | 0% | Interruptible Rider
Miscellaneous | Large Industrial | 59 | 59 | 59 | 59 | 59 | 59 | 59 | 59 | 59 | 59 | 59 | 59 | 59 | 59 | 59 | 59 | 59 |  | 0% | Large Industrial
Miscellaneous | Small Commercial | 10848.9823 | 10880.9224 | 10918.6698 | 10956.4172 | 10966.096 | 10953.5135 | 10941.899 | 10931.2523 | 10924.4771 | 10917.7019 | 10911.8946 | 10906.0873 | 10905.1195 | 10904.1516 | 10898.3443 | 10898.3443 | 10898.3443 |  | 0.02838% | Small Commercial
Miscellaneous | Small Industrial | 572 | 572 | 572 | 572 | 572 | 572 | 572 | 572 | 572 | 572 | 572 | 572 | 572 | 572 | 572 | 572 | 572 |  | 0% | Small Industrial
Offices | Large Commercial | 186.9 | 187.3384 | 187.9358 | 188.538 | 188.6151 | 188.3068 | 188.0225 | 187.7238 | 187.5167 | 187.3191 | 187.1409 | 186.9915 | 186.9048 | 186.8133 | 186.6977 | 186.6977 | 186.6977 |  | -0.00677% | Large Commercial
Offices | Large Industrial | 7 | 7 | 7 | 7 | 7 | 7 | 7 | 7 | 7 | 7 | 7 | 7 | 7 | 7 | 7 | 7 | 7 |  | 0% | Large Industrial
Offices | Small Commercial | 3763.1228 | 3770.8658 | 3782.4804 | 3794.095 | 3795.0629 | 3788.2877 | 3782.4804 | 3775.7052 | 3770.8658 | 3765.0586 | 3760.2191 | 3758.2834 | 3755.3797 | 3752.4761 | 3749.5725 | 3749.5725 | 3749.5725 |  | -0.02254% | Small Commercial
Offices | Small Industrial | 225 | 225 | 225 | 225 | 225 | 225 | 225 | 225 | 225 | 225 | 225 | 225 | 225 | 225 | 225 | 225 | 225 |  | 0% | Small Industrial
Residential LI | Residential | 66292 | 66760 | 67184 | 67568 | 67932 | 68276 | 68601 | 68906 | 69191 | 69458 | 69705 | 69932 | 70140 | 70329 | 70498 | 70498 | 70498 |  | 0.3852% | ResidentialResidential LI
Residential Market Rate | Residential | 412698 | 415608 | 418247 | 420640 | 422905 | 425049 | 427069 | 428968 | 430747 | 432405 | 433942 | 435358 | 436653 | 437828 | 438882 | 438882 | 438882 |  | 0.3852% | ResidentialResidential Market Rate
Retail Trade | Interruptible Rider | 12 | 12 | 12 | 12 | 12 | 12 | 12 | 12 | 12 | 12 | 12 | 12 | 12 | 12 | 12 | 12 | 12 |  | 0% | Interruptible Rider
Retail Trade | Large Industrial | 35 | 35 | 35 | 35 | 35 | 35 | 35 | 35 | 35 | 35 | 35 | 35 | 35 | 35 | 35 | 35 | 35 |  | 0% | Large Industrial
Retail Trade | Small Commercial | 6566.1073 | 6581.5934 | 6601.9189 | 6623.2123 | 6624.1801 | 6611.5977 | 6599.9831 | 6587.4006 | 6578.6897 | 6570.9467 | 6563.2036 | 6556.4284 | 6552.5569 | 6548.6854 | 6543.846 | 6543.846 | 6543.846 |  | -0.02122% | Small Commercial
Retail Trade | Small Industrial | 394 | 394 | 394 | 394 | 394 | 394 | 394 | 394 | 394 | 394 | 394 | 394 | 394 | 394 | 394 | 394 | 394 |  | 0% | Small Industrial
Services | Large Commercial | 1059.1 | 1061.5844 | 1064.9697 | 1068.3823 | 1068.8191 | 1067.0718 | 1065.4611 | 1063.7684 | 1062.5945 | 1061.4752 | 1060.465 | 1059.6187 | 1059.1273 | 1058.6086 | 1057.9534 | 1057.9534 | 1057.9534 |  | -0.00677% | Large Commercial
Services | Large Industrial | 76 | 76 | 76 | 76 | 76 | 76 | 76 | 76 | 76 | 76 | 76 | 76 | 76 | 76 | 76 | 76 | 76 |  | 0% | Large Industrial
Services | Small Commercial | 14294.64 | 14325.6122 | 14371.1027 | 14416.5931 | 14419.4967 | 14392.3961 | 14367.2311 | 14340.1305 | 14320.7728 | 14303.351 | 14286.897 | 14273.3467 | 14264.6357 | 14255.9248 | 14246.246 | 14246.246 | 14246.246 |  | -0.02119% | Small Commercial
Services | Small Industrial | 857 | 857 | 857 | 857 | 857 | 857 | 857 | 857 | 857 | 857 | 857 | 857 | 857 | 857 | 857 | 857 | 857 |  | 0% | Small Industrial
EV | EV | 413 | 991 | 1807 | 2975 | 4669 | 7157 | 10853 | 16412 | 24873 | 37795 | 57765 | 87738.1699 | 133264.3718 | 202414.0499 | 307445.39 | 466977.3315 | 709290.1527 | NSP 2021 LFR | 59.29% | EV
Number of accounts associated with each customer segment and customer class.

## Unit Impact by End Use
Units: | Various
Utility ↓ | DR Sub Option ↓ | Customer Class ↓ | Unit ↓ | Scenario 2 | Scenario 1 | Assumptions Basis
ENS | DLC-Switch-Water Heating | Residential | kW per participant | 0.5 | 0.5 | Assumes water heater is completely turned off during the DR event. This translates into approximately 0.5 kW reduction per unit. Additionally, the "ENSC Demand Management Program Options 2014 05-31 FINAL with other programs info.doc" indicates 0.5 kW reduction per water heater.
ENS | DLC-BYOD-Water Heating | Residential | kW per participant | 0.5 | 0.5 | Same as DLC assumption
ENS | DLC-Thermostat-DI-Central Heat Pump | Residential | kW per participant | 1.21 | 1.21 | BYOT option for central HPs not considered since E1 would not incentivize central HPs due to a large fraction of this applying to gas heating.
ENS | DLC-Thermostat-BYOT-Central Heat Pump | Residential | kW per participant | 0 | 0
ENS | DLC-Thermostat-DI-Baseboard Heating | Residential | kW per participant | 0.5 | 0.5 | BC Hydro study "10956_000 2017 06 16 JM RPT - PCT DR Pilot Field Trial - Draft Submitted…pdf" This information is from a BC Hydro Pilot; this pilot installed up to 5 PCTs and the average demand reduction per household was ~1 kW; assumed an average 2.5 thermostats per home based on information in "DR Participation and Unit Impacts" tab that E1 provided.
ENS | DLC-Thermostat-BYOT-Baseboard Heating | Residential | kW per participant | 0.5 | 0.5 | BC Hydro study "10956_000 2017 06 16 JM RPT - PCT DR Pilot Field Trial - Draft Submitted…pdf" This information is from a BC Hydro Pilot; this pilot installed up to 5 PCTs and the average demand reduction per household was ~1 kW; assumed an average 2.5 thermostats per home based on information in "DR Participation and Unit Impacts" tab that E1 provided.
ENS | DLC-Thermostat-DI-MSHP | Residential | kW per participant | 0.5 | 0.5 | Assumed a unit energy consumption of 2500 kWh of heating energy use per DSMSHP unit, based on measure characterization for a U.S. northeastern utility. Average coincident peak demand based on heating energy use is 0.4 kW. 50% reduction in demand from DR, which translates to 0.2 kW reduction per unit; also assumed on an average 2.5 MSHPs per home based on data E1 provided in the "DR Participation and Unit Impacts" word file.
ENS | DLC-Thermostat-BYOT-MSHP | Residential | kW per participant | 0.5 | 0.5
ENS | DLC-Switch-Water Heating | Small Commercial | kW per participant | 0.54 | 0.54 | Assumed per unit impacts to be same as residential. Used 2019 baseline study to estimate penetration.
ENS | DLC-Switch-Water Heating | Small Industrial | kW per participant | 0.54 | 0.54
ENS | DLC-BYOD-Water Heating | Small Commercial | kW per participant | 0.54 | 0.54
ENS | DLC-BYOD-Water Heating | Small Industrial | kW per participant | 0.54 | 0.54
ENS | DLC-Thermostat-HVAC | Small Commercial | % of enduse load | 0% | 0 | Zeroed out HVAC impacts because thermostat impacts are already represented separately
ENS | DLC-Thermostat-HVAC | Small Industrial | % of enduse load | 0% | 0 | Zeroed out HVAC impacts because thermostat impacts are already represented separately
ENS | DLC-Thermostat-DI-Central Heat Pump | Small Commercial | kW per participant | 2.42 | 2.42 | Double of Res based on assumption that on an average customers have two units of equipment
ENS | DLC-Thermostat-BYOT-Central Heat Pump | Small Commercial | kW per participant | 0 | 0
ENS | DLC-Thermostat-DI-Baseboard Heating | Small Commercial | kW per participant | 1 | 1
ENS | DLC-Thermostat-BYOT-Baseboard Heating | Small Commercial | kW per participant | 1 | 1
ENS | DLC-Thermostat-DI-MSHP | Small Commercial | kW per participant | 1 | 1
ENS | DLC-Thermostat-BYOT-MSHP | Small Commercial | kW per participant | 1 | 1
ENS | DLC-Thermostat-DI-Central Heat Pump | Small Industrial | kW per participant | 2.42 | 2.42
ENS | DLC-Thermostat-BYOT-Central Heat Pump | Small Industrial | kW per participant | 0 | 0
ENS | DLC-Thermostat-DI-Baseboard Heating | Small Industrial | kW per participant | 1 | 1
ENS | DLC-Thermostat-BYOT-Baseboard Heating | Small Industrial | kW per participant | 1 | 1
ENS | DLC-Thermostat-DI-MSHP | Small Industrial | kW per participant | 1 | 1
ENS | DLC-Thermostat-BYOT-MSHP | Small Industrial | kW per participant | 1 | 1
ENS | BTM Battery Control | Small Commercial | % of battery load | 85% | 0.85 | "2019 Residential Energy Storage Demand Response Demonstration Evaluation- Summer Season"; prepared for National Grid and Unitil; Feb 10,2020; The average size of participating batteries was 6.5 kW in terms of max. discharge capacity; batteries saved on an average 5.5 kW per unit, which implies 85% savings of the max. discharge capacity of batteries.
ENS | BTM Battery Control | Large Commercial | % of battery load | 85% | 0.85 | "2019 Residential Energy Storage Demand Response Demonstration Evaluation- Summer Season"; prepared for National Grid and Unitil; Feb 10,2020; The average size of participating batteries was 6.5 kW in terms of max. discharge capacity; batteries saved on an average 5.5 kW per unit, which implies 85% savings of the max. discharge capacity of batteries.
ENS | BTM Battery Control | Small Industrial | % of battery load | 85% | 0.85 | "2019 Residential Energy Storage Demand Response Demonstration Evaluation- Summer Season"; prepared for National Grid and Unitil; Feb 10,2020; The average size of participating batteries was 6.5 kW in terms of max. discharge capacity; batteries saved on an average 5.5 kW per unit, which implies 85% savings of the max. discharge capacity of batteries.
ENS | BTM Battery Control | Large Industrial | % of battery load | 85% | 0.85 | "2019 Residential Energy Storage Demand Response Demonstration Evaluation- Summer Season"; prepared for National Grid and Unitil; Feb 10,2020; The average size of participating batteries was 6.5 kW in terms of max. discharge capacity; batteries saved on an average 5.5 kW per unit, which implies 85% savings of the max. discharge capacity of batteries.
ENS | BTM Battery Control | Interruptible Rider | % of battery load | 42.5% | 0.425 | "2019 Residential Energy Storage Demand Response Demonstration Evaluation- Summer Season"; prepared for National Grid and Unitil; Feb 10,2020; The average size of participating batteries was 6.5 kW in terms of max. discharge capacity; batteries saved on an average 5.5 kW per unit, which implies 85% savings of the max. discharge capacity of batteries. Note that unit impacts from Interruptible Customers are derated by 50% to reflect that a portion of the demand may already be reduced as part of their baseline load on the tariff.
ENS | C&I Curtailment-Turnkey-Manual HVAC Control | Large Commercial | % of enduse load | 30% | 0.3 | Based on California Demand Response Potential Study Final Report, Phase 2 Results' Table G-17, HVAC End-use shed filters.
ENS | C&I Curtailment-Turnkey-Auto-DR HVAC Control | Large Commercial | % of enduse load | 50% | 0.5 | California Demand Response Potential Study Final Report, Phase 2 Results' Table G-17, HVAC End-use shed filters. This is the average 4-hr. shed fraction from a portion of the HVAC load that can be curtailed through Auto-DR. The shed estimates are based off the Lawrence Berkeley National Lab's extensive Auto-DR field experience.
ENS | C&I Curtailment-Turnkey-Standard Lighting Control | Large Commercial | % of enduse load | 22% | 0.22 | California Demand Response Potential Study Final Report, Phase 2 Results' Table G-29, Commercial Lighting End-use shed filters.
ENS | C&I Curtailment-Turnkey-Advanced Lighting Control | Large Commercial | % of enduse load | 44% | 0.44 | California Demand Response Potential Study Final Report, Phase 2 Results' Table G-29, Commercial Lighting End-use shed filters; advanced lighting controls refer to zonal and luminaire controls.
ENS | C&I Curtailment-Turnkey-Water Heating Control | Large Commercial | % of enduse load | 25% | 0.25 | Grid Integration of Aggregate Demand Response, Part I: Load Availability Profiles and Constraints for the Western Interconnection; September 2013;
ENS | C&I Curtailment-Turnkey-Other | Large Commercial | % of enduse load | 5% | 0.05 | Miscellaneous industry types; assumed approximately 5% of the load could be reduced.
ENS | C&I Curtailment-Turnkey-Industrial | Large Commercial | % of enduse load | 10% | 0.1 | Reference: "Assessment of Industrial Load for Demand Response", Oak Ridge National Lab, 2013. This is primarily thermal load and therefore curtailment capability is highly dependent on the type of process. Assumed relatively conservative 10% load reduction estimate.
ENS | C&I Curtailment-Turnkey-Manual HVAC Control | Large Industrial | % of enduse load | 30% | 0.3 | Based on California Demand Response Potential Study Final Report, Phase 2 Results' Table G-17, HVAC End-use shed filters.
ENS | C&I Curtailment-Turnkey-Auto-DR HVAC Control | Large Industrial | % of enduse load | 50% | 0.5 | California Demand Response Potential Study Final Report, Phase 2 Results' Table G-17, HVAC End-use shed filters. This is the average 4-hr. shed fraction from a portion of the HVAC load that can be curtailed through Auto-DR. The shed estimates are based off the Lawrence Berkeley National Lab's extensive Auto-DR field experience.
ENS | C&I Curtailment-Turnkey-Standard Lighting Control | Large Industrial | % of enduse load | 22% | 0.22 | California Demand Response Potential Study Final Report, Phase 2 Results' Table G-29, Commercial Lighting End-use shed filters.
ENS | C&I Curtailment-Turnkey-Advanced Lighting Control | Large Industrial | % of enduse load | 44% | 0.44 | California Demand Response Potential Study Final Report, Phase 2 Results' Table G-29, Commercial Lighting End-use shed filters; advanced lighting controls refer to zonal and luminaire controls.
ENS | C&I Curtailment-Turnkey-Water Heating Control | Large Industrial | % of enduse load | 25% | 0.25 | Grid Integration of Aggregate Demand Response, Part I: Load Availability Profiles and Constraints for the Western Interconnection; September 2013;
ENS | C&I Curtailment-Turnkey-Other | Large Industrial | % of enduse load | 5% | 0.05 | Miscellaneous industry types; assumed approximately 5% of the load could be reduced.
ENS | C&I Curtailment-Turnkey-Industrial | Large Industrial | % of enduse load | 10% | 0.1 | Reference: "Assessment of Industrial Load for Demand Response", Oak Ridge National Lab, 2013. This is primarily thermal load and therefore curtailment capability is highly dependent on the type of process. Assumed relatively conservative 10% load reduction estimate.
ENS | C&I Curtailment-Turnkey-Manual HVAC Control | Interruptible Rider | % of enduse load | 15% | 0.15 | Based on California Demand Response Potential Study Final Report, Phase 2 Results' Table G-17, HVAC End-use shed filters. Note that unit impacts from Interruptible Customers are derated by 50% to reflect that a portion of the demand may already be reduced as part of their baseline load on the tariff.
ENS | C&I Curtailment-Turnkey-Auto-DR HVAC Control | Interruptible Rider | % of enduse load | 25% | 0.25 | California Demand Response Potential Study Final Report, Phase 2 Results' Table G-17, HVAC End-use shed filters. This is the average 4-hr. shed fraction from a portion of the HVAC load that can be curtailed through Auto-DR. The shed estimates are based off the Lawrence Berkeley National Lab's extensive Auto-DR field experience. Note that unit impacts from Interruptible Customers are derated by 50% to reflect that a portion of the demand may already be reduced as part of their baseline load on the tariff.
ENS | C&I Curtailment-Turnkey-Standard Lighting Control | Interruptible Rider | % of enduse load | 11% | 0.11 | California Demand Response Potential Study Final Report, Phase 2 Results' Table G-29, Commercial Lighting End-use shed filters. Note that unit impacts from Interruptible Customers are derated by 50% to reflect that a portion of the demand may already be reduced as part of their baseline load on the tariff.
ENS | C&I Curtailment-Turnkey-Advanced Lighting Control | Interruptible Rider | % of enduse load | 22% | 0.22 | California Demand Response Potential Study Final Report, Phase 2 Results' Table G-29, Commercial Lighting End-use shed filters; advanced lighting controls refer to zonal and luminaire controls. Note that unit impacts from Interruptible Customers are derated by 50% to reflect that a portion of the demand may already be reduced as part of their baseline load on the tariff.
ENS | C&I Curtailment-Turnkey-Water Heating Control | Interruptible Rider | % of enduse load | 12.5% | 0.125 | Grid Integration of Aggregate Demand Response, Part I: Load Availability Profiles and Constraints for the Western Interconnection; September 2013;Note that unit impacts from Interruptible Customers are derated by 50% to reflect that a portion of the demand may already be reduced as part of their baseline load on the tariff.
ENS | C&I Curtailment-Turnkey-Other | Interruptible Rider | % of enduse load | 2.5% | 0.025 | Miscellaneous industry types; assumed approximately 5% of the load could be reduced. Note that unit impacts from Interruptible Customers are derated by 50% to reflect that a portion of the demand may already be reduced as part of their baseline load on the tariff.
ENS | C&I Curtailment-Turnkey-Industrial | Interruptible Rider | % of enduse load | 5% | 0.05 | Reference: "Assessment of Industrial Load for Demand Response", Oak Ridge National Lab, 2013. This is primarily thermal load and therefore curtailment capability is highly dependent on the type of process. Assumed relatively conservative 10% load reduction estimate. Note that unit impacts from Interruptible Customers are derated by 50% to reflect that a portion of the demand may already be reduced as part of their baseline load on the tariff.
ENS | C&I Curtailment-Enabling Tech-Manual HVAC Control | Large Commercial | % of enduse load | 30% | 0.3 | Based on California Demand Response Potential Study Final Report, Phase 2 Results' Table G-17, HVAC End-use shed filters.
ENS | C&I Curtailment-Enabling Tech-Auto-DR HVAC Control | Large Commercial | % of enduse load | 50% | 0.5 | California Demand Response Potential Study Final Report, Phase 2 Results' Table G-17, HVAC End-use shed filters. This is the average 4-hr. shed fraction from a portion of the HVAC load that can be curtailed through Auto-DR. The shed estimates are based off the Lawrence Berkeley National Lab's extensive Auto-DR field experience.
ENS | C&I Curtailment-Enabling Tech-Standard Lighting Control | Large Commercial | % of enduse load | 22% | 0.22 | California Demand Response Potential Study Final Report, Phase 2 Results' Table G-29, Commercial Lighting End-use shed filters.
ENS | C&I Curtailment-Enabling Tech-Advanced Lighting Control | Large Commercial | % of enduse load | 44% | 0.44 | California Demand Response Potential Study Final Report, Phase 2 Results' Table G-29, Commercial Lighting End-use shed filters; advanced lighting controls refer to zonal and luminaire controls.
ENS | C&I Curtailment-Enabling Tech-Water Heating Control | Large Commercial | % of enduse load | 25% | 0.25 | Grid Integration of Aggregate Demand Response, Part I: Load Availability Profiles and Constraints for the Western Interconnection; September 2013;
ENS | C&I Curtailment-Enabling Tech-Other | Large Commercial | % of enduse load | 5% | 0.05 | Miscellaneous industry types; assumed approximately 5% of the load could be reduced.
ENS | C&I Curtailment-Enabling Tech-Industrial | Large Commercial | % of enduse load | 10% | 0.1 | Reference: "Assessment of Industrial Load for Demand Response", Oak Ridge National Lab, 2013. This is primarily thermal load and therefore curtailment capability is highly dependent on the type of process. Assumed relatively conservative 10% load reduction estimate.
ENS | C&I Curtailment-Enabling Tech-Manual HVAC Control | Large Industrial | % of enduse load | 30% | 0.3 | Based on California Demand Response Potential Study Final Report, Phase 2 Results' Table G-17, HVAC End-use shed filters.
ENS | C&I Curtailment-Enabling Tech-Auto-DR HVAC Control | Large Industrial | % of enduse load | 50% | 0.5 | California Demand Response Potential Study Final Report, Phase 2 Results' Table G-17, HVAC End-use shed filters. This is the average 4-hr. shed fraction from a portion of the HVAC load that can be curtailed through Auto-DR. The shed estimates are based off the Lawrence Berkeley National Lab's extensive Auto-DR field experience.
ENS | C&I Curtailment-Enabling Tech-Standard Lighting Control | Large Industrial | % of enduse load | 22% | 0.22 | California Demand Response Potential Study Final Report, Phase 2 Results' Table G-29, Commercial Lighting End-use shed filters.
ENS | C&I Curtailment-Enabling Tech-Advanced Lighting Control | Large Industrial | % of enduse load | 44% | 0.44 | California Demand Response Potential Study Final Report, Phase 2 Results' Table G-29, Commercial Lighting End-use shed filters; advanced lighting controls refer to zonal and luminaire controls.
ENS | C&I Curtailment-Enabling Tech-Water Heating Control | Large Industrial | % of enduse load | 25% | 0.25 | Grid Integration of Aggregate Demand Response, Part I: Load Availability Profiles and Constraints for the Western Interconnection; September 2013;
ENS | C&I Curtailment-Enabling Tech-Other | Large Industrial | % of enduse load | 5% | 0.05 | Miscellaneous industry types; assumed approximately 5% of the load could be reduced.
ENS | C&I Curtailment-Enabling Tech-Industrial | Large Industrial | % of enduse load | 10% | 0.1 | Reference: "Assessment of Industrial Load for Demand Response", Oak Ridge National Lab, 2013. This is primarily thermal load and therefore curtailment capability is highly dependent on the type of process. Assumed relatively conservative 10% load reduction estimate.
ENS | C&I Curtailment-Enabling Tech-Manual HVAC Control | Interruptible Rider | % of enduse load | 15% | 0.15 | Based on California Demand Response Potential Study Final Report, Phase 2 Results' Table G-17, HVAC End-use shed filters. Note that unit impacts from Interruptible Customers are derated by 50% to reflect that a portion of the demand may already be reduced as part of their baseline load on the tariff.
ENS | C&I Curtailment-Enabling Tech-Auto-DR HVAC Control | Interruptible Rider | % of enduse load | 25% | 0.25 | California Demand Response Potential Study Final Report, Phase 2 Results' Table G-17, HVAC End-use shed filters. This is the average 4-hr. shed fraction from a portion of the HVAC load that can be curtailed through Auto-DR. The shed estimates are based off the Lawrence Berkeley National Lab's extensive Auto-DR field experience. Note that unit impacts from Interruptible Customers are derated by 50% to reflect that a portion of the demand may already be reduced as part of their baseline load on the tariff.
ENS | C&I Curtailment-Enabling Tech-Standard Lighting Control | Interruptible Rider | % of enduse load | 11% | 0.11 | California Demand Response Potential Study Final Report, Phase 2 Results' Table G-29, Commercial Lighting End-use shed filters. Note that unit impacts from Interruptible Customers are derated by 50% to reflect that a portion of the demand may already be reduced as part of their baseline load on the tariff.
ENS | C&I Curtailment-Enabling Tech-Advanced Lighting Control | Interruptible Rider | % of enduse load | 22% | 0.22 | California Demand Response Potential Study Final Report, Phase 2 Results' Table G-29, Commercial Lighting End-use shed filters; advanced lighting controls refer to zonal and luminaire controls. Note that unit impacts from Interruptible Customers are derated by 50% to reflect that a portion of the demand may already be reduced as part of their baseline load on the tariff.
ENS | C&I Curtailment-Enabling Tech-Water Heating Control | Interruptible Rider | % of enduse load | 12.5% | 0.125 | Grid Integration of Aggregate Demand Response, Part I: Load Availability Profiles and Constraints for the Western Interconnection; September 2013;Note that unit impacts from Interruptible Customers are derated by 50% to reflect that a portion of the demand may already be reduced as part of their baseline load on the tariff.
ENS | C&I Curtailment-Enabling Tech-Other | Interruptible Rider | % of enduse load | 2.5% | 0.025 | Miscellaneous industry types; assumed approximately 5% of the load could be reduced. Note that unit impacts from Interruptible Customers are derated by 50% to reflect that a portion of the demand may already be reduced as part of their baseline load on the tariff.
ENS | C&I Curtailment-Enabling Tech-Industrial | Interruptible Rider | % of enduse load | 5% | 0.05 | Reference: "Assessment of Industrial Load for Demand Response", Oak Ridge National Lab, 2013. This is primarily thermal load and therefore curtailment capability is highly dependent on the type of process. Assumed relatively conservative 10% load reduction estimate. Note that unit impacts from Interruptible Customers are derated by 50% to reflect that a portion of the demand may already be reduced as part of their baseline load on the tariff.
ENS | Dynamic Pricing with enabling tech. | Small Commercial | % of enduse load | 14.25% | 0.1425 | Dynamic pricing with enabling tech. refers to customers with smart thermostats who are able to provide additional impacts over customers that do not have thermostats. Impact estimates are per The Brattle Group's pricing program database (Based on Demand Response Market Research for Portland General Electric, 2016-2035; prepared by The Brattle Group, January 2016).
ENS | Dynamic Pricing with enabling tech. | Large Commercial | % of enduse load | 19% | 0.19 | Dynamic pricing with enabling tech. refers to customers with Auto-DR who are able to provide additional impacts over customers that do not have Auto-DR. Per the Brattle Group's pricing program database, impacts with enabling tech. are estimated to be on an average 90% higher than impacts without enabling technology. (Based on Demand Response Market Research for Portland General Electric, 2016-2035; prepared by The Brattle Group, January 2016).
ENS | Dynamic Pricing with enabling tech. | Small Industrial | % of enduse load | 14.25% | 0.1425 | Dynamic pricing with enabling tech. refers to customers with smart thermostats who are able to provide additional impacts over customers that do not have thermostats. Impact estimates are per The Brattle Group's pricing program database (Based on Demand Response Market Research for Portland General Electric, 2016-2035; prepared by The Brattle Group, January 2016).
ENS | Dynamic Pricing with enabling tech. | Large Industrial | % of enduse load | 19% | 0.19 | Dynamic pricing with enabling tech. refers to customers with Auto-DR who are able to provide additional impacts over customers that do not have Auto-DR. Per the Brattle Group's pricing program database, impacts with enabling tech. are estimated to be on an average 90% higher than impacts without enabling technology. (Based on Demand Response Market Research for Portland General Electric, 2016-2035; prepared by The Brattle Group, January 2016).
ENS | Dynamic Pricing with enabling tech. | Interruptible Rider | % of enduse load | 9.5% | 0.095 | Dynamic pricing with enabling tech. refers to customers with Auto-DR who are able to provide additional impacts over customers that do not have Auto-DR. Per the Brattle Group's pricing program database, impacts with enabling tech. are estimated to be on an average 90% higher than impacts without enabling technology. (Based on Demand Response Market Research for Portland General Electric, 2016-2035; prepared by The Brattle Group, January 2016).
ENS | Dynamic Pricing with enabling tech. | Residential | % of enduse load | 19% | 0.19 | Dynamic pricing with enabling tech. refers to customers with smart thermostats who are able to provide additional impacts over customers that do not have thermostats. Per The Brattle Group's pricing program database, impacts with enabling tech. are estimated to be on an average 90% higher than impacts without enabling technology. (Based on Demand Response Market Research for Portland General Electric, 2016-2035; prepared by The Brattle Group, January 2016).
ENS | Dynamic Pricing w/o enabling tech. | Small Commercial | % of enduse load | 7.5% | 0.075 | 19479 NSP Utility and Review Board Time Varying Pricing Project Submission (Based on 150 cents/kWh CPP rate)
ENS | Dynamic Pricing w/o enabling tech. | Large Commercial | % of enduse load | 10% | 0.1 | Assumed impacts are the same as as General Service (Source: 19479 NSP Utility and Review Board Time Varying Pricing Project Submission)
ENS | Dynamic Pricing w/o enabling tech. | Small Industrial | % of enduse load | 7.5% | 0.075 | 19479 NSP Utility and Review Board Time Varying Pricing Project Submission (Based on 150 cents/kWh CPP rate)
ENS | Dynamic Pricing w/o enabling tech. | Large Industrial | % of enduse load | 10% | 0.1 | Assumed impacts are the same as as General Service (Source: 19479 NSP Utility and Review Board Time Varying Pricing Project Submission)
ENS | Dynamic Pricing w/o enabling tech. | Interruptible Rider | % of enduse load | 5% | 0.05 | Assumed impacts are the same as as General Service (Source: 19479 NSP Utility and Review Board Time Varying Pricing Project Submission)Note that unit impacts from Interruptible Customers are derated by 50% to reflect that a portion of the demand may already be reduced as part of their baseline load on the tariff.
ENS | Dynamic Pricing w/o enabling tech. | Residential | % of enduse load | 10% | 0.1 | 19479 NSP Utility and Review Board Time Varying Pricing Project Submission (Based on 150 cents/kWh CPP rate)
ENS | EV Charging Control | EV | % of enduse load | 99% | 0.99 | CA DR Potential Study Phase II Appendix;
ENS | BTM Battery Control | Residential | % of battery load | 85% | 0.85 | "2019 Residential Energy Storage Demand Response Demonstration Evaluation- Summer Season"; prepared for National Grid and Unitil; Feb 10,2020; The average size of participating batteries was 6.5 kW in terms of max. discharge capacity; batteries saved on an average 5.5 kW per unit, which implies 85% savings of the max. discharge capacity of batteries.
ENS | Behavioral DR | Residential | % of enduse load | 2% | 0.02 | Navigant Behavioral DR benchmarking study, 2017. Evaluation of PG&E's Two-Year Behavioral Demand Response Study; Presented at 35th PLMA conference; April 4, 2017.
ENS | Time-of-Use Rates (TOU) | Residential | % of enduse load | 2.5% | 0.025 | 19479 NSP Utility and Review Board Time Varying Pricing Project Submission (Based on 150 cents/kWh CPP rate)
ENS | Time-of-Use Rates (TOU) | Small Commercial | % of enduse load | 1.75% | 0.0175 | 19479 NSP Utility and Review Board Time Varying Pricing Project Submission (Based on 150 cents/kWh CPP rate)
ENS | Time-of-Use Rates (TOU) | Small Industrial | % of enduse load | 1.75% | 0.0175 | 19479 NSP Utility and Review Board Time Varying Pricing Project Submission (Based on 150 cents/kWh CPP rate)
This worksheet specifies the unit load reduction impacts as either "kW per participant" or as "% of enduse load"
These represent the per device or per customer impacts or impacts represented as "% of enduse load" or "% of total facility load".
Scenario Definitions
"Scenario 2" = Settlement Plan
"Scenario 1" = Alternate Scenario

## Opt Out Factor
Units: | % of Participating Customers
DR Sub Option ↓ | Customer Class ↓ | Event Opt Out Rate | Assumptions Documentation
DLC-Switch-Water Heating | Residential | 5% | Based on benchmarking data.
DLC-BYOD-Water Heating | Residential | 5%
DLC-Thermostat-DI-Central Heat Pump | Residential | 25%
DLC-Thermostat-BYOT-Central Heat Pump | Residential | 25%
DLC-Thermostat-DI-Baseboard Heating | Residential | 25%
DLC-Thermostat-BYOT-Baseboard Heating | Residential | 25%
DLC-Thermostat-DI-MSHP | Residential | 25%
DLC-Thermostat-BYOT-MSHP | Residential | 25%
DLC-Switch-Water Heating | Small Commercial | 5%
DLC-Switch-Water Heating | Small Industrial | 5%
DLC-BYOD-Water Heating | Small Commercial | 5%
DLC-BYOD-Water Heating | Small Industrial | 5%
DLC-Thermostat-HVAC | Small Commercial | 25%
DLC-Thermostat-HVAC | Small Industrial | 25%
DLC-Thermostat-DI-Central Heat Pump | Small Commercial | 25%
DLC-Thermostat-BYOT-Central Heat Pump | Small Commercial | 25%
DLC-Thermostat-DI-Baseboard Heating | Small Commercial | 25%
DLC-Thermostat-BYOT-Baseboard Heating | Small Commercial | 25%
DLC-Thermostat-DI-MSHP | Small Commercial | 25%
DLC-Thermostat-BYOT-MSHP | Small Commercial | 25%
DLC-Thermostat-DI-Central Heat Pump | Small Industrial | 5%
DLC-Thermostat-BYOT-Central Heat Pump | Small Industrial | 5%
DLC-Thermostat-DI-Baseboard Heating | Small Industrial | 5%
DLC-Thermostat-BYOT-Baseboard Heating | Small Industrial | 5%
DLC-Thermostat-DI-MSHP | Small Industrial | 25%
DLC-Thermostat-BYOT-MSHP | Small Industrial | 25%
BTM Battery Control | Small Commercial | 37%
BTM Battery Control | Large Commercial | 37%
BTM Battery Control | Small Industrial | 37%
BTM Battery Control | Large Industrial | 37%
BTM Battery Control | Interruptible Rider | 37%
C&I Curtailment-Turnkey-Manual HVAC Control | Large Commercial | 0% | This requires mandatory participation with firm capacity commitment; therefore zero opt-out.
C&I Curtailment-Turnkey-Auto-DR HVAC Control | Large Commercial | 0%
C&I Curtailment-Turnkey-Standard Lighting Control | Large Commercial | 0%
C&I Curtailment-Turnkey-Advanced Lighting Control | Large Commercial | 0%
C&I Curtailment-Turnkey-Water Heating Control | Large Commercial | 0%
C&I Curtailment-Turnkey-Other | Large Commercial | 0%
C&I Curtailment-Turnkey-Industrial | Large Commercial | 0%
C&I Curtailment-Turnkey-Manual HVAC Control | Large Industrial | 0%
C&I Curtailment-Turnkey-Auto-DR HVAC Control | Large Industrial | 0%
C&I Curtailment-Turnkey-Standard Lighting Control | Large Industrial | 0%
C&I Curtailment-Turnkey-Advanced Lighting Control | Large Industrial | 0%
C&I Curtailment-Turnkey-Water Heating Control | Large Industrial | 0%
C&I Curtailment-Turnkey-Other | Large Industrial | 0%
C&I Curtailment-Turnkey-Industrial | Large Industrial | 0%
C&I Curtailment-Turnkey-Manual HVAC Control | Interruptible Rider | 0%
C&I Curtailment-Turnkey-Auto-DR HVAC Control | Interruptible Rider | 0%
C&I Curtailment-Turnkey-Standard Lighting Control | Interruptible Rider | 0%
C&I Curtailment-Turnkey-Advanced Lighting Control | Interruptible Rider | 0%
C&I Curtailment-Turnkey-Water Heating Control | Interruptible Rider | 0%
C&I Curtailment-Turnkey-Other | Interruptible Rider | 0%
C&I Curtailment-Turnkey-Industrial | Interruptible Rider | 0%
C&I Curtailment-Enabling Tech-Manual HVAC Control | Large Commercial | 0%
C&I Curtailment-Enabling Tech-Auto-DR HVAC Control | Large Commercial | 0%
C&I Curtailment-Enabling Tech-Standard Lighting Control | Large Commercial | 0%
C&I Curtailment-Enabling Tech-Advanced Lighting Control | Large Commercial | 0%
C&I Curtailment-Enabling Tech-Water Heating Control | Large Commercial | 0%
C&I Curtailment-Enabling Tech-Other | Large Commercial | 0%
C&I Curtailment-Enabling Tech-Industrial | Large Commercial | 0%
C&I Curtailment-Enabling Tech-Manual HVAC Control | Large Industrial | 0%
C&I Curtailment-Enabling Tech-Auto-DR HVAC Control | Large Industrial | 0%
C&I Curtailment-Enabling Tech-Standard Lighting Control | Large Industrial | 0%
C&I Curtailment-Enabling Tech-Advanced Lighting Control | Large Industrial | 0%
C&I Curtailment-Enabling Tech-Water Heating Control | Large Industrial | 0%
C&I Curtailment-Enabling Tech-Other | Large Industrial | 0%
C&I Curtailment-Enabling Tech-Industrial | Large Industrial | 0%
C&I Curtailment-Enabling Tech-Manual HVAC Control | Interruptible Rider | 0%
C&I Curtailment-Enabling Tech-Auto-DR HVAC Control | Interruptible Rider | 0%
C&I Curtailment-Enabling Tech-Standard Lighting Control | Interruptible Rider | 0%
C&I Curtailment-Enabling Tech-Advanced Lighting Control | Interruptible Rider | 0%
C&I Curtailment-Enabling Tech-Water Heating Control | Interruptible Rider | 0%
C&I Curtailment-Enabling Tech-Other | Interruptible Rider | 0%
C&I Curtailment-Enabling Tech-Industrial | Interruptible Rider | 0%
Dynamic Pricing with enabling tech. | Small Commercial | 0% | Customers are enrolled in the rate; event-based opt-out not separately considered.
Dynamic Pricing with enabling tech. | Large Commercial | 0%
Dynamic Pricing with enabling tech. | Small Industrial | 0%
Dynamic Pricing with enabling tech. | Large Industrial | 0%
Dynamic Pricing with enabling tech. | Interruptible Rider | 0%
Dynamic Pricing with enabling tech. | Residential | 0%
Dynamic Pricing w/o enabling tech. | Small Commercial | 0%
Dynamic Pricing w/o enabling tech. | Large Commercial | 0%
Dynamic Pricing w/o enabling tech. | Small Industrial | 0%
Dynamic Pricing w/o enabling tech. | Large Industrial | 0%
Dynamic Pricing w/o enabling tech. | Interruptible Rider | 0%
Dynamic Pricing w/o enabling tech. | Residential | 0%
Time-of-Use Rates (TOU) | Small Commercial | 0%
Time-of-Use Rates (TOU) | Large Commercial | 0%
Time-of-Use Rates (TOU) | Small Industrial | 0%
Time-of-Use Rates (TOU) | Large Industrial | 0%
Time-of-Use Rates (TOU) | Interruptible Rider | 0%
Time-of-Use Rates (TOU) | Residential | 0%
EV Charging Control | EV | 37% | Assumed to be the same as batteries
BTM Battery Control | Residential | 37% | Based on benchmarking data.
Behavioral DR | Residential | 0% | Assumed 0% opt-out for DR events
The worksheet specifies the event opt-out rate, which is the percentage of enrolled customers that could opt-out of individual DR events.

## End Use Saturation
Units: | %
Utility ↓ | Curtailment End Use ↓ | Customer Class ↓ | Building Type ↓ | Forecast Year → Scenario↓ | 2021 | 2022 | 2023 | 2024 | 2025 | 2026 | 2027 | 2028 | 2029 | 2030 | Assumptions Documentation |  |  |  | LU
ENS | Heat Pump Heating | Residential | Residential Market Rate | Scenario 1 | 10.49% | 11.54% | 12.46% | 13.46% | 14.47% | 15.55% | 16.18% | 16.5% | 17.08% | 17.08% | Heat pumps + geothermal heat pump + other unspecified in NSP survey. For Res market rate, we created a weighted average across middle-income and high-income customer classes according to NSP End Use Customer Survey. Forecast is taken from shape of heat pump forecast in the 2020 load forecast report "20200506 M09707 NSPI to NSUARB 2020 Load Forecast Report REDACTED REVISED.pdf" page 28 | 54.83% | previous input | Hot Water | Heat Pump HeatingResidentialResidential Market RateScenario 1
ENS | Heat Pump Heating | Residential | Residential LI | Scenario 1 | 8% | 8.8% | 9.504% | 10.26% | 11.03% | 11.86% | 12.34% | 12.58% | 13.02% | 13.02% |  |  |  |  | Heat Pump HeatingResidentialResidential LIScenario 1
ENS | Electric Furnace | Residential | Residential Market Rate | Scenario 1 | [14 empty] | Electric FurnaceResidentialResidential Market RateScenario 1 | bar: 2021 to 2030
ENS | Baseboard Heating | Residential | Residential Market Rate | Scenario 1 | 19.51% | 19.51% | 19.51% | 18.99% | 18.42% | 17.83% | 17.19% | 16.47% | 15.71% | 14.92% | 2021 number is a weighted average from "NSP End Use Customer Load Survey.xlxs", forecast from the shape of electric furnaces end use saturation in 2019 study. Note that there is a decline - may not be the correct forecast shape for baseboards |  |  |  | Baseboard HeatingResidentialResidential Market RateScenario 1
ENS | Baseboard Heating | Residential | Residential LI | Scenario 1 | 23% | 23% | 23% | 22.48% | 21.91% | 21.32% | 20.68% | 19.96% | 19.2% | 18.41% | From "NSP End Use Customer Load Survey.xlxs" |  |  |  | Baseboard HeatingResidentialResidential LIScenario 1
ENS | Ductless Mini Split | Residential | Residential Market Rate | Scenario 1 | 13.12% | 14.43% | 15.59% | 16.83% | 18.1% | 19.45% | 20.23% | 20.64% | 21.36% | 21.36% | Weighted average of 2021 from "NSP End Use Customer Load Survey.xlxs" middle- and high-income customers, Forecast is taken from shape of heat pump forecast in the 2020 load forecast report "20200506 M09707 NSPI to NSUARB 2020 Load Forecast Report REDACTED REVISED.pdf" page 28 |  |  |  | Ductless Mini SplitResidentialResidential Market RateScenario 1
ENS | Ductless Mini Split | Residential | Residential LI | Scenario 1 | 8% | 8.8% | 9.504% | 10.26% | 11.03% | 11.86% | 12.34% | 12.58% | 13.02% | 13.02% | From "NSP End Use Customer Load Survey.xlxs", forecasted using shape from 2020 load forecast report |  |  |  | Ductless Mini SplitResidentialResidential LIScenario 1
ENS | Heat Pump Heating | Small Commercial | Manufacturing | Scenario 1 | 10.49% | 11.54% | 12.46% | 13.46% | 14.47% | 15.55% | 16.18% | 16.5% | 17.08% | 17.08% | Heat pumps + geothermal heat pump + other unspecified in NSP survey. For Res market rate, we created a weighted average across middle-income and high-income customer classes according to NSP End Use Customer Survey. Forecast is taken from shape of heat pump forecast in the 2020 load forecast report "20200506 M09707 NSPI to NSUARB 2020 Load Forecast Report REDACTED REVISED.pdf" page 28 |  |  |  | Heat Pump HeatingSmall CommercialScenario 1
ENS | Heat Pump Heating | Small Commercial | Miscellaneous | Scenario 1 | 10.49% | 11.54% | 12.46% | 13.46% | 14.47% | 15.55% | 16.18% | 16.5% | 17.08% | 17.08% | Heat pumps + geothermal heat pump + other unspecified in NSP survey. For Res market rate, we created a weighted average across middle-income and high-income customer classes according to NSP End Use Customer Survey. Forecast is taken from shape of heat pump forecast in the 2020 load forecast report "20200506 M09707 NSPI to NSUARB 2020 Load Forecast Report REDACTED REVISED.pdf" page 28 |  |  |  | Heat Pump HeatingSmall CommercialScenario 1
ENS | Heat Pump Heating | Small Commercial | Offices | Scenario 1 | 10.49% | 11.54% | 12.46% | 13.46% | 14.47% | 15.55% | 16.18% | 16.5% | 17.08% | 17.08% | Heat pumps + geothermal heat pump + other unspecified in NSP survey. For Res market rate, we created a weighted average across middle-income and high-income customer classes according to NSP End Use Customer Survey. Forecast is taken from shape of heat pump forecast in the 2020 load forecast report "20200506 M09707 NSPI to NSUARB 2020 Load Forecast Report REDACTED REVISED.pdf" page 28 |  |  |  | Heat Pump HeatingSmall CommercialScenario 1
ENS | Heat Pump Heating | Small Commercial | Retail Trade | Scenario 1 | 10.49% | 11.54% | 12.46% | 13.46% | 14.47% | 15.55% | 16.18% | 16.5% | 17.08% | 17.08% | Heat pumps + geothermal heat pump + other unspecified in NSP survey. For Res market rate, we created a weighted average across middle-income and high-income customer classes according to NSP End Use Customer Survey. Forecast is taken from shape of heat pump forecast in the 2020 load forecast report "20200506 M09707 NSPI to NSUARB 2020 Load Forecast Report REDACTED REVISED.pdf" page 28 |  |  |  | Heat Pump HeatingSmall CommercialScenario 1
ENS | Heat Pump Heating | Small Commercial | Services | Scenario 1 | 10.49% | 11.54% | 12.46% | 13.46% | 14.47% | 15.55% | 16.18% | 16.5% | 17.08% | 17.08% | Heat pumps + geothermal heat pump + other unspecified in NSP survey. For Res market rate, we created a weighted average across middle-income and high-income customer classes according to NSP End Use Customer Survey. Forecast is taken from shape of heat pump forecast in the 2020 load forecast report "20200506 M09707 NSPI to NSUARB 2020 Load Forecast Report REDACTED REVISED.pdf" page 28 |  |  |  | Heat Pump HeatingSmall CommercialScenario 1
ENS | Heat Pump Heating | Small Industrial | Manufacturing | Scenario 1 | 10.49% | 11.54% | 12.46% | 13.46% | 14.47% | 15.55% | 16.18% | 16.5% | 17.08% | 17.08% | Heat pumps + geothermal heat pump + other unspecified in NSP survey. For Res market rate, we created a weighted average across middle-income and high-income customer classes according to NSP End Use Customer Survey. Forecast is taken from shape of heat pump forecast in the 2020 load forecast report "20200506 M09707 NSPI to NSUARB 2020 Load Forecast Report REDACTED REVISED.pdf" page 28 |  |  |  | Heat Pump HeatingSmall IndustrialScenario 1
ENS | Heat Pump Heating | Small Industrial | Miscellaneous | Scenario 1 | 10.49% | 11.54% | 12.46% | 13.46% | 14.47% | 15.55% | 16.18% | 16.5% | 17.08% | 17.08% | Heat pumps + geothermal heat pump + other unspecified in NSP survey. For Res market rate, we created a weighted average across middle-income and high-income customer classes according to NSP End Use Customer Survey. Forecast is taken from shape of heat pump forecast in the 2020 load forecast report "20200506 M09707 NSPI to NSUARB 2020 Load Forecast Report REDACTED REVISED.pdf" page 28 |  |  |  | Heat Pump HeatingSmall IndustrialScenario 1
ENS | Heat Pump Heating | Small Industrial | Offices | Scenario 1 | 10.49% | 11.54% | 12.46% | 13.46% | 14.47% | 15.55% | 16.18% | 16.5% | 17.08% | 17.08% | Heat pumps + geothermal heat pump + other unspecified in NSP survey. For Res market rate, we created a weighted average across middle-income and high-income customer classes according to NSP End Use Customer Survey. Forecast is taken from shape of heat pump forecast in the 2020 load forecast report "20200506 M09707 NSPI to NSUARB 2020 Load Forecast Report REDACTED REVISED.pdf" page 28 |  |  |  | Heat Pump HeatingSmall IndustrialScenario 1
ENS | Heat Pump Heating | Small Industrial | Retail Trade | Scenario 1 | 10.49% | 11.54% | 12.46% | 13.46% | 14.47% | 15.55% | 16.18% | 16.5% | 17.08% | 17.08% | Heat pumps + geothermal heat pump + other unspecified in NSP survey. For Res market rate, we created a weighted average across middle-income and high-income customer classes according to NSP End Use Customer Survey. Forecast is taken from shape of heat pump forecast in the 2020 load forecast report "20200506 M09707 NSPI to NSUARB 2020 Load Forecast Report REDACTED REVISED.pdf" page 28 |  |  |  | Heat Pump HeatingSmall IndustrialScenario 1
ENS | Heat Pump Heating | Small Industrial | Services | Scenario 1 | 10.49% | 11.54% | 12.46% | 13.46% | 14.47% | 15.55% | 16.18% | 16.5% | 17.08% | 17.08% | Heat pumps + geothermal heat pump + other unspecified in NSP survey. For Res market rate, we created a weighted average across middle-income and high-income customer classes according to NSP End Use Customer Survey. Forecast is taken from shape of heat pump forecast in the 2020 load forecast report "20200506 M09707 NSPI to NSUARB 2020 Load Forecast Report REDACTED REVISED.pdf" page 28 |  |  |  | Heat Pump HeatingSmall IndustrialScenario 1
ENS | Baseboard Heating | Small Commercial | Manufacturing | Scenario 1 | 19.51% | 19.51% | 19.51% | 18.99% | 18.42% | 17.83% | 17.19% | 16.47% | 15.71% | 14.92% | 2021 number is a weighted average from "NSP End Use Customer Load Survey.xlxs", forecast from the shape of electric furnaces end use saturation in 2019 study. Note that there is a decline - may not be the correct forecast shape for baseboards |  |  |  | Baseboard HeatingSmall CommercialScenario 1
ENS | Baseboard Heating | Small Commercial | Miscellaneous | Scenario 1 | 19.51% | 19.51% | 19.51% | 18.99% | 18.42% | 17.83% | 17.19% | 16.47% | 15.71% | 14.92% | 2021 number is a weighted average from "NSP End Use Customer Load Survey.xlxs", forecast from the shape of electric furnaces end use saturation in 2019 study. Note that there is a decline - may not be the correct forecast shape for baseboards |  |  |  | Baseboard HeatingSmall CommercialScenario 1
ENS | Baseboard Heating | Small Commercial | Offices | Scenario 1 | 19.51% | 19.51% | 19.51% | 18.99% | 18.42% | 17.83% | 17.19% | 16.47% | 15.71% | 14.92% | 2021 number is a weighted average from "NSP End Use Customer Load Survey.xlxs", forecast from the shape of electric furnaces end use saturation in 2019 study. Note that there is a decline - may not be the correct forecast shape for baseboards |  |  |  | Baseboard HeatingSmall CommercialScenario 1
ENS | Baseboard Heating | Small Commercial | Retail Trade | Scenario 1 | 19.51% | 19.51% | 19.51% | 18.99% | 18.42% | 17.83% | 17.19% | 16.47% | 15.71% | 14.92% | 2021 number is a weighted average from "NSP End Use Customer Load Survey.xlxs", forecast from the shape of electric furnaces end use saturation in 2019 study. Note that there is a decline - may not be the correct forecast shape for baseboards |  |  |  | Baseboard HeatingSmall CommercialScenario 1
ENS | Baseboard Heating | Small Commercial | Services | Scenario 1 | 19.51% | 19.51% | 19.51% | 18.99% | 18.42% | 17.83% | 17.19% | 16.47% | 15.71% | 14.92% | 2021 number is a weighted average from "NSP End Use Customer Load Survey.xlxs", forecast from the shape of electric furnaces end use saturation in 2019 study. Note that there is a decline - may not be the correct forecast shape for baseboards |  |  |  | Baseboard HeatingSmall CommercialScenario 1
ENS | Baseboard Heating | Small Industrial | Manufacturing | Scenario 1 | 19.51% | 19.51% | 19.51% | 18.99% | 18.42% | 17.83% | 17.19% | 16.47% | 15.71% | 14.92% | 2021 number is a weighted average from "NSP End Use Customer Load Survey.xlxs", forecast from the shape of electric furnaces end use saturation in 2019 study. Note that there is a decline - may not be the correct forecast shape for baseboards |  |  |  | Baseboard HeatingSmall IndustrialScenario 1
ENS | Baseboard Heating | Small Industrial | Miscellaneous | Scenario 1 | 19.51% | 19.51% | 19.51% | 18.99% | 18.42% | 17.83% | 17.19% | 16.47% | 15.71% | 14.92% | 2021 number is a weighted average from "NSP End Use Customer Load Survey.xlxs", forecast from the shape of electric furnaces end use saturation in 2019 study. Note that there is a decline - may not be the correct forecast shape for baseboards |  |  |  | Baseboard HeatingSmall IndustrialScenario 1
ENS | Baseboard Heating | Small Industrial | Offices | Scenario 1 | 19.51% | 19.51% | 19.51% | 18.99% | 18.42% | 17.83% | 17.19% | 16.47% | 15.71% | 14.92% | 2021 number is a weighted average from "NSP End Use Customer Load Survey.xlxs", forecast from the shape of electric furnaces end use saturation in 2019 study. Note that there is a decline - may not be the correct forecast shape for baseboards |  |  |  | Baseboard HeatingSmall IndustrialScenario 1
ENS | Baseboard Heating | Small Industrial | Retail Trade | Scenario 1 | 19.51% | 19.51% | 19.51% | 18.99% | 18.42% | 17.83% | 17.19% | 16.47% | 15.71% | 14.92% | 2021 number is a weighted average from "NSP End Use Customer Load Survey.xlxs", forecast from the shape of electric furnaces end use saturation in 2019 study. Note that there is a decline - may not be the correct forecast shape for baseboards |  |  |  | Baseboard HeatingSmall IndustrialScenario 1
ENS | Baseboard Heating | Small Industrial | Services | Scenario 1 | 19.51% | 19.51% | 19.51% | 18.99% | 18.42% | 17.83% | 17.19% | 16.47% | 15.71% | 14.92% | 2021 number is a weighted average from "NSP End Use Customer Load Survey.xlxs", forecast from the shape of electric furnaces end use saturation in 2019 study. Note that there is a decline - may not be the correct forecast shape for baseboards |  |  |  | Baseboard HeatingSmall IndustrialScenario 1
ENS | Ductless Mini Split | Small Commercial | Manufacturing | Scenario 1 | 13.12% | 14.43% | 15.59% | 16.83% | 18.1% | 19.45% | 20.23% | 20.64% | 21.36% | 21.36% | Weighted average of 2021 from "NSP End Use Customer Load Survey.xlxs" middle- and high-income customers, Forecast is taken from shape of heat pump forecast in the 2020 load forecast report "20200506 M09707 NSPI to NSUARB 2020 Load Forecast Report REDACTED REVISED.pdf" page 28 |  |  |  | Ductless Mini SplitSmall CommercialScenario 1
ENS | Ductless Mini Split | Small Commercial | Miscellaneous | Scenario 1 | 13.12% | 14.43% | 15.59% | 16.83% | 18.1% | 19.45% | 20.23% | 20.64% | 21.36% | 21.36% | Weighted average of 2021 from "NSP End Use Customer Load Survey.xlxs" middle- and high-income customers, Forecast is taken from shape of heat pump forecast in the 2020 load forecast report "20200506 M09707 NSPI to NSUARB 2020 Load Forecast Report REDACTED REVISED.pdf" page 28 |  |  |  | Ductless Mini SplitSmall CommercialScenario 1
ENS | Ductless Mini Split | Small Commercial | Offices | Scenario 1 | 13.12% | 14.43% | 15.59% | 16.83% | 18.1% | 19.45% | 20.23% | 20.64% | 21.36% | 21.36% | Weighted average of 2021 from "NSP End Use Customer Load Survey.xlxs" middle- and high-income customers, Forecast is taken from shape of heat pump forecast in the 2020 load forecast report "20200506 M09707 NSPI to NSUARB 2020 Load Forecast Report REDACTED REVISED.pdf" page 28 |  |  |  | Ductless Mini SplitSmall CommercialScenario 1
ENS | Ductless Mini Split | Small Commercial | Retail Trade | Scenario 1 | 13.12% | 14.43% | 15.59% | 16.83% | 18.1% | 19.45% | 20.23% | 20.64% | 21.36% | 21.36% | Weighted average of 2021 from "NSP End Use Customer Load Survey.xlxs" middle- and high-income customers, Forecast is taken from shape of heat pump forecast in the 2020 load forecast report "20200506 M09707 NSPI to NSUARB 2020 Load Forecast Report REDACTED REVISED.pdf" page 28 |  |  |  | Ductless Mini SplitSmall CommercialScenario 1
ENS | Ductless Mini Split | Small Commercial | Services | Scenario 1 | 13.12% | 14.43% | 15.59% | 16.83% | 18.1% | 19.45% | 20.23% | 20.64% | 21.36% | 21.36% | Weighted average of 2021 from "NSP End Use Customer Load Survey.xlxs" middle- and high-income customers, Forecast is taken from shape of heat pump forecast in the 2020 load forecast report "20200506 M09707 NSPI to NSUARB 2020 Load Forecast Report REDACTED REVISED.pdf" page 28 |  |  |  | Ductless Mini SplitSmall CommercialScenario 1
ENS | Ductless Mini Split | Small Industrial | Manufacturing | Scenario 1 | 13.12% | 14.43% | 15.59% | 16.83% | 18.1% | 19.45% | 20.23% | 20.64% | 21.36% | 21.36% | Weighted average of 2021 from "NSP End Use Customer Load Survey.xlxs" middle- and high-income customers, Forecast is taken from shape of heat pump forecast in the 2020 load forecast report "20200506 M09707 NSPI to NSUARB 2020 Load Forecast Report REDACTED REVISED.pdf" page 28 |  |  |  | Ductless Mini SplitSmall IndustrialScenario 1
ENS | Ductless Mini Split | Small Industrial | Miscellaneous | Scenario 1 | 13.12% | 14.43% | 15.59% | 16.83% | 18.1% | 19.45% | 20.23% | 20.64% | 21.36% | 21.36% | Weighted average of 2021 from "NSP End Use Customer Load Survey.xlxs" middle- and high-income customers, Forecast is taken from shape of heat pump forecast in the 2020 load forecast report "20200506 M09707 NSPI to NSUARB 2020 Load Forecast Report REDACTED REVISED.pdf" page 28 |  |  |  | Ductless Mini SplitSmall IndustrialScenario 1
ENS | Ductless Mini Split | Small Industrial | Offices | Scenario 1 | 13.12% | 14.43% | 15.59% | 16.83% | 18.1% | 19.45% | 20.23% | 20.64% | 21.36% | 21.36% | Weighted average of 2021 from "NSP End Use Customer Load Survey.xlxs" middle- and high-income customers, Forecast is taken from shape of heat pump forecast in the 2020 load forecast report "20200506 M09707 NSPI to NSUARB 2020 Load Forecast Report REDACTED REVISED.pdf" page 28 |  |  |  | Ductless Mini SplitSmall IndustrialScenario 1
ENS | Ductless Mini Split | Small Industrial | Retail Trade | Scenario 1 | 13.12% | 14.43% | 15.59% | 16.83% | 18.1% | 19.45% | 20.23% | 20.64% | 21.36% | 21.36% | Weighted average of 2021 from "NSP End Use Customer Load Survey.xlxs" middle- and high-income customers, Forecast is taken from shape of heat pump forecast in the 2020 load forecast report "20200506 M09707 NSPI to NSUARB 2020 Load Forecast Report REDACTED REVISED.pdf" page 28 |  |  |  | Ductless Mini SplitSmall IndustrialScenario 1
ENS | Ductless Mini Split | Small Industrial | Services | Scenario 1 | 13.12% | 14.43% | 15.59% | 16.83% | 18.1% | 19.45% | 20.23% | 20.64% | 21.36% | 21.36% | Weighted average of 2021 from "NSP End Use Customer Load Survey.xlxs" middle- and high-income customers, Forecast is taken from shape of heat pump forecast in the 2020 load forecast report "20200506 M09707 NSPI to NSUARB 2020 Load Forecast Report REDACTED REVISED.pdf" page 28 |  |  |  | Ductless Mini SplitSmall IndustrialScenario 1
ENS | Hot Water | Residential | Residential Market Rate | Scenario 1 | 67% | 69.96% | 71.93% | 73.9% | 75.87% | 76.85% | 77.84% | 78.82% | 78.82% | 78.82% | From NSP 2020 Res End Use survey, 67% respondents had electric WH (weighted). Escalated with WH saturation shape from NSP 2021 LFR ---- Benchmark:From "Baseline Study revised June 18.docx", page 9. 77% total respondants have WH, 29% are non-electric, and 23% are in MF buildings likely using gas boilers |  |  |  | Hot WaterResidentialResidential Market RateScenario 1
ENS | Hot Water | Residential | Residential LI | Scenario 1 | 67% | 69.96% | 71.93% | 73.9% | 75.87% | 76.85% | 77.84% | 78.82% | 78.82% | 78.82% |  |  |  |  | Hot WaterResidentialResidential LIScenario 1
ENS | Hot Water | Small Commercial | Manufacturing | Scenario 1 | 71% | 74.13% | 76.22% | 78.31% | 80.4% | 81.44% | 82.49% | 83.53% | 83.53% | 83.53% | From 2019 Baseline Study, 100% less non-electric WH and HPWH to obtain electric resistance WH. Escalated with WH saturation shape from NSP 2021 LFR |  |  |  | Hot WaterSmall CommercialScenario 1
ENS | Hot Water | Small Commercial | Miscellaneous | Scenario 1 | 71% | 74.13% | 76.22% | 78.31% | 80.4% | 81.44% | 82.49% | 83.53% | 83.53% | 83.53% |  |  |  |  | Hot WaterSmall CommercialScenario 1
ENS | Hot Water | Small Commercial | Offices | Scenario 1 | 71% | 74.13% | 76.22% | 78.31% | 80.4% | 81.44% | 82.49% | 83.53% | 83.53% | 83.53% |  |  |  |  | Hot WaterSmall CommercialScenario 1
ENS | Hot Water | Small Commercial | Retail Trade | Scenario 1 | 71% | 74.13% | 76.22% | 78.31% | 80.4% | 81.44% | 82.49% | 83.53% | 83.53% | 83.53% |  |  |  |  | Hot WaterSmall CommercialScenario 1
ENS | Hot Water | Small Commercial | Services | Scenario 1 | 71% | 74.13% | 76.22% | 78.31% | 80.4% | 81.44% | 82.49% | 83.53% | 83.53% | 83.53% |  |  |  |  | Hot WaterSmall CommercialScenario 1
ENS | Hot Water | Small Industrial | Manufacturing | Scenario 1 | 71% | 74.13% | 76.22% | 78.31% | 80.4% | 81.44% | 82.49% | 83.53% | 83.53% | 83.53% |  |  |  |  | Hot WaterSmall IndustrialScenario 1
ENS | Hot Water | Small Industrial | Miscellaneous | Scenario 1 | 71% | 74.13% | 76.22% | 78.31% | 80.4% | 81.44% | 82.49% | 83.53% | 83.53% | 83.53% |  |  |  |  | Hot WaterSmall IndustrialScenario 1
ENS | Hot Water | Small Industrial | Offices | Scenario 1 | 71% | 74.13% | 76.22% | 78.31% | 80.4% | 81.44% | 82.49% | 83.53% | 83.53% | 83.53% |  |  |  |  | Hot WaterSmall IndustrialScenario 1
ENS | Hot Water | Small Industrial | Retail Trade | Scenario 1 | 71% | 74.13% | 76.22% | 78.31% | 80.4% | 81.44% | 82.49% | 83.53% | 83.53% | 83.53% |  |  |  |  | Hot WaterSmall IndustrialScenario 1
ENS | Hot Water | Small Industrial | Services | Scenario 1 | 71% | 74.13% | 76.22% | 78.31% | 80.4% | 81.44% | 82.49% | 83.53% | 83.53% | 83.53% |  |  |  |  | Hot WaterSmall IndustrialScenario 1
ENS | Heat Pump Heating | Residential | Residential Market Rate | Scenario 2 | 10.49% | 11.54% | 12.46% | 13.46% | 14.47% | 15.55% | 16.18% | 16.5% | 17.08% | 17.08% |  |  |  |  | Heat Pump HeatingResidentialResidential Market RateScenario 2
ENS | Heat Pump Heating | Residential | Residential LI | Scenario 2 | 8% | 8.8% | 9.504% | 10.26% | 11.03% | 11.86% | 12.34% | 12.58% | 13.02% | 13.02% |  |  |  |  | Heat Pump HeatingResidentialResidential LIScenario 2
ENS | Electric Furnace | Residential | Residential Market Rate | Scenario 2 | [14 empty] | Electric FurnaceResidentialResidential Market RateScenario 2 | bar: 2021 to 2030
ENS | Baseboard Heating | Residential | Residential Market Rate | Scenario 2 | 19.51% | 19.51% | 19.51% | 18.99% | 18.42% | 17.83% | 17.19% | 16.47% | 15.71% | 14.92% |  |  |  |  | Baseboard HeatingResidentialResidential Market RateScenario 2
ENS | Baseboard Heating | Residential | Residential LI | Scenario 2 | 23% | 23% | 23% | 22.48% | 21.91% | 21.32% | 20.68% | 19.96% | 19.2% | 18.41% |  |  |  |  | Baseboard HeatingResidentialResidential LIScenario 2
ENS | Ductless Mini Split | Residential | Residential Market Rate | Scenario 2 | 13.12% | 14.43% | 15.59% | 16.83% | 18.1% | 19.45% | 20.23% | 20.64% | 21.36% | 21.36% |  |  |  |  | Ductless Mini SplitResidentialResidential Market RateScenario 2
ENS | Ductless Mini Split | Residential | Residential LI | Scenario 2 | 8% | 8.8% | 9.504% | 10.26% | 11.03% | 11.86% | 12.34% | 12.58% | 13.02% | 13.02% |  |  |  |  | Ductless Mini SplitResidentialResidential LIScenario 2
ENS | Heat Pump Heating | Small Commercial | Manufacturing | Scenario 2 | 10.49% | 11.54% | 12.46% | 13.46% | 14.47% | 15.55% | 16.18% | 16.5% | 17.08% | 17.08% | 0 |  |  |  | Heat Pump HeatingSmall CommercialScenario 2
ENS | Heat Pump Heating | Small Commercial | Miscellaneous | Scenario 2 | 10.49% | 11.54% | 12.46% | 13.46% | 14.47% | 15.55% | 16.18% | 16.5% | 17.08% | 17.08% | 0 |  |  |  | Heat Pump HeatingSmall CommercialScenario 2
ENS | Heat Pump Heating | Small Commercial | Offices | Scenario 2 | 10.49% | 11.54% | 12.46% | 13.46% | 14.47% | 15.55% | 16.18% | 16.5% | 17.08% | 17.08% | 0 |  |  |  | Heat Pump HeatingSmall CommercialScenario 2
ENS | Heat Pump Heating | Small Commercial | Retail Trade | Scenario 2 | 10.49% | 11.54% | 12.46% | 13.46% | 14.47% | 15.55% | 16.18% | 16.5% | 17.08% | 17.08% | 0 |  |  |  | Heat Pump HeatingSmall CommercialScenario 2
ENS | Heat Pump Heating | Small Commercial | Services | Scenario 2 | 10.49% | 11.54% | 12.46% | 13.46% | 14.47% | 15.55% | 16.18% | 16.5% | 17.08% | 17.08% | 0 |  |  |  | Heat Pump HeatingSmall CommercialScenario 2
ENS | Heat Pump Heating | Small Industrial | Manufacturing | Scenario 2 | 10.49% | 11.54% | 12.46% | 13.46% | 14.47% | 15.55% | 16.18% | 16.5% | 17.08% | 17.08% | 0 |  |  |  | Heat Pump HeatingSmall IndustrialScenario 2
ENS | Heat Pump Heating | Small Industrial | Miscellaneous | Scenario 2 | 10.49% | 11.54% | 12.46% | 13.46% | 14.47% | 15.55% | 16.18% | 16.5% | 17.08% | 17.08% | 0 |  |  |  | Heat Pump HeatingSmall IndustrialScenario 2
ENS | Heat Pump Heating | Small Industrial | Offices | Scenario 2 | 10.49% | 11.54% | 12.46% | 13.46% | 14.47% | 15.55% | 16.18% | 16.5% | 17.08% | 17.08% | 0 |  |  |  | Heat Pump HeatingSmall IndustrialScenario 2
ENS | Heat Pump Heating | Small Industrial | Retail Trade | Scenario 2 | 10.49% | 11.54% | 12.46% | 13.46% | 14.47% | 15.55% | 16.18% | 16.5% | 17.08% | 17.08% | 0 |  |  |  | Heat Pump HeatingSmall IndustrialScenario 2
ENS | Heat Pump Heating | Small Industrial | Services | Scenario 2 | 10.49% | 11.54% | 12.46% | 13.46% | 14.47% | 15.55% | 16.18% | 16.5% | 17.08% | 17.08% | 0 |  |  |  | Heat Pump HeatingSmall IndustrialScenario 2
ENS | Baseboard Heating | Small Commercial | Manufacturing | Scenario 2 | 19.51% | 19.51% | 19.51% | 18.99% | 18.42% | 17.83% | 17.19% | 16.47% | 15.71% | 14.92% | 0 |  |  |  | Baseboard HeatingSmall CommercialScenario 2
ENS | Baseboard Heating | Small Commercial | Miscellaneous | Scenario 2 | 19.51% | 19.51% | 19.51% | 18.99% | 18.42% | 17.83% | 17.19% | 16.47% | 15.71% | 14.92% | 0 |  |  |  | Baseboard HeatingSmall CommercialScenario 2
ENS | Baseboard Heating | Small Commercial | Offices | Scenario 2 | 19.51% | 19.51% | 19.51% | 18.99% | 18.42% | 17.83% | 17.19% | 16.47% | 15.71% | 14.92% | 0 |  |  |  | Baseboard HeatingSmall CommercialScenario 2
ENS | Baseboard Heating | Small Commercial | Retail Trade | Scenario 2 | 19.51% | 19.51% | 19.51% | 18.99% | 18.42% | 17.83% | 17.19% | 16.47% | 15.71% | 14.92% | 0 |  |  |  | Baseboard HeatingSmall CommercialScenario 2
ENS | Baseboard Heating | Small Commercial | Services | Scenario 2 | 19.51% | 19.51% | 19.51% | 18.99% | 18.42% | 17.83% | 17.19% | 16.47% | 15.71% | 14.92% | 0 |  |  |  | Baseboard HeatingSmall CommercialScenario 2
ENS | Baseboard Heating | Small Industrial | Manufacturing | Scenario 2 | 19.51% | 19.51% | 19.51% | 18.99% | 18.42% | 17.83% | 17.19% | 16.47% | 15.71% | 14.92% | 0 |  |  |  | Baseboard HeatingSmall IndustrialScenario 2
ENS | Baseboard Heating | Small Industrial | Miscellaneous | Scenario 2 | 19.51% | 19.51% | 19.51% | 18.99% | 18.42% | 17.83% | 17.19% | 16.47% | 15.71% | 14.92% | 0 |  |  |  | Baseboard HeatingSmall IndustrialScenario 2
ENS | Baseboard Heating | Small Industrial | Offices | Scenario 2 | 19.51% | 19.51% | 19.51% | 18.99% | 18.42% | 17.83% | 17.19% | 16.47% | 15.71% | 14.92% | 0 |  |  |  | Baseboard HeatingSmall IndustrialScenario 2
ENS | Baseboard Heating | Small Industrial | Retail Trade | Scenario 2 | 19.51% | 19.51% | 19.51% | 18.99% | 18.42% | 17.83% | 17.19% | 16.47% | 15.71% | 14.92% | 0 |  |  |  | Baseboard HeatingSmall IndustrialScenario 2
ENS | Baseboard Heating | Small Industrial | Services | Scenario 2 | 19.51% | 19.51% | 19.51% | 18.99% | 18.42% | 17.83% | 17.19% | 16.47% | 15.71% | 14.92% | 0 |  |  |  | Baseboard HeatingSmall IndustrialScenario 2
ENS | Ductless Mini Split | Small Commercial | Manufacturing | Scenario 2 | 13.12% | 14.43% | 15.59% | 16.83% | 18.1% | 19.45% | 20.23% | 20.64% | 21.36% | 21.36% | 0 |  |  |  | Ductless Mini SplitSmall CommercialScenario 2
ENS | Ductless Mini Split | Small Commercial | Miscellaneous | Scenario 2 | 13.12% | 14.43% | 15.59% | 16.83% | 18.1% | 19.45% | 20.23% | 20.64% | 21.36% | 21.36% | 0 |  |  |  | Ductless Mini SplitSmall CommercialScenario 2
ENS | Ductless Mini Split | Small Commercial | Offices | Scenario 2 | 13.12% | 14.43% | 15.59% | 16.83% | 18.1% | 19.45% | 20.23% | 20.64% | 21.36% | 21.36% | 0 |  |  |  | Ductless Mini SplitSmall CommercialScenario 2
ENS | Ductless Mini Split | Small Commercial | Retail Trade | Scenario 2 | 13.12% | 14.43% | 15.59% | 16.83% | 18.1% | 19.45% | 20.23% | 20.64% | 21.36% | 21.36% | 0 |  |  |  | Ductless Mini SplitSmall CommercialScenario 2
ENS | Ductless Mini Split | Small Commercial | Services | Scenario 2 | 13.12% | 14.43% | 15.59% | 16.83% | 18.1% | 19.45% | 20.23% | 20.64% | 21.36% | 21.36% | 0 |  |  |  | Ductless Mini SplitSmall CommercialScenario 2
ENS | Ductless Mini Split | Small Industrial | Manufacturing | Scenario 2 | 13.12% | 14.43% | 15.59% | 16.83% | 18.1% | 19.45% | 20.23% | 20.64% | 21.36% | 21.36% | 0 |  |  |  | Ductless Mini SplitSmall IndustrialScenario 2
ENS | Ductless Mini Split | Small Industrial | Miscellaneous | Scenario 2 | 13.12% | 14.43% | 15.59% | 16.83% | 18.1% | 19.45% | 20.23% | 20.64% | 21.36% | 21.36% | 0 |  |  |  | Ductless Mini SplitSmall IndustrialScenario 2
ENS | Ductless Mini Split | Small Industrial | Offices | Scenario 2 | 13.12% | 14.43% | 15.59% | 16.83% | 18.1% | 19.45% | 20.23% | 20.64% | 21.36% | 21.36% | 0 |  |  |  | Ductless Mini SplitSmall IndustrialScenario 2
ENS | Ductless Mini Split | Small Industrial | Retail Trade | Scenario 2 | 13.12% | 14.43% | 15.59% | 16.83% | 18.1% | 19.45% | 20.23% | 20.64% | 21.36% | 21.36% | 0 |  |  |  | Ductless Mini SplitSmall IndustrialScenario 2
ENS | Ductless Mini Split | Small Industrial | Services | Scenario 2 | 13.12% | 14.43% | 15.59% | 16.83% | 18.1% | 19.45% | 20.23% | 20.64% | 21.36% | 21.36% | 0 |  |  |  | Ductless Mini SplitSmall IndustrialScenario 2
ENS | Hot Water | Residential | Residential Market Rate | Scenario 2 | 67% | 69.96% | 71.93% | 73.9% | 75.87% | 76.85% | 77.84% | 78.82% | 78.82% | 78.82% |  |  |  |  | Hot WaterResidentialResidential Market RateScenario 2
ENS | Hot Water | Residential | Residential LI | Scenario 2 | 67% | 69.96% | 71.93% | 73.9% | 75.87% | 76.85% | 77.84% | 78.82% | 78.82% | 78.82% |  |  |  |  | Hot WaterResidentialResidential LIScenario 2
ENS | Hot Water | Small Commercial | Manufacturing | Scenario 2 | 71% | 74.13% | 76.22% | 78.31% | 80.4% | 81.44% | 82.49% | 83.53% | 83.53% | 83.53% |  |  |  |  | Hot WaterSmall CommercialScenario 2
ENS | Hot Water | Small Commercial | Miscellaneous | Scenario 2 | 71% | 74.13% | 76.22% | 78.31% | 80.4% | 81.44% | 82.49% | 83.53% | 83.53% | 83.53% |  |  |  |  | Hot WaterSmall CommercialScenario 2
ENS | Hot Water | Small Commercial | Offices | Scenario 2 | 71% | 74.13% | 76.22% | 78.31% | 80.4% | 81.44% | 82.49% | 83.53% | 83.53% | 83.53% |  |  |  |  | Hot WaterSmall CommercialScenario 2
ENS | Hot Water | Small Commercial | Retail Trade | Scenario 2 | 71% | 74.13% | 76.22% | 78.31% | 80.4% | 81.44% | 82.49% | 83.53% | 83.53% | 83.53% |  |  |  |  | Hot WaterSmall CommercialScenario 2
ENS | Hot Water | Small Commercial | Services | Scenario 2 | 71% | 74.13% | 76.22% | 78.31% | 80.4% | 81.44% | 82.49% | 83.53% | 83.53% | 83.53% |  |  |  |  | Hot WaterSmall CommercialScenario 2
ENS | Hot Water | Small Industrial | Manufacturing | Scenario 2 | 71% | 74.13% | 76.22% | 78.31% | 80.4% | 81.44% | 82.49% | 83.53% | 83.53% | 83.53% |  |  |  |  | Hot WaterSmall IndustrialScenario 2
ENS | Hot Water | Small Industrial | Miscellaneous | Scenario 2 | 71% | 74.13% | 76.22% | 78.31% | 80.4% | 81.44% | 82.49% | 83.53% | 83.53% | 83.53% |  |  |  |  | Hot WaterSmall IndustrialScenario 2
ENS | Hot Water | Small Industrial | Offices | Scenario 2 | 71% | 74.13% | 76.22% | 78.31% | 80.4% | 81.44% | 82.49% | 83.53% | 83.53% | 83.53% |  |  |  |  | Hot WaterSmall IndustrialScenario 2
ENS | Hot Water | Small Industrial | Retail Trade | Scenario 2 | 71% | 74.13% | 76.22% | 78.31% | 80.4% | 81.44% | 82.49% | 83.53% | 83.53% | 83.53% |  |  |  |  | Hot WaterSmall IndustrialScenario 2
ENS | Hot Water | Small Industrial | Services | Scenario 2 | 71% | 74.13% | 76.22% | 78.31% | 80.4% | 81.44% | 82.49% | 83.53% | 83.53% | 83.53% |  |  |  |  | Hot WaterSmall IndustrialScenario 2
Source: Measure input sheet, baseline study

## Battery Load Forecasts
Unit
Units: | Dispatchable Load (MW) from battery technologies
Customer Class ↓ | Building Type ↓ | 2021 | 2022 | 2023 | 2024 | 2025 | 2026 | 2027 | 2028 | 2029 | 2030 | 2031 | 2032 | 2033 | 2034 | 2035 | 2036 | 2037
Interruptible Rider | Manufacturing | 0.077285 | 0.1041 | 0.13542 | 0.1694 | 0.20343 | 0.23489 | 0.26188 | 0.28361 | 0.30022 | 0.31242 | 0.32112 | 0.32719 | 0.33137 | 0.33421 | 0.33614 | 0.33743 | 0.3383
Large Industrial | Manufacturing | 0.063073 | 0.084956 | 0.11052 | 0.13825 | 0.16602 | 0.19169 | 0.21373 | 0.23146 | 0.24502 | 0.25497 | 0.26207 | 0.26703 | 0.27044 | 0.27276 | 0.27433 | 0.27538 | 0.27609
Small Commercial | Manufacturing | 0.080649 | 0.10877 | 0.14196 | 0.17817 | 0.2141 | 0.24672 | 0.27454 | 0.29674 | 0.3137 | 0.32602 | 0.33488 | 0.34076 | 0.34488 | 0.34739 | 0.34939 | 0.35073 | 0.35163
Small Industrial | Manufacturing | 0.0020653 | 0.0027819 | 0.0036189 | 0.0045269 | 0.0054363 | 0.006277 | 0.0069984 | 0.0075792 | 0.008023 | 0.008349 | 0.0085814 | 0.0087437 | 0.0088553 | 0.0089313 | 0.0089828 | 0.0090174 | 0.0090406
Interruptible Rider | Miscellaneous | 0.20609 | 0.27759 | 0.36112 | 0.45173 | 0.54248 | 0.62636 | 0.69835 | 0.75631 | 0.8006 | 0.83312 | 0.85632 | 0.87251 | 0.88365 | 0.89124 | 0.89637 | 0.89982 | 0.90214
Large Industrial | Miscellaneous | 0.31011 | 0.4177 | 0.54338 | 0.67973 | 0.81627 | 0.9425 | 1.0508 | 1.138 | 1.2047 | 1.2536 | 1.2885 | 1.3129 | 1.3296 | 1.3411 | 1.3488 | 1.354 | 1.3575
Small Commercial | Miscellaneous | 0.59434 | 0.8029 | 1.0481 | 1.3156 | 1.5813 | 1.8237 | 2.0312 | 2.1976 | 2.3249 | 2.4178 | 2.4838 | 2.5294 | 2.5615 | 2.5833 | 2.5968 | 2.6068 | 2.6135
Small Industrial | Miscellaneous | 0.013425 | 0.018082 | 0.023523 | 0.029425 | 0.035336 | 0.0408 | 0.04549 | 0.049265 | 0.05215 | 0.054268 | 0.055779 | 0.056834 | 0.05756 | 0.058054 | 0.058388 | 0.058613 | 0.058764
Large Commercial | Offices | 5.3982 | 7.2881 | 9.5112 | 11.9359 | 14.3395 | 16.5298 | 18.4019 | 19.8973 | 21.0393 | 21.871 | 22.4585 | 22.8649 | 23.1461 | 23.3334 | 23.4532 | 23.5435 | 23.6042
Large Industrial | Offices | 0.036793 | 0.049558 | 0.064469 | 0.080646 | 0.096846 | 0.11182 | 0.12467 | 0.13502 | 0.14293 | 0.14873 | 0.15287 | 0.15577 | 0.15775 | 0.15911 | 0.16002 | 0.16064 | 0.16105
Small Commercial | Offices | 0.20616 | 0.27825 | 0.36309 | 0.45559 | 0.54725 | 0.63074 | 0.70216 | 0.75907 | 0.80249 | 0.83381 | 0.85592 | 0.87166 | 0.8821 | 0.88899 | 0.89341 | 0.89686 | 0.89916
Small Industrial | Offices | 0.0052806 | 0.0071127 | 0.0092528 | 0.011575 | 0.0139 | 0.016049 | 0.017894 | 0.019379 | 0.020513 | 0.021347 | 0.021941 | 0.022356 | 0.022641 | 0.022836 | 0.022967 | 0.023056 | 0.023115
Residential | Residential LI | 2.0621 | 2.7972 | 3.6619 | 4.6069 | 5.5622 | 6.4548 | 7.231 | 7.8658 | 8.3609 | 8.7342 | 9.0092 | 9.2095 | 9.3548 | 9.4606 | 9.5379 | 9.5746 | 9.5993
Residential | Residential Market Rate | 12.8376 | 17.4134 | 22.7967 | 28.68 | 34.6269 | 40.1841 | 45.0157 | 48.968 | 52.0507 | 54.3738 | 56.0862 | 57.3333 | 58.2381 | 58.8961 | 59.3777 | 59.6064 | 59.7599
Interruptible Rider | Retail Trade | 0.30914 | 0.41639 | 0.54168 | 0.6776 | 0.81371 | 0.93954 | 1.0475 | 1.1345 | 1.2009 | 1.2497 | 1.2845 | 1.3088 | 1.3255 | 1.3369 | 1.3446 | 1.3497 | 1.3532
Large Industrial | Retail Trade | 0.18396 | 0.24779 | 0.32234 | 0.40323 | 0.48423 | 0.55911 | 0.62337 | 0.6751 | 0.71464 | 0.74367 | 0.76437 | 0.77883 | 0.78877 | 0.79554 | 0.80012 | 0.80321 | 0.80527
Small Commercial | Retail Trade | 0.35971 | 0.48565 | 0.63373 | 0.7953 | 0.95521 | 1.1008 | 1.2252 | 1.3243 | 1.4 | 1.4552 | 1.4939 | 1.5206 | 1.5391 | 1.5514 | 1.5592 | 1.5652 | 1.5692
Small Industrial | Retail Trade | 0.009247 | 0.012455 | 0.016203 | 0.020268 | 0.02434 | 0.028104 | 0.031334 | 0.033934 | 0.035921 | 0.037381 | 0.038421 | 0.039148 | 0.039648 | 0.039988 | 0.040218 | 0.040373 | 0.040477
Large Commercial | Services | 30.5898 | 41.2992 | 53.8968 | 67.6368 | 81.2573 | 93.669 | 104.2775 | 112.7514 | 119.2227 | 123.9357 | 127.2648 | 129.5679 | 131.1614 | 132.2226 | 132.9014 | 133.4134 | 133.7569
Large Industrial | Services | 0.39947 | 0.53805 | 0.69995 | 0.87558 | 1.0515 | 1.2141 | 1.3536 | 1.4659 | 1.5518 | 1.6148 | 1.6598 | 1.6912 | 1.7128 | 1.7275 | 1.7374 | 1.7441 | 1.7486
Small Commercial | Services | 0.78311 | 1.0571 | 1.3795 | 1.7311 | 2.0793 | 2.3963 | 2.6671 | 2.8829 | 3.0477 | 3.1676 | 3.2521 | 3.3104 | 3.3506 | 3.3773 | 3.3945 | 3.4075 | 3.4163
Small Industrial | Services | 0.020113 | 0.027091 | 0.035243 | 0.044086 | 0.052942 | 0.061129 | 0.068155 | 0.073811 | 0.078133 | 0.081308 | 0.083571 | 0.085152 | 0.086239 | 0.086979 | 0.08748 | 0.087817 | 0.088043

## Battery Saturation & Unit Load
S-Curve Parameters for a 10 year ramp up
Units: | % of total customers | [21 empty] | b | 3.4 | 35
Customer Class ↓ | Building Type ↓ | 2021 | 2022 | 2023 | 2024 | 2025 | 2026 | 2027 | 2028 | 2029 | 2030 | 2031 | 2032 | 2033 | 2034 | 2035 | 2036 | 2037 | Average battery capacity (kW/unit) | Steady-State Saturation | Multiplier | Steady-State Saturation (old) | c | 1.5 | 1.9
Interruptible Rider | Manufacturing | 5.308% | 7.15% | 9.301% | 11.63% | 13.97% | 16.13% | 17.99% | 19.48% | 20.62% | 21.46% | 22.06% | 22.47% | 22.76% | 22.96% | 23.09% | 23.18% | 23.24% | 485.3164 | 23.36% | 1 | 9%
Large Industrial | Manufacturing | 5.256% | 7.08% | 9.21% | 11.52% | 13.84% | 15.97% | 17.81% | 19.29% | 20.42% | 21.25% | 21.84% | 22.25% | 22.54% | 22.73% | 22.86% | 22.95% | 23.01% | 100 | 23.13% | 1 | 8%
Small Commercial | Manufacturing | 1.096% | 1.476% | 1.92% | 2.402% | 2.884% | 3.33% | 3.713% | 4.021% | 4.256% | 4.429% | 4.552% | 4.639% | 4.698% | 4.738% | 4.765% | 4.784% | 4.796% | 5 | 4.821% | 1 | 0%
Small Industrial | Manufacturing | 0.4694% | 0.6322% | 0.8225% | 1.029% | 1.236% | 1.427% | 1.591% | 1.723% | 1.823% | 1.897% | 1.95% | 1.987% | 2.013% | 2.03% | 2.042% | 2.049% | 2.055% | 5 | 2.065% | 1 | 0.5%
Interruptible Rider | Miscellaneous | 5.308% | 7.15% | 9.301% | 11.63% | 13.97% | 16.13% | 17.99% | 19.48% | 20.62% | 21.46% | 22.06% | 22.47% | 22.76% | 22.96% | 23.09% | 23.18% | 23.24% | 485.3164 | 23.36% | 1 | 9% | Small Commercial | 0.048209
Large Industrial | Miscellaneous | 5.256% | 7.08% | 9.21% | 11.52% | 13.84% | 15.97% | 17.81% | 19.29% | 20.42% | 21.25% | 21.84% | 22.25% | 22.54% | 22.73% | 22.86% | 22.95% | 23.01% | 100 | 23.13% | 1 | 8% | Large Industrial | 0.23127
Small Commercial | Miscellaneous | 1.096% | 1.476% | 1.92% | 2.402% | 2.884% | 3.33% | 3.713% | 4.021% | 4.256% | 4.429% | 4.552% | 4.639% | 4.698% | 4.738% | 4.765% | 4.784% | 4.796% | 5 | 4.821% | 1 | 0% | Large Commercial | 0.26186
Small Industrial | Miscellaneous | 0.4694% | 0.6322% | 0.8225% | 1.029% | 1.236% | 1.427% | 1.591% | 1.723% | 1.823% | 1.897% | 1.95% | 1.987% | 2.013% | 2.03% | 2.042% | 2.049% | 2.055% | 5 | 2.065% | 1 | 0.5% | Residential | 0.027374
Large Commercial | Offices | 5.951% | 8.016% | 10.43% | 13.04% | 15.67% | 18.09% | 20.17% | 21.84% | 23.12% | 24.06% | 24.73% | 25.2% | 25.52% | 25.74% | 25.88% | 25.98% | 26.05% | 485.3164 | 26.19% | 1 | 11% | Interruptible Rider | 0.23356
Large Industrial | Offices | 5.256% | 7.08% | 9.21% | 11.52% | 13.84% | 15.97% | 17.81% | 19.29% | 20.42% | 21.25% | 21.84% | 22.25% | 22.54% | 22.73% | 22.86% | 22.95% | 23.01% | 100 | 23.13% | 1 | 8% | Small Industrial | 0.020653
Small Commercial | Offices | 1.096% | 1.476% | 1.92% | 2.402% | 2.884% | 3.33% | 3.713% | 4.021% | 4.256% | 4.429% | 4.552% | 4.639% | 4.698% | 4.738% | 4.765% | 4.784% | 4.796% | 5 | 4.821% | 1 | 0%
Small Industrial | Offices | 0.4694% | 0.6322% | 0.8225% | 1.029% | 1.236% | 1.427% | 1.591% | 1.723% | 1.823% | 1.897% | 1.95% | 1.987% | 2.013% | 2.03% | 2.042% | 2.049% | 2.055% | 5 | 2.065% | 1 | 0.5%
Residential | Residential LI | 0.6221% | 0.838% | 1.09% | 1.364% | 1.638% | 1.891% | 2.108% | 2.283% | 2.417% | 2.515% | 2.585% | 2.634% | 2.667% | 2.69% | 2.706% | 2.716% | 2.723% | 5 | 2.737% | 1 | 2.5%
Residential | Residential Market Rate | 0.6221% | 0.838% | 1.09% | 1.364% | 1.638% | 1.891% | 2.108% | 2.283% | 2.417% | 2.515% | 2.585% | 2.634% | 2.667% | 2.69% | 2.706% | 2.716% | 2.723% | 5 | 2.737% | 1 | 2.5%
Interruptible Rider | Retail Trade | 5.308% | 7.15% | 9.301% | 11.63% | 13.97% | 16.13% | 17.99% | 19.48% | 20.62% | 21.46% | 22.06% | 22.47% | 22.76% | 22.96% | 23.09% | 23.18% | 23.24% | 485.3164 | 23.36% | 1 | 9%
Large Industrial | Retail Trade | 5.256% | 7.08% | 9.21% | 11.52% | 13.84% | 15.97% | 17.81% | 19.29% | 20.42% | 21.25% | 21.84% | 22.25% | 22.54% | 22.73% | 22.86% | 22.95% | 23.01% | 100 | 23.13% | 1 | 8%
Small Commercial | Retail Trade | 1.096% | 1.476% | 1.92% | 2.402% | 2.884% | 3.33% | 3.713% | 4.021% | 4.256% | 4.429% | 4.552% | 4.639% | 4.698% | 4.738% | 4.765% | 4.784% | 4.796% | 5 | 4.821% | 1 | 0%
Small Industrial | Retail Trade | 0.4694% | 0.6322% | 0.8225% | 1.029% | 1.236% | 1.427% | 1.591% | 1.723% | 1.823% | 1.897% | 1.95% | 1.987% | 2.013% | 2.03% | 2.042% | 2.049% | 2.055% | 5 | 2.065% | 1 | 0.5%
Large Commercial | Services | 5.951% | 8.016% | 10.43% | 13.04% | 15.67% | 18.09% | 20.17% | 21.84% | 23.12% | 24.06% | 24.73% | 25.2% | 25.52% | 25.74% | 25.88% | 25.98% | 26.05% | 485.3164 | 26.19% | 1 | 11%
Large Industrial | Services | 5.256% | 7.08% | 9.21% | 11.52% | 13.84% | 15.97% | 17.81% | 19.29% | 20.42% | 21.25% | 21.84% | 22.25% | 22.54% | 22.73% | 22.86% | 22.95% | 23.01% | 100 | 23.13% | 1 | 8%
Small Commercial | Services | 1.096% | 1.476% | 1.92% | 2.402% | 2.884% | 3.33% | 3.713% | 4.021% | 4.256% | 4.429% | 4.552% | 4.639% | 4.698% | 4.738% | 4.765% | 4.784% | 4.796% | 5 | 4.821% | 1 | 0%
Small Industrial | Services | 0.4694% | 0.6322% | 0.8225% | 1.029% | 1.236% | 1.427% | 1.591% | 1.723% | 1.823% | 1.897% | 1.95% | 1.987% | 2.013% | 2.03% | 2.042% | 2.049% | 2.055% | 5 | 2.065% | 1 | 0.5%

## EditableIndexes (hidden)
[18 empty] | Average Demand | Rate Class | Study Segments
Utility | Customer Classes | Forecast Years | DR Options | DR Sub Options | Global Parameters | Peak Period | Cost Unit | Incentive Unit | Avoided Cost Types | Potential Levels | Cost Tests | Impact Unit | End Uses | Building Type | Potential Calculation Basis | Scenario | Program Life | <50kW | Small General | Small Commercial
ENS | Small Commercial | 2021 | DLC | DLC-Switch-Water Heating | TRC Discount Rate | Winter | % of annual program cost | $/kW-yr | Generation Capacity ($/kW-yr) | Technical Potential | TRC | kW per participant | Hot Water | Manufacturing | kW per participant | Scenario 2 | Program Life | 50 kW | General Demand | Small Commercial
NSP | Large Commercial | 2022 | C&I Curtailment | DLC-BYOD-Water Heating | PAC Discount Rate |  | $/yr | $/kWh | T&D Capacity ($/kW-yr) | Market Potential (Standalone) | PAC | % of enduse load | Heat Pump Heating | Miscellaneous | % of enduse load | Scenario 1 | Technology Life |  | Biggest category
| Small Industrial | 2023 | Dynamic Pricing | DLC-Thermostat-DI-Central Heat Pump | PCT Discount Rate |  | $/new participant | $/participant/yr | Energy Purchase ($/kWh) | Market Potential (Integrated) | PCT | % of battery load | Electric Furnace | Offices | Hybrid | Scenario 3
| Large Industrial | 2024 | BTM Battery Control | DLC-Thermostat-BYOT-Central Heat Pump | RIM Discount Rate |  | $/new kW | $/new participant/yr |  |  | RIM |  | Baseboard Heating | Retail Trade | % of battery load | Scenario 4 |  | 4 MW | Large General | Large Commercial
| Interruptible Rider | 2025 | EV Charging Control | DLC-Thermostat-HVAC | SCT Discount Rate |  | $/kW-yr | $/existing participant/yr |  |  | SCT |  | Ductless Mini Split | Services |  | Scenario 5
| Residential | 2026 | Behavioral DR | DLC-Thermostat-DI-Baseboard Heating | Inflation Rate |  | $/participant/yr | $/new kW-yr |  |  |  |  | HVAC | Residential LI |  |  |  | 7 MW | Municipal | Institutional
| EV | 2027 | Time-of-Use Rates (TOU) | DLC-Thermostat-BYOT-Baseboard Heating | [8 empty] | Interior Lighting | Residential Market Rate | [5 empty] | Healthcare, university
|  | 2028 |  | DLC-Thermostat-DI-MSHP | [8 empty] | Other | EV | [5 empty] | Would be parsed out from one of the demand rates
|  | 2029 |  | DLC-Thermostat-BYOT-MSHP | [8 empty] | Total Facility | [6 empty] | Would be nice; Kristine to check if data is available to separate it out
|  | 2030 |  | C&I Curtailment-Turnkey-Manual HVAC Control | [8 empty] | All |  |  |  |  | 40 kW | Small Industrial | Industrial
|  |  |  | C&I Curtailment-Turnkey-Auto-DR HVAC Control | [8 empty] | Batteries |  |  |  |  | 800 kw | Medium Industrial
|  |  |  | C&I Curtailment-Turnkey-Standard Lighting Control | [8 empty] | EV |  |  |  |  | 5 Mw | Large Industrial
C&I Curtailment-Turnkey-Advanced Lighting Control
C&I Curtailment-Turnkey-Water Heating Control
C&I Curtailment-Turnkey-Other
C&I Curtailment-Turnkey-Industrial
C&I Curtailment-Enabling Tech-Manual HVAC Control
C&I Curtailment-Enabling Tech-Auto-DR HVAC Control
C&I Curtailment-Enabling Tech-Standard Lighting Control
C&I Curtailment-Enabling Tech-Advanced Lighting Control
C&I Curtailment-Enabling Tech-Water Heating Control
C&I Curtailment-Enabling Tech-Other
C&I Curtailment-Enabling Tech-Industrial
Dynamic Pricing with enabling tech.
Dynamic Pricing w/o enabling tech.
Time-of-Use Rates (TOU)
BTM Battery Control
EV Charging Control
Behavioral DR