## 2023
Affordable Multi-Family Housing | [22 empty] | Affordable Multi-Family Housing Total
Measure Name | Technology Type | Decision Type | Measure Life | Remaining Useful Life | Gross Annual Energy Savings per Unit at Meter (kWh) Pre-RUL | Gross Peak Demand Savings per Unit at Meter (Watts) Pre-RUL | Gross Annual Energy Savings per Unit at Meter (kWh) Post-RUL | Gross Peak Demand Savings per Unit at Meter (Watts) Post-RUL | Gross Per Unit One-Time Incremental Measure Cost ($) | Per Unit Incentive ($) | Per Unit Program Administrative Cost (inclusive of DI costs) ($) | Per Unit Direct Installation Cost ($) | Per Unit DSM Administrator Cost (Incentive + Administrative) ($) | Per Unit Present Value Avoided Cost Benefits ($) | Per Unit Present Value Non-Energy Benefits ($) | Total Per Unit Present Value Benefits ($) | Net-To-Gross Ratio | Net Total Resource Benefit-Cost Ratio (TRC) | Net Program Administrator Benefit-Cost Ratio (PAC) | Net First-Year Unit Cost / kWh at Generator ($/kWh) | Net Lifetime Unit Cost / kWh at Generator ($/kWh) | Net Unit Cost / Watt at Generator ($/W) | Measure Name | Participation (Units) | Total Peak Demand Savings (kW) | Total First Year Energy Savings (MWh) | Total Cumulative Peak Demand Savings (kW) | Total Cumulative First Year Energy Savings (MWh) | Total Lifetime Energy Savings (MWh) | Total Avoided Cost Benefits ($) | TRC Costs ($) | Total TRC Net Resource Benefits ($) | TRC Ratio | PAC Costs ($) | PAC Ratio
Cold Climate Air-Source Ductless Heat Pump (24kBTU/hr) (Multi-Family) | Res HVAC | ROB/NEW | 18 | N/A | 3578.14 | 1296.6025 | N/A | N/A | 6884.08 | 1789.07 | 1015.7876 | 0 | 2804.8576 | 8434.5835 | 0 | 8434.5835 | 100% | 1.0677 | 3.0071 | 0.71608 | 0.039782 | 1.8866 | Cold Climate Air-Source Ductless Heat Pump (24kBTU/hr) (Multi-Family) | 65 | 96.6345 | 254.6043 | 96.6345 | 254.6043 | 4582.8781 | 548247.9275 | 513491.394 | 34756.5334 | 1.0677 | 182315.744 | 3.0071
Cold Climate Air-Source Ductless Heat Pump (48kBTU/hr) (Multi-Family) | Res HVAC | ROB/NEW | 18 | N/A | 6972.26 | 2127.5515 | N/A | N/A | 13768.16 | 3486.13 | 1939.5006 | 0 | 5425.6306 | 15645.5761 | 0 | 15645.5761 | 100% | 0.99605 | 2.8836 | 0.71086 | 0.039492 | 2.224 | Cold Climate Air-Source Ductless Heat Pump (48kBTU/hr) (Multi-Family) | 65 | 158.5643 | 496.1146 | 158.5643 | 496.1146 | 8930.0636 | 1016962.4483 | 1020997.9413 | -4035.4929 | 0.99605 | 352665.9913 | 2.8836
Comprehensive Path | Res Other | ROB/NEW | 18.1 | N/A | 38092.86 | 10208 | N/A | N/A | 47616.075 | 19046.43 | 10468.9999 | 0 | 29515.4299 | 82952.6027 | 0 | 82952.6027 | 100% | 1.4281 | 2.8105 | 0.70781 | 0.039105 | 2.5216 | Comprehensive Path | 27 | 316.0213 | 1125.9069 | 316.0213 | 1125.9069 | 20378.9141 | 2239720.2728 | 1568297.021 | 671423.2518 | 1.4281 | 796916.606 | 2.8105
Heat Pump Water Heater (Electric Resistance) | Res HVAC | RET | 10 | 3.3333 | 790 | 128 | 790 | 128 | 2806.3 | 395 | 130.35 | 0 | 525.35 | 988.6765 | 0 | 988.6765 | 100% | 0.33667 | 1.8819 | 0.60748 | 0.060748 | 3.5794 | Heat Pump Water Heater (Electric Resistance) | 2.4091 | 0.35356 | 2.0834 | 0.35356 | 2.0834 | 20.8338 | 2381.779 | 7074.5603 | -4692.7813 | 0.33667 | 1265.5987 | 1.8819
Heat Pump Water Heater (Heat Pump) | Res HVAC | RET | 10 | 3.3333 | 1312 | 213 | 1312 | 213 | 2806.3 | 656 | 216.48 | 0 | 872.48 | 1642.4228 | 0 | 1642.4228 | 100% | 0.54335 | 1.8825 | 0.60748 | 0.060748 | 3.5723 | Heat Pump Water Heater (Heat Pump) | 0.80302 | 0.19612 | 1.1533 | 0.19612 | 1.1533 | 11.5333 | 1318.8973 | 2427.3508 | -1108.4535 | 0.54335 | 700.6183 | 1.8825
Affordable Single-Family Homes | [22 empty] | Affordable Single-Family Homes Total
Measure Name | Technology Type | Decision Type | Measure Life | Remaining Useful Life | Gross Annual Energy Savings per Unit at Meter (kWh) Pre-RUL | Gross Peak Demand Savings per Unit at Meter (Watts) Pre-RUL | Gross Annual Energy Savings per Unit at Meter (kWh) Post-RUL | Gross Peak Demand Savings per Unit at Meter (Watts) Post-RUL | Gross Per Unit One-Time Incremental Measure Cost ($) | Per Unit Incentive ($) | Per Unit Program Administrative Cost (inclusive of DI costs) ($) | Per Unit Direct Installation Cost ($) | Per Unit DSM Administrator Cost (Incentive + Administrative) ($) | Per Unit Present Value Avoided Cost Benefits ($) | Per Unit Present Value Non-Energy Benefits ($) | Total Per Unit Present Value Benefits ($) | Net-To-Gross Ratio | Net Total Resource Benefit-Cost Ratio (TRC) | Net Program Administrator Benefit-Cost Ratio (PAC) | Net First-Year Unit Cost / kWh at Generator ($/kWh) | Net Lifetime Unit Cost / kWh at Generator ($/kWh) | Net Unit Cost / Watt at Generator ($/W) | Measure Name | Participation (Units) | Total Peak Demand Savings (kW) | Total First Year Energy Savings (MWh) | Total Cumulative Peak Demand Savings (kW) | Total Cumulative First Year Energy Savings (MWh) | Total Lifetime Energy Savings (MWh) | Total Avoided Cost Benefits ($) | TRC Costs ($) | Total TRC Net Resource Benefits ($) | TRC Ratio | PAC Costs ($) | PAC Ratio
Affordable Single-Family Homes | Res HVAC | RET | 20 | 6.6667 | 5015 | 1419.245 | 5015 | 1419.245 | 0 | 0 | 15912.2531 | 11500 | 15912.2531 | 11764.3549 | 0 | 11764.3549 | 100% | 0.73933 | 0.73933 | 2.8985 | 0.14492 | 9.7778 | Affordable Single-Family Homes | 492.8924 | 802.087 | 2705.9402 | 802.087 | 2705.9402 | 54118.8044 | 5798561.3943 | 7843028.9941 | -2044467.5998 | 0.73933 | 7843028.9941 | 0.73933
Clothes Dryer replacement (Low Income Only) | Res Other | RET | 5 | 1.6667 | 252 | 34.8 | 252 | 34.8 | 0 | 0 | 983.9954 | 772.84 | 983.9954 | 175.5503 | 0 | 175.5503 | 100% | 0.17841 | 0.17841 | 3.567 | 0.7134 | 24.6593 | Clothes Dryer replacement (Low Income Only) | 123.5563 | 4.9301 | 34.0848 | 4.9301 | 34.0848 | 170.4239 | 21690.35 | 121578.8185 | -99888.4685 | 0.17841 | 121578.8185 | 0.17841
Freezer replacement (Low income only) | Res Refrigeration | RET | 4 | 1.3333 | 1358 | 193.062 | 1358 | 193.062 | 0 | 0 | 907.4484 | 642.81 | 907.4484 | 787.3426 | 0 | 787.3426 | 100% | 0.86764 | 0.86764 | 0.61042 | 0.15261 | 4.0991 | Freezer replacement (Low income only) | 72.312 | 16.0073 | 107.4992 | 16.0073 | 107.4992 | 429.9968 | 56934.3188 | 65619.4103 | -8685.0915 | 0.86764 | 65619.4103 | 0.86764
Refrigerator replacement (Low income only) | Res Refrigeration | RET | 5 | 1.6667 | 678 | 97.29 | 678 | 97.29 | 0 | 0 | 1146.2178 | 870.11 | 1146.2178 | 474.1519 | 0 | 474.1519 | 100% | 0.41367 | 0.41367 | 1.5444 | 0.30887 | 10.2746 | Refrigerator replacement (Low income only) | 21.222 | 2.3674 | 15.7511 | 2.3674 | 15.7511 | 78.7555 | 10062.4509 | 24325.0338 | -14262.583 | 0.41367 | 24325.0338 | 0.41367
Appliance Retirement | [22 empty] | Appliance Retirement Total
Measure Name | Technology Type | Decision Type | Measure Life | Remaining Useful Life | Gross Annual Energy Savings per Unit at Meter (kWh) Pre-RUL | Gross Peak Demand Savings per Unit at Meter (Watts) Pre-RUL | Gross Annual Energy Savings per Unit at Meter (kWh) Post-RUL | Gross Peak Demand Savings per Unit at Meter (Watts) Post-RUL | Gross Per Unit One-Time Incremental Measure Cost ($) | Per Unit Incentive ($) | Per Unit Program Administrative Cost (inclusive of DI costs) ($) | Per Unit Direct Installation Cost ($) | Per Unit DSM Administrator Cost (Incentive + Administrative) ($) | Per Unit Present Value Avoided Cost Benefits ($) | Per Unit Present Value Non-Energy Benefits ($) | Total Per Unit Present Value Benefits ($) | Net-To-Gross Ratio | Net Total Resource Benefit-Cost Ratio (TRC) | Net Program Administrator Benefit-Cost Ratio (PAC) | Net First-Year Unit Cost / kWh at Generator ($/kWh) | Net Lifetime Unit Cost / kWh at Generator ($/kWh) | Net Unit Cost / Watt at Generator ($/W) | Measure Name | Participation (Units) | Total Peak Demand Savings (kW) | Total First Year Energy Savings (MWh) | Total Cumulative Peak Demand Savings (kW) | Total Cumulative First Year Energy Savings (MWh) | Total Lifetime Energy Savings (MWh) | Total Avoided Cost Benefits ($) | TRC Costs ($) | Total TRC Net Resource Benefits ($) | TRC Ratio | PAC Costs ($) | PAC Ratio
Air Conditioner retirement - Bulk | Res HVAC | RET | 3 | 1 | 257 | 0 | 257 | 0 | 40.5999 | 50.5999 | 39.8229 | 0 | 90.4229 | 56.2101 | 0 | 56.2101 | 53% | 0.91636 | 0.62164 | 0.60643 | 0.20214 | N/A | Air Conditioner retirement - Bulk | 20.5134 | 0 | 3.0587 | 0 | 3.0587 | 9.1762 | 1153.0576 | 1258.3082 | -105.2506 | 0.91636 | 1854.8772 | 0.62164
Air Conditioner retirement - Drop Off | Res HVAC | RET | 3 | 1 | 257 | 0 | 257 | 0 | 38.8714 | 48.8714 | 39.5118 | 0 | 88.3832 | 56.2101 | 0 | 56.2101 | 53% | 0.93506 | 0.63598 | 0.59275 | 0.19758 | N/A | Air Conditioner retirement - Drop Off | 13.6756 | 0 | 2.0392 | 0 | 2.0392 | 6.1175 | 768.7051 | 822.0883 | -53.3832 | 0.93506 | 1208.6906 | 0.63598
Air Conditioner retirement | Res HVAC | RET | 3 | 1 | 257 | 0 | 257 | 0 | 49.2543 | 50.5999 | 39.2133 | 0 | 89.8133 | 56.2101 | 0 | 56.2101 | 53% | 0.86056 | 0.62586 | 0.60234 | 0.20078 | N/A | Air Conditioner retirement | 34.1889 | 0 | 5.0979 | 0 | 5.0979 | 15.2936 | 1921.7626 | 2233.1551 | -311.3925 | 0.86056 | 3070.6194 | 0.62586
Freezer retirement - Bulk | Res Refrigeration | RET | 4 | 1.3333 | 896 | 124 | 896 | 124 | 133.8141 | 183.8141 | 168.9975 | 0 | 352.8116 | 248.7247 | 0 | 248.7247 | 48% | 1.0664 | 0.70498 | 0.74938 | 0.18735 | 5.1695 | Freezer retirement - Bulk | 205.1336 | 13.9995 | 96.5787 | 13.9995 | 96.5787 | 386.3146 | 51021.8014 | 47842.9579 | 3178.8434 | 1.0664 | 72373.5174 | 0.70498
Freezer retirement - Drop Off | Res Refrigeration | RET | 4 | 1.3333 | 896 | 124 | 896 | 124 | 72.863 | 99.7285 | 153.8621 | 0 | 253.5906 | 248.7247 | 0 | 248.7247 | 48% | 1.3171 | 0.98081 | 0.53863 | 0.13466 | 3.7157 | Freezer retirement - Drop Off | 136.7557 | 9.333 | 64.3858 | 9.333 | 64.3858 | 257.5431 | 34014.5342 | 25824.4545 | 8190.0797 | 1.3171 | 34679.9651 | 0.98081
Freezer retirement | Res Refrigeration | RET | 4 | 1.3333 | 896 | 124 | 896 | 124 | 168.5141 | 218.5141 | 175.2435 | 0 | 393.7576 | 248.7247 | 0 | 248.7247 | 48% | 0.97109 | 0.63167 | 0.83635 | 0.20909 | 5.7694 | Freezer retirement | 341.8893 | 23.3325 | 160.9644 | 23.3325 | 160.9644 | 643.8577 | 85036.3356 | 87568.2049 | -2531.8693 | 0.97109 | 134621.5156 | 0.63167
Mini freezer retirement - Bulk | Res Refrigeration | RET | 4 | 1.3333 | 266 | 36.7 | 266 | 36.7 | 75.8285 | 85.8285 | 69.2427 | 0 | 155.0712 | 106.1152 | 0 | 106.1152 | 69% | 0.87291 | 0.6843 | 0.77181 | 0.19295 | 5.3405 | Mini freezer retirement - Bulk | 8.9189 | 0.25896 | 1.792 | 0.25896 | 1.792 | 7.1679 | 946.4259 | 1084.2144 | -137.7885 | 0.87291 | 1383.0569 | 0.6843
Mini freezer retirement - Drop Off | Res Refrigeration | RET | 4 | 1.3333 | 266 | 36.7 | 266 | 36.7 | 61.1571 | 71.1571 | 70.7929 | 0 | 141.95 | 106.1152 | 0 | 106.1152 | 69% | 0.93914 | 0.74755 | 0.7065 | 0.17663 | 4.8886 | Mini freezer retirement - Drop Off | 5.9459 | 0.17264 | 1.1947 | 0.17264 | 1.1947 | 4.7786 | 630.9506 | 671.8353 | -40.8847 | 0.93914 | 844.0208 | 0.74755
Mini freezer retirement | Res Refrigeration | RET | 4 | 1.3333 | 266 | 36.7 | 266 | 36.7 | 93.1856 | 103.1856 | 60.3906 | 0 | 163.5762 | 106.1152 | 0 | 106.1152 | 69% | 0.85104 | 0.64872 | 0.81414 | 0.20353 | 5.6334 | Mini freezer retirement | 14.8648 | 0.4316 | 2.9866 | 0.4316 | 2.9866 | 11.9466 | 1577.3765 | 1853.4657 | -276.0892 | 0.85104 | 2431.5194 | 0.64872
Mini fridge retirement - Bulk | Res Refrigeration | RET | 4 | 1.3333 | 170 | 23.5 | 170 | 23.5 | 75.8285 | 85.8285 | 30.7327 | 0 | 116.5612 | 66.847 | 0 | 66.847 | 68% | 0.81227 | 0.57349 | 0.9211 | 0.23027 | 6.3613 | Mini fridge retirement - Bulk | 8.9189 | 0.16342 | 1.1287 | 0.16342 | 1.1287 | 4.5146 | 596.1984 | 733.9869 | -137.7885 | 0.81227 | 1039.5924 | 0.57349
Mini fridge retirement - Drop Off | Res Refrigeration | RET | 4 | 1.3333 | 170 | 23.5 | 170 | 23.5 | 61.1571 | 71.1571 | 38.0684 | 0 | 109.2255 | 66.847 | 0 | 66.847 | 68% | 0.8392 | 0.61201 | 0.86313 | 0.21578 | 5.9609 | Mini fridge retirement - Drop Off | 5.9459 | 0.10894 | 0.75244 | 0.10894 | 0.75244 | 3.0098 | 397.4656 | 473.6223 | -76.1567 | 0.8392 | 649.4442 | 0.61201
Mini fridge retirement | Res Refrigeration | RET | 4 | 1.3333 | 170 | 23.5 | 170 | 23.5 | 93.1856 | 103.1856 | 22.0542 | 0 | 125.2398 | 66.847 | 0 | 66.847 | 68% | 0.78256 | 0.53375 | 0.98968 | 0.24742 | 6.8349 | Mini fridge retirement | 14.8648 | 0.27236 | 1.8811 | 0.27236 | 1.8811 | 7.5244 | 993.664 | 1269.7531 | -276.0892 | 0.78256 | 1861.6586 | 0.53375
Refrigerator retirement - Bulk | Res Refrigeration | RET | 4 | 1.3333 | 670 | 92.5 | 670 | 92.5 | 133.8141 | 183.8141 | 153.7451 | 0 | 337.5592 | 220.812 | 0 | 220.812 | 57% | 0.95997 | 0.65414 | 0.80744 | 0.20186 | 5.5834 | Refrigerator retirement - Bulk | 310 | 18.7409 | 129.6004 | 18.7409 | 129.6004 | 518.4018 | 68451.7182 | 71305.939 | -2854.2208 | 0.95997 | 104643.3588 | 0.65414
Refrigerator retirement - Drop Off | Res Refrigeration | RET | 4 | 1.3333 | 670 | 92.5 | 670 | 92.5 | 72.863 | 99.7285 | 138.6097 | 0 | 238.3382 | 220.812 | 0 | 220.812 | 57% | 1.2258 | 0.92647 | 0.5701 | 0.14253 | 3.9422 | Refrigerator retirement - Drop Off | 200 | 12.0909 | 83.6132 | 12.0909 | 83.6132 | 334.4527 | 44162.3988 | 36028.3265 | 8134.0723 | 1.2258 | 47667.6356 | 0.92647
Refrigerator retirement | Res Refrigeration | RET | 4 | 1.3333 | 670 | 92.5 | 670 | 92.5 | 168.5141 | 218.5141 | 159.9911 | 0 | 378.5052 | 220.812 | 0 | 220.812 | 57% | 0.8624 | 0.58338 | 0.90538 | 0.22634 | 6.2607 | Refrigerator retirement | 1651 | 99.8104 | 690.2269 | 99.8104 | 690.2269 | 2760.9074 | 364560.6023 | 422728.862 | -58168.2596 | 0.8624 | 624912.0537 | 0.58338
Business Energy Rebates | [22 empty] | Business Energy Rebates Total
Measure Name | Technology Type | Decision Type | Measure Life | Remaining Useful Life | Gross Annual Energy Savings per Unit at Meter (kWh) Pre-RUL | Gross Peak Demand Savings per Unit at Meter (Watts) Pre-RUL | Gross Annual Energy Savings per Unit at Meter (kWh) Post-RUL | Gross Peak Demand Savings per Unit at Meter (Watts) Post-RUL | Gross Per Unit One-Time Incremental Measure Cost ($) | Per Unit Incentive ($) | Per Unit Program Administrative Cost (inclusive of DI costs) ($) | Per Unit Direct Installation Cost ($) | Per Unit DSM Administrator Cost (Incentive + Administrative) ($) | Per Unit Present Value Avoided Cost Benefits ($) | Per Unit Present Value Non-Energy Benefits ($) | Total Per Unit Present Value Benefits ($) | Net-To-Gross Ratio | Net Total Resource Benefit-Cost Ratio (TRC) | Net Program Administrator Benefit-Cost Ratio (PAC) | Net First-Year Unit Cost / kWh at Generator ($/kWh) | Net Lifetime Unit Cost / kWh at Generator ($/kWh) | Net Unit Cost / Watt at Generator ($/W) | Measure Name | Participation (Units) | Total Peak Demand Savings (kW) | Total First Year Energy Savings (MWh) | Total Cumulative Peak Demand Savings (kW) | Total Cumulative First Year Energy Savings (MWh) | Total Lifetime Energy Savings (MWh) | Total Avoided Cost Benefits ($) | TRC Costs ($) | Total TRC Net Resource Benefits ($) | TRC Ratio | PAC Costs ($) | PAC Ratio
1/2 Size Hot Food Holding Cabinet | BNI Cooking and Laundry | ROB/NEW | 12 | N/A | 1730 | 215 | N/A | N/A | 480.06 | 225 | 55.8692 | 0 | 280.8692 | 1678.1053 | 0 | 1678.1053 | 71% | 4.23 | 5.9747 | 0.21517 | 0.017931 | 1.7213 | 1/2 Size Hot Food Holding Cabinet | 2.627 | 0.42868 | 3.4291 | 0.42868 | 3.4291 | 41.1487 | 4408.3802 | 1042.1612 | 3366.219 | 4.23 | 737.8429 | 5.9747
Air-Entraining Air Nozzle | BNI Process | ROB/NEW | 15 | N/A | 13582.8 | 130 | N/A | N/A | 44.7174 | 125 | 374.9685 | 0 | 499.9685 | 13867.3229 | 0 | 13867.3229 | 71% | 34.0957 | 27.7364 | 0.048785 | 0.0032523 | 5.0674 | Air-Entraining Air Nozzle | 2.627 | 0.2592 | 26.9227 | 0.2592 | 26.9227 | 403.8401 | 36429.4361 | 1068.4471 | 35360.9889 | 34.0957 | 1313.4164 | 27.7364
Case Lighting for Sign Retrofits | BNI Lighting | ROB/NEW | 11.6 | N/A | 2815.56 | 639 | N/A | N/A | 721.525 | 312.5 | 108.0064 | 0 | 420.5064 | 3474.4201 | 0 | 3474.4201 | 85% | 4.8169 | 8.2625 | 0.16534 | 0.014253 | 0.72426 | Case Lighting for Sign Retrofits | 1355.5312 | 787.0585 | 3447.4971 | 787.0585 | 3447.4971 | 39990.9668 | 4709684.8228 | 977748.2692 | 3731936.5536 | 4.8169 | 570009.5649 | 8.2625
Circulation Fan (Agriculture) (24 inches) | BNI Process | ROB/NEW | 15 | N/A | 45.4124 | 16.1956 | N/A | N/A | 199.5 | 43.75 | 2.1875 | 0 | 45.9375 | 63.9012 | 0 | 63.9012 | 71% | 0.44428 | 1.391 | 1.3407 | 0.089378 | 3.7373 | Circulation Fan (Agriculture) (24 inches) | 7.8383 | 0.096351 | 0.26858 | 0.096351 | 0.26858 | 4.0286 | 500.8777 | 1127.4038 | -626.5261 | 0.44428 | 360.0724 | 1.391
Cold Climate Air-Source Central Heat Pump (24kBTU/hr) (Commercial) | BNI HVAC | ROB/NEW | 18 | N/A | 9045.1083 | 3511 | N/A | N/A | 6884.08 | 1500 | 491.3751 | 0 | 1991.3751 | 15659.6666 | 0 | 15659.6666 | 75% | 2.7694 | 7.8637 | 0.27623 | 0.015346 | 0.70746 | Cold Climate Air-Source Central Heat Pump (24kBTU/hr) (Commercial) | 12.7972 | 36.0235 | 92.2576 | 36.0235 | 92.2576 | 1660.6365 | 200400.5294 | 72361.1697 | 128039.3596 | 2.7694 | 25484.1077 | 7.8637
Cold Climate Air-Source Central Heat Pump (48kBTU/hr) (Commercial) | BNI HVAC | ROB/NEW | 18 | N/A | 18090.2166 | 7022 | N/A | N/A | 13768.16 | 3000 | 982.7503 | 0 | 3982.7503 | 31319.3332 | 0 | 31319.3332 | 75% | 2.7694 | 7.8637 | 0.27623 | 0.015346 | 0.70746 | Cold Climate Air-Source Central Heat Pump (48kBTU/hr) (Commercial) | 12.7972 | 72.047 | 184.5152 | 72.047 | 184.5152 | 3321.273 | 400801.0587 | 144722.3395 | 256078.7192 | 2.7694 | 50968.2154 | 7.8637
Cold Climate Air-Source Ductless Heat Pump (24kBTU/hr) (Commercial) | BNI HVAC | ROB/NEW | 18 | N/A | 9688.757 | 3510.8929 | N/A | N/A | 6884.08 | 1000 | 486.8049 | 0 | 1486.8049 | 16428.0189 | 0 | 16428.0189 | 75% | 2.9077 | 11.0492 | 0.19254 | 0.010697 | 0.52822 | Cold Climate Air-Source Ductless Heat Pump (24kBTU/hr) (Commercial) | 51.189 | 144.0897 | 395.2905 | 144.0897 | 395.2905 | 7115.2286 | 840933.2772 | 289210.7317 | 551722.5455 | 2.9077 | 76108.0014 | 11.0492
Cold Climate Air-Source Ductless Heat Pump (24kBTU/hr) (Multi-Family) | BNI HVAC | ROB/NEW | 18 | N/A | 9688.757 | 3510.8929 | N/A | N/A | 6884.08 | 1000 | 486.8049 | 0 | 1486.8049 | 16428.0189 | 0 | 16428.0189 | 75% | 2.9077 | 11.0492 | 0.19254 | 0.010697 | 0.52822 | Cold Climate Air-Source Ductless Heat Pump (24kBTU/hr) (Multi-Family) | 44.7903 | 126.0785 | 345.8792 | 126.0785 | 345.8792 | 6225.825 | 735816.6176 | 253059.3903 | 482757.2273 | 2.9077 | 66594.5012 | 11.0492
Cold Climate Air-Source Ductless Heat Pump (48kBTU/hr) (Commercial) | BNI HVAC | ROB/NEW | 18 | N/A | 20911.358 | 6381 | N/A | N/A | 13768.16 | 2000 | 998.7198 | 0 | 2998.7198 | 33800.4145 | 0 | 33800.4145 | 75% | 2.9846 | 11.2716 | 0.17992 | 0.0099956 | 0.58618 | Cold Climate Air-Source Ductless Heat Pump (48kBTU/hr) (Commercial) | 51.189 | 261.881 | 853.1601 | 261.881 | 853.1601 | 15356.8814 | 1730208.2139 | 579706.8206 | 1150501.3932 | 2.9846 | 153501.3599 | 11.2716
Cold Climate Air-Source Ductless Heat Pump (48kBTU/hr) (Multi-Family) | BNI HVAC | ROB/NEW | 18 | N/A | 20911.358 | 6381 | N/A | N/A | 13768.16 | 2000 | 998.7198 | 0 | 2998.7198 | 33800.4145 | 0 | 33800.4145 | 75% | 2.9846 | 11.2716 | 0.17992 | 0.0099956 | 0.58618 | Cold Climate Air-Source Ductless Heat Pump (48kBTU/hr) (Multi-Family) | 44.7903 | 229.1459 | 746.5151 | 229.1459 | 746.5151 | 13437.2712 | 1513932.1871 | 507243.4681 | 1006688.7191 | 2.9846 | 134313.6899 | 11.2716
Cold Climate Air-Source Multi-Zone Heat Pump (24kBTU/hr) (Commercial) | BNI HVAC | ROB/NEW | 18 | N/A | 9688.757 | 3323.2116 | N/A | N/A | 6884.08 | 1000 | 479.8972 | 0 | 1479.8972 | 16168.2247 | 0 | 16168.2247 | 75% | 2.8652 | 10.9252 | 0.19164 | 0.010647 | 0.55546 | Cold Climate Air-Source Multi-Zone Heat Pump (24kBTU/hr) (Commercial) | 15.3567 | 40.9161 | 118.5871 | 40.9161 | 118.5871 | 2134.5686 | 248290.4042 | 86657.1405 | 161633.2637 | 2.8652 | 22726.3214 | 10.9252
Cold Climate Air-Source Multi-Zone Heat Pump (24kBTU/hr) (Multi-Family) | BNI HVAC | ROB/NEW | 18 | N/A | 9688.757 | 3510.8929 | N/A | N/A | 6884.08 | 1000 | 486.8049 | 0 | 1486.8049 | 16428.0189 | 0 | 16428.0189 | 75% | 2.9077 | 11.0492 | 0.19254 | 0.010697 | 0.52822 | Cold Climate Air-Source Multi-Zone Heat Pump (24kBTU/hr) (Multi-Family) | 15.3567 | 43.2269 | 118.5871 | 43.2269 | 118.5871 | 2134.5686 | 252279.9832 | 86763.2195 | 165516.7636 | 2.9077 | 22832.4004 | 11.0492
Cold Climate Air-Source Multi-Zone Heat Pump (48kBTU/hr) (Commercial) | BNI HVAC | ROB/NEW | 18 | N/A | 20911.358 | 6380.5662 | N/A | N/A | 13768.16 | 2000 | 998.7038 | 0 | 2998.7038 | 33799.8139 | 0 | 33799.8139 | 75% | 2.9846 | 11.2715 | 0.17992 | 0.0099956 | 0.58621 | Cold Climate Air-Source Multi-Zone Heat Pump (48kBTU/hr) (Commercial) | 15.3567 | 78.559 | 255.948 | 78.559 | 255.948 | 4607.0644 | 519053.2423 | 173911.801 | 345141.4414 | 2.9846 | 46050.1628 | 11.2715
Cold Climate Air-Source Multi-Zone Heat Pump (48kBTU/hr) (Multi-Family) | BNI HVAC | ROB/NEW | 18 | N/A | 20911.358 | 6381 | N/A | N/A | 13768.16 | 2000 | 998.7198 | 0 | 2998.7198 | 33800.4145 | 0 | 33800.4145 | 75% | 2.9846 | 11.2716 | 0.17992 | 0.0099956 | 0.58618 | Cold Climate Air-Source Multi-Zone Heat Pump (48kBTU/hr) (Multi-Family) | 15.3567 | 78.5643 | 255.948 | 78.5643 | 255.948 | 4607.0644 | 519062.4642 | 173912.0462 | 345150.418 | 2.9846 | 46050.408 | 11.2716
Cold Climate Air-Source Single Package Heat Pump (24kBTU/hr) (Commercial) | BNI HVAC | ROB/NEW | 18 | N/A | 7569.6226 | 3089.5858 | N/A | N/A | 6884.08 | 1000 | 404.0232 | 0 | 1404.0232 | 13314.6391 | 0 | 13314.6391 | 75% | 2.3917 | 9.4832 | 0.23272 | 0.012929 | 0.56683 | Cold Climate Air-Source Single Package Heat Pump (24kBTU/hr) (Commercial) | 12.7972 | 31.6997 | 77.208 | 31.6997 | 77.208 | 1389.7447 | 170390.6468 | 71243.3055 | 99147.3413 | 2.3917 | 17967.6229 | 9.4832
Cold Climate Air-Source Single Package Heat Pump (48kBTU/hr) (Commercial) | BNI HVAC | ROB/NEW | 18 | N/A | 15139.2453 | 6179.1716 | N/A | N/A | 13768.16 | 2000 | 808.0463 | 0 | 2808.0463 | 26629.2782 | 0 | 26629.2782 | 75% | 2.3917 | 9.4832 | 0.23272 | 0.012929 | 0.56683 | Cold Climate Air-Source Single Package Heat Pump (48kBTU/hr) (Commercial) | 12.7972 | 63.3995 | 154.4161 | 63.3995 | 154.4161 | 2779.4894 | 340781.2935 | 142486.6109 | 198294.6826 | 2.3917 | 35935.2457 | 9.4832
Cycling Refrigerated Air Dryer - 50 CFM | BNI Process | ROB/NEW | 10 | N/A | 585.86 | 110 | N/A | N/A | 693 | 62.5 | 16.7798 | 0 | 79.2798 | 513.5486 | 0 | 513.5486 | 71% | 1.0093 | 6.4777 | 0.17935 | 0.017935 | 0.94963 | Cycling Refrigerated Air Dryer - 50 CFM | 2.627 | 0.21933 | 1.1612 | 0.21933 | 1.1612 | 11.6124 | 1349.0914 | 1336.6424 | 12.4489 | 1.0093 | 208.2678 | 6.4777
Dairy Scroll Compressor | BNI Process | ROB/NEW | 15 | N/A | 23623.923 | 6796 | N/A | N/A | 1025.2305 | 937.5 | 882.5475 | 0 | 1820.0475 | 31429.2381 | 0 | 31429.2381 | 71% | 19.5157 | 17.2684 | 0.10211 | 0.0068072 | 0.35287 | Dairy Scroll Compressor | 6.3986 | 33.0047 | 114.0532 | 33.0047 | 114.0532 | 1710.7977 | 201103.769 | 10304.73 | 190799.039 | 19.5157 | 11645.7935 | 17.2684
Daylighting Controls - Ceiling Mounted | BNI Lighting | ROB/NEW | 10 | N/A | 436.149 | 95.97 | N/A | N/A | 148.7206 | 37.5 | 14.3739 | 0 | 51.8739 | 470.0791 | 0 | 470.0791 | 85% | 3.339 | 9.062 | 0.13167 | 0.013167 | 0.59489 | Daylighting Controls - Ceiling Mounted | 25.5945 | 2.2319 | 10.0835 | 2.2319 | 10.0835 | 100.8349 | 12031.4314 | 3603.3563 | 8428.075 | 3.339 | 1327.6867 | 9.062
Daylighting Controls - Switch-Mounted | BNI Lighting | ROB/NEW | 10 | N/A | 90.9682 | 20.0166 | N/A | N/A | 148.7206 | 12.5 | 0.625 | 0 | 13.125 | 98.0451 | 0 | 98.0451 | 85% | 0.77178 | 7.4701 | 0.15973 | 0.015973 | 0.72166 | Daylighting Controls - Switch-Mounted | 2.627 | 0.04778 | 0.21586 | 0.04778 | 0.21586 | 2.1586 | 257.5643 | 333.7273 | -76.1631 | 0.77178 | 34.4794 | 7.4701
Door Heater Controls | BNI Refrigeration | ROB/NEW | 12 | N/A | 5170.5024 | 590.24 | N/A | N/A | 1683.9263 | 100 | 137.1139 | 0 | 237.1139 | 4968.7395 | 0 | 4968.7395 | 71% | 3.7283 | 20.9551 | 0.060779 | 0.0050649 | 0.52931 | Door Heater Controls | 83.1821 | 37.2644 | 324.5125 | 37.2644 | 324.5125 | 3894.1505 | 413310.0237 | 110856.8715 | 302453.1522 | 3.7283 | 19723.6241 | 20.9551
Double Heat Pad (Agriculture) | BNI Process | ROB/NEW | 10 | N/A | 1311 | 190 | N/A | N/A | 315 | 150 | 36.9595 | 0 | 186.9595 | 1107.9558 | 0 | 1107.9558 | 71% | 4.2514 | 5.9262 | 0.18901 | 0.018901 | 1.2965 | Double Heat Pad (Agriculture) | 2.627 | 0.37883 | 2.5986 | 0.37883 | 2.5986 | 25.9855 | 2910.5982 | 684.6206 | 2225.9775 | 4.2514 | 491.1422 | 5.9262
Dual Enthalpy Economizer Controls | BNI HVAC | RET | 10 | 3.3333 | 3221.359 | 726 | 2577 | 580 | 1264.83 | 312.5 | 87.5189 | 0 | 400.0189 | 2703.8955 | 0 | 2703.8955 | 75% | 2.6096 | 6.7594 | 0.1558 | 0.017977 | 0.68727 | Dual Enthalpy Economizer Controls | 2.627 | 1.5291 | 6.7448 | 1.5291 | 6.7448 | 58.4539 | 7103.1292 | 2721.9419 | 4381.1873 | 2.6096 | 1050.8491 | 6.7594
EC Motor for Refrigeration Applications - Large | BNI Refrigeration | RET | 15 | 5 | 1708.2 | 119.6 | 1047.696 | 119.6 | 367.4125 | 225 | 50.526 | 0 | 275.526 | 1477.1496 | 0 | 1477.1496 | 71% | 4.7437 | 5.3612 | 0.21377 | 0.019201 | 3.0354 | EC Motor for Refrigeration Applications - Large | 57.5876 | 5.2275 | 74.2227 | 5.2275 | 74.2227 | 826.3458 | 85065.4755 | 17932.1306 | 67133.3449 | 4.7437 | 15866.8743 | 5.3612
EC Motor for Refrigeration Applications - Small | BNI Refrigeration | RET | 15 | 5 | 342 | 341.64 | 341.64 | 39 | 178.7653 | 75 | 16.7591 | 0 | 91.7591 | 489.2653 | 0 | 489.2653 | 71% | 3.4052 | 5.3321 | 0.35559 | 0.023723 | 0.35389 | EC Motor for Refrigeration Applications - Small | 428.7076 | 111.1645 | 110.6258 | 111.1645 | 110.6258 | 1658.222 | 209751.7319 | 61597.7531 | 148153.9788 | 3.4052 | 39337.814 | 5.3321
Electric Combination Oven | BNI Cooking and Laundry | ROB/NEW | 12 | N/A | 6368 | 1454 | N/A | N/A | 2106.72 | 1250 | 242.448 | 0 | 1492.448 | 6767.7578 | 0 | 6767.7578 | 71% | 3.8935 | 4.5347 | 0.31062 | 0.025885 | 1.3524 | Electric Combination Oven | 7.881 | 8.6972 | 37.8663 | 8.6972 | 37.8663 | 454.3959 | 53336.6678 | 13698.8977 | 39637.7701 | 3.8935 | 11761.976 | 4.5347
Electric Combination Oven with Gas | BNI Cooking and Laundry | RET | 12 | 4 | 18282 | 2838 | 18282 | 2838 | 14838.81 | 2500 | 609.936 | 0 | 3109.936 | 18238.2085 | 0 | 18238.2085 | 71% | 1.6364 | 5.8645 | 0.22545 | 0.018788 | 1.4439 | Electric Combination Oven with Gas | 5.254 | 11.3172 | 72.4741 | 11.3172 | 72.4741 | 869.6886 | 95823.4914 | 58558.3762 | 37265.1152 | 1.6364 | 16339.5943 | 5.8645
Electric Convection Oven | BNI Cooking and Laundry | ROB/NEW | 12 | N/A | 1937 | 301 | N/A | N/A | 1260 | 500 | 76.3869 | 0 | 576.3869 | 1932.6371 | 0 | 1932.6371 | 71% | 1.9904 | 3.353 | 0.39438 | 0.032865 | 2.5231 | Electric Convection Oven | 7.881 | 1.8005 | 11.5181 | 1.8005 | 11.5181 | 138.2168 | 15231.1037 | 7652.3434 | 7578.7603 | 1.9904 | 4542.5027 | 3.353
Electric Fryer Replacement with Gas | BNI Cooking and Laundry | RET | 12 | 4 | 17439 | 2707 | 18189 | 2824 | 1927.9643 | 625 | 505.7199 | 0 | 1130.7199 | 17844.5821 | 0 | 17844.5821 | 71% | 9.5193 | 15.7816 | 0.085934 | 0.0069616 | 0.55037 | Electric Fryer Replacement with Gas | 2.627 | 5.3974 | 34.5661 | 5.3974 | 34.5661 | 426.6859 | 46877.6899 | 4924.5044 | 41953.1855 | 9.5193 | 2970.3994 | 15.7816
Electric Griddle Replacement with Gas | BNI Cooking and Laundry | RET | 12 | 4 | 15815 | 2455 | 15815 | 2455 | 4183.2 | 2500 | 544.4972 | 0 | 3044.4972 | 15777.0856 | 0 | 15777.0856 | 71% | 4.4891 | 5.1822 | 0.25514 | 0.021262 | 1.634 | Electric Griddle Replacement with Gas | 2.627 | 4.8949 | 31.3471 | 4.8949 | 31.3471 | 376.1658 | 41446.3796 | 9232.7679 | 32213.6118 | 4.4891 | 7997.8894 | 5.1822
Electric Steam Cooker | BNI Cooking and Laundry | ROB/NEW | 12 | N/A | 9967 | 1547 | N/A | N/A | 3137.4 | 1125 | 320.6226 | 0 | 1445.6226 | 9942.9261 | 0 | 9942.9261 | 71% | 3.902 | 6.878 | 0.19223 | 0.016019 | 1.2313 | Electric Steam Cooker | 3.9405 | 4.6268 | 29.6336 | 4.6268 | 29.6336 | 355.6033 | 39180.0775 | 10041.0841 | 29138.9934 | 3.902 | 5696.4726 | 6.878
Electric Steam Cooker Replacement with Gas | BNI Cooking and Laundry | RET | 12 | 4 | 17599 | 2732 | 17599 | 2732 | 11485.88 | 2250 | 579.3198 | 0 | 2829.3198 | 17556.867 | 0 | 17556.867 | 71% | 2.0101 | 6.2053 | 0.21307 | 0.017756 | 1.3645 | Electric Steam Cooker Replacement with Gas | 2.627 | 5.4472 | 34.8832 | 5.4472 | 34.8832 | 418.5989 | 46121.8628 | 22944.9786 | 23176.8842 | 2.0101 | 7432.6188 | 6.2053
Electric to Natural Gas - Water Heater (60 gal) | BNI Domestic Hot Water (DHW) | ROB/NEW | 15 | N/A | 10793.8041 | 2957.5012 | N/A | N/A | 1859.34 | 875 | 421.203 | 0 | 1296.203 | 14195.8252 | 0 | 14195.8252 | 71% | 8.1523 | 10.9519 | 0.15916 | 0.010611 | 0.57748 | Electric to Natural Gas - Water Heater (60 gal) | 2.627 | 5.8969 | 21.3946 | 5.8969 | 21.3946 | 320.9184 | 37292.411 | 4574.4829 | 32717.9282 | 8.1523 | 3405.1234 | 10.9519
Electric to Natural Gas - Water Heater (80 gal) | BNI Domestic Hot Water (DHW) | ROB/NEW | 15 | N/A | 15058.023 | 4125.8975 | N/A | N/A | 1859.34 | 1000 | 576.5703 | 0 | 1576.5703 | 19804.0533 | 0 | 19804.0533 | 71% | 10.4413 | 12.5615 | 0.13876 | 0.0092509 | 0.50348 | Electric to Natural Gas - Water Heater (80 gal) | 2.627 | 8.2265 | 29.8467 | 8.2265 | 29.8467 | 447.701 | 52025.2176 | 4982.6325 | 47042.5851 | 10.4413 | 4141.6478 | 12.5615
ENERGY STAR Electric Griddle | BNI Cooking and Laundry | ROB/NEW | 12 | N/A | 1909 | 296.3744 | N/A | N/A | 0 | 562.5 | 78.7626 | 0 | 641.2626 | 1904.4554 | 0 | 1904.4554 | 71% | 24.1797 | 2.9699 | 0.44521 | 0.037101 | 2.8509 | ENERGY STAR Electric Griddle | 2.627 | 0.59093 | 3.7839 | 0.59093 | 3.7839 | 45.4063 | 5003.0013 | 206.9092 | 4796.0921 | 24.1797 | 1684.5959 | 2.9699
ENERGY STAR Pool Pump | BNI Process | RET | 10 | 5 | 2078 | 0 | 3847 | 0 | 390.1663 | 437.5 | 77.0986 | 0 | 514.5986 | 2076.9345 | 0 | 2076.9345 | 71% | 5.8651 | 4.036 | 0.32821 | 0.023022 | N/A | ENERGY STAR Pool Pump | 2.627 | 0 | 4.1188 | 0 | 4.1188 | 58.7202 | 5456.1037 | 930.2641 | 4525.8397 | 5.8651 | 1351.8499 | 4.036
ENERGY STAR Uninteruptible Power Supplies (UPS) | BNI Process | ROB/NEW | 10 | N/A | 142.364 | 54 | N/A | N/A | 42500 | 1250 | 62.5 | 0 | 1312.5 | 144.8161 | 0 | 144.8161 | 71% | 0.0047893 | 0.11034 | 12.2189 | 1.2219 | 32.0251 | ENERGY STAR Uninteruptible Power Supplies (UPS) | 2.627 | 0.10767 | 0.28218 | 0.10767 | 0.28218 | 2.8218 | 380.4316 | 79433.8661 | -79053.4346 | 0.0047893 | 3447.9355 | 0.11034
ENERGY STAR Washing Machine | BNI Cooking and Laundry | ROB/NEW | 11 | N/A | 938.571 | 243 | N/A | N/A | 156.24 | 312.5 | 40.8445 | 0 | 353.3445 | 948.4934 | 0 | 948.4934 | 71% | 6.2493 | 2.6843 | 0.49896 | 0.04536 | 1.9159 | ENERGY STAR Washing Machine | 7.881 | 1.4535 | 5.5811 | 1.4535 | 5.5811 | 61.3917 | 7475.0721 | 1196.1373 | 6278.9347 | 6.2493 | 2784.7064 | 2.6843
Evaporator Fan Motor Controls | BNI Refrigeration | ROB/NEW | 10 | N/A | 3339.75 | 302 | N/A | N/A | 1641.22 | 625 | 102.7437 | 0 | 727.7437 | 2688.844 | 0 | 2688.844 | 71% | 2.1205 | 3.6948 | 0.2888 | 0.02888 | 3.1751 | Evaporator Fan Motor Controls | 2.627 | 0.60215 | 6.6198 | 0.60215 | 6.6198 | 66.1977 | 7063.5891 | 3331.0601 | 3732.529 | 2.1205 | 1911.7816 | 3.6948
Flood Luminaire (10000 lumen) | BNI Lighting | ROB/NEW | 17 | N/A | 874.9488 | 195.7648 | N/A | N/A | 280.098 | 87.5 | 35.3785 | 0 | 122.8785 | 1166.028 | 0 | 1166.028 | 69% | 5.0997 | 9.4893 | 0.19153 | 0.011266 | 0.85101 | Flood Luminaire (10000 lumen) | 1557.4242 | 224.8891 | 999.1929 | 224.8891 | 999.1929 | 16986.2794 | 1816000.3114 | 356099.07 | 1459901.2414 | 5.0997 | 191374.0144 | 9.4893
Flood Luminaire (25000 lumen) | BNI Lighting | ROB/NEW | 17 | N/A | 1541.322 | 344.862 | N/A | N/A | 354.046 | 187.5 | 63.9913 | 0 | 251.4913 | 2054.0912 | 0 | 2054.0912 | 69% | 6.663 | 8.1676 | 0.22252 | 0.013089 | 0.98872 | Flood Luminaire (25000 lumen) | 875.3313 | 222.6612 | 989.2945 | 222.6612 | 989.2945 | 16818.0068 | 1798010.318 | 269849.7611 | 1528160.5569 | 6.663 | 220138.174 | 8.1676
Flood Luminaire (4000 lumen) | BNI Lighting | ROB/NEW | 17 | N/A | 249.222 | 55.762 | N/A | N/A | 354.046 | 37.5 | 10.7061 | 0 | 48.2061 | 332.1335 | 0 | 332.1335 | 69% | 1.3025 | 6.8899 | 0.26379 | 0.015517 | 1.1721 | Flood Luminaire (4000 lumen) | 1407.6965 | 57.8994 | 257.2499 | 57.8994 | 257.2499 | 4373.248 | 467543.219 | 358959.5782 | 108583.6409 | 1.3025 | 67859.5649 | 6.8899
Flood Luminaire (48000 lumen) | BNI Lighting | ROB/NEW | 17.1 | N/A | 2728.1268 | 622.86 | N/A | N/A | 1764.378 | 312.5 | 113.0667 | 0 | 425.5667 | 3664.7361 | 0 | 3664.7361 | 69% | 2.7544 | 8.6114 | 0.21274 | 0.012441 | 0.92634 | Flood Luminaire (48000 lumen) | 221.3923 | 101.7138 | 442.8807 | 101.7138 | 442.8807 | 7573.2604 | 811344.2492 | 294559.6602 | 516784.589 | 2.7544 | 94217.1846 | 8.6114
Flood Luminaire (60000 lumen) | BNI Lighting | ROB/NEW | 17.1 | N/A | 4548.9366 | 1038.57 | N/A | N/A | 1797.096 | 500 | 187.4764 | 0 | 687.4764 | 6110.6589 | 0 | 6110.6589 | 69% | 4.2808 | 8.8885 | 0.2061 | 0.012053 | 0.89746 | Flood Luminaire (60000 lumen) | 52.4687 | 40.1941 | 175.0128 | 40.1941 | 175.0128 | 2992.7192 | 320618.2563 | 74897.6178 | 245720.6385 | 4.2808 | 36070.9856 | 8.8885
Flood Luminaire (800 lumen) | BNI Lighting | ROB/NEW | 17 | N/A | 128.6844 | 28.7924 | N/A | N/A | 354.046 | 25 | 1.25 | 0 | 26.25 | 171.4953 | 0 | 171.4953 | 69% | 0.69844 | 6.5332 | 0.27819 | 0.016364 | 1.2361 | Flood Luminaire (800 lumen) | 3.8392 | 0.081535 | 0.36226 | 0.081535 | 0.36226 | 6.1585 | 658.4001 | 942.6771 | -284.277 | 0.69844 | 100.7783 | 6.5332
Four Pin Replacement Lamps for CFLs | BNI Lighting | ROB/NEW | 12 | N/A | 27.3583 | 5.9118 | N/A | N/A | 21.672 | 6.25 | 1.2285 | 0 | 7.4785 | 34.4515 | 0 | 34.4515 | 85% | 1.7533 | 4.6067 | 0.30262 | 0.025218 | 1.3923 | Four Pin Replacement Lamps for CFLs | 1535.6689 | 8.2492 | 37.9504 | 8.2492 | 37.9504 | 455.4051 | 52906.0775 | 30175.4817 | 22730.5958 | 1.7533 | 11484.5479 | 4.6067
Full-Size Hot Food Holding Cabinet | BNI Cooking and Laundry | ROB/NEW | 12 | N/A | 4832 | 87 | N/A | N/A | 1163.58 | 750 | 149.9505 | 0 | 899.9505 | 4229.2084 | 0 | 4229.2084 | 71% | 4.3328 | 4.6994 | 0.24684 | 0.02057 | 13.6297 | Full-Size Hot Food Holding Cabinet | 2.627 | 0.17347 | 9.5776 | 0.17347 | 9.5776 | 114.931 | 11110.1239 | 2564.193 | 8545.9309 | 4.3328 | 2364.1686 | 4.6994
Glass Door Freezer (compact - 12 cu ft) | BNI Cooking and Laundry | ROB/NEW | 12 | N/A | 1741 | 135 | N/A | N/A | 0 | 300 | 57.9739 | 0 | 357.9739 | 1616.2282 | 0 | 1616.2282 | 71% | 27.8785 | 4.5149 | 0.27251 | 0.022709 | 3.4938 | Glass Door Freezer (compact - 12 cu ft) | 5.1189 | 0.5245 | 6.7243 | 0.5245 | 6.7243 | 80.6911 | 8273.3046 | 296.7625 | 7976.5421 | 27.8785 | 1832.4314 | 4.5149
Glass Door Freezer (full size - 38 cu ft) | BNI Cooking and Laundry | ROB/NEW | 12 | N/A | 5001 | 388 | N/A | N/A | 0 | 570 | 151.9471 | 0 | 721.9471 | 4642.7855 | 0 | 4642.7855 | 71% | 30.5553 | 6.4309 | 0.19133 | 0.015944 | 2.4517 | Glass Door Freezer (full size - 38 cu ft) | 5.1189 | 1.5075 | 19.3153 | 1.5075 | 19.3153 | 231.784 | 23765.9383 | 777.8015 | 22988.1369 | 30.5553 | 3695.5724 | 6.4309
Glass Door Refrigerator (compact - 12 cu ft) | BNI Cooking and Laundry | ROB/NEW | 12 | N/A | 916 | 710 | N/A | N/A | 0 | 105 | 43.0081 | 0 | 148.0081 | 1420.0633 | 0 | 1420.0633 | 71% | 33.0185 | 9.5945 | 0.21415 | 0.017846 | 0.27467 | Glass Door Refrigerator (compact - 12 cu ft) | 7.6783 | 4.1377 | 5.3068 | 4.1377 | 5.3068 | 63.6815 | 10903.7358 | 330.2309 | 10573.5048 | 33.0185 | 1136.4571 | 9.5945
Glass Door Refrigerator (full size - 38 cu ft) | BNI Cooking and Laundry | ROB/NEW | 12 | N/A | 949 | 108 | N/A | N/A | 0 | 142.5 | 31.3654 | 0 | 173.8654 | 911.671 | 0 | 911.671 | 71% | 29.0661 | 5.2435 | 0.24282 | 0.020235 | 2.1212 | Glass Door Refrigerator (full size - 38 cu ft) | 51.189 | 4.196 | 36.6532 | 4.196 | 36.6532 | 439.8381 | 46667.4946 | 1605.5642 | 45061.9304 | 29.0661 | 8899.9916 | 5.2435
Ground Source Heat Pump (60kBTU/hr) (closed loop) | BNI HVAC | ROB/NEW | 25 | N/A | 29037.099 | 54081 | N/A | N/A | 13762.98 | 3750 | 3819.7344 | 0 | 7569.7344 | 136606.5707 | 0 | 136606.5707 | 75% | 9.6597 | 18.0464 | 0.32708 | 0.013083 | 0.17459 | Ground Source Heat Pump (60kBTU/hr) (closed loop) | 7.881 | 341.7156 | 182.3922 | 341.7156 | 182.3922 | 4559.8048 | 1076595.7552 | 111452.7954 | 965142.9599 | 9.6597 | 59657.0416 | 18.0464
Heat Pump Clothes Dryer | BNI Cooking and Laundry | ROB/NEW | 11 | N/A | 1956.225 | 1489 | N/A | N/A | 666.54 | 375 | 92.5717 | 0 | 467.5717 | 2776.3981 | 0 | 2776.3981 | 71% | 4.9069 | 5.9379 | 0.31678 | 0.028798 | 0.41375 | Heat Pump Clothes Dryer | 2.627 | 2.9689 | 3.8775 | 2.9689 | 3.8775 | 42.6521 | 7293.5936 | 1486.3954 | 5807.1982 | 4.9069 | 1228.3101 | 5.9379
Heat Pump Water Heater (40 gal) | BNI Domestic Hot Water (DHW) | ROB/NEW | 10 | N/A | 4925.501 | 1214.6285 | N/A | N/A | 1012.13 | 750 | 157.9581 | 0 | 907.9581 | 4530.3694 | 0 | 4530.3694 | 71% | 5.1683 | 4.9896 | 0.24431 | 0.024431 | 0.98494 | Heat Pump Water Heater (40 gal) | 5.254 | 4.8436 | 19.5258 | 4.8436 | 19.5258 | 195.2582 | 23802.5471 | 4605.498 | 19197.0491 | 5.1683 | 4770.4089 | 4.9896
Heat Pump Water Heater (60 gal) | BNI Domestic Hot Water (DHW) | ROB/NEW | 10 | N/A | 7541.271 | 1859.6774 | N/A | N/A | 1112.13 | 875 | 228.1793 | 0 | 1103.1793 | 6936.2982 | 0 | 6936.2982 | 71% | 6.815 | 6.2876 | 0.19388 | 0.019388 | 0.78162 | Heat Pump Water Heater (60 gal) | 5.254 | 7.4159 | 29.8953 | 7.4159 | 29.8953 | 298.9533 | 36443.2894 | 5347.4742 | 31095.8152 | 6.815 | 5796.1009 | 6.2876
Heat Reclaimer Unit (Agriculture) | BNI Process | ROB/NEW | 15 | N/A | 9800.851 | 2819 | N/A | N/A | 4625.74 | 1562.5 | 424.8068 | 0 | 1987.3068 | 13038.534 | 0 | 13038.534 | 71% | 3.5153 | 6.5609 | 0.26874 | 0.017916 | 0.92887 | Heat Reclaimer Unit (Agriculture) | 3.8392 | 8.2143 | 28.3903 | 8.2143 | 28.3903 | 425.8549 | 50057.1792 | 14239.8057 | 35817.3734 | 3.5153 | 7629.6133 | 6.5609
High Bay Luminaire (15 000 lumen) | BNI Lighting | ROB/NEW | 22.3 | N/A | 255.3125 | 39.1387 | N/A | N/A | 172.62 | 81.25 | 16.2814 | 0 | 97.5314 | 459.5478 | 0 | 459.5478 | 85% | 2.8192 | 4.7118 | 0.42291 | 0.018964 | 2.7426 | High Bay Luminaire (15 000 lumen) | 851.0165 | 30.2651 | 196.2636 | 30.2651 | 196.2636 | 4376.6775 | 391082.7343 | 138722.8629 | 252359.8714 | 2.8192 | 83000.8533 | 4.7118
High Bay Luminaire (25 000 lumen) | BNI Lighting | ROB/NEW | 22.3 | N/A | 425.5344 | 65.2333 | N/A | N/A | 222.11 | 125 | 26.6155 | 0 | 151.6155 | 765.9374 | 0 | 765.9374 | 85% | 3.5557 | 5.0518 | 0.39444 | 0.017688 | 2.558 | High Bay Luminaire (25 000 lumen) | 536.2044 | 31.7831 | 206.1079 | 31.7831 | 206.1079 | 4596.2069 | 410699.0208 | 115503.2664 | 295195.7544 | 3.5557 | 81296.9108 | 5.0518
High Bay Luminaire (35 000 lumen) | BNI Lighting | ROB/NEW | 22.3 | N/A | 595.7155 | 91.3217 | N/A | N/A | 343.14 | 218.75 | 39.4477 | 0 | 258.1977 | 1072.2536 | 0 | 1072.2536 | 85% | 3.2383 | 4.1528 | 0.47983 | 0.021517 | 3.1117 | High Bay Luminaire (35 000 lumen) | 31.9931 | 2.6548 | 17.2157 | 2.6548 | 17.2157 | 383.9103 | 34304.7189 | 10593.4496 | 23711.2693 | 3.2383 | 8260.5445 | 4.1528
High Bay Luminaire (60 000 lumen) | BNI Lighting | ROB/NEW | 22.3 | N/A | 1021.25 | 156.555 | N/A | N/A | 728.175 | 468.75 | 72.3132 | 0 | 541.0632 | 1838.191 | 0 | 1838.191 | 85% | 2.6592 | 3.3974 | 0.58653 | 0.026302 | 3.8037 | High Bay Luminaire (60 000 lumen) | 25.5945 | 3.6409 | 23.6107 | 3.6409 | 23.6107 | 526.5176 | 47047.547 | 17692.4915 | 29355.0555 | 2.6592 | 13848.2322 | 3.3974
High Efficiency Circulator Pump 1.5kW | BNI HVAC | ROB/NEW | 15 | N/A | 1974 | 127 | N/A | N/A | 4178.16 | 500 | 25 | 0 | 525 | 2195.8018 | 0 | 2195.8018 | 73% | 0.71407 | 4.1825 | 0.34283 | 0.022855 | 5.2976 | High Efficiency Circulator Pump 1.5kW | 144.6088 | 14.3317 | 221.4499 | 14.3317 | 221.4499 | 3321.7485 | 317532.3104 | 444680.3493 | -127148.039 | 0.71407 | 75919.6329 | 4.1825
High Efficiency Circulator Pump 100W | BNI HVAC | ROB/NEW | 15 | N/A | 412 | 67.5 | N/A | N/A | 120.4448 | 75 | 17.1826 | 0 | 92.1826 | 505.1921 | 0 | 505.1921 | 73% | 4.8064 | 5.4803 | 0.28842 | 0.019228 | 1.7501 | High Efficiency Circulator Pump 100W | 948.2756 | 49.9504 | 303.0856 | 49.9504 | 303.0856 | 4546.2841 | 479061.3062 | 99670.6508 | 379390.6555 | 4.8064 | 87414.4698 | 5.4803
High Efficiency Circulator Pump 300W | BNI HVAC | ROB/NEW | 15 | N/A | 800 | 95.3 | N/A | N/A | 1008.14 | 137.5 | 31.8696 | 0 | 169.3696 | 940.0346 | 0 | 940.0346 | 73% | 1.2243 | 5.5502 | 0.27291 | 0.018194 | 2.2775 | High Efficiency Circulator Pump 300W | 30.7134 | 2.2841 | 19.0612 | 2.2841 | 19.0612 | 285.9186 | 28871.6399 | 23582.0945 | 5289.5454 | 1.2243 | 5201.9126 | 5.5502
High Volume Low Speed Fan (Agriculture) (18 foot) | BNI Process | ROB/NEW | 15 | N/A | 10939.008 | 3138 | N/A | N/A | 4426.24 | 1250 | 449.1939 | 0 | 1699.1939 | 14543.369 | 0 | 14543.369 | 71% | 4.049 | 8.559 | 0.20587 | 0.013725 | 0.71347 | High Volume Low Speed Fan (Agriculture) (18 foot) | 11.8215 | 28.1554 | 97.5707 | 28.1554 | 97.5707 | 1463.5601 | 171924.3364 | 42460.7259 | 129463.6105 | 4.049 | 20087.0087 | 8.559
High Volume Low Speed Fan (Agriculture) (24 foot) | BNI Process | ROB/NEW | 15 | N/A | 16086.432 | 4615 | N/A | N/A | 4426.24 | 2500 | 693.6669 | 0 | 3193.6669 | 21387.2866 | 0 | 21387.2866 | 71% | 5.575 | 6.6968 | 0.26312 | 0.017542 | 0.91181 | High Volume Low Speed Fan (Agriculture) (24 foot) | 11.8215 | 41.4076 | 143.4832 | 41.4076 | 143.4832 | 2152.2482 | 252829.6613 | 45350.7622 | 207478.899 | 5.575 | 37753.9114 | 6.6968
Horticultural Lighting - blended lamps and baselines | BNI Lighting | ROB/NEW | 10 | N/A | 2112.6 | 380 | N/A | N/A | 1300 | 528.15 | 84.966 | 0 | 613.116 | 2202.3559 | 0 | 2202.3559 | 85% | 1.8508 | 3.5921 | 0.32129 | 0.032129 | 1.7758 | Horticultural Lighting - blended lamps and baselines | 328.3748 | 113.3836 | 626.638 | 113.3836 | 626.638 | 6266.3798 | 723198.1893 | 390754.8494 | 332443.3399 | 1.8508 | 201331.8413 | 3.5921
HVAC Hotel Occupancy Sensor | BNI HVAC | ROB/NEW | 8 | N/A | 438 | 90 | N/A | N/A | 146.3 | 75 | 12.919 | 0 | 87.919 | 344.8401 | 0 | 344.8401 | 75% | 2.8117 | 3.9223 | 0.25185 | 0.031481 | 1.2185 | HVAC Hotel Occupancy Sensor | 339.1269 | 24.4705 | 118.3882 | 24.4705 | 118.3882 | 947.1053 | 116944.5653 | 41591.8648 | 75352.7006 | 2.8117 | 29815.6835 | 3.9223
Ice-Maker with Remote Condensing Unit (1500 lbs per day) | BNI Cooking and Laundry | ROB/NEW | 10 | N/A | 3184 | 247 | N/A | N/A | 1361.5875 | 300 | 82.3608 | 0 | 382.3608 | 2533.4054 | 0 | 2533.4054 | 71% | 2.4149 | 6.6257 | 0.15916 | 0.015916 | 2.0397 | Ice-Maker with Remote Condensing Unit (1500 lbs per day) | 2.627 | 0.49248 | 6.3111 | 0.49248 | 6.3111 | 63.1105 | 6655.252 | 2755.9523 | 3899.2997 | 2.4149 | 1004.4611 | 6.6257
Ice-Maker with Remote Condensing Unit (2500 lbs per day) | BNI Cooking and Laundry | ROB/NEW | 10 | N/A | 6304 | 489 | N/A | N/A | 2269.3125 | 562.5 | 161.4918 | 0 | 723.9918 | 5015.8622 | 0 | 5015.8622 | 71% | 2.8295 | 6.9281 | 0.15221 | 0.015221 | 1.9508 | Ice-Maker with Remote Condensing Unit (2500 lbs per day) | 2.627 | 0.975 | 12.4953 | 0.975 | 12.4953 | 124.9525 | 13176.6622 | 4656.8899 | 8519.7722 | 2.8295 | 1901.9255 | 6.9281
Ice-Maker with Remote Condensing Unit (800 lbs per day) | BNI Cooking and Laundry | ROB/NEW | 10 | N/A | 1267 | 98 | N/A | N/A | 726.18 | 175 | 35.5491 | 0 | 210.5491 | 1007.8993 | 0 | 1007.8993 | 71% | 1.8288 | 4.787 | 0.22025 | 0.022025 | 2.8308 | Ice-Maker with Remote Condensing Unit (800 lbs per day) | 2.627 | 0.1954 | 2.5113 | 0.1954 | 2.5113 | 25.1134 | 2647.7498 | 1447.8357 | 1199.9142 | 1.8288 | 553.112 | 4.787
Ice-Making Head (1200lbs per day) | BNI Cooking and Laundry | ROB/NEW | 10 | N/A | 3947 | 306.3881 | N/A | N/A | 1089.27 | 312.5 | 99.1317 | 0 | 411.6317 | 3140.6451 | 0 | 3140.6451 | 71% | 3.5995 | 7.6297 | 0.13822 | 0.013822 | 1.7702 | Ice-Making Head (1200lbs per day) | 2.627 | 0.6109 | 7.8234 | 0.6109 | 7.8234 | 78.2341 | 8250.47 | 2292.0913 | 5958.3787 | 3.5995 | 1081.3558 | 7.6297
Ice-Making Head (400 lbs per day) | BNI Cooking and Laundry | ROB/NEW | 10 | N/A | 882 | 77 | N/A | N/A | 363.09 | 100 | 23.8271 | 0 | 123.8271 | 708.0778 | 0 | 708.0778 | 71% | 2.5143 | 5.7183 | 0.18607 | 0.018607 | 2.1189 | Ice-Making Head (400 lbs per day) | 3.9405 | 0.23029 | 2.6223 | 0.23029 | 2.6223 | 26.2234 | 2790.1788 | 1109.7269 | 1680.4519 | 2.5143 | 487.9404 | 5.7183
Ice-Making Head (600 lbs per day) | BNI Cooking and Laundry | ROB/NEW | 10 | N/A | 1568 | 122 | N/A | N/A | 544.635 | 181.25 | 42.2422 | 0 | 223.4922 | 1247.8723 | 0 | 1247.8723 | 71% | 2.9092 | 5.5835 | 0.18891 | 0.018891 | 2.4137 | Ice-Making Head (600 lbs per day) | 2.627 | 0.24325 | 3.108 | 0.24325 | 3.108 | 31.0796 | 3278.1587 | 1126.8065 | 2151.3522 | 2.9092 | 587.1137 | 5.5835
Ice-Making Head (900 lbs per day) | BNI Cooking and Laundry | ROB/NEW | 10 | N/A | 2711 | 210 | N/A | N/A | 1225.4288 | 250 | 69.848 | 0 | 319.848 | 2156.8293 | 0 | 2156.8293 | 71% | 2.2947 | 6.7433 | 0.15637 | 0.015637 | 2.0068 | Ice-Making Head (900 lbs per day) | 2.627 | 0.41871 | 5.3735 | 0.41871 | 5.3735 | 53.7351 | 5665.9873 | 2469.1221 | 3196.8652 | 2.2947 | 840.2401 | 6.7433
Large Capacity Commercial Heat Pump (100 kBTU/hr) | BNI HVAC | ROB/NEW | 15 | N/A | 53704.116 | 0 | N/A | N/A | 10000 | 6250 | 1836.4196 | 0 | 8086.4196 | 57313.8758 | 0 | 57313.8758 | 75% | 6.1387 | 7.0877 | 0.18892 | 0.012595 | N/A | Large Capacity Commercial Heat Pump (100 kBTU/hr) | 44.659 | 0 | 1911.5614 | 0 | 1911.5614 | 28673.4213 | 2559578.8859 | 416954.9188 | 2142623.9671 | 6.1387 | 361131.2014 | 7.0877
LED Replacement Lamps for HID (10000 lumen) | BNI Lighting | ROB/NEW | 11 | N/A | 172.7305 | 37.3247 | N/A | N/A | 99.75 | 75 | 9.1149 | 0 | 84.1149 | 201.7713 | 0 | 201.7713 | 85% | 2.1487 | 2.3988 | 0.53911 | 0.04901 | 2.4803 | LED Replacement Lamps for HID (10000 lumen) | 49.913 | 1.6928 | 7.7878 | 1.6928 | 7.7878 | 85.6653 | 10071.0029 | 4686.9477 | 5384.0552 | 2.1487 | 4198.4245 | 2.3988
LED Replacement Lamps for HID (4000 lumen) | BNI Lighting | ROB/NEW | 11 | N/A | 69.1005 | 14.9317 | N/A | N/A | 100.8 | 25 | 1.25 | 0 | 26.25 | 80.7182 | 0 | 80.7182 | 85% | 0.92854 | 3.075 | 0.42055 | 0.038232 | 1.9348 | LED Replacement Lamps for HID (4000 lumen) | 249.5649 | 3.386 | 15.5774 | 3.386 | 15.5774 | 171.3511 | 20144.4227 | 21694.6728 | -1550.2501 | 0.92854 | 6551.0774 | 3.075
LED Troffer (1x4) | BNI Lighting | RET | 12 | 7 | 179.9017 | 38.8742 | 179.9017 | 38.8742 | 160.2867 | 31.25 | 6.7357 | 0 | 37.9857 | 194.5619 | 0 | 194.5619 | 73% | 1.5723 | 5.122 | 0.27218 | 0.022681 | 1.2522 | LED Troffer (1x4) | 809.1155 | 24.5456 | 112.9222 | 24.5456 | 112.9222 | 1355.0663 | 157423.0162 | 100124.0079 | 57299.0082 | 1.5723 | 30734.8264 | 5.122
LED Troffer (2x2) | BNI Lighting | RET | 12 | 7 | 143.8384 | 31.0815 | 143.8384 | 31.0815 | 141.7698 | 31.25 | 5.6987 | 0 | 36.9487 | 155.5598 | 0 | 155.5598 | 73% | 1.4247 | 4.2102 | 0.33112 | 0.027594 | 1.5234 | LED Troffer (2x2) | 1859.9149 | 45.1123 | 207.5399 | 45.1123 | 207.5399 | 2490.4787 | 289328.0337 | 203085.2397 | 86242.794 | 1.4247 | 68721.406 | 4.2102
LED Troffer (4x2) | BNI Lighting | RET | 12 | 6.9667 | 230.0263 | 35.2624 | 230.0263 | 35.2624 | 204.3304 | 31.25 | 7.825 | 0 | 39.075 | 235.531 | 0 | 235.531 | 73% | 1.5003 | 6.0277 | 0.21897 | 0.018248 | 1.4201 | LED Troffer (4x2) | 3551.7019 | 97.7349 | 633.7933 | 97.7349 | 633.7933 | 7605.5195 | 836535.7352 | 557568.4078 | 278967.3274 | 1.5003 | 138782.8819 | 6.0277
Linear Ambient Luminaire (10000 lumen) | BNI Lighting | ROB/NEW | 11.6 | N/A | 468.5734 | 101.2522 | N/A | N/A | 217.98 | 68.75 | 16.5216 | 0 | 85.2716 | 492.0865 | 0 | 492.0865 | 73% | 2.8016 | 5.7708 | 0.23458 | 0.020223 | 1.0792 | Linear Ambient Luminaire (10000 lumen) | 191.7709 | 15.1526 | 69.7098 | 15.1526 | 69.7098 | 808.6337 | 94367.8646 | 33683.9804 | 60683.8842 | 2.8016 | 16352.6097 | 5.7708
Linear Ambient Luminaire (2000 lumen) | BNI Lighting | ROB/NEW | 11.6 | N/A | 50.1984 | 10.8472 | N/A | N/A | 12.6 | 18.75 | 2.3392 | 0 | 21.0892 | 52.7173 | 0 | 52.7173 | 73% | 4.5693 | 2.4997 | 0.54155 | 0.046685 | 2.4915 | Linear Ambient Luminaire (2000 lumen) | 60.421 | 0.51145 | 2.3529 | 0.51145 | 2.3529 | 27.2941 | 3185.2322 | 697.0889 | 2488.1433 | 4.5693 | 1274.2299 | 2.4997
Linear Ambient Luminaire (4000 lumen) | BNI Lighting | ROB/NEW | 11.6 | N/A | 96.2515 | 20.7986 | N/A | N/A | 65.52 | 31.25 | 4.2502 | 0 | 35.5002 | 101.0815 | 0 | 101.0815 | 73% | 1.9409 | 2.8474 | 0.47543 | 0.040986 | 2.1873 | Linear Ambient Luminaire (4000 lumen) | 1045.5454 | 16.9698 | 78.07 | 16.9698 | 78.07 | 905.6119 | 105685.2566 | 54451.7495 | 51233.5072 | 1.9409 | 37117.0251 | 2.8474
Linear Ambient Luminaire (8000 lumen) | BNI Lighting | ROB/NEW | 11.6 | N/A | 175.9223 | 38.0144 | N/A | N/A | 217.98 | 50 | 7.4123 | 0 | 57.4123 | 184.7501 | 0 | 184.7501 | 73% | 1.1094 | 3.218 | 0.42068 | 0.036265 | 1.9354 | Linear Ambient Luminaire (8000 lumen) | 591.0747 | 17.5344 | 80.6672 | 17.5344 | 80.6672 | 935.739 | 109201.0998 | 98436.2274 | 10764.8724 | 1.1094 | 33934.9692 | 3.218
Linear Replacement Lamp (2 foot) | BNI Lighting | ROB/NEW | 11.6 | N/A | 37.3068 | 8.0615 | N/A | N/A | 12.6882 | 2 | 1.1275 | 0 | 3.1275 | 38.6422 | 0 | 38.6422 | 72% | 3.7652 | 12.3558 | 0.10956 | 0.009445 | 0.50407 | Linear Replacement Lamp (2 foot) | 3809.1478 | 23.6348 | 108.7324 | 23.6348 | 108.7324 | 1261.2959 | 147193.7151 | 39093.1356 | 108100.5795 | 3.7652 | 11912.9464 | 12.3558
Linear Replacement Lamp (4 foot) | BNI Lighting | ROB/NEW | 11.6 | N/A | 49.6736 | 7.6148 | N/A | N/A | 8.6562 | 4 | 1.4957 | 0 | 5.4957 | 48.7301 | 0 | 48.7301 | 72% | 6.3055 | 8.867 | 0.1446 | 0.012465 | 0.93772 | Linear Replacement Lamp (4 foot) | 164576.1999 | 964.5789 | 6255.1228 | 964.5789 | 6255.1228 | 72559.425 | 8019821.7713 | 1271869.6539 | 6747952.1174 | 6.3055 | 904459.2123 | 8.867
Low-bay Luminaire (10,000 lumen) | BNI Lighting | ROB/NEW | 11.6 | N/A | 468.5734 | 101.2522 | N/A | N/A | 166.32 | 62.5 | 16.2091 | 0 | 78.7091 | 492.0865 | 0 | 492.0865 | 73% | 3.5756 | 6.252 | 0.21653 | 0.018666 | 0.99619 | Low-bay Luminaire (10,000 lumen) | 2.627 | 0.20757 | 0.95493 | 0.20757 | 0.95493 | 11.0772 | 1292.7105 | 361.5346 | 931.1759 | 3.5756 | 206.7687 | 6.252
Low-bay Luminaire (5000 lumen) | BNI Lighting | ROB/NEW | 11.6 | N/A | 279.9042 | 42.9086 | N/A | N/A | 166.32 | 37.5 | 9.2774 | 0 | 46.7774 | 278.4017 | 0 | 278.4017 | 73% | 2.1302 | 5.9516 | 0.21542 | 0.018571 | 1.3971 | Low-bay Luminaire (5000 lumen) | 1936.0979 | 64.8294 | 420.4073 | 64.8294 | 420.4073 | 4876.7248 | 539012.8723 | 253030.6179 | 285982.2544 | 2.1302 | 90565.6757 | 5.9516
Low/Zero Energy Livestock Waterer | BNI Process | ROB/NEW | 10 | N/A | 1400 | 590 | N/A | N/A | 992.25 | 125 | 45.267 | 0 | 170.267 | 1467.4114 | 0 | 1467.4114 | 71% | 1.9572 | 8.6183 | 0.16119 | 0.016119 | 0.38025 | Low/Zero Energy Livestock Waterer | 2.627 | 1.1764 | 2.775 | 1.1764 | 2.775 | 27.7496 | 3854.8875 | 1969.6303 | 1885.2572 | 1.9572 | 447.2912 | 8.6183
Milk Pre-cooler | BNI Process | ROB/NEW | 15 | N/A | 6244.115 | 1796 | N/A | N/A | 4339.44 | 937.5 | 267.7462 | 0 | 1205.2462 | 8306.8596 | 0 | 8306.8596 | 71% | 2.4806 | 6.8923 | 0.25582 | 0.017055 | 0.88421 | Milk Pre-cooler | 2.627 | 3.581 | 12.3766 | 3.581 | 12.3766 | 185.6483 | 21822.1075 | 8797.1575 | 13024.95 | 2.4806 | 3166.18 | 6.8923
Multi-Tank Conveyor Dishwasher - High Temp | BNI Cooking and Laundry | ROB/NEW | 20 | N/A | 27407.5971 | 2837 | N/A | N/A | 1222.2 | 1875 | 1073.1496 | 0 | 2948.1496 | 36834.7429 | 0 | 36834.7429 | 71% | 18.9781 | 12.4942 | 0.14256 | 0.0071282 | 1.3692 | Multi-Tank Conveyor Dishwasher - High Temp | 3.9405 | 8.4849 | 81.4875 | 8.4849 | 81.4875 | 1629.7503 | 145147.2197 | 7648.1576 | 137499.0621 | 18.9781 | 11617.1767 | 12.4942
Multi-Tank Conveyor Dishwasher - Low Temp | BNI Cooking and Laundry | ROB/NEW | 20 | N/A | 18811.2029 | 1947 | N/A | N/A | 1222.2 | 1375 | 740.9542 | 0 | 2115.9542 | 25281.2744 | 0 | 25281.2744 | 71% | 15.7152 | 11.9479 | 0.14908 | 0.007454 | 1.4319 | Multi-Tank Conveyor Dishwasher - Low Temp | 3.9405 | 5.8231 | 55.929 | 5.8231 | 55.929 | 1118.579 | 99620.8038 | 6339.1426 | 93281.6612 | 15.7152 | 8337.9127 | 11.9479
Natural Barn Ventiliation - Year-Round | BNI Process | ROB/NEW | 15 | N/A | 44738.571 | 5107 | N/A | N/A | 4289.25 | 1250 | 1415.4005 | 0 | 2665.4005 | 50881.9303 | 0 | 50881.9303 | 71% | 11.4065 | 19.0898 | 0.078961 | 0.0052641 | 0.68767 | Natural Barn Ventiliation - Year-Round | 5.254 | 20.3653 | 177.354 | 20.3653 | 177.354 | 2660.3098 | 267333.5055 | 23436.8613 | 243896.6443 | 11.4065 | 14004.0059 | 19.0898
No-Loss Drain | BNI Process | ROB/NEW | 15 | N/A | 7143.605 | 1392 | N/A | N/A | 332.5 | 150 | 240.5813 | 0 | 390.5813 | 8766.0731 | 0 | 8766.0731 | 71% | 18.3908 | 22.4437 | 0.072464 | 0.004831 | 0.36971 | No-Loss Drain | 2.627 | 2.7755 | 14.1594 | 2.7755 | 14.1594 | 212.3917 | 23028.4606 | 1252.1753 | 21776.2854 | 18.3908 | 1026.0564 | 22.4437
Occupancy Sensor (Ceiling Mounted) | BNI Lighting | ROB/NEW | 10 | N/A | 187.7496 | 43.9824 | N/A | N/A | 115.71 | 50 | 8.9033 | 0 | 58.9033 | 240.8267 | 0 | 240.8267 | 100% | 1.9326 | 4.0885 | 0.29522 | 0.029522 | 1.2529 | Occupancy Sensor (Ceiling Mounted) | 24.3148 | 1.1432 | 4.8513 | 1.1432 | 4.8513 | 48.5132 | 5855.6437 | 3029.9434 | 2825.7003 | 1.9326 | 1432.2206 | 4.0885
Occupancy Sensor (Wall Mounted) | BNI Lighting | ROB/NEW | 10 | N/A | 109.2361 | 25.5898 | N/A | N/A | 74.3337 | 25 | 4.9756 | 0 | 29.9756 | 140.1174 | 0 | 140.1174 | 100% | 1.7667 | 4.6744 | 0.25822 | 0.025822 | 1.0958 | Occupancy Sensor (Wall Mounted) | 213.7139 | 5.8462 | 24.809 | 5.8462 | 24.809 | 248.0903 | 29945.0332 | 16949.4983 | 12995.5349 | 1.7667 | 6406.1996 | 4.6744
Occupancy Sensor (Exterior) | BNI Lighting | ROB/NEW | 10 | N/A | 118.3768 | 25.9563 | N/A | N/A | 89.838 | 12.5 | 4.6135 | 0 | 17.1135 | 150.0067 | 0 | 150.0067 | 100% | 1.5882 | 8.7654 | 0.13604 | 0.013604 | 0.6168 | Occupancy Sensor (Exterior) | 6.3986 | 0.17754 | 0.80494 | 0.17754 | 0.80494 | 8.0494 | 959.8358 | 604.3595 | 355.4763 | 1.5882 | 109.503 | 8.7654
Open to Closed Cooler Conversion | BNI Refrigeration | RET | 12 | 4 | 54750 | 6250 | 18250 | 2083 | 49662.8495 | 3125 | 156.25 | 0 | 3281.25 | 31807.0269 | 0 | 31807.0269 | 71% | 0.89808 | 9.6936 | 0.07943 | 0.011915 | 0.69174 | Open to Closed Cooler Conversion | 2.5594 | 12.1412 | 105.7303 | 12.1412 | 105.7303 | 704.8687 | 81408.4384 | 90647.653 | -9239.2147 | 0.89808 | 8398.1895 | 9.6936
Outside Air Economizer | BNI Refrigeration | ROB/NEW | 15 | N/A | 5851.542 | 1953 | N/A | N/A | 1159.2 | 2500 | 339.9706 | 0 | 2839.9706 | 8084.9411 | 0 | 8084.9411 | 71% | 6.9518 | 2.8468 | 0.64324 | 0.042883 | 1.916 | Outside Air Economizer | 2.627 | 3.894 | 11.5984 | 3.894 | 11.5984 | 173.9764 | 21239.128 | 3055.2061 | 18183.9219 | 6.9518 | 7460.5985 | 2.8468
Packaged Terminal Heat Pump (12kBTU/hr) | BNI HVAC | ROB/NEW | 15 | N/A | 4600.652 | 0 | N/A | N/A | 211.68 | 625 | 161.7991 | 0 | 786.7991 | 4909.888 | 0 | 4909.888 | 75% | 15.3166 | 6.2403 | 0.21457 | 0.014305 | N/A | Packaged Terminal Heat Pump (12kBTU/hr) | 117.7346 | 0 | 431.7134 | 0 | 431.7134 | 6475.7007 | 578063.7948 | 37740.9025 | 540322.8923 | 15.3166 | 92633.4909 | 6.2403
Pole/Arm-Mounted Area Luminaire (1300 lumen) | BNI Lighting | ROB/NEW | 13.7 | N/A | 147.2556 | 32.9476 | N/A | N/A | 39.0754 | 62.5 | 8.6325 | 0 | 71.1325 | 207.1347 | 0 | 207.1347 | 85% | 4.9499 | 2.912 | 0.53477 | 0.039034 | 2.3761 | Pole/Arm-Mounted Area Luminaire (1300 lumen) | 12.7972 | 0.38312 | 1.7022 | 0.38312 | 1.7022 | 23.3205 | 2650.7523 | 535.521 | 2115.2313 | 4.9499 | 910.2998 | 2.912
Pole/Arm-Mounted Area Luminaire (20000 lumen) | BNI Lighting | ROB/NEW | 13.7 | N/A | 1202.3976 | 274.52 | N/A | N/A | 483.84 | 187.5 | 54.524 | 0 | 242.024 | 1698.0323 | 0 | 1698.0323 | 85% | 3.6455 | 7.016 | 0.22283 | 0.016265 | 0.97031 | Pole/Arm-Mounted Area Luminaire (20000 lumen) | 367.2808 | 91.6155 | 398.9109 | 91.6155 | 398.9109 | 5465.08 | 623654.6952 | 171075.0017 | 452579.6935 | 3.6455 | 88890.7764 | 7.016
Pole/Arm-Mounted Area Luminaire (30000 lumen) | BNI Lighting | ROB/NEW | 13.7 | N/A | 2821.9902 | 644.29 | N/A | N/A | 901.74 | 312.5 | 121.5883 | 0 | 434.0883 | 3985.2296 | 0 | 3985.2296 | 85% | 4.4875 | 9.1807 | 0.17029 | 0.01243 | 0.74152 | Pole/Arm-Mounted Area Luminaire (30000 lumen) | 166.3641 | 97.3952 | 424.0771 | 97.3952 | 424.0771 | 5809.8562 | 662999.2733 | 147742.5536 | 515256.7197 | 4.4875 | 72216.7302 | 9.1807
Pole/Arm-Mounted Area Luminaire (5000 lumen) | BNI Lighting | ROB/NEW | 13.7 | N/A | 886.4244 | 202.38 | N/A | N/A | 150.29 | 93.75 | 37.972 | 0 | 131.722 | 1251.8133 | 0 | 1251.8133 | 85% | 7.5539 | 9.5034 | 0.16451 | 0.012008 | 0.71633 | Pole/Arm-Mounted Area Luminaire (5000 lumen) | 40.9512 | 7.5306 | 32.7897 | 7.5306 | 32.7897 | 449.2191 | 51263.2197 | 6786.366 | 44476.8536 | 7.5539 | 5394.1695 | 9.5034
Pole/Arm-Mounted Area Luminaire (50000 lumen) | BNI Lighting | ROB/NEW | 13.7 | N/A | 1987.6878 | 453.81 | N/A | N/A | 1502.9 | 437.5 | 96.511 | 0 | 534.011 | 2807.0233 | 0 | 2807.0233 | 85% | 2.043 | 5.2565 | 0.29742 | 0.02171 | 1.2951 | Pole/Arm-Mounted Area Luminaire (50000 lumen) | 181.7208 | 74.9334 | 326.274 | 74.9334 | 326.274 | 4469.9539 | 510094.5875 | 249680.0486 | 260414.539 | 2.043 | 97040.9168 | 5.2565
Pole/Arm-Mounted Area Luminaire (60000 lumen) | BNI Lighting | ROB/NEW | 13.7 | N/A | 1570.5366 | 358.57 | N/A | N/A | 1955.52 | 562.5 | 87.0973 | 0 | 649.5973 | 2217.9202 | 0 | 2217.9202 | 85% | 1.2679 | 3.4143 | 0.4579 | 0.033423 | 1.9939 | Pole/Arm-Mounted Area Luminaire (60000 lumen) | 12.7972 | 4.1695 | 18.1549 | 4.1695 | 18.1549 | 248.7222 | 28383.259 | 22386.0771 | 5997.1819 | 1.2679 | 8313.0535 | 3.4143
Pole/Arm-Mounted Decorative Luminaire (10000 lumen) | BNI Lighting | ROB/NEW | 23 | N/A | 874.9488 | 195.7648 | N/A | N/A | 300.58 | 125 | 51.9352 | 0 | 176.9352 | 1718.1977 | 0 | 1718.1977 | 85% | 5.5889 | 9.7109 | 0.22387 | 0.0097336 | 0.99473 | Pole/Arm-Mounted Decorative Luminaire (10000 lumen) | 12.7972 | 2.2764 | 10.1141 | 2.2764 | 10.1141 | 232.625 | 21988.19 | 3934.2326 | 18053.9574 | 5.5889 | 2264.2822 | 9.7109
Pole/Arm-Mounted Decorative Luminaire (1300 lumen) | BNI Lighting | ROB/NEW | 23 | N/A | 361.8756 | 80.9676 | N/A | N/A | 39.0754 | 75 | 22.6452 | 0 | 97.6452 | 710.6402 | 0 | 710.6402 | 85% | 12.722 | 7.2778 | 0.29872 | 0.012988 | 1.3273 | Pole/Arm-Mounted Decorative Luminaire (1300 lumen) | 12.7972 | 0.94151 | 4.1832 | 0.94151 | 4.1832 | 96.2129 | 9094.2344 | 714.8451 | 8379.3893 | 12.722 | 1249.5895 | 7.2778
Pole/Arm-Mounted Decorative Luminaire (5000 lumen) | BNI Lighting | ROB/NEW | 23 | N/A | 1083.5244 | 242.4324 | N/A | N/A | 1035.216 | 93.75 | 61.2634 | 0 | 155.0134 | 2127.7921 | 0 | 2127.7921 | 85% | 2.2607 | 13.7265 | 0.15838 | 0.0068861 | 0.70373 | Pole/Arm-Mounted Decorative Luminaire (5000 lumen) | 12.7972 | 2.8191 | 12.5252 | 2.8191 | 12.5252 | 288.0796 | 27229.8681 | 12044.7249 | 15185.1432 | 2.2607 | 1983.7438 | 13.7265
Pot, Pan and Utensil Dishwasher - High Temp | BNI Cooking and Laundry | ROB/NEW | 10 | N/A | 3310.7717 | 343 | N/A | N/A | 2154.6 | 250 | 84.225 | 0 | 334.225 | 2697.5429 | 0 | 2697.5429 | 71% | 1.6713 | 8.071 | 0.1338 | 0.01338 | 1.2839 | Pot, Pan and Utensil Dishwasher - High Temp | 3.9405 | 1.0258 | 9.8435 | 1.0258 | 9.8435 | 98.435 | 10629.6617 | 6359.9279 | 4269.7338 | 1.6713 | 1317.0129 | 8.071
Premium High Bay Luminaire (15 000 lumen) | BNI Lighting | ROB/NEW | 22.3 | N/A | 312.0531 | 47.8369 | N/A | N/A | 237.258 | 125 | 21.1845 | 0 | 146.1845 | 561.6776 | 0 | 561.6776 | 85% | 2.5204 | 3.8423 | 0.51861 | 0.023256 | 3.3633 | Premium High Bay Luminaire (15 000 lumen) | 3839.1723 | 166.8775 | 1082.1707 | 166.8775 | 1082.1707 | 24132.4074 | 2156377.2686 | 855573.9748 | 1300803.2938 | 2.5204 | 561227.3194 | 3.8423
Premium High Bay Luminaire (25 000 lumen) | BNI Lighting | ROB/NEW | 22.3 | N/A | 520.0613 | 79.7241 | N/A | N/A | 263.61 | 187.5 | 34.2645 | 0 | 221.7645 | 936.0804 | 0 | 936.0804 | 85% | 3.6235 | 4.2211 | 0.47207 | 0.021169 | 3.0615 | Premium High Bay Luminaire (25 000 lumen) | 2457.5571 | 178.0286 | 1154.4837 | 178.0286 | 1154.4837 | 25744.986 | 2300470.9688 | 634867.9831 | 1665602.9857 | 3.6235 | 544998.8076 | 4.2211
Premium High Bay Luminaire (35 000 lumen) | BNI Lighting | ROB/NEW | 22.3 | N/A | 728.1104 | 111.6175 | N/A | N/A | 797.202 | 312.5 | 50.4714 | 0 | 362.9714 | 1310.5567 | 0 | 1310.5567 | 85% | 1.8 | 3.6106 | 0.55188 | 0.024748 | 3.579 | Premium High Bay Luminaire (35 000 lumen) | 319.931 | 32.4478 | 210.4182 | 32.4478 | 210.4182 | 4692.3248 | 419287.7387 | 232939.5778 | 186348.1609 | 1.8 | 116125.8171 | 3.6106
Premium High Bay Luminaire (50 000 lumen) | BNI Lighting | ROB/NEW | 22.3 | N/A | 1040.1635 | 159.4544 | N/A | N/A | 872.21 | 437.5 | 71.6559 | 0 | 509.1559 | 1872.2343 | 0 | 1872.2343 | 85% | 2.3028 | 3.6771 | 0.5419 | 0.0243 | 3.5143 | Premium High Bay Luminaire (50 000 lumen) | 300.7913 | 43.5811 | 282.6159 | 43.5811 | 282.6159 | 6302.3339 | 563151.8352 | 244553.6845 | 318598.1507 | 2.3028 | 153149.668 | 3.6771
Premium High Bay Luminaire (60 000 lumen) | BNI Lighting | ROB/NEW | 22.3 | N/A | 1248.2126 | 191.3478 | N/A | N/A | 1497.132 | 562.5 | 87.8628 | 0 | 650.3628 | 2246.7106 | 0 | 2246.7106 | 85% | 1.6515 | 3.4545 | 0.57682 | 0.025866 | 3.7407 | Premium High Bay Luminaire (60 000 lumen) | 63.9862 | 11.1252 | 72.1447 | 11.1252 | 72.1447 | 1608.8272 | 143758.4846 | 87048.4353 | 56710.0493 | 1.6515 | 41614.2494 | 3.4545
Refrigerated Case Luminaire | BNI Lighting | ROB/NEW | 16.3 | N/A | 153.0972 | 25.2788 | N/A | N/A | 173.88 | 37.5 | 8.0296 | 0 | 45.5296 | 231.4733 | 0 | 231.4733 | 85% | 1.4854 | 5.084 | 0.32923 | 0.020198 | 1.9823 | Refrigerated Case Luminaire | 959.7931 | 22.0461 | 132.7316 | 22.0461 | 132.7316 | 2163.5258 | 222166.4974 | 149562.2988 | 72604.1986 | 1.4854 | 43699.0413 | 5.084
Remote Condensing Unit (800 lbs per day) | BNI Cooking and Laundry | ROB/NEW | 10 | N/A | 1267 | 197 | N/A | N/A | 679.63 | 175 | 37.4819 | 0 | 212.4819 | 1080.5927 | 0 | 1080.5927 | 71% | 2.078 | 5.0856 | 0.22227 | 0.022227 | 1.4212 | Remote Condensing Unit (800 lbs per day) | 3.9405 | 0.58919 | 3.767 | 0.58919 | 3.767 | 37.6701 | 4258.073 | 2049.1344 | 2208.9385 | 2.078 | 837.2844 | 5.0856
Server Virtualization and Decommissioning | BNI Process | RET | 4 | 5 | 8301.852 | 948 | 8453.926 | 965 | 411.5844 | 500 | 128.8161 | 0 | 628.8161 | 3904.473 | 0 | 3904.473 | 71% | 9.2734 | 6.2092 | 0.10039 | 0.020078 | 0.87398 | Server Virtualization and Decommissioning | 2.627 | 1.8902 | 16.4552 | 1.8902 | 16.4552 | 82.2761 | 10257.0445 | 1106.0741 | 9150.9705 | 9.2734 | 1651.8989 | 6.2092
Single -Tank Conveyor Dishwasher - High Temp | BNI Cooking and Laundry | ROB/NEW | 20 | N/A | 9212 | 953 | N/A | N/A | 2583 | 875 | 372.9164 | 0 | 1247.9164 | 12379.7877 | 0 | 12379.7877 | 71% | 5.6097 | 9.9204 | 0.17954 | 0.008977 | 1.7254 | Single -Tank Conveyor Dishwasher - High Temp | 3.9405 | 2.8502 | 27.3889 | 2.8502 | 27.3889 | 547.7773 | 48782.5248 | 8696.0731 | 40086.4517 | 5.6097 | 4917.4116 | 9.9204
Single -Tank Conveyor Dishwasher - Low Temp | BNI Cooking and Laundry | ROB/NEW | 20 | N/A | 13626.434 | 1410 | N/A | N/A | 0 | 1000 | 536.9165 | 0 | 1536.9165 | 18312.6943 | 0 | 18312.6943 | 71% | 34.1072 | 11.9152 | 0.14949 | 0.0074743 | 1.4362 | Single -Tank Conveyor Dishwasher - Low Temp | 3.9405 | 4.217 | 40.5137 | 4.217 | 40.5137 | 810.2748 | 72161.13 | 2115.7184 | 70045.4116 | 34.1072 | 6056.2161 | 11.9152
Single Heat Pad (Agriculture) | BNI Process | ROB/NEW | 10 | N/A | 655.5 | 95 | N/A | N/A | 108.2844 | 75 | 18.4797 | 0 | 93.4797 | 553.9779 | 0 | 553.9779 | 71% | 5.8092 | 5.9262 | 0.18901 | 0.018901 | 1.2965 | Single Heat Pad (Agriculture) | 2.627 | 0.18942 | 1.2993 | 0.18942 | 1.2993 | 12.9928 | 1455.2991 | 250.5149 | 1204.7842 | 5.8092 | 245.5711 | 5.9262
Single-Tank Door type Dishwasher - High Temp | BNI Cooking and Laundry | ROB/NEW | 15 | N/A | 11863.2391 | 1228 | N/A | N/A | 2422.98 | 1000 | 405.0118 | 0 | 1405.0118 | 13351.8216 | 0 | 13351.8216 | 71% | 6.2822 | 9.503 | 0.15697 | 0.010464 | 1.5075 | Single-Tank Door type Dishwasher - High Temp | 7.881 | 7.3454 | 70.5429 | 7.3454 | 70.5429 | 1058.1437 | 105225.6448 | 16749.6971 | 88475.9477 | 6.2822 | 11072.8916 | 9.503
Single-Tank Door type Dishwasher - Low Temp | BNI Cooking and Laundry | ROB/NEW | 15 | N/A | 16152.5529 | 1672 | N/A | N/A | 17.64 | 1250 | 545.8711 | 0 | 1795.8711 | 18179.3526 | 0 | 18179.3526 | 71% | 32.5564 | 10.1229 | 0.14736 | 0.0098237 | 1.4152 | Single-Tank Door type Dishwasher - Low Temp | 3.9405 | 5.0006 | 48.0243 | 5.0006 | 48.0243 | 720.3649 | 71635.6972 | 2200.3562 | 69435.341 | 32.5564 | 7076.626 | 10.1229
Smart thermostats for central air source heat pump | BNI HVAC | ROB/NEW | 11 | N/A | 298 | 0 | N/A | N/A | 106 | 74.5 | 11.3128 | 0 | 85.8128 | 285.3722 | 0 | 285.3722 | 85% | 2.814 | 3.3255 | 0.31879 | 0.028981 | N/A | Smart thermostats for central air source heat pump | 110.5752 | 0 | 29.7648 | 0 | 29.7648 | 327.4133 | 31555.0851 | 11213.7359 | 20341.3492 | 2.814 | 9488.763 | 3.3255
Smart thermostats for electric baseboards | BNI HVAC | ROB/NEW | 11 | N/A | 146 | 0 | N/A | N/A | 151 | 36.5 | 5.5425 | 0 | 42.0425 | 139.8132 | 0 | 139.8132 | 85% | 1.0442 | 3.3255 | 0.31879 | 0.028981 | N/A | Smart thermostats for electric baseboards | 722.4246 | 0 | 95.2741 | 0 | 95.2741 | 1048.0154 | 101004.5095 | 96727.23 | 4277.2794 | 1.0442 | 30372.5325 | 3.3255
Smart thermostats for mini-split heat pumps | BNI HVAC | ROB/NEW | 11 | N/A | 74 | 0 | N/A | N/A | 166 | 18.5 | 0.925 | 0 | 19.425 | 70.8642 | 0 | 70.8642 | 85% | 0.49896 | 3.6481 | 0.2906 | 0.026418 | N/A | Smart thermostats for mini-split heat pumps | 77.4026 | 0 | 5.1739 | 0 | 5.1739 | 56.9128 | 5485.0785 | 10993.109 | -5508.0305 | 0.49896 | 1503.5462 | 3.6481
Solid Door Freezer | BNI Cooking and Laundry | ROB/NEW | 12 | N/A | 2128 | 165 | N/A | N/A | 0 | 225 | 63.7762 | 0 | 288.7762 | 1975.4854 | 0 | 1975.4854 | 71% | 30.9753 | 6.8409 | 0.17985 | 0.014988 | 2.306 | Solid Door Freezer | 11.8215 | 1.4804 | 18.9807 | 1.4804 | 18.9807 | 227.7688 | 23353.1875 | 753.9301 | 22599.2574 | 30.9753 | 3413.766 | 6.8409
Solid Door Refrigerator | BNI Cooking and Laundry | ROB/NEW | 12 | N/A | 818 | 63 | N/A | N/A | 0 | 131.25 | 26.7434 | 0 | 157.9934 | 758.994 | 0 | 758.994 | 71% | 28.3806 | 4.804 | 0.25599 | 0.021332 | 3.3043 | Solid Door Refrigerator | 63.048 | 3.0147 | 38.9129 | 3.0147 | 38.9129 | 466.9546 | 47853.0277 | 1686.1172 | 46166.9105 | 28.3806 | 9961.1624 | 4.804
Standard Capacity Electric Fryer | BNI Cooking and Laundry | ROB/NEW | 12 | N/A | 952 | 148 | N/A | N/A | 264.6 | 625 | 56.5072 | 0 | 681.5072 | 949.9128 | 0 | 949.9128 | 71% | 3.8871 | 1.3938 | 0.94878 | 0.079065 | 6.0673 | Standard Capacity Electric Fryer | 3.9405 | 0.44264 | 2.8305 | 0.44264 | 2.8305 | 33.9655 | 3743.1291 | 962.9522 | 2780.1769 | 3.8871 | 2685.4777 | 1.3938
Strip-Curtains for Display Cases | BNI Refrigeration | ROB/NEW | 4 | N/A | 28970.31 | 3307 | N/A | N/A | 302.4 | 1000 | 351.1389 | 0 | 1351.1389 | 11325.6865 | 0 | 11325.6865 | 71% | 20.0156 | 8.3823 | 0.061813 | 0.015453 | 0.53833 | Strip-Curtains for Display Cases | 52.54 | 131.8743 | 1148.4497 | 131.8743 | 1148.4497 | 4593.7989 | 595051.2213 | 29729.3667 | 565321.8545 | 20.0156 | 70988.7945 | 8.3823
Track/Mono-point Direction Luminaire | BNI Lighting | ROB/NEW | 12 | N/A | 196.4825 | 44.7797 | N/A | N/A | 17.2494 | 18.75 | 7.5822 | 0 | 26.3322 | 249.9035 | 0 | 249.9035 | 85% | 11.2346 | 9.4904 | 0.14837 | 0.012364 | 0.64719 | Track/Mono-point Direction Luminaire | 35.8323 | 1.458 | 6.3596 | 1.458 | 6.3596 | 76.3149 | 8954.6105 | 797.0595 | 8157.551 | 11.2346 | 943.5422 | 9.4904
Under-Counter Dishwasher - HighTemp | BNI Cooking and Laundry | ROB/NEW | 10 | N/A | 3170.6766 | 328 | N/A | N/A | 151.2 | 312.5 | 84.3055 | 0 | 396.8055 | 2583.0397 | 0 | 2583.0397 | 71% | 13.4774 | 6.5096 | 0.16587 | 0.016587 | 1.594 | Under-Counter Dishwasher - HighTemp | 3.9405 | 0.98098 | 9.427 | 0.98098 | 9.427 | 94.2697 | 10178.4619 | 755.2259 | 9423.236 | 13.4774 | 1563.6111 | 6.5096
Under-Counter Dishwasher - Low Temp | BNI Cooking and Laundry | ROB/NEW | 10 | N/A | 2539.5124 | 263 | N/A | N/A | 63 | 250 | 67.5145 | 0 | 317.5145 | 2069.0671 | 0 | 2069.0671 | 71% | 18.4336 | 6.5165 | 0.16571 | 0.016571 | 1.5907 | Under-Counter Dishwasher - Low Temp | 7.881 | 1.5732 | 15.1008 | 1.5732 | 15.1008 | 151.0082 | 16306.3085 | 884.5981 | 15421.7104 | 18.4336 | 2502.33 | 6.5165
Variable Speed Kitchen Exhaust Fan | BNI Cooking and Laundry | ROB/NEW | 15 | N/A | 8972 | 1034 | N/A | N/A | 6277.6 | 3125 | 427.8553 | 0 | 3552.8553 | 10214.9422 | 0 | 10214.9422 | 71% | 2.0911 | 2.8751 | 0.52483 | 0.034989 | 4.5273 | Variable Speed Kitchen Exhaust Fan | 1.2797 | 1.0043 | 8.6631 | 1.0043 | 8.6631 | 129.9469 | 13072.3078 | 6251.3899 | 6820.9179 | 2.0911 | 4546.6745 | 2.8751
Ventilation Fan (Agriculture) (18 inches) | BNI Process | ROB/NEW | 15 | N/A | 254 | 90 | N/A | N/A | 1082.62 | 68.75 | 3.4375 | 0 | 72.1875 | 356.7604 | 0 | 356.7604 | 71% | 0.46207 | 4.9421 | 0.37667 | 0.025111 | 1.0568 | Ventilation Fan (Agriculture) (18 inches) | 28.0123 | 1.9135 | 5.3685 | 1.9135 | 5.3685 | 80.5273 | 9993.6826 | 21628.2395 | -11634.5569 | 0.46207 | 2022.1386 | 4.9421
Ventilation Fan (Agriculture) (24 inches) | BNI Process | ROB/NEW | 15 | N/A | 436.455 | 156 | N/A | N/A | 1082.62 | 81.25 | 4.0625 | 0 | 85.3125 | 614.5338 | 0 | 614.5338 | 71% | 0.79528 | 7.2033 | 0.25906 | 0.017271 | 0.72057 | Ventilation Fan (Agriculture) (24 inches) | 21.016 | 2.4883 | 6.9208 | 2.4883 | 6.9208 | 103.8125 | 12915.0342 | 16239.5308 | -3324.4966 | 0.79528 | 1792.9265 | 7.2033
VFD - 1.5 hp - Institutional - Condensor Pump | BNI HVAC | ROB/NEW | 15 | N/A | 3196.875 | -4.725 | N/A | N/A | 1500 | 625 | 116.9873 | 0 | 741.9873 | 3224.5373 | 0 | 3224.5373 | 71% | 2.7281 | 4.3458 | 0.30761 | 0.020507 | -206.9093 | VFD - 1.5 hp - Institutional - Condensor Pump | 2.5594 | -0.0091788 | 6.1736 | -0.0091788 | 6.1736 | 92.6045 | 8253.0363 | 3025.2352 | 5227.8011 | 2.7281 | 1899.078 | 4.3458
VFD - 1.5 hp - Retail - Make-Up Air Fan | BNI HVAC | ROB/NEW | 15 | N/A | 4485 | 85.8375 | N/A | N/A | 1500 | 625 | 154.2693 | 0 | 779.2693 | 4626.6975 | 0 | 4626.6975 | 71% | 3.7946 | 5.9372 | 0.23028 | 0.015352 | 11.9618 | VFD - 1.5 hp - Retail - Make-Up Air Fan | 2.5594 | 0.16675 | 8.6612 | 0.16675 | 8.6612 | 129.9179 | 11841.7928 | 3120.6567 | 8721.1361 | 3.7946 | 1994.4995 | 5.9372
VFD - 10 hp - Institutional - Make-up Air Fan | BNI HVAC | ROB/NEW | 15 | N/A | 34308.571 | 523.2 | N/A | N/A | 2986.2 | 1500 | 1012.1044 | 0 | 2512.1044 | 35244.0398 | 0 | 35244.0398 | 71% | 11.2518 | 14.0297 | 0.097043 | 0.0064696 | 6.3264 | VFD - 10 hp - Institutional - Make-up Air Fan | 2.5594 | 1.0164 | 66.2549 | 1.0164 | 66.2549 | 993.8235 | 90205.295 | 8016.9759 | 82188.3191 | 11.2518 | 6429.601 | 14.0297
VFD - 10 hp - Retail - Supply Fan | BNI HVAC | ROB/NEW | 15 | N/A | 13097.143 | 542.4 | N/A | N/A | 3448.62 | 1500 | 442.8737 | 0 | 1942.8737 | 13835.5507 | 0 | 13835.5507 | 71% | 4.7851 | 7.1212 | 0.19661 | 0.013107 | 4.7197 | VFD - 10 hp - Retail - Supply Fan | 9.7199 | 4.0014 | 96.0522 | 4.0014 | 96.0522 | 1440.7824 | 134480.0908 | 28104.043 | 106376.0478 | 4.7851 | 18884.5269 | 7.1212
VFD - 15 hp - Institutional - Chilled Water Pump | BNI HVAC | ROB/NEW | 15 | N/A | 12486.0335 | 3216.8715 | N/A | N/A | 5894.56 | 1875 | 524.3348 | 0 | 2399.3348 | 16194.087 | 0 | 16194.087 | 71% | 3.4386 | 6.7494 | 0.25468 | 0.016979 | 0.98275 | VFD - 15 hp - Institutional - Chilled Water Pump | 5.1189 | 12.4982 | 48.2247 | 12.4982 | 48.2247 | 723.3711 | 82895.8544 | 24107.3018 | 58788.5526 | 3.4386 | 12281.9466 | 6.7494
VFD - 15 hp - Retail - Exhaust Fan | BNI HVAC | ROB/NEW | 15 | N/A | 51821.2291 | 767.2626 | N/A | N/A | 5894.56 | 1875 | 1508.5146 | 0 | 3383.5146 | 53208.6083 | 0 | 53208.6083 | 71% | 9.3453 | 15.7258 | 0.086535 | 0.005769 | 5.8104 | VFD - 15 hp - Retail - Exhaust Fan | 5.1189 | 2.981 | 200.1488 | 2.981 | 200.1488 | 3002.2326 | 272369.356 | 29145.2158 | 243224.1402 | 9.3453 | 17319.8607 | 15.7258
VFD - 25 hp - Institutional - Exhaust Fan | BNI HVAC | ROB/NEW | 15 | N/A | 92719.78 | 4350 | N/A | N/A | 6962.55 | 3125 | 2775.6642 | 0 | 5900.6642 | 98514.8979 | 0 | 98514.8979 | 71% | 12.7625 | 16.6956 | 0.084345 | 0.005623 | 1.7873 | VFD - 25 hp - Institutional - Exhaust Fan | 5.1189 | 16.9006 | 358.1111 | 16.9006 | 358.1111 | 5371.6663 | 504287.5609 | 39513.1442 | 464774.4166 | 12.7625 | 30204.8892 | 16.6956
VFD - 25 hp - Institutional - Hot Water Circulating Loop Pump | BNI HVAC | ROB/NEW | 15 | N/A | 66098.9011 | 3438.4615 | N/A | N/A | 6962.55 | 3125 | 2033.5835 | 0 | 5158.5835 | 70605.6024 | 0 | 70605.6024 | 71% | 10.1198 | 13.687 | 0.10343 | 0.0068957 | 1.9767 | VFD - 25 hp - Institutional - Hot Water Circulating Loop Pump | 5.1189 | 13.3591 | 255.2934 | 13.3591 | 255.2934 | 3829.4012 | 361422.7672 | 35714.5099 | 325708.2573 | 10.1198 | 26406.2548 | 13.687
VFD - 30 hp - Institutional - Make-up Air Fan | BNI HVAC | ROB/NEW | 15 | N/A | 98976 | 1509.2308 | N/A | N/A | 6596.1 | 3750 | 2890.9265 | 0 | 6640.9265 | 101674.56 | 0 | 101674.56 | 71% | 13.4239 | 15.3103 | 0.088926 | 0.0059284 | 5.7977 | VFD - 30 hp - Institutional - Make-up Air Fan | 2.5594 | 2.9318 | 191.1372 | 2.9318 | 191.1372 | 2867.0584 | 260230.7719 | 19385.6641 | 240845.1078 | 13.4239 | 16997.1076 | 15.3103
VFD - 30 hp - Retail - Supply Fan | BNI HVAC | ROB/NEW | 15 | N/A | 37780.22 | 1564.6154 | N/A | N/A | 6596.1 | 3750 | 1248.6741 | 0 | 4998.6741 | 39910.2422 | 0 | 39910.2422 | 71% | 6.7281 | 7.9842 | 0.17536 | 0.01169 | 4.2095 | VFD - 30 hp - Retail - Supply Fan | 10.508 | 12.4785 | 299.539 | 12.4785 | 299.539 | 4493.0845 | 419376.5804 | 62332.4222 | 357044.1582 | 6.7281 | 52526.0366 | 7.9842
VFD - 40 hp - Warehousing - Exhaust Fan | BNI HVAC | ROB/NEW | 15 | N/A | 144383.86 | 6906.8702 | N/A | N/A | 7607.88 | 5000 | 4332.9049 | 0 | 9332.9049 | 153556.0717 | 0 | 153556.0717 | 71% | 15.7744 | 16.4532 | 0.08567 | 0.0057113 | 1.7804 | VFD - 40 hp - Warehousing - Exhaust Fan | 5.1189 | 26.8345 | 557.653 | 26.8345 | 557.653 | 8364.7946 | 786037.6296 | 49829.896 | 736207.7337 | 15.7744 | 47774.1738 | 16.4532
VFD - 5 hp - Institutional - Chilled Water Pump | BNI HVAC | ROB/NEW | 15 | N/A | 14192.982 | 1122.4561 | N/A | N/A | 2594.34 | 937.5 | 461.3476 | 0 | 1398.8476 | 15588.1144 | 0 | 15588.1144 | 71% | 6.7676 | 11.1435 | 0.13063 | 0.0087084 | 1.6421 | VFD - 5 hp - Institutional - Chilled Water Pump | 5.1189 | 4.361 | 54.8175 | 4.361 | 54.8175 | 822.2621 | 79793.9432 | 11790.5028 | 68003.4405 | 6.7676 | 7160.5562 | 11.1435
VFD - 5 hp - Retail - Exhaust Fan | BNI HVAC | ROB/NEW | 15 | N/A | 18081.871 | 267.7193 | N/A | N/A | 3056.76 | 937.5 | 540.5258 | 0 | 1478.0258 | 18565.9663 | 0 | 18565.9663 | 71% | 6.8488 | 12.5613 | 0.10834 | 0.0072224 | 7.2742 | VFD - 5 hp - Retail - Exhaust Fan | 5.1189 | 1.0401 | 69.8375 | 1.0401 | 69.8375 | 1047.5626 | 95037.2589 | 13876.4344 | 81160.8245 | 6.8488 | 7565.8609 | 12.5613
VFD - 7.5 hp - Institutional - Chilled Water Pump | BNI HVAC | ROB/NEW | 15 | N/A | 21289.474 | 1683.6842 | N/A | N/A | 3226.58 | 1250 | 684.209 | 0 | 1934.209 | 23382.1726 | 0 | 23382.1726 | 71% | 7.8593 | 12.0888 | 0.12041 | 0.0080275 | 1.5137 | VFD - 7.5 hp - Institutional - Chilled Water Pump | 5.1189 | 6.5414 | 82.2262 | 6.5414 | 82.2262 | 1233.3932 | 119690.92 | 15229.1304 | 104461.7897 | 7.8593 | 9901.0154 | 12.0888
VFD - 7.5 hp - Warehousing - Exhaust Fan | BNI HVAC | ROB/NEW | 15 | N/A | 29035.088 | 1388.9474 | N/A | N/A | 3226.58 | 1250 | 883.5579 | 0 | 2133.5579 | 30879.5876 | 0 | 30879.5876 | 71% | 9.7276 | 14.4733 | 0.09739 | 0.0064926 | 2.024 | VFD - 7.5 hp - Warehousing - Exhaust Fan | 5.1189 | 5.3963 | 112.1421 | 5.3963 | 112.1421 | 1682.1309 | 158069.4112 | 16249.5767 | 141819.8345 | 9.7276 | 10921.4618 | 14.4733
VFD Milk Transfer Pump | BNI Process | ROB/NEW | 15 | N/A | 2545.875 | 671 | N/A | N/A | 3780 | 625 | 119.4917 | 0 | 744.4917 | 3318.7265 | 0 | 3318.7265 | 71% | 1.1839 | 4.4577 | 0.38757 | 0.025838 | 1.4619 | VFD Milk Transfer Pump | 2.627 | 1.3379 | 5.0462 | 1.3379 | 5.0462 | 75.6933 | 8718.2895 | 7364.2429 | 1354.0466 | 1.1839 | 1955.7785 | 4.4577
VFD Milk Vacuum Pump | BNI Process | ROB/NEW | 15 | N/A | 6492.659 | 1818 | N/A | N/A | 6360.48 | 187.5 | 237.5737 | 0 | 425.0737 | 8582.4428 | 0 | 8582.4428 | 71% | 1.8055 | 20.1905 | 0.086771 | 0.0057847 | 0.30807 | VFD Milk Vacuum Pump | 10.508 | 14.4994 | 51.4768 | 14.4994 | 51.4768 | 772.1518 | 90184.2566 | 49949.9013 | 40234.3552 | 1.8055 | 4466.672 | 20.1905
Wall Mounted Area Luminaire (1000 lumen) (full and no-cutoff) | BNI Lighting | ROB/NEW | 20 | N/A | 153.3 | 34.3 | N/A | N/A | 28.595 | 18.75 | 7.6373 | 0 | 26.3873 | 251.9764 | 0 | 251.9764 | 77% | 8.4968 | 9.5492 | 0.21035 | 0.010518 | 0.93466 | Wall Mounted Area Luminaire (1000 lumen) (full and no-cutoff) | 441.3357 | 12.4604 | 55.3621 | 12.4604 | 55.3621 | 1107.2423 | 111206.2075 | 13088.0125 | 98118.195 | 8.4968 | 11645.6611 | 9.5492
Wall Mounted Area Luminaire (10000 lumen) (full and no-cutoff) | BNI Lighting | ROB/NEW | 20 | N/A | 776.3988 | 177.26 | N/A | N/A | 285.95 | 75 | 37.8276 | 0 | 112.8276 | 1281.6414 | 0 | 1281.6414 | 77% | 4.9674 | 11.3593 | 0.17759 | 0.0088797 | 0.77332 | Wall Mounted Area Luminaire (10000 lumen) (full and no-cutoff) | 3594.745 | 524.5021 | 2283.7805 | 524.5021 | 2283.7805 | 45675.6092 | 4607174.0614 | 927476.8731 | 3679697.1883 | 4.9674 | 405586.3977 | 11.3593
Wall Mounted Area Luminaire (20000 lumen) (full and no-cutoff) | BNI Lighting | ROB/NEW | 20 | N/A | 1187.0676 | 265.5996 | N/A | N/A | 571.9 | 125 | 58.1295 | 0 | 183.1295 | 1951.1615 | 0 | 1951.1615 | 77% | 3.9141 | 10.6545 | 0.18853 | 0.0094265 | 0.83769 | Wall Mounted Area Luminaire (20000 lumen) (full and no-cutoff) | 51.189 | 11.1911 | 49.7225 | 11.1911 | 49.7225 | 994.4506 | 99877.9385 | 25517.3131 | 74360.6254 | 3.9141 | 9374.2077 | 10.6545
Wall Mounted Area Luminaire (4000 lumen) (full and no-cutoff) | BNI Lighting | ROB/NEW | 20 | N/A | 249.222 | 55.762 | N/A | N/A | 114.38 | 37.5 | 12.767 | 0 | 50.267 | 409.6417 | 0 | 409.6417 | 77% | 4.0623 | 8.1493 | 0.24649 | 0.012324 | 1.0952 | Wall Mounted Area Luminaire (4000 lumen) (full and no-cutoff) | 2353.4126 | 108.0202 | 479.9388 | 108.0202 | 479.9388 | 9598.7761 | 964055.9362 | 237317.1179 | 726738.8182 | 4.0623 | 118298.9218 | 8.1493
Wall wash luminaire (1500 lumen) | BNI Lighting | ROB/NEW | 12 | N/A | 734.7782 | 162.0156 | N/A | N/A | 0 | 25 | 25.9443 | 0 | 50.9443 | 928.7422 | 0 | 928.7422 | 85% | 35.7975 | 18.2305 | 0.076756 | 0.0063963 | 0.34607 | Wall wash luminaire (1500 lumen) | 115.1752 | 16.9556 | 76.4442 | 16.9556 | 76.4442 | 917.3307 | 106968.0364 | 2988.1438 | 103979.8925 | 35.7975 | 5867.5231 | 18.2305
Wall Wash Luminaire (1000 lumen) | BNI Lighting | ROB/NEW | 12 | N/A | 126.4286 | 27.877 | N/A | N/A | 0 | 12.5 | 4.874 | 0 | 17.374 | 159.8028 | 0 | 159.8028 | 85% | 32.7868 | 9.1978 | 0.15213 | 0.012678 | 0.68593 | Wall Wash Luminaire (1000 lumen) | 25.5945 | 0.64832 | 2.9229 | 0.64832 | 2.9229 | 35.0754 | 4090.0687 | 124.7475 | 3965.3213 | 32.7868 | 444.6785 | 9.1978
Custom | [22 empty] | Custom Total
Measure Name | Technology Type | Decision Type | Measure Life | Remaining Useful Life | Gross Annual Energy Savings per Unit at Meter (kWh) Pre-RUL | Gross Peak Demand Savings per Unit at Meter (Watts) Pre-RUL | Gross Annual Energy Savings per Unit at Meter (kWh) Post-RUL | Gross Peak Demand Savings per Unit at Meter (Watts) Post-RUL | Gross Per Unit One-Time Incremental Measure Cost ($) | Per Unit Incentive ($) | Per Unit Program Administrative Cost (inclusive of DI costs) ($) | Per Unit Direct Installation Cost ($) | Per Unit DSM Administrator Cost (Incentive + Administrative) ($) | Per Unit Present Value Avoided Cost Benefits ($) | Per Unit Present Value Non-Energy Benefits ($) | Total Per Unit Present Value Benefits ($) | Net-To-Gross Ratio | Net Total Resource Benefit-Cost Ratio (TRC) | Net Program Administrator Benefit-Cost Ratio (PAC) | Net First-Year Unit Cost / kWh at Generator ($/kWh) | Net Lifetime Unit Cost / kWh at Generator ($/kWh) | Net Unit Cost / Watt at Generator ($/W) | Measure Name | Participation (Units) | Total Peak Demand Savings (kW) | Total First Year Energy Savings (MWh) | Total Cumulative Peak Demand Savings (kW) | Total Cumulative First Year Energy Savings (MWh) | Total Lifetime Energy Savings (MWh) | Total Avoided Cost Benefits ($) | TRC Costs ($) | Total TRC Net Resource Benefits ($) | TRC Ratio | PAC Costs ($) | PAC Ratio
Custom New Construction | BNI Other | ROB/NEW | 16.8 | N/A | 1000000 | 386000 | N/A | N/A | 459665 | 200000 | 163051.6528 | 0 | 363051.6528 | 1538730.2305 | 0 | 1538730.2305 | 70% | 3.1738 | 4.2383 | 0.48805 | 0.02905 | 1.257 | Custom New Construction | 4.02 | 1161.1521 | 2990.4378 | 1161.1521 | 2990.4378 | 50239.355 | 6185695.5267 | 1948964.9543 | 4236730.5724 | 3.1738 | 1459467.6443 | 4.2383
Custom Retrofit | BNI Other | ROB/NEW | 13.8 | N/A | 1000000 | 210000 | N/A | N/A | 459665 | 140000 | 137628.373 | 0 | 277628.373 | 1348796.4972 | 0 | 1348796.4972 | 82% | 2.6213 | 4.8583 | 0.3186 | 0.023087 | 1.5083 | Custom Retrofit | 18.9 | 3479.146 | 16469.7246 | 3479.146 | 16469.7246 | 227282.1995 | 25492253.7975 | 9725064.4195 | 15767189.3781 | 2.6213 | 5247176.2495 | 4.8583
Existing Building Comissioning | BNI Other | ROB/NEW | 5.6 | N/A | 1000000 | 0 | N/A | N/A | 362197.6204 | 100000 | 62157.7683 | 0 | 162157.7683 | 545375.2902 | 0 | 545375.2902 | 81% | 1.5339 | 3.3632 | 0.18838 | 0.03364 | N/A | Existing Building Comissioning | 1.5256 | 0 | 1313.2166 | 0 | 1313.2166 | 7354.0132 | 832024.5427 | 542408.53 | 289616.0127 | 1.5339 | 247387.8914 | 3.3632
Pay-for-Performance | BNI Other | ROB/NEW | 10.35 | N/A | 1000000 | 66000 | N/A | N/A | 459665 | 100000 | 93958.6601 | 0 | 193958.6601 | 913149.7033 | 0 | 913149.7033 | 80% | 1.9778 | 4.708 | 0.22814 | 0.022043 | 3.4365 | Pay-for-Performance | 1.75 | 98.7756 | 1487.78 | 98.7756 | 1487.78 | 15398.523 | 1598011.9808 | 807958.6552 | 790053.3256 | 1.9778 | 339427.6552 | 4.708
Efficient Products Installation | [22 empty] | Efficient Products Installation Total
Measure Name | Technology Type | Decision Type | Measure Life | Remaining Useful Life | Gross Annual Energy Savings per Unit at Meter (kWh) Pre-RUL | Gross Peak Demand Savings per Unit at Meter (Watts) Pre-RUL | Gross Annual Energy Savings per Unit at Meter (kWh) Post-RUL | Gross Peak Demand Savings per Unit at Meter (Watts) Post-RUL | Gross Per Unit One-Time Incremental Measure Cost ($) | Per Unit Incentive ($) | Per Unit Program Administrative Cost (inclusive of DI costs) ($) | Per Unit Direct Installation Cost ($) | Per Unit DSM Administrator Cost (Incentive + Administrative) ($) | Per Unit Present Value Avoided Cost Benefits ($) | Per Unit Present Value Non-Energy Benefits ($) | Total Per Unit Present Value Benefits ($) | Net-To-Gross Ratio | Net Total Resource Benefit-Cost Ratio (TRC) | Net Program Administrator Benefit-Cost Ratio (PAC) | Net First-Year Unit Cost / kWh at Generator ($/kWh) | Net Lifetime Unit Cost / kWh at Generator ($/kWh) | Net Unit Cost / Watt at Generator ($/W) | Measure Name | Participation (Units) | Total Peak Demand Savings (kW) | Total First Year Energy Savings (MWh) | Total Cumulative Peak Demand Savings (kW) | Total Cumulative First Year Energy Savings (MWh) | Total Lifetime Energy Savings (MWh) | Total Avoided Cost Benefits ($) | TRC Costs ($) | Total TRC Net Resource Benefits ($) | TRC Ratio | PAC Costs ($) | PAC Ratio
18W Replacing 100W | Res Lighting | RET | 9.3 | 1 | 62.3336 | 10.138 | 3.2994 | 0.53662 | 0 | 0 | 13.6945 | 12.15 | 13.6945 | 10.9858 | 0 | 10.9858 | 86% | 0.80221 | 0.80221 | 0.23336 | 0.16213 | 1.3698 | 18W Replacing 100W | 1356 | 13.5558 | 79.5748 | 13.5558 | 79.5748 | 114.5343 | 14896.8027 | 18569.8042 | -3673.0015 | 0.80221 | 18569.8042 | 0.80221
5W Chandelier E12 - MURB | Res Lighting | RET | 4 | 1 | 28.7385 | 4.6831 | 1.5212 | 0.24788 | 0 | 0 | 6.4354 | 5.78 | 6.4354 | 4.2952 | 0 | 4.2952 | 86% | 0.66744 | 0.66744 | 0.23786 | 0.20526 | 1.3935 | 5W Chandelier E12 - MURB | 327 | 1.5101 | 8.8472 | 1.5101 | 8.8472 | 10.2521 | 1404.5273 | 2104.3632 | -699.8359 | 0.66744 | 2104.3632 | 0.66744
5W Chandelier E12 | Res Lighting | RET | 4 | 1 | 26.7099 | 4.323 | 1.4138 | 0.22882 | 0 | 0 | 6.4093 | 5.78 | 6.4093 | 3.9895 | 0 | 3.9895 | 86% | 0.62246 | 0.62246 | 0.25489 | 0.21996 | 1.5035 | 5W Chandelier E12 | 19222 | 81.9401 | 483.353 | 81.9401 | 483.353 | 560.1061 | 76686.7511 | 123199.3732 | -46512.6221 | 0.62246 | 123199.3732 | 0.62246
7W G25 - MURB | Res Lighting | RET | 4 | 1 | 27.0725 | 4.415 | 1.433 | 0.23369 | 0 | 0 | 6.0151 | 5.4 | 6.0151 | 4.0465 | 0 | 4.0465 | 86% | 0.67271 | 0.67271 | 0.23601 | 0.20367 | 1.3816 | 7W G25 - MURB | 296 | 1.2887 | 7.5442 | 1.2887 | 7.5442 | 8.7422 | 1197.7576 | 1780.4837 | -582.726 | 0.67271 | 1780.4837 | 0.67271
7W G25 | Res Lighting | RET | 4 | 1 | 25.1615 | 4.0756 | 1.3318 | 0.21572 | 0 | 0 | 5.9906 | 5.4 | 5.9906 | 3.7585 | 0 | 3.7585 | 86% | 0.6274 | 0.6274 | 0.2529 | 0.21824 | 1.4906 | 7W G25 | 4158 | 16.7102 | 98.4951 | 16.7102 | 98.4951 | 114.1354 | 15627.9086 | 24908.8544 | -9280.9458 | 0.6274 | 24908.8544 | 0.6274
7W GU10 Replacing 35W | Res Lighting | RET | 4.8 | 1 | 21.3679 | 3.4569 | 1.131 | 0.18298 | 0 | 0 | 6.3808 | 5.81 | 6.3808 | 3.2858 | 0 | 3.2858 | 86% | 0.51495 | 0.51495 | 0.31719 | 0.26408 | 1.8718 | 7W GU10 Replacing 35W | 582 | 1.9839 | 11.7079 | 1.9839 | 11.7079 | 14.0628 | 1912.3176 | 3713.6036 | -1801.286 | 0.51495 | 3713.6036 | 0.51495
7W GU10 Replacing 50W - MURB | Res Lighting | RET | 5.5 | 1 | 35.5213 | 5.7555 | 1.8802 | 0.30464 | 0 | 0 | 6.5788 | 5.81 | 6.5788 | 5.607 | 0 | 5.607 | 86% | 0.85229 | 0.85229 | 0.19673 | 0.15888 | 1.1591 | 7W GU10 Replacing 50W - MURB | 202 | 1.1464 | 6.7551 | 1.1464 | 6.7551 | 8.3641 | 1132.6163 | 1328.9084 | -196.2921 | 0.85229 | 1328.9084 | 0.85229
7W GU10 Replacing 50W | Res Lighting | RET | 5.5 | 1 | 32.79 | 5.3129 | 1.7356 | 0.28122 | 0 | 0 | 6.542 | 5.81 | 6.542 | 5.1759 | 0 | 5.1759 | 86% | 0.79118 | 0.79118 | 0.21192 | 0.17116 | 1.2487 | 7W GU10 Replacing 50W | 7456 | 39.0615 | 230.1659 | 39.0615 | 230.1659 | 284.9891 | 38591.3429 | 48777.0062 | -10185.6633 | 0.79118 | 48777.0062 | 0.79118
9.5W Replacing 100W - MURB | Res Lighting | RET | 9.3 | 1 | 73.849 | 12.0089 | 3.9089 | 0.63564 | 0 | 0 | 11.2636 | 9.67 | 11.2636 | 13.0151 | 0 | 13.0151 | 86% | 1.1555 | 1.1555 | 0.16201 | 0.11256 | 0.95114 | 9.5W Replacing 100W - MURB | 5 | 0.059209 | 0.34762 | 0.059209 | 0.34762 | 0.50034 | 65.0756 | 56.3182 | 8.7574 | 1.1555 | 56.3182 | 1.1555
9.5W Replacing 100W | Res Lighting | RET | 9.3 | 1 | 68.8139 | 11.2215 | 3.6424 | 0.59397 | 0 | 0 | 11.1882 | 9.67 | 11.1882 | 12.1313 | 0 | 12.1313 | 86% | 1.0843 | 1.0843 | 0.1727 | 0.11999 | 1.0111 | 9.5W Replacing 100W | 488 | 5.3998 | 31.6147 | 5.3998 | 31.6147 | 45.5039 | 5920.0548 | 5459.8636 | 460.1912 | 1.0843 | 5459.8636 | 1.0843
9.5W Replacing 40W - MURB | Res Lighting | RET | 5 | 1 | 24.9199 | 4.0416 | 1.319 | 0.21393 | 0 | 0 | 10.4828 | 9.67 | 10.4828 | 3.8603 | 0 | 3.8603 | 86% | 0.36826 | 0.36826 | 0.44683 | 0.36875 | 2.6302 | 9.5W Replacing 40W - MURB | 34 | 0.1355 | 0.79766 | 0.1355 | 0.79766 | 0.96655 | 131.2519 | 356.4142 | -225.1624 | 0.36826 | 356.4142 | 0.36826
9.5W Replacing 40W | Res Lighting | RET | 5 | 1 | 23.2208 | 3.7766 | 1.2291 | 0.1999 | 0 | 0 | 7.3104 | 6.67 | 7.3104 | 3.5981 | 0 | 3.5981 | 86% | 0.49219 | 0.49219 | 0.33441 | 0.27598 | 1.9629 | 9.5W Replacing 40W | 1327 | 4.9418 | 29.0096 | 4.9418 | 29.0096 | 35.1517 | 4774.6549 | 9700.9023 | -4926.2475 | 0.49219 | 9700.9023 | 0.49219
9.5W Replacing 60W - MURB | Res Lighting | RET | 6.7 | 1 | 41.2296 | 6.6836 | 2.1823 | 0.35377 | 0 | 0 | 10.7331 | 9.67 | 10.7331 | 6.7946 | 0 | 6.7946 | 86% | 0.63305 | 0.63305 | 0.27652 | 0.21243 | 1.6285 | 9.5W Replacing 60W - MURB | 156 | 1.0281 | 6.0552 | 1.0281 | 6.0552 | 7.8821 | 1059.9585 | 1674.356 | -614.3974 | 0.63305 | 1674.356 | 0.63305
9.5W Replacing 60W | Res Lighting | RET | 6.7 | 1 | 38.4185 | 6.2453 | 2.0335 | 0.33057 | 0 | 0 | 10.6937 | 9.67 | 10.6937 | 6.3331 | 0 | 6.3331 | 86% | 0.59222 | 0.59222 | 0.29566 | 0.22713 | 1.7364 | 9.5W Replacing 60W | 9135 | 56.2569 | 330.402 | 56.2569 | 330.402 | 430.0865 | 57852.4347 | 97686.7902 | -39834.3555 | 0.59222 | 97686.7902 | 0.59222
9W Replacing 100W | Res Lighting | RET | 9.3 | 1 | 69.1996 | 11.2215 | 3.6628 | 0.59397 | 0 | 0 | 8.2534 | 6.87 | 8.2534 | 12.1922 | 0 | 12.1922 | 86% | 1.4772 | 1.4772 | 0.12669 | 0.08802 | 0.74585 | 9W Replacing 100W | 1912 | 21.1568 | 124.5619 | 21.1568 | 124.5619 | 179.2853 | 23311.4317 | 15780.5784 | 7530.8533 | 1.4772 | 15780.5784 | 1.4772
9W Replacing 40W - MURB | Res Lighting | RET | 5 | 1 | 25.3339 | 4.1079 | 1.3409 | 0.21743 | 0 | 0 | 7.5482 | 6.87 | 7.5482 | 3.9244 | 0 | 3.9244 | 86% | 0.51991 | 0.51991 | 0.31649 | 0.26119 | 1.8634 | 9W Replacing 40W - MURB | 48 | 0.19443 | 1.1448 | 0.19443 | 1.1448 | 1.3872 | 188.371 | 362.3152 | -173.9443 | 0.51991 | 362.3152 | 0.51991
9W Replacing 40W | Res Lighting | RET | 5 | 1 | 23.6066 | 3.8385 | 1.2495 | 0.20318 | 0 | 0 | 7.5255 | 6.87 | 7.5255 | 3.6578 | 0 | 3.6578 | 86% | 0.48605 | 0.48605 | 0.33862 | 0.27945 | 1.9881 | 9W Replacing 40W | 4387 | 16.6051 | 97.4976 | 16.6051 | 97.4976 | 118.1402 | 16046.6707 | 33014.3376 | -16967.6669 | 0.48605 | 33014.3376 | 0.48605
9W Replacing 60W - MURB | Res Lighting | RET | 6.7 | 1 | 41.6436 | 6.7498 | 2.2042 | 0.35728 | 0 | 0 | 7.7989 | 6.87 | 7.7989 | 6.8627 | 0 | 6.8627 | 86% | 0.87997 | 0.87997 | 0.19893 | 0.15282 | 1.1717 | 9W Replacing 60W - MURB | 4803 | 31.9681 | 188.3016 | 31.9681 | 188.3016 | 245.1136 | 32961.7479 | 37457.938 | -4496.1901 | 0.87997 | 37457.938 | 0.87997
9W Replacing 60W | Res Lighting | RET | 6.7 | 1 | 38.8042 | 6.3073 | 2.0539 | 0.33385 | 0 | 0 | 7.7591 | 6.87 | 7.7591 | 6.3966 | 0 | 6.3966 | 86% | 0.82439 | 0.82439 | 0.21239 | 0.16317 | 1.2475 | 9W Replacing 60W | 128375 | 798.4203 | 4689.7876 | 798.4203 | 4689.7876 | 6104.7291 | 821158.3304 | 996074.3914 | -174916.061 | 0.82439 | 996074.3914 | 0.82439
Air Sealing Measures - Elect Res - MURB | Res HVAC | ROB/NEW | 15 | N/A | 171.73 | 48.1437 | N/A | N/A | 0 | 0 | 57.3542 | 27.06 | 57.3542 | 339.3037 | 0 | 339.3037 | 102% | 5.9159 | 5.9159 | 0.29911 | 0.01994 | 1.0186 | Air Sealing Measures - Elect Res - MURB | 800.7551 | 45.087 | 153.5469 | 45.087 | 153.5469 | 2303.2041 | 271699.1739 | 45926.6439 | 225772.53 | 5.9159 | 45926.6439 | 5.9159
Air Sealing Measures - Elect Res | Res HVAC | ROB/NEW | 15 | N/A | 164.8 | 46.63 | N/A | N/A | 0 | 0 | 57.824 | 28.56 | 57.824 | 326.3472 | 0 | 326.3472 | 102% | 5.6438 | 5.6438 | 0.31424 | 0.020949 | 1.0603 | Air Sealing Measures - Elect Res | 800.7551 | 43.6694 | 147.3507 | 43.6694 | 147.3507 | 2210.2605 | 261324.1462 | 46302.8873 | 215021.2589 | 5.6438 | 46302.8873 | 5.6438
Air Sealing Measures - HP - MURB | Res HVAC | ROB/NEW | 15 | N/A | 75.36 | 21.03 | N/A | N/A | 0 | 0 | 41.099 | 27.06 | 41.099 | 148.7301 | 0 | 148.7301 | 102% | 3.6188 | 3.6188 | 0.48843 | 0.032562 | 1.6709 | Air Sealing Measures - HP - MURB | 388.2449 | 9.549 | 32.6695 | 9.549 | 32.6695 | 490.0419 | 57743.6981 | 15956.4953 | 41787.2028 | 3.6188 | 15956.4953 | 3.6188
Air Sealing Measures - HP | Res HVAC | ROB/NEW | 15 | N/A | 74.23 | 19.6236 | N/A | N/A | 0 | 0 | 42.3243 | 28.56 | 42.3243 | 144.6292 | 0 | 144.6292 | 102% | 3.4172 | 3.4172 | 0.51064 | 0.034043 | 1.8441 | Air Sealing Measures - HP | 388.2449 | 8.9104 | 32.1796 | 8.9104 | 32.1796 | 482.6939 | 56151.5474 | 16432.1773 | 39719.3701 | 3.4172 | 16432.1773 | 3.4172
Dimmer Switch | Res Lighting | ROB/NEW | 10 | N/A | 13.668 | 1.6115 | N/A | N/A | 0 | 0 | 57.1381 | 53.082 | 57.1381 | 16.4364 | 0 | 16.4364 | 100% | 0.28766 | 0.28766 | 3.8188 | 0.38188 | 30.9216 | Dimmer Switch | 1307.9 | 2.4167 | 19.5693 | 2.4167 | 19.5693 | 195.6927 | 21497.1649 | 74730.8623 | -53233.6974 | 0.28766 | 74730.8623 | 0.28766
Faucet Aerators - MURB | Res Domestic Hot Water (DHW) | ROB/NEW | 10 | N/A | 120.9 | 19.623 | N/A | N/A | 0 | 0 | 36.6241 | 22.34 | 36.6241 | 154.3698 | 0 | 154.3698 | 102% | 4.215 | 4.215 | 0.2713 | 0.02713 | 1.5958 | Faucet Aerators - MURB | 239 | 5.485 | 32.2641 | 5.485 | 32.2641 | 322.641 | 36894.3754 | 8753.157 | 28141.2184 | 4.215 | 8753.157 | 4.215
Faucet Aerators | Res Domestic Hot Water (DHW) | ROB/NEW | 10 | N/A | 95.79 | 15.531 | N/A | N/A | 0 | 0 | 33.8878 | 22.34 | 33.8878 | 122.2897 | 0 | 122.2897 | 102% | 3.6087 | 3.6087 | 0.31683 | 0.031683 | 1.8656 | Faucet Aerators | 6672 | 121.1902 | 713.6274 | 121.1902 | 713.6274 | 7136.2737 | 815917.1512 | 226099.3825 | 589817.7687 | 3.6087 | 226099.3825 | 3.6087
Hot Water Tank Wrap - MURB | Res Domestic Hot Water (DHW) | ROB/NEW | 7 | N/A | 57.23 | 9.3072 | N/A | N/A | 0 | 0 | 29.643 | 23.66 | 29.643 | 56.2744 | 0 | 56.2744 | 102% | 1.8984 | 1.8984 | 0.46388 | 0.066269 | 2.7231 | Hot Water Tank Wrap - MURB | 169 | 1.8396 | 10.7996 | 1.8396 | 10.7996 | 75.5969 | 9510.3804 | 5009.6622 | 4500.7182 | 1.8984 | 5009.6622 | 1.8984
Hot Water Tank Wrap | Res Domestic Hot Water (DHW) | ROB/NEW | 7 | N/A | 137.2647 | 22.3131 | N/A | N/A | 0 | 0 | 36.355 | 23.66 | 36.355 | 134.9653 | 0 | 134.9653 | 102% | 3.7124 | 3.7124 | 0.2372 | 0.033886 | 1.3931 | Hot Water Tank Wrap | 2378 | 62.0561 | 364.4735 | 62.0561 | 364.4735 | 2551.3148 | 320947.4656 | 86452.114 | 234495.3516 | 3.7124 | 86452.114 | 3.7124
Indoor motion sensor | Res Lighting | ROB/NEW | 10 | N/A | 36.8232 | 0 | N/A | N/A | 0 | 0 | 53.2203 | 47.48 | 53.2203 | 39.4656 | 0 | 39.4656 | 100% | 0.74155 | 0.74155 | 1.3203 | 0.13203 | N/A | Indoor motion sensor | 1307.9 | 0 | 52.7219 | 0 | 52.7219 | 527.2192 | 51617.1002 | 69606.7667 | -17989.6665 | 0.74155 | 69606.7667 | 0.74155
LED - ENERGY STAR Fixture with Motion Sensor | Res Lighting | RET | 9.7 | 1 | 137 | 22.2 | 27.4 | 8.805 | 0 | 0 | 91.3017 | 82.46 | 91.3017 | 55.3217 | 0 | 55.3217 | 102% | 0.60592 | 0.60592 | 0.59685 | 0.21783 | 3.5163 | LED - ENERGY STAR Fixture with Motion Sensor | 523.16 | 13.5831 | 80.0296 | 13.5831 | 80.0296 | 219.281 | 28942.0803 | 47765.3992 | -18823.3189 | 0.60592 | 47765.3992 | 0.60592
LED Nightlights - MURB | Res Lighting | RET | 23 | 7.6667 | 24.1578 | 3.9388 | 24.1578 | 3.9388 | 0 | 0 | 8.0615 | 3.87 | 8.0615 | 46.872 | 0 | 46.872 | 86% | 5.8143 | 5.8143 | 0.35446 | 0.015411 | 2.0755 | LED Nightlights - MURB | 991 | 3.849 | 22.5385 | 3.849 | 22.5385 | 518.3861 | 46450.1052 | 7988.9258 | 38461.1794 | 5.8143 | 7988.9258 | 5.8143
LED Nightlights | Res Lighting | RET | 23 | 7.6667 | 22.4526 | 3.6358 | 22.4526 | 3.6358 | 0 | 0 | 7.7749 | 3.87 | 7.7749 | 43.5121 | 0 | 43.5121 | 86% | 5.5965 | 5.5965 | 0.36782 | 0.015992 | 2.1685 | LED Nightlights | 9022 | 32.3453 | 190.7053 | 32.3453 | 190.7053 | 4386.2227 | 392565.7208 | 70145.0909 | 322420.6299 | 5.5965 | 70145.0909 | 5.5965
Low-flow showerhead - 1.0 gpm Reduction - MURB | Res Domestic Hot Water (DHW) | ROB/NEW | 10 | N/A | 404.95 | 65.593 | N/A | N/A | 0 | 0 | 94.1223 | 50.12 | 94.1223 | 486.4985 | 0 | 486.4985 | 96% | 5.1688 | 5.1688 | 0.22117 | 0.022117 | 1.3036 | Low-flow showerhead - 1.0 gpm Reduction - MURB | 112 | 8.0865 | 47.6635 | 8.0865 | 47.6635 | 476.6348 | 54487.8358 | 10541.6937 | 43946.1421 | 5.1688 | 10541.6937 | 5.1688
Low-flow showerhead - 1.0 gpm Reduction | Res Domestic Hot Water (DHW) | ROB/NEW | 10 | N/A | 355.11 | 57.494 | N/A | N/A | 0 | 0 | 89.0127 | 50.12 | 89.0127 | 426.5941 | 0 | 426.5941 | 96% | 4.7925 | 4.7925 | 0.23852 | 0.023852 | 1.4065 | Low-flow showerhead - 1.0 gpm Reduction | 2219 | 140.431 | 828.1072 | 140.431 | 828.1072 | 8281.0719 | 946612.28 | 197519.1137 | 749093.1663 | 4.7925 | 197519.1137 | 4.7925
Motion sensor with dimmer switch | Res Lighting | ROB/NEW | 10 | N/A | 43.0944 | 0 | N/A | N/A | 0 | 0 | 63.8105 | 57.02 | 63.8105 | 46.1869 | 0 | 46.1869 | 100% | 0.72381 | 0.72381 | 1.3526 | 0.13526 | N/A | Motion sensor with dimmer switch | 130.79 | 0 | 6.1701 | 0 | 6.1701 | 61.7008 | 6040.7785 | 8345.7809 | -2305.0024 | 0.72381 | 8345.7809 | 0.72381
Outdoor motion sensor | Res Lighting | ROB/NEW | 10 | N/A | 159 | 0 | N/A | N/A | 0 | 0 | 78.0497 | 60.49 | 78.0497 | 170.4098 | 0 | 170.4098 | 100% | 2.1833 | 2.1833 | 0.44842 | 0.044842 | N/A | Outdoor motion sensor | 130.79 | 0 | 22.765 | 0 | 22.765 | 227.6495 | 22287.9026 | 10208.1252 | 12079.7774 | 2.1833 | 10208.1252 | 2.1833
PAR20 7 W Replacing 50 W - MURB | Res Lighting | ROB/NEW | 5.5 | N/A | 35.3192 | 5.7555 | N/A | N/A | 0 | 0 | 10.9409 | 8.51 | 10.9409 | 23.5108 | 0 | 23.5108 | 86% | 2.1489 | 2.1489 | 0.32904 | 0.059826 | 1.9277 | PAR20 7 W Replacing 50 W - MURB | 296 | 1.6799 | 9.8423 | 1.6799 | 9.8423 | 54.1326 | 6959.2052 | 3238.4987 | 3720.7065 | 2.1489 | 3238.4987 | 2.1489
PAR20 7 W Replacing 50 W | Res Lighting | ROB/NEW | 5.5 | N/A | 32.8261 | 5.3129 | N/A | N/A | 0 | 0 | 10.7978 | 8.51 | 10.7978 | 21.8337 | 0 | 21.8337 | 86% | 2.022 | 2.022 | 0.3494 | 0.063528 | 2.061 | PAR20 7 W Replacing 50 W | 4158 | 21.7835 | 128.4982 | 21.7835 | 128.4982 | 706.7402 | 90784.6128 | 44897.3521 | 45887.2607 | 2.022 | 44897.3521 | 2.022
PAR38 15 W Replacing 150 W | Res Lighting | ROB/NEW | 6.8 | N/A | 102.9686 | 16.627 | N/A | N/A | 0 | 0 | 28.8525 | 20.73 | 28.8525 | 83.0753 | 0 | 83.0753 | 86% | 2.8793 | 2.8793 | 0.29764 | 0.04377 | 1.7597 | PAR38 15 W Replacing 150 W | 1912 | 31.3482 | 185.3473 | 31.3482 | 185.3473 | 1260.3616 | 158839.9169 | 55165.9204 | 103673.9965 | 2.8793 | 55165.9204 | 2.8793
Pipe Insulation - MURB | Res Domestic Hot Water (DHW) | ROB/NEW | 15 | N/A | 6.731 | 1.0969 | N/A | N/A | 0 | 0 | 3.0768 | 1.96 | 3.0768 | 11.9445 | 0 | 11.9445 | 102% | 3.8821 | 3.8821 | 0.40938 | 0.027292 | 2.3982 | Pipe Insulation - MURB | 101 | 0.12957 | 0.7591 | 0.12957 | 0.7591 | 11.3864 | 1206.3912 | 310.7581 | 895.6331 | 3.8821 | 310.7581 | 3.8821
Pipe Insulation | Res Domestic Hot Water (DHW) | ROB/NEW | 15 | N/A | 11.9812 | 1.9469 | N/A | N/A | 0 | 0 | 3.8707 | 1.96 | 3.8707 | 21.2514 | 0 | 21.2514 | 102% | 5.4904 | 5.4904 | 0.28933 | 0.019289 | 1.6998 | Pipe Insulation | 13272.4099 | 30.2207 | 177.5598 | 30.2207 | 177.5598 | 2663.3971 | 282057.641 | 51372.9422 | 230684.6989 | 5.4904 | 51372.9422 | 5.4904
Smart thermostats for central air source heat pump | Res HVAC | ROB/NEW | 11 | N/A | 831 | 0 | N/A | N/A | 0 | 0 | 198.9433 | 109.56 | 198.9433 | 983.6987 | 0 | 983.6987 | 102% | 4.9446 | 4.9446 | 0.21441 | 0.019491 | N/A | Smart thermostats for central air source heat pump | 50 | 0 | 46.3945 | 0 | 46.3945 | 510.3393 | 49184.9355 | 9947.1668 | 39237.7688 | 4.9446 | 9947.1668 | 4.9446
Smart thermostats for electric baseboards | Res HVAC | ROB/NEW | 11 | N/A | 418.6073 | 0 | N/A | N/A | 0 | 0 | 162.5334 | 114.54 | 162.5334 | 495.5276 | 0 | 495.5276 | 102% | 3.0488 | 3.0488 | 0.34773 | 0.031612 | N/A | Smart thermostats for electric baseboards | 2450 | 0 | 1145.1652 | 0 | 1145.1652 | 12596.8171 | 1214042.6047 | 398206.8441 | 815835.7606 | 3.0488 | 398206.8441 | 3.0488
Smart thermostats for mini-split heat pumps | Res HVAC | ROB/NEW | 11 | N/A | 207.8191 | 0 | N/A | N/A | 0 | 0 | 123.8203 | 97.94 | 123.8203 | 246.0064 | 0 | 246.0064 | 102% | 1.9868 | 1.9868 | 0.5336 | 0.048509 | N/A | Smart thermostats for mini-split heat pumps | 262.5 | 0 | 60.913 | 0 | 60.913 | 670.043 | 64576.6886 | 32502.8306 | 32073.858 | 1.9868 | 32502.8306 | 1.9868
Thermostatic Shower Valves -2.5gpm - MURB | Res Other | ROB/NEW | 10 | N/A | 124.41 | 20.184 | N/A | N/A | 0 | 0 | 60.7985 | 45 | 60.7985 | 158.8416 | 0 | 158.8416 | 102% | 2.6126 | 2.6126 | 0.43767 | 0.043767 | 2.5754 | Thermostatic Shower Valves -2.5gpm - MURB | 832.3 | 19.6471 | 115.6193 | 19.6471 | 115.6193 | 1156.1934 | 132203.8896 | 50602.6071 | 81601.2826 | 2.6126 | 50602.6071 | 2.6126
Thermostatic Shower Valves -2.5gpm | Res Other | ROB/NEW | 10 | N/A | 108.75 | 17.661 | N/A | N/A | 0 | 0 | 59.0948 | 45 | 59.0948 | 138.8675 | 0 | 138.8675 | 102% | 2.3499 | 2.3499 | 0.48666 | 0.048666 | 2.8609 | Thermostatic Shower Valves -2.5gpm | 832.3 | 17.1912 | 101.0659 | 17.1912 | 101.0659 | 1010.6585 | 115579.4555 | 49184.6132 | 66394.8423 | 2.3499 | 49184.6132 | 2.3499
Green Heat | [22 empty] | Green Heat Total
Measure Name | Technology Type | Decision Type | Measure Life | Remaining Useful Life | Gross Annual Energy Savings per Unit at Meter (kWh) Pre-RUL | Gross Peak Demand Savings per Unit at Meter (Watts) Pre-RUL | Gross Annual Energy Savings per Unit at Meter (kWh) Post-RUL | Gross Peak Demand Savings per Unit at Meter (Watts) Post-RUL | Gross Per Unit One-Time Incremental Measure Cost ($) | Per Unit Incentive ($) | Per Unit Program Administrative Cost (inclusive of DI costs) ($) | Per Unit Direct Installation Cost ($) | Per Unit DSM Administrator Cost (Incentive + Administrative) ($) | Per Unit Present Value Avoided Cost Benefits ($) | Per Unit Present Value Non-Energy Benefits ($) | Total Per Unit Present Value Benefits ($) | Net-To-Gross Ratio | Net Total Resource Benefit-Cost Ratio (TRC) | Net Program Administrator Benefit-Cost Ratio (PAC) | Net First-Year Unit Cost / kWh at Generator ($/kWh) | Net Lifetime Unit Cost / kWh at Generator ($/kWh) | Net Unit Cost / Watt at Generator ($/W) | Measure Name | Participation (Units) | Total Peak Demand Savings (kW) | Total First Year Energy Savings (MWh) | Total Cumulative Peak Demand Savings (kW) | Total Cumulative First Year Energy Savings (MWh) | Total Lifetime Energy Savings (MWh) | Total Avoided Cost Benefits ($) | TRC Costs ($) | Total TRC Net Resource Benefits ($) | TRC Ratio | PAC Costs ($) | PAC Ratio
ASHP and AWHP - Electrical | Res HVAC | RET | 18 | 6 | 4165.6889 | 1327 | 4165.6889 | 1327 | 11752 | 1061.0526 | 137.9368 | 0 | 1198.9895 | 6337.0495 | 0 | 6337.0495 | 67% | 0.79097 | 5.2853 | 0.39243 | 0.021802 | 1.1761 | ASHP and AWHP - Electrical | 13 | 13.2526 | 39.7192 | 13.2526 | 39.7192 | 714.945 | 82381.6433 | 104153.0989 | -21771.4556 | 0.79097 | 15586.8632 | 5.2853
GSHP | Res HVAC | RET | 25 | 8.3333 | 9973 | 7490 | 9973 | 7490 | 20592 | 1900 | 1208.9922 | 0 | 3108.9922 | 25671.3465 | 0 | 25671.3465 | 67% | 1.7108 | 8.2571 | 0.42504 | 0.017002 | 0.54029 | GSHP | 2 | 11.508 | 14.6294 | 11.508 | 14.6294 | 365.7343 | 51342.693 | 30011.2644 | 21331.4285 | 1.7108 | 6217.9844 | 8.2571
MSHP - Fully Electrical | Res HVAC | RET | 18 | 6 | 2519.2 | 1912 | 2519.2 | 1912 | 5856 | 480 | 145.4619 | 0 | 625.4619 | 2216.557 | 0 | 2216.557 | 28% | 1.2417 | 3.5439 | 0.81001 | 0.045 | 1.0189 | MSHP - Fully Electrical | 2460 | 1510.0557 | 1899.5508 | 1510.0557 | 1899.5508 | 34191.9137 | 5452730.2142 | 4391449.0507 | 1061281.1635 | 1.2417 | 1538636.2507 | 3.5439
MSHP - Mainly Electrical | Res HVAC | RET | 18 | 6 | 857.6 | 2057.6 | 857.6 | 2057.6 | 5856 | 480 | 62.4 | 0 | 542.4 | 1534.2999 | 0 | 1534.2999 | 28% | 0.90143 | 2.8287 | 2.0634 | 0.11463 | 0.82105 | MSHP - Mainly Electrical | 589 | 389.0865 | 154.8293 | 389.0865 | 154.8293 | 2786.9278 | 903702.6443 | 1002525.12 | -98822.4757 | 0.90143 | 319473.6 | 2.8287
Pellet Boiler/Furnace (Electric Resistance) | Res HVAC | RET | 18 | 6 | 13765 | 7750 | 13765 | 7750 | 7980 | 1200 | 980.0728 | 0 | 2180.0728 | 21990.883 | 0 | 21990.883 | 58% | 3.921 | 10.0872 | 0.24945 | 0.013858 | 0.42297 | Pellet Boiler/Furnace (Electric Resistance) | 1 | 5.154 | 8.7398 | 5.154 | 8.7398 | 157.3156 | 21990.883 | 5608.4728 | 16382.4102 | 3.921 | 2180.0728 | 10.0872
Pellet Boiler/Furnace (Heat Pump) | Res HVAC | RET | 18 | 6 | 6257 | 7750 | 6257 | 7750 | 7980 | 1200 | 712.4682 | 0 | 1912.4682 | 14849.6907 | 0 | 14849.6907 | 58% | 2.7804 | 7.7647 | 0.4814 | 0.026745 | 0.37105 | Pellet Boiler/Furnace (Heat Pump) | 1 | 5.154 | 3.9727 | 5.154 | 3.9727 | 71.5092 | 14849.6907 | 5340.8682 | 9508.8225 | 2.7804 | 1912.4682 | 7.7647
Pellet Stove (Electric Resistance) | Res HVAC | RET | 18 | 6 | 8260.8961 | 4000 | 8260.8961 | 4000 | 4384 | 600 | 544.5443 | 0 | 1144.5443 | 12450.0175 | 0 | 12450.0175 | 58% | 4.0327 | 10.8777 | 0.21822 | 0.012123 | 0.43024 | Pellet Stove (Electric Resistance) | 70 | 186.2078 | 367.154 | 186.2078 | 367.154 | 6608.7727 | 871501.2255 | 216108.4997 | 655392.7258 | 4.0327 | 80118.0997 | 10.8777
Pellet Stove (Heat Pump) | Res HVAC | RET | 18 | 6 | 4072 | 4000 | 4072 | 4000 | 4384 | 600 | 395.2411 | 0 | 995.2411 | 8465.7724 | 0 | 8465.7724 | 58% | 2.8815 | 8.5063 | 0.38495 | 0.021386 | 0.37412 | Pellet Stove (Heat Pump) | 8 | 21.2809 | 20.6833 | 21.2809 | 20.6833 | 372.3003 | 67726.1789 | 23503.6891 | 44222.4899 | 2.8815 | 7961.9291 | 8.5063
Residential DHW Timer | Res HVAC | ROB/NEW | 15 | N/A | 0 | 500 | N/A | N/A | 200 | 20 | 34.096 | 0 | 54.096 | 840.4887 | 0 | 840.4887 | 100% | 3.5904 | 15.537 | N/A | N/A | 0.094354 | Residential DHW Timer | 51 | 29.2383 | 0 | 29.2383 | 0 | 0 | 42864.9251 | 11938.8938 | 30926.0313 | 3.5904 | 2758.8938 | 15.537
Residential ETS System (Central) | Res HVAC | RET | 18 | 6 | 0 | 5000 | 0 | 5000 | 5000 | 2000 | 260 | 0 | 2260 | 9898.0869 | 0 | 9898.0869 | 100% | 1.8818 | 4.3797 | N/A | N/A | 0.39419 | Residential ETS System (Central) | 0 | 0 | 0 | 0 | 0 | 0 | 0 | 0 | 0 | N/A | 0 | N/A
Residential ETS System (Room) | Res HVAC | RET | 18 | 6 | 0 | 2500 | 0 | 2500 | 2000 | 900 | 117 | 0 | 1017 | 4949.0434 | 0 | 4949.0434 | 100% | 2.3378 | 4.8663 | N/A | N/A | 0.35477 | Residential ETS System (Room) | 0 | 0 | 0 | 0 | 0 | 0 | 0 | 0 | 0 | N/A | 0 | N/A
Solar Domestic Hot Water | Res Domestic Hot Water (DHW) | RET | 20 | 6.6667 | 2736 | 0 | 2736 | 0 | 3787 | 1000 | 233.2033 | 0 | 1233.2033 | 2754.0415 | 0 | 2754.0415 | 58% | 1.1335 | 2.2332 | 0.7099 | 0.035495 | N/A | Solar Domestic Hot Water | 3 | 0 | 5.2115 | 0 | 5.2115 | 104.2295 | 8262.1246 | 7288.9898 | 973.1349 | 1.1335 | 3699.6098 | 2.2332
Three Element Hot Water Heater | Res Heating, Ventilation and Air-Conditioning | ROB/NEW | 10 | N/A | 0 | 406 | N/A | N/A | 300 | 400 | 59.932 | 0 | 459.932 | 211.6702 | 0 | 211.6702 | 47% | 1.0534 | 0.46022 | N/A | N/A | 2.102 | Three Element Hot Water Heater | 5 | 1.094 | 0 | 1.094 | 0 | 0 | 1058.3509 | 1004.66 | 53.6909 | 1.0534 | 2299.66 | 0.46022
Wood Boiler/Furnace (Electric Resistance) | Res HVAC | RET | 18 | 6 | 13804 | 7660 | 13804 | 7660 | 17533.8333 | 1200 | 977.5905 | 0 | 2177.5905 | 21924.6416 | 0 | 21924.6416 | 58% | 1.9668 | 10.0683 | 0.24846 | 0.013803 | 0.42745 | Wood Boiler/Furnace (Electric Resistance) | 1 | 5.0941 | 8.7645 | 5.0941 | 8.7645 | 157.7613 | 21924.6416 | 11147.2138 | 10777.4277 | 1.9668 | 2177.5905 | 10.0683
Wood Boiler/Furnace (Heat Pump) | Res HVAC | RET | 18 | 6 | 6275 | 7660 | 6275 | 7660 | 17533.8333 | 1200 | 709.2374 | 0 | 1909.2374 | 14763.4753 | 0 | 14763.4753 | 58% | 1.3571 | 7.7327 | 0.47921 | 0.026623 | 0.37477 | Wood Boiler/Furnace (Heat Pump) | 1 | 5.0941 | 3.9842 | 5.0941 | 3.9842 | 71.7149 | 14763.4753 | 10878.8607 | 3884.6146 | 1.3571 | 1909.2374 | 7.7327
Wood Stove (Electric Resistance) | Res HVAC | RET | 18 | 6 | 9473.4371 | 4000 | 9473.4371 | 4000 | 3545 | 600 | 587.7624 | 0 | 1187.7624 | 13603.3191 | 0 | 13603.3191 | 58% | 5.1452 | 11.4529 | 0.19747 | 0.010971 | 0.44649 | Wood Stove (Electric Resistance) | 146 | 388.3764 | 878.18 | 388.3764 | 878.18 | 15807.2401 | 1986084.5945 | 386003.9098 | 1600080.6847 | 5.1452 | 173413.3098 | 11.4529
Wood Stove (Heat Pump) | Res HVAC | RET | 18 | 6 | 4747 | 4000 | 4747 | 4000 | 3545 | 600 | 419.2999 | 0 | 1019.2999 | 9107.7948 | 0 | 9107.7948 | 58% | 3.6793 | 8.9353 | 0.33819 | 0.018788 | 0.38316 | Wood Stove (Heat Pump) | 55 | 146.3062 | 165.7697 | 146.3062 | 165.7697 | 2983.8538 | 500928.7167 | 136146.9939 | 364781.7228 | 3.6793 | 56061.4939 | 8.9353
Home Energy Assessment | [22 empty] | Home Energy Assessment Total
Measure Name | Technology Type | Decision Type | Measure Life | Remaining Useful Life | Gross Annual Energy Savings per Unit at Meter (kWh) Pre-RUL | Gross Peak Demand Savings per Unit at Meter (Watts) Pre-RUL | Gross Annual Energy Savings per Unit at Meter (kWh) Post-RUL | Gross Peak Demand Savings per Unit at Meter (Watts) Post-RUL | Gross Per Unit One-Time Incremental Measure Cost ($) | Per Unit Incentive ($) | Per Unit Program Administrative Cost (inclusive of DI costs) ($) | Per Unit Direct Installation Cost ($) | Per Unit DSM Administrator Cost (Incentive + Administrative) ($) | Per Unit Present Value Avoided Cost Benefits ($) | Per Unit Present Value Non-Energy Benefits ($) | Total Per Unit Present Value Benefits ($) | Net-To-Gross Ratio | Net Total Resource Benefit-Cost Ratio (TRC) | Net Program Administrator Benefit-Cost Ratio (PAC) | Net First-Year Unit Cost / kWh at Generator ($/kWh) | Net Lifetime Unit Cost / kWh at Generator ($/kWh) | Net Unit Cost / Watt at Generator ($/W) | Measure Name | Participation (Units) | Total Peak Demand Savings (kW) | Total First Year Energy Savings (MWh) | Total Cumulative Peak Demand Savings (kW) | Total Cumulative First Year Energy Savings (MWh) | Total Lifetime Energy Savings (MWh) | Total Avoided Cost Benefits ($) | TRC Costs ($) | Total TRC Net Resource Benefits ($) | TRC Ratio | PAC Costs ($) | PAC Ratio
Heat Pump Water Heater | Res Domestic Hot Water (DHW) | RET | 10 | 3.3333 | 1168 | 290 | 1168 | 290 | 2070.5656 | 400 | 52 | 0 | 452 | 1400.4176 | 0 | 1400.4176 | 89% | 0.73908 | 3.0983 | 0.3972 | 0.03972 | 1.5273 | Heat Pump Water Heater | 4 | 1.1837 | 4.5519 | 1.1837 | 4.5519 | 45.5185 | 5601.6702 | 7579.2134 | -1977.5432 | 0.73908 | 1808 | 3.0983
Residential ETS System (Central) | Res HVAC | RET | 20 | 6.6667 | 0 | 5000 | 0 | 5000 | 5000 | 2100 | 376.4896 | 0 | 2476.4896 | 9597.0045 | 0 | 9597.0045 | 89% | 1.9884 | 3.8752 | N/A | N/A | 0.48534 | Residential ETS System (Central) | 8 | 40.819 | 0 | 40.819 | 0 | 0 | 76776.0357 | 38611.9169 | 38164.1189 | 1.9884 | 19811.9169 | 3.8752
Residential ETS System (Room) | Res HVAC | RET | 20 | 6.6667 | 0 | 2500 | 0 | 2500 | 2000 | 582 | 127.4048 | 0 | 709.4048 | 4798.5022 | 0 | 4798.5022 | 89% | 2.5157 | 6.7641 | N/A | N/A | 0.27805 | Residential ETS System (Room) | 84 | 214.2995 | 0 | 214.2995 | 0 | 0 | 403074.1875 | 160222.0035 | 242852.184 | 2.5157 | 59590.0035 | 6.7641
Whole Home - Adjusted Incentive and Savings | Res HVAC | RET | 20 | 6.6667 | 4817.6081 | 2182.3765 | 4817.6081 | 2182.3765 | 6057.268 | 1737.15 | 351.2435 | 0 | 2088.3935 | 11630.1393 | 0 | 11630.1393 | 89% | 2.0254 | 5.5689 | 0.44494 | 0.022247 | 0.93769 | Whole Home - Adjusted Incentive and Savings | 1827.113 | 4069.0875 | 8575.9454 | 4069.0875 | 8575.9454 | 171518.9085 | 21249579.0694 | 10491670.3321 | 10757908.7373 | 2.0254 | 3815730.9289 | 5.5689
Instant Savings | [22 empty] | Instant Savings Total
Measure Name | Technology Type | Decision Type | Measure Life | Remaining Useful Life | Gross Annual Energy Savings per Unit at Meter (kWh) Pre-RUL | Gross Peak Demand Savings per Unit at Meter (Watts) Pre-RUL | Gross Annual Energy Savings per Unit at Meter (kWh) Post-RUL | Gross Peak Demand Savings per Unit at Meter (Watts) Post-RUL | Gross Per Unit One-Time Incremental Measure Cost ($) | Per Unit Incentive ($) | Per Unit Program Administrative Cost (inclusive of DI costs) ($) | Per Unit Direct Installation Cost ($) | Per Unit DSM Administrator Cost (Incentive + Administrative) ($) | Per Unit Present Value Avoided Cost Benefits ($) | Per Unit Present Value Non-Energy Benefits ($) | Total Per Unit Present Value Benefits ($) | Net-To-Gross Ratio | Net Total Resource Benefit-Cost Ratio (TRC) | Net Program Administrator Benefit-Cost Ratio (PAC) | Net First-Year Unit Cost / kWh at Generator ($/kWh) | Net Lifetime Unit Cost / kWh at Generator ($/kWh) | Net Unit Cost / Watt at Generator ($/W) | Measure Name | Participation (Units) | Total Peak Demand Savings (kW) | Total First Year Energy Savings (MWh) | Total Cumulative Peak Demand Savings (kW) | Total Cumulative First Year Energy Savings (MWh) | Total Lifetime Energy Savings (MWh) | Total Avoided Cost Benefits ($) | TRC Costs ($) | Total TRC Net Resource Benefits ($) | TRC Ratio | PAC Costs ($) | PAC Ratio
Clothes-line | Res Other | ROB/NEW | 10 | N/A | 104 | 0 | N/A | N/A | 61.4161 | 5 | 7.4629 | 0 | 12.4629 | 111.463 | 0 | 111.463 | 100% | 1.6182 | 8.9436 | 0.10947 | 0.010947 | N/A | Clothes-line | 1062.8972 | 0 | 121.0096 | 0 | 121.0096 | 1210.0957 | 118473.7521 | 73211.2145 | 45262.5376 | 1.6182 | 13246.7341 | 8.9436
Dehumidifier | Res HVAC | ROB/NEW | 12 | N/A | 45.2 | 15.1 | N/A | N/A | 229.7557 | 30 | 15.3 | 0 | 45.3 | 76.684 | 0 | 76.684 | 100% | 0.31292 | 1.6928 | 0.91552 | 0.076293 | 2.6163 | Dehumidifier | 9400 | 162.7484 | 465.1161 | 162.7484 | 465.1161 | 5581.3936 | 720829.7481 | 2303523.3258 | -1582693.5777 | 0.31292 | 425820 | 1.6928
Dimmer Switch | Res Lighting | ROB/NEW | 10 | N/A | 13.668 | 1.6115 | N/A | N/A | 14.0906 | 2.98 | 2.2443 | 0 | 5.2243 | 16.4364 | 0 | 16.4364 | 100% | 1.0062 | 3.1462 | 0.34916 | 0.034916 | 2.8272 | Dimmer Switch | 11691.8693 | 21.6036 | 174.938 | 21.6036 | 174.938 | 1749.3795 | 192172.2173 | 190984.4171 | 1187.8002 | 1.0062 | 61081.2741 | 3.1462
ECM Pool Pump | Res HVAC | ROB/NEW | 10 | N/A | 530 | 0 | N/A | N/A | 313.7612 | 200 | 127.0367 | 0 | 327.0367 | 568.0328 | 0 | 568.0328 | 100% | 1.2886 | 1.7369 | 0.56368 | 0.056368 | N/A | ECM Pool Pump | 71 | 0 | 41.1936 | 0 | 41.1936 | 411.9356 | 40330.3281 | 31296.647 | 9033.681 | 1.2886 | 23219.6033 | 1.7369
Efficient clothes washer | Res Other | ROB/NEW | 14 | N/A | 165 | 22.8 | N/A | N/A | 269.7689 | 75 | 38.25 | 0 | 113.25 | 266.4046 | 0 | 266.4046 | 100% | 0.8649 | 2.3524 | 0.62699 | 0.044785 | 4.3318 | Efficient clothes washer | 3683 | 96.2828 | 665.2437 | 96.2828 | 665.2437 | 9313.412 | 981168.199 | 1134433.7724 | -153265.5734 | 0.8649 | 417099.75 | 2.3524
Energy Star Dryer | Res Other | ROB/NEW | 12 | N/A | 151 | 20.8 | N/A | N/A | 127.3333 | 75 | 47.7814 | 0 | 122.7814 | 216.2493 | 0 | 216.2493 | 100% | 1.2349 | 1.7613 | 0.74279 | 0.061899 | 5.148 | Energy Star Dryer | 4200 | 100.167 | 694.2587 | 100.167 | 694.2587 | 8331.1049 | 908247.059 | 735481.9822 | 172765.0768 | 1.2349 | 515681.9822 | 1.7613
ENERGYSTAR Bathroom Exhaust Fans | Res HVAC | ROB/NEW | 19 | N/A | 35.4077 | 4.042 | N/A | N/A | 31.5 | 10 | 8.1033 | 0 | 18.1033 | 68.1381 | 0 | 68.1381 | 100% | 1.7205 | 3.7639 | 0.46705 | 0.024582 | 3.906 | ENERGYSTAR Bathroom Exhaust Fans | 20 | 0.092691 | 0.77522 | 0.092691 | 0.77522 | 14.7291 | 1362.7623 | 792.0652 | 570.697 | 1.7205 | 362.0652 | 3.7639
ENERGYSTAR Dishwasher | Res Other | ROB/NEW | 10 | N/A | 30.9912 | 3.837 | N/A | N/A | 50 | 30 | 15.3 | 0 | 45.3 | 37.4714 | 0 | 37.4714 | 100% | 0.57383 | 0.82718 | 1.3353 | 0.13353 | 10.2961 | ENERGYSTAR Dishwasher | 389 | 1.7114 | 13.1972 | 1.7114 | 13.1972 | 131.9724 | 14576.3703 | 25401.7 | -10825.3297 | 0.57383 | 17621.7 | 0.82718
ENERGYSTAR Range Hoods | Res HVAC | ROB/NEW | 19 | N/A | 4.8941 | 26.8908 | N/A | N/A | 61.4161 | 10 | 7.6198 | 0 | 17.6198 | 63.9358 | 0 | 63.9358 | 100% | 0.92613 | 3.6286 | 3.2888 | 0.17309 | 0.57143 | ENERGYSTAR Range Hoods | 20 | 0.61666 | 0.10715 | 0.61666 | 0.10715 | 2.0359 | 1278.7166 | 1380.7166 | -102 | 0.92613 | 352.3952 | 3.6286
Heat Pump Dryer (ventless) | Res Other | ROB/NEW | 12 | N/A | 446 | 61.548 | N/A | N/A | 1095 | 150 | 76.5 | 0 | 226.5 | 638.8743 | 0 | 638.8743 | 100% | 0.54535 | 2.8206 | 0.46392 | 0.03866 | 3.2094 | Heat Pump Dryer (ventless) | 25 | 1.7643 | 12.2059 | 1.7643 | 12.2059 | 146.4709 | 15971.8569 | 29287.5 | -13315.6431 | 0.54535 | 5662.5 | 2.8206
Heavy duty timer | Res Other | ROB/NEW | 10 | N/A | 122 | 0 | N/A | N/A | 24.2842 | 10 | 10.8632 | 0 | 20.8632 | 130.7547 | 0 | 130.7547 | 100% | 3.7202 | 6.2673 | 0.15622 | 0.015622 | N/A | Heavy duty timer | 7971.7291 | 0 | 1064.6515 | 0 | 1064.6515 | 10646.5152 | 1042341.1841 | 280185.1501 | 762156.034 | 3.7202 | 166315.4364 | 6.2673
Heat Pump Hot Water Heater | Res Domestic Hot Water (DHW) | ROB/NEW | 10 | N/A | 1041 | 169 | N/A | N/A | 1618.785 | 400 | 204 | 0 | 604 | 1303.1681 | 0 | 1303.1681 | 100% | 0.71493 | 2.1576 | 0.53002 | 0.053002 | 3.1169 | Heat Pump Hot Water Heater | 100 | 19.3775 | 113.9583 | 19.3775 | 113.9583 | 1139.5827 | 130316.8138 | 182278.5 | -51961.6862 | 0.71493 | 60400 | 2.1576
Indoor motion sensor | Res Lighting | ROB/NEW | 10 | N/A | 36.8232 | 0 | N/A | N/A | 25.7038 | 5 | 4.2895 | 0 | 9.2895 | 39.4656 | 0 | 39.4656 | 100% | 1.3158 | 4.2484 | 0.23045 | 0.023045 | N/A | Indoor motion sensor | 252.8101 | 0 | 10.1909 | 0 | 10.1909 | 101.9087 | 9977.3105 | 7582.6035 | 2394.707 | 1.3158 | 2348.4771 | 4.2484
LED - ENERGY STAR Fixture with Motion Sensor | Res Lighting | RET | 9.7 | 1 | 137 | 22.2 | 27.4 | 8.805 | 46.6691 | 20 | 11.7778 | 0 | 31.7778 | 35.7964 | 0 | 35.7964 | 66% | 0.8407 | 1.1265 | 0.32105 | 0.11717 | 1.8914 | LED - ENERGY STAR Fixture with Motion Sensor | 577.9025 | 9.7088 | 57.2024 | 9.7088 | 57.2024 | 156.7346 | 20686.8121 | 24606.7386 | -3919.9264 | 0.8407 | 18364.4502 | 1.1265
LED - ENERGY STAR Fixture without Motion Sensor | Res Lighting | RET | 8.5 | 1 | 52.77 | 6.6332 | 10.554 | 1.4894 | 36.8852 | 12 | 6.12 | 0 | 18.12 | 11.6128 | 0 | 11.6128 | 66% | 0.38119 | 0.64088 | 0.47526 | 0.19011 | 3.6096 | LED - ENERGY STAR Fixture without Motion Sensor | 17956.6386 | 90.1372 | 684.6225 | 90.1372 | 684.6225 | 1711.5563 | 208526.8301 | 547034.9338 | -338508.1037 | 0.38119 | 325374.2916 | 0.64088
LED - Other | Res Lighting | RET | 5.5 | 1 | 37.474 | 4.5806 | 7.4948 | 0.51036 | 5.252 | 2 | 1.3631 | 0 | 3.3631 | 7.7832 | 0 | 7.7832 | 79% | 1.412 | 2.3143 | 0.10377 | 0.054617 | 0.8105 | LED - Other | 42000 | 174.2652 | 1361.1361 | 174.2652 | 1361.1361 | 2586.1586 | 326895.8178 | 231508.6193 | 95387.1984 | 1.412 | 141248.2906 | 2.3143
LED - R, BR and Decorative | Res Lighting | RET | 5.1 | 1 | 36.9 | 4.5125 | 7.38 | 0.47296 | 4.7473 | 1.86 | 1.2738 | 0 | 3.1338 | 7.3776 | 0 | 7.3776 | 79% | 1.4684 | 2.3542 | 0.098203 | 0.053957 | 0.76664 | LED - R, BR and Decorative | 12557.4219 | 51.3284 | 400.7274 | 51.3284 | 400.7274 | 729.3239 | 92643.2034 | 63090.3759 | 29552.8275 | 1.4684 | 39352.1257 | 2.3542
LED - Recessed downlight | Res Lighting | RET | 6 | 1 | 41.2452 | 4.8697 | 8.249 | 0.37397 | 17.1571 | 6 | 3.06 | 0 | 9.06 | 7.4034 | 0 | 7.4034 | 66% | 0.51471 | 0.81716 | 0.30403 | 0.15202 | 2.4584 | LED - Recessed downlight | 9098.2726 | 33.5284 | 271.1262 | 33.5284 | 271.1262 | 542.2523 | 67358.4642 | 130866.5476 | -63508.0835 | 0.51471 | 82430.3495 | 0.81716
Motion sensor with dimmer switch | Res Lighting | ROB/NEW | 10 | N/A | 43.0944 | 0 | N/A | N/A | 25.7038 | 5 | 4.5857 | 0 | 9.5857 | 46.1869 | 0 | 46.1869 | 100% | 1.5248 | 4.8183 | 0.2032 | 0.02032 | N/A | Motion sensor with dimmer switch | 12.8185 | 0 | 0.60472 | 0 | 0.60472 | 6.0472 | 592.048 | 388.2675 | 203.7806 | 1.5248 | 122.8751 | 4.8183
Networked/ Connected - Indoor LED Lamp | Res Lighting | ROB/NEW | 4 | N/A | 33 | 4.2959 | N/A | N/A | 65.2611 | 5 | 2.55 | 0 | 7.55 | 14.994 | 0 | 14.994 | 79% | 0.27712 | 1.986 | 0.26455 | 0.066139 | 1.9402 | Networked/ Connected - Indoor LED Lamp | 1878.8587 | 7.3111 | 53.6204 | 7.3111 | 53.6204 | 214.4817 | 28171.7004 | 101658.0345 | -73486.334 | 0.27712 | 14185.3832 | 1.986
Outdoor motion sensor | Res Lighting | ROB/NEW | 10 | N/A | 159 | 0 | N/A | N/A | 41.988 | 5 | 10.061 | 0 | 15.061 | 170.4098 | 0 | 170.4098 | 100% | 3.274 | 11.3146 | 0.08653 | 0.008653 | N/A | Outdoor motion sensor | 3500 | 0 | 609.2006 | 0 | 609.2006 | 6092.0055 | 596434.4292 | 182171.5113 | 414262.9178 | 3.274 | 52713.4996 | 11.3146
Power bar with timer | Res Other | ROB/NEW | 4 | N/A | 53.7 | 0 | N/A | N/A | 25.8 | 5 | 3.7922 | 0 | 8.7922 | 28.1826 | 0 | 28.1826 | 100% | 0.95237 | 3.2054 | 0.14957 | 0.037391 | N/A | Power bar with timer | 500 | 0 | 29.3927 | 0 | 29.3927 | 117.5708 | 14091.2899 | 14796.089 | -704.7991 | 0.95237 | 4396.089 | 3.2054
Programmable thermostat | Res HVAC | ROB/NEW | 10 | N/A | 221 | 0 | N/A | N/A | 14.8904 | 17.5 | 19.3648 | 0 | 36.8648 | 236.859 | 0 | 236.859 | 100% | 6.9145 | 6.4251 | 0.15238 | 0.015238 | N/A | Programmable thermostat | 6000 | 0 | 1451.5722 | 0 | 1451.5722 | 14515.722 | 1421153.7342 | 205531.5897 | 1215622.1445 | 6.9145 | 221188.9047 | 6.4251
Room air purifier | Res Other | ROB/NEW | 9 | N/A | 435 | 74.4 | N/A | N/A | 211.4564 | 60 | 52.6994 | 0 | 112.6994 | 501.3913 | 0 | 501.3913 | 100% | 1.8981 | 4.4489 | 0.23667 | 0.026297 | 1.321 | Room air purifier | 2766 | 235.9593 | 1317.154 | 235.9593 | 1317.154 | 11854.3859 | 1386848.2063 | 730654.9058 | 656193.3006 | 1.8981 | 311726.451 | 4.4489
Room Air-Conditioner | Res HVAC | ROB/NEW | 18 | N/A | 21.4954 | 100.9174 | N/A | N/A | 43 | 5 | 12.9091 | 0 | 17.9091 | 235.0283 | 0 | 235.0283 | 100% | 4.2038 | 13.1234 | 0.76109 | 0.042283 | 0.15477 | Room Air-Conditioner | 2.4 | 0.27771 | 0.056474 | 0.27771 | 0.056474 | 1.0165 | 564.068 | 134.1819 | 429.886 | 4.2038 | 42.9819 | 13.1234
Smart power bar | Res Other | ROB/NEW | 4 | N/A | 53.8 | 0 | N/A | N/A | 25.8 | 10 | 6.3445 | 0 | 16.3445 | 28.2351 | 0 | 28.2351 | 100% | 0.87838 | 1.7275 | 0.27752 | 0.069381 | N/A | Smart power bar | 37 | 0 | 2.1791 | 0 | 2.1791 | 8.7164 | 1044.6973 | 1189.3462 | -144.6489 | 0.87838 | 604.7462 | 1.7275
Smart thermostats for electric baseboards | Res HVAC | ROB/NEW | 10 | N/A | 348 | 0 | N/A | N/A | 151 | 30 | 31.7392 | 0 | 61.7392 | 372.9725 | 0 | 372.9725 | 100% | 2.041 | 6.0411 | 0.16207 | 0.016207 | N/A | Smart thermostats for electric baseboards | 150 | 0 | 57.1433 | 0 | 57.1433 | 571.4334 | 55945.871 | 27410.8754 | 28534.9956 | 2.041 | 9260.8754 | 6.0411
Smart thermostats for mini-split heat pumps | Res HVAC | ROB/NEW | 10 | N/A | 207.8191 | 0 | N/A | N/A | 166 | 30 | 25.1172 | 0 | 55.1172 | 222.7322 | 0 | 222.7322 | 100% | 1.1654 | 4.0411 | 0.24228 | 0.024228 | N/A | Smart thermostats for mini-split heat pumps | 8.5714 | 0 | 1.95 | 0 | 1.95 | 19.5 | 1909.1328 | 1638.1471 | 270.9857 | 1.1654 | 472.4328 | 4.0411
MHEEP | [22 empty] | MHEEP Total
Measure Name | Technology Type | Decision Type | Measure Life | Remaining Useful Life | Gross Annual Energy Savings per Unit at Meter (kWh) Pre-RUL | Gross Peak Demand Savings per Unit at Meter (Watts) Pre-RUL | Gross Annual Energy Savings per Unit at Meter (kWh) Post-RUL | Gross Peak Demand Savings per Unit at Meter (Watts) Post-RUL | Gross Per Unit One-Time Incremental Measure Cost ($) | Per Unit Incentive ($) | Per Unit Program Administrative Cost (inclusive of DI costs) ($) | Per Unit Direct Installation Cost ($) | Per Unit DSM Administrator Cost (Incentive + Administrative) ($) | Per Unit Present Value Avoided Cost Benefits ($) | Per Unit Present Value Non-Energy Benefits ($) | Total Per Unit Present Value Benefits ($) | Net-To-Gross Ratio | Net Total Resource Benefit-Cost Ratio (TRC) | Net Program Administrator Benefit-Cost Ratio (PAC) | Net First-Year Unit Cost / kWh at Generator ($/kWh) | Net Lifetime Unit Cost / kWh at Generator ($/kWh) | Net Unit Cost / Watt at Generator ($/W) | Measure Name | Participation (Units) | Total Peak Demand Savings (kW) | Total First Year Energy Savings (MWh) | Total Cumulative Peak Demand Savings (kW) | Total Cumulative First Year Energy Savings (MWh) | Total Lifetime Energy Savings (MWh) | Total Avoided Cost Benefits ($) | TRC Costs ($) | Total TRC Net Resource Benefits ($) | TRC Ratio | PAC Costs ($) | PAC Ratio
Clothes Dryer replacement (Low Income Only) | Res Other | RET | 5 | 1.6667 | 252 | 34.8 | 252 | 34.8 | 0 | 0 | 953.5132 | 772.84 | 953.5132 | 175.5503 | 0 | 175.5503 | 100% | 0.18411 | 0.18411 | 3.4565 | 0.6913 | 23.8954 | Clothes Dryer replacement (Low Income Only) | 33.64 | 1.3423 | 9.2801 | 1.3423 | 9.2801 | 46.4004 | 5905.5151 | 32076.1906 | -26170.6755 | 0.18411 | 32076.1906 | 0.18411
Drain Water Heat Recovery | Res Domestic Hot Water (DHW) | RET | 20 | 6.6667 | 805 | 130.41 | 805 | 130.41 | 0 | 0 | 1468.3485 | 900 | 1468.3485 | 1678.3294 | 0 | 1678.3294 | 100% | 1.143 | 1.143 | 1.6663 | 0.083313 | 9.8194 | Drain Water Heat Recovery | 0.90975 | 0.13603 | 0.8017 | 0.13603 | 0.8017 | 16.0341 | 1526.8617 | 1335.8314 | 191.0303 | 1.143 | 1335.8314 | 1.143
Freezer replacement (Low income only) | Res Refrigeration | RET | 4 | 1.3333 | 1358 | 193.062 | 1358 | 193.062 | 0 | 0 | 944.9211 | 642.81 | 944.9211 | 787.3426 | 0 | 787.3426 | 100% | 0.83324 | 0.83324 | 0.63563 | 0.15891 | 4.2684 | Freezer replacement (Low income only) | 19.688 | 4.3582 | 29.2682 | 4.3582 | 29.2682 | 117.0729 | 15501.2013 | 18603.6057 | -3102.4044 | 0.83324 | 18603.6057 | 0.83324
Refrigerator replacement (Low income only) | Res Refrigeration | RET | 5 | 1.6667 | 678 | 97.29 | 678 | 97.29 | 0 | 0 | 1138.9864 | 870.11 | 1138.9864 | 474.1519 | 0 | 474.1519 | 100% | 0.41629 | 0.41629 | 1.5346 | 0.30692 | 10.2098 | Refrigerator replacement (Low income only) | 5.778 | 0.64455 | 4.2885 | 0.64455 | 4.2885 | 21.4423 | 2739.6495 | 6581.0634 | -3841.4139 | 0.41629 | 6581.0634 | 0.41629
Whole Home First Nations Retrofit | Res HVAC | RET | 20 | 6.6667 | 3667 | 1037.761 | 3667 | 1037.761 | 0 | 0 | 9299.5769 | 6103.3548 | 9299.5769 | 8602.1714 | 0 | 8602.1714 | 100% | 0.92501 | 0.92501 | 2.3167 | 0.11583 | 7.8151 | Whole Home First Nations Retrofit | 118.0463 | 140.4629 | 473.8689 | 140.4629 | 473.8689 | 9477.3784 | 1015454.0714 | 1097780.183 | -82326.1116 | 0.92501 | 1097780.183 | 0.92501
Dehumidifier replacement (Low income only) | Res Other | RET | 5 | 1.6667 | 636 | 213 | 636 | 213 | 0 | 0 | 586.9991 | 392.63 | 586.9991 | 505.8847 | 0 | 505.8847 | 100% | 0.86182 | 0.86182 | 0.84312 | 0.16862 | 2.4034 | Dehumidifier replacement (Low income only) | 35 | 8.5479 | 24.368 | 8.5479 | 24.368 | 121.8401 | 17705.9644 | 20544.9691 | -2839.0047 | 0.86182 | 20544.9691 | 0.86182
Clothes Washer replacement (Low income only) | Res Other | RET | 11 | 3.6667 | 165 | 22.77 | 165 | 22.77 | 0 | 0 | 1245.6038 | 1003.06 | 1245.6038 | 219.4799 | 0 | 219.4799 | 100% | 0.1762 | 0.1762 | 6.8961 | 0.62692 | 47.7071 | Clothes Washer replacement (Low income only) | 35 | 0.91378 | 6.3219 | 0.91378 | 6.3219 | 69.5408 | 7681.7957 | 43596.1326 | -35914.3369 | 0.1762 | 43596.1326 | 0.1762
New Home Construction
Measure Name | Technology Type | Decision Type | Measure Life | Remaining Useful Life | Gross Annual Energy Savings per Unit at Meter (kWh) Pre-RUL | Gross Peak Demand Savings per Unit at Meter (Watts) Pre-RUL | Gross Annual Energy Savings per Unit at Meter (kWh) Post-RUL | Gross Peak Demand Savings per Unit at Meter (Watts) Post-RUL | Gross Per Unit One-Time Incremental Measure Cost ($) | Per Unit Incentive ($) | Per Unit Program Administrative Cost (inclusive of DI costs) ($) | Per Unit Direct Installation Cost ($) | Per Unit DSM Administrator Cost (Incentive + Administrative) ($) | Per Unit Present Value Avoided Cost Benefits ($) | Per Unit Present Value Non-Energy Benefits ($) | Total Per Unit Present Value Benefits ($) | Net-To-Gross Ratio | Net Total Resource Benefit-Cost Ratio (TRC) | Net Program Administrator Benefit-Cost Ratio (PAC) | Net First-Year Unit Cost / kWh at Generator ($/kWh) | Net Lifetime Unit Cost / kWh at Generator ($/kWh) | Net Unit Cost / Watt at Generator ($/W) | Measure Name | Participation (Units) | Total Peak Demand Savings (kW) | Total First Year Energy Savings (MWh) | Total Cumulative Peak Demand Savings (kW) | Total Cumulative First Year Energy Savings (MWh) | Total Lifetime Energy Savings (MWh) | Total Avoided Cost Benefits ($) | TRC Costs ($) | Total TRC Net Resource Benefits ($) | TRC Ratio | PAC Costs ($) | PAC Ratio
Whole Home - tier 0 - Attached/Semi-Attached | Res HVAC | ROB/NEW | 30 | N/A | 0 | 2700 | N/A | N/A | 1490 | 162.3648 | 349.3758 | 0 | 511.7406 | 6700.3613 | 0 | 6700.3613 | 88% | 4.035 | 13.0933 | N/A | N/A | 0.18783 | Whole Home - tier 0 - Attached/Semi-Attached | 6.7445 | 18.3741 | 0 | 18.3741 | 0 | 0 | 45190.3644 | 11199.6983 | 33990.6661 | 4.035 | 3451.4176 | 13.0933
Whole Home - tier 0 - Detached | Res HVAC | ROB/NEW | 30 | N/A | 386 | 2800 | N/A | N/A | 1490 | 162.3648 | 398.8793 | 0 | 561.2442 | 7667.7273 | 0 | 7667.7273 | 88% | 4.4838 | 13.662 | 1.5094 | 0.050312 | 0.19864 | Whole Home - tier 0 - Detached | 34.5654 | 97.6549 | 12.8531 | 97.6549 | 12.8531 | 385.5918 | 265038.0038 | 59109.5631 | 205928.4408 | 4.4838 | 19399.6245 | 13.662
Whole home - tier 1 - Attached/Semi-Attached | Res HVAC | ROB/NEW | 30 | N/A | 351 | 2800 | N/A | N/A | 3175 | 1162.3648 | 435.5422 | 0 | 1597.907 | 7602.5145 | 0 | 7602.5145 | 88% | 2.3541 | 4.7578 | 4.7257 | 0.15752 | 0.56556 | Whole home - tier 1 - Attached/Semi-Attached | 94.8441 | 267.9556 | 32.0697 | 267.9556 | 32.0697 | 962.0914 | 721053.374 | 306302.9046 | 414750.4694 | 2.3541 | 151551.9929 | 4.7578
Whole home - tier 1 - Detached | Res HVAC | ROB/NEW | 30 | N/A | 803 | 2900 | N/A | N/A | 3175 | 1162.3648 | 491.3387 | 0 | 1653.7035 | 8692.8533 | 0 | 8692.8533 | 88% | 2.646 | 5.2566 | 2.1378 | 0.07126 | 0.56512 | Whole home - tier 1 - Detached | 236.0563 | 690.7299 | 182.6035 | 690.7299 | 182.6035 | 5478.1038 | 2052003.1208 | 775525.0124 | 1276478.1084 | 2.646 | 390367.1877 | 5.2566
Whole home - tier 2 - Attached/Semi-Attached | Res HVAC | ROB/NEW | 30 | N/A | 3017 | 3500 | N/A | N/A | 4805 | 2216.4864 | 820.7993 | 0 | 3037.2857 | 14307.0007 | 0 | 14307.0007 | 88% | 2.8335 | 4.7105 | 1.045 | 0.034835 | 0.86001 | Whole home - tier 2 - Attached/Semi-Attached | 12.2243 | 43.1706 | 35.5287 | 43.1706 | 35.5287 | 1065.8596 | 174893.7273 | 61723.1597 | 113170.5676 | 2.8335 | 37128.832 | 4.7105
Whole home - tier 2 - Detached | Res HVAC | ROB/NEW | 30 | N/A | 4996 | 4100 | N/A | N/A | 4805 | 5216.4864 | 1205.6884 | 0 | 6422.1748 | 19483.2903 | 0 | 19483.2903 | 88% | 3.5854 | 3.0338 | 1.3344 | 0.04448 | 1.5523 | Whole home - tier 2 - Detached | 11.3813 | 47.0836 | 54.7762 | 47.0836 | 54.7762 | 1643.2849 | 221744.9331 | 61846.9232 | 159898.0099 | 3.5854 | 73092.6192 | 3.0338
Whole home - tier 3 - Attached/Semi-Attached | Res HVAC | ROB/NEW | 36 | N/A | 4067 | 3800 | N/A | N/A | 10920 | 3324.7296 | 1081.6444 | 0 | 4406.374 | 18538.0022 | 0 | 18538.0022 | 88% | 1.7339 | 4.2071 | 1.1247 | 0.031241 | 1.1492 | Whole home - tier 3 - Attached/Semi-Attached | 10.9598 | 42.0222 | 42.9391 | 42.0222 | 42.9391 | 1545.8076 | 203172.0281 | 117173.4567 | 85998.5714 | 1.7339 | 48292.7951 | 4.2071
Whole home - tier 3 - Detached | Res HVAC | ROB/NEW | 36 | N/A | 5193 | 4100 | N/A | N/A | 10920 | 7324.7296 | 1399.2216 | 0 | 8723.9513 | 21617.2749 | 0 | 21617.2749 | 88% | 1.9636 | 2.4779 | 1.7439 | 0.048442 | 2.1087 | Whole home - tier 3 - Detached | 12.2243 | 50.5713 | 61.1536 | 50.5713 | 61.1536 | 2201.5282 | 264257.0493 | 134575.6455 | 129681.4038 | 1.9636 | 106644.5996 | 2.4779
Residential Behaviour | [22 empty] | Residential Behaviour Total
Measure Name | Technology Type | Decision Type | Measure Life | Remaining Useful Life | Gross Annual Energy Savings per Unit at Meter (kWh) Pre-RUL | Gross Peak Demand Savings per Unit at Meter (Watts) Pre-RUL | Gross Annual Energy Savings per Unit at Meter (kWh) Post-RUL | Gross Peak Demand Savings per Unit at Meter (Watts) Post-RUL | Gross Per Unit One-Time Incremental Measure Cost ($) | Per Unit Incentive ($) | Per Unit Program Administrative Cost (inclusive of DI costs) ($) | Per Unit Direct Installation Cost ($) | Per Unit DSM Administrator Cost (Incentive + Administrative) ($) | Per Unit Present Value Avoided Cost Benefits ($) | Per Unit Present Value Non-Energy Benefits ($) | Total Per Unit Present Value Benefits ($) | Net-To-Gross Ratio | Net Total Resource Benefit-Cost Ratio (TRC) | Net Program Administrator Benefit-Cost Ratio (PAC) | Net First-Year Unit Cost / kWh at Generator ($/kWh) | Net Lifetime Unit Cost / kWh at Generator ($/kWh) | Net Unit Cost / Watt at Generator ($/W) | Measure Name | Participation (Units) | Total Peak Demand Savings (kW) | Total First Year Energy Savings (MWh) | Total Cumulative Peak Demand Savings (kW) | Total Cumulative First Year Energy Savings (MWh) | Total Lifetime Energy Savings (MWh) | Total Avoided Cost Benefits ($) | TRC Costs ($) | Total TRC Net Resource Benefits ($) | TRC Ratio | PAC Costs ($) | PAC Ratio
Home Energy Report | Res Other | ROB/NEW | 1 | N/A | 207 | 0 | N/A | N/A | 11.51 | 11.5057 | 18.5226 | 0 | 30.0283 | 28.4474 | 0 | 28.4474 | 100% | 0.94722 | 0.94735 | 0.13252 | 0.13252 | N/A | Home Energy Report | 38195.3107 | 0 | 8655.1682 | 0 | 8655.1682 | 8655.1682 | 1086557.2509 | 1147104.5697 | -60547.3188 | 0.94722 | 1146939.8934 | 0.94735
SEM | [22 empty] | SEM Total
Measure Name | Technology Type | Decision Type | Measure Life | Remaining Useful Life | Gross Annual Energy Savings per Unit at Meter (kWh) Pre-RUL | Gross Peak Demand Savings per Unit at Meter (Watts) Pre-RUL | Gross Annual Energy Savings per Unit at Meter (kWh) Post-RUL | Gross Peak Demand Savings per Unit at Meter (Watts) Post-RUL | Gross Per Unit One-Time Incremental Measure Cost ($) | Per Unit Incentive ($) | Per Unit Program Administrative Cost (inclusive of DI costs) ($) | Per Unit Direct Installation Cost ($) | Per Unit DSM Administrator Cost (Incentive + Administrative) ($) | Per Unit Present Value Avoided Cost Benefits ($) | Per Unit Present Value Non-Energy Benefits ($) | Total Per Unit Present Value Benefits ($) | Net-To-Gross Ratio | Net Total Resource Benefit-Cost Ratio (TRC) | Net Program Administrator Benefit-Cost Ratio (PAC) | Net First-Year Unit Cost / kWh at Generator ($/kWh) | Net Lifetime Unit Cost / kWh at Generator ($/kWh) | Net Unit Cost / Watt at Generator ($/W) | Measure Name | Participation (Units) | Total Peak Demand Savings (kW) | Total First Year Energy Savings (MWh) | Total Cumulative Peak Demand Savings (kW) | Total Cumulative First Year Energy Savings (MWh) | Total Lifetime Energy Savings (MWh) | Total Avoided Cost Benefits ($) | TRC Costs ($) | Total TRC Net Resource Benefits ($) | TRC Ratio | PAC Costs ($) | PAC Ratio
Strategic Energy Management | BNI Energy Management | ROB/NEW | 1.88 | N/A | 1000000 | 108018.8679 | N/A | N/A | 158840 | 212845.6 | 157003.3039 | 0 | 369848.9039 | 275440.6809 | 0 | 275440.6809 | 100% | 0.87208 | 0.74474 | 0.34803 | 0.18512 | 3.2031 | Strategic Energy Management | 2.5 | 288.6804 | 2656.75 | 288.6804 | 2656.75 | 4994.69 | 688601.7023 | 789608.2597 | -101006.5574 | 0.87208 | 924622.2597 | 0.74474
Small Business Energy Solutions | [22 empty] | Small Business Energy Solutions Total
Measure Name | Technology Type | Decision Type | Measure Life | Remaining Useful Life | Gross Annual Energy Savings per Unit at Meter (kWh) Pre-RUL | Gross Peak Demand Savings per Unit at Meter (Watts) Pre-RUL | Gross Annual Energy Savings per Unit at Meter (kWh) Post-RUL | Gross Peak Demand Savings per Unit at Meter (Watts) Post-RUL | Gross Per Unit One-Time Incremental Measure Cost ($) | Per Unit Incentive ($) | Per Unit Program Administrative Cost (inclusive of DI costs) ($) | Per Unit Direct Installation Cost ($) | Per Unit DSM Administrator Cost (Incentive + Administrative) ($) | Per Unit Present Value Avoided Cost Benefits ($) | Per Unit Present Value Non-Energy Benefits ($) | Total Per Unit Present Value Benefits ($) | Net-To-Gross Ratio | Net Total Resource Benefit-Cost Ratio (TRC) | Net Program Administrator Benefit-Cost Ratio (PAC) | Net First-Year Unit Cost / kWh at Generator ($/kWh) | Net Lifetime Unit Cost / kWh at Generator ($/kWh) | Net Unit Cost / Watt at Generator ($/W) | Measure Name | Participation (Units) | Total Peak Demand Savings (kW) | Total First Year Energy Savings (MWh) | Total Cumulative Peak Demand Savings (kW) | Total Cumulative First Year Energy Savings (MWh) | Total Lifetime Energy Savings (MWh) | Total Avoided Cost Benefits ($) | TRC Costs ($) | Total TRC Net Resource Benefits ($) | TRC Ratio | PAC Costs ($) | PAC Ratio
Cold Climate Air-Source Ductless Heat Pump (24kBTU/hr) (Commercial) | BNI HVAC | ROB/NEW | 18 | N/A | 9688.757 | 3510.8929 | N/A | N/A | 6884.08 | 1479.3798 | 2101.6107 | 0 | 3580.9905 | 20370.7435 | 0 | 20370.7435 | 93% | 2.3955 | 5.6886 | 0.37397 | 0.020776 | 1.026 | Cold Climate Air-Source Ductless Heat Pump (24kBTU/hr) (Commercial) | 165.9561 | 579.2571 | 1589.1132 | 579.2571 | 1589.1132 | 28604.038 | 3380648.5785 | 1411258.089 | 1969390.4895 | 2.3955 | 594287.117 | 5.6886
Downlight Luminaire (1200 lumen) | BNI Lighting | RET | 11.6 | 1 | 243.1864 | 52.5492 | 243.1864 | 52.5492 | 63.0681 | 19.7251 | 33.2154 | 0 | 52.9405 | 325.3593 | 0 | 325.3593 | 93% | 3.5416 | 6.1458 | 0.22027 | 0.018989 | 1.0134 | Downlight Luminaire (1200 lumen) | 93.6466 | 4.8924 | 22.5074 | 4.8924 | 22.5074 | 261.0858 | 30468.8086 | 8603.1939 | 21865.6147 | 3.5416 | 4957.6959 | 6.1458
Downlight Luminaire (3000 lumen) | BNI Lighting | RET | 11.6 | 1 | 458.7368 | 99.1266 | 458.7368 | 99.1266 | 156.9946 | 29.5876 | 61.9703 | 0 | 91.5579 | 613.7444 | 0 | 613.7444 | 93% | 2.951 | 6.7034 | 0.20195 | 0.017409 | 0.92911 | Downlight Luminaire (3000 lumen) | 22.5226 | 2.2196 | 10.2112 | 2.2196 | 10.2112 | 118.4497 | 13823.1251 | 4684.1452 | 9138.9799 | 2.951 | 2062.1217 | 6.7034
Downlight Luminaire (800 lumen) | BNI Lighting | RET | 11.6 | 1 | 141.3969 | 30.5539 | 141.3969 | 30.5539 | 41.8652 | 36.9845 | 21.609 | 0 | 58.5935 | 189.175 | 0 | 189.175 | 93% | 3.1246 | 3.2286 | 0.41929 | 0.036146 | 1.929 | Downlight Luminaire (800 lumen) | 521.5762 | 15.8433 | 72.8872 | 15.8433 | 72.8872 | 845.4917 | 98669.2048 | 31578.1222 | 67091.0827 | 3.1246 | 30560.9612 | 3.2286
Flood Luminaire (10000 lumen) | BNI Lighting | ROB/NEW | 17.1 | N/A | 874.9488 | 195.7648 | N/A | N/A | 280.098 | 147.938 | 165.7595 | 0 | 313.6975 | 1577.5834 | 0 | 1577.5834 | 93% | 3.7011 | 5.029 | 0.36277 | 0.021215 | 1.6119 | Flood Luminaire (10000 lumen) | 94.832 | 18.4565 | 82.0033 | 18.4565 | 82.0033 | 1402.2566 | 149605.4515 | 40422.2199 | 109183.2316 | 3.7011 | 29748.5742 | 5.029
Flood Luminaire (48000 lumen) | BNI Lighting | ROB/NEW | 17.1 | N/A | 2728.1268 | 622.86 | N/A | N/A | 1764.378 | 493.1266 | 521.6883 | 0 | 1014.8149 | 4939.4269 | 0 | 4939.4269 | 93% | 2.2841 | 4.8673 | 0.37638 | 0.022011 | 1.6389 | Flood Luminaire (48000 lumen) | 3.5562 | 2.2021 | 9.5884 | 2.2021 | 9.5884 | 163.961 | 17565.5977 | 7690.4986 | 9875.0991 | 2.2841 | 3608.8863 | 4.8673
Four Pin Replacement Lamps for CFLs | BNI Lighting | ROB/NEW | 11.6 | N/A | 27.3583 | 5.9118 | N/A | N/A | 21.672 | 12.3282 | 4.6465 | 0 | 16.9747 | 36.6027 | 0 | 36.6027 | 93% | 1.4758 | 2.1563 | 0.6278 | 0.05412 | 2.8883 | Four Pin Replacement Lamps for CFLs | 55.7138 | 0.32745 | 1.5064 | 0.32745 | 1.5064 | 17.4745 | 2039.2773 | 1381.7859 | 657.4915 | 1.4758 | 945.7252 | 2.1563
Fuel Pump Canopy Luminaire ( 5000 lumen) | BNI Lighting | ROB/NEW | 11.4 | N/A | 1083.5244 | 242.4324 | N/A | N/A | 354.046 | 197.2506 | 156.6342 | 0 | 353.8848 | 1437.2213 | 0 | 1437.2213 | 93% | 2.9579 | 4.0613 | 0.33047 | 0.028988 | 1.4684 | Fuel Pump Canopy Luminaire ( 5000 lumen) | 55.7138 | 13.4281 | 59.6617 | 13.4281 | 59.6617 | 680.1429 | 80073.0969 | 27071.1782 | 53001.9187 | 2.9579 | 19716.2772 | 4.0613
General Use Lamp (A-Series) | BNI Lighting | RET | 11.6 | 3.8667 | 136.8475 | 20.9784 | 42.8925 | 6.5753 | 8.5219 | 3.6984 | 10.213 | 0 | 13.9114 | 102.2445 | 0 | 102.2445 | 93% | 5.6369 | 7.3497 | 0.10286 | 0.016351 | 0.66705 | General Use Lamp (A-Series) | 785.2093 | 16.3764 | 106.1979 | 16.3764 | 106.1979 | 668.0429 | 80283.3335 | 14242.3702 | 66040.9633 | 5.6369 | 10923.3644 | 7.3497
Glass Door Refrigerator (full size - 38 cu ft) | BNI Cooking and Laundry | ROB/NEW | 12 | N/A | 949 | 108 | N/A | N/A | 0 | 281.0822 | 140.6916 | 0 | 421.7737 | 1194.1606 | 0 | 1194.1606 | 93% | 8.4878 | 2.8313 | 0.4497 | 0.037475 | 3.9284 | Glass Door Refrigerator (full size - 38 cu ft) | 2.3708 | 0.25455 | 2.2236 | 0.25455 | 2.2236 | 26.6831 | 2831.1172 | 333.5517 | 2497.5655 | 8.4878 | 999.9416 | 2.8313
Ground Source Heat Pump (60kBTU/hr) (closed loop) | BNI HVAC | ROB/NEW | 25 | N/A | 29037.099 | 54081 | N/A | N/A | 13762.98 | 7396.8991 | 17034.4296 | 0 | 24431.3287 | 169392.1477 | 0 | 169392.1477 | 93% | 5.6778 | 6.9334 | 0.85134 | 0.034053 | 0.45443 | Ground Source Heat Pump (60kBTU/hr) (closed loop) | 2.3708 | 127.4678 | 68.0365 | 127.4678 | 68.0365 | 1700.9125 | 401595.0788 | 70730.4804 | 330864.5984 | 5.6778 | 57921.8193 | 6.9334
Heat Pump Water Heater (40 gal) | BNI Domestic Hot Water (DHW) | ROB/NEW | 10 | N/A | 4925.501 | 1214.6285 | N/A | N/A | 1012.13 | 1479.3798 | 706.5728 | 0 | 2185.9526 | 5934.1459 | 0 | 5934.1459 | 93% | 3.6011 | 2.7147 | 0.44905 | 0.044905 | 1.8103 | Heat Pump Water Heater (40 gal) | 3.5562 | 4.2943 | 17.3113 | 4.2943 | 17.3113 | 173.1133 | 21103.0188 | 5860.0999 | 15242.9189 | 3.6011 | 7773.6881 | 2.7147
Heat Pump Water Heater (60 gal) | BNI Domestic Hot Water (DHW) | ROB/NEW | 10 | N/A | 7541.271 | 1859.6774 | N/A | N/A | 1112.13 | 1725.9431 | 1033.2924 | 0 | 2759.2355 | 9085.5737 | 0 | 9085.5737 | 93% | 4.3943 | 3.2928 | 0.37021 | 0.037021 | 1.4925 | Heat Pump Water Heater (60 gal) | 3.5562 | 6.5748 | 26.5048 | 6.5748 | 26.5048 | 265.048 | 32310.1312 | 7352.7074 | 24957.4239 | 4.3943 | 9812.3976 | 3.2928
Heat Reclaimer Unit (Agriculture) | BNI Process | ROB/NEW | 15 | N/A | 9800.851 | 2819 | N/A | N/A | 4625.74 | 3082.0413 | 1927.7278 | 0 | 5009.7691 | 17078.6432 | 0 | 17078.6432 | 93% | 2.7415 | 3.4091 | 0.5172 | 0.03448 | 1.7877 | Heat Reclaimer Unit (Agriculture) | 2.3708 | 6.6443 | 22.9643 | 6.6443 | 22.9643 | 344.464 | 40490.0649 | 14769.2987 | 25720.7662 | 2.7415 | 11877.1658 | 3.4091
High Bay Luminaire (15 000 lumen) | BNI Lighting | ROB/NEW | 22.3 | N/A | 255.3125 | 39.1387 | N/A | N/A | 172.62 | 160.2661 | 63.0105 | 0 | 223.2766 | 502.7993 | 0 | 502.7993 | 93% | 2.2492 | 2.2519 | 0.88487 | 0.03968 | 5.7385 | High Bay Luminaire (15 000 lumen) | 3651.0336 | 142.0638 | 921.2586 | 142.0638 | 921.2586 | 20544.0659 | 1835737.1492 | 816177.8815 | 1019559.2677 | 2.2492 | 815190.4507 | 2.2519
High Bay Luminaire (35 000 lumen) | BNI Lighting | ROB/NEW | 22.3 | N/A | 595.7155 | 91.3217 | N/A | N/A | 343.14 | 431.4858 | 152.1997 | 0 | 583.6855 | 1173.1716 | 0 | 1173.1716 | 93% | 2.4891 | 2.0099 | 0.99139 | 0.044457 | 6.4293 | High Bay Luminaire (35 000 lumen) | 109.0568 | 9.9012 | 64.2075 | 9.9012 | 64.2075 | 1431.8264 | 127942.392 | 51400.6604 | 76541.7316 | 2.4891 | 63654.8965 | 2.0099
High Volume Low Speed Fan (Agriculture) (24 foot) | BNI Process | ROB/NEW | 15 | N/A | 16086.432 | 4615 | N/A | N/A | 4426.24 | 4931.2661 | 3150.8961 | 0 | 8082.1622 | 28014.3332 | 0 | 28014.3332 | 93% | 3.8548 | 3.4662 | 0.50836 | 0.033891 | 1.7616 | High Volume Low Speed Fan (Agriculture) (24 foot) | 2.3708 | 10.8775 | 37.6919 | 10.8775 | 37.6919 | 565.3791 | 66416.4101 | 17229.3207 | 49187.0894 | 3.8548 | 19161.1984 | 3.4662
Horticultural Lighting - blended lamps and baselines | BNI Lighting | ROB/NEW | 9.5 | N/A | 2112.6 | 380 | N/A | N/A | 1300 | 500.8554 | 267.8742 | 0 | 768.7296 | 2305.6246 | 0 | 2305.6246 | 93% | 1.5612 | 2.9993 | 0.36818 | 0.038756 | 2.0349 | Horticultural Lighting - blended lamps and baselines | 47.416 | 17.913 | 99.0002 | 17.913 | 99.0002 | 940.5018 | 109323.5459 | 70027.4976 | 39296.0483 | 1.5612 | 36450.0995 | 2.9993
LED Replacement Lamps for HID (10000 lumen) | BNI Lighting | ROB/NEW | 11.4 | N/A | 172.7305 | 37.3247 | N/A | N/A | 99.75 | 147.938 | 35.3128 | 0 | 183.2508 | 227.6513 | 0 | 227.6513 | 93% | 1.7774 | 1.2423 | 1.0735 | 0.094163 | 4.9387 | LED Replacement Lamps for HID (10000 lumen) | 111.4276 | 4.1348 | 19.022 | 4.1348 | 19.022 | 216.8505 | 25366.6522 | 14271.6901 | 11094.9621 | 1.7774 | 20419.2072 | 1.2423
LED Replacement Lamps for HID (4000 lumen) | BNI Lighting | ROB/NEW | 11.4 | N/A | 69.1005 | 14.9317 | N/A | N/A | 100.8 | 49.3127 | 4.4381 | 0 | 53.7508 | 91.0715 | 0 | 91.0715 | 93% | 0.92758 | 1.6943 | 0.78706 | 0.069041 | 3.6211 | LED Replacement Lamps for HID (4000 lumen) | 36.7474 | 0.5455 | 2.5096 | 0.5455 | 2.5096 | 28.6092 | 3346.6407 | 3607.9399 | -261.2992 | 0.92758 | 1975.203 | 1.6943
LED Troffer (1x4) | BNI Lighting | RET | 20.9 | 6.9667 | 179.9017 | 38.8742 | 179.9017 | 38.8742 | 138.8253 | 36.9845 | 38.4809 | 0 | 75.4654 | 363.7752 | 0 | 363.7752 | 93% | 2.1706 | 4.8204 | 0.42444 | 0.020308 | 1.9528 | LED Troffer (1x4) | 130.3941 | 5.0394 | 23.1839 | 5.0394 | 23.1839 | 484.5437 | 47434.1279 | 21852.5382 | 25581.5897 | 2.1706 | 9840.2452 | 4.8204
LED Troffer (4x2) | BNI Lighting | RET | 20.9 | 6.9667 | 230.0263 | 35.2624 | 230.0263 | 35.2624 | 325.3139 | 18.9664 | 43.9548 | 0 | 62.9212 | 437.2032 | 0 | 437.2032 | 93% | 1.2618 | 6.9484 | 0.27677 | 0.013243 | 1.7949 | LED Troffer (4x2) | 4267.4419 | 149.6031 | 970.1499 | 149.6031 | 970.1499 | 20276.1323 | 1865739.1891 | 1478654.6698 | 387084.5193 | 1.2618 | 268512.6499 | 6.9484
LED Wall Sconce (1200 lumen) | BNI Lighting | RET | 11.6 | 1 | 243.1864 | 52.5492 | 243.1864 | 52.5492 | 11.6271 | 44.3814 | 35.4345 | 0 | 79.8159 | 325.3593 | 0 | 325.3593 | 93% | 7.0352 | 4.0764 | 0.33209 | 0.028628 | 1.5279 | LED Wall Sconce (1200 lumen) | 28.4496 | 1.4863 | 6.8377 | 1.4863 | 6.8377 | 79.3172 | 9256.3469 | 1315.7279 | 7940.619 | 7.0352 | 2270.7302 | 4.0764
Linear Ambient Luminaire (10000 lumen) | BNI Lighting | ROB/NEW | 11.6 | N/A | 468.5734 | 101.2522 | N/A | N/A | 217.98 | 123.2817 | 71.6744 | 0 | 194.9561 | 626.9047 | 0 | 626.9047 | 93% | 2.2847 | 3.2156 | 0.42098 | 0.036292 | 1.9368 | Linear Ambient Luminaire (10000 lumen) | 93.6466 | 9.4266 | 43.3674 | 9.4266 | 43.3674 | 503.0619 | 58707.5208 | 25696.2477 | 33011.2731 | 2.2847 | 18256.9822 | 3.2156
Linear Ambient Luminaire (2000 lumen) | BNI Lighting | ROB/NEW | 11.6 | N/A | 50.1984 | 10.8472 | N/A | N/A | 12.6 | 24.6563 | 8.7089 | 0 | 33.3653 | 67.1604 | 0 | 67.1604 | 93% | 3.2878 | 2.0129 | 0.67253 | 0.057977 | 3.0941 | Linear Ambient Luminaire (2000 lumen) | 186.1079 | 2.007 | 9.2331 | 2.007 | 9.2331 | 107.1041 | 12499.0871 | 3801.6108 | 8697.4763 | 3.2878 | 6209.5361 | 2.0129
Linear Ambient Luminaire (4000 lumen) | BNI Lighting | ROB/NEW | 11.6 | N/A | 96.2515 | 20.7986 | N/A | N/A | 65.52 | 36.9845 | 15.7724 | 0 | 52.7569 | 128.775 | 0 | 128.775 | 93% | 1.6788 | 2.4409 | 0.5546 | 0.04781 | 2.5516 | Linear Ambient Luminaire (4000 lumen) | 241.8217 | 5.0002 | 23.0036 | 5.0002 | 23.0036 | 266.8423 | 31140.5933 | 18549.1749 | 12591.4184 | 1.6788 | 12757.7617 | 2.4409
Linear Ambient Luminaire (8000 lumen) | BNI Lighting | ROB/NEW | 11.6 | N/A | 175.9223 | 38.0144 | N/A | N/A | 217.98 | 73.969 | 29.4012 | 0 | 103.3702 | 235.3666 | 0 | 235.3666 | 93% | 1.014 | 2.2769 | 0.59454 | 0.051253 | 2.7353 | Linear Ambient Luminaire (8000 lumen) | 186.1079 | 7.0335 | 32.3578 | 7.0335 | 32.3578 | 375.3507 | 43803.5721 | 43199.8378 | 603.7343 | 1.014 | 19237.9998 | 2.2769
Linear Replacement Lamp (2 foot) | BNI Lighting | ROB/NEW | 11.6 | N/A | 37.3068 | 8.0615 | N/A | N/A | 12.6882 | 6.1641 | 5.3779 | 0 | 11.542 | 49.9128 | 0 | 49.9128 | 93% | 2.9056 | 4.3244 | 0.31304 | 0.026986 | 1.4402 | Linear Replacement Lamp (2 foot) | 373.4012 | 2.9926 | 13.7676 | 2.9926 | 13.7676 | 159.7038 | 18637.496 | 6414.2735 | 12223.2225 | 2.9056 | 4309.8057 | 4.3244
Linear Replacement Lamp (4 foot) | BNI Lighting | ROB/NEW | 11.6 | N/A | 49.6736 | 7.6148 | N/A | N/A | 8.6562 | 9.8625 | 6.9699 | 0 | 16.8325 | 62.9431 | 0 | 62.9431 | 93% | 4.1906 | 3.7394 | 0.34287 | 0.029558 | 2.2236 | Linear Replacement Lamp (4 foot) | 92935.4005 | 703.5619 | 4562.4744 | 703.5619 | 4562.4744 | 52924.7029 | 5849642.3469 | 1395909.6176 | 4453732.7293 | 4.1906 | 1564333.299 | 3.7394
Low-bay Luminaire (10,000 lumen) | BNI Lighting | ROB/NEW | 11.6 | N/A | 468.5734 | 101.2522 | N/A | N/A | 166.32 | 123.2817 | 71.6744 | 0 | 194.9561 | 626.9047 | 0 | 626.9047 | 93% | 2.7696 | 3.2156 | 0.42098 | 0.036292 | 1.9368 | Low-bay Luminaire (10,000 lumen) | 42.6744 | 4.2957 | 19.7624 | 4.2957 | 19.7624 | 229.2434 | 26752.7943 | 9659.4413 | 17093.353 | 2.7696 | 8319.6374 | 3.2156
Multi-Tank Conveyor Dishwasher - High Temp | BNI Cooking and Laundry | ROB/NEW | 20 | N/A | 27407.5971 | 2837 | N/A | N/A | 1222.2 | 3698.4496 | 4995.1945 | 0 | 8693.6441 | 48248.3252 | 0 | 48248.3252 | 93% | 7.8685 | 5.5498 | 0.32095 | 0.016048 | 3.0825 | Multi-Tank Conveyor Dishwasher - High Temp | 2.3708 | 6.6868 | 64.2184 | 6.6868 | 64.2184 | 1284.3686 | 114387.1793 | 14537.3738 | 99849.8055 | 7.8685 | 20610.9004 | 5.5498
Multi-Tank Conveyor Dishwasher - Low Temp | BNI Cooking and Laundry | ROB/NEW | 20 | N/A | 18811.2029 | 1947 | N/A | N/A | 1222.2 | 2712.1963 | 3444.0588 | 0 | 6156.2552 | 33114.9088 | 0 | 33114.9088 | 93% | 7.2292 | 5.3791 | 0.33114 | 0.016557 | 3.1806 | Multi-Tank Conveyor Dishwasher - Low Temp | 2.3708 | 4.589 | 44.0763 | 4.589 | 44.0763 | 881.5264 | 78508.8599 | 10859.9398 | 67648.9202 | 7.2292 | 14595.2561 | 5.3791
Occupancy Sensor (Ceiling Mounted) | BNI Lighting | ROB/NEW | 10 | N/A | 187.7496 | 43.9824 | N/A | N/A | 115.71 | 98.6253 | 30.5188 | 0 | 129.1442 | 223.9689 | 0 | 223.9689 | 93% | 1.6214 | 1.7343 | 0.69599 | 0.069599 | 2.9536 | Occupancy Sensor (Ceiling Mounted) | 9.4832 | 0.41466 | 1.7597 | 0.41466 | 1.7597 | 17.5966 | 2123.9424 | 1309.9069 | 814.0355 | 1.6214 | 1224.7005 | 1.7343
Occupancy Sensor (Wall Mounted) | BNI Lighting | ROB/NEW | 10 | N/A | 109.2361 | 25.5898 | N/A | N/A | 74.3337 | 49.3127 | 17.0302 | 0 | 66.3428 | 130.3092 | 0 | 130.3092 | 93% | 1.5124 | 1.9642 | 0.61452 | 0.061452 | 2.6079 | Occupancy Sensor (Wall Mounted) | 186.1079 | 4.7347 | 20.0921 | 4.7347 | 20.0921 | 200.9207 | 24251.5605 | 16035.1518 | 8216.4087 | 1.5124 | 12346.9253 | 1.9642
Open to Closed Cooler Conversion | BNI Refrigeration | RET | 12 | 4 | 54750 | 6250 | 54750 | 6250 | 49662.8495 | 6164.0826 | 7214.294 | 0 | 13378.3766 | 68916.3405 | 0 | 68916.3405 | 93% | 1.2906 | 5.1513 | 0.24724 | 0.020604 | 2.1532 | Open to Closed Cooler Conversion | 1.1854 | 7.3656 | 64.1421 | 7.3656 | 64.1421 | 769.7047 | 81693.4657 | 63301.2695 | 18392.1961 | 1.2906 | 15858.7345 | 5.1513
Parking Garage Luminaire (5000 lumen) | BNI Lighting | ROB/NEW | 22.8 | N/A | 1083.5244 | 242.4324 | N/A | N/A | 901.74 | 154.1021 | 237.7424 | 0 | 391.8445 | 2316.7601 | 0 | 2316.7601 | 93% | 2.1524 | 5.9124 | 0.36592 | 0.016049 | 1.6259 | Parking Garage Luminaire (5000 lumen) | 45.0452 | 10.8568 | 48.2371 | 10.8568 | 48.2371 | 1099.8055 | 104358.9661 | 48484.9012 | 55874.0648 | 2.1524 | 17650.7216 | 5.9124
Pole/Arm-Mounted Area Luminaire (20000 lumen) | BNI Lighting | ROB/NEW | 13.7 | N/A | 1202.3976 | 274.52 | N/A | N/A | 483.84 | 385.2552 | 214.2005 | 0 | 599.4557 | 1857.8471 | 0 | 1857.8471 | 93% | 2.7972 | 3.0992 | 0.50445 | 0.036821 | 2.1966 | Pole/Arm-Mounted Area Luminaire (20000 lumen) | 373.4012 | 101.9085 | 443.7286 | 101.9085 | 443.7286 | 6079.0815 | 693722.269 | 248002.4921 | 445719.7769 | 2.7972 | 223837.4485 | 3.0992
Pole/Arm-Mounted Area Luminaire (5000 lumen) | BNI Lighting | ROB/NEW | 13.7 | N/A | 886.4244 | 202.38 | N/A | N/A | 150.29 | 184.9225 | 148.9933 | 0 | 333.9157 | 1369.631 | 0 | 1369.631 | 93% | 4.7431 | 4.1017 | 0.38116 | 0.027822 | 1.6597 | Pole/Arm-Mounted Area Luminaire (5000 lumen) | 373.4012 | 75.1284 | 327.1229 | 75.1284 | 327.1229 | 4481.5842 | 511421.801 | 107824.4242 | 403597.3768 | 4.7431 | 124684.524 | 4.1017
Pole/Arm-Mounted Decorative Luminaire (10000 lumen) | BNI Lighting | ROB/NEW | 22.8 | N/A | 874.9488 | 195.7648 | N/A | N/A | 300.58 | 385.2552 | 215.4512 | 0 | 600.7064 | 1870.7898 | 0 | 1870.7898 | 93% | 3.7794 | 3.1143 | 0.69468 | 0.030469 | 3.0867 | Pole/Arm-Mounted Decorative Luminaire (10000 lumen) | 5.927 | 1.1535 | 5.1252 | 1.1535 | 5.1252 | 116.8547 | 11088.1762 | 2933.8106 | 8154.3656 | 3.7794 | 3560.3882 | 3.1143
Pole/Arm-Mounted Decorative Luminaire (1300 lumen) | BNI Lighting | ROB/NEW | 22.8 | N/A | 361.8756 | 80.9676 | N/A | N/A | 39.0754 | 77.051 | 81.7038 | 0 | 158.7548 | 773.7518 | 0 | 773.7518 | 93% | 6.5548 | 4.8739 | 0.44389 | 0.019469 | 1.9723 | Pole/Arm-Mounted Decorative Luminaire (1300 lumen) | 3.5562 | 0.28626 | 1.2719 | 0.28626 | 1.2719 | 28.9984 | 2751.6173 | 419.788 | 2331.8293 | 6.5548 | 564.5642 | 4.8739
Premium High Bay Luminaire (15 000 lumen) | BNI Lighting | ROB/NEW | 22.3 | N/A | 312.0531 | 47.8369 | N/A | N/A | 237.258 | 231.1531 | 80.1882 | 0 | 311.3413 | 614.5414 | 0 | 614.5414 | 93% | 2.0428 | 1.9739 | 1.0095 | 0.04527 | 6.5469 | Premium High Bay Luminaire (15 000 lumen) | 237.0801 | 11.2751 | 73.1168 | 11.2751 | 73.1168 | 1630.5051 | 145695.5437 | 71322.7301 | 74372.8136 | 2.0428 | 73812.8198 | 1.9739
Premium High Bay Luminaire (35 000 lumen) | BNI Lighting | ROB/NEW | 22.3 | N/A | 728.1104 | 111.6175 | N/A | N/A | 797.202 | 616.4083 | 194.0377 | 0 | 810.446 | 1433.9032 | 0 | 1433.9032 | 93% | 1.5329 | 1.7693 | 1.1262 | 0.050504 | 7.3039 | Premium High Bay Luminaire (35 000 lumen) | 118.5401 | 13.154 | 85.3014 | 13.154 | 85.3014 | 1902.2204 | 169974.9556 | 110886.5832 | 59088.3723 | 1.5329 | 96070.3096 | 1.7693
Refrigerated Case Luminaire | BNI Lighting | ROB/NEW | 16.3 | N/A | 153.0972 | 25.2788 | N/A | N/A | 173.88 | 73.969 | 31.1301 | 0 | 105.0991 | 253.2591 | 0 | 253.2591 | 93% | 1.3133 | 2.4097 | 0.69461 | 0.042614 | 4.1822 | Refrigerated Case Luminaire | 55.7138 | 1.4002 | 8.4299 | 1.4002 | 8.4299 | 137.4078 | 14110.0303 | 10743.773 | 3366.2573 | 1.3133 | 5855.475 | 2.4097
SBES Direct Install - Lighting | BNI Lighting | RET | 10.8 | 3.6 | 15239.5872 | 3104.3603 | 15239.5872 | 3104.3603 | 0 | 0 | 17846.6808 | 14782 | 17846.6808 | 17947.4719 | 0 | 17947.4719 | 88% | 1.0056 | 1.0056 | 1.2523 | 0.11595 | 6.1115 | SBES Direct Install - Lighting | 94.832 | 276.9412 | 1351.5174 | 276.9412 | 1351.5174 | 14596.3883 | 1701995.4014 | 1692437.1727 | 9558.2287 | 1.0056 | 1692437.1727 | 1.0056
SBES Direct Install - Lighting Controls | BNI Lighting | RET | 10.8 | 3.6 | 1398.5945 | 284.8989 | 1398.5945 | 284.8989 | 0 | 0 | 2631.2833 | 2268 | 2631.2833 | 1647.1073 | 0 | 1647.1073 | 88% | 0.62597 | 0.62597 | 2.0118 | 0.18628 | 9.8183 | SBES Direct Install - Lighting Controls | 94.832 | 25.4159 | 124.0339 | 25.4159 | 124.0339 | 1339.5657 | 156198.5489 | 249529.9703 | -93331.4215 | 0.62597 | 249529.9703 | 0.62597
SBES Direct Install - Non-Lighting | BNI Other | RET | 10.8 | 3.6 | 1152.9982 | 234.87 | 1152.9982 | 234.87 | 0 | 0 | 1699.7239 | 1439 | 1699.7239 | 1357.8716 | 0 | 1357.8716 | 88% | 0.79888 | 0.79888 | 1.5764 | 0.14596 | 7.6933 | SBES Direct Install - Non-Lighting | 94.832 | 20.9528 | 102.2532 | 20.9528 | 102.2532 | 1104.335 | 128769.7334 | 161188.2871 | -32418.5537 | 0.79888 | 161188.2871 | 0.79888
Smart thermostats for central air source heat pump | BNI HVAC | ROB/NEW | 11 | N/A | 298 | 0 | N/A | N/A | 106 | 113.0398 | 40.3451 | 0 | 153.3849 | 312.2308 | 0 | 312.2308 | 93% | 2.2475 | 2.0356 | 0.5208 | 0.047346 | N/A | Smart thermostats for central air source heat pump | 5.806 | 0 | 1.71 | 0 | 1.71 | 18.8097 | 1812.8253 | 806.605 | 1006.2203 | 2.2475 | 890.5592 | 2.0356
Smart thermostats for electric baseboards | BNI HVAC | ROB/NEW | 11 | N/A | 146 | 0 | N/A | N/A | 151 | 55.3819 | 17.5265 | 0 | 72.9084 | 152.9721 | 0 | 152.9721 | 93% | 0.96844 | 2.0981 | 0.50528 | 0.045934 | N/A | Smart thermostats for electric baseboards | 37.9328 | 0 | 5.4735 | 0 | 5.4735 | 60.208 | 5802.6632 | 5991.7345 | -189.0713 | 0.96844 | 2765.6209 | 2.0981
Smart thermostats for mini-split heat pumps | BNI HVAC | ROB/NEW | 11 | N/A | 74 | 0 | N/A | N/A | 166 | 28.0703 | 2.5263 | 0 | 30.5966 | 77.5338 | 0 | 77.5338 | 93% | 0.49414 | 2.5341 | 0.41836 | 0.038033 | N/A | Smart thermostats for mini-split heat pumps | 4.0642 | 0 | 0.29724 | 0 | 0.29724 | 3.2696 | 315.1153 | 637.7034 | -322.5882 | 0.49414 | 124.3517 | 2.5341
Solid Door Freezer | BNI Cooking and Laundry | ROB/NEW | 12 | N/A | 2128 | 165 | N/A | N/A | 0 | 443.8139 | 289.9891 | 0 | 733.803 | 2587.6077 | 0 | 2587.6077 | 93% | 8.9231 | 3.5263 | 0.34891 | 0.029076 | 4.4736 | Solid Door Freezer | 2.3708 | 0.3889 | 4.9861 | 0.3889 | 4.9861 | 59.8331 | 6134.703 | 687.5064 | 5447.1966 | 8.9231 | 1739.7009 | 3.5263
Solid Door Refrigerator | BNI Cooking and Laundry | ROB/NEW | 12 | N/A | 818 | 63 | N/A | N/A | 0 | 258.8915 | 119.3694 | 0 | 378.2609 | 994.1753 | 0 | 994.1753 | 93% | 8.3286 | 2.6283 | 0.46789 | 0.038991 | 6.0396 | Solid Door Refrigerator | 10.6686 | 0.6682 | 8.6249 | 0.6682 | 8.6249 | 103.4989 | 10606.463 | 1273.5051 | 9332.9579 | 8.3286 | 4035.5158 | 2.6283
Standard Capacity Electric Fryer | BNI Cooking and Laundry | ROB/NEW | 12 | N/A | 952 | 148 | N/A | N/A | 264.6 | 1232.8165 | 231.1881 | 0 | 1464.0046 | 1244.2519 | 0 | 1244.2519 | 93% | 2.607 | 0.8499 | 1.556 | 0.12967 | 9.9504 | Standard Capacity Electric Fryer | 2.3708 | 0.34883 | 2.2306 | 0.34883 | 2.2306 | 26.7674 | 2949.8738 | 1131.5029 | 1818.3708 | 2.607 | 3470.8636 | 0.8499
Strip-Curtains for Display Cases | BNI Refrigeration | ROB/NEW | 4 | N/A | 28970.31 | 3307 | N/A | N/A | 76.86 | 1972.5064 | 1611.0671 | 0 | 3583.5735 | 14835.0541 | 0 | 14835.0541 | 93% | 8.817 | 4.1397 | 0.12516 | 0.03129 | 1.09 | Strip-Curtains for Display Cases | 2.3708 | 7.7945 | 67.88 | 7.7945 | 67.88 | 271.52 | 35170.9617 | 3988.984 | 31181.9777 | 8.817 | 8495.9399 | 4.1397
VFD Milk Vacuum Pump | BNI Process | ROB/NEW | 15 | N/A | 6492.659 | 1818 | N/A | N/A | 6360.48 | 184.9225 | 1102.9602 | 0 | 1287.8827 | 11241.7913 | 0 | 11241.7913 | 93% | 1.6018 | 8.7289 | 0.20071 | 0.01338 | 0.7126 | VFD Milk Vacuum Pump | 2.3708 | 4.285 | 15.2129 | 4.285 | 15.2129 | 228.1931 | 26652.0505 | 16638.7716 | 10013.2789 | 1.6018 | 3053.3137 | 8.7289
Wall Mounted Area Luminaire (1000 lumen) (full and no-cutoff) | BNI Lighting | ROB/NEW | 22.8 | N/A | 153.3 | 34.3 | N/A | N/A | 28.595 | 36.9845 | 35.0028 | 0 | 71.9873 | 327.7816 | 0 | 327.7816 | 93% | 5.3215 | 4.5533 | 0.47514 | 0.020839 | 2.1112 | Wall Mounted Area Luminaire (1000 lumen) (full and no-cutoff) | 104.3152 | 3.5572 | 15.8046 | 3.5572 | 15.8046 | 360.3449 | 34192.6139 | 6425.418 | 27767.1959 | 5.3215 | 7509.373 | 4.5533
Wall Mounted Area Luminaire (10000 lumen) (full and no-cutoff) | BNI Lighting | ROB/NEW | 22.8 | N/A | 776.3988 | 177.26 | N/A | N/A | 285.95 | 147.938 | 174.4357 | 0 | 322.3737 | 1667.3691 | 0 | 1667.3691 | 93% | 3.7863 | 5.1722 | 0.42013 | 0.018427 | 1.8294 | Wall Mounted Area Luminaire (10000 lumen) (full and no-cutoff) | 59.27 | 10.445 | 45.4793 | 10.445 | 45.4793 | 1036.9276 | 98825.0125 | 26100.6938 | 72724.3187 | 3.7863 | 19107.0964 | 5.1722
Zero-Energy Doors for Reach-In Coolers | BNI Refrigeration | ROB/NEW | 12 | N/A | 1400.023 | 160 | N/A | N/A | 304.92 | 295.876 | 196.9412 | 0 | 492.8172 | 1762.4835 | 0 | 1762.4835 | 93% | 3.6679 | 3.5763 | 0.35617 | 0.029681 | 3.0983 | Zero-Energy Doors for Reach-In Coolers | 2.3708 | 0.37712 | 3.2804 | 0.37712 | 3.2804 | 39.3645 | 4178.4977 | 1139.2098 | 3039.288 | 3.6679 | 1168.3715 | 3.5763

## 2024
Affordable Multi-Family Housing | [22 empty] | Affordable Multi-Family Housing Total
Measure Name | Technology Type | Decision Type | Measure Life | Remaining Useful Life | Gross Annual Energy Savings per Unit at Meter (kWh) Pre-RUL | Gross Peak Demand Savings per Unit at Meter (Watts) Pre-RUL | Gross Annual Energy Savings per Unit at Meter (kWh) Post-RUL | Gross Peak Demand Savings per Unit at Meter (Watts) Post-RUL | Gross Per Unit One-Time Incremental Measure Cost ($) | Per Unit Incentive ($) | Per Unit Program Administrative Cost (inclusive of DI costs) ($) | Per Unit Direct Installation Cost ($) | Per Unit DSM Administrator Cost (Incentive + Administrative) ($) | Per Unit Present Value Avoided Cost Benefits ($) | Per Unit Present Value Non-Energy Benefits ($) | Total Per Unit Present Value Benefits ($) | Net-To-Gross Ratio | Net Total Resource Benefit-Cost Ratio (TRC) | Net Program Administrator Benefit-Cost Ratio (PAC) | Net First-Year Unit Cost / kWh at Generator ($/kWh) | Net Lifetime Unit Cost / kWh at Generator ($/kWh) | Net Unit Cost / Watt at Generator ($/W) | Measure Name | Participation (Units) | Total Peak Demand Savings (kW) | Total First Year Energy Savings (MWh) | Total Cumulative Peak Demand Savings (kW) | Total Cumulative First Year Energy Savings (MWh) | Total Lifetime Energy Savings (MWh) | Total Avoided Cost Benefits ($) | TRC Costs ($) | Total TRC Net Resource Benefits ($) | TRC Ratio | PAC Costs ($) | PAC Ratio
Cold Climate Air-Source Ductless Heat Pump (24kBTU/hr) (Multi-Family) | Res HVAC | ROB/NEW | 18 | N/A | 3578.14 | 1296.6025 | N/A | N/A | 7021.7616 | 1789.07 | 1037.2867 | 0 | 2826.3567 | 8642.0673 | 0 | 8642.0673 | 100% | 1.0723 | 3.0577 | 0.72157 | 0.040087 | 1.901 | Cold Climate Air-Source Ductless Heat Pump (24kBTU/hr) (Multi-Family) | 65 | 96.6345 | 254.6043 | 193.269 | 509.2087 | 4582.8781 | 561734.372 | 523838.1398 | 37896.2322 | 1.0723 | 183713.1858 | 3.0577
Cold Climate Air-Source Ductless Heat Pump (48kBTU/hr) (Multi-Family) | Res HVAC | ROB/NEW | 18 | N/A | 6972.26 | 2127.5515 | N/A | N/A | 14043.5232 | 3486.13 | 1978.7409 | 0 | 5464.8709 | 15995.7885 | 0 | 15995.7885 | 100% | 0.99835 | 2.927 | 0.716 | 0.039778 | 2.2401 | Cold Climate Air-Source Ductless Heat Pump (48kBTU/hr) (Multi-Family) | 65 | 158.5643 | 496.1146 | 317.1286 | 992.2293 | 8930.0636 | 1039726.2538 | 1041447.1687 | -1720.9149 | 0.99835 | 355216.6107 | 2.927
Comprehensive Path | Res Other | ROB/NEW | 18.1 | N/A | 38092.86 | 10208 | N/A | N/A | 48568.3965 | 19046.43 | 10674.447 | 0 | 29720.877 | 84683.8851 | 0 | 84683.8851 | 100% | 1.4294 | 2.8493 | 0.71273 | 0.039377 | 2.5391 | Comprehensive Path | 27 | 316.0213 | 1125.9069 | 632.0426 | 2251.8137 | 20378.9141 | 2286464.8972 | 1599556.775 | 686908.1222 | 1.4294 | 802463.6795 | 2.8493
Heat Pump Water Heater (Electric Resistance) | Res HVAC | RET | 10 | 3.3333 | 790 | 128 | 790 | 128 | 2862.426 | 395 | 132.957 | 0 | 527.957 | 1015.6878 | 0 | 1015.6878 | 100% | 0.33908 | 1.9238 | 0.61049 | 0.061049 | 3.5971 | Heat Pump Water Heater (Electric Resistance) | 2.4091 | 0.35356 | 2.0834 | 0.70713 | 4.1668 | 20.8338 | 2446.8508 | 7216.0516 | -4769.2008 | 0.33908 | 1271.8791 | 1.9238
Heat Pump Water Heater (Heat Pump) | Res HVAC | RET | 10 | 3.3333 | 1312 | 213 | 1312 | 213 | 2862.426 | 656 | 220.8096 | 0 | 876.8096 | 1687.3292 | 0 | 1687.3292 | 100% | 0.54726 | 1.9244 | 0.61049 | 0.061049 | 3.59 | Heat Pump Water Heater (Heat Pump) | 0.80302 | 0.19612 | 1.1533 | 0.39224 | 2.3067 | 11.5333 | 1354.958 | 2475.8979 | -1120.9398 | 0.54726 | 704.0951 | 1.9244
Affordable Single-Family Homes | [22 empty] | Affordable Single-Family Homes Total
Measure Name | Technology Type | Decision Type | Measure Life | Remaining Useful Life | Gross Annual Energy Savings per Unit at Meter (kWh) Pre-RUL | Gross Peak Demand Savings per Unit at Meter (Watts) Pre-RUL | Gross Annual Energy Savings per Unit at Meter (kWh) Post-RUL | Gross Peak Demand Savings per Unit at Meter (Watts) Post-RUL | Gross Per Unit One-Time Incremental Measure Cost ($) | Per Unit Incentive ($) | Per Unit Program Administrative Cost (inclusive of DI costs) ($) | Per Unit Direct Installation Cost ($) | Per Unit DSM Administrator Cost (Incentive + Administrative) ($) | Per Unit Present Value Avoided Cost Benefits ($) | Per Unit Present Value Non-Energy Benefits ($) | Total Per Unit Present Value Benefits ($) | Net-To-Gross Ratio | Net Total Resource Benefit-Cost Ratio (TRC) | Net Program Administrator Benefit-Cost Ratio (PAC) | Net First-Year Unit Cost / kWh at Generator ($/kWh) | Net Lifetime Unit Cost / kWh at Generator ($/kWh) | Net Unit Cost / Watt at Generator ($/W) | Measure Name | Participation (Units) | Total Peak Demand Savings (kW) | Total First Year Energy Savings (MWh) | Total Cumulative Peak Demand Savings (kW) | Total Cumulative First Year Energy Savings (MWh) | Total Lifetime Energy Savings (MWh) | Total Avoided Cost Benefits ($) | TRC Costs ($) | Total TRC Net Resource Benefits ($) | TRC Ratio | PAC Costs ($) | PAC Ratio
Affordable Single-Family Homes | Res HVAC | RET | 20 | 6.6667 | 5015 | 1419.245 | 5015 | 1419.245 | 0 | 0 | 16230.6425 | 11730 | 16230.6425 | 12022.4822 | 0 | 12022.4822 | 100% | 0.74073 | 0.74073 | 2.9565 | 0.14782 | 9.9734 | Affordable Single-Family Homes | 492.8924 | 802.087 | 2705.9402 | 1604.1739 | 5411.8804 | 54118.8044 | 5925790.4066 | 7999960.6941 | -2074170.2876 | 0.74073 | 7999960.6941 | 0.74073
Clothes Dryer replacement (Low Income Only) | Res Other | RET | 5 | 1.6667 | 252 | 34.8 | 252 | 34.8 | 0 | 0 | 1003.8762 | 788.2968 | 1003.8762 | 180.8367 | 0 | 180.8367 | 100% | 0.18014 | 0.18014 | 3.6391 | 0.72781 | 25.1575 | Clothes Dryer replacement (Low Income Only) | 123.5563 | 4.9301 | 34.0848 | 9.8602 | 68.1696 | 170.4239 | 22343.5151 | 124035.2163 | -101691.7012 | 0.18014 | 124035.2163 | 0.18014
Freezer replacement (Low income only) | Res Refrigeration | RET | 4 | 1.3333 | 1358 | 193.062 | 1358 | 193.062 | 0 | 0 | 924.1029 | 655.6662 | 924.1029 | 793.7607 | 0 | 793.7607 | 100% | 0.85895 | 0.85895 | 0.62163 | 0.15541 | 4.1744 | Freezer replacement (Low income only) | 72.312 | 16.0073 | 107.4992 | 32.0147 | 214.9984 | 429.9968 | 57398.4237 | 66823.728 | -9425.3043 | 0.85895 | 66823.728 | 0.85895
Refrigerator replacement (Low income only) | Res Refrigeration | RET | 5 | 1.6667 | 678 | 97.29 | 678 | 97.29 | 0 | 0 | 1169.7137 | 887.5122 | 1169.7137 | 488.6389 | 0 | 488.6389 | 100% | 0.41774 | 0.41774 | 1.576 | 0.3152 | 10.4852 | Refrigerator replacement (Low income only) | 21.222 | 2.3674 | 15.7511 | 4.7347 | 31.5022 | 78.7555 | 10369.8942 | 24823.6634 | -14453.7692 | 0.41774 | 24823.6634 | 0.41774
Appliance Retirement | [22 empty] | Appliance Retirement Total
Measure Name | Technology Type | Decision Type | Measure Life | Remaining Useful Life | Gross Annual Energy Savings per Unit at Meter (kWh) Pre-RUL | Gross Peak Demand Savings per Unit at Meter (Watts) Pre-RUL | Gross Annual Energy Savings per Unit at Meter (kWh) Post-RUL | Gross Peak Demand Savings per Unit at Meter (Watts) Post-RUL | Gross Per Unit One-Time Incremental Measure Cost ($) | Per Unit Incentive ($) | Per Unit Program Administrative Cost (inclusive of DI costs) ($) | Per Unit Direct Installation Cost ($) | Per Unit DSM Administrator Cost (Incentive + Administrative) ($) | Per Unit Present Value Avoided Cost Benefits ($) | Per Unit Present Value Non-Energy Benefits ($) | Total Per Unit Present Value Benefits ($) | Net-To-Gross Ratio | Net Total Resource Benefit-Cost Ratio (TRC) | Net Program Administrator Benefit-Cost Ratio (PAC) | Net First-Year Unit Cost / kWh at Generator ($/kWh) | Net Lifetime Unit Cost / kWh at Generator ($/kWh) | Net Unit Cost / Watt at Generator ($/W) | Measure Name | Participation (Units) | Total Peak Demand Savings (kW) | Total First Year Energy Savings (MWh) | Total Cumulative Peak Demand Savings (kW) | Total Cumulative First Year Energy Savings (MWh) | Total Lifetime Energy Savings (MWh) | Total Avoided Cost Benefits ($) | TRC Costs ($) | Total TRC Net Resource Benefits ($) | TRC Ratio | PAC Costs ($) | PAC Ratio
Air Conditioner retirement - Bulk | Res HVAC | RET | 3 | 1 | 257 | 0 | 257 | 0 | 41.4119 | 50.5999 | 40.3302 | 0 | 90.9302 | 56.1062 | 0 | 56.1062 | 53% | 0.90089 | 0.61703 | 0.60983 | 0.20328 | N/A | Air Conditioner retirement - Bulk | 20.5134 | 0 | 3.0587 | 0 | 6.1175 | 9.1762 | 1150.9276 | 1277.5424 | -126.6147 | 0.90089 | 1865.2833 | 0.61703
Air Conditioner retirement - Drop Off | Res HVAC | RET | 3 | 1 | 257 | 0 | 257 | 0 | 39.6488 | 48.8714 | 40.0129 | 0 | 88.8842 | 56.1062 | 0 | 56.1062 | 53% | 0.91937 | 0.63123 | 0.59611 | 0.1987 | N/A | Air Conditioner retirement - Drop Off | 13.6756 | 0 | 2.0392 | 0 | 4.0783 | 6.1175 | 767.2851 | 834.5754 | -67.2903 | 0.91937 | 1215.5429 | 0.63123
Air Conditioner retirement | Res HVAC | RET | 3 | 1 | 257 | 0 | 257 | 0 | 50.2394 | 50.5999 | 38.7695 | 0 | 89.3695 | 56.1062 | 0 | 56.1062 | 53% | 0.85794 | 0.6278 | 0.59936 | 0.19979 | N/A | Air Conditioner retirement | 34.1889 | 0 | 5.0979 | 0 | 10.1958 | 15.2936 | 1918.2127 | 2235.833 | -317.6203 | 0.85794 | 3055.4474 | 0.6278
Freezer retirement - Bulk | Res Refrigeration | RET | 4 | 1.3333 | 896 | 124 | 896 | 124 | 136.4904 | 183.8141 | 172.422 | 0 | 356.2361 | 250.6587 | 0 | 250.6587 | 48% | 1.0535 | 0.70363 | 0.75665 | 0.18916 | 5.2196 | Freezer retirement - Bulk | 205.1336 | 13.9995 | 96.5787 | 27.9989 | 193.1573 | 386.3146 | 51418.5114 | 48808.9496 | 2609.5617 | 1.0535 | 73075.9913 | 0.70363
Freezer retirement - Drop Off | Res Refrigeration | RET | 4 | 1.3333 | 896 | 124 | 896 | 124 | 74.3203 | 99.7285 | 156.9839 | 0 | 256.7123 | 250.6587 | 0 | 250.6587 | 48% | 1.3011 | 0.97642 | 0.54526 | 0.13632 | 3.7614 | Freezer retirement - Drop Off | 136.7557 | 9.333 | 64.3858 | 18.666 | 128.7715 | 257.5431 | 34279.0076 | 26347.032 | 7931.9756 | 1.3011 | 35106.884 | 0.97642
Freezer retirement | Res Refrigeration | RET | 4 | 1.3333 | 896 | 124 | 896 | 124 | 171.8843 | 218.5141 | 178.7929 | 0 | 397.307 | 250.6587 | 0 | 250.6587 | 48% | 0.95928 | 0.63089 | 0.84389 | 0.21097 | 5.8214 | Freezer retirement | 341.8893 | 23.3325 | 160.9644 | 46.6649 | 321.9289 | 643.8577 | 85697.5189 | 89334.7899 | -3637.2709 | 0.95928 | 135835.0142 | 0.63089
Mini freezer retirement - Bulk | Res Refrigeration | RET | 4 | 1.3333 | 266 | 36.7 | 266 | 36.7 | 77.3451 | 85.8285 | 69.3258 | 0 | 155.1543 | 106.9358 | 0 | 106.9358 | 69% | 0.87157 | 0.68922 | 0.77222 | 0.19306 | 5.3434 | Mini freezer retirement - Bulk | 8.9189 | 0.25896 | 1.792 | 0.51792 | 3.584 | 7.1679 | 953.7446 | 1094.2889 | -140.5443 | 0.87157 | 1383.7984 | 0.68922
Mini freezer retirement - Drop Off | Res Refrigeration | RET | 4 | 1.3333 | 266 | 36.7 | 266 | 36.7 | 62.3802 | 71.1571 | 72.2253 | 0 | 143.3824 | 106.9358 | 0 | 106.9358 | 69% | 0.92772 | 0.74581 | 0.71363 | 0.17841 | 4.938 | Mini freezer retirement - Drop Off | 5.9459 | 0.17264 | 1.1947 | 0.34528 | 2.3893 | 4.7786 | 635.8298 | 685.3702 | -49.5404 | 0.92772 | 852.5375 | 0.74581
Mini freezer retirement | Res Refrigeration | RET | 4 | 1.3333 | 266 | 36.7 | 266 | 36.7 | 95.0493 | 103.1856 | 60.2966 | 0 | 163.4823 | 106.9358 | 0 | 106.9358 | 69% | 0.8495 | 0.65411 | 0.81367 | 0.20342 | 5.6302 | Mini freezer retirement | 14.8648 | 0.4316 | 2.9866 | 0.86321 | 5.9733 | 11.9466 | 1589.5744 | 1871.1853 | -281.6109 | 0.8495 | 2430.1235 | 0.65411
Mini fridge retirement - Bulk | Res Refrigeration | RET | 4 | 1.3333 | 170 | 23.5 | 170 | 23.5 | 77.3451 | 85.8285 | 30.5292 | 0 | 116.3576 | 67.3657 | 0 | 67.3657 | 68% | 0.81043 | 0.57895 | 0.91949 | 0.22987 | 6.3502 | Mini fridge retirement - Bulk | 8.9189 | 0.16342 | 1.1287 | 0.32683 | 2.2573 | 4.5146 | 600.8246 | 741.3689 | -140.5443 | 0.81043 | 1037.7766 | 0.57895
Mini fridge retirement - Drop Off | Res Refrigeration | RET | 4 | 1.3333 | 170 | 23.5 | 170 | 23.5 | 62.3802 | 71.1571 | 38.0116 | 0 | 109.1687 | 67.3657 | 0 | 67.3657 | 68% | 0.83757 | 0.61708 | 0.86268 | 0.21567 | 5.9578 | Mini fridge retirement - Drop Off | 5.9459 | 0.10894 | 0.75244 | 0.21789 | 1.5049 | 3.0098 | 400.5497 | 478.2296 | -77.6799 | 0.83757 | 649.106 | 0.61708
Mini fridge retirement | Res Refrigeration | RET | 4 | 1.3333 | 170 | 23.5 | 170 | 23.5 | 95.0493 | 103.1856 | 21.677 | 0 | 124.8626 | 67.3657 | 0 | 67.3657 | 68% | 0.7805 | 0.53952 | 0.9867 | 0.24667 | 6.8143 | Mini fridge retirement | 14.8648 | 0.27236 | 1.8811 | 0.54472 | 3.7622 | 7.5244 | 1001.3743 | 1282.9853 | -281.6109 | 0.7805 | 1856.0523 | 0.53952
Refrigerator retirement - Bulk | Res Refrigeration | RET | 4 | 1.3333 | 670 | 92.5 | 670 | 92.5 | 136.4904 | 183.8141 | 156.8555 | 0 | 340.6696 | 222.5215 | 0 | 222.5215 | 57% | 0.94829 | 0.65319 | 0.81488 | 0.20372 | 5.6349 | Refrigerator retirement - Bulk | 310 | 18.7409 | 129.6004 | 37.4818 | 259.2009 | 518.4018 | 68981.6708 | 72743.0486 | -3761.3778 | 0.94829 | 105607.5694 | 0.65319
Refrigerator retirement - Drop Off | Res Refrigeration | RET | 4 | 1.3333 | 670 | 92.5 | 670 | 92.5 | 74.3203 | 99.7285 | 141.4174 | 0 | 241.1458 | 222.5215 | 0 | 222.5215 | 57% | 1.2108 | 0.92277 | 0.57682 | 0.1442 | 3.9887 | Refrigerator retirement - Drop Off | 200 | 12.0909 | 83.6132 | 24.1818 | 167.2264 | 334.4527 | 44504.3038 | 36755.9839 | 7748.3198 | 1.2108 | 48229.1654 | 0.92277
Refrigerator retirement | Res Refrigeration | RET | 4 | 1.3333 | 670 | 92.5 | 670 | 92.5 | 171.8843 | 218.5141 | 163.2264 | 0 | 381.7405 | 222.5215 | 0 | 222.5215 | 57% | 0.85192 | 0.58291 | 0.91312 | 0.22828 | 6.3142 | Refrigerator retirement | 1651 | 99.8104 | 690.2269 | 199.6207 | 1380.4537 | 2760.9074 | 367383.0275 | 431241.9745 | -63858.9469 | 0.85192 | 630253.4955 | 0.58291
Business Energy Rebates | [22 empty] | Business Energy Rebates Total
Measure Name | Technology Type | Decision Type | Measure Life | Remaining Useful Life | Gross Annual Energy Savings per Unit at Meter (kWh) Pre-RUL | Gross Peak Demand Savings per Unit at Meter (Watts) Pre-RUL | Gross Annual Energy Savings per Unit at Meter (kWh) Post-RUL | Gross Peak Demand Savings per Unit at Meter (Watts) Post-RUL | Gross Per Unit One-Time Incremental Measure Cost ($) | Per Unit Incentive ($) | Per Unit Program Administrative Cost (inclusive of DI costs) ($) | Per Unit Direct Installation Cost ($) | Per Unit DSM Administrator Cost (Incentive + Administrative) ($) | Per Unit Present Value Avoided Cost Benefits ($) | Per Unit Present Value Non-Energy Benefits ($) | Total Per Unit Present Value Benefits ($) | Net-To-Gross Ratio | Net Total Resource Benefit-Cost Ratio (TRC) | Net Program Administrator Benefit-Cost Ratio (PAC) | Net First-Year Unit Cost / kWh at Generator ($/kWh) | Net Lifetime Unit Cost / kWh at Generator ($/kWh) | Net Unit Cost / Watt at Generator ($/W) | Measure Name | Participation (Units) | Total Peak Demand Savings (kW) | Total First Year Energy Savings (MWh) | Total Cumulative Peak Demand Savings (kW) | Total Cumulative First Year Energy Savings (MWh) | Total Lifetime Energy Savings (MWh) | Total Avoided Cost Benefits ($) | TRC Costs ($) | Total TRC Net Resource Benefits ($) | TRC Ratio | PAC Costs ($) | PAC Ratio
1/2 Size Hot Food Holding Cabinet | BNI Cooking and Laundry | ROB/NEW | 12 | N/A | 1730 | 215 | N/A | N/A | 489.6612 | 225 | 56.877 | 0 | 281.877 | 1707.4124 | 0 | 1707.4124 | 71% | 4.2207 | 6.0573 | 0.21595 | 0.017995 | 1.7275 | 1/2 Size Hot Food Holding Cabinet | 2.6139 | 0.42654 | 3.4119 | 0.85522 | 6.841 | 40.943 | 4462.943 | 1057.4031 | 3405.5399 | 4.2207 | 736.788 | 6.0573
Air-Entraining Air Nozzle | BNI Process | ROB/NEW | 15 | N/A | 13582.8 | 130 | N/A | N/A | 45.6117 | 125 | 378.4362 | 0 | 503.4362 | 13991.9333 | 0 | 13991.9333 | 71% | 34.0585 | 27.7929 | 0.049123 | 0.0032749 | 5.1025 | Air-Entraining Air Nozzle | 2.6139 | 0.25791 | 26.7881 | 0.51711 | 53.7107 | 401.8209 | 36573.0034 | 1073.8289 | 35499.1745 | 34.0585 | 1315.9135 | 27.7929
Case Lighting for Sign Retrofits | BNI Lighting | ROB/NEW | 11.6 | N/A | 2815.56 | 639 | N/A | N/A | 735.9555 | 312.5 | 110.7731 | 0 | 423.2731 | 3566.4378 | 0 | 3566.4378 | 85% | 4.8435 | 8.4259 | 0.16643 | 0.014347 | 0.72903 | Case Lighting for Sign Retrofits | 1348.7536 | 783.1232 | 3430.2596 | 1570.1817 | 6877.7568 | 39791.0119 | 4810245.7018 | 993134.8004 | 3817110.9013 | 4.8435 | 570891.0797 | 8.4259
Circulation Fan (Agriculture) (24 inches) | BNI Process | ROB/NEW | 15 | N/A | 45.4124 | 16.1956 | N/A | N/A | 203.49 | 43.75 | 2.2313 | 0 | 45.9813 | 65.6794 | 0 | 65.6794 | 71% | 0.44768 | 1.4284 | 1.342 | 0.089464 | 3.7408 | Circulation Fan (Agriculture) (24 inches) | 7.7991 | 0.095869 | 0.26723 | 0.19222 | 0.53581 | 4.0085 | 512.2416 | 1144.2021 | -631.9605 | 0.44768 | 358.6132 | 1.4284
Cold Climate Air-Source Central Heat Pump (24kBTU/hr) (Commercial) | BNI HVAC | ROB/NEW | 18 | N/A | 9045.1083 | 3511 | N/A | N/A | 7021.7616 | 1500 | 503.31 | 0 | 2003.31 | 16050.8448 | 0 | 16050.8448 | 75% | 2.782 | 8.0122 | 0.27788 | 0.015438 | 0.7117 | Cold Climate Air-Source Central Heat Pump (24kBTU/hr) (Commercial) | 12.7333 | 35.8434 | 91.7963 | 71.8669 | 184.0539 | 1652.3333 | 204379.4989 | 73466.1846 | 130913.3143 | 2.782 | 25508.6567 | 8.0122
Cold Climate Air-Source Central Heat Pump (48kBTU/hr) (Commercial) | BNI HVAC | ROB/NEW | 18 | N/A | 18090.2166 | 7022 | N/A | N/A | 14043.5232 | 3000 | 1006.62 | 0 | 4006.62 | 32101.6897 | 0 | 32101.6897 | 75% | 2.782 | 8.0122 | 0.27788 | 0.015438 | 0.7117 | Cold Climate Air-Source Central Heat Pump (48kBTU/hr) (Commercial) | 12.7333 | 71.6868 | 183.5926 | 143.7338 | 368.1078 | 3304.6666 | 408758.9978 | 146932.3693 | 261826.6286 | 2.782 | 51017.3135 | 8.0122
Cold Climate Air-Source Ductless Heat Pump (24kBTU/hr) (Commercial) | BNI HVAC | ROB/NEW | 18 | N/A | 9688.757 | 3510.8929 | N/A | N/A | 7021.7616 | 1000 | 498.3515 | 0 | 1498.3515 | 16823.3409 | 0 | 16823.3409 | 75% | 2.9184 | 11.2279 | 0.19403 | 0.01078 | 0.53233 | Cold Climate Air-Source Ductless Heat Pump (24kBTU/hr) (Commercial) | 50.933 | 143.3692 | 393.314 | 287.4589 | 788.6045 | 7079.6524 | 856863.5509 | 293612.1891 | 563251.3619 | 2.9184 | 76315.5676 | 11.2279
Cold Climate Air-Source Ductless Heat Pump (24kBTU/hr) (Multi-Family) | BNI HVAC | ROB/NEW | 18 | N/A | 9688.757 | 3510.8929 | N/A | N/A | 7021.7616 | 1000 | 498.3515 | 0 | 1498.3515 | 16823.3409 | 0 | 16823.3409 | 75% | 2.9184 | 11.2279 | 0.19403 | 0.01078 | 0.53233 | Cold Climate Air-Source Ductless Heat Pump (24kBTU/hr) (Multi-Family) | 44.5664 | 125.4481 | 344.1498 | 251.5266 | 690.0289 | 6194.6959 | 749755.6071 | 256910.6654 | 492844.9416 | 2.9184 | 66776.1217 | 11.2279
Cold Climate Air-Source Ductless Heat Pump (48kBTU/hr) (Commercial) | BNI HVAC | ROB/NEW | 18 | N/A | 20911.358 | 6381 | N/A | N/A | 14043.5232 | 2000 | 1020.4632 | 0 | 3020.4632 | 34540.2176 | 0 | 34540.2176 | 75% | 2.9897 | 11.4354 | 0.18123 | 0.010068 | 0.59043 | Cold Climate Air-Source Ductless Heat Pump (48kBTU/hr) (Commercial) | 50.933 | 260.5716 | 848.8943 | 522.4527 | 1702.0544 | 15280.097 | 1759237.5808 | 588434.5529 | 1170803.0279 | 2.9897 | 153841.31 | 11.4354
Cold Climate Air-Source Ductless Heat Pump (48kBTU/hr) (Multi-Family) | BNI HVAC | ROB/NEW | 18 | N/A | 20911.358 | 6381 | N/A | N/A | 14043.5232 | 2000 | 1020.4632 | 0 | 3020.4632 | 34540.2176 | 0 | 34540.2176 | 75% | 2.9897 | 11.4354 | 0.18123 | 0.010068 | 0.59043 | Cold Climate Air-Source Ductless Heat Pump (48kBTU/hr) (Multi-Family) | 44.5664 | 228.0002 | 742.7825 | 457.1461 | 1489.2976 | 13370.0849 | 1539332.8832 | 514880.2338 | 1024452.6494 | 2.9897 | 134611.1463 | 11.4354
Cold Climate Air-Source Multi-Zone Heat Pump (24kBTU/hr) (Commercial) | BNI HVAC | ROB/NEW | 18 | N/A | 9688.757 | 3323.2116 | N/A | N/A | 7021.7616 | 1000 | 490.9702 | 0 | 1490.9702 | 16545.7565 | 0 | 16545.7565 | 75% | 2.8739 | 11.0973 | 0.19308 | 0.010726 | 0.55962 | Cold Climate Air-Source Multi-Zone Heat Pump (24kBTU/hr) (Commercial) | 15.2799 | 40.7115 | 117.9942 | 81.6277 | 236.5814 | 2123.8957 | 252817.6023 | 87970.8715 | 164846.7308 | 2.8739 | 22781.885 | 11.0973
Cold Climate Air-Source Multi-Zone Heat Pump (24kBTU/hr) (Multi-Family) | BNI HVAC | ROB/NEW | 18 | N/A | 9688.757 | 3510.8929 | N/A | N/A | 7021.7616 | 1000 | 498.3515 | 0 | 1498.3515 | 16823.3409 | 0 | 16823.3409 | 75% | 2.9184 | 11.2279 | 0.19403 | 0.01078 | 0.53233 | Cold Climate Air-Source Multi-Zone Heat Pump (24kBTU/hr) (Multi-Family) | 15.2799 | 43.0108 | 117.9942 | 86.2377 | 236.5814 | 2123.8957 | 257059.0653 | 88083.6567 | 168975.4086 | 2.9184 | 22894.6703 | 11.2279
Cold Climate Air-Source Multi-Zone Heat Pump (48kBTU/hr) (Commercial) | BNI HVAC | ROB/NEW | 18 | N/A | 20911.358 | 6380.5662 | N/A | N/A | 14043.5232 | 2000 | 1020.4461 | 0 | 3020.4461 | 34539.576 | 0 | 34539.576 | 75% | 2.9896 | 11.4353 | 0.18122 | 0.010068 | 0.59047 | Cold Climate Air-Source Multi-Zone Heat Pump (48kBTU/hr) (Commercial) | 15.2799 | 78.1662 | 254.6683 | 156.7251 | 510.6163 | 4584.0291 | 527761.4702 | 176530.1052 | 351231.365 | 2.9896 | 46152.1323 | 11.4353
Cold Climate Air-Source Multi-Zone Heat Pump (48kBTU/hr) (Multi-Family) | BNI HVAC | ROB/NEW | 18 | N/A | 20911.358 | 6381 | N/A | N/A | 14043.5232 | 2000 | 1020.4632 | 0 | 3020.4632 | 34540.2176 | 0 | 34540.2176 | 75% | 2.9897 | 11.4354 | 0.18123 | 0.010068 | 0.59043 | Cold Climate Air-Source Multi-Zone Heat Pump (48kBTU/hr) (Multi-Family) | 15.2799 | 78.1715 | 254.6683 | 156.7358 | 510.6163 | 4584.0291 | 527771.2742 | 176530.3659 | 351240.9084 | 2.9897 | 46152.393 | 11.4354
Cold Climate Air-Source Single Package Heat Pump (24kBTU/hr) (Commercial) | BNI HVAC | ROB/NEW | 18 | N/A | 7569.6226 | 3089.5858 | N/A | N/A | 7021.7616 | 1112.5 | 419.8752 | 0 | 1532.3752 | 13656.3496 | 0 | 13656.3496 | 75% | 2.4017 | 8.9119 | 0.25399 | 0.014111 | 0.61865 | Cold Climate Air-Source Single Package Heat Pump (24kBTU/hr) (Commercial) | 12.7333 | 31.5412 | 76.822 | 63.241 | 154.03 | 1382.796 | 173889.781 | 72403.7879 | 101485.9932 | 2.4017 | 19512.1237 | 8.9119
Cold Climate Air-Source Single Package Heat Pump (48kBTU/hr) (Commercial) | BNI HVAC | ROB/NEW | 18 | N/A | 15139.2453 | 6179.1716 | N/A | N/A | 14043.5232 | 2225 | 839.7503 | 0 | 3064.7503 | 27312.6993 | 0 | 27312.6993 | 75% | 2.4017 | 8.9119 | 0.25399 | 0.014111 | 0.61865 | Cold Climate Air-Source Single Package Heat Pump (48kBTU/hr) (Commercial) | 12.7333 | 63.0825 | 153.644 | 126.4819 | 308.0601 | 2765.592 | 347779.562 | 144807.5757 | 202971.9863 | 2.4017 | 39024.2474 | 8.9119
Cycling Refrigerated Air Dryer - 50 CFM | BNI Process | ROB/NEW | 10 | N/A | 585.86 | 110 | N/A | N/A | 706.86 | 62.5 | 17.2324 | 0 | 79.7324 | 528.1793 | 0 | 528.1793 | 71% | 1.0175 | 6.6244 | 0.18037 | 0.018037 | 0.95505 | Cycling Refrigerated Air Dryer - 50 CFM | 2.6139 | 0.21823 | 1.1554 | 0.43755 | 2.3167 | 11.5544 | 1380.5886 | 1356.8643 | 23.7242 | 1.0175 | 208.4096 | 6.6244
Dairy Scroll Compressor | BNI Process | ROB/NEW | 15 | N/A | 23623.923 | 6796 | N/A | N/A | 1045.7351 | 937.5 | 904.4064 | 0 | 1841.9064 | 32213.53 | 0 | 32213.53 | 71% | 19.5604 | 17.4892 | 0.10333 | 0.006889 | 0.35711 | Dairy Scroll Compressor | 6.3666 | 32.8397 | 113.4829 | 65.8444 | 227.5361 | 1702.2437 | 205091.5442 | 10485.061 | 194606.4832 | 19.5604 | 11726.7321 | 17.4892
Daylighting Controls - Ceiling Mounted | BNI Lighting | ROB/NEW | 10 | N/A | 436.149 | 95.97 | N/A | N/A | 151.695 | 37.5 | 14.7923 | 0 | 52.2923 | 484.3634 | 0 | 484.3634 | 85% | 3.3699 | 9.2626 | 0.13273 | 0.013273 | 0.59969 | Daylighting Controls - Ceiling Mounted | 25.4665 | 2.2208 | 10.0331 | 4.4527 | 20.1166 | 100.3307 | 12335.0445 | 3660.3785 | 8674.666 | 3.3699 | 1331.7015 | 9.2626
Daylighting Controls - Switch-Mounted | BNI Lighting | ROB/NEW | 10 | N/A | 90.9682 | 20.0166 | N/A | N/A | 151.695 | 12.5 | 0.6375 | 0 | 13.1375 | 101.0244 | 0 | 101.0244 | 85% | 0.77964 | 7.6898 | 0.15988 | 0.015988 | 0.72235 | Daylighting Controls - Switch-Mounted | 2.6139 | 0.047541 | 0.21478 | 0.095321 | 0.43065 | 2.1478 | 264.0639 | 338.6999 | -74.636 | 0.77964 | 34.3396 | 7.6898
Door Heater Controls | BNI Refrigeration | ROB/NEW | 12 | N/A | 5170.5024 | 590.24 | N/A | N/A | 1717.6048 | 100 | 139.442 | 0 | 239.442 | 5052.1367 | 0 | 5052.1367 | 71% | 3.7177 | 21.0996 | 0.061376 | 0.0051147 | 0.53451 | Door Heater Controls | 82.7662 | 37.0781 | 322.89 | 74.3425 | 647.4025 | 3874.6797 | 418145.9355 | 112474.3582 | 305671.5772 | 3.7177 | 19817.6931 | 21.0996
Double Heat Pad (Agriculture) | BNI Process | ROB/NEW | 10 | N/A | 1311 | 190 | N/A | N/A | 321.3 | 150 | 37.8721 | 0 | 187.8721 | 1136.5494 | 0 | 1136.5494 | 71% | 4.2728 | 6.0496 | 0.18993 | 0.018993 | 1.3028 | Double Heat Pad (Agriculture) | 2.6139 | 0.37694 | 2.5856 | 0.75577 | 5.1841 | 25.8556 | 2970.785 | 695.2749 | 2275.51 | 4.2728 | 491.0721 | 6.0496
Dual Enthalpy Economizer Controls | BNI HVAC | RET | 10 | 3.3333 | 3221.359 | 726 | 2577 | 580 | 1290.1266 | 312.5 | 89.9636 | 0 | 402.4636 | 2783.8666 | 0 | 2783.8666 | 75% | 2.6324 | 6.9171 | 0.15675 | 0.018087 | 0.69147 | Dual Enthalpy Economizer Controls | 2.6139 | 1.5215 | 6.7111 | 3.0506 | 13.4559 | 58.1616 | 7276.6473 | 2764.3138 | 4512.3335 | 2.6324 | 1051.985 | 6.9171
EC Motor for Refrigeration Applications - Large | BNI Refrigeration | RET | 15 | 5 | 1708.2 | 119.6 | 1047.696 | 119.6 | 374.7608 | 225 | 51.3947 | 0 | 276.3947 | 1501.2418 | 0 | 1501.2418 | 71% | 4.7287 | 5.4315 | 0.21445 | 0.019262 | 3.045 | EC Motor for Refrigeration Applications - Large | 57.2996 | 5.2014 | 73.8516 | 10.4289 | 148.0742 | 822.2141 | 86020.6246 | 18191.1961 | 67829.4284 | 4.7287 | 15837.319 | 5.4315
EC Motor for Refrigeration Applications - Small | BNI Refrigeration | RET | 15 | 5 | 342 | 341.64 | 341.64 | 39 | 182.3406 | 75 | 17.3849 | 0 | 92.3849 | 509.9411 | 0 | 509.9411 | 71% | 3.4726 | 5.5197 | 0.35802 | 0.023885 | 0.3563 | EC Motor for Refrigeration Applications - Small | 426.564 | 110.6086 | 110.0726 | 221.7731 | 220.6984 | 1649.9309 | 217522.5317 | 62639.5371 | 154882.9946 | 3.4726 | 39408.0788 | 5.5197
Electric Combination Oven | BNI Cooking and Laundry | ROB/NEW | 12 | N/A | 6368 | 1454 | N/A | N/A | 2148.8544 | 1250 | 247.9927 | 0 | 1497.9927 | 6928.73 | 0 | 6928.73 | 71% | 3.9064 | 4.6253 | 0.31177 | 0.025981 | 1.3575 | Electric Combination Oven | 10.4555 | 11.5383 | 50.236 | 20.2356 | 88.1023 | 602.8319 | 72443.0175 | 18544.6225 | 53898.395 | 3.9064 | 15662.1937 | 4.6253
Electric Combination Oven with Gas | BNI Cooking and Laundry | RET | 12 | 4 | 18282 | 2838 | 18282 | 2838 | 15135.5862 | 2500 | 621.9158 | 0 | 3121.9158 | 18593.266 | 0 | 18593.266 | 71% | 1.6356 | 5.9557 | 0.22632 | 0.01886 | 1.4494 | Electric Combination Oven with Gas | 5.2277 | 11.2606 | 72.1117 | 22.5778 | 144.5857 | 865.3402 | 97200.518 | 59429.7515 | 37770.7664 | 1.6356 | 16320.5235 | 5.9557
Electric Convection Oven | BNI Cooking and Laundry | ROB/NEW | 12 | N/A | 1937 | 301 | N/A | N/A | 1285.2 | 500 | 77.892 | 0 | 577.892 | 1970.2807 | 0 | 1970.2807 | 71% | 1.9894 | 3.4094 | 0.39541 | 0.032951 | 2.5297 | Electric Convection Oven | 10.4555 | 2.3886 | 15.2806 | 4.1891 | 26.7987 | 183.3677 | 20600.1791 | 10354.914 | 10245.2651 | 1.9894 | 6042.1229 | 3.4094
Electric Fryer Replacement with Gas | BNI Cooking and Laundry | RET | 12 | 4 | 17439 | 2707 | 18189 | 2824 | 1966.5236 | 625 | 515.7054 | 0 | 1140.7054 | 18195.1848 | 0 | 18195.1848 | 71% | 9.5166 | 15.9508 | 0.086693 | 0.007023 | 0.55523 | Electric Fryer Replacement with Gas | 2.6139 | 5.3704 | 34.3933 | 10.7678 | 68.9594 | 424.5525 | 47559.7289 | 4997.5426 | 42562.1862 | 9.5166 | 2981.6482 | 15.9508
Electric Griddle Replacement with Gas | BNI Cooking and Laundry | RET | 12 | 4 | 15815 | 2455 | 15815 | 2455 | 4266.864 | 2500 | 555.1977 | 0 | 3055.1977 | 16084.2283 | 0 | 16084.2283 | 71% | 4.4869 | 5.2645 | 0.25604 | 0.021336 | 1.6397 | Electric Griddle Replacement with Gas | 2.6139 | 4.8705 | 31.1904 | 9.7654 | 62.5376 | 374.285 | 42041.9768 | 9369.8409 | 32672.1358 | 4.4869 | 7985.8697 | 5.2645
Electric Steam Cooker | BNI Cooking and Laundry | ROB/NEW | 12 | N/A | 9967 | 1547 | N/A | N/A | 3200.148 | 1125 | 326.9154 | 0 | 1451.9154 | 10136.4789 | 0 | 10136.4789 | 71% | 3.9001 | 6.9815 | 0.19307 | 0.016089 | 1.2366 | Electric Steam Cooker | 5.2277 | 6.1382 | 39.3139 | 10.7649 | 68.9475 | 471.7671 | 52990.7436 | 13586.9692 | 39403.7745 | 3.9001 | 7590.217 | 6.9815
Electric Steam Cooker Replacement with Gas | BNI Cooking and Laundry | RET | 12 | 4 | 17599 | 2732 | 17599 | 2732 | 11715.5976 | 2250 | 590.6955 | 0 | 2840.6955 | 17898.662 | 0 | 17898.662 | 71% | 2.0091 | 6.3008 | 0.21393 | 0.017827 | 1.37 | Electric Steam Cooker Replacement with Gas | 2.6139 | 5.42 | 34.7088 | 10.8672 | 69.5921 | 416.5059 | 46784.6587 | 23286.308 | 23498.3507 | 2.0091 | 7425.1903 | 6.3008
Electric to Natural Gas - Water Heater (60 gal) | BNI Domestic Hot Water (DHW) | ROB/NEW | 15 | N/A | 10793.8041 | 2957.5012 | N/A | N/A | 1896.5268 | 875 | 431.2976 | 0 | 1306.2976 | 14541.4183 | 0 | 14541.4183 | 71% | 8.1793 | 11.1318 | 0.1604 | 0.010693 | 0.58197 | Electric to Natural Gas - Water Heater (60 gal) | 2.6139 | 5.8674 | 21.2876 | 11.7642 | 42.6821 | 319.3138 | 38009.2821 | 4647.0093 | 33362.2728 | 8.1793 | 3414.4837 | 11.1318
Electric to Natural Gas - Water Heater (80 gal) | BNI Domestic Hot Water (DHW) | ROB/NEW | 15 | N/A | 15058.023 | 4125.8975 | N/A | N/A | 1896.5268 | 1000 | 590.4322 | 0 | 1590.4322 | 20286.177 | 0 | 20286.177 | 71% | 10.4732 | 12.7551 | 0.13998 | 0.0093323 | 0.5079 | Electric to Natural Gas - Water Heater (80 gal) | 2.6139 | 8.1854 | 29.6975 | 16.4118 | 59.5442 | 445.4625 | 53025.2971 | 5062.9653 | 47962.3317 | 10.4732 | 4157.1727 | 12.7551
ENERGY STAR Electric Griddle | BNI Cooking and Laundry | ROB/NEW | 12 | N/A | 1909 | 296.3744 | N/A | N/A | 0 | 562.5 | 80.315 | 0 | 642.815 | 1941.5329 | 0 | 1941.5329 | 71% | 24.174 | 3.0204 | 0.44628 | 0.03719 | 2.8578 | ENERGY STAR Electric Griddle | 2.6139 | 0.58798 | 3.7649 | 1.1789 | 7.5488 | 45.1793 | 5074.9019 | 209.9325 | 4864.9693 | 24.174 | 1680.2308 | 3.0204
ENERGY STAR Pool Pump | BNI Process | RET | 10 | 5 | 2078 | 0 | 3847 | 0 | 397.9696 | 437.5 | 78.3198 | 0 | 515.8198 | 2106.2418 | 0 | 2106.2418 | 71% | 5.8364 | 4.0833 | 0.32899 | 0.023077 | N/A | ENERGY STAR Pool Pump | 2.6139 | 0 | 4.0982 | 0 | 8.2171 | 58.4266 | 5505.4285 | 943.2865 | 4562.1419 | 5.8364 | 1348.2826 | 4.0833
ENERGY STAR Uninteruptible Power Supplies (UPS) | BNI Process | ROB/NEW | 10 | N/A | 142.364 | 54 | N/A | N/A | 43350 | 1250 | 63.75 | 0 | 1313.75 | 150.3849 | 0 | 150.3849 | 71% | 0.0048759 | 0.11447 | 12.2305 | 1.223 | 32.0556 | ENERGY STAR Uninteruptible Power Supplies (UPS) | 2.6139 | 0.10713 | 0.28077 | 0.2148 | 0.56295 | 2.8077 | 393.0855 | 80617.4307 | -80224.3452 | 0.0048759 | 3433.9631 | 0.11447
ENERGY STAR Washing Machine | BNI Cooking and Laundry | ROB/NEW | 11 | N/A | 938.571 | 243 | N/A | N/A | 159.3648 | 312.5 | 41.9817 | 0 | 354.4817 | 979.4314 | 0 | 979.4314 | 71% | 6.3136 | 2.763 | 0.50056 | 0.045506 | 1.9221 | ENERGY STAR Washing Machine | 7.8416 | 1.4463 | 5.5532 | 2.8998 | 11.1342 | 61.0848 | 7680.2995 | 1216.4713 | 6463.8282 | 6.3136 | 2779.7001 | 2.763
Evaporator Fan Motor Controls | BNI Refrigeration | ROB/NEW | 10 | N/A | 3339.75 | 302 | N/A | N/A | 1674.0444 | 625 | 104.9539 | 0 | 729.9539 | 2748.2457 | 0 | 2748.2457 | 71% | 2.1246 | 3.765 | 0.28968 | 0.028968 | 3.1847 | Evaporator Fan Motor Controls | 2.6139 | 0.59914 | 6.5867 | 1.2013 | 13.2064 | 65.8667 | 7183.5391 | 3381.099 | 3802.4401 | 2.1246 | 1907.9999 | 3.765
Flood Luminaire (10000 lumen) | BNI Lighting | ROB/NEW | 17 | N/A | 874.9488 | 195.7648 | N/A | N/A | 285.7 | 87.5 | 36.1196 | 0 | 123.6196 | 1190.5128 | 0 | 1190.5128 | 69% | 5.104 | 9.6305 | 0.19268 | 0.011334 | 0.85615 | Flood Luminaire (10000 lumen) | 1549.6371 | 223.7646 | 994.1969 | 448.6537 | 1993.3898 | 16901.348 | 1844862.8558 | 361456.8027 | 1483406.0531 | 5.104 | 191565.4788 | 9.6305
Flood Luminaire (25000 lumen) | BNI Lighting | ROB/NEW | 17 | N/A | 1541.322 | 344.862 | N/A | N/A | 361.1269 | 187.5 | 65.33 | 0 | 252.83 | 2097.224 | 0 | 2097.224 | 69% | 6.6683 | 8.295 | 0.22371 | 0.013159 | 0.99398 | Flood Luminaire (25000 lumen) | 870.9546 | 221.5479 | 984.348 | 444.2091 | 1973.6426 | 16733.9168 | 1826586.939 | 273921.8654 | 1552665.0736 | 6.6683 | 220203.4957 | 8.295
Flood Luminaire (4000 lumen) | BNI Lighting | ROB/NEW | 17 | N/A | 249.222 | 55.762 | N/A | N/A | 361.1269 | 37.5 | 10.9298 | 0 | 48.4298 | 339.1078 | 0 | 339.1078 | 69% | 1.3037 | 7.0021 | 0.26501 | 0.015589 | 1.1775 | Flood Luminaire (4000 lumen) | 1400.658 | 57.6099 | 255.9636 | 115.5093 | 513.2135 | 4351.3818 | 474974.1026 | 364321.4267 | 110652.6759 | 1.3037 | 67833.5297 | 7.0021
Flood Luminaire (48000 lumen) | BNI Lighting | ROB/NEW | 17.1 | N/A | 2728.1268 | 622.86 | N/A | N/A | 1799.6656 | 312.5 | 115.4273 | 0 | 427.9273 | 3741.4662 | 0 | 3741.4662 | 69% | 2.7568 | 8.7432 | 0.21392 | 0.01251 | 0.93148 | Flood Luminaire (48000 lumen) | 220.2853 | 101.2052 | 440.6663 | 202.9189 | 883.547 | 7535.3941 | 824190.0485 | 298970.4571 | 525219.5914 | 2.7568 | 94266.0954 | 8.7432
Flood Luminaire (60000 lumen) | BNI Lighting | ROB/NEW | 17.1 | N/A | 4548.9366 | 1038.57 | N/A | N/A | 1833.0379 | 500 | 191.3914 | 0 | 691.3914 | 6238.6003 | 0 | 6238.6003 | 69% | 4.2842 | 9.0233 | 0.20728 | 0.012122 | 0.90257 | Flood Luminaire (60000 lumen) | 52.2063 | 39.9932 | 174.1378 | 80.1873 | 349.1506 | 2977.7556 | 325694.5205 | 76022.2299 | 249672.2906 | 4.2842 | 36095.0174 | 9.0233
Flood Luminaire (800 lumen) | BNI Lighting | ROB/NEW | 17 | N/A | 128.6844 | 28.7924 | N/A | N/A | 361.1269 | 25 | 1.275 | 0 | 26.275 | 175.0964 | 0 | 175.0964 | 69% | 0.69912 | 6.664 | 0.27846 | 0.01638 | 1.2373 | Flood Luminaire (800 lumen) | 3.82 | 0.081127 | 0.36045 | 0.16266 | 0.72271 | 6.1277 | 668.8643 | 956.7229 | -287.8586 | 0.69912 | 100.3699 | 6.664
Four Pin Replacement Lamps for CFLs | BNI Lighting | ROB/NEW | 12 | N/A | 27.3583 | 5.9118 | N/A | N/A | 22.1054 | 6.25 | 1.256 | 0 | 7.506 | 35.2473 | 0 | 35.2473 | 85% | 1.7584 | 4.6959 | 0.30373 | 0.025311 | 1.3974 | Four Pin Replacement Lamps for CFLs | 1527.9906 | 8.2079 | 37.7607 | 16.4571 | 75.7111 | 453.1281 | 53857.5313 | 30629.5479 | 23227.9834 | 1.7584 | 11469.1204 | 4.6959
Full-Size Hot Food Holding Cabinet | BNI Cooking and Laundry | ROB/NEW | 12 | N/A | 4832 | 87 | N/A | N/A | 1186.8516 | 750 | 151.7919 | 0 | 901.7919 | 4269.9168 | 0 | 4269.9168 | 71% | 4.2937 | 4.7349 | 0.24735 | 0.020612 | 13.6575 | Full-Size Hot Food Holding Cabinet | 2.6139 | 0.1726 | 9.5297 | 0.34607 | 19.1073 | 114.3563 | 11160.9796 | 2599.3736 | 8561.606 | 4.2937 | 2357.1609 | 4.7349
Glass Door Freezer (compact - 12 cu ft) | BNI Cooking and Laundry | ROB/NEW | 12 | N/A | 1741 | 135 | N/A | N/A | 0 | 300 | 58.8882 | 0 | 358.8882 | 1639.2016 | 0 | 1639.2016 | 71% | 27.8358 | 4.5674 | 0.27321 | 0.022767 | 3.5028 | Glass Door Freezer (compact - 12 cu ft) | 5.0933 | 0.52188 | 6.6906 | 1.0464 | 13.4149 | 80.2876 | 8348.9485 | 299.9354 | 8049.013 | 27.8358 | 1827.926 | 4.5674
Glass Door Freezer (full size - 38 cu ft) | BNI Cooking and Laundry | ROB/NEW | 12 | N/A | 5001 | 388 | N/A | N/A | 0 | 570 | 154.2821 | 0 | 724.2821 | 4708.7935 | 0 | 4708.7935 | 71% | 30.5207 | 6.5013 | 0.19195 | 0.015996 | 2.4596 | Glass Door Freezer (full size - 38 cu ft) | 5.0933 | 1.4999 | 19.2188 | 3.0074 | 38.5341 | 230.6251 | 23983.307 | 785.8054 | 23197.5016 | 30.5207 | 3688.9875 | 6.5013
Glass Door Refrigerator (compact - 12 cu ft) | BNI Cooking and Laundry | ROB/NEW | 12 | N/A | 916 | 710 | N/A | N/A | 0 | 105 | 44.799 | 0 | 149.799 | 1483.3521 | 0 | 1483.3521 | 71% | 33.1113 | 9.9023 | 0.21674 | 0.018062 | 0.27799 | Glass Door Refrigerator (compact - 12 cu ft) | 7.64 | 4.117 | 5.2803 | 8.2548 | 10.5871 | 63.3631 | 11332.7399 | 342.2622 | 10990.4777 | 33.1113 | 1144.4573 | 9.9023
Glass Door Refrigerator (full size - 38 cu ft) | BNI Cooking and Laundry | ROB/NEW | 12 | N/A | 949 | 108 | N/A | N/A | 0 | 142.5 | 31.9162 | 0 | 174.4162 | 926.9511 | 0 | 926.9511 | 71% | 29.0433 | 5.3146 | 0.24359 | 0.020299 | 2.1279 | Glass Door Refrigerator (full size - 38 cu ft) | 50.933 | 4.175 | 36.4699 | 8.371 | 73.1231 | 437.6389 | 47212.4187 | 1625.587 | 45586.8318 | 29.0433 | 8883.5422 | 5.3146
Ground Source Heat Pump (60kBTU/hr) (closed loop) | BNI HVAC | ROB/NEW | 25 | N/A | 29037.099 | 54081 | N/A | N/A | 11971.179 | 3750 | 3975.5854 | 0 | 7725.5854 | 142315.7437 | 0 | 142315.7437 | 75% | 10.9863 | 18.4214 | 0.33382 | 0.013353 | 0.17818 | Ground Source Heat Pump (60kBTU/hr) (closed loop) | 7.8416 | 340.007 | 181.4802 | 681.7225 | 363.8724 | 4537.0058 | 1115981.773 | 101579.7246 | 1014402.0484 | 10.9863 | 60580.8768 | 18.4214
Heat Pump Clothes Dryer | BNI Cooking and Laundry | ROB/NEW | 11 | N/A | 1956.225 | 1489 | N/A | N/A | 679.8708 | 375 | 96.6848 | 0 | 471.6848 | 2916.7571 | 0 | 2916.7571 | 71% | 5.0342 | 6.1837 | 0.31957 | 0.029052 | 0.41739 | Heat Pump Clothes Dryer | 2.6139 | 2.954 | 3.8581 | 5.9229 | 7.7355 | 42.4388 | 7624.005 | 1514.4545 | 6109.5505 | 5.0342 | 1232.9198 | 6.1837
Heat Pump Water Heater (40 gal) | BNI Domestic Hot Water (DHW) | ROB/NEW | 10 | N/A | 4925.501 | 1214.6285 | N/A | N/A | 1032.3726 | 750 | 162.5575 | 0 | 912.5575 | 4674.7742 | 0 | 4674.7742 | 71% | 5.22 | 5.1227 | 0.24555 | 0.024555 | 0.98992 | Heat Pump Water Heater (40 gal) | 5.2277 | 4.8194 | 19.4282 | 9.663 | 38.954 | 194.2819 | 24438.443 | 4681.6493 | 19756.7937 | 5.22 | 4770.6014 | 5.1227
Heat Pump Water Heater (60 gal) | BNI Domestic Hot Water (DHW) | ROB/NEW | 10 | N/A | 7541.271 | 1859.6774 | N/A | N/A | 1134.3726 | 875 | 234.9481 | 0 | 1109.9481 | 7157.3915 | 0 | 7157.3915 | 71% | 6.8798 | 6.4484 | 0.19507 | 0.019507 | 0.78641 | Heat Pump Water Heater (60 gal) | 5.2277 | 7.3788 | 29.7459 | 14.7947 | 59.6412 | 297.4586 | 37416.8884 | 5438.6794 | 31978.209 | 6.8798 | 5802.5055 | 6.4484
Heat Reclaimer Unit (Agriculture) | BNI Process | ROB/NEW | 15 | N/A | 9800.851 | 2819 | N/A | N/A | 4718.2548 | 1562.5 | 435.0479 | 0 | 1997.5479 | 13363.8737 | 0 | 13363.8737 | 71% | 3.5307 | 6.6901 | 0.27012 | 0.018008 | 0.93366 | Heat Reclaimer Unit (Agriculture) | 3.82 | 8.1732 | 28.2484 | 16.3875 | 56.6387 | 423.7257 | 51049.6831 | 14458.6446 | 36591.0385 | 3.5307 | 7630.586 | 6.6901
High Bay Luminaire (15 000 lumen) | BNI Lighting | ROB/NEW | 22.3 | N/A | 255.3125 | 39.1387 | N/A | N/A | 176.0724 | 81.25 | 16.5582 | 0 | 97.8082 | 466.8638 | 0 | 466.8638 | 85% | 2.8087 | 4.7733 | 0.42411 | 0.019018 | 2.7504 | High Bay Luminaire (15 000 lumen) | 846.7615 | 30.1137 | 195.2822 | 60.3788 | 391.5458 | 4354.7941 | 395322.2432 | 140748.4529 | 254573.7902 | 2.8087 | 82820.198 | 4.7733
High Bay Luminaire (25 000 lumen) | BNI Lighting | ROB/NEW | 22.3 | N/A | 425.5344 | 65.2333 | N/A | N/A | 226.5522 | 125 | 27.0664 | 0 | 152.0664 | 778.1312 | 0 | 778.1312 | 85% | 3.5428 | 5.117 | 0.39561 | 0.01774 | 2.5656 | High Bay Luminaire (25 000 lumen) | 533.5234 | 31.6242 | 205.0774 | 63.4073 | 411.1853 | 4573.2259 | 415151.1789 | 117180.8089 | 297970.37 | 3.5428 | 81130.9702 | 5.117
High Bay Luminaire (35 000 lumen) | BNI Lighting | ROB/NEW | 22.3 | N/A | 595.7155 | 91.3217 | N/A | N/A | 350.0028 | 218.75 | 40.1226 | 0 | 258.8726 | 1089.3239 | 0 | 1089.3239 | 85% | 3.2264 | 4.208 | 0.48108 | 0.021573 | 3.1199 | High Bay Luminaire (35 000 lumen) | 31.8331 | 2.6415 | 17.1296 | 5.2963 | 34.3453 | 381.9908 | 34676.5971 | 10747.6622 | 23928.9349 | 3.2264 | 8240.7269 | 4.208
High Bay Luminaire (60 000 lumen) | BNI Lighting | ROB/NEW | 22.3 | N/A | 1021.25 | 156.555 | N/A | N/A | 742.7385 | 468.75 | 73.564 | 0 | 542.314 | 1867.4551 | 0 | 1867.4551 | 85% | 2.6493 | 3.4435 | 0.58788 | 0.026362 | 3.8125 | High Bay Luminaire (60 000 lumen) | 25.4665 | 3.6227 | 23.4926 | 7.2636 | 47.1033 | 523.885 | 47557.5631 | 17951.1315 | 29606.4316 | 2.6493 | 13810.8442 | 3.4435
High Efficiency Circulator Pump 1.5kW | BNI HVAC | ROB/NEW | 15 | N/A | 1974 | 127 | N/A | N/A | 4261.7232 | 500 | 25.5 | 0 | 525.5 | 2224.0239 | 0 | 2224.0239 | 73% | 0.70907 | 4.2322 | 0.34316 | 0.022877 | 5.3026 | High Efficiency Circulator Pump 1.5kW | 143.8858 | 14.2601 | 220.3426 | 28.5918 | 441.7925 | 3305.1397 | 320005.4121 | 451306.0866 | -131300.6745 | 0.70907 | 75611.9776 | 4.2322
High Efficiency Circulator Pump 100W | BNI HVAC | ROB/NEW | 15 | N/A | 412 | 67.5 | N/A | N/A | 122.8537 | 75 | 17.5121 | 0 | 92.5121 | 514.7235 | 0 | 514.7235 | 73% | 4.8017 | 5.5639 | 0.28945 | 0.019296 | 1.7564 | High Efficiency Circulator Pump 100W | 943.5342 | 49.7006 | 301.5702 | 99.651 | 604.6558 | 4523.5527 | 485659.2442 | 101142.4065 | 384516.8377 | 4.8017 | 87288.3071 | 5.5639
High Efficiency Circulator Pump 300W | BNI HVAC | ROB/NEW | 15 | N/A | 800 | 95.3 | N/A | N/A | 1028.3028 | 137.5 | 32.4167 | 0 | 169.9167 | 955.3653 | 0 | 955.3653 | 73% | 1.22 | 5.6225 | 0.27379 | 0.018252 | 2.2849 | High Efficiency Circulator Pump 300W | 30.5598 | 2.2727 | 18.9659 | 4.5568 | 38.0272 | 284.489 | 29195.7845 | 23930.7096 | 5265.0749 | 1.22 | 5192.6235 | 5.6225
High Volume Low Speed Fan (Agriculture) (18 foot) | BNI Process | ROB/NEW | 15 | N/A | 10939.008 | 3138 | N/A | N/A | 4514.7648 | 1250 | 460.1111 | 0 | 1710.1111 | 14905.7671 | 0 | 14905.7671 | 71% | 4.0664 | 8.7163 | 0.20719 | 0.013813 | 0.71805 | High Volume Low Speed Fan (Agriculture) (18 foot) | 11.7624 | 28.0146 | 97.0828 | 56.17 | 194.6535 | 1456.2423 | 175327.3812 | 43116.1313 | 132211.2499 | 4.0664 | 20114.9861 | 8.7163
High Volume Low Speed Fan (Agriculture) (24 foot) | BNI Process | ROB/NEW | 15 | N/A | 16086.432 | 4615 | N/A | N/A | 4514.7648 | 2500 | 710.384 | 0 | 3210.384 | 21920.2476 | 0 | 21920.2476 | 71% | 5.5978 | 6.8279 | 0.2645 | 0.017633 | 0.91658 | High Volume Low Speed Fan (Agriculture) (24 foot) | 11.7624 | 41.2006 | 142.7658 | 82.6082 | 286.249 | 2141.4869 | 257834.4052 | 46059.9378 | 211774.4674 | 5.5978 | 37761.7746 | 6.8279
Horticultural Lighting - blended lamps and baselines | BNI Lighting | ROB/NEW | 10 | N/A | 2112.6 | 380 | N/A | N/A | 1326 | 528.15 | 87.1391 | 0 | 615.2891 | 2264.0444 | 0 | 2264.0444 | 85% | 1.8646 | 3.6796 | 0.32243 | 0.032243 | 1.7821 | Horticultural Lighting - blended lamps and baselines | 326.7329 | 112.8166 | 623.5048 | 226.2002 | 1250.1428 | 6235.0479 | 739737.8757 | 396731.9149 | 343005.9607 | 1.8646 | 201035.224 | 3.6796
HVAC Hotel Occupancy Sensor | BNI HVAC | ROB/NEW | 8 | N/A | 438 | 90 | N/A | N/A | 149.226 | 75 | 13.0685 | 0 | 88.0685 | 347.6171 | 0 | 347.6171 | 75% | 2.7812 | 3.9471 | 0.25228 | 0.031534 | 1.2206 | HVAC Hotel Occupancy Sensor | 337.4313 | 24.3482 | 117.7962 | 48.8187 | 236.1844 | 942.3698 | 117296.8616 | 42174.8672 | 75121.9945 | 2.7812 | 29717.0739 | 3.9471
Ice-Maker with Remote Condensing Unit (1500 lbs per day) | BNI Cooking and Laundry | ROB/NEW | 10 | N/A | 3184 | 247 | N/A | N/A | 1388.8192 | 300 | 84.0917 | 0 | 384.0917 | 2587.0157 | 0 | 2587.0157 | 71% | 2.4174 | 6.7354 | 0.15988 | 0.015988 | 2.0489 | Ice-Maker with Remote Condensing Unit (1500 lbs per day) | 2.6139 | 0.49002 | 6.2795 | 0.98251 | 12.5906 | 62.795 | 6762.1058 | 2797.2347 | 3964.8712 | 2.4174 | 1003.9631 | 6.7354
Ice-Maker with Remote Condensing Unit (2500 lbs per day) | BNI Cooking and Laundry | ROB/NEW | 10 | N/A | 6304 | 489 | N/A | N/A | 2314.6987 | 562.5 | 164.8873 | 0 | 727.3873 | 5122.0027 | 0 | 5122.0027 | 71% | 2.8325 | 7.0416 | 0.15293 | 0.015293 | 1.9599 | Ice-Maker with Remote Condensing Unit (2500 lbs per day) | 2.6139 | 0.97013 | 12.4328 | 1.9451 | 24.928 | 124.3278 | 13388.2156 | 4726.7105 | 8661.5051 | 2.8325 | 1901.2911 | 7.0416
Ice-Maker with Remote Condensing Unit (800 lbs per day) | BNI Cooking and Laundry | ROB/NEW | 10 | N/A | 1267 | 98 | N/A | N/A | 740.7036 | 175 | 36.2929 | 0 | 211.2929 | 1029.211 | 0 | 1029.211 | 71% | 1.8307 | 4.871 | 0.22102 | 0.022102 | 2.8408 | Ice-Maker with Remote Condensing Unit (800 lbs per day) | 2.6139 | 0.19442 | 2.4988 | 0.38982 | 5.0101 | 24.9878 | 2690.2171 | 1469.4943 | 1220.7228 | 1.8307 | 552.2907 | 4.871
Ice-Making Head (1200lbs per day) | BNI Cooking and Laundry | ROB/NEW | 10 | N/A | 3947 | 306.3881 | N/A | N/A | 1111.0554 | 312.5 | 101.2183 | 0 | 413.7183 | 3207.1171 | 0 | 3207.1171 | 71% | 3.6032 | 7.7519 | 0.13892 | 0.013892 | 1.7792 | Ice-Making Head (1200lbs per day) | 2.6139 | 0.60784 | 7.7843 | 1.2187 | 15.6077 | 77.8429 | 8382.9661 | 2326.5154 | 6056.4507 | 3.6032 | 1081.4033 | 7.7519
Ice-Making Head (400 lbs per day) | BNI Cooking and Laundry | ROB/NEW | 10 | N/A | 882 | 77 | N/A | N/A | 370.3518 | 100 | 24.3403 | 0 | 124.3403 | 723.5618 | 0 | 723.5618 | 71% | 2.5186 | 5.8192 | 0.18684 | 0.018684 | 2.1277 | Ice-Making Head (400 lbs per day) | 5.2277 | 0.30552 | 3.479 | 0.53581 | 6.1013 | 34.7897 | 3782.5834 | 1501.8742 | 2280.7092 | 2.5186 | 650.0172 | 5.8192
Ice-Making Head (600 lbs per day) | BNI Cooking and Laundry | ROB/NEW | 10 | N/A | 1568 | 122 | N/A | N/A | 555.5277 | 181.25 | 43.1288 | 0 | 224.3788 | 1274.3001 | 0 | 1274.3001 | 71% | 2.9123 | 5.6792 | 0.18966 | 0.018966 | 2.4233 | Ice-Making Head (600 lbs per day) | 2.6139 | 0.24204 | 3.0924 | 0.48529 | 6.2004 | 30.9242 | 3330.8465 | 1143.7051 | 2187.1414 | 2.9123 | 586.4956 | 5.6792
Ice-Making Head (900 lbs per day) | BNI Cooking and Laundry | ROB/NEW | 10 | N/A | 2711 | 210 | N/A | N/A | 1249.9373 | 250 | 71.3157 | 0 | 321.3157 | 2202.4529 | 0 | 2202.4529 | 71% | 2.2972 | 6.8545 | 0.15708 | 0.015708 | 2.016 | Ice-Making Head (900 lbs per day) | 2.6139 | 0.41662 | 5.3466 | 0.83533 | 10.7202 | 53.4665 | 5756.9112 | 2506.097 | 3250.8142 | 2.2972 | 839.8754 | 6.8545
Large Capacity Commercial Heat Pump (100 kBTU/hr) | BNI HVAC | ROB/NEW | 15 | N/A | 53704.116 | 0 | N/A | N/A | 10200 | 6250 | 1855.3823 | 0 | 8105.3823 | 57787.4163 | 0 | 57787.4163 | 75% | 6.0794 | 7.1295 | 0.18936 | 0.012624 | N/A | Large Capacity Commercial Heat Pump (100 kBTU/hr) | 44.4357 | 0 | 1902.0036 | 0 | 3813.565 | 28530.0542 | 2567823.0857 | 422378.1168 | 2145444.9689 | 6.0794 | 360168.1661 | 7.1295
LED Replacement Lamps for HID (10000 lumen) | BNI Lighting | ROB/NEW | 11 | N/A | 172.7305 | 37.3247 | N/A | N/A | 101.745 | 75 | 9.3534 | 0 | 84.3534 | 207.9039 | 0 | 207.9039 | 85% | 2.1694 | 2.4647 | 0.54064 | 0.049149 | 2.4873 | LED Replacement Lamps for HID (10000 lumen) | 49.6634 | 1.6843 | 7.7488 | 3.3771 | 15.5366 | 85.2369 | 10325.2137 | 4759.5743 | 5565.6393 | 2.1694 | 4189.277 | 2.4647
LED Replacement Lamps for HID (4000 lumen) | BNI Lighting | ROB/NEW | 11 | N/A | 69.1005 | 14.9317 | N/A | N/A | 102.816 | 25 | 1.275 | 0 | 26.275 | 83.1715 | 0 | 83.1715 | 85% | 0.938 | 3.1654 | 0.42095 | 0.038268 | 1.9367 | LED Replacement Lamps for HID (4000 lumen) | 248.317 | 3.3691 | 15.4995 | 6.7551 | 31.0769 | 170.4943 | 20652.9052 | 22017.9234 | -1365.0182 | 0.938 | 6524.53 | 3.1654
LED Troffer (1x4) | BNI Lighting | RET | 12 | 7 | 179.9017 | 38.8742 | 179.9017 | 38.8742 | 163.4924 | 31.25 | 6.8869 | 0 | 38.1369 | 199.0561 | 0 | 199.0561 | 73% | 1.5769 | 5.2195 | 0.27326 | 0.022772 | 1.2572 | LED Troffer (1x4) | 805.0699 | 24.4228 | 112.3576 | 48.9684 | 225.2798 | 1348.291 | 160254.0847 | 101629.1013 | 58624.9834 | 1.5769 | 30702.8522 | 5.2195
LED Troffer (2x2) | BNI Lighting | RET | 12 | 7 | 143.8384 | 31.0815 | 143.8384 | 31.0815 | 144.6052 | 31.25 | 5.8258 | 0 | 37.0758 | 159.1531 | 0 | 159.1531 | 73% | 1.4288 | 4.2926 | 0.33226 | 0.027689 | 1.5287 | LED Troffer (2x2) | 1850.6153 | 44.8868 | 206.5022 | 89.9991 | 414.0421 | 2478.0263 | 294531.2594 | 206135.5539 | 88395.7055 | 1.4288 | 68613.0645 | 4.2926
LED Troffer (4x2) | BNI Lighting | RET | 12 | 6.9667 | 230.0263 | 35.2624 | 230.0263 | 35.2624 | 208.4171 | 31.25 | 7.9779 | 0 | 39.2279 | 240.0875 | 0 | 240.0875 | 73% | 1.4994 | 6.1203 | 0.21983 | 0.018319 | 1.4256 | LED Troffer (4x2) | 3533.9434 | 97.2462 | 630.6243 | 194.9811 | 1264.4176 | 7567.4919 | 848455.4898 | 565863.4833 | 282592.0065 | 1.4994 | 138629.3383 | 6.1203
Linear Ambient Luminaire (10000 lumen) | BNI Lighting | ROB/NEW | 11.6 | N/A | 468.5734 | 101.2522 | N/A | N/A | 222.3396 | 68.75 | 16.9301 | 0 | 85.6801 | 504.825 | 0 | 504.825 | 73% | 2.8165 | 5.892 | 0.23571 | 0.020319 | 1.0844 | Linear Ambient Luminaire (10000 lumen) | 190.812 | 15.0769 | 69.3613 | 30.2295 | 139.0711 | 804.5906 | 96326.6775 | 34200.7712 | 62125.9063 | 2.8165 | 16348.7965 | 5.892
Linear Ambient Luminaire (2000 lumen) | BNI Lighting | ROB/NEW | 11.6 | N/A | 50.1984 | 10.8472 | N/A | N/A | 12.852 | 18.75 | 2.3944 | 0 | 21.1444 | 54.082 | 0 | 54.082 | 73% | 4.5924 | 2.5578 | 0.54296 | 0.046807 | 2.498 | Linear Ambient Luminaire (2000 lumen) | 60.1189 | 0.50889 | 2.3412 | 1.0203 | 4.6941 | 27.1576 | 3251.3487 | 707.9784 | 2543.3703 | 4.5924 | 1271.1743 | 2.5578
Linear Ambient Luminaire (4000 lumen) | BNI Lighting | ROB/NEW | 11.6 | N/A | 96.2515 | 20.7986 | N/A | N/A | 66.8304 | 31.25 | 4.3512 | 0 | 35.6012 | 103.6981 | 0 | 103.6981 | 73% | 1.9515 | 2.9128 | 0.47679 | 0.041102 | 2.1936 | Linear Ambient Luminaire (4000 lumen) | 1040.3177 | 16.885 | 77.6796 | 33.8548 | 155.7496 | 901.0839 | 107878.987 | 55279.7669 | 52599.22 | 1.9515 | 37036.5566 | 2.9128
Linear Ambient Luminaire (8000 lumen) | BNI Lighting | ROB/NEW | 11.6 | N/A | 175.9223 | 38.0144 | N/A | N/A | 222.3396 | 50 | 7.5899 | 0 | 57.5899 | 189.5327 | 0 | 189.5327 | 73% | 1.1156 | 3.2911 | 0.42198 | 0.036378 | 1.9414 | Linear Ambient Luminaire (8000 lumen) | 588.1193 | 17.4467 | 80.2638 | 34.9811 | 160.931 | 931.0603 | 111467.8092 | 99920.1686 | 11547.6405 | 1.1156 | 33869.7225 | 3.2911
Linear Replacement Lamp (2 foot) | BNI Lighting | ROB/NEW | 11.6 | N/A | 37.3068 | 8.0615 | N/A | N/A | 12.942 | 2 | 1.1561 | 0 | 3.1561 | 39.6425 | 0 | 39.6425 | 72% | 3.7847 | 12.5604 | 0.11057 | 0.0095316 | 0.50869 | Linear Replacement Lamp (2 foot) | 3790.102 | 23.5167 | 108.1887 | 47.1515 | 216.9211 | 1254.9894 | 150249.0449 | 39698.8634 | 110550.1815 | 3.7847 | 11962.0853 | 12.5604
Linear Replacement Lamp (4 foot) | BNI Lighting | ROB/NEW | 11.6 | N/A | 49.6736 | 7.6148 | N/A | N/A | 8.8293 | 4 | 1.5286 | 0 | 5.5286 | 49.8123 | 0 | 49.8123 | 72% | 6.3168 | 9.01 | 0.14546 | 0.01254 | 0.94333 | Linear Replacement Lamp (4 foot) | 163753.3189 | 959.756 | 6223.8472 | 1924.3348 | 12478.9701 | 72196.6278 | 8156926.7923 | 1291305.9185 | 6865620.8738 | 6.3168 | 905320.7958 | 9.01
Low-bay Luminaire (10,000 lumen) | BNI Lighting | ROB/NEW | 11.6 | N/A | 468.5734 | 101.2522 | N/A | N/A | 169.6464 | 62.5 | 16.6114 | 0 | 79.1114 | 504.825 | 0 | 504.825 | 73% | 3.5943 | 6.3812 | 0.21763 | 0.018762 | 1.0013 | Low-bay Luminaire (10,000 lumen) | 2.6139 | 0.20653 | 0.95015 | 0.4141 | 1.9051 | 11.0218 | 1319.5435 | 367.1256 | 952.4179 | 3.5943 | 206.7863 | 6.3812
Low-bay Luminaire (5000 lumen) | BNI Lighting | ROB/NEW | 11.6 | N/A | 279.9042 | 42.9086 | N/A | N/A | 169.6464 | 37.5 | 9.4799 | 0 | 46.9799 | 284.5841 | 0 | 284.5841 | 73% | 2.1346 | 6.0576 | 0.21636 | 0.018651 | 1.4031 | Low-bay Luminaire (5000 lumen) | 1926.4174 | 64.5053 | 418.3053 | 129.3347 | 838.7126 | 4852.3412 | 548227.7119 | 256833.3984 | 291394.3135 | 2.1346 | 90502.9155 | 6.0576
Low/Zero Energy Livestock Waterer | BNI Process | ROB/NEW | 10 | N/A | 1400 | 590 | N/A | N/A | 1012.095 | 125 | 46.9671 | 0 | 171.9671 | 1526.5288 | 0 | 1526.5288 | 71% | 1.994 | 8.8769 | 0.1628 | 0.01628 | 0.38404 | Low/Zero Energy Livestock Waterer | 2.6139 | 1.1705 | 2.7611 | 2.3469 | 5.536 | 27.6109 | 3990.1378 | 2001.0551 | 1989.0827 | 1.994 | 449.4986 | 8.8769
Milk Pre-cooler | BNI Process | ROB/NEW | 15 | N/A | 6244.115 | 1796 | N/A | N/A | 4426.2288 | 937.5 | 274.2129 | 0 | 1211.7129 | 8514.1348 | 0 | 8514.1348 | 71% | 2.4918 | 7.0265 | 0.25719 | 0.017146 | 0.88895 | Milk Pre-cooler | 2.6139 | 3.5631 | 12.3147 | 7.1441 | 24.6912 | 184.7201 | 22254.7859 | 8931.1411 | 13323.6448 | 2.4918 | 3167.2521 | 7.0265
Multi-Tank Conveyor Dishwasher - High Temp | BNI Cooking and Laundry | ROB/NEW | 20 | N/A | 27407.5971 | 2837 | N/A | N/A | 1246.644 | 1875 | 1088.3139 | 0 | 2963.3139 | 37331.5902 | 0 | 37331.5902 | 71% | 18.9171 | 12.5979 | 0.1433 | 0.0071649 | 1.3763 | Multi-Tank Conveyor Dishwasher - High Temp | 5.2277 | 11.2566 | 108.1068 | 19.7415 | 189.5943 | 2162.1354 | 195159.36 | 10316.5592 | 184842.8008 | 18.9171 | 15491.3959 | 12.5979
Multi-Tank Conveyor Dishwasher - Low Temp | BNI Cooking and Laundry | ROB/NEW | 20 | N/A | 18811.2029 | 1947 | N/A | N/A | 1246.644 | 1375 | 751.4499 | 0 | 2126.4499 | 25622.2697 | 0 | 25622.2697 | 71% | 15.6561 | 12.0493 | 0.14982 | 0.007491 | 1.439 | Multi-Tank Conveyor Dishwasher - Low Temp | 5.2277 | 7.7253 | 74.1991 | 13.5484 | 130.128 | 1483.9815 | 133946.2296 | 8555.5263 | 125390.7034 | 15.6561 | 11116.4996 | 12.0493
Natural Barn Ventiliation - Year-Round | BNI Process | ROB/NEW | 15 | N/A | 44738.571 | 5107 | N/A | N/A | 4375.035 | 1250 | 1438.4197 | 0 | 2688.4197 | 51696.5627 | 0 | 51696.5627 | 71% | 11.3751 | 19.2294 | 0.079643 | 0.0053095 | 0.69361 | Natural Barn Ventiliation - Year-Round | 5.2277 | 20.2635 | 176.4672 | 40.6289 | 353.8212 | 2647.0082 | 270255.5137 | 23758.4219 | 246497.0918 | 11.3751 | 14054.3239 | 19.2294
No-Loss Drain | BNI Process | ROB/NEW | 15 | N/A | 7143.605 | 1392 | N/A | N/A | 339.15 | 150 | 245.533 | 0 | 395.533 | 8945.9557 | 0 | 8945.9557 | 71% | 18.3948 | 22.6175 | 0.073383 | 0.0048922 | 0.37439 | No-Loss Drain | 2.6139 | 2.7616 | 14.0886 | 5.537 | 28.2481 | 211.3297 | 23383.5068 | 1271.1989 | 22112.3079 | 18.3948 | 1033.8693 | 22.6175
Occupancy Sensor (Ceiling Mounted) | BNI Lighting | ROB/NEW | 10 | N/A | 187.7496 | 43.9824 | N/A | N/A | 118.0242 | 50 | 9.1536 | 0 | 59.1536 | 248.3385 | 0 | 248.3385 | 100% | 1.9527 | 4.1982 | 0.29648 | 0.029648 | 1.2582 | Occupancy Sensor (Ceiling Mounted) | 24.1932 | 1.1375 | 4.8271 | 2.2807 | 9.6784 | 48.2706 | 6008.0987 | 3076.8359 | 2931.2628 | 1.9527 | 1431.1139 | 4.1982
Occupancy Sensor (Wall Mounted) | BNI Lighting | ROB/NEW | 10 | N/A | 109.2361 | 25.5898 | N/A | N/A | 75.8204 | 25 | 5.1171 | 0 | 30.1171 | 144.4878 | 0 | 144.4878 | 100% | 1.7852 | 4.7975 | 0.25944 | 0.025944 | 1.101 | Occupancy Sensor (Wall Mounted) | 212.6454 | 5.817 | 24.685 | 11.6633 | 49.494 | 246.8499 | 30724.6693 | 17210.9768 | 13513.6925 | 1.7852 | 6404.2602 | 4.7975
Occupancy Sensor (Exterior) | BNI Lighting | ROB/NEW | 10 | N/A | 118.3768 | 25.9563 | N/A | N/A | 91.6348 | 12.5 | 4.7474 | 0 | 17.2474 | 154.5583 | 0 | 154.5583 | 100% | 1.6036 | 8.9613 | 0.1371 | 0.01371 | 0.62162 | Occupancy Sensor (Exterior) | 6.3666 | 0.17666 | 0.80092 | 0.3542 | 1.6059 | 8.0092 | 984.0151 | 613.6292 | 370.386 | 1.6036 | 109.8076 | 8.9613
Open to Closed Cooler Conversion | BNI Refrigeration | RET | 12 | 4 | 54750 | 6250 | 18250 | 2083 | 50656.1065 | 3125 | 159.375 | 0 | 3284.375 | 32170.4968 | 0 | 32170.4968 | 71% | 0.89053 | 9.795 | 0.079506 | 0.011926 | 0.6924 | Open to Closed Cooler Conversion | 2.5467 | 12.0805 | 105.2017 | 24.2217 | 210.932 | 701.3444 | 81927.0272 | 91998.3031 | -10071.2758 | 0.89053 | 8364.1568 | 9.795
Outside Air Economizer | BNI Refrigeration | ROB/NEW | 15 | N/A | 5851.542 | 1953 | N/A | N/A | 1182.384 | 2500 | 348.2729 | 0 | 2848.2729 | 8302.5023 | 0 | 8302.5023 | 71% | 6.99 | 2.9149 | 0.64512 | 0.043008 | 1.9216 | Outside Air Economizer | 2.6139 | 3.8745 | 11.5404 | 7.7686 | 23.1389 | 173.1066 | 21701.6076 | 3104.6569 | 18596.9508 | 6.99 | 7444.9964 | 2.9149
Packaged Terminal Heat Pump (12kBTU/hr) | BNI HVAC | ROB/NEW | 15 | N/A | 4600.652 | 0 | N/A | N/A | 215.9136 | 625 | 163.5131 | 0 | 788.5131 | 4950.4547 | 0 | 4950.4547 | 75% | 15.2112 | 6.2782 | 0.21504 | 0.014336 | N/A | Packaged Terminal Heat Pump (12kBTU/hr) | 117.1459 | 0 | 429.5548 | 0 | 861.2682 | 6443.3222 | 579925.6923 | 38124.9544 | 541800.7378 | 15.2112 | 92371.1181 | 6.2782
Pole/Arm-Mounted Area Luminaire (1300 lumen) | BNI Lighting | ROB/NEW | 13.7 | N/A | 147.2556 | 32.9476 | N/A | N/A | 39.8569 | 62.5 | 8.8377 | 0 | 71.3377 | 212.485 | 0 | 212.485 | 85% | 4.9744 | 2.9786 | 0.53631 | 0.039147 | 2.383 | Pole/Arm-Mounted Area Luminaire (1300 lumen) | 12.7333 | 0.38121 | 1.6937 | 0.76433 | 3.3959 | 23.2039 | 2705.6252 | 543.9148 | 2161.7104 | 4.9744 | 908.3613 | 2.9786
Pole/Arm-Mounted Area Luminaire (20000 lumen) | BNI Lighting | ROB/NEW | 13.7 | N/A | 1202.3976 | 274.52 | N/A | N/A | 493.5168 | 187.5 | 55.8915 | 0 | 243.3915 | 1742.2719 | 0 | 1742.2719 | 85% | 3.665 | 7.1583 | 0.22409 | 0.016357 | 0.97579 | Pole/Arm-Mounted Area Luminaire (20000 lumen) | 365.4444 | 91.1574 | 396.9164 | 182.7729 | 795.8273 | 5437.7546 | 636703.5498 | 173725.2395 | 462978.3104 | 3.665 | 88946.0526 | 7.1583
Pole/Arm-Mounted Area Luminaire (30000 lumen) | BNI Lighting | ROB/NEW | 13.7 | N/A | 2821.9902 | 644.29 | N/A | N/A | 919.7748 | 312.5 | 124.6702 | 0 | 437.1702 | 4089.0587 | 0 | 4089.0587 | 85% | 4.5109 | 9.3535 | 0.1715 | 0.012518 | 0.74678 | Pole/Arm-Mounted Area Luminaire (30000 lumen) | 165.5323 | 96.9083 | 421.9567 | 194.3035 | 846.0338 | 5780.8069 | 676871.3426 | 150051.5235 | 526819.819 | 4.5109 | 72365.7884 | 9.3535
Pole/Arm-Mounted Area Luminaire (5000 lumen) | BNI Lighting | ROB/NEW | 13.7 | N/A | 886.4244 | 202.38 | N/A | N/A | 153.2958 | 93.75 | 38.9356 | 0 | 132.6856 | 1284.4273 | 0 | 1284.4273 | 85% | 7.5895 | 9.6802 | 0.16571 | 0.012096 | 0.72157 | Pole/Arm-Mounted Area Luminaire (5000 lumen) | 40.7464 | 7.493 | 32.6258 | 15.0236 | 65.4155 | 446.973 | 52335.8105 | 6895.803 | 45440.0075 | 7.5895 | 5406.4632 | 9.6802
Pole/Arm-Mounted Area Luminaire (50000 lumen) | BNI Lighting | ROB/NEW | 13.7 | N/A | 1987.6878 | 453.81 | N/A | N/A | 1532.958 | 437.5 | 98.8991 | 0 | 536.3991 | 2880.156 | 0 | 2880.156 | 85% | 2.0544 | 5.3694 | 0.29875 | 0.021807 | 1.3009 | Pole/Arm-Mounted Area Luminaire (50000 lumen) | 180.8122 | 74.5587 | 324.6426 | 149.4921 | 650.9166 | 4447.6041 | 520767.4008 | 253483.0705 | 267284.3303 | 2.0544 | 96987.5087 | 5.3694
Pole/Arm-Mounted Area Luminaire (60000 lumen) | BNI Lighting | ROB/NEW | 13.7 | N/A | 1570.5366 | 358.57 | N/A | N/A | 1994.6304 | 562.5 | 89.201 | 0 | 651.701 | 2275.7047 | 0 | 2275.7047 | 85% | 1.2752 | 3.4919 | 0.45938 | 0.033531 | 2.0003 | Pole/Arm-Mounted Area Luminaire (60000 lumen) | 12.7333 | 4.1487 | 18.0641 | 8.3182 | 36.219 | 247.4786 | 28977.1278 | 22724.2363 | 6252.8914 | 1.2752 | 8298.2755 | 3.4919
Pole/Arm-Mounted Decorative Luminaire (10000 lumen) | BNI Lighting | ROB/NEW | 23 | N/A | 874.9488 | 195.7648 | N/A | N/A | 306.5916 | 125 | 52.9252 | 0 | 177.9252 | 1750.5914 | 0 | 1750.5914 | 85% | 5.5835 | 9.8389 | 0.22513 | 0.0097881 | 1.0003 | Pole/Arm-Mounted Decorative Luminaire (10000 lumen) | 12.7333 | 2.265 | 10.0636 | 4.5414 | 20.1777 | 231.4619 | 22290.7267 | 3992.2326 | 18298.4941 | 5.5835 | 2265.5668 | 9.8389
Pole/Arm-Mounted Decorative Luminaire (1300 lumen) | BNI Lighting | ROB/NEW | 23 | N/A | 361.8756 | 80.9676 | N/A | N/A | 39.8569 | 75 | 23.078 | 0 | 98.078 | 724.0382 | 0 | 724.0382 | 85% | 12.7122 | 7.3823 | 0.30004 | 0.013045 | 1.3332 | Pole/Arm-Mounted Decorative Luminaire (1300 lumen) | 12.7333 | 0.9368 | 4.1623 | 1.8783 | 8.3454 | 95.7318 | 9219.3624 | 725.2398 | 8494.1226 | 12.7122 | 1248.852 | 7.3823
Pole/Arm-Mounted Decorative Luminaire (5000 lumen) | BNI Lighting | ROB/NEW | 23 | N/A | 1083.5244 | 242.4324 | N/A | N/A | 1055.9203 | 93.75 | 62.4284 | 0 | 156.1784 | 2167.908 | 0 | 2167.908 | 85% | 2.2583 | 13.881 | 0.15957 | 0.0069379 | 0.70901 | Pole/Arm-Mounted Decorative Luminaire (5000 lumen) | 12.7333 | 2.805 | 12.4626 | 5.624 | 24.9878 | 286.6392 | 27604.5253 | 12223.4234 | 15381.1019 | 2.2583 | 1988.6588 | 13.881
Pot, Pan and Utensil Dishwasher - High Temp | BNI Cooking and Laundry | ROB/NEW | 10 | N/A | 3310.7717 | 343 | N/A | N/A | 2197.692 | 250 | 86.1322 | 0 | 336.1322 | 2759.65 | 0 | 2759.65 | 71% | 1.6761 | 8.21 | 0.13456 | 0.013456 | 1.2912 | Pot, Pan and Utensil Dishwasher - High Temp | 5.2277 | 1.361 | 13.059 | 2.3868 | 22.9025 | 130.5904 | 14426.6969 | 8607.4185 | 5819.2784 | 1.6761 | 1757.2073 | 8.21
Premium High Bay Luminaire (15 000 lumen) | BNI Lighting | ROB/NEW | 22.3 | N/A | 312.0531 | 47.8369 | N/A | N/A | 242.0032 | 125 | 21.5484 | 0 | 146.5484 | 570.6196 | 0 | 570.6196 | 85% | 2.511 | 3.8937 | 0.5199 | 0.023314 | 3.3717 | Premium High Bay Luminaire (15 000 lumen) | 3819.9765 | 166.0431 | 1076.7599 | 332.9205 | 2158.9306 | 24011.7453 | 2179753.3466 | 868093.86 | 1311659.4866 | 2.511 | 559811.4982 | 3.8937
Premium High Bay Luminaire (25 000 lumen) | BNI Lighting | ROB/NEW | 22.3 | N/A | 520.0613 | 79.7241 | N/A | N/A | 268.8822 | 187.5 | 34.8502 | 0 | 222.3502 | 950.9828 | 0 | 950.9828 | 85% | 3.6104 | 4.277 | 0.47332 | 0.021225 | 3.0695 | Premium High Bay Luminaire (25 000 lumen) | 2445.2693 | 177.1384 | 1148.7113 | 355.167 | 2303.1949 | 25616.261 | 2325409.0858 | 644084.1024 | 1681324.9834 | 3.6104 | 543706.1163 | 4.277
Premium High Bay Luminaire (35 000 lumen) | BNI Lighting | ROB/NEW | 22.3 | N/A | 728.1104 | 111.6175 | N/A | N/A | 813.146 | 312.5 | 51.3415 | 0 | 363.8415 | 1331.4208 | 0 | 1331.4208 | 85% | 1.7931 | 3.6593 | 0.5532 | 0.024807 | 3.5876 | Premium High Bay Luminaire (35 000 lumen) | 318.3314 | 32.2855 | 209.3661 | 64.7333 | 419.7842 | 4668.8632 | 423833.0022 | 236366.0126 | 187466.9897 | 1.7931 | 115822.1557 | 3.6593
Premium High Bay Luminaire (50 000 lumen) | BNI Lighting | ROB/NEW | 22.3 | N/A | 1040.1635 | 159.4544 | N/A | N/A | 889.6542 | 437.5 | 72.8899 | 0 | 510.3899 | 1902.0403 | 0 | 1902.0403 | 85% | 2.2941 | 3.7266 | 0.54321 | 0.024359 | 3.5228 | Premium High Bay Luminaire (50 000 lumen) | 299.2874 | 43.3632 | 281.2028 | 86.9443 | 563.8187 | 6270.8222 | 569256.6488 | 248137.9471 | 321118.7017 | 2.2941 | 152753.2463 | 3.7266
Premium High Bay Luminaire (60 000 lumen) | BNI Lighting | ROB/NEW | 22.3 | N/A | 1248.2126 | 191.3478 | N/A | N/A | 1527.0746 | 562.5 | 89.3812 | 0 | 651.8812 | 2282.4783 | 0 | 2282.4783 | 85% | 1.6452 | 3.5014 | 0.57816 | 0.025927 | 3.7495 | Premium High Bay Luminaire (60 000 lumen) | 63.6663 | 11.0695 | 71.784 | 22.1947 | 143.9287 | 1600.783 | 145316.8898 | 88330.2458 | 56986.644 | 1.6452 | 41502.845 | 3.5014
Refrigerated Case Luminaire | BNI Lighting | ROB/NEW | 16.3 | N/A | 153.0972 | 25.2788 | N/A | N/A | 177.3576 | 37.5 | 8.1786 | 0 | 45.6786 | 235.6455 | 0 | 235.6455 | 85% | 1.4827 | 5.1588 | 0.33031 | 0.020264 | 1.9888 | Refrigerated Case Luminaire | 954.9941 | 21.9359 | 132.068 | 43.9819 | 264.7996 | 2152.7082 | 225040.0271 | 151779.6383 | 73260.3887 | 1.4827 | 43622.7727 | 5.1588
Remote Condensing Unit (800 lbs per day) | BNI Cooking and Laundry | ROB/NEW | 10 | N/A | 1267 | 197 | N/A | N/A | 693.2226 | 175 | 38.4203 | 0 | 213.4203 | 1109.2143 | 0 | 1109.2143 | 71% | 2.0905 | 5.1973 | 0.22325 | 0.022325 | 1.4274 | Remote Condensing Unit (800 lbs per day) | 5.2277 | 0.78166 | 4.9976 | 1.3708 | 8.7646 | 49.9757 | 5798.6697 | 2773.8753 | 3024.7944 | 2.0905 | 1115.7028 | 5.1973
Server Virtualization and Decommissioning | BNI Process | RET | 4 | 5 | 8301.852 | 948 | 8453.926 | 965 | 419.8161 | 500 | 132.2042 | 0 | 632.2042 | 4012.7734 | 0 | 4012.7734 | 71% | 9.3261 | 6.3473 | 0.10093 | 0.020186 | 0.87869 | Server Virtualization and Decommissioning | 2.6139 | 1.8807 | 16.3729 | 3.7709 | 32.8282 | 81.8647 | 10488.8419 | 1124.6763 | 9364.1656 | 9.3261 | 1652.4953 | 6.3473
Single -Tank Conveyor Dishwasher - High Temp | BNI Cooking and Laundry | ROB/NEW | 20 | N/A | 9212 | 953 | N/A | N/A | 2634.66 | 875 | 378.2567 | 0 | 1253.2567 | 12546.7339 | 0 | 12546.7339 | 71% | 5.5791 | 10.0113 | 0.18031 | 0.0090154 | 1.7327 | Single -Tank Conveyor Dishwasher - High Temp | 5.2277 | 3.7813 | 36.3359 | 6.6315 | 63.7248 | 726.7179 | 65590.8989 | 11756.454 | 53834.445 | 5.5791 | 6551.6841 | 10.0113
Single -Tank Conveyor Dishwasher - Low Temp | BNI Cooking and Laundry | ROB/NEW | 20 | N/A | 13626.434 | 1410 | N/A | N/A | 0 | 1000 | 544.5225 | 0 | 1544.5225 | 18559.6709 | 0 | 18559.6709 | 71% | 34.0843 | 12.0164 | 0.15023 | 0.0075113 | 1.4433 | Single -Tank Conveyor Dishwasher - Low Temp | 5.2277 | 5.5946 | 53.7482 | 9.8116 | 94.262 | 1074.9645 | 97024.8916 | 2846.6149 | 94178.2767 | 34.0843 | 8074.3418 | 12.0164
Single Heat Pad (Agriculture) | BNI Process | ROB/NEW | 10 | N/A | 655.5 | 95 | N/A | N/A | 110.4501 | 75 | 18.9361 | 0 | 93.9361 | 568.2747 | 0 | 568.2747 | 71% | 5.8371 | 6.0496 | 0.18993 | 0.018993 | 1.3028 | Single Heat Pad (Agriculture) | 2.6139 | 0.18847 | 1.2928 | 0.37789 | 2.5921 | 12.9278 | 1485.3925 | 254.4743 | 1230.9182 | 5.8371 | 245.536 | 6.0496
Single-Tank Door type Dishwasher - High Temp | BNI Cooking and Laundry | ROB/NEW | 15 | N/A | 11863.2391 | 1228 | N/A | N/A | 2471.4396 | 1000 | 411.4941 | 0 | 1411.4941 | 13556.9327 | 0 | 13556.9327 | 71% | 6.2583 | 9.6047 | 0.15769 | 0.010513 | 1.5145 | Single-Tank Door type Dishwasher - High Temp | 10.4555 | 9.7449 | 93.5869 | 17.0903 | 164.1298 | 1403.804 | 141743.8852 | 22648.7734 | 119095.1118 | 6.2583 | 14757.8111 | 9.6047
Single-Tank Door type Dishwasher - Low Temp | BNI Cooking and Laundry | ROB/NEW | 15 | N/A | 16152.5529 | 1672 | N/A | N/A | 17.9928 | 1250 | 554.5856 | 0 | 1804.5856 | 18458.6244 | 0 | 18458.6244 | 71% | 32.5342 | 10.2287 | 0.14807 | 0.0098713 | 1.4221 | Single-Tank Door type Dishwasher - Low Temp | 5.2277 | 6.6341 | 63.7123 | 11.6348 | 111.7366 | 955.6841 | 96496.6484 | 2966.0055 | 93530.6429 | 32.5342 | 9433.8805 | 10.2287
Smart thermostats for central air source heat pump | BNI HVAC | ROB/NEW | 11 | N/A | 298 | 0 | N/A | N/A | 108.12 | 74.5 | 11.5109 | 0 | 86.0109 | 289.9989 | 0 | 289.9989 | 85% | 2.8043 | 3.3717 | 0.31953 | 0.029048 | N/A | Smart thermostats for central air source heat pump | 110.0223 | 0 | 29.616 | 0 | 59.3809 | 325.7762 | 31906.3535 | 11377.7263 | 20528.6272 | 2.8043 | 9463.118 | 3.3717
Smart thermostats for electric baseboards | BNI HVAC | ROB/NEW | 11 | N/A | 146 | 0 | N/A | N/A | 154.02 | 36.5 | 5.6396 | 0 | 42.1396 | 142.08 | 0 | 142.08 | 85% | 1.0404 | 3.3717 | 0.31953 | 0.029048 | N/A | Smart thermostats for electric baseboards | 718.8125 | 0 | 94.7978 | 0 | 190.0719 | 1042.7753 | 102128.8829 | 98158.5613 | 3970.3216 | 1.0404 | 30290.4457 | 3.3717
Smart thermostats for mini-split heat pumps | BNI HVAC | ROB/NEW | 11 | N/A | 74 | 0 | N/A | N/A | 169.32 | 18.5 | 0.9435 | 0 | 19.4435 | 72.0132 | 0 | 72.0132 | 85% | 0.4971 | 3.7037 | 0.29088 | 0.026444 | N/A | Smart thermostats for mini-split heat pumps | 77.0156 | 0 | 5.148 | 0 | 10.3219 | 56.6282 | 5546.138 | 11156.9063 | -5610.7684 | 0.4971 | 1497.4532 | 3.7037
Solid Door Freezer | BNI Cooking and Laundry | ROB/NEW | 12 | N/A | 2128 | 165 | N/A | N/A | 0 | 225 | 64.752 | 0 | 289.752 | 2003.5648 | 0 | 2003.5648 | 71% | 30.9421 | 6.9148 | 0.18046 | 0.015039 | 2.3138 | Solid Door Freezer | 15.6832 | 1.9641 | 25.1811 | 3.4445 | 44.1618 | 302.1733 | 31422.2692 | 1015.5179 | 30406.7513 | 30.9421 | 4544.2336 | 6.9148
Solid Door Refrigerator | BNI Cooking and Laundry | ROB/NEW | 12 | N/A | 818 | 63 | N/A | N/A | 0 | 131.25 | 27.1624 | 0 | 158.4124 | 769.7536 | 0 | 769.7536 | 71% | 28.339 | 4.8592 | 0.25667 | 0.021389 | 3.3131 | Solid Door Refrigerator | 83.6436 | 3.9995 | 51.6244 | 7.0143 | 90.5373 | 619.4931 | 64384.9845 | 2271.9586 | 62113.026 | 28.339 | 13250.1852 | 4.8592
Standard Capacity Electric Fryer | BNI Cooking and Laundry | ROB/NEW | 12 | N/A | 952 | 148 | N/A | N/A | 269.892 | 625 | 57.6264 | 0 | 682.6264 | 968.4191 | 0 | 968.4191 | 71% | 3.8853 | 1.4187 | 0.95034 | 0.079195 | 6.0772 | Standard Capacity Electric Fryer | 5.2277 | 0.58723 | 3.7551 | 1.0299 | 6.5855 | 45.0609 | 5062.6304 | 1303.0092 | 3759.6212 | 3.8853 | 3568.5842 | 1.4187
Strip-Curtains for Display Cases | BNI Refrigeration | ROB/NEW | 4 | N/A | 28970.31 | 3307 | N/A | N/A | 308.448 | 1000 | 353.6214 | 0 | 1353.6214 | 11380.5442 | 0 | 11380.5442 | 71% | 19.8745 | 8.4075 | 0.061926 | 0.015482 | 0.53932 | Strip-Curtains for Display Cases | 52.2773 | 131.2149 | 1142.7075 | 263.0892 | 2291.1572 | 4570.8299 | 594943.7745 | 29934.9854 | 565008.7891 | 19.8745 | 70763.6333 | 8.4075
Track/Mono-point Direction Luminaire | BNI Lighting | ROB/NEW | 12 | N/A | 196.4825 | 44.7797 | N/A | N/A | 17.5944 | 18.75 | 7.7594 | 0 | 26.5094 | 255.8416 | 0 | 255.8416 | 85% | 11.2633 | 9.651 | 0.14936 | 0.012447 | 0.65154 | Track/Mono-point Direction Luminaire | 35.6531 | 1.4507 | 6.3278 | 2.9087 | 12.6873 | 75.9333 | 9121.5508 | 809.8461 | 8311.7048 | 11.2633 | 945.1415 | 9.651
Under-Counter Dishwasher - HighTemp | BNI Cooking and Laundry | ROB/NEW | 10 | N/A | 3170.6766 | 328 | N/A | N/A | 154.224 | 312.5 | 86.2041 | 0 | 398.7041 | 2642.4828 | 0 | 2642.4828 | 71% | 13.5025 | 6.6277 | 0.16666 | 0.016666 | 1.6016 | Under-Counter Dishwasher - HighTemp | 5.2277 | 1.3014 | 12.5064 | 2.2824 | 21.9334 | 125.0644 | 13814.1788 | 1023.0825 | 12791.0963 | 13.5025 | 2084.3161 | 6.6277
Under-Counter Dishwasher - Low Temp | BNI Cooking and Laundry | ROB/NEW | 10 | N/A | 2539.5124 | 263 | N/A | N/A | 64.26 | 250 | 69.0354 | 0 | 319.0354 | 2116.699 | 0 | 2116.699 | 71% | 18.4607 | 6.6347 | 0.1665 | 0.01665 | 1.5983 | Under-Counter Dishwasher - Low Temp | 10.4555 | 2.0871 | 20.0338 | 3.6602 | 35.1346 | 200.3375 | 22131.0484 | 1198.8224 | 20932.2261 | 18.4607 | 3335.6599 | 6.6347
Variable Speed Kitchen Exhaust Fan | BNI Cooking and Laundry | ROB/NEW | 15 | N/A | 8972 | 1034 | N/A | N/A | 6403.152 | 3125 | 435.3685 | 0 | 3560.3685 | 10379.1599 | 0 | 10379.1599 | 71% | 2.0835 | 2.9152 | 0.52594 | 0.035063 | 4.5369 | Variable Speed Kitchen Exhaust Fan | 1.2733 | 0.9993 | 8.6198 | 2.0036 | 17.2829 | 129.2972 | 13216.0489 | 6343.2065 | 6872.8424 | 2.0835 | 4533.508 | 2.9152
Ventilation Fan (Agriculture) (18 inches) | BNI Process | ROB/NEW | 15 | N/A | 254 | 90 | N/A | N/A | 1104.2724 | 68.75 | 3.5063 | 0 | 72.2562 | 366.6556 | 0 | 366.6556 | 71% | 0.46557 | 5.0744 | 0.37703 | 0.025135 | 1.0578 | Ventilation Fan (Agriculture) (18 inches) | 27.8722 | 1.9039 | 5.3416 | 3.8174 | 10.7101 | 80.1246 | 10219.5149 | 21950.5003 | -11730.9854 | 0.46557 | 2013.9441 | 5.0744
Ventilation Fan (Agriculture) (24 inches) | BNI Process | ROB/NEW | 15 | N/A | 436.455 | 156 | N/A | N/A | 1104.2724 | 81.25 | 4.1438 | 0 | 85.3937 | 631.6536 | 0 | 631.6536 | 71% | 0.80141 | 7.397 | 0.25931 | 0.017287 | 0.72125 | Ventilation Fan (Agriculture) (24 inches) | 20.9109 | 2.4759 | 6.8862 | 4.9642 | 13.8071 | 103.2934 | 13208.45 | 16481.4998 | -3273.0498 | 0.80141 | 1785.6608 | 7.397
VFD - 1.5 hp - Institutional - Condensor Pump | BNI HVAC | ROB/NEW | 15 | N/A | 3196.875 | -4.725 | N/A | N/A | 1530 | 625 | 118.3178 | 0 | 743.3178 | 3250.8144 | 0 | 3250.8144 | 71% | 2.6986 | 4.3734 | 0.30816 | 0.020544 | -207.2804 | VFD - 1.5 hp - Institutional - Condensor Pump | 2.5467 | -0.0091329 | 6.1428 | -0.018312 | 12.3164 | 92.1415 | 8278.6898 | 3067.7411 | 5210.9487 | 2.6986 | 1892.971 | 4.3734
VFD - 1.5 hp - Retail - Make-Up Air Fan | BNI HVAC | ROB/NEW | 15 | N/A | 4485 | 85.8375 | N/A | N/A | 1530 | 625 | 156.0968 | 0 | 781.0968 | 4671.5506 | 0 | 4671.5506 | 71% | 3.7601 | 5.9808 | 0.23082 | 0.015388 | 11.9898 | VFD - 1.5 hp - Retail - Make-Up Air Fan | 2.5467 | 0.16591 | 8.6179 | 0.33266 | 17.2791 | 129.2683 | 11896.8089 | 3163.951 | 8732.858 | 3.7601 | 1989.1809 | 5.9808
VFD - 10 hp - Institutional - Make-up Air Fan | BNI HVAC | ROB/NEW | 15 | N/A | 34308.571 | 523.2 | N/A | N/A | 3045.924 | 1500 | 1022.4958 | 0 | 2522.4958 | 35575.6225 | 0 | 35575.6225 | 71% | 11.1694 | 14.1033 | 0.097445 | 0.0064963 | 6.3526 | VFD - 10 hp - Institutional - Make-up Air Fan | 2.5467 | 1.0113 | 65.9236 | 2.0277 | 132.1785 | 988.8544 | 90598.6941 | 8111.3426 | 82487.3515 | 11.1694 | 6423.9163 | 14.1033
VFD - 10 hp - Retail - Supply Fan | BNI HVAC | ROB/NEW | 15 | N/A | 13097.143 | 542.4 | N/A | N/A | 3517.5924 | 1500 | 448.5559 | 0 | 1948.5559 | 13991.7337 | 0 | 13991.7337 | 71% | 4.7493 | 7.1806 | 0.19718 | 0.013145 | 4.7335 | VFD - 10 hp - Retail - Supply Fan | 9.6713 | 3.9814 | 95.5719 | 7.9829 | 191.6241 | 1433.5785 | 135318.1823 | 28492.0845 | 106826.0978 | 4.7493 | 18845.0588 | 7.1806
VFD - 15 hp - Institutional - Chilled Water Pump | BNI HVAC | ROB/NEW | 15 | N/A | 12486.0335 | 3216.8715 | N/A | N/A | 6012.4512 | 1875 | 536.4051 | 0 | 2411.4051 | 16576.2122 | 0 | 16576.2122 | 71% | 3.4496 | 6.8741 | 0.25596 | 0.017064 | 0.98769 | VFD - 15 hp - Institutional - Chilled Water Pump | 5.0933 | 12.4357 | 47.9836 | 24.9338 | 96.2084 | 719.7542 | 84427.6542 | 24474.5661 | 59953.0881 | 3.4496 | 12282.0143 | 6.8741
VFD - 15 hp - Retail - Exhaust Fan | BNI HVAC | ROB/NEW | 15 | N/A | 51821.2291 | 767.2626 | N/A | N/A | 6012.4512 | 1875 | 1523.7666 | 0 | 3398.7666 | 53707.4589 | 0 | 53707.4589 | 71% | 9.2717 | 15.802 | 0.086925 | 0.005795 | 5.8366 | VFD - 15 hp - Retail - Exhaust Fan | 5.0933 | 2.9661 | 199.1481 | 5.947 | 399.2969 | 2987.2215 | 273548.3058 | 29503.4966 | 244044.8092 | 9.2717 | 17310.9448 | 15.802
VFD - 25 hp - Institutional - Exhaust Fan | BNI HVAC | ROB/NEW | 15 | N/A | 92719.78 | 4350 | N/A | N/A | 7101.801 | 3125 | 2809.5699 | 0 | 5934.5699 | 99664.6484 | 0 | 99664.6484 | 71% | 12.6931 | 16.7939 | 0.08483 | 0.0056553 | 1.7976 | VFD - 25 hp - Institutional - Exhaust Fan | 5.0933 | 16.8161 | 356.3205 | 33.7167 | 714.4316 | 5344.808 | 507622.1495 | 39991.836 | 467630.3135 | 12.6931 | 30226.5566 | 16.7939
VFD - 25 hp - Institutional - Hot Water Circulating Loop Pump | BNI HVAC | ROB/NEW | 15 | N/A | 66098.9011 | 3438.4615 | N/A | N/A | 7101.801 | 3125 | 2059.4276 | 0 | 5184.4276 | 71454.3938 | 0 | 71454.3938 | 71% | 10.0616 | 13.7825 | 0.10395 | 0.0069302 | 1.9867 | VFD - 25 hp - Institutional - Hot Water Circulating Loop Pump | 5.0933 | 13.2923 | 254.0169 | 26.6514 | 509.3104 | 3810.2542 | 363938.804 | 36171.1345 | 327767.6695 | 10.0616 | 26405.8551 | 13.7825
VFD - 30 hp - Institutional - Make-up Air Fan | BNI HVAC | ROB/NEW | 15 | N/A | 98976 | 1509.2308 | N/A | N/A | 6728.022 | 3750 | 2920.3268 | 0 | 6670.3268 | 102631.1236 | 0 | 102631.1236 | 71% | 13.3335 | 15.3862 | 0.08932 | 0.0059547 | 5.8234 | VFD - 30 hp - Institutional - Make-up Air Fan | 2.5467 | 2.9172 | 190.1815 | 5.849 | 381.3188 | 2852.7231 | 261365.6516 | 19602.1391 | 241763.5126 | 13.3335 | 16986.9944 | 15.3862
VFD - 30 hp - Retail - Supply Fan | BNI HVAC | ROB/NEW | 15 | N/A | 37780.22 | 1564.6154 | N/A | N/A | 6728.022 | 3750 | 1264.4882 | 0 | 5014.4882 | 40360.7701 | 0 | 40360.7701 | 71% | 6.6807 | 8.0488 | 0.17591 | 0.011727 | 4.2228 | VFD - 30 hp - Retail - Supply Fan | 10.4555 | 12.4161 | 298.0413 | 24.8947 | 597.5802 | 4470.619 | 421990.1713 | 63165.41 | 358824.7613 | 6.6807 | 52428.7502 | 8.0488
VFD - 40 hp - Warehousing - Exhaust Fan | BNI HVAC | ROB/NEW | 15 | N/A | 144383.86 | 6906.8702 | N/A | N/A | 7760.0376 | 5000 | 4386.1427 | 0 | 9386.1427 | 155357.9623 | 0 | 155357.9623 | 71% | 15.6994 | 16.5518 | 0.086159 | 0.0057439 | 1.7906 | VFD - 40 hp - Warehousing - Exhaust Fan | 5.0933 | 26.7003 | 554.8647 | 53.5349 | 1112.5177 | 8322.9706 | 791285.0146 | 50402.1416 | 740882.873 | 15.6994 | 47806.4589 | 16.5518
VFD - 5 hp - Institutional - Chilled Water Pump | BNI HVAC | ROB/NEW | 15 | N/A | 14192.982 | 1122.4561 | N/A | N/A | 2646.2268 | 937.5 | 468.0468 | 0 | 1405.5468 | 15803.5548 | 0 | 15803.5548 | 71% | 6.7339 | 11.2437 | 0.13125 | 0.0087501 | 1.6499 | VFD - 5 hp - Institutional - Chilled Water Pump | 5.0933 | 4.3392 | 54.5434 | 8.7001 | 109.3609 | 818.1508 | 80492.2768 | 11953.3064 | 68538.9704 | 6.7339 | 7158.8741 | 11.2437
VFD - 5 hp - Retail - Exhaust Fan | BNI HVAC | ROB/NEW | 15 | N/A | 18081.871 | 267.7193 | N/A | N/A | 3117.8952 | 937.5 | 546.1309 | 0 | 1483.6309 | 18740.0292 | 0 | 18740.0292 | 71% | 6.7903 | 12.6312 | 0.10875 | 0.0072497 | 7.3018 | VFD - 5 hp - Retail - Exhaust Fan | 5.0933 | 1.0349 | 69.4883 | 2.0751 | 139.3258 | 1042.3248 | 95448.6273 | 14056.6807 | 81391.9466 | 6.7903 | 7556.5803 | 12.6312
VFD - 7.5 hp - Institutional - Chilled Water Pump | BNI HVAC | ROB/NEW | 15 | N/A | 21289.474 | 1683.6842 | N/A | N/A | 3291.1116 | 1250 | 694.1014 | 0 | 1944.1014 | 23705.3332 | 0 | 23705.3332 | 71% | 7.8215 | 12.1935 | 0.12103 | 0.0080685 | 1.5214 | VFD - 7.5 hp - Institutional - Chilled Water Pump | 5.0933 | 6.5087 | 81.8151 | 13.0502 | 164.0413 | 1227.2263 | 120738.4203 | 15436.7321 | 105301.6883 | 7.8215 | 9901.8956 | 12.1935
VFD - 7.5 hp - Warehousing - Exhaust Fan | BNI HVAC | ROB/NEW | 15 | N/A | 29035.088 | 1388.9474 | N/A | N/A | 3291.1116 | 1250 | 894.5083 | 0 | 2144.5083 | 31241.9415 | 0 | 31241.9415 | 71% | 9.6688 | 14.5683 | 0.097889 | 0.006526 | 2.0344 | VFD - 7.5 hp - Warehousing - Exhaust Fan | 5.0933 | 5.3693 | 111.5813 | 10.7657 | 223.7234 | 1673.7202 | 159124.6419 | 16457.4648 | 142667.1771 | 9.6688 | 10922.6284 | 14.5683
VFD Milk Transfer Pump | BNI Process | ROB/NEW | 15 | N/A | 2545.875 | 671 | N/A | N/A | 3855.6 | 625 | 122.2302 | 0 | 747.2302 | 3397.9444 | 0 | 3397.9444 | 71% | 1.1882 | 4.5474 | 0.389 | 0.025933 | 1.4673 | VFD Milk Transfer Pump | 2.6139 | 1.3312 | 5.021 | 2.6691 | 10.0672 | 75.3148 | 8881.7627 | 7474.8815 | 1406.8812 | 1.1882 | 1953.1576 | 4.5474
VFD Milk Vacuum Pump | BNI Process | ROB/NEW | 15 | N/A | 6492.659 | 1818 | N/A | N/A | 6487.6896 | 187.5 | 243.3967 | 0 | 430.8967 | 8793.6932 | 0 | 8793.6932 | 71% | 1.8133 | 20.4079 | 0.087959 | 0.005864 | 0.31229 | VFD Milk Vacuum Pump | 10.4555 | 14.4269 | 51.2194 | 28.9263 | 102.6962 | 768.291 | 91942.0538 | 50705.3578 | 41236.696 | 1.8133 | 4505.2203 | 20.4079
Wall Mounted Area Luminaire (1000 lumen) (full and no-cutoff) | BNI Lighting | ROB/NEW | 20 | N/A | 153.3 | 34.3 | N/A | N/A | 29.1669 | 18.75 | 7.785 | 0 | 26.535 | 256.8044 | 0 | 256.8044 | 77% | 8.4912 | 9.678 | 0.21153 | 0.010577 | 0.93989 | Wall Mounted Area Luminaire (1000 lumen) (full and no-cutoff) | 439.1291 | 12.3981 | 55.0853 | 24.8585 | 110.4474 | 1101.7061 | 112770.2739 | 13280.7912 | 99489.4828 | 8.4912 | 11652.2753 | 9.678
Wall Mounted Area Luminaire (10000 lumen) (full and no-cutoff) | BNI Lighting | ROB/NEW | 20 | N/A | 776.3988 | 177.26 | N/A | N/A | 291.669 | 75 | 38.5648 | 0 | 113.5648 | 1306.4419 | 0 | 1306.4419 | 77% | 4.9646 | 11.5039 | 0.17875 | 0.0089377 | 0.77837 | Wall Mounted Area Luminaire (10000 lumen) (full and no-cutoff) | 3576.7713 | 521.8796 | 2272.3616 | 1046.3818 | 4556.142 | 45447.2312 | 4672843.8037 | 941226.9624 | 3731616.8413 | 4.9646 | 406195.162 | 11.5039
Wall Mounted Area Luminaire (20000 lumen) (full and no-cutoff) | BNI Lighting | ROB/NEW | 20 | N/A | 1187.0676 | 265.5996 | N/A | N/A | 583.338 | 125 | 59.2527 | 0 | 184.2527 | 1988.5465 | 0 | 1988.5465 | 77% | 3.9112 | 10.7925 | 0.18969 | 0.0094843 | 0.84283 | Wall Mounted Area Luminaire (20000 lumen) (full and no-cutoff) | 50.933 | 11.1351 | 49.4739 | 22.3262 | 99.1964 | 989.4783 | 101282.6778 | 25895.5158 | 75387.1619 | 3.9112 | 9384.5456 | 10.7925
Wall Mounted Area Luminaire (4000 lumen) (full and no-cutoff) | BNI Lighting | ROB/NEW | 20 | N/A | 249.222 | 55.762 | N/A | N/A | 116.6676 | 37.5 | 13.014 | 0 | 50.514 | 417.4906 | 0 | 417.4906 | 77% | 4.0593 | 8.2648 | 0.2477 | 0.012385 | 1.1006 | Wall Mounted Area Luminaire (4000 lumen) (full and no-cutoff) | 2341.6456 | 107.4801 | 477.5391 | 215.5002 | 957.4779 | 9550.7822 | 977614.9588 | 240833.7873 | 736781.1715 | 4.0593 | 118285.9859 | 8.2648
Wall wash luminaire (1500 lumen) | BNI Lighting | ROB/NEW | 12 | N/A | 734.7782 | 162.0156 | N/A | N/A | 0 | 25 | 26.5479 | 0 | 51.5479 | 950.4264 | 0 | 950.4264 | 85% | 35.8004 | 18.4377 | 0.077665 | 0.0064721 | 0.35017 | Wall wash luminaire (1500 lumen) | 114.5993 | 16.8708 | 76.062 | 33.8264 | 152.5062 | 912.7441 | 108918.1984 | 3042.3713 | 105875.8271 | 35.8004 | 5907.3537 | 18.4377
Wall Wash Luminaire (1000 lumen) | BNI Lighting | ROB/NEW | 12 | N/A | 126.4286 | 27.877 | N/A | N/A | 0 | 12.5 | 4.986 | 0 | 17.486 | 163.5338 | 0 | 163.5338 | 85% | 32.7983 | 9.3522 | 0.15311 | 0.01276 | 0.69035 | Wall Wash Luminaire (1000 lumen) | 25.4665 | 0.64508 | 2.9083 | 1.2934 | 5.8313 | 34.9 | 4164.6358 | 126.9772 | 4037.6586 | 32.7983 | 445.3086 | 9.3522
Custom | [22 empty] | Custom Total
Measure Name | Technology Type | Decision Type | Measure Life | Remaining Useful Life | Gross Annual Energy Savings per Unit at Meter (kWh) Pre-RUL | Gross Peak Demand Savings per Unit at Meter (Watts) Pre-RUL | Gross Annual Energy Savings per Unit at Meter (kWh) Post-RUL | Gross Peak Demand Savings per Unit at Meter (Watts) Post-RUL | Gross Per Unit One-Time Incremental Measure Cost ($) | Per Unit Incentive ($) | Per Unit Program Administrative Cost (inclusive of DI costs) ($) | Per Unit Direct Installation Cost ($) | Per Unit DSM Administrator Cost (Incentive + Administrative) ($) | Per Unit Present Value Avoided Cost Benefits ($) | Per Unit Present Value Non-Energy Benefits ($) | Total Per Unit Present Value Benefits ($) | Net-To-Gross Ratio | Net Total Resource Benefit-Cost Ratio (TRC) | Net Program Administrator Benefit-Cost Ratio (PAC) | Net First-Year Unit Cost / kWh at Generator ($/kWh) | Net Lifetime Unit Cost / kWh at Generator ($/kWh) | Net Unit Cost / Watt at Generator ($/W) | Measure Name | Participation (Units) | Total Peak Demand Savings (kW) | Total First Year Energy Savings (MWh) | Total Cumulative Peak Demand Savings (kW) | Total Cumulative First Year Energy Savings (MWh) | Total Lifetime Energy Savings (MWh) | Total Avoided Cost Benefits ($) | TRC Costs ($) | Total TRC Net Resource Benefits ($) | TRC Ratio | PAC Costs ($) | PAC Ratio
Custom New Construction | BNI Other | ROB/NEW | 16.8 | N/A | 1000000 | 386000 | N/A | N/A | 468858.3 | 200000 | 163185.1315 | 0 | 363185.1315 | 1581060.1136 | 0 | 1581060.1136 | 70% | 3.2176 | 4.3533 | 0.48822 | 0.029061 | 1.2574 | Custom New Construction | 4.02 | 1161.1521 | 2990.4378 | 2322.3042 | 5980.8756 | 50239.355 | 6355861.6565 | 1975371.4848 | 4380490.1717 | 3.2176 | 1460004.2286 | 4.3533
Custom Retrofit | BNI Other | ROB/NEW | 13.8 | N/A | 1000000 | 210000 | N/A | N/A | 468858.3 | 140000 | 137326.7841 | 0 | 277326.7841 | 1382173.0324 | 0 | 1382173.0324 | 82% | 2.6489 | 4.9839 | 0.31825 | 0.023062 | 1.5066 | Custom Retrofit | 18.9 | 3479.146 | 16469.7246 | 6958.292 | 32939.4492 | 227282.1995 | 26123070.3119 | 9861842.1529 | 16261228.159 | 2.6489 | 5241476.2195 | 4.9839
Existing Building Comissioning | BNI Other | ROB/NEW | 5.6 | N/A | 1000000 | 0 | N/A | N/A | 369441.5728 | 100000 | 61830.1855 | 0 | 161830.1855 | 554866.2921 | 0 | 554866.2921 | 81% | 1.5367 | 3.4287 | 0.188 | 0.033572 | N/A | Existing Building Comissioning | 1.75 | 0 | 1506.3773 | 0 | 2819.5939 | 8435.7126 | 971016.0112 | 631886.2539 | 339129.7573 | 1.5367 | 283202.8245 | 3.4287
Pay-for-Performance | BNI Other | ROB/NEW | 10.35 | N/A | 1000000 | 66000 | N/A | N/A | 468858.3 | 100000 | 93454.3144 | 0 | 193454.3144 | 931979.8372 | 0 | 931979.8372 | 80% | 1.9891 | 4.8176 | 0.22755 | 0.021986 | 3.4276 | Pay-for-Performance | 2.5 | 141.108 | 2125.4 | 239.8836 | 3613.18 | 21997.89 | 2329949.593 | 1171352.3861 | 1158597.2069 | 1.9891 | 483635.7861 | 4.8176
Efficient Products Installation | [22 empty] | Efficient Products Installation Total
Measure Name | Technology Type | Decision Type | Measure Life | Remaining Useful Life | Gross Annual Energy Savings per Unit at Meter (kWh) Pre-RUL | Gross Peak Demand Savings per Unit at Meter (Watts) Pre-RUL | Gross Annual Energy Savings per Unit at Meter (kWh) Post-RUL | Gross Peak Demand Savings per Unit at Meter (Watts) Post-RUL | Gross Per Unit One-Time Incremental Measure Cost ($) | Per Unit Incentive ($) | Per Unit Program Administrative Cost (inclusive of DI costs) ($) | Per Unit Direct Installation Cost ($) | Per Unit DSM Administrator Cost (Incentive + Administrative) ($) | Per Unit Present Value Avoided Cost Benefits ($) | Per Unit Present Value Non-Energy Benefits ($) | Total Per Unit Present Value Benefits ($) | Net-To-Gross Ratio | Net Total Resource Benefit-Cost Ratio (TRC) | Net Program Administrator Benefit-Cost Ratio (PAC) | Net First-Year Unit Cost / kWh at Generator ($/kWh) | Net Lifetime Unit Cost / kWh at Generator ($/kWh) | Net Unit Cost / Watt at Generator ($/W) | Measure Name | Participation (Units) | Total Peak Demand Savings (kW) | Total First Year Energy Savings (MWh) | Total Cumulative Peak Demand Savings (kW) | Total Cumulative First Year Energy Savings (MWh) | Total Lifetime Energy Savings (MWh) | Total Avoided Cost Benefits ($) | TRC Costs ($) | Total TRC Net Resource Benefits ($) | TRC Ratio | PAC Costs ($) | PAC Ratio
18W Replacing 100W | Res Lighting | RET | 9.3 | 1 | 62.3336 | 10.138 | 3.2994 | 0.53662 | 0 | 0 | 13.9213 | 12.393 | 13.9213 | 12.1763 | 0 | 12.1763 | 86% | 0.87465 | 0.87465 | 0.23723 | 0.16482 | 1.3925 | 18W Replacing 100W | 678 | 6.7779 | 39.7874 | 13.9145 | 81.6808 | 57.2671 | 8255.5078 | 9438.6501 | -1183.1423 | 0.87465 | 9438.6501 | 0.87465
5W Chandelier E12 - MURB | Res Lighting | RET | 4 | 1 | 28.7385 | 4.6831 | 1.5212 | 0.24788 | 0 | 0 | 6.5496 | 5.8956 | 6.5496 | 4.8139 | 0 | 4.8139 | 86% | 0.73499 | 0.73499 | 0.24208 | 0.20891 | 1.4182 | 5W Chandelier E12 - MURB | 163.5 | 0.75503 | 4.4236 | 1.55 | 9.0813 | 5.126 | 787.0687 | 1070.8627 | -283.794 | 0.73499 | 1070.8627 | 0.73499
5W Chandelier E12 | Res Lighting | RET | 4 | 1 | 26.7099 | 4.323 | 1.4138 | 0.22882 | 0 | 0 | 6.524 | 5.8956 | 6.524 | 4.4711 | 0 | 4.4711 | 86% | 0.68533 | 0.68533 | 0.25945 | 0.2239 | 1.5304 | 5W Chandelier E12 | 9611 | 40.97 | 241.6765 | 84.1087 | 496.1452 | 280.0531 | 42971.6663 | 62702.5348 | -19730.8685 | 0.68533 | 62702.5348 | 0.68533
7W G25 - MURB | Res Lighting | RET | 4 | 1 | 27.0725 | 4.415 | 1.433 | 0.23369 | 0 | 0 | 6.1218 | 5.508 | 6.1218 | 4.5352 | 0 | 4.5352 | 86% | 0.74082 | 0.74082 | 0.24019 | 0.20728 | 1.4061 | 7W G25 - MURB | 148 | 0.64433 | 3.7721 | 1.3228 | 7.7439 | 4.3711 | 671.2028 | 906.0322 | -234.8295 | 0.74082 | 906.0322 | 0.74082
7W G25 | Res Lighting | RET | 4 | 1 | 25.1615 | 4.0756 | 1.3318 | 0.21572 | 0 | 0 | 6.0977 | 5.508 | 6.0977 | 4.2122 | 0 | 4.2122 | 86% | 0.69078 | 0.69078 | 0.25742 | 0.22214 | 1.5172 | 7W G25 | 2079 | 8.3551 | 49.2475 | 17.1524 | 101.1018 | 57.0677 | 8757.1955 | 12677.2008 | -3920.0054 | 0.69078 | 12677.2008 | 0.69078
7W GU10 Replacing 35W | Res Lighting | RET | 4.8 | 1 | 21.3679 | 3.4569 | 1.131 | 0.18298 | 0 | 0 | 6.4974 | 5.9262 | 6.4974 | 3.684 | 0 | 3.684 | 86% | 0.567 | 0.567 | 0.32299 | 0.2689 | 1.906 | 7W GU10 Replacing 35W | 291 | 0.99194 | 5.8539 | 2.0364 | 12.0178 | 7.0314 | 1072.0554 | 1890.7533 | -818.6979 | 0.567 | 1890.7533 | 0.567
7W GU10 Replacing 50W - MURB | Res Lighting | RET | 5.5 | 1 | 35.5213 | 5.7555 | 1.8802 | 0.30464 | 0 | 0 | 6.691 | 5.9262 | 6.691 | 6.2774 | 0 | 6.2774 | 86% | 0.93819 | 0.93819 | 0.20008 | 0.16159 | 1.1789 | 7W GU10 Replacing 50W - MURB | 101 | 0.57321 | 3.3776 | 1.1768 | 6.9339 | 4.1821 | 634.0172 | 675.7875 | -41.7703 | 0.93819 | 675.7875 | 0.93819
7W GU10 Replacing 50W | Res Lighting | RET | 5.5 | 1 | 32.79 | 5.3129 | 1.7356 | 0.28122 | 0 | 0 | 6.6549 | 5.9262 | 6.6549 | 5.7947 | 0 | 5.7947 | 86% | 0.87074 | 0.87074 | 0.21558 | 0.17411 | 1.2702 | 7W GU10 Replacing 50W | 3728 | 19.5307 | 115.083 | 40.0953 | 236.2574 | 142.4945 | 21602.7042 | 24809.6352 | -3206.9309 | 0.87074 | 24809.6352 | 0.87074
9.5W Replacing 100W - MURB | Res Lighting | RET | 9.3 | 1 | 73.849 | 12.0089 | 3.9089 | 0.63564 | 0 | 0 | 11.4331 | 9.8634 | 11.4331 | 14.4254 | 0 | 14.4254 | 86% | 1.2617 | 1.2617 | 0.16445 | 0.11425 | 0.96544 | 9.5W Replacing 100W - MURB | 2.5 | 0.029604 | 0.17381 | 0.060776 | 0.35682 | 0.25017 | 36.0635 | 28.5827 | 7.4809 | 1.2617 | 28.5827 | 1.2617
9.5W Replacing 100W | Res Lighting | RET | 9.3 | 1 | 68.8139 | 11.2215 | 3.6424 | 0.59397 | 0 | 0 | 11.36 | 9.8634 | 11.36 | 13.446 | 0 | 13.446 | 86% | 1.1836 | 1.1836 | 0.17535 | 0.12183 | 1.0266 | 9.5W Replacing 100W | 488 | 5.3998 | 31.6147 | 5.6857 | 33.2881 | 45.5039 | 6561.6537 | 5543.6745 | 1017.9792 | 1.1836 | 5543.6745 | 1.1836
9.5W Replacing 40W - MURB | Res Lighting | RET | 5 | 1 | 24.9199 | 4.0416 | 1.319 | 0.21393 | 0 | 0 | 10.6796 | 9.8634 | 10.6796 | 4.3288 | 0 | 4.3288 | 86% | 0.40533 | 0.40533 | 0.45522 | 0.37568 | 2.6796 | 9.5W Replacing 40W - MURB | 34 | 0.1355 | 0.79766 | 0.14267 | 0.83988 | 0.96655 | 147.1794 | 363.1068 | -215.9273 | 0.40533 | 363.1068 | 0.40533
9.5W Replacing 40W | Res Lighting | RET | 5 | 1 | 23.2208 | 3.7766 | 1.2291 | 0.1999 | 0 | 0 | 7.4447 | 6.8034 | 7.4447 | 4.0348 | 0 | 4.0348 | 86% | 0.54197 | 0.54197 | 0.34055 | 0.28104 | 1.999 | 9.5W Replacing 40W | 1327 | 4.9418 | 29.0096 | 5.2034 | 30.5451 | 35.1517 | 5354.1642 | 9879.0759 | -4524.9117 | 0.54197 | 9879.0759 | 0.54197
9.5W Replacing 60W - MURB | Res Lighting | RET | 6.7 | 1 | 41.2296 | 6.6836 | 2.1823 | 0.35377 | 0 | 0 | 10.9188 | 9.8634 | 10.9188 | 7.5333 | 0 | 7.5333 | 86% | 0.68994 | 0.68994 | 0.2813 | 0.2161 | 1.6567 | 9.5W Replacing 60W - MURB | 156 | 1.0281 | 6.0552 | 1.0825 | 6.3757 | 7.8821 | 1175.1993 | 1703.325 | -528.1257 | 0.68994 | 1703.325 | 0.68994
9.5W Replacing 60W | Res Lighting | RET | 6.7 | 1 | 38.4185 | 6.2453 | 2.0335 | 0.33057 | 0 | 0 | 10.8806 | 9.8634 | 10.8806 | 7.0217 | 0 | 7.0217 | 86% | 0.64535 | 0.64535 | 0.30083 | 0.2311 | 1.7667 | 9.5W Replacing 60W | 9135 | 56.2569 | 330.402 | 59.2346 | 347.8905 | 430.0865 | 64143.5206 | 99394.025 | -35250.5044 | 0.64535 | 99394.025 | 0.64535
9W Replacing 100W | Res Lighting | RET | 9.3 | 1 | 69.1996 | 11.2215 | 3.6628 | 0.59397 | 0 | 0 | 8.3662 | 7.0074 | 8.3662 | 13.5131 | 0 | 13.5131 | 86% | 1.6152 | 1.6152 | 0.12842 | 0.089223 | 0.75604 | 9W Replacing 100W | 1912 | 21.1568 | 124.5619 | 22.2766 | 131.155 | 179.2853 | 25836.9939 | 15996.1612 | 9840.8328 | 1.6152 | 15996.1612 | 1.6152
9W Replacing 40W - MURB | Res Lighting | RET | 5 | 1 | 25.3339 | 4.1079 | 1.3409 | 0.21743 | 0 | 0 | 7.6862 | 7.0074 | 7.6862 | 4.4006 | 0 | 4.4006 | 86% | 0.57254 | 0.57254 | 0.32227 | 0.26596 | 1.8974 | 9W Replacing 40W - MURB | 48 | 0.19443 | 1.1448 | 0.20472 | 1.2054 | 1.3872 | 211.2298 | 368.9361 | -157.7064 | 0.57254 | 368.9361 | 0.57254
9W Replacing 40W | Res Lighting | RET | 5 | 1 | 23.6066 | 3.8385 | 1.2495 | 0.20318 | 0 | 0 | 7.6639 | 7.0074 | 7.6639 | 4.1017 | 0 | 4.1017 | 86% | 0.5352 | 0.5352 | 0.34485 | 0.28459 | 2.0247 | 9W Replacing 40W | 4387 | 16.6051 | 97.4976 | 17.4841 | 102.6582 | 118.1402 | 17994.2616 | 33621.3722 | -15627.1105 | 0.5352 | 33621.3722 | 0.5352
9W Replacing 60W - MURB | Res Lighting | RET | 6.7 | 1 | 41.6436 | 6.7498 | 2.2042 | 0.35728 | 0 | 0 | 7.9256 | 7.0074 | 7.9256 | 7.6089 | 0 | 7.6089 | 86% | 0.96004 | 0.96004 | 0.20216 | 0.1553 | 1.1907 | 9W Replacing 60W - MURB | 4803 | 31.9681 | 188.3016 | 33.6602 | 198.2687 | 245.1136 | 36545.3826 | 38066.5957 | -1521.2131 | 0.96004 | 38066.5957 | 0.96004
9W Replacing 60W | Res Lighting | RET | 6.7 | 1 | 38.8042 | 6.3073 | 2.0539 | 0.33385 | 0 | 0 | 7.887 | 7.0074 | 7.887 | 7.0921 | 0 | 7.0921 | 86% | 0.89922 | 0.89922 | 0.2159 | 0.16586 | 1.2681 | 9W Replacing 60W | 128375 | 798.4203 | 4689.7876 | 840.6815 | 4938.0229 | 6104.7291 | 910453.2987 | 1012496.9797 | -102043.681 | 0.89922 | 1012496.9797 | 0.89922
Air Sealing Measures - Elect Res - MURB | Res HVAC | ROB/NEW | 15 | N/A | 171.73 | 48.1437 | N/A | N/A | 0 | 0 | 54.9386 | 27.6012 | 54.9386 | 347.8338 | 0 | 347.8338 | 102% | 6.3313 | 6.3313 | 0.28651 | 0.019101 | 0.97567 | Air Sealing Measures - Elect Res - MURB | 800.7551 | 45.087 | 153.5469 | 90.174 | 307.0939 | 2303.2041 | 278529.6934 | 43992.3778 | 234537.3157 | 6.3313 | 43992.3778 | 6.3313
Air Sealing Measures - Elect Res | Res HVAC | ROB/NEW | 15 | N/A | 164.8 | 46.63 | N/A | N/A | 0 | 0 | 55.5568 | 29.1312 | 55.5568 | 334.5901 | 0 | 334.5901 | 102% | 6.0225 | 6.0225 | 0.30192 | 0.020128 | 1.0187 | Air Sealing Measures - Elect Res | 800.7551 | 43.6694 | 147.3507 | 87.3388 | 294.7014 | 2210.2605 | 267924.7653 | 44487.3902 | 223437.3751 | 6.0225 | 44487.3902 | 6.0225
Air Sealing Measures - HP - MURB | Res HVAC | ROB/NEW | 15 | N/A | 75.36 | 21.03 | N/A | N/A | 0 | 0 | 40.3587 | 27.6012 | 40.3587 | 152.4604 | 0 | 152.4604 | 102% | 3.7776 | 3.7776 | 0.47963 | 0.031975 | 1.6408 | Air Sealing Measures - HP - MURB | 388.2449 | 9.549 | 32.6695 | 19.098 | 65.3389 | 490.0419 | 59191.9916 | 15669.0728 | 43522.9187 | 3.7776 | 15669.0728 | 3.7776
Air Sealing Measures - HP | Res HVAC | ROB/NEW | 15 | N/A | 74.23 | 19.6236 | N/A | N/A | 0 | 0 | 41.6442 | 29.1312 | 41.6442 | 148.1584 | 0 | 148.1584 | 102% | 3.5577 | 3.5577 | 0.50244 | 0.033496 | 1.8144 | Air Sealing Measures - HP | 388.2449 | 8.9104 | 32.1796 | 17.8208 | 64.3592 | 482.6939 | 57521.7361 | 16168.1442 | 41353.5919 | 3.5577 | 16168.1442 | 3.5577
Dimmer Switch | Res Lighting | ROB/NEW | 10 | N/A | 13.668 | 1.6115 | N/A | N/A | 0 | 0 | 58.1073 | 54.1436 | 58.1073 | 16.8365 | 0 | 16.8365 | 100% | 0.28975 | 0.28975 | 3.8836 | 0.38836 | 31.4461 | Dimmer Switch | 2378 | 4.3939 | 35.5805 | 6.8106 | 55.1498 | 355.8049 | 40037.0983 | 138179.053 | -98141.9547 | 0.28975 | 138179.053 | 0.28975
Faucet Aerators - MURB | Res Domestic Hot Water (DHW) | ROB/NEW | 10 | N/A | 120.9 | 19.623 | N/A | N/A | 0 | 0 | 35.761 | 22.7868 | 35.761 | 158.5901 | 0 | 158.5901 | 102% | 4.4347 | 4.4347 | 0.26491 | 0.026491 | 1.5582 | Faucet Aerators - MURB | 239 | 5.485 | 32.2641 | 10.97 | 64.5282 | 322.641 | 37903.0301 | 8546.8893 | 29356.1408 | 4.4347 | 8546.8893 | 4.4347
Faucet Aerators | Res Domestic Hot Water (DHW) | ROB/NEW | 10 | N/A | 95.79 | 15.531 | N/A | N/A | 0 | 0 | 33.3015 | 22.7868 | 33.3015 | 125.6317 | 0 | 125.6317 | 102% | 3.7726 | 3.7726 | 0.31135 | 0.031135 | 1.8333 | Faucet Aerators | 6672 | 121.1902 | 713.6274 | 242.3804 | 1427.2547 | 7136.2737 | 838214.401 | 222187.5804 | 616026.8206 | 3.7726 | 222187.5804 | 3.7726
Hot Water Tank Wrap - MURB | Res Domestic Hot Water (DHW) | ROB/NEW | 7 | N/A | 57.23 | 9.3072 | N/A | N/A | 0 | 0 | 29.5119 | 24.1332 | 29.5119 | 55.9063 | 0 | 55.9063 | 102% | 1.8944 | 1.8944 | 0.46183 | 0.065976 | 2.7111 | Hot Water Tank Wrap - MURB | 169 | 1.8396 | 10.7996 | 3.6791 | 21.5991 | 75.5969 | 9448.164 | 4987.5126 | 4460.6513 | 1.8944 | 4987.5126 | 1.8944
Hot Water Tank Wrap | Res Domestic Hot Water (DHW) | ROB/NEW | 7 | N/A | 137.2647 | 22.3131 | N/A | N/A | 0 | 0 | 35.3458 | 24.1332 | 35.3458 | 134.0814 | 0 | 134.0814 | 102% | 3.7934 | 3.7934 | 0.23061 | 0.032945 | 1.3544 | Hot Water Tank Wrap | 2378 | 62.0561 | 364.4735 | 124.1122 | 728.9471 | 2551.3148 | 318845.5348 | 84052.2727 | 234793.2621 | 3.7934 | 84052.2727 | 3.7934
Indoor motion sensor | Res Lighting | ROB/NEW | 10 | N/A | 36.8232 | 0 | N/A | N/A | 0 | 0 | 53.8405 | 48.4296 | 53.8405 | 40.0592 | 0 | 40.0592 | 100% | 0.74403 | 0.74403 | 1.3357 | 0.13357 | N/A | Indoor motion sensor | 2378 | 0 | 95.858 | 0 | 148.5799 | 958.5803 | 95260.6789 | 128032.7674 | -32772.0885 | 0.74403 | 128032.7674 | 0.74403
LED - ENERGY STAR Fixture with Motion Sensor | Res Lighting | RET | 9.7 | 1 | 137 | 22.2 | 27.4 | 8.805 | 0 | 0 | 92.7223 | 84.1092 | 92.7223 | 59.0634 | 0 | 59.0634 | 102% | 0.63699 | 0.63699 | 0.60614 | 0.22122 | 3.5711 | LED - ENERGY STAR Fixture with Motion Sensor | 951.2 | 24.6966 | 145.5083 | 23.3783 | 109.1312 | 398.6927 | 56181.0595 | 88197.458 | -32016.3985 | 0.63699 | 88197.458 | 0.63699
LED Nightlights - MURB | Res Lighting | RET | 23 | 7.6667 | 24.1578 | 3.9388 | 24.1578 | 3.9388 | 0 | 0 | 7.701 | 3.9474 | 7.701 | 47.6545 | 0 | 47.6545 | 86% | 6.1881 | 6.1881 | 0.33861 | 0.014722 | 1.9827 | LED Nightlights - MURB | 991 | 3.849 | 22.5385 | 7.698 | 45.0771 | 518.3861 | 47225.5746 | 7631.7108 | 39593.8638 | 6.1881 | 7631.7108 | 6.1881
LED Nightlights | Res Lighting | RET | 23 | 7.6667 | 22.4526 | 3.6358 | 22.4526 | 3.6358 | 0 | 0 | 7.4459 | 3.9474 | 7.4459 | 44.2363 | 0 | 44.2363 | 86% | 5.941 | 5.941 | 0.35226 | 0.015316 | 2.0768 | LED Nightlights | 9022 | 32.3453 | 190.7053 | 64.6905 | 381.4107 | 4386.2227 | 399100.273 | 67177.2702 | 331923.0028 | 5.941 | 67177.2702 | 5.941
Low-flow showerhead - 1.0 gpm Reduction - MURB | Res Domestic Hot Water (DHW) | ROB/NEW | 10 | N/A | 404.95 | 65.593 | N/A | N/A | 0 | 0 | 90.9756 | 51.1224 | 90.9756 | 499.7885 | 0 | 499.7885 | 96% | 5.4937 | 5.4937 | 0.21378 | 0.021378 | 1.26 | Low-flow showerhead - 1.0 gpm Reduction - MURB | 112 | 8.0865 | 47.6635 | 16.1729 | 95.327 | 476.6348 | 55976.3119 | 10189.2682 | 45787.0437 | 5.4937 | 10189.2682 | 5.4937
Low-flow showerhead - 1.0 gpm Reduction | Res Domestic Hot Water (DHW) | ROB/NEW | 10 | N/A | 355.11 | 57.494 | N/A | N/A | 0 | 0 | 86.3829 | 51.1224 | 86.3829 | 438.2456 | 0 | 438.2456 | 96% | 5.0733 | 5.0733 | 0.23147 | 0.023147 | 1.3649 | Low-flow showerhead - 1.0 gpm Reduction | 2219 | 140.431 | 828.1072 | 280.862 | 1656.2144 | 8281.0719 | 972466.9401 | 191683.706 | 780783.2341 | 5.0733 | 191683.706 | 5.0733
Motion sensor with dimmer switch | Res Lighting | ROB/NEW | 10 | N/A | 43.0944 | 0 | N/A | N/A | 0 | 0 | 64.567 | 58.1604 | 64.567 | 46.8815 | 0 | 46.8815 | 100% | 0.72609 | 0.72609 | 1.3687 | 0.13687 | N/A | Motion sensor with dimmer switch | 237.8 | 0 | 11.2183 | 0 | 17.3884 | 112.1832 | 11148.4113 | 15354.0288 | -4205.6174 | 0.72609 | 15354.0288 | 0.72609
Outdoor motion sensor | Res Lighting | ROB/NEW | 10 | N/A | 159 | 0 | N/A | N/A | 0 | 0 | 77.693 | 61.6998 | 77.693 | 172.9726 | 0 | 172.9726 | 100% | 2.2264 | 2.2264 | 0.44637 | 0.044637 | N/A | Outdoor motion sensor | 237.8 | 0 | 41.3908 | 0 | 64.1558 | 413.9083 | 41132.8943 | 18475.396 | 22657.4984 | 2.2264 | 18475.396 | 2.2264
PAR20 7 W Replacing 50 W - MURB | Res Lighting | ROB/NEW | 5.5 | N/A | 35.3192 | 5.7555 | N/A | N/A | 0 | 0 | 10.9242 | 8.6802 | 10.9242 | 24.254 | 0 | 24.254 | 86% | 2.2202 | 2.2202 | 0.32854 | 0.059735 | 1.9248 | PAR20 7 W Replacing 50 W - MURB | 148 | 0.83995 | 4.9211 | 2.5198 | 14.7634 | 27.0663 | 3589.5944 | 1616.7792 | 1972.8151 | 2.2202 | 1616.7792 | 2.2202
PAR20 7 W Replacing 50 W | Res Lighting | ROB/NEW | 5.5 | N/A | 32.8261 | 5.3129 | N/A | N/A | 0 | 0 | 10.7949 | 8.6802 | 10.7949 | 22.522 | 0 | 22.522 | 86% | 2.0864 | 2.0864 | 0.34931 | 0.063511 | 2.0604 | PAR20 7 W Replacing 50 W | 2079 | 10.8917 | 64.2491 | 32.6752 | 192.7473 | 353.3701 | 46823.3237 | 22442.668 | 24380.6557 | 2.0864 | 22442.668 | 2.0864
PAR38 15 W Replacing 150 W | Res Lighting | ROB/NEW | 6.8 | N/A | 102.9686 | 16.627 | N/A | N/A | 0 | 0 | 28.4019 | 21.1446 | 28.4019 | 83.0823 | 0 | 83.0823 | 86% | 2.9252 | 2.9252 | 0.29299 | 0.043087 | 1.7322 | PAR38 15 W Replacing 150 W | 1912 | 31.3482 | 185.3473 | 62.6964 | 370.6946 | 1260.3616 | 158853.3519 | 54304.4487 | 104548.9032 | 2.9252 | 54304.4487 | 2.9252
Pipe Insulation - MURB | Res Domestic Hot Water (DHW) | ROB/NEW | 15 | N/A | 6.731 | 1.0969 | N/A | N/A | 0 | 0 | 3.0076 | 1.9992 | 3.0076 | 12.1736 | 0 | 12.1736 | 102% | 4.0476 | 4.0476 | 0.40018 | 0.026679 | 2.3442 | Pipe Insulation - MURB | 101 | 0.12957 | 0.7591 | 0.25915 | 1.5182 | 11.3864 | 1229.5373 | 303.7703 | 925.767 | 4.0476 | 303.7703 | 4.0476
Pipe Insulation | Res Domestic Hot Water (DHW) | ROB/NEW | 15 | N/A | 11.9812 | 1.9469 | N/A | N/A | 0 | 0 | 3.7154 | 1.9992 | 3.7154 | 21.6586 | 0 | 21.6586 | 102% | 5.8293 | 5.8293 | 0.27773 | 0.018515 | 1.6317 | Pipe Insulation | 13272.4099 | 30.2207 | 177.5598 | 60.4415 | 355.1196 | 2663.3971 | 287461.7371 | 49312.9583 | 238148.7788 | 5.8293 | 49312.9583 | 5.8293
Smart thermostats for central air source heat pump | Res HVAC | ROB/NEW | 11 | N/A | 831 | 0 | N/A | N/A | 0 | 0 | 186.6046 | 106.6716 | 186.6046 | 999.6474 | 0 | 999.6474 | 102% | 5.357 | 5.357 | 0.20111 | 0.018283 | N/A | Smart thermostats for central air source heat pump | 160 | 0 | 148.4623 | 0 | 194.8568 | 1633.0857 | 159943.5834 | 29856.7379 | 130086.8455 | 5.357 | 29856.7379 | 5.357
Smart thermostats for electric baseboards | Res HVAC | ROB/NEW | 11 | N/A | 418.6073 | 0 | N/A | N/A | 0 | 0 | 154.9174 | 111.7512 | 154.9174 | 503.5616 | 0 | 503.5616 | 102% | 3.2505 | 3.2505 | 0.33144 | 0.030131 | N/A | Smart thermostats for electric baseboards | 3920 | 0 | 1832.2643 | 0 | 2977.4295 | 20154.9074 | 1973961.3611 | 607276.2769 | 1366685.0842 | 3.2505 | 607276.2769 | 3.2505
Smart thermostats for mini-split heat pumps | Res HVAC | ROB/NEW | 11 | N/A | 207.8191 | 0 | N/A | N/A | 0 | 0 | 116.4384 | 93.126 | 116.4384 | 249.9949 | 0 | 249.9949 | 102% | 2.147 | 2.147 | 0.50179 | 0.045617 | N/A | Smart thermostats for mini-split heat pumps | 420 | 0 | 97.4608 | 0 | 158.3738 | 1072.0688 | 104997.8705 | 48904.1103 | 56093.7601 | 2.147 | 48904.1103 | 2.147
Thermostatic Shower Valves -2.5gpm - MURB | Res Other | ROB/NEW | 10 | N/A | 124.41 | 20.184 | N/A | N/A | 0 | 0 | 60.3727 | 45.9 | 60.3727 | 163.1835 | 0 | 163.1835 | 102% | 2.7029 | 2.7029 | 0.4346 | 0.04346 | 2.5574 | Thermostatic Shower Valves -2.5gpm - MURB | 832.3 | 19.6471 | 115.6193 | 39.2943 | 231.2387 | 1156.1934 | 135817.6095 | 50248.1888 | 85569.4207 | 2.7029 | 50248.1888 | 2.7029
Thermostatic Shower Valves -2.5gpm | Res Other | ROB/NEW | 10 | N/A | 108.75 | 17.661 | N/A | N/A | 0 | 0 | 58.8415 | 45.9 | 58.8415 | 142.6649 | 0 | 142.6649 | 102% | 2.4246 | 2.4246 | 0.48458 | 0.048458 | 2.8486 | Thermostatic Shower Valves -2.5gpm | 832.3 | 17.1912 | 101.0659 | 34.3825 | 202.1317 | 1010.6585 | 118739.9723 | 48973.7574 | 69766.2149 | 2.4246 | 48973.7574 | 2.4246
Green Heat | [22 empty] | Green Heat Total
Measure Name | Technology Type | Decision Type | Measure Life | Remaining Useful Life | Gross Annual Energy Savings per Unit at Meter (kWh) Pre-RUL | Gross Peak Demand Savings per Unit at Meter (Watts) Pre-RUL | Gross Annual Energy Savings per Unit at Meter (kWh) Post-RUL | Gross Peak Demand Savings per Unit at Meter (Watts) Post-RUL | Gross Per Unit One-Time Incremental Measure Cost ($) | Per Unit Incentive ($) | Per Unit Program Administrative Cost (inclusive of DI costs) ($) | Per Unit Direct Installation Cost ($) | Per Unit DSM Administrator Cost (Incentive + Administrative) ($) | Per Unit Present Value Avoided Cost Benefits ($) | Per Unit Present Value Non-Energy Benefits ($) | Total Per Unit Present Value Benefits ($) | Net-To-Gross Ratio | Net Total Resource Benefit-Cost Ratio (TRC) | Net Program Administrator Benefit-Cost Ratio (PAC) | Net First-Year Unit Cost / kWh at Generator ($/kWh) | Net Lifetime Unit Cost / kWh at Generator ($/kWh) | Net Unit Cost / Watt at Generator ($/W) | Measure Name | Participation (Units) | Total Peak Demand Savings (kW) | Total First Year Energy Savings (MWh) | Total Cumulative Peak Demand Savings (kW) | Total Cumulative First Year Energy Savings (MWh) | Total Lifetime Energy Savings (MWh) | Total Avoided Cost Benefits ($) | TRC Costs ($) | Total TRC Net Resource Benefits ($) | TRC Ratio | PAC Costs ($) | PAC Ratio
ASHP and AWHP - Electrical | Res HVAC | RET | 18 | 6 | 4165.6889 | 1327 | 4165.6889 | 1327 | 11987.04 | 1061.0526 | 140.6956 | 0 | 1201.7482 | 6482.3138 | 0 | 6482.3138 | 67% | 0.79323 | 5.3941 | 0.39333 | 0.021852 | 1.1788 | ASHP and AWHP - Electrical | 13 | 13.2526 | 39.7192 | 26.5052 | 79.4383 | 714.945 | 84270.0796 | 106236.1609 | -21966.0814 | 0.79323 | 15622.7267 | 5.3941
GSHP | Res HVAC | RET | 25 | 8.3333 | 9973 | 7490 | 9973 | 7490 | 21003.84 | 1900 | 1231.9631 | 0 | 3131.9631 | 26493.2878 | 0 | 26493.2878 | 67% | 1.7311 | 8.459 | 0.42818 | 0.017127 | 0.54428 | GSHP | 2 | 11.508 | 14.6294 | 23.0159 | 29.2587 | 365.7343 | 52986.5757 | 30609.0718 | 22377.5039 | 1.7311 | 6263.9262 | 8.459
MSHP - Fully Electrical | Res HVAC | RET | 18 | 6 | 2519.2 | 1912 | 2519.2 | 1912 | 5973.12 | 480 | 148.5574 | 0 | 628.5574 | 2295.3828 | 0 | 2295.3828 | 28% | 1.2605 | 3.6518 | 0.81402 | 0.045223 | 1.0239 | MSHP - Fully Electrical | 2460 | 1510.0557 | 1899.5508 | 3020.1114 | 3799.1015 | 34191.9137 | 5646641.6844 | 4479736.1625 | 1166905.5219 | 1.2605 | 1546251.1065 | 3.6518
MSHP - Mainly Electrical | Res HVAC | RET | 18 | 6 | 857.6 | 2057.6 | 857.6 | 2057.6 | 5973.12 | 480 | 63.648 | 0 | 543.648 | 1614.5283 | 0 | 1614.5283 | 28% | 0.92996 | 2.9698 | 2.0682 | 0.1149 | 0.82293 | MSHP - Mainly Electrical | 589 | 389.0865 | 154.8293 | 778.1731 | 309.6586 | 2786.9278 | 950957.1701 | 1022575.6224 | -71618.4523 | 0.92996 | 320208.672 | 2.9698
Pellet Boiler/Furnace (Electric Resistance) | Res HVAC | RET | 18 | 6 | 13765 | 7750 | 13765 | 7750 | 8139.6 | 1200 | 997.7511 | 0 | 2197.7511 | 22670.9921 | 0 | 22670.9921 | 58% | 3.9643 | 10.3155 | 0.25147 | 0.01397 | 0.4264 | Pellet Boiler/Furnace (Electric Resistance) | 1 | 5.154 | 8.7398 | 10.3079 | 17.4795 | 157.3156 | 22670.9921 | 5718.7191 | 16952.2729 | 3.9643 | 2197.7511 | 10.3155
Pellet Boiler/Furnace (Heat Pump) | Res HVAC | RET | 18 | 6 | 6257 | 7750 | 6257 | 7750 | 8139.6 | 1200 | 732.1608 | 0 | 1932.1608 | 15491.2007 | 0 | 15491.2007 | 58% | 2.8408 | 8.0176 | 0.48636 | 0.02702 | 0.37487 | Pellet Boiler/Furnace (Heat Pump) | 1 | 5.154 | 3.9727 | 10.3079 | 7.9455 | 71.5092 | 15491.2007 | 5453.1288 | 10038.0719 | 2.8408 | 1932.1608 | 8.0176
Pellet Stove (Electric Resistance) | Res HVAC | RET | 18 | 6 | 8260.8961 | 4000 | 8260.8961 | 4000 | 4471.68 | 600 | 553.308 | 0 | 1153.308 | 12806.9866 | 0 | 12806.9866 | 58% | 4.0697 | 11.1046 | 0.21989 | 0.012216 | 0.43353 | Pellet Stove (Electric Resistance) | 70 | 186.2078 | 367.154 | 372.4157 | 734.3081 | 6608.7727 | 896489.06 | 220281.7689 | 676207.2911 | 4.0697 | 80731.5609 | 11.1046
Pellet Stove (Heat Pump) | Res HVAC | RET | 18 | 6 | 4072 | 4000 | 4072 | 4000 | 4471.68 | 600 | 405.1287 | 0 | 1005.1287 | 8801.206 | 0 | 8801.206 | 58% | 2.935 | 8.7563 | 0.38877 | 0.021598 | 0.37783 | Pellet Stove (Heat Pump) | 8 | 21.2809 | 20.6833 | 42.5618 | 41.3667 | 372.3003 | 70409.6483 | 23989.6247 | 46420.0236 | 2.935 | 8041.0295 | 8.7563
Residential DHW Timer | Res HVAC | ROB/NEW | 15 | N/A | 0 | 500 | N/A | N/A | 204 | 20 | 36.1566 | 0 | 56.1566 | 905.7419 | 0 | 905.7419 | 100% | 3.7715 | 16.1288 | N/A | N/A | 0.097948 | Residential DHW Timer | 51 | 29.2383 | 0 | 58.4766 | 0 | 0 | 46192.8346 | 12247.9884 | 33944.8463 | 3.7715 | 2863.9884 | 16.1288
Residential ETS System (Central) | Res HVAC | RET | 18 | 6 | 0 | 5000 | 0 | 5000 | 5100 | 2000 | 265.2 | 0 | 2265.2 | 10575.887 | 0 | 10575.887 | 100% | 1.9712 | 4.6689 | N/A | N/A | 0.3951 | Residential ETS System (Central) | 0 | 0 | 0 | 0 | 0 | 0 | 0 | 0 | 0 | N/A | 0 | N/A
Residential ETS System (Room) | Res HVAC | RET | 18 | 6 | 0 | 2500 | 0 | 2500 | 2040 | 900 | 119.34 | 0 | 1019.34 | 5287.9435 | 0 | 5287.9435 | 100% | 2.4489 | 5.1876 | N/A | N/A | 0.35559 | Residential ETS System (Room) | 0 | 0 | 0 | 0 | 0 | 0 | 0 | 0 | 0 | N/A | 0 | N/A
Solar Domestic Hot Water | Res Domestic Hot Water (DHW) | RET | 20 | 6.6667 | 2736 | 0 | 2736 | 0 | 3862.74 | 1000 | 235.2196 | 0 | 1235.2196 | 2774.1506 | 0 | 2774.1506 | 58% | 1.1206 | 2.2459 | 0.71106 | 0.035553 | N/A | Solar Domestic Hot Water | 3 | 0 | 5.2115 | 0 | 10.4229 | 104.2295 | 8322.4519 | 7426.8265 | 895.6254 | 1.1206 | 3705.6589 | 2.2459
Three Element Hot Water Heater | Res Heating, Ventilation and Air-Conditioning | ROB/NEW | 10 | N/A | 0 | 406 | N/A | N/A | 306 | 400 | 61.6573 | 0 | 461.6573 | 232.9553 | 0 | 232.9553 | 47% | 1.1337 | 0.50461 | N/A | N/A | 2.1099 | Three Element Hot Water Heater | 7 | 1.5316 | 0 | 2.6255 | 0 | 0 | 1630.6874 | 1438.3414 | 192.3461 | 1.1337 | 3231.6014 | 0.50461
Wood Boiler/Furnace (Electric Resistance) | Res HVAC | RET | 18 | 6 | 13804 | 7660 | 13804 | 7660 | 17884.51 | 1200 | 995.0464 | 0 | 2195.0464 | 22597.8749 | 0 | 22597.8749 | 58% | 1.9878 | 10.2949 | 0.25045 | 0.013914 | 0.43088 | Wood Boiler/Furnace (Electric Resistance) | 1 | 5.0941 | 8.7645 | 10.1882 | 17.529 | 157.7613 | 22597.8749 | 11368.0622 | 11229.8127 | 1.9878 | 2195.0464 | 10.2949
Wood Boiler/Furnace (Heat Pump) | Res HVAC | RET | 18 | 6 | 6275 | 7660 | 6275 | 7660 | 17884.51 | 1200 | 728.7132 | 0 | 1928.7132 | 15398.0015 | 0 | 15398.0015 | 58% | 1.387 | 7.9836 | 0.4841 | 0.026894 | 0.3786 | Wood Boiler/Furnace (Heat Pump) | 1 | 5.0941 | 3.9842 | 10.1882 | 7.9683 | 71.7149 | 15398.0015 | 11101.729 | 4296.2725 | 1.387 | 1928.7132 | 7.9836
Wood Stove (Electric Resistance) | Res HVAC | RET | 18 | 6 | 9473.4371 | 4000 | 9473.4371 | 4000 | 3615.9 | 600 | 596.2008 | 0 | 1196.2008 | 13966.522 | 0 | 13966.522 | 58% | 5.1854 | 11.6757 | 0.19887 | 0.011049 | 0.44966 | Wood Stove (Electric Resistance) | 146 | 388.3764 | 878.18 | 776.7527 | 1756.36 | 15807.2401 | 2039112.2058 | 393239.7314 | 1645872.4744 | 5.1854 | 174645.3194 | 11.6757
Wood Stove (Heat Pump) | Res HVAC | RET | 18 | 6 | 4747 | 4000 | 4747 | 4000 | 3615.9 | 600 | 429.0064 | 0 | 1029.0064 | 9446.6987 | 0 | 9446.6987 | 58% | 3.7394 | 9.1804 | 0.34141 | 0.018967 | 0.38681 | Wood Stove (Heat Pump) | 55 | 146.3062 | 165.7697 | 292.6123 | 331.5393 | 2983.8538 | 519568.4308 | 138942.5594 | 380625.8714 | 3.7394 | 56595.3494 | 9.1804
Home Energy Assessment | [22 empty] | Home Energy Assessment Total
Measure Name | Technology Type | Decision Type | Measure Life | Remaining Useful Life | Gross Annual Energy Savings per Unit at Meter (kWh) Pre-RUL | Gross Peak Demand Savings per Unit at Meter (Watts) Pre-RUL | Gross Annual Energy Savings per Unit at Meter (kWh) Post-RUL | Gross Peak Demand Savings per Unit at Meter (Watts) Post-RUL | Gross Per Unit One-Time Incremental Measure Cost ($) | Per Unit Incentive ($) | Per Unit Program Administrative Cost (inclusive of DI costs) ($) | Per Unit Direct Installation Cost ($) | Per Unit DSM Administrator Cost (Incentive + Administrative) ($) | Per Unit Present Value Avoided Cost Benefits ($) | Per Unit Present Value Non-Energy Benefits ($) | Total Per Unit Present Value Benefits ($) | Net-To-Gross Ratio | Net Total Resource Benefit-Cost Ratio (TRC) | Net Program Administrator Benefit-Cost Ratio (PAC) | Net First-Year Unit Cost / kWh at Generator ($/kWh) | Net Lifetime Unit Cost / kWh at Generator ($/kWh) | Net Unit Cost / Watt at Generator ($/W) | Measure Name | Participation (Units) | Total Peak Demand Savings (kW) | Total First Year Energy Savings (MWh) | Total Cumulative Peak Demand Savings (kW) | Total Cumulative First Year Energy Savings (MWh) | Total Lifetime Energy Savings (MWh) | Total Avoided Cost Benefits ($) | TRC Costs ($) | Total TRC Net Resource Benefits ($) | TRC Ratio | PAC Costs ($) | PAC Ratio
Heat Pump Water Heater | Res Domestic Hot Water (DHW) | RET | 10 | 3.3333 | 1168 | 290 | 1168 | 290 | 2111.9769 | 400 | 53.04 | 0 | 453.04 | 1445.9628 | 0 | 1445.9628 | 89% | 0.74816 | 3.1917 | 0.39812 | 0.039812 | 1.5308 | Heat Pump Water Heater | 5 | 1.4797 | 5.6898 | 2.6634 | 10.2417 | 56.8981 | 7229.8139 | 9663.4971 | -2433.6832 | 0.74816 | 2265.2 | 3.1917
Residential ETS System (Central) | Res HVAC | RET | 20 | 6.6667 | 0 | 5000 | 0 | 5000 | 5100 | 2100 | 387.6334 | 0 | 2487.6334 | 10207.0942 | 0 | 10207.0942 | 89% | 2.0718 | 4.1031 | N/A | N/A | 0.48752 | Residential ETS System (Central) | 8 | 40.819 | 0 | 81.6379 | 0 | 0 | 81656.7539 | 39413.067 | 42243.6869 | 2.0718 | 19901.067 | 4.1031
Residential ETS System (Room) | Res HVAC | RET | 20 | 6.6667 | 0 | 2500 | 0 | 2500 | 2040 | 582 | 131.7599 | 0 | 713.7599 | 5103.5471 | 0 | 5103.5471 | 89% | 2.6208 | 7.1502 | N/A | N/A | 0.27976 | Residential ETS System (Room) | 84 | 214.2995 | 0 | 428.5991 | 0 | 0 | 428697.958 | 163578.2308 | 265119.7272 | 2.6208 | 59955.8308 | 7.1502
Whole Home - Adjusted Incentive and Savings | Res HVAC | RET | 20 | 6.6667 | 4817.6081 | 2182.3765 | 4817.6081 | 2182.3765 | 6178.4134 | 1737.15 | 358.1695 | 0 | 2095.3195 | 11950.7622 | 0 | 11950.7622 | 89% | 2.0404 | 5.7036 | 0.44641 | 0.022321 | 0.9408 | Whole Home - Adjusted Incentive and Savings | 1827.113 | 4069.0875 | 8575.9454 | 8138.175 | 17151.8909 | 171518.9085 | 21835393.2764 | 10701323.0396 | 11134070.2368 | 2.0404 | 3828385.4606 | 5.7036
Instant Savings | [22 empty] | Instant Savings Total
Measure Name | Technology Type | Decision Type | Measure Life | Remaining Useful Life | Gross Annual Energy Savings per Unit at Meter (kWh) Pre-RUL | Gross Peak Demand Savings per Unit at Meter (Watts) Pre-RUL | Gross Annual Energy Savings per Unit at Meter (kWh) Post-RUL | Gross Peak Demand Savings per Unit at Meter (Watts) Post-RUL | Gross Per Unit One-Time Incremental Measure Cost ($) | Per Unit Incentive ($) | Per Unit Program Administrative Cost (inclusive of DI costs) ($) | Per Unit Direct Installation Cost ($) | Per Unit DSM Administrator Cost (Incentive + Administrative) ($) | Per Unit Present Value Avoided Cost Benefits ($) | Per Unit Present Value Non-Energy Benefits ($) | Total Per Unit Present Value Benefits ($) | Net-To-Gross Ratio | Net Total Resource Benefit-Cost Ratio (TRC) | Net Program Administrator Benefit-Cost Ratio (PAC) | Net First-Year Unit Cost / kWh at Generator ($/kWh) | Net Lifetime Unit Cost / kWh at Generator ($/kWh) | Net Unit Cost / Watt at Generator ($/W) | Measure Name | Participation (Units) | Total Peak Demand Savings (kW) | Total First Year Energy Savings (MWh) | Total Cumulative Peak Demand Savings (kW) | Total Cumulative First Year Energy Savings (MWh) | Total Lifetime Energy Savings (MWh) | Total Avoided Cost Benefits ($) | TRC Costs ($) | Total TRC Net Resource Benefits ($) | TRC Ratio | PAC Costs ($) | PAC Ratio
Clothes-line | Res Other | ROB/NEW | 10 | N/A | 104 | 0 | N/A | N/A | 62.6444 | 5.8333 | 7.7611 | 0 | 13.5944 | 113.1393 | 0 | 113.1393 | 100% | 1.607 | 8.3225 | 0.11941 | 0.011941 | N/A | Clothes-line | 1405.2728 | 0 | 159.9886 | 0 | 280.9982 | 1599.8862 | 158991.6296 | 98938.8949 | 60052.7347 | 1.607 | 19103.8671 | 8.3225
Dehumidifier | Res HVAC | ROB/NEW | 12 | N/A | 45.2 | 15.1 | N/A | N/A | 234.3508 | 35 | 18.207 | 0 | 53.207 | 78.9698 | 0 | 78.9698 | 100% | 0.31268 | 1.4842 | 1.0753 | 0.08961 | 3.073 | Dehumidifier | 12427.8846 | 215.1722 | 614.9372 | 377.9206 | 1080.0533 | 7379.2464 | 981427.5464 | 3138759.0347 | -2157331.4883 | 0.31268 | 661250.4756 | 1.4842
Dimmer Switch | Res Lighting | ROB/NEW | 10 | N/A | 13.668 | 1.6115 | N/A | N/A | 14.3724 | 3.4767 | 2.5119 | 0 | 5.9886 | 16.8365 | 0 | 16.8365 | 100% | 0.99717 | 2.8114 | 0.40025 | 0.040025 | 3.2409 | Dimmer Switch | 12845.9347 | 23.736 | 192.2055 | 45.3396 | 367.1434 | 1922.0549 | 216280.0458 | 216894.5919 | -614.5461 | 0.99717 | 76929.166 | 2.8114
ECM Pool Pump | Res HVAC | ROB/NEW | 10 | N/A | 530 | 0 | N/A | N/A | 320.0364 | 233.3333 | 145.4674 | 0 | 378.8008 | 576.5755 | 0 | 576.5755 | 100% | 1.2386 | 1.5221 | 0.6529 | 0.06529 | N/A | ECM Pool Pump | 93.8702 | 0 | 54.4626 | 0 | 95.6562 | 544.6264 | 54123.2507 | 43696.9326 | 10426.3181 | 1.2386 | 35558.0994 | 1.5221
Efficient clothes washer | Res Other | ROB/NEW | 14 | N/A | 165 | 22.8 | N/A | N/A | 275.1643 | 87.5 | 45.5175 | 0 | 133.0175 | 271.8415 | 0 | 271.8415 | 100% | 0.8477 | 2.0437 | 0.73643 | 0.052602 | 5.0879 | Efficient clothes washer | 4869.351 | 127.2969 | 879.529 | 223.5797 | 1544.7727 | 12313.4053 | 1323691.862 | 1561512.3511 | -237820.4891 | 0.8477 | 647708.91 | 2.0437
Energy Star Dryer | Res Other | ROB/NEW | 12 | N/A | 151 | 20.8 | N/A | N/A | 129.88 | 87.5 | 54.7208 | 0 | 142.2208 | 220.2968 | 0 | 220.2968 | 100% | 1.1934 | 1.549 | 0.86039 | 0.071699 | 5.963 | Energy Star Dryer | 5552.8846 | 132.4323 | 917.8902 | 232.5993 | 1612.1489 | 11014.6819 | 1223282.9033 | 1025066.7831 | 198216.1202 | 1.1934 | 789735.547 | 1.549
ENERGYSTAR Bathroom Exhaust Fans | Res HVAC | ROB/NEW | 19 | N/A | 35.4077 | 4.042 | N/A | N/A | 32.13 | 11.6667 | 8.9552 | 0 | 20.6219 | 69.0863 | 0 | 69.0863 | 100% | 1.6815 | 3.3501 | 0.53203 | 0.028002 | 4.4494 | ENERGYSTAR Bathroom Exhaust Fans | 30 | 0.13904 | 1.1628 | 0.23173 | 1.938 | 22.0937 | 2072.5878 | 1232.5558 | 840.0319 | 1.6815 | 618.6558 | 3.3501
ENERGYSTAR Dishwasher | Res Other | ROB/NEW | 10 | N/A | 30.9912 | 3.837 | N/A | N/A | 51 | 35 | 18.207 | 0 | 53.207 | 38.3989 | 0 | 38.3989 | 100% | 0.55484 | 0.72169 | 1.5683 | 0.15683 | 12.0932 | ENERGYSTAR Dishwasher | 514.3029 | 2.2627 | 17.4483 | 3.9741 | 30.6455 | 174.4827 | 19748.6728 | 35593.36 | -15844.6872 | 0.55484 | 27364.5144 | 0.72169
ENERGYSTAR Range Hoods | Res HVAC | ROB/NEW | 19 | N/A | 4.8941 | 26.8908 | N/A | N/A | 62.6444 | 11.6667 | 8.8956 | 0 | 20.5623 | 67.6609 | 0 | 67.6609 | 100% | 0.94578 | 3.2905 | 3.838 | 0.202 | 0.66686 | ENERGYSTAR Range Hoods | 30 | 0.92499 | 0.16073 | 1.5416 | 0.26788 | 3.0538 | 2029.8255 | 2146.201 | -116.3755 | 0.94578 | 616.8694 | 3.2905
Heat Pump Dryer (ventless) | Res Other | ROB/NEW | 12 | N/A | 446 | 61.548 | N/A | N/A | 1116.9 | 175 | 91.035 | 0 | 266.035 | 650.8428 | 0 | 650.8428 | 100% | 0.53881 | 2.4465 | 0.54489 | 0.045408 | 3.7696 | Heat Pump Dryer (ventless) | 33.0529 | 2.3326 | 16.1376 | 4.0968 | 28.3435 | 193.6514 | 21512.2331 | 39925.7363 | -18413.5032 | 0.53881 | 8793.2244 | 2.4465
Heavy duty timer | Res Other | ROB/NEW | 10 | N/A | 122 | 0 | N/A | N/A | 24.7699 | 11.6667 | 11.6136 | 0 | 23.2803 | 132.7211 | 0 | 132.7211 | 100% | 3.6478 | 5.701 | 0.17432 | 0.017432 | N/A | Heavy duty timer | 8431.6365 | 0 | 1126.0737 | 0 | 2190.7252 | 11260.7372 | 1119056.4697 | 306772.661 | 812283.8086 | 3.6478 | 196291.1614 | 5.701
Heat Pump Hot Water Heater | Res Domestic Hot Water (DHW) | ROB/NEW | 10 | N/A | 1041 | 169 | N/A | N/A | 1651.1607 | 450 | 234.09 | 0 | 684.09 | 1338.7985 | 0 | 1338.7985 | 100% | 0.71014 | 1.9571 | 0.6003 | 0.06003 | 3.5301 | Heat Pump Hot Water Heater | 200 | 38.7551 | 227.9165 | 58.1326 | 341.8748 | 2279.1654 | 267759.6979 | 377050.14 | -109290.4421 | 0.71014 | 136818 | 1.9571
Indoor motion sensor | Res Lighting | ROB/NEW | 10 | N/A | 36.8232 | 0 | N/A | N/A | 26.2179 | 5.8333 | 4.708 | 0 | 10.5414 | 40.0592 | 0 | 40.0592 | 100% | 1.2953 | 3.8002 | 0.26151 | 0.026151 | N/A | Indoor motion sensor | 334.2441 | 0 | 13.4735 | 0 | 23.6644 | 134.735 | 13389.5384 | 10336.8006 | 3052.7377 | 1.2953 | 3523.3917 | 3.8002
LED - ENERGY STAR Fixture with Motion Sensor | Res Lighting | RET | 9.7 | 0 | 137 | 22.2 | 27.4 | 8.805 | 47.6025 | 20 | 10.404 | 0 | 30.404 | 26.0331 | 0 | 26.0331 | 66% | 0.62248 | 0.85624 | 0.30717 | 0.15833 | 1.8097 | LED - ENERGY STAR Fixture with Motion Sensor | 152.8108 | 2.5672 | 15.1256 | 4.8689 | 14.4656 | 29.3437 | 3978.1362 | 6390.8 | -2412.6638 | 0.62248 | 4646.0585 | 0.85624
LED - ENERGY STAR Fixture without Motion Sensor | Res Lighting | RET | 8.5 | 0 | 52.77 | 6.6332 | 10.554 | 1.4894 | 37.6229 | 12 | 6.2424 | 0 | 18.2424 | 7.6052 | 0 | 7.6052 | 66% | 0.24475 | 0.4169 | 0.47848 | 0.28146 | 3.634 | LED - ENERGY STAR Fixture without Motion Sensor | 1899.2599 | 9.5337 | 72.412 | 22.3804 | 151.4069 | 123.1004 | 14444.2484 | 59016.6534 | -44572.405 | 0.24475 | 34647.0579 | 0.4169
LED - Other | Res Lighting | RET | 5.5 | 0 | 37.474 | 4.5806 | 7.4948 | 0.51036 | 5.357 | 1.8 | 1.0734 | 0 | 2.8734 | 4.3691 | 0 | 4.3691 | 79% | 0.82351 | 1.5205 | 0.088665 | 0.080605 | 0.6925 | LED - Other | 22211.5385 | 92.1595 | 719.8316 | 29.6843 | 416.1935 | 791.8148 | 97044.9348 | 117842.931 | -20797.9962 | 0.82351 | 63823.6575 | 1.5205
LED - R, BR and Decorative | Res Lighting | RET | 5.1 | 0 | 36.9 | 4.5125 | 7.38 | 0.47296 | 4.8423 | 1.674 | 1.0382 | 0 | 2.7122 | 4.0063 | 0 | 4.0063 | 79% | 0.82374 | 1.4772 | 0.084991 | 0.083325 | 0.6635 | LED - R, BR and Decorative | 6640.9443 | 27.1448 | 211.9232 | 8.2249 | 122.5301 | 216.1616 | 26605.7404 | 32298.6915 | -5692.9511 | 0.82374 | 18011.4728 | 1.4772
LED - Recessed downlight | Res Lighting | RET | 6 | 0 | 41.2452 | 4.8697 | 8.249 | 0.37397 | 17.5002 | 6 | 3.1212 | 0 | 9.1212 | 4.2597 | 0 | 4.2597 | 66% | 0.29034 | 0.46701 | 0.30609 | 0.25507 | 2.475 | LED - Recessed downlight | 4811.5865 | 17.7314 | 143.384 | 3.9365 | 82.902 | 172.0608 | 20495.9741 | 70592.4358 | -50096.4617 | 0.29034 | 43887.4424 | 0.46701
Motion sensor with dimmer switch | Res Lighting | ROB/NEW | 10 | N/A | 43.0944 | 0 | N/A | N/A | 26.2179 | 5.8333 | 4.9931 | 0 | 10.8264 | 46.8815 | 0 | 46.8815 | 100% | 1.5021 | 4.3303 | 0.22949 | 0.022949 | N/A | Motion sensor with dimmer switch | 16.9476 | 0 | 0.79951 | 0 | 1.4042 | 7.9951 | 794.5277 | 528.9498 | 265.578 | 1.5021 | 183.4811 | 4.3303
Networked/ Connected - Indoor LED Lamp | Res Lighting | ROB/NEW | 4 | N/A | 33 | 4.2959 | N/A | N/A | 66.5663 | 5.8333 | 3.0345 | 0 | 8.8678 | 15.0983 | 0 | 15.0983 | 79% | 0.27144 | 1.7026 | 0.31073 | 0.077683 | 2.2788 | Networked/ Connected - Indoor LED Lamp | 2484.068 | 9.6661 | 70.8924 | 16.9772 | 124.5128 | 283.5696 | 37505.0816 | 138168.5681 | -100663.4865 | 0.27144 | 22028.3016 | 1.7026
Outdoor motion sensor | Res Lighting | ROB/NEW | 10 | N/A | 159 | 0 | N/A | N/A | 42.8278 | 5.8333 | 10.2607 | 0 | 16.0941 | 172.9726 | 0 | 172.9726 | 100% | 3.2582 | 10.7476 | 0.092465 | 0.0092465 | N/A | Outdoor motion sensor | 3710 | 0 | 645.7526 | 0 | 1254.9531 | 6457.5258 | 641728.503 | 196958.283 | 444770.2201 | 3.2582 | 59708.9479 | 10.7476
Power bar with timer | Res Other | ROB/NEW | 4 | N/A | 53.7 | 0 | N/A | N/A | 26.316 | 5.8333 | 4.2031 | 0 | 10.0364 | 27.9721 | 0 | 27.9721 | 100% | 0.91654 | 2.7871 | 0.17073 | 0.042683 | N/A | Power bar with timer | 661.0577 | 0 | 38.8605 | 0 | 68.2532 | 155.4421 | 18491.1453 | 20174.8725 | -1683.7272 | 0.91654 | 6634.6482 | 2.7871
Programmable thermostat | Res HVAC | ROB/NEW | 10 | N/A | 221 | 0 | N/A | N/A | 15.1883 | 20.4167 | 20.6647 | 0 | 41.0814 | 240.4211 | 0 | 240.4211 | 100% | 6.7057 | 5.8523 | 0.16981 | 0.016981 | N/A | Programmable thermostat | 6360 | 0 | 1538.6665 | 0 | 2990.2387 | 15386.6653 | 1529078.1582 | 228025.0895 | 1301053.0687 | 6.7057 | 261277.7822 | 5.8523
Room air purifier | Res Other | ROB/NEW | 9 | N/A | 435 | 74.4 | N/A | N/A | 215.6855 | 75 | 60.4672 | 0 | 135.4672 | 513.4973 | 0 | 513.4973 | 100% | 1.8595 | 3.7906 | 0.28448 | 0.031609 | 1.5879 | Room air purifier | 2931.96 | 250.1168 | 1396.1832 | 486.0761 | 2713.3372 | 12565.649 | 1505553.5372 | 809668.8427 | 695884.6945 | 1.8595 | 397184.4454 | 3.7906
Room Air-Conditioner | Res HVAC | ROB/NEW | 18 | N/A | 21.4954 | 100.9174 | N/A | N/A | 43.86 | 5.8333 | 13.4327 | 0 | 19.266 | 248.8992 | 0 | 248.8992 | 100% | 4.3443 | 12.9191 | 0.81876 | 0.045486 | 0.16649 | Room Air-Conditioner | 4 | 0.46285 | 0.094124 | 0.74056 | 0.1506 | 1.6942 | 995.5969 | 229.1707 | 766.4261 | 4.3443 | 77.0641 | 12.9191
Smart power bar | Res Other | ROB/NEW | 4 | N/A | 53.8 | 0 | N/A | N/A | 26.316 | 11.6667 | 7.2398 | 0 | 18.9064 | 28.0241 | 0 | 28.0241 | 100% | 0.83515 | 1.4823 | 0.32102 | 0.080256 | N/A | Smart power bar | 39.22 | 0 | 2.3099 | 0 | 4.489 | 9.2394 | 1099.1071 | 1316.0568 | -216.9496 | 0.83515 | 741.5099 | 1.4823
Smart thermostats for electric baseboards | Res HVAC | ROB/NEW | 10 | N/A | 348 | 0 | N/A | N/A | 154.02 | 35 | 34.0229 | 0 | 69.0229 | 378.5816 | 0 | 378.5816 | 100% | 2.0133 | 5.4849 | 0.18119 | 0.018119 | N/A | Smart thermostats for electric baseboards | 309 | 0 | 117.7153 | 0 | 174.8586 | 1177.1528 | 116981.7244 | 58105.2509 | 58876.4735 | 2.0133 | 21328.0709 | 5.4849
Smart thermostats for mini-split heat pumps | Res HVAC | ROB/NEW | 10 | N/A | 207.8191 | 0 | N/A | N/A | 169.32 | 35 | 27.6519 | 0 | 62.6519 | 226.0818 | 0 | 226.0818 | 100% | 1.1478 | 3.6085 | 0.2754 | 0.02754 | N/A | Smart thermostats for mini-split heat pumps | 17.6786 | 0 | 4.0219 | 0 | 5.9719 | 40.2187 | 3996.804 | 3482.1827 | 514.6213 | 1.1478 | 1107.5969 | 3.6085
MHEEP | [22 empty] | MHEEP Total
Measure Name | Technology Type | Decision Type | Measure Life | Remaining Useful Life | Gross Annual Energy Savings per Unit at Meter (kWh) Pre-RUL | Gross Peak Demand Savings per Unit at Meter (Watts) Pre-RUL | Gross Annual Energy Savings per Unit at Meter (kWh) Post-RUL | Gross Peak Demand Savings per Unit at Meter (Watts) Post-RUL | Gross Per Unit One-Time Incremental Measure Cost ($) | Per Unit Incentive ($) | Per Unit Program Administrative Cost (inclusive of DI costs) ($) | Per Unit Direct Installation Cost ($) | Per Unit DSM Administrator Cost (Incentive + Administrative) ($) | Per Unit Present Value Avoided Cost Benefits ($) | Per Unit Present Value Non-Energy Benefits ($) | Total Per Unit Present Value Benefits ($) | Net-To-Gross Ratio | Net Total Resource Benefit-Cost Ratio (TRC) | Net Program Administrator Benefit-Cost Ratio (PAC) | Net First-Year Unit Cost / kWh at Generator ($/kWh) | Net Lifetime Unit Cost / kWh at Generator ($/kWh) | Net Unit Cost / Watt at Generator ($/W) | Measure Name | Participation (Units) | Total Peak Demand Savings (kW) | Total First Year Energy Savings (MWh) | Total Cumulative Peak Demand Savings (kW) | Total Cumulative First Year Energy Savings (MWh) | Total Lifetime Energy Savings (MWh) | Total Avoided Cost Benefits ($) | TRC Costs ($) | Total TRC Net Resource Benefits ($) | TRC Ratio | PAC Costs ($) | PAC Ratio
Clothes Dryer replacement (Low Income Only) | Res Other | RET | 5 | 1.6667 | 252 | 34.8 | 252 | 34.8 | 0 | 0 | 972.9115 | 788.2968 | 972.9115 | 180.8367 | 0 | 180.8367 | 100% | 0.18587 | 0.18587 | 3.5268 | 0.70536 | 24.3815 | Clothes Dryer replacement (Low Income Only) | 33.64 | 1.3423 | 9.2801 | 2.6846 | 18.5602 | 46.4004 | 6083.3489 | 32728.7517 | -26645.4028 | 0.18587 | 32728.7517 | 0.18587
Drain Water Heat Recovery | Res Domestic Hot Water (DHW) | RET | 20 | 6.6667 | 805 | 130.41 | 805 | 130.41 | 0 | 0 | 1495.5463 | 918 | 1495.5463 | 1706.4095 | 0 | 1706.4095 | 100% | 1.141 | 1.141 | 1.6971 | 0.084856 | 10.0013 | Drain Water Heat Recovery | 0.90975 | 0.13603 | 0.8017 | 0.27207 | 1.6034 | 16.0341 | 1552.4076 | 1360.5747 | 191.833 | 1.141 | 1360.5747 | 1.141
Freezer replacement (Low income only) | Res Refrigeration | RET | 4 | 1.3333 | 1358 | 193.062 | 1358 | 193.062 | 0 | 0 | 961.2061 | 655.6662 | 961.2061 | 793.7607 | 0 | 793.7607 | 100% | 0.8258 | 0.8258 | 0.64658 | 0.16165 | 4.342 | Freezer replacement (Low income only) | 19.688 | 4.3582 | 29.2682 | 8.7165 | 58.5365 | 117.0729 | 15627.5607 | 18924.225 | -3296.6643 | 0.8258 | 18924.225 | 0.8258
Refrigerator replacement (Low income only) | Res Refrigeration | RET | 5 | 1.6667 | 678 | 97.29 | 678 | 97.29 | 0 | 0 | 1162.7016 | 887.5122 | 1162.7016 | 488.6389 | 0 | 488.6389 | 100% | 0.42026 | 0.42026 | 1.5666 | 0.31331 | 10.4224 | Refrigerator replacement (Low income only) | 5.778 | 0.64455 | 4.2885 | 1.2891 | 8.5769 | 21.4423 | 2823.3554 | 6718.09 | -3894.7346 | 0.42026 | 6718.09 | 0.42026
Whole Home First Nations Retrofit | Res HVAC | RET | 20 | 6.6667 | 3667 | 1037.761 | 3667 | 1037.761 | 0 | 0 | 9485.0392 | 6225.4219 | 9485.0392 | 8790.9157 | 0 | 8790.9157 | 100% | 0.92682 | 0.92682 | 2.3629 | 0.11814 | 7.9709 | Whole Home First Nations Retrofit | 118.0463 | 140.4629 | 473.8689 | 280.9257 | 947.7378 | 9477.3784 | 1037734.6355 | 1119673.3137 | -81938.6782 | 0.92682 | 1119673.3137 | 0.92682
Dehumidifier replacement (Low income only) | Res Other | RET | 5 | 1.6667 | 636 | 213 | 636 | 213 | 0 | 0 | 601.3709 | 400.4826 | 601.3709 | 528.2565 | 0 | 528.2565 | 100% | 0.87842 | 0.87842 | 0.86376 | 0.17275 | 2.4622 | Dehumidifier replacement (Low income only) | 35 | 8.5479 | 24.368 | 17.0958 | 48.736 | 121.8401 | 18488.9774 | 21047.981 | -2559.0036 | 0.87842 | 21047.981 | 0.87842
Clothes Washer replacement (Low income only) | Res Other | RET | 11 | 3.6667 | 165 | 22.77 | 165 | 22.77 | 0 | 0 | 1270.7257 | 1023.1212 | 1270.7257 | 225.2409 | 0 | 225.2409 | 100% | 0.17725 | 0.17725 | 7.0352 | 0.63956 | 48.6693 | Clothes Washer replacement (Low income only) | 35 | 0.91378 | 6.3219 | 1.8276 | 12.6438 | 69.5408 | 7883.4329 | 44475.3992 | -36591.9663 | 0.17725 | 44475.3992 | 0.17725
New Home Construction
Measure Name | Technology Type | Decision Type | Measure Life | Remaining Useful Life | Gross Annual Energy Savings per Unit at Meter (kWh) Pre-RUL | Gross Peak Demand Savings per Unit at Meter (Watts) Pre-RUL | Gross Annual Energy Savings per Unit at Meter (kWh) Post-RUL | Gross Peak Demand Savings per Unit at Meter (Watts) Post-RUL | Gross Per Unit One-Time Incremental Measure Cost ($) | Per Unit Incentive ($) | Per Unit Program Administrative Cost (inclusive of DI costs) ($) | Per Unit Direct Installation Cost ($) | Per Unit DSM Administrator Cost (Incentive + Administrative) ($) | Per Unit Present Value Avoided Cost Benefits ($) | Per Unit Present Value Non-Energy Benefits ($) | Total Per Unit Present Value Benefits ($) | Net-To-Gross Ratio | Net Total Resource Benefit-Cost Ratio (TRC) | Net Program Administrator Benefit-Cost Ratio (PAC) | Net First-Year Unit Cost / kWh at Generator ($/kWh) | Net Lifetime Unit Cost / kWh at Generator ($/kWh) | Net Unit Cost / Watt at Generator ($/W) | Measure Name | Participation (Units) | Total Peak Demand Savings (kW) | Total First Year Energy Savings (MWh) | Total Cumulative Peak Demand Savings (kW) | Total Cumulative First Year Energy Savings (MWh) | Total Lifetime Energy Savings (MWh) | Total Avoided Cost Benefits ($) | TRC Costs ($) | Total TRC Net Resource Benefits ($) | TRC Ratio | PAC Costs ($) | PAC Ratio
Whole Home - tier 0 - Attached/Semi-Attached | Res HVAC | ROB/NEW | 30 | N/A | 0 | 2700 | N/A | N/A | 1519.8 | 0 | 0 | 0 | 0 | 7051.0782 | 0 | 7051.0782 | 88% | 5.2721 | #DIV/0! | N/A | N/A | 0 | Whole Home - tier 0 - Attached/Semi-Attached | 0 | 0 | 0 | 18.3741 | 0 | 0 | 0 | 0 | 0 | N/A | 0 | N/A
Whole Home - tier 0 - Detached | Res HVAC | ROB/NEW | 30 | N/A | 386 | 2800 | N/A | N/A | 1519.8 | 0 | 0 | 0 | 0 | 8038.2334 | 0 | 8038.2334 | 88% | 6.0102 | #DIV/0! | 0 | 0 | 0 | Whole Home - tier 0 - Detached | 0 | 0 | 0 | 97.6549 | 12.8531 | 0 | 0 | 0 | 0 | N/A | 0 | N/A
Whole home - tier 1 - Attached/Semi-Attached | Res HVAC | ROB/NEW | 30 | N/A | 351 | 2800 | N/A | N/A | 3238.5 | 0 | 0 | 0 | 0 | 7972.404 | 0 | 7972.404 | 88% | 2.7975 | #DIV/0! | 0 | 0 | 0 | Whole home - tier 1 - Attached/Semi-Attached | 0 | 0 | 0 | 267.9556 | 32.0697 | 0 | 0 | 0 | 0 | N/A | 0 | N/A
Whole home - tier 1 - Detached | Res HVAC | ROB/NEW | 30 | N/A | 803 | 2900 | N/A | N/A | 3238.5 | 0 | 0 | 0 | 0 | 9083.6947 | 0 | 9083.6947 | 88% | 3.1874 | #DIV/0! | 0 | 0 | 0 | Whole home - tier 1 - Detached | 0 | 0 | 0 | 690.7299 | 182.6035 | 0 | 0 | 0 | 0 | N/A | 0 | N/A
Whole home - tier 2 - Attached/Semi-Attached | Res HVAC | ROB/NEW | 30 | N/A | 3017 | 3500 | N/A | N/A | 4901.1 | 0 | 0 | 0 | 0 | 14814.7807 | 0 | 14814.7807 | 88% | 3.4349 | #DIV/0! | 0 | 0 | 0 | Whole home - tier 2 - Attached/Semi-Attached | 0 | 0 | 0 | 43.1706 | 35.5287 | 0 | 0 | 0 | 0 | N/A | 0 | N/A
Whole home - tier 2 - Detached | Res HVAC | ROB/NEW | 30 | N/A | 4996 | 4100 | N/A | N/A | 4901.1 | 0 | 0 | 0 | 0 | 20103.8693 | 0 | 20103.8693 | 88% | 4.6613 | #DIV/0! | 0 | 0 | 0 | Whole home - tier 2 - Detached | 0 | 0 | 0 | 47.0836 | 54.7762 | 0 | 0 | 0 | 0 | N/A | 0 | N/A
Whole home - tier 3 - Attached/Semi-Attached | Res HVAC | ROB/NEW | 36 | N/A | 4067 | 3800 | N/A | N/A | 11138.4 | 0 | 0 | 0 | 0 | 19133.8501 | 0 | 19133.8501 | 88% | 1.9521 | #DIV/0! | 0 | 0 | 0 | Whole home - tier 3 - Attached/Semi-Attached | 0 | 0 | 0 | 42.0222 | 42.9391 | 0 | 0 | 0 | 0 | N/A | 0 | N/A
Whole home - tier 3 - Detached | Res HVAC | ROB/NEW | 36 | N/A | 5193 | 4100 | N/A | N/A | 11138.4 | 0 | 0 | 0 | 0 | 22276.6627 | 0 | 22276.6627 | 88% | 2.2727 | #DIV/0! | 0 | 0 | 0 | Whole home - tier 3 - Detached | 0 | 0 | 0 | 50.5713 | 61.1536 | 0 | 0 | 0 | 0 | N/A | 0 | N/A
Residential Behaviour | [22 empty] | Residential Behaviour Total
Measure Name | Technology Type | Decision Type | Measure Life | Remaining Useful Life | Gross Annual Energy Savings per Unit at Meter (kWh) Pre-RUL | Gross Peak Demand Savings per Unit at Meter (Watts) Pre-RUL | Gross Annual Energy Savings per Unit at Meter (kWh) Post-RUL | Gross Peak Demand Savings per Unit at Meter (Watts) Post-RUL | Gross Per Unit One-Time Incremental Measure Cost ($) | Per Unit Incentive ($) | Per Unit Program Administrative Cost (inclusive of DI costs) ($) | Per Unit Direct Installation Cost ($) | Per Unit DSM Administrator Cost (Incentive + Administrative) ($) | Per Unit Present Value Avoided Cost Benefits ($) | Per Unit Present Value Non-Energy Benefits ($) | Total Per Unit Present Value Benefits ($) | Net-To-Gross Ratio | Net Total Resource Benefit-Cost Ratio (TRC) | Net Program Administrator Benefit-Cost Ratio (PAC) | Net First-Year Unit Cost / kWh at Generator ($/kWh) | Net Lifetime Unit Cost / kWh at Generator ($/kWh) | Net Unit Cost / Watt at Generator ($/W) | Measure Name | Participation (Units) | Total Peak Demand Savings (kW) | Total First Year Energy Savings (MWh) | Total Cumulative Peak Demand Savings (kW) | Total Cumulative First Year Energy Savings (MWh) | Total Lifetime Energy Savings (MWh) | Total Avoided Cost Benefits ($) | TRC Costs ($) | Total TRC Net Resource Benefits ($) | TRC Ratio | PAC Costs ($) | PAC Ratio
Home Energy Report | Res Other | ROB/NEW | 1 | N/A | 207 | 0 | N/A | N/A | 11.5057 | 11.5057 | 5.1868 | 0 | 16.6925 | 32.3638 | 0 | 32.3638 | 100% | 1.9388 | 1.9388 | 0.073665 | 0.073665 | N/A | Home Energy Report | 131379.4871 | 0 | 29770.9728 | 0 | 8655.1682 | 29770.9728 | 4251941.7426 | 2193050.854 | 2058890.8886 | 1.9388 | 2193050.854 | 1.9388
SEM | [22 empty] | SEM Total
Measure Name | Technology Type | Decision Type | Measure Life | Remaining Useful Life | Gross Annual Energy Savings per Unit at Meter (kWh) Pre-RUL | Gross Peak Demand Savings per Unit at Meter (Watts) Pre-RUL | Gross Annual Energy Savings per Unit at Meter (kWh) Post-RUL | Gross Peak Demand Savings per Unit at Meter (Watts) Post-RUL | Gross Per Unit One-Time Incremental Measure Cost ($) | Per Unit Incentive ($) | Per Unit Program Administrative Cost (inclusive of DI costs) ($) | Per Unit Direct Installation Cost ($) | Per Unit DSM Administrator Cost (Incentive + Administrative) ($) | Per Unit Present Value Avoided Cost Benefits ($) | Per Unit Present Value Non-Energy Benefits ($) | Total Per Unit Present Value Benefits ($) | Net-To-Gross Ratio | Net Total Resource Benefit-Cost Ratio (TRC) | Net Program Administrator Benefit-Cost Ratio (PAC) | Net First-Year Unit Cost / kWh at Generator ($/kWh) | Net Lifetime Unit Cost / kWh at Generator ($/kWh) | Net Unit Cost / Watt at Generator ($/W) | Measure Name | Participation (Units) | Total Peak Demand Savings (kW) | Total First Year Energy Savings (MWh) | Total Cumulative Peak Demand Savings (kW) | Total Cumulative First Year Energy Savings (MWh) | Total Lifetime Energy Savings (MWh) | Total Avoided Cost Benefits ($) | TRC Costs ($) | Total TRC Net Resource Benefits ($) | TRC Ratio | PAC Costs ($) | PAC Ratio
Strategic Energy Management | BNI Energy Management | ROB/NEW | 1.88 | N/A | 1000000 | 108018.8679 | N/A | N/A | 162016.8 | 212845.6 | 154824.6697 | 0 | 367670.2697 | 287862.2421 | 0 | 287862.2421 | 100% | 0.90854 | 0.78294 | 0.34598 | 0.18403 | 3.1842 | Strategic Energy Management | 2.5 | 288.6804 | 2656.75 | 542.7192 | 4994.69 | 4994.69 | 719655.6052 | 792103.6743 | -72448.0691 | 0.90854 | 919175.6743 | 0.78294
Small Business Energy Solutions | [22 empty] | Small Business Energy Solutions Total
Measure Name | Technology Type | Decision Type | Measure Life | Remaining Useful Life | Gross Annual Energy Savings per Unit at Meter (kWh) Pre-RUL | Gross Peak Demand Savings per Unit at Meter (Watts) Pre-RUL | Gross Annual Energy Savings per Unit at Meter (kWh) Post-RUL | Gross Peak Demand Savings per Unit at Meter (Watts) Post-RUL | Gross Per Unit One-Time Incremental Measure Cost ($) | Per Unit Incentive ($) | Per Unit Program Administrative Cost (inclusive of DI costs) ($) | Per Unit Direct Installation Cost ($) | Per Unit DSM Administrator Cost (Incentive + Administrative) ($) | Per Unit Present Value Avoided Cost Benefits ($) | Per Unit Present Value Non-Energy Benefits ($) | Total Per Unit Present Value Benefits ($) | Net-To-Gross Ratio | Net Total Resource Benefit-Cost Ratio (TRC) | Net Program Administrator Benefit-Cost Ratio (PAC) | Net First-Year Unit Cost / kWh at Generator ($/kWh) | Net Lifetime Unit Cost / kWh at Generator ($/kWh) | Net Unit Cost / Watt at Generator ($/W) | Measure Name | Participation (Units) | Total Peak Demand Savings (kW) | Total First Year Energy Savings (MWh) | Total Cumulative Peak Demand Savings (kW) | Total Cumulative First Year Energy Savings (MWh) | Total Lifetime Energy Savings (MWh) | Total Avoided Cost Benefits ($) | TRC Costs ($) | Total TRC Net Resource Benefits ($) | TRC Ratio | PAC Costs ($) | PAC Ratio
Cold Climate Air-Source Ductless Heat Pump (24kBTU/hr) (Commercial) | BNI HVAC | ROB/NEW | 18 | N/A | 9688.757 | 3510.8929 | N/A | N/A | 7021.7616 | 1479.3798 | 2084.9501 | 0 | 3564.3299 | 20860.9427 | 0 | 20860.9427 | 93% | 2.4214 | 5.8527 | 0.37223 | 0.02068 | 1.0212 | Cold Climate Air-Source Ductless Heat Pump (24kBTU/hr) (Commercial) | 172.5943 | 602.4274 | 1652.6777 | 1181.6845 | 3241.791 | 29748.1995 | 3600480.1178 | 1486932.5438 | 2113547.574 | 2.4214 | 615183.0858 | 5.8527
Downlight Luminaire (1200 lumen) | BNI Lighting | RET | 11.6 | 1 | 243.1864 | 52.5492 | 243.1864 | 52.5492 | 64.3294 | 19.7251 | 32.9977 | 0 | 52.7227 | 333.7818 | 0 | 333.7818 | 93% | 3.5959 | 6.3309 | 0.21936 | 0.018911 | 1.0092 | Downlight Luminaire (1200 lumen) | 97.3925 | 5.0881 | 23.4077 | 9.9804 | 45.9151 | 271.5292 | 32507.8453 | 9040.3656 | 23467.4796 | 3.5959 | 5134.7999 | 6.3309
Downlight Luminaire (3000 lumen) | BNI Lighting | RET | 11.6 | 1 | 458.7368 | 99.1266 | 458.7368 | 99.1266 | 160.1345 | 29.5876 | 61.5458 | 0 | 91.1334 | 629.6322 | 0 | 629.6322 | 93% | 2.9915 | 6.9089 | 0.20101 | 0.017329 | 0.9248 | Downlight Luminaire (3000 lumen) | 23.4235 | 2.3084 | 10.6196 | 4.5279 | 20.8308 | 123.1877 | 14748.1977 | 4929.9689 | 9818.2288 | 2.9915 | 2134.6655 | 6.9089
Downlight Luminaire (800 lumen) | BNI Lighting | RET | 11.6 | 1 | 141.3969 | 30.5539 | 141.3969 | 30.5539 | 42.7025 | 36.9845 | 21.5283 | 0 | 58.5128 | 194.0721 | 0 | 194.0721 | 93% | 3.169 | 3.3167 | 0.41871 | 0.036096 | 1.9264 | Downlight Luminaire (800 lumen) | 542.4393 | 16.477 | 75.8027 | 32.3203 | 148.6899 | 879.3114 | 105272.3554 | 33219.8884 | 72052.467 | 3.169 | 31739.6471 | 3.3167
Flood Luminaire (10000 lumen) | BNI Lighting | ROB/NEW | 17.1 | N/A | 874.9488 | 195.7648 | N/A | N/A | 285.7 | 147.938 | 164.0378 | 0 | 311.9758 | 1610.2857 | 0 | 1610.2857 | 93% | 3.7471 | 5.1616 | 0.36078 | 0.021098 | 1.6031 | Flood Luminaire (10000 lumen) | 98.6253 | 19.1948 | 85.2834 | 37.6513 | 167.2867 | 1458.3468 | 158814.9431 | 42383.1257 | 116431.8174 | 3.7471 | 30768.7137 | 5.1616
Flood Luminaire (48000 lumen) | BNI Lighting | ROB/NEW | 17.1 | N/A | 2728.1268 | 622.86 | N/A | N/A | 1799.6656 | 493.1266 | 516.4475 | 0 | 1009.5741 | 5042.8458 | 0 | 5042.8458 | 93% | 2.3025 | 4.995 | 0.37444 | 0.021897 | 1.6305 | Flood Luminaire (48000 lumen) | 3.6984 | 2.2902 | 9.9719 | 4.4923 | 19.5603 | 170.5195 | 18650.7111 | 8100.1095 | 10550.6016 | 2.3025 | 3733.8591 | 4.995
Four Pin Replacement Lamps for CFLs | BNI Lighting | ROB/NEW | 11.6 | N/A | 27.3583 | 5.9118 | N/A | N/A | 22.1054 | 12.3282 | 4.6402 | 0 | 16.9684 | 37.5502 | 0 | 37.5502 | 93% | 1.4902 | 2.213 | 0.62756 | 0.0541 | 2.8873 | Four Pin Replacement Lamps for CFLs | 57.9424 | 0.34054 | 1.5667 | 0.66799 | 3.0731 | 18.1734 | 2175.7501 | 1460.049 | 715.7011 | 1.4902 | 983.1894 | 2.213
Fuel Pump Canopy Luminaire ( 5000 lumen) | BNI Lighting | ROB/NEW | 11.4 | N/A | 1083.5244 | 242.4324 | N/A | N/A | 361.1269 | 197.2506 | 156.1225 | 0 | 353.3731 | 1477.121 | 0 | 1477.121 | 93% | 3.0025 | 4.1801 | 0.32999 | 0.028947 | 1.4662 | Fuel Pump Canopy Luminaire ( 5000 lumen) | 57.9424 | 13.9652 | 62.0481 | 27.3933 | 121.7098 | 707.3486 | 85587.9017 | 28505.9407 | 57081.961 | 3.0025 | 20475.2783 | 4.1801
General Use Lamp (A-Series) | BNI Lighting | RET | 11.6 | 3.8667 | 136.8475 | 20.9784 | 42.8925 | 6.5753 | 8.6923 | 3.6984 | 10.0468 | 0 | 13.7452 | 103.893 | 0 | 103.893 | 93% | 5.7302 | 7.5585 | 0.10163 | 0.016156 | 0.65908 | General Use Lamp (A-Series) | 785.2093 | 16.3764 | 106.1979 | 32.7528 | 212.3958 | 668.0429 | 81577.7155 | 14236.3338 | 67341.3817 | 5.7302 | 10792.8667 | 7.5585
Glass Door Refrigerator (full size - 38 cu ft) | BNI Cooking and Laundry | ROB/NEW | 12 | N/A | 949 | 108 | N/A | N/A | 0 | 281.0822 | 139.2499 | 0 | 420.332 | 1214.1754 | 0 | 1214.1754 | 93% | 8.7194 | 2.8886 | 0.44816 | 0.037347 | 3.915 | Glass Door Refrigerator (full size - 38 cu ft) | 2.4656 | 0.26474 | 2.3125 | 0.51929 | 4.5361 | 27.7504 | 2993.711 | 343.3391 | 2650.3719 | 8.7194 | 1036.3846 | 2.8886
Ground Source Heat Pump (60kBTU/hr) (closed loop) | BNI HVAC | ROB/NEW | 25 | N/A | 29037.099 | 54081 | N/A | N/A | 11971.179 | 7396.8991 | 17167.6594 | 0 | 24564.5585 | 176471.5222 | 0 | 176471.5222 | 93% | 6.2356 | 7.184 | 0.85598 | 0.034239 | 0.4569 | Ground Source Heat Pump (60kBTU/hr) (closed loop) | 2.4656 | 132.5665 | 70.758 | 260.0343 | 138.7945 | 1768.949 | 435114.022 | 69779.5263 | 365334.4958 | 6.2356 | 60567.1879 | 7.184
Heat Pump Water Heater (40 gal) | BNI Domestic Hot Water (DHW) | ROB/NEW | 10 | N/A | 4925.501 | 1214.6285 | N/A | N/A | 1032.3726 | 1479.3798 | 707.9375 | 0 | 2187.3173 | 6123.2958 | 0 | 6123.2958 | 93% | 3.6709 | 2.7995 | 0.44933 | 0.044933 | 1.8115 | Heat Pump Water Heater (40 gal) | 3.6984 | 4.4661 | 18.0038 | 8.7603 | 35.3151 | 180.0378 | 22646.7009 | 6169.1766 | 16477.5242 | 3.6709 | 8089.6828 | 2.7995
Heat Pump Water Heater (60 gal) | BNI Domestic Hot Water (DHW) | ROB/NEW | 10 | N/A | 7541.271 | 1859.6774 | N/A | N/A | 1134.3726 | 1725.9431 | 1034.4114 | 0 | 2760.3546 | 9375.1748 | 0 | 9375.1748 | 93% | 4.4871 | 3.3964 | 0.37036 | 0.037036 | 1.4931 | Heat Pump Water Heater (60 gal) | 3.6984 | 6.8378 | 27.565 | 13.4127 | 54.0698 | 275.6499 | 34673.6116 | 7727.4591 | 26946.1525 | 4.4871 | 10209.0322 | 3.3964
Heat Reclaimer Unit (Agriculture) | BNI Process | ROB/NEW | 15 | N/A | 9800.851 | 2819 | N/A | N/A | 4718.2548 | 3082.0413 | 1918.4924 | 0 | 5000.5337 | 17504.7923 | 0 | 17504.7923 | 93% | 2.7757 | 3.5006 | 0.51625 | 0.034417 | 1.7844 | Heat Reclaimer Unit (Agriculture) | 2.4656 | 6.9101 | 23.8828 | 13.5544 | 46.8471 | 358.2425 | 43160.3949 | 15549.4394 | 27610.9555 | 2.7757 | 12329.4813 | 3.5006
High Bay Luminaire (15 000 lumen) | BNI Lighting | ROB/NEW | 22.3 | N/A | 255.3125 | 39.1387 | N/A | N/A | 176.0724 | 160.2661 | 62.4394 | 0 | 222.7056 | 510.8039 | 0 | 510.8039 | 93% | 2.2583 | 2.2936 | 0.8826 | 0.039579 | 5.7238 | High Bay Luminaire (15 000 lumen) | 3797.0749 | 147.7464 | 958.1089 | 289.8102 | 1879.3675 | 21365.8285 | 1939560.6444 | 858848.028 | 1080712.6164 | 2.2583 | 845629.71 | 2.2936
High Bay Luminaire (35 000 lumen) | BNI Lighting | ROB/NEW | 22.3 | N/A | 595.7155 | 91.3217 | N/A | N/A | 350.0028 | 431.4858 | 150.9708 | 0 | 582.4566 | 1191.8485 | 0 | 1191.8485 | 93% | 2.5014 | 2.0462 | 0.98931 | 0.044364 | 6.4158 | High Bay Luminaire (35 000 lumen) | 113.4191 | 10.2972 | 66.7758 | 20.1984 | 130.9832 | 1489.0995 | 135178.4096 | 54041.1959 | 81137.2137 | 2.5014 | 66061.7148 | 2.0462
High Volume Low Speed Fan (Agriculture) (24 foot) | BNI Process | ROB/NEW | 15 | N/A | 16086.432 | 4615 | N/A | N/A | 4514.7648 | 4931.2661 | 3135.438 | 0 | 8066.7041 | 28712.437 | 0 | 28712.437 | 93% | 3.9149 | 3.5594 | 0.50739 | 0.033826 | 1.7583 | High Volume Low Speed Fan (Agriculture) (24 foot) | 2.4656 | 11.3126 | 39.1996 | 22.19 | 76.8916 | 587.9942 | 70794.3343 | 18083.3702 | 52710.964 | 3.9149 | 19889.5323 | 3.5594
Horticultural Lighting - blended lamps and baselines | BNI Lighting | ROB/NEW | 9.5 | N/A | 2112.6 | 380 | N/A | N/A | 1326 | 500.8554 | 267.0537 | 0 | 767.9092 | 2366.0845 | 0 | 2366.0845 | 93% | 1.5771 | 3.0812 | 0.36779 | 0.038715 | 2.0328 | Horticultural Lighting - blended lamps and baselines | 47.416 | 17.913 | 99.0002 | 35.8261 | 198.0004 | 940.5018 | 112190.3122 | 71135.1137 | 41055.1985 | 1.5771 | 36411.1962 | 3.0812
LED Replacement Lamps for HID (10000 lumen) | BNI Lighting | ROB/NEW | 11.4 | N/A | 172.7305 | 37.3247 | N/A | N/A | 101.745 | 147.938 | 35.4329 | 0 | 183.3709 | 233.8761 | 0 | 233.8761 | 93% | 1.7983 | 1.2754 | 1.0742 | 0.094224 | 4.9419 | LED Replacement Lamps for HID (10000 lumen) | 115.8848 | 4.3001 | 19.7829 | 8.4349 | 38.8048 | 225.5245 | 27102.6774 | 15071.4824 | 12031.195 | 1.7983 | 21249.8934 | 1.2754
LED Replacement Lamps for HID (4000 lumen) | BNI Lighting | ROB/NEW | 11.4 | N/A | 69.1005 | 14.9317 | N/A | N/A | 102.816 | 49.3127 | 4.5269 | 0 | 53.8396 | 93.5617 | 0 | 93.5617 | 93% | 0.93425 | 1.7378 | 0.78836 | 0.069155 | 3.6271 | LED Replacement Lamps for HID (4000 lumen) | 38.2173 | 0.56732 | 2.61 | 1.1128 | 5.1195 | 29.7536 | 3575.6758 | 3827.3027 | -251.6269 | 0.93425 | 2057.6034 | 1.7378
LED Troffer (1x4) | BNI Lighting | RET | 20.9 | 6.9667 | 179.9017 | 38.8742 | 179.9017 | 38.8742 | 141.6018 | 36.9845 | 38.0064 | 0 | 74.9909 | 370.4308 | 0 | 370.4308 | 93% | 2.1829 | 4.9397 | 0.42177 | 0.020181 | 1.9405 | LED Troffer (1x4) | 135.6098 | 5.241 | 24.1113 | 10.2804 | 47.2952 | 503.9254 | 50234.057 | 23012.4509 | 27221.606 | 2.1829 | 10169.5013 | 4.9397
LED Troffer (4x2) | BNI Lighting | RET | 20.9 | 6.9667 | 230.0263 | 35.2624 | 230.0263 | 35.2624 | 331.8202 | 18.9664 | 43.2256 | 0 | 62.192 | 443.9925 | 0 | 443.9925 | 93% | 1.262 | 7.1391 | 0.27357 | 0.013089 | 1.7741 | LED Troffer (4x2) | 4267.4419 | 149.6031 | 970.1499 | 299.2063 | 1940.2997 | 20276.1323 | 1894712.366 | 1501364.3061 | 393348.0599 | 1.262 | 265400.6849 | 7.1391
LED Wall Sconce (1200 lumen) | BNI Lighting | RET | 11.6 | 1 | 243.1864 | 52.5492 | 243.1864 | 52.5492 | 11.8596 | 44.3814 | 35.2611 | 0 | 79.6425 | 333.7818 | 0 | 333.7818 | 93% | 7.2106 | 4.191 | 0.33137 | 0.028566 | 1.5245 | LED Wall Sconce (1200 lumen) | 29.5876 | 1.5457 | 7.1112 | 3.032 | 13.9489 | 82.4899 | 9875.8011 | 1369.6272 | 8506.1739 | 7.2106 | 2356.4308 | 4.191
Linear Ambient Luminaire (10000 lumen) | BNI Lighting | ROB/NEW | 11.6 | N/A | 468.5734 | 101.2522 | N/A | N/A | 222.3396 | 123.2817 | 71.4084 | 0 | 194.6901 | 643.1332 | 0 | 643.1332 | 93% | 2.3119 | 3.3034 | 0.42041 | 0.036242 | 1.9342 | Linear Ambient Luminaire (10000 lumen) | 97.3925 | 9.8037 | 45.1021 | 19.2304 | 88.4695 | 523.1844 | 62636.3514 | 27093.0622 | 35543.2893 | 2.3119 | 18961.3551 | 3.3034
Linear Ambient Luminaire (2000 lumen) | BNI Lighting | ROB/NEW | 11.6 | N/A | 50.1984 | 10.8472 | N/A | N/A | 12.852 | 24.6563 | 8.701 | 0 | 33.3574 | 68.899 | 0 | 68.899 | 93% | 3.336 | 2.0655 | 0.67237 | 0.057963 | 3.0934 | Linear Ambient Luminaire (2000 lumen) | 193.5522 | 2.0873 | 9.6024 | 4.0942 | 18.8355 | 111.3882 | 13335.5523 | 3997.5094 | 9338.043 | 3.336 | 6456.3907 | 2.0655
Linear Ambient Luminaire (4000 lumen) | BNI Lighting | ROB/NEW | 11.6 | N/A | 96.2515 | 20.7986 | N/A | N/A | 66.8304 | 36.9845 | 15.7387 | 0 | 52.7232 | 132.1086 | 0 | 132.1086 | 93% | 1.6961 | 2.5057 | 0.55424 | 0.04778 | 2.5499 | Linear Ambient Luminaire (4000 lumen) | 251.4946 | 5.2002 | 23.9238 | 10.2005 | 46.9274 | 277.5159 | 33224.5873 | 19589.1684 | 13635.4189 | 1.6961 | 13259.6092 | 2.5057
Linear Ambient Luminaire (8000 lumen) | BNI Lighting | ROB/NEW | 11.6 | N/A | 175.9223 | 38.0144 | N/A | N/A | 222.3396 | 73.969 | 29.3511 | 0 | 103.3201 | 241.4594 | 0 | 241.4594 | 93% | 1.0226 | 2.337 | 0.59425 | 0.051229 | 2.734 | Linear Ambient Luminaire (8000 lumen) | 193.5522 | 7.3149 | 33.6521 | 14.3484 | 66.01 | 390.3647 | 46734.9992 | 45702.8901 | 1032.1091 | 1.0226 | 19997.8351 | 2.337
Linear Replacement Lamp (2 foot) | BNI Lighting | ROB/NEW | 11.6 | N/A | 37.3068 | 8.0615 | N/A | N/A | 12.942 | 6.1641 | 5.3502 | 0 | 11.5143 | 51.2049 | 0 | 51.2049 | 93% | 2.9451 | 4.4471 | 0.31229 | 0.026921 | 1.4368 | Linear Replacement Lamp (2 foot) | 388.3372 | 3.1123 | 14.3183 | 6.1049 | 28.0858 | 166.092 | 19884.7564 | 6751.7156 | 13133.0408 | 2.9451 | 4471.4213 | 4.4471
Linear Replacement Lamp (4 foot) | BNI Lighting | ROB/NEW | 11.6 | N/A | 49.6736 | 7.6148 | N/A | N/A | 8.8293 | 9.8625 | 6.9171 | 0 | 16.7796 | 64.3409 | 0 | 64.3409 | 93% | 4.253 | 3.8345 | 0.34179 | 0.029465 | 2.2166 | Linear Replacement Lamp (4 foot) | 96652.8165 | 731.7044 | 4744.9734 | 1435.2664 | 9307.4478 | 55041.6911 | 6218725.9707 | 1462196.992 | 4756528.9787 | 4.253 | 1621796.003 | 3.8345
Low-bay Luminaire (10,000 lumen) | BNI Lighting | ROB/NEW | 11.6 | N/A | 468.5734 | 101.2522 | N/A | N/A | 169.6464 | 123.2817 | 71.4084 | 0 | 194.6901 | 643.1332 | 0 | 643.1332 | 93% | 2.8062 | 3.3034 | 0.42041 | 0.036242 | 1.9342 | Low-bay Luminaire (10,000 lumen) | 44.3814 | 4.4675 | 20.5529 | 8.7632 | 40.3152 | 238.4132 | 28543.1475 | 10171.3096 | 18371.8378 | 2.8062 | 8640.6175 | 3.3034
Multi-Tank Conveyor Dishwasher - High Temp | BNI Cooking and Laundry | ROB/NEW | 20 | N/A | 27407.5971 | 2837 | N/A | N/A | 1246.644 | 3698.4496 | 4908.4095 | 0 | 8606.859 | 48899.1252 | 0 | 48899.1252 | 93% | 8.0588 | 5.6814 | 0.31775 | 0.015887 | 3.0517 | Multi-Tank Conveyor Dishwasher - High Temp | 2.4656 | 6.9542 | 66.7872 | 13.641 | 131.0056 | 1335.7434 | 120567.3003 | 14960.9397 | 105606.3606 | 8.0588 | 21221.3563 | 5.6814
Multi-Tank Conveyor Dishwasher - Low Temp | BNI Cooking and Laundry | ROB/NEW | 20 | N/A | 18811.2029 | 1947 | N/A | N/A | 1246.644 | 2712.1963 | 3384.8058 | 0 | 6097.0021 | 33561.5645 | 0 | 33561.5645 | 93% | 7.3856 | 5.5046 | 0.32795 | 0.016397 | 3.15 | Multi-Tank Conveyor Dishwasher - Low Temp | 2.4656 | 4.7726 | 45.8394 | 9.3616 | 89.9157 | 916.7874 | 82750.5035 | 11204.2922 | 71546.2113 | 7.3856 | 15032.9702 | 5.5046
Occupancy Sensor (Ceiling Mounted) | BNI Lighting | ROB/NEW | 10 | N/A | 187.7496 | 43.9824 | N/A | N/A | 118.0242 | 98.6253 | 30.6331 | 0 | 129.2584 | 230.9548 | 0 | 230.9548 | 93% | 1.645 | 1.7868 | 0.6966 | 0.06966 | 2.9562 | Occupancy Sensor (Ceiling Mounted) | 9.8625 | 0.43125 | 1.83 | 0.84591 | 3.5897 | 18.3004 | 2277.7991 | 1384.656 | 893.1431 | 1.645 | 1274.8151 | 1.7868
Occupancy Sensor (Wall Mounted) | BNI Lighting | ROB/NEW | 10 | N/A | 109.2361 | 25.5898 | N/A | N/A | 75.8204 | 49.3127 | 17.0821 | 0 | 66.3948 | 134.3737 | 0 | 134.3737 | 93% | 1.534 | 2.0239 | 0.615 | 0.0615 | 2.6099 | Occupancy Sensor (Wall Mounted) | 193.5522 | 4.9241 | 20.8958 | 9.6588 | 40.9878 | 208.9576 | 26008.3239 | 16954.2166 | 9054.1073 | 1.534 | 12850.8545 | 2.0239
Open to Closed Cooler Conversion | BNI Refrigeration | RET | 12 | 4 | 54750 | 6250 | 54750 | 6250 | 50656.1065 | 6164.0826 | 7113.1419 | 0 | 13277.2245 | 70073.0577 | 0 | 70073.0577 | 93% | 1.2923 | 5.2777 | 0.24537 | 0.020448 | 2.1369 | Open to Closed Cooler Conversion | 1.2328 | 7.6602 | 66.7077 | 15.0257 | 130.8498 | 800.4928 | 86387.2244 | 66847.4067 | 19539.8177 | 1.2923 | 16368.3819 | 5.2777
Parking Garage Luminaire (5000 lumen) | BNI Lighting | ROB/NEW | 22.8 | N/A | 1083.5244 | 242.4324 | N/A | N/A | 919.7748 | 154.1021 | 234.693 | 0 | 388.7951 | 2360.4257 | 0 | 2360.4257 | 93% | 2.1654 | 6.0711 | 0.36307 | 0.015924 | 1.6132 | Parking Garage Luminaire (5000 lumen) | 46.847 | 11.291 | 50.1666 | 22.1478 | 98.4036 | 1143.7977 | 110578.9316 | 51067.1779 | 59511.7537 | 2.1654 | 18213.8957 | 6.0711
Pole/Arm-Mounted Area Luminaire (20000 lumen) | BNI Lighting | ROB/NEW | 13.7 | N/A | 1202.3976 | 274.52 | N/A | N/A | 493.5168 | 385.2552 | 213.477 | 0 | 598.7322 | 1906.2505 | 0 | 1906.2505 | 93% | 2.8348 | 3.1838 | 0.50384 | 0.036777 | 2.1939 | Pole/Arm-Mounted Area Luminaire (20000 lumen) | 388.3372 | 105.9848 | 461.4777 | 207.8933 | 905.2063 | 6322.2447 | 740267.9881 | 261136.44 | 479131.5481 | 2.8348 | 232509.9834 | 3.1838
Pole/Arm-Mounted Area Luminaire (5000 lumen) | BNI Lighting | ROB/NEW | 13.7 | N/A | 886.4244 | 202.38 | N/A | N/A | 153.2958 | 184.9225 | 148.2815 | 0 | 333.204 | 1405.3146 | 0 | 1405.3146 | 93% | 4.8318 | 4.2176 | 0.38034 | 0.027762 | 1.6562 | Pole/Arm-Mounted Area Luminaire (5000 lumen) | 388.3372 | 78.1335 | 340.2079 | 153.2619 | 667.3308 | 4660.8476 | 545735.9589 | 112946.5601 | 432789.3988 | 4.8318 | 129395.5084 | 4.2176
Pole/Arm-Mounted Decorative Luminaire (10000 lumen) | BNI Lighting | ROB/NEW | 22.8 | N/A | 874.9488 | 195.7648 | N/A | N/A | 306.5916 | 385.2552 | 213.4583 | 0 | 598.7134 | 1906.05 | 0 | 1906.05 | 93% | 3.8229 | 3.1836 | 0.69238 | 0.030367 | 3.0764 | Pole/Arm-Mounted Decorative Luminaire (10000 lumen) | 6.1641 | 1.1997 | 5.3302 | 2.3532 | 10.4554 | 121.5289 | 11749.0497 | 3073.3406 | 8675.7091 | 3.8229 | 3690.5192 | 3.1836
Pole/Arm-Mounted Decorative Luminaire (1300 lumen) | BNI Lighting | ROB/NEW | 22.8 | N/A | 361.8756 | 80.9676 | N/A | N/A | 39.8569 | 77.051 | 80.7314 | 0 | 157.7825 | 788.3353 | 0 | 788.3353 | 93% | 6.6922 | 4.9963 | 0.44117 | 0.01935 | 1.9602 | Pole/Arm-Mounted Decorative Luminaire (1300 lumen) | 3.6984 | 0.29771 | 1.3227 | 0.58397 | 2.5946 | 30.1583 | 2915.6182 | 435.6712 | 2479.947 | 6.6922 | 583.5505 | 4.9963
Premium High Bay Luminaire (15 000 lumen) | BNI Lighting | ROB/NEW | 22.3 | N/A | 312.0531 | 47.8369 | N/A | N/A | 242.0032 | 231.1531 | 79.5537 | 0 | 310.7068 | 624.3249 | 0 | 624.3249 | 93% | 2.0495 | 2.0094 | 1.0075 | 0.045178 | 6.5335 | Premium High Bay Luminaire (15 000 lumen) | 246.5633 | 11.7261 | 76.0415 | 23.0011 | 149.1583 | 1695.7253 | 153935.6235 | 75107.2815 | 78828.342 | 2.0495 | 76608.8911 | 2.0094
Premium High Bay Luminaire (35 000 lumen) | BNI Lighting | ROB/NEW | 22.3 | N/A | 728.1104 | 111.6175 | N/A | N/A | 813.146 | 616.4083 | 192.696 | 0 | 809.1043 | 1456.731 | 0 | 1456.731 | 93% | 1.5351 | 1.8004 | 1.1244 | 0.050421 | 7.2918 | Premium High Bay Luminaire (35 000 lumen) | 123.2817 | 13.6802 | 88.7134 | 26.8342 | 174.0148 | 1978.3092 | 179588.2022 | 116984.6505 | 62603.5517 | 1.5351 | 99747.7108 | 1.8004
Refrigerated Case Luminaire | BNI Lighting | ROB/NEW | 16.3 | N/A | 153.0972 | 25.2788 | N/A | N/A | 177.3576 | 73.969 | 30.8801 | 0 | 104.8491 | 257.8239 | 0 | 257.8239 | 93% | 1.3166 | 2.459 | 0.69295 | 0.042512 | 4.1722 | Refrigerated Case Luminaire | 57.9424 | 1.4562 | 8.7671 | 2.8563 | 17.1971 | 142.9041 | 14938.9271 | 11346.433 | 3592.4941 | 1.3166 | 6075.2077 | 2.459
SBES Direct Install - Lighting | BNI Lighting | RET | 10.8 | 3.6 | 15239.5872 | 3104.3603 | 15239.5872 | 3104.3603 | 0 | 0 | 18161.3015 | 15077.64 | 18161.3015 | 18479.9393 | 0 | 18479.9393 | 88% | 1.0175 | 1.0175 | 1.2743 | 0.11799 | 6.2192 | SBES Direct Install - Lighting | 94.832 | 276.9412 | 1351.5174 | 553.8824 | 2703.0349 | 14596.3883 | 1752490.3656 | 1722273.2945 | 30217.0711 | 1.0175 | 1722273.2945 | 1.0175
SBES Direct Install - Lighting Controls | BNI Lighting | RET | 10.8 | 3.6 | 1398.5945 | 284.8989 | 1398.5945 | 284.8989 | 0 | 0 | 2680.0258 | 2313.36 | 2680.0258 | 1695.9739 | 0 | 1695.9739 | 88% | 0.63282 | 0.63282 | 2.0491 | 0.18973 | 10.0002 | SBES Direct Install - Lighting Controls | 94.832 | 25.4159 | 124.0339 | 50.8319 | 248.0677 | 1339.5657 | 160832.6625 | 254152.3163 | -93319.6538 | 0.63282 | 254152.3163 | 0.63282
SBES Direct Install - Non-Lighting | BNI Other | RET | 10.8 | 3.6 | 1152.9982 | 234.87 | 1152.9982 | 234.87 | 0 | 0 | 1730.5171 | 1467.78 | 1730.5171 | 1398.157 | 0 | 1398.157 | 88% | 0.80794 | 0.80794 | 1.6049 | 0.1486 | 7.8327 | SBES Direct Install - Non-Lighting | 94.832 | 20.9528 | 102.2532 | 41.9057 | 204.5065 | 1104.335 | 132590.0863 | 164108.4655 | -31518.3792 | 0.80794 | 164108.4655 | 0.80794
Smart thermostats for central air source heat pump | BNI HVAC | ROB/NEW | 11 | N/A | 298 | 0 | N/A | N/A | 108.12 | 113.0398 | 40.0233 | 0 | 153.0631 | 317.2929 | 0 | 317.2929 | 93% | 2.2571 | 2.073 | 0.51971 | 0.047246 | N/A | Smart thermostats for central air source heat pump | 11.975 | 0 | 3.5268 | 0 | 5.2368 | 38.7951 | 3799.5717 | 1683.3798 | 2116.1919 | 2.2571 | 1832.9255 | 2.073
Smart thermostats for electric baseboards | BNI HVAC | ROB/NEW | 11 | N/A | 146 | 0 | N/A | N/A | 154.02 | 55.3819 | 17.2977 | 0 | 72.6796 | 155.4522 | 0 | 155.4522 | 93% | 0.96833 | 2.1389 | 0.50369 | 0.04579 | N/A | Smart thermostats for electric baseboards | 78.2364 | 0 | 11.289 | 0 | 16.7625 | 124.179 | 12162.0297 | 12559.7883 | -397.7587 | 0.96833 | 5686.1943 | 2.1389
Smart thermostats for mini-split heat pumps | BNI HVAC | ROB/NEW | 11 | N/A | 74 | 0 | N/A | N/A | 169.32 | 28.0703 | 2.5769 | 0 | 30.6471 | 78.7909 | 0 | 78.7909 | 93% | 0.49231 | 2.5709 | 0.41905 | 0.038095 | N/A | Smart thermostats for mini-split heat pumps | 8.3825 | 0 | 0.61305 | 0 | 0.91029 | 6.7436 | 660.4625 | 1341.5686 | -681.1062 | 0.49231 | 256.8989 | 2.5709
Solid Door Freezer | BNI Cooking and Laundry | ROB/NEW | 12 | N/A | 2128 | 165 | N/A | N/A | 0 | 443.8139 | 285.9519 | 0 | 729.7658 | 2624.3877 | 0 | 2624.3877 | 93% | 9.1777 | 3.5962 | 0.34699 | 0.028916 | 4.449 | Solid Door Freezer | 2.4656 | 0.40446 | 5.1855 | 0.79336 | 10.1716 | 62.2264 | 6470.7771 | 705.0525 | 5765.7247 | 9.1777 | 1799.3348 | 3.5962
Solid Door Refrigerator | BNI Cooking and Laundry | ROB/NEW | 12 | N/A | 818 | 63 | N/A | N/A | 0 | 258.8915 | 117.9739 | 0 | 376.8653 | 1008.2688 | 0 | 1008.2688 | 93% | 8.5465 | 2.6754 | 0.46616 | 0.038847 | 6.0174 | Solid Door Refrigerator | 11.0953 | 0.69493 | 8.9699 | 1.3631 | 17.5948 | 107.6389 | 11187.0938 | 1308.9613 | 9878.1325 | 8.5465 | 4181.4524 | 2.6754
Standard Capacity Electric Fryer | BNI Cooking and Laundry | ROB/NEW | 12 | N/A | 952 | 148 | N/A | N/A | 269.892 | 1232.8165 | 231.6942 | 0 | 1464.5107 | 1268.4926 | 0 | 1268.4926 | 93% | 2.6279 | 0.86615 | 1.5565 | 0.12971 | 9.9539 | Standard Capacity Electric Fryer | 2.4656 | 0.36279 | 2.3198 | 0.71162 | 4.5505 | 27.8381 | 3127.6373 | 1190.1457 | 1937.4915 | 2.6279 | 3610.9461 | 0.86615
Strip-Curtains for Display Cases | BNI Refrigeration | ROB/NEW | 4 | N/A | 28970.31 | 3307 | N/A | N/A | 78.3972 | 1972.5064 | 1573.9038 | 0 | 3546.4103 | 14906.91 | 0 | 14906.91 | 93% | 9.052 | 4.2034 | 0.12386 | 0.030966 | 1.0787 | Strip-Curtains for Display Cases | 2.4656 | 8.1063 | 70.5952 | 15.9008 | 138.4752 | 282.3808 | 36754.9703 | 4060.4372 | 32694.5331 | 9.052 | 8744.1465 | 4.2034
VFD Milk Vacuum Pump | BNI Process | ROB/NEW | 15 | N/A | 6492.659 | 1818 | N/A | N/A | 6487.6896 | 184.9225 | 1093.2074 | 0 | 1278.1298 | 11518.4995 | 0 | 11518.4995 | 93% | 1.6162 | 9.012 | 0.19919 | 0.013279 | 0.7072 | VFD Milk Vacuum Pump | 2.4656 | 4.4564 | 15.8214 | 8.7414 | 31.0343 | 237.3209 | 28400.3934 | 17571.972 | 10828.4215 | 1.6162 | 3151.3992 | 9.012
Wall Mounted Area Luminaire (1000 lumen) (full and no-cutoff) | BNI Lighting | ROB/NEW | 22.8 | N/A | 153.3 | 34.3 | N/A | N/A | 29.1669 | 36.9845 | 34.5987 | 0 | 71.5832 | 333.9595 | 0 | 333.9595 | 93% | 5.4105 | 4.6653 | 0.47247 | 0.020722 | 2.0993 | Wall Mounted Area Luminaire (1000 lumen) (full and no-cutoff) | 108.4879 | 3.6994 | 16.4368 | 7.2566 | 32.2414 | 374.7587 | 36230.5498 | 6696.295 | 29534.2548 | 5.4105 | 7765.907 | 4.6653
Wall Mounted Area Luminaire (10000 lumen) (full and no-cutoff) | BNI Lighting | ROB/NEW | 22.8 | N/A | 776.3988 | 177.26 | N/A | N/A | 291.669 | 147.938 | 172.3347 | 0 | 320.2727 | 1699.084 | 0 | 1699.084 | 93% | 3.8303 | 5.3051 | 0.41739 | 0.018307 | 1.8175 | Wall Mounted Area Luminaire (10000 lumen) (full and no-cutoff) | 61.6408 | 10.8628 | 47.2985 | 21.3077 | 92.7777 | 1078.4047 | 104732.9454 | 27343.0612 | 77389.8842 | 3.8303 | 19741.8727 | 5.3051
Zero-Energy Doors for Reach-In Coolers | BNI Refrigeration | ROB/NEW | 12 | N/A | 1400.023 | 160 | N/A | N/A | 311.0184 | 295.876 | 194.6046 | 0 | 490.4805 | 1792.0811 | 0 | 1792.0811 | 93% | 3.7038 | 3.6537 | 0.35448 | 0.02954 | 3.0836 | Zero-Energy Doors for Reach-In Coolers | 2.4656 | 0.3922 | 3.4116 | 0.76932 | 6.692 | 40.9391 | 4418.6143 | 1193.0007 | 3225.6136 | 3.7038 | 1209.3451 | 3.6537

## 2025
Affordable Multi-Family Housing | [22 empty] | Affordable Multi-Family Housing Total
Measure Name | Technology Type | Decision Type | Measure Life | Remaining Useful Life | Gross Annual Energy Savings per Unit at Meter (kWh) Pre-RUL | Gross Peak Demand Savings per Unit at Meter (Watts) Pre-RUL | Gross Annual Energy Savings per Unit at Meter (kWh) Post-RUL | Gross Peak Demand Savings per Unit at Meter (Watts) Post-RUL | Gross Per Unit One-Time Incremental Measure Cost ($) | Per Unit Incentive ($) | Per Unit Program Administrative Cost (inclusive of DI costs) ($) | Per Unit Direct Installation Cost ($) | Per Unit DSM Administrator Cost (Incentive + Administrative) ($) | Per Unit Present Value Avoided Cost Benefits ($) | Per Unit Present Value Non-Energy Benefits ($) | Total Per Unit Present Value Benefits ($) | Net-To-Gross Ratio | Net Total Resource Benefit-Cost Ratio (TRC) | Net Program Administrator Benefit-Cost Ratio (PAC) | Net First-Year Unit Cost / kWh at Generator ($/kWh) | Net Lifetime Unit Cost / kWh at Generator ($/kWh) | Net Unit Cost / Watt at Generator ($/W) | Measure Name | Participation (Units) | Total Peak Demand Savings (kW) | Total First Year Energy Savings (MWh) | Total Cumulative Peak Demand Savings (kW) | Total Cumulative First Year Energy Savings (MWh) | Total Lifetime Energy Savings (MWh) | Total Avoided Cost Benefits ($) | TRC Costs ($) | Total TRC Net Resource Benefits ($) | TRC Ratio | PAC Costs ($) | PAC Ratio
Cold Climate Air-Source Ductless Heat Pump (24kBTU/hr) (Multi-Family) | Res HVAC | ROB/NEW | 18 | N/A | 3578.14 | 1296.6025 | N/A | N/A | 7162.1968 | 1789.07 | 1059.3198 | 0 | 2848.3898 | 8776.2805 | 0 | 8776.2805 | 100% | 1.0675 | 3.0811 | 0.72719 | 0.0404 | 1.9158 | Cold Climate Air-Source Ductless Heat Pump (24kBTU/hr) (Multi-Family) | 65 | 96.6345 | 254.6043 | 289.9035 | 763.813 | 4582.8781 | 570458.2313 | 534398.584 | 36059.6473 | 1.0675 | 185145.34 | 3.0811
Cold Climate Air-Source Ductless Heat Pump (48kBTU/hr) (Multi-Family) | Res HVAC | ROB/NEW | 18 | N/A | 6972.26 | 2127.5515 | N/A | N/A | 14324.3937 | 3486.13 | 2018.8104 | 0 | 5504.9404 | 16206.9736 | 0 | 16206.9736 | 100% | 0.99166 | 2.9441 | 0.72125 | 0.04007 | 2.2565 | Cold Climate Air-Source Ductless Heat Pump (48kBTU/hr) (Multi-Family) | 65 | 158.5643 | 496.1146 | 475.6929 | 1488.3439 | 8930.0636 | 1053453.2852 | 1062308.266 | -8854.9809 | 0.99166 | 357821.1279 | 2.9441
Comprehensive Path | Res Other | ROB/NEW | 18.1 | N/A | 38092.86 | 10208 | N/A | N/A | 49539.7644 | 19046.43 | 10883.6458 | 0 | 29930.0758 | 85665.6898 | 0 | 85665.6898 | 100% | 1.4178 | 2.8622 | 0.71775 | 0.039655 | 2.557 | Comprehensive Path | 27 | 316.0213 | 1125.9069 | 948.0639 | 3377.7206 | 20378.9141 | 2312973.6253 | 1631432.075 | 681541.5503 | 1.4178 | 808112.0454 | 2.8622
Heat Pump Water Heater (Electric Resistance) | Res HVAC | RET | 10 | 3.3333 | 790 | 128 | 790 | 128 | 2919.6745 | 395 | 135.6161 | 0 | 530.6161 | 1029.0526 | 0 | 1029.0526 | 100% | 0.33681 | 1.9394 | 0.61357 | 0.061357 | 3.6152 | Heat Pump Water Heater (Electric Resistance) | 2.4091 | 0.35356 | 2.0834 | 1.0607 | 6.2502 | 20.8338 | 2479.0474 | 7360.3726 | -4881.3252 | 0.33681 | 1278.2851 | 1.9394
Heat Pump Water Heater (Heat Pump) | Res HVAC | RET | 10 | 3.3333 | 1312 | 213 | 1312 | 213 | 2919.6745 | 656 | 225.2258 | 0 | 881.2258 | 1709.5694 | 0 | 1709.5694 | 100% | 0.5436 | 1.94 | 0.61357 | 0.061357 | 3.6081 | Heat Pump Water Heater (Heat Pump) | 0.80302 | 0.19612 | 1.1533 | 0.58835 | 3.46 | 11.5333 | 1372.8173 | 2525.4158 | -1152.5985 | 0.5436 | 707.6414 | 1.94
Affordable Single-Family Homes | [22 empty] | Affordable Single-Family Homes Total
Measure Name | Technology Type | Decision Type | Measure Life | Remaining Useful Life | Gross Annual Energy Savings per Unit at Meter (kWh) Pre-RUL | Gross Peak Demand Savings per Unit at Meter (Watts) Pre-RUL | Gross Annual Energy Savings per Unit at Meter (kWh) Post-RUL | Gross Peak Demand Savings per Unit at Meter (Watts) Post-RUL | Gross Per Unit One-Time Incremental Measure Cost ($) | Per Unit Incentive ($) | Per Unit Program Administrative Cost (inclusive of DI costs) ($) | Per Unit Direct Installation Cost ($) | Per Unit DSM Administrator Cost (Incentive + Administrative) ($) | Per Unit Present Value Avoided Cost Benefits ($) | Per Unit Present Value Non-Energy Benefits ($) | Total Per Unit Present Value Benefits ($) | Net-To-Gross Ratio | Net Total Resource Benefit-Cost Ratio (TRC) | Net Program Administrator Benefit-Cost Ratio (PAC) | Net First-Year Unit Cost / kWh at Generator ($/kWh) | Net Lifetime Unit Cost / kWh at Generator ($/kWh) | Net Unit Cost / Watt at Generator ($/W) | Measure Name | Participation (Units) | Total Peak Demand Savings (kW) | Total First Year Energy Savings (MWh) | Total Cumulative Peak Demand Savings (kW) | Total Cumulative First Year Energy Savings (MWh) | Total Lifetime Energy Savings (MWh) | Total Avoided Cost Benefits ($) | TRC Costs ($) | Total TRC Net Resource Benefits ($) | TRC Ratio | PAC Costs ($) | PAC Ratio
Affordable Single-Family Homes | Res HVAC | RET | 20 | 6.6667 | 5015 | 1419.245 | 5015 | 1419.245 | 0 | 0 | 16555.5274 | 11964.6 | 16555.5274 | 12168.43 | 0 | 12168.43 | 100% | 0.73501 | 0.73501 | 3.0156 | 0.15078 | 10.1731 | Affordable Single-Family Homes | 492.8924 | 802.087 | 2705.9402 | 2406.2609 | 8117.8207 | 54118.8044 | 5997726.9439 | 8160094.0241 | -2162367.0801 | 0.73501 | 8160094.0241 | 0.73501
Clothes Dryer replacement (Low Income Only) | Res Other | RET | 5 | 1.6667 | 252 | 34.8 | 252 | 34.8 | 0 | 0 | 1023.7537 | 804.0627 | 1023.7537 | 181.5708 | 0 | 181.5708 | 100% | 0.17736 | 0.17736 | 3.7111 | 0.74222 | 25.6556 | Clothes Dryer replacement (Low Income Only) | 123.5563 | 4.9301 | 34.0848 | 14.7903 | 102.2543 | 170.4239 | 22434.2109 | 126491.2157 | -104057.0048 | 0.17736 | 126491.2157 | 0.17736
Freezer replacement (Low income only) | Res Refrigeration | RET | 4 | 1.3333 | 1358 | 193.062 | 1358 | 193.062 | 0 | 0 | 941.2205 | 668.7795 | 941.2205 | 793.4969 | 0 | 793.4969 | 100% | 0.84305 | 0.84305 | 0.63314 | 0.15829 | 4.2517 | Freezer replacement (Low income only) | 72.312 | 16.0073 | 107.4992 | 48.022 | 322.4976 | 429.9968 | 57379.3463 | 68061.5402 | -10682.1939 | 0.84305 | 68061.5402 | 0.84305
Refrigerator replacement (Low income only) | Res Refrigeration | RET | 5 | 1.6667 | 678 | 97.29 | 678 | 97.29 | 0 | 0 | 1192.6014 | 905.2624 | 1192.6014 | 490.8643 | 0 | 490.8643 | 100% | 0.41159 | 0.41159 | 1.6068 | 0.32137 | 10.6904 | Refrigerator replacement (Low income only) | 21.222 | 2.3674 | 15.7511 | 7.1021 | 47.2533 | 78.7555 | 10417.1226 | 25309.3879 | -14892.2653 | 0.41159 | 25309.3879 | 0.41159
Appliance Retirement | [22 empty] | Appliance Retirement Total
Measure Name | Technology Type | Decision Type | Measure Life | Remaining Useful Life | Gross Annual Energy Savings per Unit at Meter (kWh) Pre-RUL | Gross Peak Demand Savings per Unit at Meter (Watts) Pre-RUL | Gross Annual Energy Savings per Unit at Meter (kWh) Post-RUL | Gross Peak Demand Savings per Unit at Meter (Watts) Post-RUL | Gross Per Unit One-Time Incremental Measure Cost ($) | Per Unit Incentive ($) | Per Unit Program Administrative Cost (inclusive of DI costs) ($) | Per Unit Direct Installation Cost ($) | Per Unit DSM Administrator Cost (Incentive + Administrative) ($) | Per Unit Present Value Avoided Cost Benefits ($) | Per Unit Present Value Non-Energy Benefits ($) | Total Per Unit Present Value Benefits ($) | Net-To-Gross Ratio | Net Total Resource Benefit-Cost Ratio (TRC) | Net Program Administrator Benefit-Cost Ratio (PAC) | Net First-Year Unit Cost / kWh at Generator ($/kWh) | Net Lifetime Unit Cost / kWh at Generator ($/kWh) | Net Unit Cost / Watt at Generator ($/W) | Measure Name | Participation (Units) | Total Peak Demand Savings (kW) | Total First Year Energy Savings (MWh) | Total Cumulative Peak Demand Savings (kW) | Total Cumulative First Year Energy Savings (MWh) | Total Lifetime Energy Savings (MWh) | Total Avoided Cost Benefits ($) | TRC Costs ($) | Total TRC Net Resource Benefits ($) | TRC Ratio | PAC Costs ($) | PAC Ratio
Air Conditioner retirement - Bulk | Res HVAC | RET | 3 | 1 | 257 | 0 | 257 | 0 | 42.2402 | 50.5999 | 39.8869 | 0 | 90.4869 | 52.7983 | 0 | 52.7983 | 53% | 0.84784 | 0.58349 | 0.60686 | 0.20229 | N/A | Air Conditioner retirement - Bulk | 20.5134 | 0 | 3.0587 | 0 | 9.1762 | 9.1762 | 1083.0696 | 1277.4532 | -194.3836 | 0.84784 | 1856.1895 | 0.58349
Air Conditioner retirement - Drop Off | Res HVAC | RET | 3 | 1 | 257 | 0 | 257 | 0 | 40.4418 | 48.8714 | 39.9776 | 0 | 88.849 | 52.7983 | 0 | 52.7983 | 53% | 0.85974 | 0.59425 | 0.59587 | 0.19862 | N/A | Air Conditioner retirement - Drop Off | 13.6756 | 0 | 2.0392 | 0 | 6.1175 | 6.1175 | 722.0464 | 839.8412 | -117.7949 | 0.85974 | 1215.0611 | 0.59425
Air Conditioner retirement | Res HVAC | RET | 3 | 1 | 257 | 0 | 257 | 0 | 51.2441 | 50.5999 | 35.1148 | 0 | 85.7148 | 52.7983 | 0 | 52.7983 | 53% | 0.84784 | 0.61598 | 0.57485 | 0.19162 | N/A | Air Conditioner retirement | 34.1889 | 0 | 5.0979 | 0 | 15.2936 | 15.2936 | 1805.1159 | 2129.0887 | -323.9727 | 0.84784 | 2930.4962 | 0.61598
Freezer retirement - Bulk | Res Refrigeration | RET | 4 | 1.3333 | 896 | 124 | 896 | 124 | 139.2202 | 183.8141 | 180.6627 | 0 | 364.4768 | 250.4814 | 0 | 250.4814 | 48% | 1.0121 | 0.68724 | 0.77416 | 0.19354 | 5.3404 | Freezer retirement - Bulk | 205.1336 | 13.9995 | 96.5787 | 41.9984 | 289.736 | 386.3146 | 51382.1448 | 50768.1746 | 613.9701 | 1.0121 | 74766.4282 | 0.68724
Freezer retirement - Drop Off | Res Refrigeration | RET | 4 | 1.3333 | 896 | 124 | 896 | 124 | 75.8067 | 99.7285 | 164.9158 | 0 | 264.6442 | 250.4814 | 0 | 250.4814 | 48% | 1.2443 | 0.94648 | 0.56211 | 0.14053 | 3.8776 | Freezer retirement - Drop Off | 136.7557 | 9.333 | 64.3858 | 27.9989 | 193.1573 | 257.5431 | 34254.7632 | 27529.3366 | 6725.4265 | 1.2443 | 36191.6168 | 0.94648
Freezer retirement | Res Refrigeration | RET | 4 | 1.3333 | 896 | 124 | 896 | 124 | 175.322 | 218.5141 | 187.161 | 0 | 405.6751 | 250.4814 | 0 | 250.4814 | 48% | 0.92321 | 0.61744 | 0.86166 | 0.21542 | 5.944 | Freezer retirement | 341.8893 | 23.3325 | 160.9644 | 69.9974 | 482.8933 | 643.8577 | 85636.9079 | 92759.8957 | -7122.9877 | 0.92321 | 138695.9719 | 0.61744
Mini freezer retirement - Bulk | Res Refrigeration | RET | 4 | 1.3333 | 266 | 36.7 | 266 | 36.7 | 78.892 | 85.8285 | 68.4935 | 0 | 154.322 | 106.8557 | 0 | 106.8557 | 69% | 0.86925 | 0.69242 | 0.76808 | 0.19202 | 5.3147 | Mini freezer retirement - Bulk | 8.9189 | 0.25896 | 1.792 | 0.77689 | 5.376 | 7.1679 | 953.0299 | 1096.385 | -143.3551 | 0.86925 | 1376.3749 | 0.69242
Mini freezer retirement - Drop Off | Res Refrigeration | RET | 4 | 1.3333 | 266 | 36.7 | 266 | 36.7 | 63.6278 | 71.1571 | 75.7116 | 0 | 146.8687 | 106.8557 | 0 | 106.8557 | 69% | 0.89333 | 0.72756 | 0.73098 | 0.18275 | 5.058 | Mini freezer retirement - Drop Off | 5.9459 | 0.17264 | 1.1947 | 0.51792 | 3.584 | 4.7786 | 635.3532 | 711.218 | -75.8648 | 0.89333 | 873.2669 | 0.72756
Mini freezer retirement | Res Refrigeration | RET | 4 | 1.3333 | 266 | 36.7 | 266 | 36.7 | 96.9503 | 103.1856 | 59.2837 | 0 | 162.4693 | 106.8557 | 0 | 106.8557 | 69% | 0.84685 | 0.6577 | 0.80863 | 0.20216 | 5.5953 | Mini freezer retirement | 14.8648 | 0.4316 | 2.9866 | 1.2948 | 8.9599 | 11.9466 | 1588.3831 | 1875.6263 | -287.2432 | 0.84685 | 2415.0667 | 0.6577
Mini fridge retirement - Bulk | Res Refrigeration | RET | 4 | 1.3333 | 170 | 23.5 | 170 | 23.5 | 78.892 | 85.8285 | 29.7437 | 0 | 115.5722 | 67.317 | 0 | 67.317 | 68% | 0.80725 | 0.58247 | 0.91328 | 0.22832 | 6.3073 | Mini fridge retirement - Bulk | 8.9189 | 0.16342 | 1.1287 | 0.49025 | 3.386 | 4.5146 | 600.3902 | 743.7454 | -143.3551 | 0.80725 | 1030.7715 | 0.58247
Mini fridge retirement - Drop Off | Res Refrigeration | RET | 4 | 1.3333 | 170 | 23.5 | 170 | 23.5 | 63.6278 | 71.1571 | 37.3758 | 0 | 108.5329 | 67.317 | 0 | 67.317 | 68% | 0.83476 | 0.62025 | 0.85765 | 0.21441 | 5.9231 | Mini fridge retirement - Drop Off | 5.9459 | 0.10894 | 0.75244 | 0.32683 | 2.2573 | 3.0098 | 400.2602 | 479.4936 | -79.2335 | 0.83476 | 645.3257 | 0.62025
Mini fridge retirement | Res Refrigeration | RET | 4 | 1.3333 | 170 | 23.5 | 170 | 23.5 | 96.9503 | 103.1856 | 20.7145 | 0 | 123.9002 | 67.317 | 0 | 67.317 | 68% | 0.77697 | 0.54332 | 0.97909 | 0.24477 | 6.7618 | Mini fridge retirement | 29.7295 | 0.54472 | 3.7622 | 1.0894 | 7.5244 | 15.0488 | 2001.3008 | 2575.7871 | -574.4863 | 0.77697 | 3683.4907 | 0.54332
Refrigerator retirement - Bulk | Res Refrigeration | RET | 4 | 1.3333 | 670 | 92.5 | 670 | 92.5 | 139.2202 | 183.8141 | 164.2426 | 0 | 348.0567 | 222.3567 | 0 | 222.3567 | 57% | 0.9128 | 0.63885 | 0.83255 | 0.20814 | 5.757 | Refrigerator retirement - Bulk | 310 | 18.7409 | 129.6004 | 56.2227 | 388.8013 | 518.4018 | 68930.592 | 75515.4001 | -6584.8081 | 0.9128 | 107897.5638 | 0.63885
Refrigerator retirement - Drop Off | Res Refrigeration | RET | 4 | 1.3333 | 670 | 92.5 | 670 | 92.5 | 75.8067 | 99.7285 | 148.4957 | 0 | 248.2241 | 222.3567 | 0 | 222.3567 | 57% | 1.1599 | 0.89579 | 0.59375 | 0.14844 | 4.1058 | Refrigerator retirement - Drop Off | 200 | 12.0909 | 83.6132 | 36.2727 | 250.8396 | 334.4527 | 44471.3497 | 38341.0974 | 6130.2522 | 1.1599 | 49644.8286 | 0.89579
Refrigerator retirement | Res Refrigeration | RET | 4 | 1.3333 | 670 | 92.5 | 670 | 92.5 | 175.322 | 218.5141 | 163.3448 | 0 | 381.8588 | 222.3567 | 0 | 222.3567 | 57% | 0.84457 | 0.5823 | 0.9134 | 0.22835 | 6.3162 | Refrigerator retirement | 1651 | 99.8104 | 690.2269 | 299.4311 | 2070.6806 | 2760.9074 | 367110.9915 | 434672.4977 | -67561.5061 | 0.84457 | 630448.9146 | 0.5823
Business Energy Rebates | [22 empty] | Business Energy Rebates Total
Measure Name | Technology Type | Decision Type | Measure Life | Remaining Useful Life | Gross Annual Energy Savings per Unit at Meter (kWh) Pre-RUL | Gross Peak Demand Savings per Unit at Meter (Watts) Pre-RUL | Gross Annual Energy Savings per Unit at Meter (kWh) Post-RUL | Gross Peak Demand Savings per Unit at Meter (Watts) Post-RUL | Gross Per Unit One-Time Incremental Measure Cost ($) | Per Unit Incentive ($) | Per Unit Program Administrative Cost (inclusive of DI costs) ($) | Per Unit Direct Installation Cost ($) | Per Unit DSM Administrator Cost (Incentive + Administrative) ($) | Per Unit Present Value Avoided Cost Benefits ($) | Per Unit Present Value Non-Energy Benefits ($) | Total Per Unit Present Value Benefits ($) | Net-To-Gross Ratio | Net Total Resource Benefit-Cost Ratio (TRC) | Net Program Administrator Benefit-Cost Ratio (PAC) | Net First-Year Unit Cost / kWh at Generator ($/kWh) | Net Lifetime Unit Cost / kWh at Generator ($/kWh) | Net Unit Cost / Watt at Generator ($/W) | Measure Name | Participation (Units) | Total Peak Demand Savings (kW) | Total First Year Energy Savings (MWh) | Total Cumulative Peak Demand Savings (kW) | Total Cumulative First Year Energy Savings (MWh) | Total Lifetime Energy Savings (MWh) | Total Avoided Cost Benefits ($) | TRC Costs ($) | Total TRC Net Resource Benefits ($) | TRC Ratio | PAC Costs ($) | PAC Ratio
1/2 Size Hot Food Holding Cabinet | BNI Cooking and Laundry | ROB/NEW | 12 | N/A | 1730 | 215 | N/A | N/A | 499.4544 | 237.795 | 54.9497 | 0 | 292.7447 | 1725.1984 | 0 | 1725.1984 | 71% | 4.2123 | 5.8932 | 0.22427 | 0.018689 | 1.7941 | 1/2 Size Hot Food Holding Cabinet | 2.8414 | 0.46367 | 3.709 | 1.3189 | 10.5499 | 44.5076 | 4902.0372 | 1163.7443 | 3738.2929 | 4.2123 | 831.8147 | 5.8932
Air-Entraining Air Nozzle | BNI Process | ROB/NEW | 15 | N/A | 13582.8 | 130 | N/A | N/A | 46.524 | 132.1083 | 350.6399 | 0 | 482.7482 | 13928.4375 | 0 | 13928.4375 | 71% | 36.303 | 28.8524 | 0.047105 | 0.0031403 | 4.8929 | Air-Entraining Air Nozzle | 2.8414 | 0.28036 | 29.1203 | 0.79747 | 82.831 | 436.8045 | 39576.7337 | 1090.1785 | 38486.5552 | 36.303 | 1371.6972 | 28.8524
Case Lighting for Sign Retrofits | BNI Lighting | ROB/NEW | 11.6 | N/A | 2815.56 | 639 | N/A | N/A | 750.6746 | 330.2708 | 106.4373 | 0 | 436.7081 | 3616.4105 | 0 | 3616.4105 | 85% | 4.8574 | 8.2811 | 0.17171 | 0.014803 | 0.75217 | Case Lighting for Sign Retrofits | 1466.1799 | 851.3041 | 3728.9078 | 2421.4858 | 10606.6646 | 43255.3303 | 5302308.2311 | 1091586.6 | 4210721.6311 | 4.8574 | 640292.6388 | 8.2811
Circulation Fan (Agriculture) (24 inches) | BNI Process | ROB/NEW | 15 | N/A | 45.4124 | 16.1956 | N/A | N/A | 207.5598 | 46.2379 | 2.4053 | 0 | 48.6432 | 66.7405 | 0 | 66.7405 | 71% | 0.44561 | 1.372 | 1.4196 | 0.094643 | 3.9574 | Circulation Fan (Agriculture) (24 inches) | 8.4781 | 0.10422 | 0.2905 | 0.29644 | 0.82631 | 4.3575 | 565.8348 | 1269.7932 | -703.9584 | 0.44561 | 412.4036 | 1.372
Cold Climate Air-Source Central Heat Pump (24kBTU/hr) (Commercial) | BNI HVAC | ROB/NEW | 18 | N/A | 9045.1083 | 3511 | N/A | N/A | 7162.1968 | 1585.3 | 484.9285 | 0 | 2070.2285 | 16306.5249 | 0 | 16306.5249 | 75% | 2.7843 | 7.8767 | 0.28717 | 0.015954 | 0.73548 | Cold Climate Air-Source Central Heat Pump (24kBTU/hr) (Commercial) | 13.8418 | 38.964 | 99.7883 | 110.831 | 283.8422 | 1796.1901 | 225712.4429 | 81065.8378 | 144646.6051 | 2.7843 | 28655.7883 | 7.8767
Cold Climate Air-Source Central Heat Pump (48kBTU/hr) (Commercial) | BNI HVAC | ROB/NEW | 18 | N/A | 18090.2166 | 7022 | N/A | N/A | 14324.3937 | 3170.5999 | 969.857 | 0 | 4140.4569 | 32613.0499 | 0 | 32613.0499 | 75% | 2.7843 | 7.8767 | 0.28717 | 0.015954 | 0.73548 | Cold Climate Air-Source Central Heat Pump (48kBTU/hr) (Commercial) | 13.8418 | 77.9281 | 199.5767 | 221.6619 | 567.6844 | 3592.3802 | 451424.8858 | 162131.6755 | 289293.2103 | 2.7843 | 57311.5766 | 7.8767
Cold Climate Air-Source Ductless Heat Pump (24kBTU/hr) (Commercial) | BNI HVAC | ROB/NEW | 18 | N/A | 9688.757 | 3510.8929 | N/A | N/A | 7162.1968 | 1056.8666 | 476.4102 | 0 | 1533.2768 | 17075.1634 | 0 | 17075.1634 | 75% | 2.9198 | 11.1364 | 0.19856 | 0.011031 | 0.54474 | Cold Climate Air-Source Ductless Heat Pump (24kBTU/hr) (Commercial) | 55.3674 | 155.8514 | 427.5571 | 443.3103 | 1216.1616 | 7696.0271 | 945407.2811 | 323791.7127 | 621615.5684 | 2.9198 | 84893.5394 | 11.1364
Cold Climate Air-Source Ductless Heat Pump (24kBTU/hr) (Multi-Family) | BNI HVAC | ROB/NEW | 18 | N/A | 9688.757 | 3510.8929 | N/A | N/A | 7162.1968 | 1056.8666 | 476.4102 | 0 | 1533.2768 | 17075.1634 | 0 | 17075.1634 | 75% | 2.9198 | 11.1364 | 0.19856 | 0.011031 | 0.54474 | Cold Climate Air-Source Ductless Heat Pump (24kBTU/hr) (Multi-Family) | 48.4465 | 136.3699 | 374.1124 | 387.8965 | 1064.1414 | 6734.0237 | 827231.371 | 283317.7486 | 543913.6223 | 2.9198 | 74281.8469 | 11.1364
Cold Climate Air-Source Ductless Heat Pump (48kBTU/hr) (Commercial) | BNI HVAC | ROB/NEW | 18 | N/A | 20911.358 | 6381 | N/A | N/A | 14324.3937 | 2113.7333 | 973.252 | 0 | 3086.9853 | 34978.1594 | 0 | 34978.1594 | 75% | 2.9854 | 11.3308 | 0.18522 | 0.01029 | 0.60343 | Cold Climate Air-Source Ductless Heat Pump (48kBTU/hr) (Commercial) | 55.3674 | 283.2577 | 922.8014 | 805.7104 | 2624.8558 | 16610.4256 | 1936649.4944 | 648714.677 | 1287934.8174 | 2.9854 | 170918.3303 | 11.3308
Cold Climate Air-Source Ductless Heat Pump (48kBTU/hr) (Multi-Family) | BNI HVAC | ROB/NEW | 18 | N/A | 20911.358 | 6381 | N/A | N/A | 14324.3937 | 2113.7333 | 973.252 | 0 | 3086.9853 | 34978.1594 | 0 | 34978.1594 | 75% | 2.9854 | 11.3308 | 0.18522 | 0.01029 | 0.60343 | Cold Climate Air-Source Ductless Heat Pump (48kBTU/hr) (Multi-Family) | 48.4465 | 247.8505 | 807.4512 | 704.9966 | 2296.7488 | 14534.1224 | 1694568.3076 | 567625.3424 | 1126942.9652 | 2.9854 | 149553.539 | 11.3308
Cold Climate Air-Source Multi-Zone Heat Pump (24kBTU/hr) (Commercial) | BNI HVAC | ROB/NEW | 18 | N/A | 9688.757 | 3323.2116 | N/A | N/A | 7162.1968 | 1056.8666 | 469.1504 | 0 | 1526.0171 | 16781.0209 | 0 | 16781.0209 | 75% | 2.8731 | 10.9966 | 0.19761 | 0.010979 | 0.57277 | Cold Climate Air-Source Multi-Zone Heat Pump (24kBTU/hr) (Commercial) | 16.6102 | 44.256 | 128.2671 | 125.8837 | 364.8485 | 2308.8081 | 278736.4135 | 97016.9282 | 181719.4854 | 2.8731 | 25347.4761 | 10.9966
Cold Climate Air-Source Multi-Zone Heat Pump (24kBTU/hr) (Multi-Family) | BNI HVAC | ROB/NEW | 18 | N/A | 9688.757 | 3510.8929 | N/A | N/A | 7162.1968 | 1056.8666 | 476.4102 | 0 | 1533.2768 | 17075.1634 | 0 | 17075.1634 | 75% | 2.9198 | 11.1364 | 0.19856 | 0.011031 | 0.54474 | Cold Climate Air-Source Multi-Zone Heat Pump (24kBTU/hr) (Multi-Family) | 16.6102 | 46.7554 | 128.2671 | 132.9931 | 364.8485 | 2308.8081 | 283622.1843 | 97137.5138 | 186484.6705 | 2.9198 | 25468.0618 | 11.1364
Cold Climate Air-Source Multi-Zone Heat Pump (48kBTU/hr) (Commercial) | BNI HVAC | ROB/NEW | 18 | N/A | 20911.358 | 6380.5662 | N/A | N/A | 14324.3937 | 2113.7333 | 973.2353 | 0 | 3086.9686 | 34977.4795 | 0 | 34977.4795 | 75% | 2.9853 | 11.3307 | 0.18522 | 0.01029 | 0.60347 | Cold Climate Air-Source Multi-Zone Heat Pump (48kBTU/hr) (Commercial) | 16.6102 | 84.9715 | 276.8404 | 241.6967 | 787.4567 | 4983.1277 | 580983.555 | 194614.1244 | 386369.4306 | 2.9853 | 51275.2204 | 11.3307
Cold Climate Air-Source Multi-Zone Heat Pump (48kBTU/hr) (Multi-Family) | BNI HVAC | ROB/NEW | 18 | N/A | 20911.358 | 6381 | N/A | N/A | 14324.3937 | 2113.7333 | 973.252 | 0 | 3086.9853 | 34978.1594 | 0 | 34978.1594 | 75% | 2.9854 | 11.3308 | 0.18522 | 0.01029 | 0.60343 | Cold Climate Air-Source Multi-Zone Heat Pump (48kBTU/hr) (Multi-Family) | 16.6102 | 84.9773 | 276.8404 | 241.7131 | 787.4567 | 4983.1277 | 580994.8483 | 194614.4031 | 386380.4452 | 2.9854 | 51275.4991 | 11.3308
Cold Climate Air-Source Single Package Heat Pump (24kBTU/hr) (Commercial) | BNI HVAC | ROB/NEW | 18 | N/A | 7569.6226 | 3089.5858 | N/A | N/A | 7162.1968 | 1321.0833 | 411.3855 | 0 | 1732.4688 | 13883.6719 | 0 | 13883.6719 | 75% | 2.4008 | 8.0138 | 0.28716 | 0.015953 | 0.69944 | Cold Climate Air-Source Single Package Heat Pump (24kBTU/hr) (Commercial) | 13.8418 | 34.2873 | 83.5103 | 97.5283 | 237.5404 | 1503.1861 | 192175.6785 | 80047.8672 | 112127.8113 | 2.4008 | 23980.5708 | 8.0138
Cold Climate Air-Source Single Package Heat Pump (48kBTU/hr) (Commercial) | BNI HVAC | ROB/NEW | 18 | N/A | 15139.2453 | 6179.1716 | N/A | N/A | 14324.3937 | 2642.1666 | 822.7711 | 0 | 3464.9377 | 27767.3437 | 0 | 27767.3437 | 75% | 2.4008 | 8.0138 | 0.28716 | 0.015953 | 0.69944 | Cold Climate Air-Source Single Package Heat Pump (48kBTU/hr) (Commercial) | 13.8418 | 68.5746 | 167.0207 | 195.0565 | 475.0808 | 3006.3723 | 384351.357 | 160095.7344 | 224255.6226 | 2.4008 | 47961.1416 | 8.0138
Cycling Refrigerated Air Dryer - 50 CFM | BNI Process | ROB/NEW | 10 | N/A | 585.86 | 110 | N/A | N/A | 720.9972 | 66.0542 | 16.6599 | 0 | 82.7141 | 535.7871 | 0 | 535.7871 | 71% | 1.0137 | 6.4776 | 0.18712 | 0.018712 | 0.99077 | Cycling Refrigerated Air Dryer - 50 CFM | 2.8414 | 0.23723 | 1.256 | 0.67478 | 3.5727 | 12.5603 | 1522.4035 | 1501.8907 | 20.5128 | 1.0137 | 235.0265 | 6.4776
Dairy Scroll Compressor | BNI Process | ROB/NEW | 15 | N/A | 23623.923 | 6796 | N/A | N/A | 1066.6498 | 990.8125 | 856.979 | 0 | 1847.7915 | 32633.8964 | 0 | 32633.8964 | 71% | 20.2155 | 17.661 | 0.10367 | 0.006911 | 0.35825 | Dairy Scroll Compressor | 6.9209 | 35.6988 | 123.3631 | 101.5432 | 350.8992 | 1850.4459 | 225856.7204 | 11172.4501 | 214684.2703 | 20.2155 | 12788.4244 | 17.661
Daylighting Controls - Ceiling Mounted | BNI Lighting | ROB/NEW | 10 | N/A | 436.149 | 95.97 | N/A | N/A | 154.7289 | 39.6325 | 14.2125 | 0 | 53.845 | 492.3164 | 0 | 492.3164 | 85% | 3.3782 | 9.1432 | 0.13667 | 0.013667 | 0.6175 | Daylighting Controls - Ceiling Mounted | 27.6837 | 2.4141 | 10.9066 | 6.8668 | 31.0231 | 109.0658 | 13629.1389 | 4034.4037 | 9594.7353 | 3.3782 | 1490.6297 | 9.1432
Daylighting Controls - Switch-Mounted | BNI Lighting | ROB/NEW | 10 | N/A | 90.9682 | 20.0166 | N/A | N/A | 154.7289 | 13.2108 | 0.68723 | 0 | 13.8981 | 102.6831 | 0 | 102.6831 | 85% | 0.77669 | 7.3883 | 0.16914 | 0.016914 | 0.76417 | Daylighting Controls - Switch-Mounted | 2.8414 | 0.05168 | 0.23348 | 0.147 | 0.66413 | 2.3348 | 291.7674 | 375.6569 | -83.8895 | 0.77669 | 39.4904 | 7.3883
Door Heater Controls | BNI Refrigeration | ROB/NEW | 12 | N/A | 5170.5024 | 590.24 | N/A | N/A | 1751.9569 | 105.6867 | 131.4043 | 0 | 237.091 | 5101.3542 | 0 | 5101.3542 | 71% | 3.7093 | 21.5164 | 0.060773 | 0.0050644 | 0.52926 | Door Heater Controls | 89.972 | 40.3062 | 351.0017 | 114.6487 | 998.4042 | 4212.0203 | 458979.1088 | 123737.9444 | 335241.1644 | 3.7093 | 21331.5513 | 21.5164
Double Heat Pad (Agriculture) | BNI Process | ROB/NEW | 10 | N/A | 1311 | 190 | N/A | N/A | 327.726 | 158.53 | 36.6217 | 0 | 195.1517 | 1149.6673 | 0 | 1149.6673 | 71% | 4.269 | 5.8911 | 0.19729 | 0.019729 | 1.3533 | Double Heat Pad (Agriculture) | 2.8414 | 0.40976 | 2.8107 | 1.1655 | 7.9948 | 28.1067 | 3266.7036 | 765.2184 | 2501.4852 | 4.269 | 554.5105 | 5.8911
Dual Enthalpy Economizer Controls | BNI HVAC | RET | 10 | 3.3333 | 3221.359 | 726 | 2577 | 580 | 1315.9291 | 330.2708 | 86.8415 | 0 | 417.1123 | 2822.4478 | 0 | 2822.4478 | 75% | 2.6285 | 6.7666 | 0.16246 | 0.018746 | 0.71664 | Dual Enthalpy Economizer Controls | 2.8414 | 1.6539 | 7.2954 | 4.7045 | 20.7513 | 63.2254 | 8019.7988 | 3051.0986 | 4968.7002 | 2.6285 | 1185.1971 | 6.7666
EC Motor for Refrigeration Applications - Large | BNI Refrigeration | RET | 15 | 5 | 1708.2 | 119.6 | 1047.696 | 119.6 | 382.256 | 237.795 | 49.4464 | 0 | 287.2414 | 1502.2214 | 0 | 1502.2214 | 71% | 4.682 | 5.2298 | 0.22286 | 0.020018 | 3.1645 | EC Motor for Refrigeration Applications - Large | 62.2883 | 5.6542 | 80.2813 | 16.0831 | 228.3555 | 893.7984 | 93570.8446 | 19985.0909 | 73585.7537 | 4.682 | 17891.7837 | 5.2298
EC Motor for Refrigeration Applications - Small | BNI Refrigeration | RET | 15 | 5 | 342 | 341.64 | 341.64 | 39 | 185.9874 | 79.265 | 17.0793 | 0 | 96.3443 | 524.936 | 0 | 524.936 | 71% | 3.52 | 5.4485 | 0.37336 | 0.024908 | 0.37157 | EC Motor for Refrigeration Applications - Small | 463.7019 | 120.2385 | 119.6559 | 342.0116 | 340.3543 | 1793.5786 | 243413.821 | 69152.0393 | 174261.7817 | 3.52 | 44675.0384 | 5.4485
Electric Combination Oven | BNI Cooking and Laundry | ROB/NEW | 12 | N/A | 6368 | 1454 | N/A | N/A | 2191.8315 | 1321.0833 | 242.5776 | 0 | 1563.661 | 7044.0806 | 0 | 7044.0806 | 71% | 3.916 | 4.5049 | 0.32544 | 0.02712 | 1.417 | Electric Combination Oven | 12.5023 | 13.7972 | 60.0706 | 34.0328 | 148.173 | 720.8478 | 88067.2715 | 22488.8782 | 65578.3933 | 3.916 | 19549.3723 | 4.5049
Electric Combination Oven with Gas | BNI Cooking and Laundry | RET | 12 | 4 | 18282 | 2838 | 18282 | 2838 | 15438.2979 | 2642.1666 | 602.0362 | 0 | 3244.2029 | 18823.8282 | 0 | 18823.8282 | 71% | 1.6279 | 5.8023 | 0.23519 | 0.019599 | 1.5062 | Electric Combination Oven with Gas | 5.6829 | 12.241 | 78.3899 | 34.8188 | 222.9757 | 940.6792 | 106973.3251 | 65712.2935 | 41261.0316 | 1.6279 | 18436.3756 | 5.8023
Electric Convection Oven | BNI Cooking and Laundry | ROB/NEW | 12 | N/A | 1937 | 301 | N/A | N/A | 1310.904 | 528.4333 | 76.7211 | 0 | 605.1544 | 1994.7324 | 0 | 1994.7324 | 71% | 1.98 | 3.2962 | 0.41406 | 0.034505 | 2.649 | Electric Convection Oven | 12.5023 | 2.8562 | 18.2721 | 7.0453 | 45.0708 | 219.2654 | 24938.7609 | 12595.6126 | 12343.1483 | 1.98 | 7565.8272 | 3.2962
Electric Fryer Replacement with Gas | BNI Cooking and Laundry | RET | 12 | 4 | 17439 | 2707 | 18189 | 2824 | 2005.854 | 660.5417 | 489.0958 | 0 | 1149.6374 | 18424.4788 | 0 | 18424.4788 | 71% | 9.6299 | 16.0263 | 0.087372 | 0.007078 | 0.55957 | Electric Fryer Replacement with Gas | 2.8414 | 5.838 | 37.3876 | 16.6058 | 106.347 | 461.5152 | 52351.9377 | 5436.3794 | 46915.5583 | 9.6299 | 3266.6187 | 16.0263
Electric Griddle Replacement with Gas | BNI Cooking and Laundry | RET | 12 | 4 | 15815 | 2455 | 15815 | 2455 | 4352.2013 | 2642.1666 | 539.3428 | 0 | 3181.5094 | 16283.6753 | 0 | 16283.6753 | 71% | 4.4866 | 5.1182 | 0.26662 | 0.022218 | 1.7075 | Electric Griddle Replacement with Gas | 2.8414 | 5.2945 | 33.9059 | 15.0599 | 96.4435 | 406.8713 | 46268.9861 | 10312.7161 | 35956.2701 | 4.4866 | 9040.0484 | 5.1182
Electric Steam Cooker | BNI Cooking and Laundry | ROB/NEW | 12 | N/A | 9967 | 1547 | N/A | N/A | 3264.151 | 1188.975 | 315.1308 | 0 | 1504.1057 | 10262.1601 | 0 | 10262.1601 | 71% | 3.898 | 6.8228 | 0.20001 | 0.016667 | 1.2811 | Electric Steam Cooker | 6.2512 | 7.3398 | 47.0104 | 18.1048 | 115.9579 | 564.1245 | 64150.348 | 16457.2765 | 47693.0715 | 3.898 | 9402.3973 | 6.8228
Electric Steam Cooker Replacement with Gas | BNI Cooking and Laundry | RET | 12 | 4 | 17599 | 2732 | 17599 | 2732 | 11949.9096 | 2377.95 | 570.9356 | 0 | 2948.8856 | 18120.6124 | 0 | 18120.6124 | 71% | 2.0011 | 6.1449 | 0.22208 | 0.018506 | 1.4222 | Electric Steam Cooker Replacement with Gas | 2.8414 | 5.8919 | 37.7307 | 16.7591 | 107.3227 | 452.7681 | 51488.5214 | 25730.2388 | 25758.2826 | 2.0011 | 8379.0633 | 6.1449
Electric to Natural Gas - Water Heater (60 gal) | BNI Domestic Hot Water (DHW) | ROB/NEW | 15 | N/A | 10793.8041 | 2957.5012 | N/A | N/A | 1934.4573 | 924.7583 | 411.4486 | 0 | 1336.2069 | 14721.5592 | 0 | 14721.5592 | 71% | 8.2478 | 11.0174 | 0.16407 | 0.010938 | 0.5953 | Electric to Natural Gas - Water Heater (60 gal) | 2.8414 | 6.3782 | 23.1409 | 18.1424 | 65.8231 | 347.1142 | 41830.3365 | 5071.7131 | 36758.6234 | 8.2478 | 3796.7436 | 11.0174
Electric to Natural Gas - Water Heater (80 gal) | BNI Domestic Hot Water (DHW) | ROB/NEW | 15 | N/A | 15058.023 | 4125.8975 | N/A | N/A | 1934.4573 | 1056.8666 | 561.8637 | 0 | 1618.7303 | 20537.4848 | 0 | 20537.4848 | 71% | 10.6119 | 12.6874 | 0.14247 | 0.0094983 | 0.51694 | Electric to Natural Gas - Water Heater (80 gal) | 2.8414 | 8.898 | 32.283 | 25.3098 | 91.8273 | 484.2457 | 58355.9043 | 5499.1076 | 52856.7967 | 10.6119 | 4599.5151 | 12.6874
ENERGY STAR Electric Griddle | BNI Cooking and Laundry | ROB/NEW | 12 | N/A | 1909 | 296.3744 | N/A | N/A | 0 | 594.4875 | 79.4385 | 0 | 673.9259 | 1965.6105 | 0 | 1965.6105 | 71% | 24.7438 | 2.9167 | 0.46788 | 0.03899 | 2.9961 | ENERGY STAR Electric Griddle | 2.8414 | 0.63917 | 4.0927 | 1.8181 | 11.6415 | 49.1127 | 5585.1521 | 225.7191 | 5359.433 | 24.7438 | 1914.916 | 2.9167
ENERGY STAR Pool Pump | BNI Process | RET | 10 | 5 | 2078 | 0 | 3847 | 0 | 405.929 | 462.3792 | 76.2265 | 0 | 538.6057 | 2113.9172 | 0 | 2113.9172 | 71% | 5.8005 | 3.9248 | 0.34352 | 0.024096 | N/A | ENERGY STAR Pool Pump | 2.8414 | 0 | 4.455 | 0 | 12.6721 | 63.5133 | 6006.556 | 1035.5212 | 4971.0348 | 5.8005 | 1530.4124 | 3.9248
ENERGY STAR Uninteruptible Power Supplies (UPS) | BNI Process | ROB/NEW | 10 | N/A | 142.364 | 54 | N/A | N/A | 44217 | 1321.0833 | 68.7228 | 0 | 1389.8061 | 154.1307 | 0 | 154.1307 | 71% | 0.0048988 | 0.1109 | 12.9385 | 1.2939 | 33.9114 | ENERGY STAR Uninteruptible Power Supplies (UPS) | 2.8414 | 0.11646 | 0.30522 | 0.33126 | 0.86817 | 3.0522 | 437.9521 | 89399.4442 | -88961.4921 | 0.0048988 | 3949.042 | 0.1109
ENERGY STAR Washing Machine | BNI Cooking and Laundry | ROB/NEW | 11 | N/A | 938.571 | 243 | N/A | N/A | 162.5521 | 330.2708 | 41.6406 | 0 | 371.9114 | 991.0408 | 0 | 991.0408 | 71% | 6.3102 | 2.6647 | 0.52517 | 0.047743 | 2.0166 | ENERGY STAR Washing Machine | 8.5243 | 1.5722 | 6.0366 | 4.472 | 17.1709 | 66.403 | 8447.9306 | 1338.7633 | 7109.1673 | 6.3102 | 3170.2848 | 2.6647
Evaporator Fan Motor Controls | BNI Refrigeration | ROB/NEW | 10 | N/A | 3339.75 | 302 | N/A | N/A | 1707.5253 | 660.5417 | 102.7031 | 0 | 763.2447 | 2769.0005 | 0 | 2769.0005 | 71% | 2.1056 | 3.6279 | 0.30289 | 0.030289 | 3.33 | Evaporator Fan Motor Controls | 2.8414 | 0.6513 | 7.1601 | 1.8526 | 20.3666 | 71.6012 | 7867.9317 | 3736.6162 | 4131.3154 | 2.1056 | 2168.7093 | 3.6279
Flood Luminaire (10000 lumen) | BNI Lighting | ROB/NEW | 17 | N/A | 874.9488 | 195.7648 | N/A | N/A | 291.414 | 92.4758 | 34.4281 | 0 | 126.9039 | 1200.0118 | 0 | 1200.0118 | 69% | 5.0955 | 9.4561 | 0.1978 | 0.011635 | 0.87889 | Flood Luminaire (10000 lumen) | 1684.5529 | 243.2462 | 1080.7545 | 691.8999 | 3074.1444 | 18372.8273 | 2021483.419 | 396718.4567 | 1624764.9623 | 5.0955 | 213776.3454 | 9.4561
Flood Luminaire (25000 lumen) | BNI Lighting | ROB/NEW | 17 | N/A | 1541.322 | 344.862 | N/A | N/A | 368.3495 | 198.1625 | 62.483 | 0 | 260.6455 | 2113.9575 | 0 | 2113.9575 | 69% | 6.6761 | 8.1105 | 0.23062 | 0.013566 | 1.0247 | Flood Luminaire (25000 lumen) | 946.7824 | 240.8365 | 1070.0482 | 685.0457 | 3043.6907 | 18190.8191 | 2001457.8314 | 299793.0729 | 1701664.7585 | 6.6761 | 246774.5547 | 8.1105
Flood Luminaire (4000 lumen) | BNI Lighting | ROB/NEW | 17 | N/A | 249.222 | 55.762 | N/A | N/A | 368.3495 | 39.6325 | 10.498 | 0 | 50.1305 | 341.8135 | 0 | 341.8135 | 69% | 1.2915 | 6.8185 | 0.27432 | 0.016136 | 1.2189 | Flood Luminaire (4000 lumen) | 1522.6033 | 62.6256 | 278.2486 | 178.1349 | 791.4621 | 4730.2254 | 520446.4223 | 402970.8288 | 117475.5935 | 1.2915 | 76328.8326 | 6.8185
Flood Luminaire (48000 lumen) | BNI Lighting | ROB/NEW | 17.1 | N/A | 2728.1268 | 622.86 | N/A | N/A | 1835.6589 | 330.2708 | 110.2917 | 0 | 440.5625 | 3772.5806 | 0 | 3772.5806 | 69% | 2.7399 | 8.5631 | 0.22023 | 0.012879 | 0.95899 | Flood Luminaire (48000 lumen) | 239.464 | 110.0164 | 479.032 | 312.9353 | 1362.579 | 8191.4469 | 903397.1386 | 329717.0688 | 573680.0698 | 2.7399 | 105498.8576 | 8.5631
Flood Luminaire (60000 lumen) | BNI Lighting | ROB/NEW | 17.1 | N/A | 4548.9366 | 1038.57 | N/A | N/A | 1869.6987 | 528.4333 | 182.7444 | 0 | 711.1777 | 6290.481 | 0 | 6290.481 | 69% | 4.271 | 8.8452 | 0.21321 | 0.012468 | 0.9284 | Flood Luminaire (60000 lumen) | 56.7516 | 43.4751 | 189.2987 | 123.6624 | 538.4493 | 3237.0075 | 356994.7228 | 83585.7948 | 273408.928 | 4.271 | 40360.4583 | 8.8452
Flood Luminaire (800 lumen) | BNI Lighting | ROB/NEW | 17 | N/A | 128.6844 | 28.7924 | N/A | N/A | 368.3495 | 26.4217 | 1.3745 | 0 | 27.7961 | 176.4935 | 0 | 176.4935 | 69% | 0.69068 | 6.3496 | 0.29458 | 0.017328 | 1.3089 | Flood Luminaire (800 lumen) | 4.1526 | 0.08819 | 0.39183 | 0.25085 | 1.1145 | 6.6612 | 732.899 | 1061.1254 | -328.2264 | 0.69068 | 115.4249 | 6.3496
Four Pin Replacement Lamps for CFLs | BNI Lighting | ROB/NEW | 12 | N/A | 27.3583 | 5.9118 | N/A | N/A | 22.5475 | 6.6054 | 1.2274 | 0 | 7.8329 | 35.8104 | 0 | 35.8104 | 85% | 1.756 | 4.5718 | 0.31696 | 0.026413 | 1.4582 | Four Pin Replacement Lamps for CFLs | 1661.0218 | 8.9225 | 41.0482 | 25.3796 | 116.7593 | 492.5787 | 59481.8452 | 33872.9951 | 25608.85 | 1.756 | 13010.5616 | 4.5718
Full-Size Hot Food Holding Cabinet | BNI Cooking and Laundry | ROB/NEW | 12 | N/A | 4832 | 87 | N/A | N/A | 1210.5886 | 792.65 | 146.8914 | 0 | 939.5414 | 4280.9365 | 0 | 4280.9365 | 71% | 4.2537 | 4.5564 | 0.2577 | 0.021475 | 14.2293 | Full-Size Hot Food Holding Cabinet | 2.8414 | 0.18763 | 10.3594 | 0.53369 | 29.4666 | 124.3125 | 12163.998 | 2859.6456 | 9304.3524 | 4.2537 | 2669.6447 | 4.5564
Glass Door Freezer (compact - 12 cu ft) | BNI Cooking and Laundry | ROB/NEW | 12 | N/A | 1741 | 135 | N/A | N/A | 0 | 317.06 | 57.2412 | 0 | 374.3012 | 1650.9752 | 0 | 1650.9752 | 71% | 28.8424 | 4.4108 | 0.28494 | 0.023745 | 3.6532 | Glass Door Freezer (compact - 12 cu ft) | 5.5367 | 0.56731 | 7.2731 | 1.6137 | 20.688 | 87.2777 | 9141.0193 | 316.9294 | 8824.0899 | 28.8424 | 2072.4079 | 4.4108
Glass Door Freezer (full size - 38 cu ft) | BNI Cooking and Laundry | ROB/NEW | 12 | N/A | 5001 | 388 | N/A | N/A | 0 | 602.414 | 148.3904 | 0 | 750.8044 | 4742.6293 | 0 | 4742.6293 | 71% | 31.9605 | 6.3167 | 0.19898 | 0.016581 | 2.5496 | Glass Door Freezer (full size - 38 cu ft) | 5.5367 | 1.6305 | 20.892 | 4.6379 | 59.4261 | 250.704 | 26258.7018 | 821.5988 | 25437.103 | 31.9605 | 4157.008 | 6.3167
Glass Door Refrigerator (compact - 12 cu ft) | BNI Cooking and Laundry | ROB/NEW | 12 | N/A | 916 | 710 | N/A | N/A | 0 | 110.971 | 43.7234 | 0 | 154.6944 | 1537.6494 | 0 | 1537.6494 | 71% | 35.1676 | 9.9399 | 0.22383 | 0.018652 | 0.28708 | Glass Door Refrigerator (compact - 12 cu ft) | 8.3051 | 4.4755 | 5.74 | 12.7302 | 16.327 | 68.8797 | 12770.3454 | 363.1278 | 12407.2176 | 35.1676 | 1284.754 | 9.9399
Glass Door Refrigerator (full size - 38 cu ft) | BNI Cooking and Laundry | ROB/NEW | 12 | N/A | 949 | 108 | N/A | N/A | 0 | 150.6035 | 30.9348 | 0 | 181.5383 | 935.9595 | 0 | 935.9595 | 71% | 30.2559 | 5.1557 | 0.25353 | 0.021128 | 2.2148 | Glass Door Refrigerator (full size - 38 cu ft) | 55.3674 | 4.5385 | 39.6451 | 12.9095 | 112.7682 | 475.741 | 51821.6348 | 1712.7793 | 50108.8555 | 30.2559 | 10051.3023 | 5.1557
Ground Source Heat Pump (60kBTU/hr) (closed loop) | BNI HVAC | ROB/NEW | 25 | N/A | 29037.099 | 54081 | N/A | N/A | 12210.6026 | 3963.2499 | 3841.9871 | 0 | 7805.2371 | 147312.5145 | 0 | 147312.5145 | 75% | 11.3318 | 18.8735 | 0.33726 | 0.01349 | 0.18002 | Ground Source Heat Pump (60kBTU/hr) (closed loop) | 8.5243 | 369.609 | 197.2804 | 1051.3315 | 561.1528 | 4932.0104 | 1255736.2932 | 110815.4005 | 1144920.8927 | 11.3318 | 66534.1942 | 18.8735
Heat Pump Clothes Dryer | BNI Cooking and Laundry | ROB/NEW | 11 | N/A | 1956.225 | 1489 | N/A | N/A | 693.4682 | 396.325 | 94.9644 | 0 | 491.2894 | 3012.3416 | 0 | 3012.3416 | 71% | 5.1289 | 6.1315 | 0.33285 | 0.030259 | 0.43474 | Heat Pump Clothes Dryer | 2.8414 | 3.2112 | 4.194 | 9.1341 | 11.9295 | 46.1337 | 8559.3694 | 1668.8504 | 6890.5191 | 5.1289 | 1395.9663 | 6.1315
Heat Pump Water Heater (40 gal) | BNI Domestic Hot Water (DHW) | ROB/NEW | 10 | N/A | 4925.501 | 1214.6285 | N/A | N/A | 1053.0201 | 792.65 | 158.688 | 0 | 951.3379 | 4758.8975 | 0 | 4758.8975 | 71% | 5.2507 | 5.0023 | 0.25599 | 0.025599 | 1.032 | Heat Pump Water Heater (40 gal) | 5.6829 | 5.239 | 21.1197 | 14.902 | 60.0737 | 211.1966 | 27044.185 | 5150.566 | 21893.619 | 5.2507 | 5406.3277 | 5.0023
Heat Pump Water Heater (60 gal) | BNI Domestic Hot Water (DHW) | ROB/NEW | 10 | N/A | 7541.271 | 1859.6774 | N/A | N/A | 1157.0601 | 924.7583 | 227.9363 | 0 | 1152.6946 | 7286.1899 | 0 | 7286.1899 | 71% | 6.9429 | 6.321 | 0.20258 | 0.020258 | 0.8167 | Heat Pump Water Heater (60 gal) | 5.6829 | 8.0212 | 32.3356 | 22.8159 | 91.9768 | 323.3561 | 41406.4534 | 5963.8796 | 35442.5739 | 6.9429 | 6550.6111 | 6.321
Heat Reclaimer Unit (Agriculture) | BNI Process | ROB/NEW | 15 | N/A | 9800.851 | 2819 | N/A | N/A | 4812.6199 | 1651.3541 | 420.0405 | 0 | 2071.3946 | 13538.2343 | 0 | 13538.2343 | 71% | 3.5283 | 6.5358 | 0.28011 | 0.018674 | 0.96817 | Heat Reclaimer Unit (Agriculture) | 4.1526 | 8.8848 | 30.7078 | 25.2722 | 87.3465 | 460.6164 | 56218.2552 | 15933.354 | 40284.9012 | 3.5283 | 8601.579 | 6.5358
High Bay Luminaire (15 000 lumen) | BNI Lighting | ROB/NEW | 22.3 | N/A | 255.3125 | 39.1387 | N/A | N/A | 179.5938 | 85.8704 | 16.0683 | 0 | 101.9387 | 470.0506 | 0 | 470.0506 | 85% | 2.7859 | 4.6111 | 0.44202 | 0.019821 | 2.8665 | High Bay Luminaire (15 000 lumen) | 920.4829 | 32.7355 | 212.2841 | 93.1143 | 603.8299 | 4733.9348 | 432673.5 | 155306.6957 | 277366.8043 | 2.7859 | 93832.8379 | 4.6111
High Bay Luminaire (25 000 lumen) | BNI Lighting | ROB/NEW | 22.3 | N/A | 425.5344 | 65.2333 | N/A | N/A | 231.0832 | 132.1083 | 26.2084 | 0 | 158.3167 | 783.4427 | 0 | 783.4427 | 85% | 3.519 | 4.9486 | 0.41187 | 0.01847 | 2.6711 | High Bay Luminaire (25 000 lumen) | 579.9734 | 34.3775 | 222.932 | 97.7848 | 634.1173 | 4971.3839 | 454375.9343 | 129119.008 | 325256.9263 | 3.519 | 91819.5088 | 4.9486
High Bay Luminaire (35 000 lumen) | BNI Lighting | ROB/NEW | 22.3 | N/A | 595.7155 | 91.3217 | N/A | N/A | 357.0029 | 231.1896 | 39.0956 | 0 | 270.2852 | 1096.7596 | 0 | 1096.7596 | 85% | 3.2018 | 4.0578 | 0.50229 | 0.022524 | 3.2574 | High Bay Luminaire (35 000 lumen) | 34.6046 | 2.8715 | 18.621 | 8.1677 | 52.9663 | 415.248 | 37952.9483 | 11853.7443 | 26099.2039 | 3.2018 | 9353.1159 | 4.0578
High Bay Luminaire (60 000 lumen) | BNI Lighting | ROB/NEW | 22.3 | N/A | 1021.25 | 156.555 | N/A | N/A | 757.5933 | 495.4062 | 72.1763 | 0 | 567.5825 | 1880.2022 | 0 | 1880.2022 | 85% | 2.6255 | 3.3126 | 0.61527 | 0.027591 | 3.9901 | High Bay Luminaire (60 000 lumen) | 27.6837 | 3.9381 | 25.5379 | 11.2017 | 72.6412 | 569.4959 | 52050.9474 | 19825.1412 | 32225.8062 | 2.6255 | 15712.7824 | 3.3126
High Efficiency Circulator Pump 1.5kW | BNI HVAC | ROB/NEW | 15 | N/A | 1974 | 127 | N/A | N/A | 4346.9577 | 528.4333 | 27.4891 | 0 | 555.9224 | 2223.5164 | 0 | 2223.5164 | 73% | 0.69468 | 3.9997 | 0.36302 | 0.024202 | 5.6096 | High Efficiency Circulator Pump 1.5kW | 156.4129 | 15.5016 | 239.5263 | 44.0934 | 681.3189 | 3592.8946 | 347786.6091 | 500641.3871 | -152854.778 | 0.69468 | 86953.4303 | 3.9997
High Efficiency Circulator Pump 100W | BNI HVAC | ROB/NEW | 15 | N/A | 412 | 67.5 | N/A | N/A | 125.3108 | 79.265 | 16.9087 | 0 | 96.1737 | 518.0229 | 0 | 518.0229 | 73% | 4.7794 | 5.3863 | 0.3009 | 0.02006 | 1.8259 | High Efficiency Circulator Pump 100W | 1025.681 | 54.0277 | 327.8257 | 153.6788 | 932.4815 | 4917.3861 | 531326.1975 | 111168.9893 | 420157.2082 | 4.7794 | 98643.5136 | 5.3863
High Efficiency Circulator Pump 300W | BNI HVAC | ROB/NEW | 15 | N/A | 800 | 95.3 | N/A | N/A | 1048.8689 | 145.3192 | 31.2237 | 0 | 176.5428 | 958.8006 | 0 | 958.8006 | 73% | 1.2032 | 5.431 | 0.28446 | 0.018964 | 2.374 | High Efficiency Circulator Pump 300W | 33.2204 | 2.4706 | 20.6172 | 7.0274 | 58.6443 | 309.2574 | 31851.7746 | 26473.296 | 5378.4785 | 1.2032 | 5864.8293 | 5.431
High Volume Low Speed Fan (Agriculture) (18 foot) | BNI Process | ROB/NEW | 15 | N/A | 10939.008 | 3138 | N/A | N/A | 4605.0601 | 1321.0833 | 441.3983 | 0 | 1762.4816 | 15099.7 | 0 | 15099.7 | 71% | 4.0689 | 8.5673 | 0.21354 | 0.014236 | 0.74004 | High Volume Low Speed Fan (Agriculture) (18 foot) | 12.7865 | 30.4536 | 105.5351 | 86.6236 | 300.1886 | 1583.0269 | 193071.5942 | 47450.4092 | 145621.185 | 4.0689 | 22535.8872 | 8.5673
High Volume Low Speed Fan (Agriculture) (24 foot) | BNI Process | ROB/NEW | 15 | N/A | 16086.432 | 4615 | N/A | N/A | 4605.0601 | 2642.1666 | 685.4985 | 0 | 3327.6651 | 22205.4686 | 0 | 22205.4686 | 71% | 5.6144 | 6.673 | 0.27416 | 0.018278 | 0.95007 | High Volume Low Speed Fan (Agriculture) (24 foot) | 12.7865 | 44.7876 | 155.1954 | 127.3958 | 441.4444 | 2327.9309 | 283929.1657 | 50571.5844 | 233357.5813 | 5.6144 | 42549.0311 | 6.673
Horticultural Lighting - blended lamps and baselines | BNI Lighting | ROB/NEW | 10 | N/A | 2112.6 | 380 | N/A | N/A | 1352.52 | 558.1841 | 85.692 | 0 | 643.8761 | 2295.5 | 0 | 2295.5 | 85% | 1.8582 | 3.5651 | 0.33741 | 0.033741 | 1.8648 | Horticultural Lighting - blended lamps and baselines | 355.1792 | 122.6388 | 677.7889 | 348.839 | 1927.9317 | 6777.8889 | 815313.9109 | 438764.9627 | 376548.9482 | 1.8582 | 228691.4079 | 3.5651
HVAC Hotel Occupancy Sensor | BNI HVAC | ROB/NEW | 8 | N/A | 438 | 90 | N/A | N/A | 152.2105 | 79.265 | 12.7713 | 0 | 92.0363 | 350.3877 | 0 | 350.3877 | 75% | 2.7605 | 3.8071 | 0.26364 | 0.032955 | 1.2756 | HVAC Hotel Occupancy Sensor | 366.809 | 26.468 | 128.0519 | 75.2868 | 364.2363 | 1024.4152 | 128525.3578 | 46558.7595 | 81966.5983 | 2.7605 | 33759.7337 | 3.8071
Ice-Maker with Remote Condensing Unit (1500 lbs per day) | BNI Cooking and Laundry | ROB/NEW | 10 | N/A | 3184 | 247 | N/A | N/A | 1416.5956 | 317.06 | 80.7617 | 0 | 397.8217 | 2603.9561 | 0 | 2603.9561 | 71% | 2.3965 | 6.5455 | 0.16559 | 0.016559 | 2.1222 | Ice-Maker with Remote Condensing Unit (1500 lbs per day) | 2.8414 | 0.53269 | 6.8262 | 1.5152 | 19.4168 | 68.2621 | 7398.9691 | 3087.3445 | 4311.6245 | 2.3965 | 1130.384 | 6.5455
Ice-Maker with Remote Condensing Unit (2500 lbs per day) | BNI Cooking and Laundry | ROB/NEW | 10 | N/A | 6304 | 489 | N/A | N/A | 2360.9927 | 594.4875 | 158.1691 | 0 | 752.6566 | 5155.5405 | 0 | 5155.5405 | 71% | 2.8104 | 6.8498 | 0.15824 | 0.015824 | 2.028 | Ice-Maker with Remote Condensing Unit (2500 lbs per day) | 2.8414 | 1.0546 | 13.5152 | 2.9997 | 38.4432 | 135.1521 | 14649.1274 | 5212.5363 | 9436.5911 | 2.8104 | 2138.6239 | 6.8498
Ice-Maker with Remote Condensing Unit (800 lbs per day) | BNI Cooking and Laundry | ROB/NEW | 10 | N/A | 1267 | 98 | N/A | N/A | 755.5177 | 184.9517 | 35.189 | 0 | 220.1407 | 1035.932 | 0 | 1035.932 | 71% | 1.8123 | 4.7058 | 0.23028 | 0.023028 | 2.9598 | Ice-Maker with Remote Condensing Unit (800 lbs per day) | 2.8414 | 0.21135 | 2.7163 | 0.60117 | 7.7265 | 27.1633 | 2943.5323 | 1624.1822 | 1319.3501 | 1.8123 | 625.5152 | 4.7058
Ice-Making Head (1200lbs per day) | BNI Cooking and Laundry | ROB/NEW | 10 | N/A | 3947 | 306.3881 | N/A | N/A | 1133.2765 | 330.2708 | 96.8542 | 0 | 427.125 | 3228.1308 | 0 | 3228.1308 | 71% | 3.5809 | 7.5578 | 0.14342 | 0.014342 | 1.8368 | Ice-Making Head (1200lbs per day) | 2.8414 | 0.66076 | 8.462 | 1.8795 | 24.0697 | 84.6201 | 9172.5201 | 2561.4971 | 6611.023 | 3.5809 | 1213.6474 | 7.5578
Ice-Making Head (400 lbs per day) | BNI Cooking and Laundry | ROB/NEW | 10 | N/A | 882 | 77 | N/A | N/A | 377.7588 | 105.6867 | 23.4866 | 0 | 129.1733 | 728.8512 | 0 | 728.8512 | 71% | 2.4987 | 5.6424 | 0.1941 | 0.01941 | 2.2104 | Ice-Making Head (400 lbs per day) | 6.2512 | 0.36533 | 4.16 | 0.90114 | 10.2613 | 41.6004 | 4556.1616 | 1823.4328 | 2732.7288 | 2.4987 | 807.482 | 5.6424
Ice-Making Head (600 lbs per day) | BNI Cooking and Laundry | ROB/NEW | 10 | N/A | 1568 | 122 | N/A | N/A | 566.6383 | 191.5571 | 41.6223 | 0 | 233.1794 | 1282.6678 | 0 | 1282.6678 | 71% | 2.8893 | 5.5008 | 0.19709 | 0.019709 | 2.5183 | Ice-Making Head (600 lbs per day) | 2.8414 | 0.26311 | 3.3617 | 0.74839 | 9.562 | 33.6165 | 3644.6157 | 1261.4133 | 2383.2024 | 2.8893 | 662.5638 | 5.5008
Ice-Making Head (900 lbs per day) | BNI Cooking and Laundry | ROB/NEW | 10 | N/A | 2711 | 210 | N/A | N/A | 1274.9361 | 264.2167 | 68.4587 | 0 | 332.6754 | 2216.8554 | 0 | 2216.8554 | 71% | 2.2768 | 6.6637 | 0.16264 | 0.016264 | 2.0873 | Ice-Making Head (900 lbs per day) | 2.8414 | 0.45289 | 5.8121 | 1.2882 | 16.5323 | 58.1214 | 6299.0479 | 2766.6 | 3532.4479 | 2.2768 | 945.2751 | 6.6637
Large Capacity Commercial Heat Pump (100 kBTU/hr) | BNI HVAC | ROB/NEW | 15 | N/A | 53704.116 | 0 | N/A | N/A | 10404 | 6605.4165 | 1762.2365 | 0 | 8367.6531 | 57478.3537 | 0 | 57478.3537 | 75% | 6.0091 | 6.8691 | 0.19549 | 0.013033 | N/A | Large Capacity Commercial Heat Pump (100 kBTU/hr) | 48.3044 | 0 | 2067.5974 | 0 | 5881.1625 | 31013.9617 | 2776455.9743 | 462042.7748 | 2314413.1995 | 6.0091 | 404194.2542 | 6.8691
LED Replacement Lamps for HID (10000 lumen) | BNI Lighting | ROB/NEW | 11 | N/A | 172.7305 | 37.3247 | N/A | N/A | 103.7799 | 79.265 | 9.3019 | 0 | 88.5669 | 209.8184 | 0 | 209.8184 | 85% | 2.1517 | 2.369 | 0.56764 | 0.051604 | 2.6116 | LED Replacement Lamps for HID (10000 lumen) | 53.9872 | 1.831 | 8.4234 | 5.2081 | 23.96 | 92.6579 | 11327.5152 | 5264.5555 | 6062.9597 | 2.1517 | 4781.4822 | 2.369
LED Replacement Lamps for HID (4000 lumen) | BNI Lighting | ROB/NEW | 11 | N/A | 69.1005 | 14.9317 | N/A | N/A | 104.8723 | 26.4217 | 1.3745 | 0 | 27.7961 | 83.9374 | 0 | 83.9374 | 85% | 0.92732 | 3.0198 | 0.44532 | 0.040484 | 2.0488 | LED Replacement Lamps for HID (4000 lumen) | 269.9362 | 3.6624 | 16.8489 | 10.4175 | 47.9258 | 185.338 | 22657.7488 | 24433.5268 | -1775.778 | 0.92732 | 7503.1798 | 3.0198
LED Troffer (1x4) | BNI Lighting | RET | 12 | 7 | 179.9017 | 38.8742 | 179.9017 | 38.8742 | 166.7623 | 33.0271 | 6.7095 | 0 | 39.7365 | 202.2362 | 0 | 202.2362 | 73% | 1.5745 | 5.0894 | 0.28472 | 0.023727 | 1.3099 | LED Troffer (1x4) | 875.1616 | 26.5492 | 122.1397 | 75.5176 | 347.4195 | 1465.677 | 176989.3351 | 112410.9522 | 64578.3828 | 1.5745 | 34775.8955 | 5.0894
LED Troffer (2x2) | BNI Lighting | RET | 12 | 7 | 143.8384 | 31.0815 | 143.8384 | 31.0815 | 147.4973 | 33.0271 | 5.7089 | 0 | 38.736 | 161.6957 | 0 | 161.6957 | 73% | 1.4261 | 4.1743 | 0.34714 | 0.028928 | 1.5971 | LED Troffer (2x2) | 2011.7352 | 48.7948 | 224.4809 | 138.7939 | 638.5229 | 2693.7703 | 325289.005 | 228094.3122 | 97194.6928 | 1.4261 | 77926.4982 | 4.1743
LED Troffer (4x2) | BNI Lighting | RET | 12 | 6.9667 | 230.0263 | 35.2624 | 230.0263 | 35.2624 | 212.5854 | 33.0271 | 7.7164 | 0 | 40.7435 | 243.0356 | 0 | 243.0356 | 73% | 1.4919 | 5.965 | 0.22832 | 0.019027 | 1.4807 | LED Troffer (4x2) | 3841.6186 | 105.7127 | 685.5283 | 300.6938 | 1949.9459 | 8226.3393 | 933650.2418 | 625814.1393 | 307836.1025 | 1.4919 | 156521.0325 | 5.965
Linear Ambient Luminaire (10000 lumen) | BNI Lighting | ROB/NEW | 11.6 | N/A | 468.5734 | 101.2522 | N/A | N/A | 226.7864 | 72.6596 | 16.406 | 0 | 89.0656 | 511.5788 | 0 | 511.5788 | 73% | 2.8115 | 5.7438 | 0.24502 | 0.021122 | 1.1273 | Linear Ambient Luminaire (10000 lumen) | 207.4247 | 16.3895 | 75.4 | 46.619 | 214.4711 | 874.6405 | 106114.0659 | 37743.0117 | 68371.0543 | 2.8115 | 18474.4039 | 5.7438
Linear Ambient Luminaire (2000 lumen) | BNI Lighting | ROB/NEW | 11.6 | N/A | 50.1984 | 10.8472 | N/A | N/A | 13.109 | 19.8162 | 2.3835 | 0 | 22.1997 | 54.8056 | 0 | 54.8056 | 73% | 4.5851 | 2.4687 | 0.57007 | 0.049144 | 2.6227 | Linear Ambient Luminaire (2000 lumen) | 65.353 | 0.5532 | 2.545 | 1.5735 | 7.2391 | 29.5221 | 3581.7059 | 781.1704 | 2800.5355 | 4.5851 | 1450.8195 | 2.4687
Linear Ambient Luminaire (4000 lumen) | BNI Lighting | ROB/NEW | 11.6 | N/A | 96.2515 | 20.7986 | N/A | N/A | 68.167 | 33.0271 | 4.3117 | 0 | 37.3388 | 105.0855 | 0 | 105.0855 | 73% | 1.9434 | 2.8144 | 0.50006 | 0.043108 | 2.3006 | Linear Ambient Luminaire (4000 lumen) | 1130.8907 | 18.3551 | 84.4427 | 52.2099 | 240.1923 | 979.5348 | 118840.1617 | 61151.3274 | 57688.8343 | 1.9434 | 42226.0607 | 2.8144
Linear Ambient Luminaire (8000 lumen) | BNI Lighting | ROB/NEW | 11.6 | N/A | 175.9223 | 38.0144 | N/A | N/A | 226.7864 | 52.8433 | 7.4893 | 0 | 60.3327 | 192.0683 | 0 | 192.0683 | 73% | 1.1099 | 3.1835 | 0.44208 | 0.03811 | 2.0339 | Linear Ambient Luminaire (8000 lumen) | 639.3226 | 18.9657 | 87.2518 | 53.9468 | 248.1828 | 1012.1211 | 122793.6305 | 110630.5675 | 12163.0631 | 1.1099 | 38572.0464 | 3.1835
Linear Replacement Lamp (2 foot) | BNI Lighting | ROB/NEW | 11.6 | N/A | 37.3068 | 8.0615 | N/A | N/A | 13.2008 | 2.1137 | 1.1015 | 0 | 3.2152 | 40.1728 | 0 | 40.1728 | 72% | 3.7877 | 12.4947 | 0.11264 | 0.00971 | 0.51821 | Linear Replacement Lamp (2 foot) | 4120.0791 | 25.5641 | 117.608 | 72.7156 | 334.5291 | 1364.2524 | 165515.2806 | 43697.7247 | 121817.5559 | 3.7877 | 13246.8586 | 12.4947
Linear Replacement Lamp (4 foot) | BNI Lighting | ROB/NEW | 11.6 | N/A | 49.6736 | 7.6148 | N/A | N/A | 9.0059 | 4.2275 | 1.461 | 0 | 5.6884 | 50.2837 | 0 | 50.2837 | 72% | 6.3288 | 8.8396 | 0.14967 | 0.012902 | 0.97061 | Linear Replacement Lamp (4 foot) | 178010.1475 | 1043.315 | 6765.713 | 2967.6499 | 19244.6831 | 78482.2711 | 8951003.1663 | 1414329.6283 | 7536673.538 | 6.3288 | 1012598.2935 | 8.8396
Low-bay Luminaire (10,000 lumen) | BNI Lighting | ROB/NEW | 11.6 | N/A | 468.5734 | 101.2522 | N/A | N/A | 173.0393 | 66.0542 | 16.0624 | 0 | 82.1166 | 511.5788 | 0 | 511.5788 | 73% | 3.593 | 6.2299 | 0.2259 | 0.019474 | 1.0393 | Low-bay Luminaire (10,000 lumen) | 2.8414 | 0.22451 | 1.0329 | 0.63862 | 2.938 | 11.9814 | 1453.6173 | 404.5665 | 1049.0508 | 3.593 | 233.3288 | 6.2299
Low-bay Luminaire (5000 lumen) | BNI Lighting | ROB/NEW | 11.6 | N/A | 279.9042 | 42.9086 | N/A | N/A | 173.0393 | 39.6325 | 9.152 | 0 | 48.7845 | 287.2772 | 0 | 287.2772 | 73% | 2.1206 | 5.8887 | 0.22467 | 0.019368 | 1.457 | Low-bay Luminaire (5000 lumen) | 2094.1367 | 70.1213 | 454.7241 | 199.456 | 1293.4367 | 5274.7998 | 601597.6494 | 283694.1225 | 317903.527 | 2.1206 | 102161.3446 | 5.8887
Low/Zero Energy Livestock Waterer | BNI Process | ROB/NEW | 10 | N/A | 1400 | 590 | N/A | N/A | 1032.3369 | 132.1083 | 45.5589 | 0 | 177.6672 | 1567.467 | 0 | 1567.467 | 71% | 2.0134 | 8.8225 | 0.16819 | 0.016819 | 0.39677 | Low/Zero Energy Livestock Waterer | 2.8414 | 1.2724 | 3.0015 | 3.6193 | 8.5375 | 30.0147 | 4453.8537 | 2212.1077 | 2241.7459 | 2.0134 | 504.8297 | 8.8225
Milk Pre-cooler | BNI Process | ROB/NEW | 15 | N/A | 6244.115 | 1796 | N/A | N/A | 4514.7534 | 990.8125 | 264.4211 | 0 | 1255.2336 | 8625.2212 | 0 | 8625.2212 | 71% | 2.4857 | 6.8714 | 0.26643 | 0.017762 | 0.92088 | Milk Pre-cooler | 2.8414 | 3.8733 | 13.3868 | 11.0173 | 38.078 | 200.8023 | 24507.9954 | 9859.4798 | 14648.5155 | 2.4857 | 3566.6631 | 6.8714
Multi-Tank Conveyor Dishwasher - High Temp | BNI Cooking and Laundry | ROB/NEW | 20 | N/A | 27407.5971 | 2837 | N/A | N/A | 1271.5769 | 1981.625 | 1027.1475 | 0 | 3008.7725 | 37440.2864 | 0 | 37440.2864 | 71% | 19.3994 | 12.4437 | 0.1455 | 0.0072748 | 1.3974 | Multi-Tank Conveyor Dishwasher - High Temp | 6.2512 | 13.4603 | 129.2707 | 33.2018 | 318.865 | 2585.4147 | 234045.0133 | 12064.5224 | 221980.4909 | 19.3994 | 18808.3015 | 12.4437
Multi-Tank Conveyor Dishwasher - Low Temp | BNI Cooking and Laundry | ROB/NEW | 20 | N/A | 18811.2029 | 1947 | N/A | N/A | 1271.5769 | 1453.1916 | 709.819 | 0 | 2163.0106 | 25696.8586 | 0 | 25696.8586 | 71% | 15.9347 | 11.8801 | 0.1524 | 0.0076198 | 1.4638 | Multi-Tank Conveyor Dishwasher - Low Temp | 6.2512 | 9.2377 | 88.725 | 22.786 | 218.853 | 1774.4993 | 160635.0323 | 10080.8527 | 150554.1796 | 15.9347 | 13521.3134 | 11.8801
Natural Barn Ventiliation - Year-Round | BNI Process | ROB/NEW | 15 | N/A | 44738.571 | 5107 | N/A | N/A | 4462.5357 | 1321.0833 | 1348.8132 | 0 | 2669.8965 | 51865.4374 | 0 | 51865.4374 | 71% | 11.4817 | 19.426 | 0.079094 | 0.0052729 | 0.68883 | Natural Barn Ventiliation - Year-Round | 5.6829 | 22.0277 | 191.831 | 62.6566 | 545.6522 | 2877.4643 | 294744.4186 | 25670.7267 | 269073.692 | 11.4817 | 15172.6684 | 19.426
No-Loss Drain | BNI Process | ROB/NEW | 15 | N/A | 7143.605 | 1392 | N/A | N/A | 345.933 | 158.53 | 230.857 | 0 | 389.387 | 9019.5013 | 0 | 9019.5013 | 71% | 18.9299 | 23.1633 | 0.072243 | 0.0048162 | 0.36858 | No-Loss Drain | 2.8414 | 3.002 | 15.3152 | 8.5391 | 43.5633 | 229.7287 | 25628.3162 | 1353.8563 | 24274.46 | 18.9299 | 1106.4173 | 23.1633
Occupancy Sensor (Ceiling Mounted) | BNI Lighting | ROB/NEW | 10 | N/A | 187.7496 | 43.9824 | N/A | N/A | 120.3847 | 52.8433 | 8.984 | 0 | 61.8273 | 252.6278 | 0 | 252.6278 | 100% | 1.9528 | 4.086 | 0.30988 | 0.030988 | 1.3151 | Occupancy Sensor (Ceiling Mounted) | 26.2995 | 1.2365 | 5.2473 | 3.5172 | 14.9257 | 52.4732 | 6643.9886 | 3402.3336 | 3241.655 | 1.9528 | 1626.0291 | 4.086
Occupancy Sensor (Wall Mounted) | BNI Lighting | ROB/NEW | 10 | N/A | 109.2361 | 25.5898 | N/A | N/A | 77.3368 | 26.4217 | 5.0022 | 0 | 31.4238 | 146.9835 | 0 | 146.9835 | 100% | 1.7851 | 4.6775 | 0.2707 | 0.02707 | 1.1488 | Occupancy Sensor (Wall Mounted) | 231.1589 | 6.3235 | 26.8341 | 17.9867 | 76.3282 | 268.3413 | 33976.5312 | 19033.3746 | 14943.1567 | 1.7851 | 7263.8943 | 4.6775
Occupancy Sensor (Exterior) | BNI Lighting | ROB/NEW | 10 | N/A | 118.3768 | 25.9563 | N/A | N/A | 93.4675 | 13.2108 | 4.5643 | 0 | 17.7752 | 157.0889 | 0 | 157.0889 | 100% | 1.6024 | 8.8375 | 0.1413 | 0.01413 | 0.64064 | Occupancy Sensor (Exterior) | 6.9209 | 0.19204 | 0.87065 | 0.54624 | 2.4765 | 8.7065 | 1087.2 | 678.4706 | 408.7294 | 1.6024 | 123.0206 | 8.8375
Open to Closed Cooler Conversion | BNI Refrigeration | RET | 12 | 4 | 54750 | 6250 | 18250 | 2083 | 51669.2286 | 3302.7083 | 171.8069 | 0 | 3474.5152 | 32292.05 | 0 | 32292.05 | 71% | 0.87615 | 9.294 | 0.084109 | 0.012616 | 0.73249 | Open to Closed Cooler Conversion | 2.7684 | 13.1323 | 114.3608 | 37.354 | 325.2928 | 762.4054 | 89396.331 | 102033.687 | -12637.356 | 0.87615 | 9618.7423 | 9.294
Outside Air Economizer | BNI Refrigeration | ROB/NEW | 15 | N/A | 5851.542 | 1953 | N/A | N/A | 1206.0317 | 2642.1666 | 345.4671 | 0 | 2987.6337 | 8428.412 | 0 | 8428.412 | 71% | 7.0135 | 2.8211 | 0.67669 | 0.045113 | 2.0156 | Outside Air Economizer | 2.8414 | 4.2119 | 12.5452 | 11.9804 | 35.684 | 188.1777 | 23948.775 | 3414.6919 | 20534.0831 | 7.0135 | 8489.1635 | 2.8211
Packaged Terminal Heat Pump (12kBTU/hr) | BNI HVAC | ROB/NEW | 15 | N/A | 4600.652 | 0 | N/A | N/A | 220.2319 | 660.5417 | 155.89 | 0 | 816.4317 | 4923.9783 | 0 | 4923.9783 | 75% | 15.3364 | 6.0311 | 0.22265 | 0.014844 | N/A | Packaged Terminal Heat Pump (12kBTU/hr) | 127.345 | 0 | 466.9531 | 0 | 1328.2213 | 7004.2961 | 627044.0366 | 40885.8894 | 586158.1472 | 15.3364 | 103968.4973 | 6.0311
Pole/Arm-Mounted Area Luminaire (1300 lumen) | BNI Lighting | ROB/NEW | 13.7 | N/A | 147.2556 | 32.9476 | N/A | N/A | 40.654 | 66.0542 | 8.7385 | 0 | 74.7926 | 214.8346 | 0 | 214.8346 | 85% | 4.9622 | 2.8724 | 0.56229 | 0.041043 | 2.4984 | Pole/Arm-Mounted Area Luminaire (1300 lumen) | 13.8418 | 0.41439 | 1.8412 | 1.1787 | 5.2371 | 25.2241 | 2973.7085 | 599.2746 | 2374.4339 | 4.9622 | 1035.2683 | 2.8724
Pole/Arm-Mounted Area Luminaire (20000 lumen) | BNI Lighting | ROB/NEW | 13.7 | N/A | 1202.3976 | 274.52 | N/A | N/A | 503.3871 | 198.1625 | 53.7957 | 0 | 251.9582 | 1761.9757 | 0 | 1761.9757 | 85% | 3.658 | 6.9931 | 0.23198 | 0.016933 | 1.0101 | Pole/Arm-Mounted Area Luminaire (20000 lumen) | 397.261 | 99.0938 | 431.4731 | 281.8667 | 1227.3004 | 5911.1809 | 699964.305 | 191350.6279 | 508613.6771 | 3.658 | 100093.1839 | 6.9931
Pole/Arm-Mounted Area Luminaire (30000 lumen) | BNI Lighting | ROB/NEW | 13.7 | N/A | 2821.9902 | 644.29 | N/A | N/A | 938.1703 | 330.2708 | 119.2441 | 0 | 449.5149 | 4135.3028 | 0 | 4135.3028 | 85% | 4.5111 | 9.1995 | 0.17634 | 0.012872 | 0.76787 | Pole/Arm-Mounted Area Luminaire (30000 lumen) | 179.944 | 105.3454 | 458.6935 | 299.6489 | 1304.7273 | 6284.1003 | 744123.0366 | 164952.676 | 579170.3605 | 4.5111 | 80887.5189 | 9.1995
Pole/Arm-Mounted Area Luminaire (5000 lumen) | BNI Lighting | ROB/NEW | 13.7 | N/A | 886.4244 | 202.38 | N/A | N/A | 156.3617 | 99.0812 | 37.2137 | 0 | 136.2949 | 1298.9532 | 0 | 1298.9532 | 85% | 7.6355 | 9.5305 | 0.17022 | 0.012425 | 0.7412 | Pole/Arm-Mounted Area Luminaire (5000 lumen) | 44.2939 | 8.1453 | 35.4663 | 23.1689 | 100.8817 | 485.8877 | 57535.7232 | 7535.3302 | 50000.393 | 7.6355 | 6037.035 | 9.5305
Pole/Arm-Mounted Area Luminaire (50000 lumen) | BNI Lighting | ROB/NEW | 13.7 | N/A | 1987.6878 | 453.81 | N/A | N/A | 1563.6172 | 462.3792 | 95.942 | 0 | 558.3211 | 2912.7284 | 0 | 2912.7284 | 85% | 2.044 | 5.2169 | 0.31096 | 0.022698 | 1.3541 | Pole/Arm-Mounted Area Luminaire (50000 lumen) | 196.5542 | 81.05 | 352.9069 | 230.5421 | 1003.8236 | 4834.8251 | 572509.1243 | 280093.056 | 292416.0683 | 2.044 | 109740.391 | 5.2169
Pole/Arm-Mounted Area Luminaire (60000 lumen) | BNI Lighting | ROB/NEW | 13.7 | N/A | 1570.5366 | 358.57 | N/A | N/A | 2034.523 | 594.4875 | 87.7271 | 0 | 682.2146 | 2301.4412 | 0 | 2301.4412 | 85% | 1.2666 | 3.3735 | 0.48089 | 0.035101 | 2.094 | Pole/Arm-Mounted Area Luminaire (60000 lumen) | 13.8418 | 4.5099 | 19.6368 | 12.8281 | 55.8559 | 269.0248 | 31856.1992 | 25151.6299 | 6704.5693 | 1.2666 | 9443.1106 | 3.3735
Pole/Arm-Mounted Decorative Luminaire (10000 lumen) | BNI Lighting | ROB/NEW | 23 | N/A | 874.9488 | 195.7648 | N/A | N/A | 312.7234 | 132.1083 | 50.5187 | 0 | 182.627 | 1768.4213 | 0 | 1768.4213 | 85% | 5.5904 | 9.6832 | 0.23108 | 0.010047 | 1.0267 | Pole/Arm-Mounted Decorative Luminaire (10000 lumen) | 13.8418 | 2.4622 | 10.9397 | 7.0036 | 31.1174 | 251.6136 | 24478.2189 | 4378.6414 | 20099.5775 | 5.5904 | 2527.8952 | 9.6832
Pole/Arm-Mounted Decorative Luminaire (1300 lumen) | BNI Lighting | ROB/NEW | 23 | N/A | 361.8756 | 80.9676 | N/A | N/A | 40.654 | 79.265 | 22.1754 | 0 | 101.4403 | 731.4125 | 0 | 731.4125 | 85% | 12.8926 | 7.2103 | 0.31033 | 0.013493 | 1.3789 | Pole/Arm-Mounted Decorative Luminaire (1300 lumen) | 13.8418 | 1.0184 | 4.5246 | 2.8967 | 12.87 | 104.0665 | 10124.1012 | 785.2659 | 9338.8353 | 12.8926 | 1404.1219 | 7.2103
Pole/Arm-Mounted Decorative Luminaire (5000 lumen) | BNI Lighting | ROB/NEW | 23 | N/A | 1083.5244 | 242.4324 | N/A | N/A | 1077.0387 | 99.0812 | 59.2053 | 0 | 158.2865 | 2189.9883 | 0 | 2189.9883 | 85% | 2.2469 | 13.8356 | 0.16172 | 0.0070315 | 0.71859 | Pole/Arm-Mounted Decorative Luminaire (5000 lumen) | 13.8418 | 3.0492 | 13.5476 | 8.6732 | 38.5354 | 311.5948 | 30313.4852 | 13491.4862 | 16821.999 | 2.2469 | 2190.9782 | 13.8356
Pot, Pan and Utensil Dishwasher - High Temp | BNI Cooking and Laundry | ROB/NEW | 10 | N/A | 3310.7717 | 343 | N/A | N/A | 2241.6458 | 264.2167 | 82.4381 | 0 | 346.6548 | 2783.2593 | 0 | 2783.2593 | 71% | 1.6626 | 8.0289 | 0.13877 | 0.013877 | 1.3316 | Pot, Pan and Utensil Dishwasher - High Temp | 6.2512 | 1.6274 | 15.6156 | 4.0142 | 38.5181 | 156.1559 | 17398.5838 | 10464.4744 | 6934.1094 | 1.6626 | 2166.9928 | 8.0289
Premium High Bay Luminaire (15 000 lumen) | BNI Lighting | ROB/NEW | 22.3 | N/A | 312.0531 | 47.8369 | N/A | N/A | 246.8432 | 132.1083 | 21.0519 | 0 | 153.1602 | 574.5146 | 0 | 574.5146 | 85% | 2.4885 | 3.7511 | 0.54336 | 0.024366 | 3.5238 | Premium High Bay Luminaire (15 000 lumen) | 4152.5545 | 180.4993 | 1170.5057 | 513.4198 | 3329.4363 | 26102.276 | 2385703.1214 | 958694.4544 | 1427008.667 | 2.4885 | 636006.0548 | 3.7511
Premium High Bay Luminaire (25 000 lumen) | BNI Lighting | ROB/NEW | 22.3 | N/A | 520.0613 | 79.7241 | N/A | N/A | 274.2598 | 198.1625 | 33.9398 | 0 | 232.1023 | 957.4742 | 0 | 957.4742 | 85% | 3.5852 | 4.1252 | 0.49408 | 0.022156 | 3.2042 | Premium High Bay Luminaire (25 000 lumen) | 2658.1614 | 192.5606 | 1248.7213 | 547.7276 | 3551.9163 | 27846.4854 | 2545120.8613 | 709890.4132 | 1835230.4481 | 3.5852 | 616965.4222 | 4.1252
Premium High Bay Luminaire (35 000 lumen) | BNI Lighting | ROB/NEW | 22.3 | N/A | 728.1104 | 111.6175 | N/A | N/A | 829.409 | 330.2708 | 50.2658 | 0 | 380.5366 | 1340.509 | 0 | 1340.509 | 85% | 1.7749 | 3.5227 | 0.57859 | 0.025946 | 3.7522 | Premium High Bay Luminaire (35 000 lumen) | 346.0462 | 35.0964 | 227.5941 | 99.8298 | 647.3783 | 5075.3476 | 463878.0429 | 261356.0319 | 202522.011 | 1.7749 | 131683.2484 | 3.5227
Premium High Bay Luminaire (50 000 lumen) | BNI Lighting | ROB/NEW | 22.3 | N/A | 1040.1635 | 159.4544 | N/A | N/A | 907.4473 | 462.3792 | 71.3176 | 0 | 533.6968 | 1915.0236 | 0 | 1915.0236 | 85% | 2.2726 | 3.5882 | 0.56802 | 0.025472 | 3.6837 | Premium High Bay Luminaire (50 000 lumen) | 325.3442 | 47.1385 | 305.6851 | 134.0829 | 869.5038 | 6816.7778 | 623041.7611 | 274150.5649 | 348891.1963 | 2.2726 | 173635.1458 | 3.5882
Premium High Bay Luminaire (60 000 lumen) | BNI Lighting | ROB/NEW | 22.3 | N/A | 1248.2126 | 191.3478 | N/A | N/A | 1557.6161 | 594.4875 | 87.6436 | 0 | 682.1311 | 2298.0584 | 0 | 2298.0584 | 85% | 1.628 | 3.3689 | 0.60499 | 0.02713 | 3.9235 | Premium High Bay Luminaire (60 000 lumen) | 69.2092 | 12.0333 | 78.0337 | 34.228 | 221.9624 | 1740.1517 | 159046.8748 | 97696.9627 | 61349.9121 | 1.628 | 47209.7748 | 3.3689
Refrigerated Case Luminaire | BNI Lighting | ROB/NEW | 16.3 | N/A | 153.0972 | 25.2788 | N/A | N/A | 180.9048 | 39.6325 | 7.9152 | 0 | 47.5477 | 237.1652 | 0 | 237.1652 | 85% | 1.4668 | 4.9879 | 0.34382 | 0.021093 | 2.0701 | Refrigerated Case Luminaire | 1038.1386 | 23.8456 | 143.5662 | 67.8276 | 408.3658 | 2340.129 | 246210.3139 | 167850.6044 | 78359.7095 | 1.4668 | 49361.0549 | 4.9879
Remote Condensing Unit (800 lbs per day) | BNI Cooking and Laundry | ROB/NEW | 10 | N/A | 1267 | 197 | N/A | N/A | 707.0871 | 184.9517 | 37.3336 | 0 | 222.2852 | 1122.8226 | 0 | 1122.8226 | 71% | 2.0817 | 5.0513 | 0.23252 | 0.023252 | 1.4867 | Remote Condensing Unit (800 lbs per day) | 6.2512 | 0.93468 | 5.9759 | 2.3055 | 14.7405 | 59.7594 | 7018.9373 | 3371.6562 | 3647.2811 | 2.0817 | 1389.5393 | 5.0513
Server Virtualization and Decommissioning | BNI Process | RET | 4 | 5 | 8301.852 | 948 | 8453.926 | 965 | 428.2124 | 528.4333 | 126.665 | 0 | 655.0983 | 4018.3119 | 0 | 4018.3119 | 71% | 9.3298 | 6.1339 | 0.10458 | 0.020917 | 0.91051 | Server Virtualization and Decommissioning | 2.8414 | 2.0445 | 17.7984 | 5.8154 | 50.6266 | 88.9921 | 11417.7675 | 1223.7937 | 10193.9739 | 9.3298 | 1861.4186 | 6.1339
Single -Tank Conveyor Dishwasher - High Temp | BNI Cooking and Laundry | ROB/NEW | 20 | N/A | 9212 | 953 | N/A | N/A | 2687.3532 | 924.7583 | 358.6723 | 0 | 1283.4306 | 12583.2218 | 0 | 12583.2218 | 71% | 5.5514 | 9.8044 | 0.18465 | 0.0092325 | 1.7745 | Single -Tank Conveyor Dishwasher - High Temp | 6.2512 | 4.5216 | 43.4493 | 11.1531 | 107.1741 | 868.9868 | 78659.6633 | 14169.4486 | 64490.2147 | 5.5514 | 8022.9231 | 9.8044
Single -Tank Conveyor Dishwasher - Low Temp | BNI Cooking and Laundry | ROB/NEW | 20 | N/A | 13626.434 | 1410 | N/A | N/A | 0 | 1056.8666 | 514.382 | 0 | 1571.2487 | 18613.6708 | 0 | 18613.6708 | 71% | 36.1865 | 11.8464 | 0.15282 | 0.0076412 | 1.4683 | Single -Tank Conveyor Dishwasher - Low Temp | 6.2512 | 6.6898 | 64.2705 | 16.5014 | 158.5324 | 1285.4094 | 116356.9309 | 3215.4816 | 113141.4493 | 36.1865 | 9822.1183 | 11.8464
Single Heat Pad (Agriculture) | BNI Process | ROB/NEW | 10 | N/A | 655.5 | 95 | N/A | N/A | 112.6591 | 79.265 | 18.3108 | 0 | 97.5758 | 574.8337 | 0 | 574.8337 | 71% | 5.8478 | 5.8911 | 0.19729 | 0.019729 | 1.3533 | Single Heat Pad (Agriculture) | 2.8414 | 0.20488 | 1.4053 | 0.58277 | 3.9974 | 14.0533 | 1633.3518 | 279.3095 | 1354.0423 | 5.8478 | 277.2553 | 5.8911
Single-Tank Door type Dishwasher - High Temp | BNI Cooking and Laundry | ROB/NEW | 15 | N/A | 11863.2391 | 1228 | N/A | N/A | 2520.8684 | 1056.8666 | 390.4303 | 0 | 1447.2969 | 13591.5158 | 0 | 13591.5158 | 71% | 6.2339 | 9.391 | 0.16169 | 0.010779 | 1.5529 | Single-Tank Door type Dishwasher - High Temp | 12.5023 | 11.6526 | 111.9084 | 28.7429 | 276.0382 | 1678.6254 | 169925.3291 | 27258.1195 | 142667.2096 | 6.2339 | 18094.5533 | 9.391
Single-Tank Door type Dishwasher - Low Temp | BNI Cooking and Laundry | ROB/NEW | 15 | N/A | 16152.5529 | 1672 | N/A | N/A | 18.3527 | 1321.0833 | 525.4621 | 0 | 1846.5454 | 18505.7115 | 0 | 18505.7115 | 71% | 34.3658 | 10.0218 | 0.15151 | 0.010101 | 1.4552 | Single-Tank Door type Dishwasher - Low Temp | 6.2512 | 7.9329 | 76.1852 | 19.5677 | 187.9218 | 1142.7775 | 115682.0607 | 3366.1994 | 112315.8613 | 34.3658 | 11543.0403 | 10.0218
Smart thermostats for central air source heat pump | BNI HVAC | ROB/NEW | 11 | N/A | 298 | 0 | N/A | N/A | 110.2824 | 78.7366 | 11.1966 | 0 | 89.9332 | 287.7007 | 0 | 287.7007 | 85% | 2.7417 | 3.199 | 0.3341 | 0.030373 | N/A | Smart thermostats for central air source heat pump | 119.6012 | 0 | 32.1945 | 0 | 91.5753 | 354.1392 | 34409.3399 | 12550.5466 | 21858.7933 | 2.7417 | 10756.1135 | 3.199
Smart thermostats for electric baseboards | BNI HVAC | ROB/NEW | 11 | N/A | 146 | 0 | N/A | N/A | 157.1004 | 38.5756 | 5.4856 | 0 | 44.0612 | 140.954 | 0 | 140.954 | 85% | 1.0139 | 3.199 | 0.3341 | 0.030373 | N/A | Smart thermostats for electric baseboards | 781.3943 | 0 | 103.0511 | 0 | 293.123 | 1133.5623 | 110140.679 | 108630.163 | 1510.5159 | 1.0139 | 34429.1883 | 3.199
Smart thermostats for mini-split heat pumps | BNI HVAC | ROB/NEW | 11 | N/A | 74 | 0 | N/A | N/A | 172.7064 | 19.552 | 1.0171 | 0 | 20.5691 | 71.4425 | 0 | 71.4425 | 85% | 0.48332 | 3.4733 | 0.30772 | 0.027974 | N/A | Smart thermostats for mini-split heat pumps | 83.7208 | 0 | 5.5962 | 0 | 15.9181 | 61.5584 | 5981.2208 | 12375.4052 | -6394.1844 | 0.48332 | 1722.0644 | 3.4733
Solid Door Freezer | BNI Cooking and Laundry | ROB/NEW | 12 | N/A | 2128 | 165 | N/A | N/A | 0 | 237.795 | 62.1752 | 0 | 299.9702 | 2017.9549 | 0 | 2017.9549 | 71% | 32.4559 | 6.7272 | 0.18683 | 0.015569 | 2.3954 | Solid Door Freezer | 18.7535 | 2.3486 | 30.1108 | 5.7931 | 74.2726 | 361.3295 | 37843.6439 | 1166.0008 | 36677.6431 | 32.4559 | 5625.4805 | 6.7272
Solid Door Refrigerator | BNI Cooking and Laundry | ROB/NEW | 12 | N/A | 818 | 63 | N/A | N/A | 0 | 138.7137 | 26.3499 | 0 | 165.0637 | 775.2531 | 0 | 775.2531 | 71% | 29.4215 | 4.6967 | 0.26744 | 0.022287 | 3.4522 | Solid Door Refrigerator | 100.0185 | 4.7825 | 61.7309 | 11.7968 | 152.2682 | 740.7707 | 77539.6271 | 2635.4771 | 74904.1501 | 29.4215 | 16509.414 | 4.6967
Standard Capacity Electric Fryer | BNI Cooking and Laundry | ROB/NEW | 12 | N/A | 952 | 148 | N/A | N/A | 275.2898 | 660.5417 | 58.5596 | 0 | 719.1013 | 980.4415 | 0 | 980.4415 | 71% | 3.8598 | 1.3634 | 1.0011 | 0.083426 | 6.402 | Standard Capacity Electric Fryer | 6.2512 | 0.7022 | 4.4902 | 1.7321 | 11.0757 | 53.8825 | 6128.891 | 1587.8897 | 4541.0013 | 3.8598 | 4495.2133 | 1.3634
Strip-Curtains for Display Cases | BNI Refrigeration | ROB/NEW | 4 | N/A | 28970.31 | 3307 | N/A | N/A | 314.617 | 1056.8666 | 334.8395 | 0 | 1391.7062 | 11339.1444 | 0 | 11339.1444 | 71% | 20.3131 | 8.1477 | 0.063669 | 0.015917 | 0.5545 | Strip-Curtains for Display Cases | 56.8287 | 142.6388 | 1242.1948 | 405.728 | 3533.352 | 4968.7793 | 644388.5751 | 31722.7658 | 612665.8093 | 20.3131 | 79088.8205 | 8.1477
Track/Mono-point Direction Luminaire | BNI Lighting | ROB/NEW | 12 | N/A | 196.4825 | 44.7797 | N/A | N/A | 17.9463 | 19.8162 | 7.4502 | 0 | 27.2665 | 260.0951 | 0 | 260.0951 | 85% | 11.4556 | 9.539 | 0.15363 | 0.012803 | 0.67015 | Track/Mono-point Direction Luminaire | 38.7572 | 1.577 | 6.8787 | 4.4857 | 19.566 | 82.5442 | 10080.5495 | 879.9654 | 9200.5841 | 11.4556 | 1056.7723 | 9.539
Under-Counter Dishwasher - HighTemp | BNI Cooking and Laundry | ROB/NEW | 10 | N/A | 3170.6766 | 328 | N/A | N/A | 157.3085 | 330.2708 | 82.957 | 0 | 413.2278 | 2665.0593 | 0 | 2665.0593 | 71% | 13.6918 | 6.4494 | 0.17273 | 0.017273 | 1.66 | Under-Counter Dishwasher - HighTemp | 6.2512 | 1.5562 | 14.9548 | 3.8386 | 36.8882 | 149.5482 | 16659.6972 | 1216.7623 | 15442.9349 | 13.6918 | 2583.1509 | 6.4494
Under-Counter Dishwasher - Low Temp | BNI Cooking and Laundry | ROB/NEW | 10 | N/A | 2539.5124 | 263 | N/A | N/A | 65.5452 | 264.2167 | 66.4336 | 0 | 330.6502 | 2134.8016 | 0 | 2134.8016 | 71% | 18.897 | 6.4564 | 0.17256 | 0.017256 | 1.6565 | Under-Counter Dishwasher - Low Temp | 12.5023 | 2.4956 | 23.9557 | 6.1559 | 59.0903 | 239.5574 | 26689.9493 | 1412.3941 | 25277.5552 | 18.897 | 4133.8914 | 6.4564
Variable Speed Kitchen Exhaust Fan | BNI Cooking and Laundry | ROB/NEW | 15 | N/A | 8972 | 1034 | N/A | N/A | 6531.215 | 3302.7083 | 428.8303 | 0 | 3731.5386 | 10413.8205 | 0 | 10413.8205 | 71% | 2.0556 | 2.7908 | 0.55123 | 0.036748 | 4.755 | Variable Speed Kitchen Exhaust Fan | 1.3842 | 1.0863 | 9.3703 | 3.0899 | 26.6532 | 140.5541 | 14414.6523 | 7012.2706 | 7402.3817 | 2.0556 | 5165.139 | 2.7908
Ventilation Fan (Agriculture) (18 inches) | BNI Process | ROB/NEW | 15 | N/A | 254 | 90 | N/A | N/A | 1126.3578 | 72.6596 | 3.7798 | 0 | 76.4393 | 372.5432 | 0 | 372.5432 | 71% | 0.46365 | 4.8737 | 0.39885 | 0.02659 | 1.1191 | Ventilation Fan (Agriculture) (18 inches) | 30.2989 | 2.0697 | 5.8067 | 5.8871 | 16.5168 | 87.1005 | 11287.642 | 24344.9667 | -13057.3246 | 0.46365 | 2316.0265 | 4.8737
Ventilation Fan (Agriculture) (24 inches) | BNI Process | ROB/NEW | 15 | N/A | 436.455 | 156 | N/A | N/A | 1126.3578 | 85.8704 | 4.467 | 0 | 90.3374 | 641.8795 | 0 | 641.8795 | 71% | 0.79818 | 7.1054 | 0.27432 | 0.018288 | 0.76301 | Ventilation Fan (Agriculture) (24 inches) | 22.7315 | 2.6915 | 7.4858 | 7.6557 | 21.2928 | 112.2864 | 14590.865 | 18280.218 | -3689.353 | 0.79818 | 2053.5018 | 7.1054
VFD - 1.5 hp - Institutional - Condensor Pump | BNI HVAC | ROB/NEW | 15 | N/A | 3196.875 | -4.725 | N/A | N/A | 1560.6 | 660.5417 | 114.1554 | 0 | 774.6971 | 3233.0162 | 0 | 3233.0162 | 71% | 2.6453 | 4.1733 | 0.32117 | 0.021411 | -216.0307 | VFD - 1.5 hp - Institutional - Condensor Pump | 2.7684 | -0.009928 | 6.6776 | -0.02824 | 18.994 | 100.1636 | 8950.1838 | 3383.4499 | 5566.7339 | 2.6453 | 2144.6479 | 4.1733
VFD - 1.5 hp - Retail - Make-Up Air Fan | BNI HVAC | ROB/NEW | 15 | N/A | 4485 | 85.8375 | N/A | N/A | 1560.6 | 660.5417 | 149.228 | 0 | 809.7696 | 4654.0515 | 0 | 4654.0515 | 71% | 3.7018 | 5.7474 | 0.23929 | 0.015953 | 12.43 | VFD - 1.5 hp - Retail - Make-Up Air Fan | 2.7684 | 0.18036 | 9.3682 | 0.51302 | 26.6473 | 140.5228 | 12884.1348 | 3480.5438 | 9403.591 | 3.7018 | 2241.7417 | 5.7474
VFD - 10 hp - Institutional - Make-up Air Fan | BNI HVAC | ROB/NEW | 15 | N/A | 34308.571 | 523.2 | N/A | N/A | 3106.8425 | 1585.3 | 956.939 | 0 | 2542.239 | 35430.9808 | 0 | 35430.9808 | 71% | 11.2024 | 13.9369 | 0.098208 | 0.0065472 | 6.4023 | VFD - 10 hp - Institutional - Make-up Air Fan | 2.7684 | 1.0993 | 71.6631 | 3.127 | 203.8417 | 1074.9469 | 98086.0518 | 8755.7917 | 89330.26 | 11.2024 | 7037.8573 | 13.9369
VFD - 10 hp - Retail - Supply Fan | BNI HVAC | ROB/NEW | 15 | N/A | 13097.143 | 542.4 | N/A | N/A | 3587.9442 | 1585.3 | 427.1177 | 0 | 2012.4176 | 13964.2028 | 0 | 13964.2028 | 71% | 4.6945 | 6.939 | 0.20364 | 0.013576 | 4.8886 | VFD - 10 hp - Retail - Supply Fan | 10.5133 | 4.3281 | 103.8927 | 12.311 | 295.5167 | 1558.3899 | 146809.9262 | 31272.4371 | 115537.4891 | 4.6945 | 21157.1609 | 6.939
VFD - 15 hp - Institutional - Chilled Water Pump | BNI HVAC | ROB/NEW | 15 | N/A | 12486.0335 | 3216.8715 | N/A | N/A | 6132.7002 | 1981.625 | 516.9372 | 0 | 2498.5622 | 16768.0892 | 0 | 16768.0892 | 71% | 3.4423 | 6.7111 | 0.26521 | 0.017681 | 1.0234 | VFD - 15 hp - Institutional - Chilled Water Pump | 5.5367 | 13.5184 | 52.1612 | 38.4522 | 148.3696 | 782.418 | 92840.5382 | 26970.3117 | 65870.2265 | 3.4423 | 13833.8872 | 6.7111
VFD - 15 hp - Retail - Exhaust Fan | BNI HVAC | ROB/NEW | 15 | N/A | 51821.2291 | 767.2626 | N/A | N/A | 6132.7002 | 1981.625 | 1423.1994 | 0 | 3404.8244 | 53487.127 | 0 | 53487.127 | 71% | 9.258 | 15.7092 | 0.08708 | 0.0058053 | 5.847 | VFD - 15 hp - Retail - Exhaust Fan | 5.5367 | 3.2243 | 216.4865 | 9.1713 | 615.7834 | 3247.2974 | 296144.2774 | 31988.0494 | 264156.2279 | 9.258 | 18851.625 | 15.7092
VFD - 25 hp - Institutional - Exhaust Fan | BNI HVAC | ROB/NEW | 15 | N/A | 92719.78 | 4350 | N/A | N/A | 7243.837 | 3302.7083 | 2627.8361 | 0 | 5930.5443 | 99510.962 | 0 | 99510.962 | 71% | 12.8055 | 16.7794 | 0.084772 | 0.0056515 | 1.7963 | VFD - 25 hp - Institutional - Exhaust Fan | 5.5367 | 18.2801 | 387.3428 | 51.9968 | 1101.7744 | 5810.1421 | 550966.2524 | 43025.7814 | 507940.471 | 12.8055 | 32835.8778 | 16.7794
VFD - 25 hp - Institutional - Hot Water Circulating Loop Pump | BNI HVAC | ROB/NEW | 15 | N/A | 66098.9011 | 3438.4615 | N/A | N/A | 7243.837 | 3302.7083 | 1933.3408 | 0 | 5236.0491 | 71372.0915 | 0 | 71372.0915 | 71% | 10.0858 | 13.6309 | 0.10499 | 0.0069992 | 2.0064 | VFD - 25 hp - Institutional - Hot Water Circulating Loop Pump | 5.5367 | 14.4495 | 276.1324 | 41.1009 | 785.4427 | 4141.9858 | 395168.663 | 39180.5425 | 355988.1206 | 10.0858 | 28990.6388 | 13.6309
VFD - 30 hp - Institutional - Make-up Air Fan | BNI HVAC | ROB/NEW | 15 | N/A | 98976 | 1509.2308 | N/A | N/A | 6862.5824 | 3963.2499 | 2728.9071 | 0 | 6692.157 | 102213.8391 | 0 | 102213.8391 | 71% | 13.4468 | 15.2737 | 0.089612 | 0.0059742 | 5.8425 | VFD - 30 hp - Institutional - Make-up Air Fan | 2.7684 | 3.1711 | 206.7393 | 9.0201 | 588.058 | 3101.0892 | 282965.6891 | 21043.3207 | 261922.3684 | 13.4468 | 18526.3644 | 15.2737
VFD - 30 hp - Retail - Supply Fan | BNI HVAC | ROB/NEW | 15 | N/A | 37780.22 | 1564.6154 | N/A | N/A | 6862.5824 | 3963.2499 | 1200.352 | 0 | 5163.6019 | 40281.354 | 0 | 40281.354 | 71% | 6.6331 | 7.801 | 0.18114 | 0.012076 | 4.3484 | VFD - 30 hp - Retail - Supply Fan | 11.3657 | 13.4971 | 323.9896 | 38.3918 | 921.5698 | 4859.8438 | 457827.2105 | 69021.6734 | 388805.537 | 6.6331 | 58688.1332 | 7.801
VFD - 40 hp - Warehousing - Exhaust Fan | BNI HVAC | ROB/NEW | 15 | N/A | 144383.86 | 6906.8702 | N/A | N/A | 7915.2384 | 5284.3332 | 4103.6381 | 0 | 9387.9713 | 155129.3879 | 0 | 155129.3879 | 71% | 15.9541 | 16.5243 | 0.086176 | 0.005745 | 1.7909 | VFD - 40 hp - Warehousing - Exhaust Fan | 5.5367 | 29.0249 | 603.1728 | 82.5598 | 1715.6905 | 9047.5921 | 858910.9764 | 53836.248 | 805074.7284 | 15.9541 | 51978.7495 | 16.5243
VFD - 5 hp - Institutional - Chilled Water Pump | BNI HVAC | ROB/NEW | 15 | N/A | 14192.982 | 1122.4561 | N/A | N/A | 2699.1513 | 990.8125 | 441.9193 | 0 | 1432.7318 | 15816.9183 | 0 | 15816.9183 | 71% | 6.7069 | 11.0397 | 0.13379 | 0.0089193 | 1.6818 | VFD - 5 hp - Institutional - Chilled Water Pump | 5.5367 | 4.7169 | 59.2921 | 13.417 | 168.653 | 889.3813 | 87574.1527 | 13057.3849 | 74516.7678 | 6.7069 | 7932.6623 | 11.0397
VFD - 5 hp - Retail - Exhaust Fan | BNI HVAC | ROB/NEW | 15 | N/A | 18081.871 | 267.7193 | N/A | N/A | 3180.2531 | 990.8125 | 512.1671 | 0 | 1502.9796 | 18663.1492 | 0 | 18663.1492 | 71% | 6.7372 | 12.4174 | 0.11016 | 0.0073443 | 7.3971 | VFD - 5 hp - Retail - Exhaust Fan | 5.5367 | 1.125 | 75.5382 | 3.2001 | 214.864 | 1133.0726 | 103332.9915 | 15337.5806 | 87995.411 | 6.7372 | 8321.606 | 12.4174
VFD - 7.5 hp - Institutional - Chilled Water Pump | BNI HVAC | ROB/NEW | 15 | N/A | 21289.474 | 1683.6842 | N/A | N/A | 3356.9338 | 1321.0833 | 654.2886 | 0 | 1975.3719 | 23725.3784 | 0 | 23725.3784 | 71% | 7.8103 | 12.0106 | 0.12297 | 0.0081983 | 1.5459 | VFD - 7.5 hp - Institutional - Chilled Water Pump | 5.5367 | 7.0754 | 88.9381 | 20.1256 | 252.9794 | 1334.0721 | 131361.2346 | 16819.0173 | 114542.2173 | 7.8103 | 10937.1193 | 12.0106
VFD - 7.5 hp - Warehousing - Exhaust Fan | BNI HVAC | ROB/NEW | 15 | N/A | 29035.088 | 1388.9474 | N/A | N/A | 3356.9338 | 1321.0833 | 838.6704 | 0 | 2159.7537 | 31195.976 | 0 | 31195.976 | 71% | 9.6819 | 14.4442 | 0.098585 | 0.0065724 | 2.0488 | VFD - 7.5 hp - Warehousing - Exhaust Fan | 5.5367 | 5.8368 | 121.2959 | 16.6025 | 345.0193 | 1819.439 | 172723.9857 | 17839.891 | 154884.0947 | 9.6819 | 11957.993 | 14.4442
VFD Milk Transfer Pump | BNI Process | ROB/NEW | 15 | N/A | 2545.875 | 671 | N/A | N/A | 3932.712 | 660.5417 | 119.2217 | 0 | 779.7634 | 3438.2866 | 0 | 3438.2866 | 71% | 1.181 | 4.4094 | 0.40594 | 0.027062 | 1.5312 | VFD Milk Transfer Pump | 2.8414 | 1.4471 | 5.4581 | 4.1162 | 15.5253 | 81.8719 | 9769.6639 | 8272.6847 | 1496.9792 | 1.181 | 2215.646 | 4.4094
VFD Milk Vacuum Pump | BNI Process | ROB/NEW | 15 | N/A | 6492.659 | 1818 | N/A | N/A | 6617.4434 | 198.1625 | 230.0976 | 0 | 428.2601 | 8905.203 | 0 | 8905.203 | 71% | 1.8069 | 20.7939 | 0.087421 | 0.0058281 | 0.31038 | VFD Milk Vacuum Pump | 11.3657 | 15.6829 | 55.6787 | 44.6092 | 158.3749 | 835.1806 | 101214.1804 | 56015.8274 | 45198.353 | 1.8069 | 4867.4915 | 20.7939
Wall Mounted Area Luminaire (1000 lumen) (full and no-cutoff) | BNI Lighting | ROB/NEW | 20 | N/A | 153.3 | 34.3 | N/A | N/A | 29.7502 | 19.8162 | 7.4268 | 0 | 27.2431 | 259.1465 | 0 | 259.1465 | 77% | 8.543 | 9.5124 | 0.21718 | 0.010859 | 0.96497 | Wall Mounted Area Luminaire (1000 lumen) (full and no-cutoff) | 477.3609 | 13.4775 | 59.8812 | 38.336 | 170.3286 | 1197.6237 | 123706.4246 | 14480.5125 | 109225.9121 | 8.543 | 13004.783 | 9.5124
Wall Mounted Area Luminaire (10000 lumen) (full and no-cutoff) | BNI Lighting | ROB/NEW | 20 | N/A | 776.3988 | 177.26 | N/A | N/A | 297.5024 | 79.265 | 36.6684 | 0 | 115.9334 | 1318.6275 | 0 | 1318.6275 | 77% | 4.962 | 11.374 | 0.18248 | 0.0091242 | 0.7946 | Wall Mounted Area Luminaire (10000 lumen) (full and no-cutoff) | 3888.1752 | 567.316 | 2470.1998 | 1613.6977 | 7026.3418 | 49403.9961 | 5127054.8163 | 1033264.0116 | 4093790.8047 | 4.962 | 450769.3595 | 11.374
Wall Mounted Area Luminaire (20000 lumen) (full and no-cutoff) | BNI Lighting | ROB/NEW | 20 | N/A | 1187.0676 | 265.5996 | N/A | N/A | 595.0048 | 132.1083 | 56.3992 | 0 | 188.5075 | 2006.6828 | 0 | 2006.6828 | 77% | 3.8999 | 10.6451 | 0.19407 | 0.0097034 | 0.86229 | Wall Mounted Area Luminaire (20000 lumen) (full and no-cutoff) | 55.3674 | 12.1046 | 53.7813 | 34.4308 | 152.9777 | 1075.6251 | 111104.793 | 28489.4503 | 82615.3426 | 3.8999 | 10437.1702 | 10.6451
Wall Mounted Area Luminaire (4000 lumen) (full and no-cutoff) | BNI Lighting | ROB/NEW | 20 | N/A | 249.222 | 55.762 | N/A | N/A | 119.001 | 39.6325 | 12.4597 | 0 | 52.0922 | 421.2982 | 0 | 421.2982 | 77% | 4.0474 | 8.0875 | 0.25544 | 0.012772 | 1.135 | Wall Mounted Area Luminaire (4000 lumen) (full and no-cutoff) | 2545.5159 | 116.8376 | 519.115 | 332.3378 | 1476.5929 | 10382.3004 | 1072421.3659 | 264963.9547 | 807457.4112 | 4.0474 | 132601.6246 | 8.0875
Wall wash luminaire (1500 lumen) | BNI Lighting | ROB/NEW | 12 | N/A | 734.7782 | 162.0156 | N/A | N/A | 0 | 26.4217 | 25.2124 | 0 | 51.6341 | 965.842 | 0 | 965.842 | 85% | 38.3082 | 18.7055 | 0.077795 | 0.0064829 | 0.35076 | Wall wash luminaire (1500 lumen) | 124.5766 | 18.3396 | 82.6842 | 52.166 | 235.1904 | 992.2102 | 120321.3475 | 3140.8751 | 117180.4724 | 38.3082 | 6432.3973 | 18.7055
Wall Wash Luminaire (1000 lumen) | BNI Lighting | ROB/NEW | 12 | N/A | 126.4286 | 27.877 | N/A | N/A | 0 | 13.2108 | 4.7889 | 0 | 17.9997 | 166.1863 | 0 | 166.1863 | 85% | 34.7026 | 9.2327 | 0.15761 | 0.013134 | 0.71063 | Wall Wash Luminaire (1000 lumen) | 27.6837 | 0.70124 | 3.1615 | 1.9946 | 8.9928 | 37.9385 | 4600.6508 | 132.5736 | 4468.0771 | 34.7026 | 498.2983 | 9.2327
Custom | [22 empty] | Custom Total
Measure Name | Technology Type | Decision Type | Measure Life | Remaining Useful Life | Gross Annual Energy Savings per Unit at Meter (kWh) Pre-RUL | Gross Peak Demand Savings per Unit at Meter (Watts) Pre-RUL | Gross Annual Energy Savings per Unit at Meter (kWh) Post-RUL | Gross Peak Demand Savings per Unit at Meter (Watts) Post-RUL | Gross Per Unit One-Time Incremental Measure Cost ($) | Per Unit Incentive ($) | Per Unit Program Administrative Cost (inclusive of DI costs) ($) | Per Unit Direct Installation Cost ($) | Per Unit DSM Administrator Cost (Incentive + Administrative) ($) | Per Unit Present Value Avoided Cost Benefits ($) | Per Unit Present Value Non-Energy Benefits ($) | Total Per Unit Present Value Benefits ($) | Net-To-Gross Ratio | Net Total Resource Benefit-Cost Ratio (TRC) | Net Program Administrator Benefit-Cost Ratio (PAC) | Net First-Year Unit Cost / kWh at Generator ($/kWh) | Net Lifetime Unit Cost / kWh at Generator ($/kWh) | Net Unit Cost / Watt at Generator ($/W) | Measure Name | Participation (Units) | Total Peak Demand Savings (kW) | Total First Year Energy Savings (MWh) | Total Cumulative Peak Demand Savings (kW) | Total Cumulative First Year Energy Savings (MWh) | Total Lifetime Energy Savings (MWh) | Total Avoided Cost Benefits ($) | TRC Costs ($) | Total TRC Net Resource Benefits ($) | TRC Ratio | PAC Costs ($) | PAC Ratio
Custom New Construction | BNI Other | ROB/NEW | 16.8 | N/A | 1000000 | 386000 | N/A | N/A | 478235.466 | 200000 | 163579.5117 | 0 | 363579.5117 | 1605848.577 | 0 | 1605848.577 | 70% | 3.2224 | 4.4168 | 0.48875 | 0.029093 | 1.2588 | Custom New Construction | 4.02 | 1161.1521 | 2990.4378 | 3483.4562 | 8971.3134 | 50239.355 | 6455511.2796 | 2003344.2382 | 4452167.0414 | 3.2224 | 1461589.6369 | 4.4168
Custom Retrofit | BNI Other | ROB/NEW | 13.8 | N/A | 1000000 | 210000 | N/A | N/A | 478235.466 | 140000 | 136926.0539 | 0 | 276926.0539 | 1396092.4736 | 0 | 1396092.4736 | 82% | 2.6387 | 5.0414 | 0.31779 | 0.023028 | 1.5044 | Custom Retrofit | 18.9 | 3479.146 | 16469.7246 | 10437.4381 | 49409.1738 | 227282.1995 | 26386147.7518 | 9999595.6712 | 16386552.0806 | 2.6387 | 5233902.4191 | 5.0414
Existing Building Comissioning | BNI Other | ROB/NEW | 5.6 | N/A | 1000000 | 0 | N/A | N/A | 376830.4042 | 100000 | 59518.0037 | 0 | 159518.0037 | 532729.1245 | 0 | 532729.1245 | 81% | 1.4605 | 3.3396 | 0.18532 | 0.033092 | N/A | Existing Building Comissioning | 2.25 | 0 | 1936.7707 | 0 | 4756.3646 | 10845.9162 | 1198640.5301 | 820688.92 | 377951.6102 | 1.4605 | 358915.5083 | 3.3396
Pay-for-Performance | BNI Other | ROB/NEW | 10.35 | N/A | 1000000 | 66000 | N/A | N/A | 478235.466 | 100000 | 92646.6553 | 0 | 192646.6553 | 934637.3976 | 0 | 934637.3976 | 80% | 1.9667 | 4.8516 | 0.2266 | 0.021894 | 3.4133 | Pay-for-Performance | 3.25 | 183.4404 | 2763.02 | 423.324 | 6376.2 | 28597.257 | 3037571.5422 | 1544513.8412 | 1493057.701 | 1.9667 | 626101.6296 | 4.8516
Efficient Products Installation | [22 empty] | Efficient Products Installation Total
Measure Name | Technology Type | Decision Type | Measure Life | Remaining Useful Life | Gross Annual Energy Savings per Unit at Meter (kWh) Pre-RUL | Gross Peak Demand Savings per Unit at Meter (Watts) Pre-RUL | Gross Annual Energy Savings per Unit at Meter (kWh) Post-RUL | Gross Peak Demand Savings per Unit at Meter (Watts) Post-RUL | Gross Per Unit One-Time Incremental Measure Cost ($) | Per Unit Incentive ($) | Per Unit Program Administrative Cost (inclusive of DI costs) ($) | Per Unit Direct Installation Cost ($) | Per Unit DSM Administrator Cost (Incentive + Administrative) ($) | Per Unit Present Value Avoided Cost Benefits ($) | Per Unit Present Value Non-Energy Benefits ($) | Total Per Unit Present Value Benefits ($) | Net-To-Gross Ratio | Net Total Resource Benefit-Cost Ratio (TRC) | Net Program Administrator Benefit-Cost Ratio (PAC) | Net First-Year Unit Cost / kWh at Generator ($/kWh) | Net Lifetime Unit Cost / kWh at Generator ($/kWh) | Net Unit Cost / Watt at Generator ($/W) | Measure Name | Participation (Units) | Total Peak Demand Savings (kW) | Total First Year Energy Savings (MWh) | Total Cumulative Peak Demand Savings (kW) | Total Cumulative First Year Energy Savings (MWh) | Total Lifetime Energy Savings (MWh) | Total Avoided Cost Benefits ($) | TRC Costs ($) | Total TRC Net Resource Benefits ($) | TRC Ratio | PAC Costs ($) | PAC Ratio
18W Replacing 100W | Res Lighting | RET | 9.3 | 1 | 62.3336 | 10.138 | 3.2994 | 0.53662 | 0 | 0 | 13.2729 | 12.6409 | 13.2729 | 11.7787 | 0 | 11.7787 | 86% | 0.88742 | 0.88742 | 0.22618 | 0.15714 | 1.3276 | 18W Replacing 100W | 0 | 0 | 0 | 13.9145 | 81.6808 | 0 | 0 | 0 | 0 | N/A | 0 | N/A
5W Chandelier E12 - MURB | Res Lighting | RET | 4 | 1 | 28.7385 | 4.6831 | 1.5212 | 0.24788 | 0 | 0 | 6.3142 | 6.0135 | 6.3142 | 4.6132 | 0 | 4.6132 | 86% | 0.73061 | 0.73061 | 0.23338 | 0.2014 | 1.3673 | 5W Chandelier E12 - MURB | 0 | 0 | 0 | 1.55 | 9.0813 | 0 | 0 | 0 | 0 | N/A | 0 | N/A
5W Chandelier E12 | Res Lighting | RET | 4 | 1 | 26.7099 | 4.323 | 1.4138 | 0.22882 | 0 | 0 | 6.3142 | 6.0135 | 6.3142 | 4.2841 | 0 | 4.2841 | 86% | 0.67849 | 0.67849 | 0.2511 | 0.2167 | 1.4811 | 5W Chandelier E12 | 0 | 0 | 0 | 84.1087 | 496.1452 | 0 | 0 | 0 | 0 | N/A | 0 | N/A
7W G25 - MURB | Res Lighting | RET | 4 | 1 | 27.0725 | 4.415 | 1.433 | 0.23369 | 0 | 0 | 5.8991 | 5.6182 | 5.8991 | 4.3462 | 0 | 4.3462 | 86% | 0.73676 | 0.73676 | 0.23145 | 0.19974 | 1.3549 | 7W G25 - MURB | 0 | 0 | 0 | 1.3228 | 7.7439 | 0 | 0 | 0 | 0 | N/A | 0 | N/A
7W G25 | Res Lighting | RET | 4 | 1 | 25.1615 | 4.0756 | 1.3318 | 0.21572 | 0 | 0 | 5.8991 | 5.6182 | 5.8991 | 4.0361 | 0 | 4.0361 | 86% | 0.6842 | 0.6842 | 0.24903 | 0.21491 | 1.4678 | 7W G25 | 0 | 0 | 0 | 17.1524 | 101.1018 | 0 | 0 | 0 | 0 | N/A | 0 | N/A
7W GU10 Replacing 35W | Res Lighting | RET | 4.8 | 1 | 21.3679 | 3.4569 | 1.131 | 0.18298 | 0 | 0 | 6.347 | 6.0447 | 6.347 | 3.5372 | 0 | 3.5372 | 86% | 0.55731 | 0.55731 | 0.31551 | 0.26268 | 1.8619 | 7W GU10 Replacing 35W | 0 | 0 | 0 | 2.0364 | 12.0178 | 0 | 0 | 0 | 0 | N/A | 0 | N/A
7W GU10 Replacing 50W - MURB | Res Lighting | RET | 5.5 | 1 | 35.5213 | 5.7555 | 1.8802 | 0.30464 | 0 | 0 | 6.347 | 6.0447 | 6.347 | 6.0068 | 0 | 6.0068 | 86% | 0.9464 | 0.9464 | 0.1898 | 0.15329 | 1.1183 | 7W GU10 Replacing 50W - MURB | 0 | 0 | 0 | 1.1768 | 6.9339 | 0 | 0 | 0 | 0 | N/A | 0 | N/A
7W GU10 Replacing 50W | Res Lighting | RET | 5.5 | 1 | 32.79 | 5.3129 | 1.7356 | 0.28122 | 0 | 0 | 6.347 | 6.0447 | 6.347 | 5.5449 | 0 | 5.5449 | 86% | 0.87363 | 0.87363 | 0.20561 | 0.16605 | 1.2114 | 7W GU10 Replacing 50W | 0 | 0 | 0 | 40.0953 | 236.2574 | 0 | 0 | 0 | 0 | N/A | 0 | N/A
9.5W Replacing 100W - MURB | Res Lighting | RET | 9.3 | 1 | 73.849 | 12.0089 | 3.9089 | 0.63564 | 0 | 0 | 10.5637 | 10.0607 | 10.5637 | 13.9543 | 0 | 13.9543 | 86% | 1.321 | 1.321 | 0.15194 | 0.10557 | 0.89203 | 9.5W Replacing 100W - MURB | 0 | 0 | 0 | 0.060776 | 0.35682 | 0 | 0 | 0 | 0 | N/A | 0 | N/A
9.5W Replacing 100W | Res Lighting | RET | 9.3 | 1 | 68.8139 | 11.2215 | 3.6424 | 0.59397 | 0 | 0 | 11.3322 | 10.0607 | 11.3322 | 13.0076 | 0 | 13.0076 | 86% | 1.1478 | 1.1478 | 0.17492 | 0.12153 | 1.0241 | 9.5W Replacing 100W | 488 | 5.3998 | 31.6147 | 5.9715 | 34.9615 | 45.5039 | 6347.7164 | 5530.1236 | 817.5928 | 1.1478 | 5530.1236 | 1.1478
9.5W Replacing 40W - MURB | Res Lighting | RET | 5 | 1 | 24.9199 | 4.0416 | 1.319 | 0.21393 | 0 | 0 | 10.8094 | 10.0607 | 10.8094 | 4.1586 | 0 | 4.1586 | 86% | 0.38472 | 0.38472 | 0.46075 | 0.38024 | 2.7121 | 9.5W Replacing 40W - MURB | 34 | 0.1355 | 0.79766 | 0.14985 | 0.8821 | 0.96655 | 141.3919 | 367.5196 | -226.1277 | 0.38472 | 367.5196 | 0.38472
9.5W Replacing 40W | Res Lighting | RET | 5 | 1 | 23.2208 | 3.7766 | 1.2291 | 0.1999 | 0 | 0 | 7.5155 | 6.9395 | 7.5155 | 3.8764 | 0 | 3.8764 | 86% | 0.51578 | 0.51578 | 0.34379 | 0.28372 | 2.018 | 9.5W Replacing 40W | 1327 | 4.9418 | 29.0096 | 5.4649 | 32.0806 | 35.1517 | 5143.9172 | 9973.0219 | -4829.1047 | 0.51578 | 9973.0219 | 0.51578
9.5W Replacing 60W - MURB | Res Lighting | RET | 6.7 | 1 | 41.2296 | 6.6836 | 2.1823 | 0.35377 | 0 | 0 | 10.9893 | 10.0607 | 10.9893 | 7.2031 | 0 | 7.2031 | 86% | 0.65546 | 0.65546 | 0.28312 | 0.2175 | 1.6674 | 9.5W Replacing 60W - MURB | 156 | 1.0281 | 6.0552 | 1.137 | 6.6962 | 7.8821 | 1123.6783 | 1714.3269 | -590.6485 | 0.65546 | 1714.3269 | 0.65546
9.5W Replacing 60W | Res Lighting | RET | 6.7 | 1 | 38.4185 | 6.2453 | 2.0335 | 0.33057 | 0 | 0 | 10.9604 | 10.0607 | 10.9604 | 6.7143 | 0 | 6.7143 | 86% | 0.6126 | 0.6126 | 0.30304 | 0.2328 | 1.7797 | 9.5W Replacing 60W | 9135 | 56.2569 | 330.402 | 62.2123 | 365.379 | 430.0865 | 61335.0859 | 100123.2268 | -38788.1409 | 0.6126 | 100123.2268 | 0.6126
9W Replacing 100W | Res Lighting | RET | 9.3 | 1 | 69.1996 | 11.2215 | 3.6628 | 0.59397 | 0 | 0 | 8.2772 | 7.1475 | 8.2772 | 13.0711 | 0 | 13.0711 | 86% | 1.5792 | 1.5792 | 0.12705 | 0.088273 | 0.748 | 9W Replacing 100W | 1912 | 21.1568 | 124.5619 | 23.3965 | 137.7482 | 179.2853 | 24991.8636 | 15825.9927 | 9165.8709 | 1.5792 | 15825.9927 | 1.5792
9W Replacing 40W - MURB | Res Lighting | RET | 5 | 1 | 25.3339 | 4.1079 | 1.3409 | 0.21743 | 0 | 0 | 7.7547 | 7.1475 | 7.7547 | 4.2276 | 0 | 4.2276 | 86% | 0.54516 | 0.54516 | 0.32514 | 0.26833 | 1.9143 | 9W Replacing 40W - MURB | 48 | 0.19443 | 1.1448 | 0.21502 | 1.266 | 1.3872 | 202.9226 | 372.2255 | -169.3029 | 0.54516 | 372.2255 | 0.54516
9W Replacing 40W | Res Lighting | RET | 5 | 1 | 23.6066 | 3.8385 | 1.2495 | 0.20318 | 0 | 0 | 7.7377 | 7.1475 | 7.7377 | 3.9406 | 0 | 3.9406 | 86% | 0.50927 | 0.50927 | 0.34817 | 0.28733 | 2.0442 | 9W Replacing 40W | 4387 | 16.6051 | 97.4976 | 18.363 | 107.8189 | 118.1402 | 17287.5876 | 33945.4972 | -16657.9096 | 0.50927 | 33945.4972 | 0.50927
9W Replacing 60W - MURB | Res Lighting | RET | 6.7 | 1 | 41.6436 | 6.7498 | 2.2042 | 0.35728 | 0 | 0 | 7.9348 | 7.1475 | 7.9348 | 7.2753 | 0 | 7.2753 | 86% | 0.91689 | 0.91689 | 0.20239 | 0.15548 | 1.1921 | 9W Replacing 60W - MURB | 4803 | 31.9681 | 188.3016 | 35.3523 | 208.2357 | 245.1136 | 34943.1326 | 38110.6754 | -3167.5427 | 0.91689 | 38110.6754 | 0.91689
9W Replacing 60W | Res Lighting | RET | 6.7 | 1 | 38.8042 | 6.3073 | 2.0539 | 0.33385 | 0 | 0 | 7.9056 | 7.1475 | 7.9056 | 6.7816 | 0 | 6.7816 | 86% | 0.85782 | 0.85782 | 0.2164 | 0.16625 | 1.271 | 9W Replacing 60W | 128375 | 798.4203 | 4689.7876 | 882.9427 | 5186.2583 | 6104.7291 | 870588.0533 | 1014881.0937 | -144293.0404 | 0.85782 | 1014881.0937 | 0.85782
Air Sealing Measures - Elect Res - MURB | Res HVAC | ROB/NEW | 15 | N/A | 171.73 | 48.1437 | N/A | N/A | 0 | 0 | 50.384 | 28.1532 | 50.384 | 352.4429 | 0 | 352.4429 | 102% | 6.9951 | 6.9951 | 0.26276 | 0.017517 | 0.89479 | Air Sealing Measures - Elect Res - MURB | 800.7551 | 45.087 | 153.5469 | 135.261 | 460.6408 | 2303.2041 | 282220.4312 | 40345.2459 | 241875.1853 | 6.9951 | 40345.2459 | 6.9951
Air Sealing Measures - Elect Res | Res HVAC | ROB/NEW | 15 | N/A | 164.8 | 46.63 | N/A | N/A | 0 | 0 | 51.2323 | 29.7138 | 51.2323 | 339.0666 | 0 | 339.0666 | 102% | 6.6182 | 6.6182 | 0.27842 | 0.018561 | 0.93939 | Air Sealing Measures - Elect Res | 800.7551 | 43.6694 | 147.3507 | 131.0082 | 442.0521 | 2210.2605 | 271509.3429 | 41024.5521 | 230484.7908 | 6.6182 | 41024.5521 | 6.6182
Air Sealing Measures - HP - MURB | Res HVAC | ROB/NEW | 15 | N/A | 75.36 | 21.03 | N/A | N/A | 0 | 0 | 38.6874 | 28.1532 | 38.6874 | 154.471 | 0 | 154.471 | 102% | 3.9928 | 3.9928 | 0.45977 | 0.030651 | 1.5729 | Air Sealing Measures - HP - MURB | 388.2449 | 9.549 | 32.6695 | 28.647 | 98.0084 | 490.0419 | 59972.5726 | 15020.177 | 44952.3956 | 3.9928 | 15020.177 | 3.9928
Air Sealing Measures - HP | Res HVAC | ROB/NEW | 15 | N/A | 74.23 | 19.6236 | N/A | N/A | 0 | 0 | 40.062 | 29.7138 | 40.062 | 150.0029 | 0 | 150.0029 | 102% | 3.7443 | 3.7443 | 0.48335 | 0.032223 | 1.7455 | Air Sealing Measures - HP | 388.2449 | 8.9104 | 32.1796 | 26.7312 | 96.5388 | 482.6939 | 58237.8769 | 15553.877 | 42683.9998 | 3.7443 | 15553.877 | 3.7443
Dimmer Switch | Res Lighting | ROB/NEW | 10 | N/A | 13.668 | 1.6115 | N/A | N/A | 0 | 0 | 58.9925 | 55.2265 | 58.9925 | 17.0043 | 0 | 17.0043 | 100% | 0.28825 | 0.28825 | 3.9428 | 0.39428 | 31.9251 | Dimmer Switch | 5231.6 | 9.6667 | 78.2771 | 16.4773 | 133.4268 | 782.7708 | 88959.7352 | 308625.1163 | -219665.3811 | 0.28825 | 308625.1163 | 0.28825
Faucet Aerators - MURB | Res Domestic Hot Water (DHW) | ROB/NEW | 10 | N/A | 120.9 | 19.623 | N/A | N/A | 0 | 0 | 33.898 | 23.2425 | 33.898 | 160.68 | 0 | 160.68 | 102% | 4.7401 | 4.7401 | 0.25111 | 0.025111 | 1.477 | Faucet Aerators - MURB | 239 | 5.485 | 32.2641 | 16.455 | 96.7923 | 322.641 | 38402.5135 | 8101.6211 | 30300.8925 | 4.7401 | 8101.6211 | 4.7401
Faucet Aerators | Res Domestic Hot Water (DHW) | ROB/NEW | 10 | N/A | 95.79 | 15.531 | N/A | N/A | 0 | 0 | 31.925 | 23.2425 | 31.925 | 127.2857 | 0 | 127.2857 | 102% | 3.987 | 3.987 | 0.29848 | 0.029848 | 1.7575 | Faucet Aerators | 6672 | 121.1902 | 713.6274 | 363.5707 | 2140.8821 | 7136.2737 | 849250.3637 | 213003.5271 | 636246.8366 | 3.987 | 213003.5271 | 3.987
Hot Water Tank Wrap - MURB | Res Domestic Hot Water (DHW) | ROB/NEW | 7 | N/A | 57.23 | 9.3072 | N/A | N/A | 0 | 0 | 29.0891 | 24.6159 | 29.0891 | 54.8796 | 0 | 54.8796 | 102% | 1.8866 | 1.8866 | 0.45521 | 0.06503 | 2.6723 | Hot Water Tank Wrap - MURB | 169 | 1.8396 | 10.7996 | 5.5187 | 32.3987 | 75.5969 | 9274.6511 | 4916.0523 | 4358.5989 | 1.8866 | 4916.0523 | 1.8866
Hot Water Tank Wrap | Res Domestic Hot Water (DHW) | ROB/NEW | 7 | N/A | 137.2647 | 22.3131 | N/A | N/A | 0 | 0 | 33.6229 | 24.6159 | 33.6229 | 131.618 | 0 | 131.618 | 102% | 3.9145 | 3.9145 | 0.21937 | 0.031339 | 1.2884 | Hot Water Tank Wrap | 2378 | 62.0561 | 364.4735 | 186.1682 | 1093.4206 | 2551.3148 | 312987.5852 | 79955.3596 | 233032.2256 | 3.9145 | 79955.3596 | 3.9145
Indoor motion sensor | Res Lighting | ROB/NEW | 10 | N/A | 36.8232 | 0 | N/A | N/A | 0 | 0 | 54.2346 | 49.3982 | 54.2346 | 40.0551 | 0 | 40.0551 | 100% | 0.73855 | 0.73855 | 1.3454 | 0.13454 | N/A | Indoor motion sensor | 5231.6 | 0 | 210.8877 | 0 | 359.4676 | 2108.8766 | 209552.1799 | 283733.9733 | -74181.7934 | 0.73855 | 283733.9733 | 0.73855
LED - ENERGY STAR Fixture with Motion Sensor | Res Lighting | RET | 9.7 | 1 | 137 | 22.2 | 27.4 | 8.805 | 0 | 0 | 93.5623 | 85.7914 | 93.5623 | 58.9235 | 0 | 58.9235 | 102% | 0.62978 | 0.62978 | 0.61163 | 0.22322 | 3.6034 | LED - ENERGY STAR Fixture with Motion Sensor | 2092.64 | 54.3325 | 320.1182 | 44.9277 | 173.1548 | 877.1239 | 123305.5801 | 195792.1762 | -72486.5961 | 0.62978 | 195792.1762 | 0.62978
LED Nightlights - MURB | Res Lighting | RET | 23 | 7.6667 | 24.1578 | 3.9388 | 24.1578 | 3.9388 | 0 | 0 | 7.0652 | 4.0263 | 7.0652 | 48.0272 | 0 | 48.0272 | 86% | 6.7977 | 6.7977 | 0.31065 | 0.013507 | 1.819 | LED Nightlights - MURB | 991 | 3.849 | 22.5385 | 11.547 | 67.6156 | 518.3861 | 47594.9767 | 7001.6344 | 40593.3423 | 6.7977 | 7001.6344 | 6.7977
LED Nightlights | Res Lighting | RET | 23 | 7.6667 | 22.4526 | 3.6358 | 22.4526 | 3.6358 | 0 | 0 | 6.8616 | 4.0263 | 6.8616 | 44.58 | 0 | 44.58 | 86% | 6.4971 | 6.4971 | 0.32461 | 0.014114 | 1.9138 | LED Nightlights | 9022 | 32.3453 | 190.7053 | 97.0358 | 572.116 | 4386.2227 | 402200.6486 | 61904.9139 | 340295.7346 | 6.4971 | 61904.9139 | 6.4971
Low-flow showerhead - 1.0 gpm Reduction - MURB | Res Domestic Hot Water (DHW) | ROB/NEW | 10 | N/A | 404.95 | 65.593 | N/A | N/A | 0 | 0 | 84.6692 | 52.1448 | 84.6692 | 506.3633 | 0 | 506.3633 | 96% | 5.9805 | 5.9805 | 0.19896 | 0.019896 | 1.1726 | Low-flow showerhead - 1.0 gpm Reduction - MURB | 112 | 8.0865 | 47.6635 | 24.2594 | 142.9904 | 476.6348 | 56712.6862 | 9482.9469 | 47229.7393 | 5.9805 | 9482.9469 | 5.9805
Low-flow showerhead - 1.0 gpm Reduction | Res Domestic Hot Water (DHW) | ROB/NEW | 10 | N/A | 355.11 | 57.494 | N/A | N/A | 0 | 0 | 80.9851 | 52.1448 | 80.9851 | 444.0085 | 0 | 444.0085 | 96% | 5.4826 | 5.4826 | 0.21701 | 0.021701 | 1.2796 | Low-flow showerhead - 1.0 gpm Reduction | 2219 | 140.431 | 828.1072 | 421.293 | 2484.3216 | 8281.0719 | 985254.91 | 179705.9592 | 805548.9507 | 5.4826 | 179705.9592 | 5.4826
Motion sensor with dimmer switch | Res Lighting | ROB/NEW | 10 | N/A | 43.0944 | 0 | N/A | N/A | 0 | 0 | 65.0594 | 59.3236 | 65.0594 | 46.8767 | 0 | 46.8767 | 100% | 0.72052 | 0.72052 | 1.3791 | 0.13791 | N/A | Motion sensor with dimmer switch | 523.16 | 0 | 24.6803 | 0 | 42.0687 | 246.803 | 24524.0106 | 34036.4593 | -9512.4487 | 0.72052 | 34036.4593 | 0.72052
Outdoor motion sensor | Res Lighting | ROB/NEW | 10 | N/A | 159 | 0 | N/A | N/A | 0 | 0 | 76.2991 | 62.9338 | 76.2991 | 172.9551 | 0 | 172.9551 | 100% | 2.2668 | 2.2668 | 0.43836 | 0.043836 | N/A | Outdoor motion sensor | 523.16 | 0 | 91.0598 | 0 | 155.2156 | 910.5982 | 90483.1644 | 39916.6153 | 50566.5491 | 2.2668 | 39916.6153 | 2.2668
PAR20 7 W Replacing 50 W - MURB | Res Lighting | ROB/NEW | 5.5 | N/A | 35.3192 | 5.7555 | N/A | N/A | 0 | 0 | 9.2965 | 8.8538 | 9.2965 | 23.8703 | 0 | 23.8703 | 86% | 2.5677 | 2.5677 | 0.27959 | 0.050834 | 1.638 | PAR20 7 W Replacing 50 W - MURB | 0 | 0 | 0 | 2.5198 | 14.7634 | 0 | 0 | 0 | 0 | N/A | 0 | N/A
PAR20 7 W Replacing 50 W | Res Lighting | ROB/NEW | 5.5 | N/A | 32.8261 | 5.3129 | N/A | N/A | 0 | 0 | 9.2965 | 8.8538 | 9.2965 | 22.1631 | 0 | 22.1631 | 86% | 2.384 | 2.384 | 0.30082 | 0.054695 | 1.7744 | PAR20 7 W Replacing 50 W | 0 | 0 | 0 | 32.6752 | 192.7473 | 0 | 0 | 0 | 0 | N/A | 0 | N/A
PAR38 15 W Replacing 150 W | Res Lighting | ROB/NEW | 6.8 | N/A | 102.9686 | 16.627 | N/A | N/A | 0 | 0 | 27.4491 | 21.5675 | 27.4491 | 81.298 | 0 | 81.298 | 86% | 2.9618 | 2.9618 | 0.28316 | 0.041641 | 1.6741 | PAR38 15 W Replacing 150 W | 1912 | 31.3482 | 185.3473 | 94.0446 | 556.0419 | 1260.3616 | 155441.8692 | 52482.7513 | 102959.1179 | 2.9618 | 52482.7513 | 2.9618
Pipe Insulation - MURB | Res Domestic Hot Water (DHW) | ROB/NEW | 15 | N/A | 6.731 | 1.0969 | N/A | N/A | 0 | 0 | 2.8653 | 2.0392 | 2.8653 | 12.2559 | 0 | 12.2559 | 102% | 4.2774 | 4.2774 | 0.38123 | 0.025416 | 2.2333 | Pipe Insulation - MURB | 101 | 0.12957 | 0.7591 | 0.38872 | 2.2773 | 11.3864 | 1237.8493 | 289.3904 | 948.4589 | 4.2774 | 289.3904 | 4.2774
Pipe Insulation | Res Domestic Hot Water (DHW) | ROB/NEW | 15 | N/A | 11.9812 | 1.9469 | N/A | N/A | 0 | 0 | 3.4294 | 2.0392 | 3.4294 | 21.8044 | 0 | 21.8044 | 102% | 6.3581 | 6.3581 | 0.25635 | 0.01709 | 1.5061 | Pipe Insulation | 13272.4099 | 30.2207 | 177.5598 | 90.6622 | 532.6794 | 2663.3971 | 289396.6059 | 45516.331 | 243880.2749 | 6.3581 | 45516.331 | 6.3581
Smart thermostats for central air source heat pump | Res HVAC | ROB/NEW | 11 | N/A | 831 | 0 | N/A | N/A | 0 | 0 | 165.585 | 101.8968 | 165.585 | 991.7252 | 0 | 991.7252 | 102% | 5.9892 | 5.9892 | 0.17845 | 0.016223 | N/A | Smart thermostats for central air source heat pump | 200 | 0 | 185.5779 | 0 | 380.4347 | 2041.3572 | 198345.0441 | 33116.9932 | 165228.0509 | 5.9892 | 33116.9932 | 5.9892
Smart thermostats for electric baseboards | Res HVAC | ROB/NEW | 11 | N/A | 418.6073 | 0 | N/A | N/A | 0 | 0 | 141.9476 | 107.078 | 141.9476 | 499.5709 | 0 | 499.5709 | 102% | 3.5194 | 3.5194 | 0.30369 | 0.027608 | N/A | Smart thermostats for electric baseboards | 7840 | 0 | 3664.5286 | 0 | 6641.9581 | 40309.8148 | 3916635.5516 | 1112869.4484 | 2803766.1032 | 3.5194 | 1112869.4484 | 3.5194
Smart thermostats for mini-split heat pumps | Res HVAC | ROB/NEW | 11 | N/A | 207.8191 | 0 | N/A | N/A | 0 | 0 | 107.1375 | 88.0803 | 107.1375 | 248.0137 | 0 | 248.0137 | 102% | 2.3149 | 2.3149 | 0.4617 | 0.041973 | N/A | Smart thermostats for mini-split heat pumps | 840 | 0 | 194.9216 | 0 | 353.2954 | 2144.1376 | 208331.5309 | 89995.4871 | 118336.0438 | 2.3149 | 89995.4871 | 2.3149
Thermostatic Shower Valves -2.5gpm - MURB | Res Other | ROB/NEW | 10 | N/A | 124.41 | 20.184 | N/A | N/A | 0 | 0 | 58.9272 | 46.818 | 58.9272 | 165.3331 | 0 | 165.3331 | 102% | 2.8057 | 2.8057 | 0.4242 | 0.04242 | 2.4962 | Thermostatic Shower Valves -2.5gpm - MURB | 832.3 | 19.6471 | 115.6193 | 58.9414 | 346.858 | 1156.1934 | 137606.7469 | 49045.0678 | 88561.6791 | 2.8057 | 49045.0678 | 2.8057
Thermostatic Shower Valves -2.5gpm | Res Other | ROB/NEW | 10 | N/A | 108.75 | 17.661 | N/A | N/A | 0 | 0 | 57.699 | 46.818 | 57.699 | 144.5458 | 0 | 144.5458 | 102% | 2.5052 | 2.5052 | 0.47517 | 0.047517 | 2.7933 | Thermostatic Shower Valves -2.5gpm | 832.3 | 17.1912 | 101.0659 | 51.5737 | 303.1976 | 1010.6585 | 120305.4777 | 48022.87 | 72282.6077 | 2.5052 | 48022.87 | 2.5052
Green Heat | [22 empty] | Green Heat Total
Measure Name | Technology Type | Decision Type | Measure Life | Remaining Useful Life | Gross Annual Energy Savings per Unit at Meter (kWh) Pre-RUL | Gross Peak Demand Savings per Unit at Meter (Watts) Pre-RUL | Gross Annual Energy Savings per Unit at Meter (kWh) Post-RUL | Gross Peak Demand Savings per Unit at Meter (Watts) Post-RUL | Gross Per Unit One-Time Incremental Measure Cost ($) | Per Unit Incentive ($) | Per Unit Program Administrative Cost (inclusive of DI costs) ($) | Per Unit Direct Installation Cost ($) | Per Unit DSM Administrator Cost (Incentive + Administrative) ($) | Per Unit Present Value Avoided Cost Benefits ($) | Per Unit Present Value Non-Energy Benefits ($) | Total Per Unit Present Value Benefits ($) | Net-To-Gross Ratio | Net Total Resource Benefit-Cost Ratio (TRC) | Net Program Administrator Benefit-Cost Ratio (PAC) | Net First-Year Unit Cost / kWh at Generator ($/kWh) | Net Lifetime Unit Cost / kWh at Generator ($/kWh) | Net Unit Cost / Watt at Generator ($/W) | Measure Name | Participation (Units) | Total Peak Demand Savings (kW) | Total First Year Energy Savings (MWh) | Total Cumulative Peak Demand Savings (kW) | Total Cumulative First Year Energy Savings (MWh) | Total Lifetime Energy Savings (MWh) | Total Avoided Cost Benefits ($) | TRC Costs ($) | Total TRC Net Resource Benefits ($) | TRC Ratio | PAC Costs ($) | PAC Ratio
ASHP and AWHP - Electrical | Res HVAC | RET | 18 | 6 | 4165.6889 | 1327 | 4165.6889 | 1327 | 12226.7808 | 1061.0526 | 143.5095 | 0 | 1204.5621 | 6571.5738 | 0 | 6571.5738 | 67% | 0.78839 | 5.4556 | 0.39425 | 0.021903 | 1.1815 | ASHP and AWHP - Electrical | 13 | 13.2526 | 39.7192 | 39.7578 | 119.1575 | 714.945 | 85430.4599 | 108360.8841 | -22930.4243 | 0.78839 | 15659.3076 | 5.4556
GSHP | Res HVAC | RET | 25 | 8.3333 | 9973 | 7490 | 9973 | 7490 | 21423.9168 | 1900 | 1256.8582 | 0 | 3156.8582 | 27149.8435 | 0 | 27149.8435 | 67% | 1.7392 | 8.6003 | 0.43158 | 0.017263 | 0.54861 | GSHP | 2 | 11.508 | 14.6294 | 34.5239 | 43.8881 | 365.7343 | 54299.687 | 31221.7648 | 23077.9222 | 1.7392 | 6313.7163 | 8.6003
MSHP - Fully Electrical | Res HVAC | RET | 18 | 6 | 2519.2 | 1912 | 2519.2 | 1912 | 6092.5824 | 480 | 151.7301 | 0 | 631.7301 | 2357.1381 | 0 | 2357.1381 | 28% | 1.2689 | 3.7312 | 0.81812 | 0.045451 | 1.0291 | MSHP - Fully Electrical | 2460 | 1510.0557 | 1899.5508 | 4530.1671 | 5698.6523 | 34191.9137 | 5798559.6533 | 4569826.7253 | 1228732.928 | 1.2689 | 1554055.9681 | 3.7312
MSHP - Mainly Electrical | Res HVAC | RET | 18 | 6 | 857.6 | 2057.6 | 857.6 | 2057.6 | 6092.5824 | 480 | 64.921 | 0 | 544.921 | 1685.2477 | 0 | 1685.2477 | 28% | 0.95166 | 3.0926 | 2.073 | 0.11517 | 0.82486 | MSHP - Mainly Electrical | 589 | 389.0865 | 154.8293 | 1167.2596 | 464.488 | 2786.9278 | 992610.8983 | 1043027.1348 | -50416.2366 | 0.95166 | 320958.4454 | 3.0926
Pellet Boiler/Furnace (Electric Resistance) | Res HVAC | RET | 18 | 6 | 13765 | 7750 | 13765 | 7750 | 8302.392 | 1200 | 1015.7063 | 0 | 2215.7063 | 23172.5774 | 0 | 23172.5774 | 58% | 3.974 | 10.4583 | 0.25352 | 0.014085 | 0.42988 | Pellet Boiler/Furnace (Electric Resistance) | 1 | 5.154 | 8.7398 | 15.4619 | 26.2193 | 157.3156 | 23172.5774 | 5831.0936 | 17341.4837 | 3.974 | 2215.7063 | 10.4583
Pellet Boiler/Furnace (Heat Pump) | Res HVAC | RET | 18 | 6 | 6257 | 7750 | 6257 | 7750 | 8302.392 | 1200 | 752.6045 | 0 | 1952.6045 | 16028.5438 | 0 | 16028.5438 | 58% | 2.8787 | 8.2088 | 0.49151 | 0.027306 | 0.37884 | Pellet Boiler/Furnace (Heat Pump) | 1 | 5.154 | 3.9727 | 15.4619 | 11.9182 | 71.5092 | 16028.5438 | 5567.9919 | 10460.5519 | 2.8787 | 1952.6045 | 8.2088
Pellet Stove (Electric Resistance) | Res HVAC | RET | 18 | 6 | 8260.8961 | 4000 | 8260.8961 | 4000 | 4561.1136 | 600 | 562.1406 | 0 | 1162.1406 | 13060.3619 | 0 | 13060.3619 | 58% | 4.0717 | 11.2382 | 0.22157 | 0.012309 | 0.43685 | Pellet Stove (Electric Resistance) | 70 | 186.2078 | 367.154 | 558.6235 | 1101.4621 | 6608.7727 | 914225.3341 | 224531.0526 | 689694.2815 | 4.0717 | 81349.8404 | 11.2382
Pellet Stove (Heat Pump) | Res HVAC | RET | 18 | 6 | 4072 | 4000 | 4072 | 4000 | 4561.1136 | 600 | 415.3497 | 0 | 1015.3497 | 9074.5316 | 0 | 9074.5316 | 58% | 2.9648 | 8.9373 | 0.39272 | 0.021818 | 0.38168 | Pellet Stove (Heat Pump) | 8 | 21.2809 | 20.6833 | 63.8427 | 62.05 | 372.3003 | 72596.2524 | 24486.3647 | 48109.8877 | 2.9648 | 8122.7975 | 8.9373
Residential DHW Timer | Res HVAC | ROB/NEW | 15 | N/A | 0 | 500 | N/A | N/A | 208.08 | 20 | 38.3094 | 0 | 58.3094 | 966.7685 | 0 | 966.7685 | 100% | 3.9237 | 16.58 | N/A | N/A | 0.1017 | Residential DHW Timer | 51 | 29.2383 | 0 | 87.7149 | 0 | 0 | 49305.1946 | 12565.8577 | 36739.3369 | 3.9237 | 2973.7777 | 16.58
Residential ETS System (Central) | Res HVAC | RET | 18 | 6 | 0 | 5000 | 0 | 5000 | 5202 | 2000 | 270.504 | 0 | 2270.504 | 11206.7468 | 0 | 11206.7468 | 100% | 2.0478 | 4.9358 | N/A | N/A | 0.39602 | Residential ETS System (Central) | 0 | 0 | 0 | 0 | 0 | 0 | 0 | 0 | 0 | N/A | 0 | N/A
Residential ETS System (Room) | Res HVAC | RET | 18 | 6 | 0 | 2500 | 0 | 2500 | 2080.8 | 900 | 121.7268 | 0 | 1021.7268 | 5603.3734 | 0 | 5603.3734 | 100% | 2.5441 | 5.4842 | N/A | N/A | 0.35642 | Residential ETS System (Room) | 0 | 0 | 0 | 0 | 0 | 0 | 0 | 0 | 0 | N/A | 0 | N/A
Solar Domestic Hot Water | Res Domestic Hot Water (DHW) | RET | 20 | 6.6667 | 2736 | 0 | 2736 | 0 | 3939.9948 | 1000 | 237.0163 | 0 | 1237.0163 | 2763.2187 | 0 | 2763.2187 | 58% | 1.0956 | 2.2338 | 0.7121 | 0.035605 | N/A | Solar Domestic Hot Water | 3 | 0 | 5.2115 | 0 | 15.6344 | 104.2295 | 8289.6561 | 7566.6399 | 723.0162 | 1.0956 | 3711.049 | 2.2338
Three Element Hot Water Heater | Res Heating, Ventilation and Air-Conditioning | ROB/NEW | 10 | N/A | 0 | 406 | N/A | N/A | 312.12 | 400 | 63.4187 | 0 | 463.4187 | 253.0096 | 0 | 253.0096 | 47% | 1.2041 | 0.54596 | N/A | N/A | 2.118 | Three Element Hot Water Heater | 7 | 1.5316 | 0 | 4.1571 | 0 | 0 | 1771.0675 | 1470.8056 | 300.2619 | 1.2041 | 3243.9308 | 0.54596
Wood Boiler/Furnace (Electric Resistance) | Res HVAC | RET | 18 | 6 | 13804 | 7660 | 13804 | 7660 | 18242.2002 | 1200 | 1012.7641 | 0 | 2212.7641 | 23092.6883 | 0 | 23092.6883 | 58% | 1.9919 | 10.4361 | 0.25247 | 0.014026 | 0.43435 | Wood Boiler/Furnace (Electric Resistance) | 1 | 5.0941 | 8.7645 | 15.2823 | 26.2936 | 157.7613 | 23092.6883 | 11593.2402 | 11499.4481 | 1.9919 | 2212.7641 | 10.4361
Wood Boiler/Furnace (Heat Pump) | Res HVAC | RET | 18 | 6 | 6275 | 7660 | 6275 | 7660 | 18242.2002 | 1200 | 748.9265 | 0 | 1948.9265 | 15928.6728 | 0 | 15928.6728 | 58% | 1.406 | 8.173 | 0.48917 | 0.027176 | 0.38256 | Wood Boiler/Furnace (Heat Pump) | 1 | 5.0941 | 3.9842 | 15.2823 | 11.9525 | 71.7149 | 15928.6728 | 11329.4026 | 4599.2702 | 1.406 | 1948.9265 | 8.173
Wood Stove (Electric Resistance) | Res HVAC | RET | 18 | 6 | 9473.4371 | 4000 | 9473.4371 | 4000 | 3688.218 | 600 | 604.6315 | 0 | 1204.6315 | 14214.1224 | 0 | 14214.1224 | 58% | 5.1805 | 11.7996 | 0.20028 | 0.011126 | 0.45283 | Wood Stove (Electric Resistance) | 146 | 388.3764 | 878.18 | 1165.1291 | 2634.54 | 15807.2401 | 2075261.8729 | 400594.4961 | 1674667.3768 | 5.1805 | 175876.1958 | 11.7996
Wood Stove (Heat Pump) | Res HVAC | RET | 18 | 6 | 4747 | 4000 | 4747 | 4000 | 3688.218 | 600 | 439.0036 | 0 | 1039.0036 | 9716.8095 | 0 | 9716.8095 | 58% | 3.7689 | 9.352 | 0.34473 | 0.019152 | 0.39057 | Wood Stove (Heat Pump) | 55 | 146.3062 | 165.7697 | 438.9185 | 497.309 | 2983.8538 | 534424.5211 | 141799.3534 | 392625.1677 | 3.7689 | 57145.1992 | 9.352
Home Energy Assessment | [22 empty] | Home Energy Assessment Total
Measure Name | Technology Type | Decision Type | Measure Life | Remaining Useful Life | Gross Annual Energy Savings per Unit at Meter (kWh) Pre-RUL | Gross Peak Demand Savings per Unit at Meter (Watts) Pre-RUL | Gross Annual Energy Savings per Unit at Meter (kWh) Post-RUL | Gross Peak Demand Savings per Unit at Meter (Watts) Post-RUL | Gross Per Unit One-Time Incremental Measure Cost ($) | Per Unit Incentive ($) | Per Unit Program Administrative Cost (inclusive of DI costs) ($) | Per Unit Direct Installation Cost ($) | Per Unit DSM Administrator Cost (Incentive + Administrative) ($) | Per Unit Present Value Avoided Cost Benefits ($) | Per Unit Present Value Non-Energy Benefits ($) | Total Per Unit Present Value Benefits ($) | Net-To-Gross Ratio | Net Total Resource Benefit-Cost Ratio (TRC) | Net Program Administrator Benefit-Cost Ratio (PAC) | Net First-Year Unit Cost / kWh at Generator ($/kWh) | Net Lifetime Unit Cost / kWh at Generator ($/kWh) | Net Unit Cost / Watt at Generator ($/W) | Measure Name | Participation (Units) | Total Peak Demand Savings (kW) | Total First Year Energy Savings (MWh) | Total Cumulative Peak Demand Savings (kW) | Total Cumulative First Year Energy Savings (MWh) | Total Lifetime Energy Savings (MWh) | Total Avoided Cost Benefits ($) | TRC Costs ($) | Total TRC Net Resource Benefits ($) | TRC Ratio | PAC Costs ($) | PAC Ratio
Heat Pump Water Heater | Res Domestic Hot Water (DHW) | RET | 10 | 3.3333 | 1168 | 290 | 1168 | 290 | 2154.2164 | 400 | 54.1008 | 0 | 454.1008 | 1472.9729 | 0 | 1472.9729 | 89% | 0.74719 | 3.2437 | 0.39905 | 0.039905 | 1.5344 | Heat Pump Water Heater | 4 | 1.1837 | 4.5519 | 3.8472 | 14.7935 | 45.5185 | 5891.8915 | 7885.4137 | -1993.5221 | 0.74719 | 1816.4032 | 3.2437
Residential ETS System (Central) | Res HVAC | RET | 20 | 6.6667 | 0 | 5000 | 0 | 5000 | 5202 | 2100 | 399.3633 | 0 | 2499.3633 | 10773.0335 | 0 | 10773.0335 | 89% | 2.1421 | 4.3103 | N/A | N/A | 0.48982 | Residential ETS System (Central) | 8 | 40.819 | 0 | 122.4569 | 0 | 0 | 86184.2682 | 40233.1466 | 45951.1216 | 2.1421 | 19994.9066 | 4.3103
Residential ETS System (Room) | Res HVAC | RET | 20 | 6.6667 | 0 | 2500 | 0 | 2500 | 2080.8 | 582 | 136.3837 | 0 | 718.3837 | 5386.5168 | 0 | 5386.5168 | 89% | 2.7091 | 7.4981 | N/A | N/A | 0.28157 | Residential ETS System (Room) | 84 | 214.2995 | 0 | 642.8986 | 0 | 0 | 452467.4081 | 167016.8412 | 285450.5669 | 2.7091 | 60344.2332 | 7.4981
Whole Home - Adjusted Incentive and Savings | Res HVAC | RET | 20 | 6.6667 | 4817.6081 | 2182.3765 | 4817.6081 | 2182.3765 | 6301.9816 | 1737.15 | 365.224 | 0 | 2102.374 | 12168.2432 | 0 | 12168.2432 | 89% | 2.0369 | 5.7879 | 0.44792 | 0.022396 | 0.94397 | Whole Home - Adjusted Incentive and Savings | 1827.113 | 4069.0875 | 8575.9454 | 12207.2625 | 25727.8363 | 171518.9085 | 22232755.5577 | 10915150.6363 | 11317604.9214 | 2.0369 | 3841274.9179 | 5.7879
Instant Savings | [22 empty] | Instant Savings Total
Measure Name | Technology Type | Decision Type | Measure Life | Remaining Useful Life | Gross Annual Energy Savings per Unit at Meter (kWh) Pre-RUL | Gross Peak Demand Savings per Unit at Meter (Watts) Pre-RUL | Gross Annual Energy Savings per Unit at Meter (kWh) Post-RUL | Gross Peak Demand Savings per Unit at Meter (Watts) Post-RUL | Gross Per Unit One-Time Incremental Measure Cost ($) | Per Unit Incentive ($) | Per Unit Program Administrative Cost (inclusive of DI costs) ($) | Per Unit Direct Installation Cost ($) | Per Unit DSM Administrator Cost (Incentive + Administrative) ($) | Per Unit Present Value Avoided Cost Benefits ($) | Per Unit Present Value Non-Energy Benefits ($) | Total Per Unit Present Value Benefits ($) | Net-To-Gross Ratio | Net Total Resource Benefit-Cost Ratio (TRC) | Net Program Administrator Benefit-Cost Ratio (PAC) | Net First-Year Unit Cost / kWh at Generator ($/kWh) | Net Lifetime Unit Cost / kWh at Generator ($/kWh) | Net Unit Cost / Watt at Generator ($/W) | Measure Name | Participation (Units) | Total Peak Demand Savings (kW) | Total First Year Energy Savings (MWh) | Total Cumulative Peak Demand Savings (kW) | Total Cumulative First Year Energy Savings (MWh) | Total Lifetime Energy Savings (MWh) | Total Avoided Cost Benefits ($) | TRC Costs ($) | Total TRC Net Resource Benefits ($) | TRC Ratio | PAC Costs ($) | PAC Ratio
Clothes-line | Res Other | ROB/NEW | 10 | N/A | 104 | 0 | N/A | N/A | 63.8973 | 6.6667 | 7.6901 | 0 | 14.3568 | 113.1278 | 0 | 113.1278 | 100% | 1.5803 | 7.8797 | 0.12611 | 0.012611 | N/A | Clothes-line | 1573.9055 | 0 | 179.1873 | 0 | 460.1854 | 1791.8725 | 178052.5152 | 112671.8169 | 65380.6984 | 1.5803 | 22596.2439 | 7.8797
Dehumidifier | Res HVAC | ROB/NEW | 12 | N/A | 45.2 | 15.1 | N/A | N/A | 239.0378 | 40 | 21.2242 | 0 | 61.2241 | 80.7477 | 0 | 80.7477 | 100% | 0.31026 | 1.3189 | 1.2374 | 0.10311 | 3.536 | Dehumidifier | 13919.2308 | 240.9928 | 688.7297 | 618.9134 | 1768.783 | 8264.756 | 1123946.5382 | 3622646.2377 | -2498699.6995 | 0.31026 | 852192.9986 | 1.3189
Dimmer Switch | Res Lighting | ROB/NEW | 10 | N/A | 13.668 | 1.6115 | N/A | N/A | 14.6598 | 3.9733 | 2.7325 | 0 | 6.7058 | 17.0043 | 0 | 17.0043 | 100% | 0.97769 | 2.5358 | 0.44818 | 0.044818 | 3.629 | Dimmer Switch | 14000 | 25.8684 | 209.473 | 71.2081 | 576.6165 | 2094.7303 | 238060.3052 | 243491.9766 | -5431.6713 | 0.97769 | 93881.2589 | 2.5358
ECM Pool Pump | Res HVAC | ROB/NEW | 10 | N/A | 530 | 0 | N/A | N/A | 326.4371 | 266.6666 | 162.6575 | 0 | 429.3241 | 576.5168 | 0 | 576.5168 | 100% | 1.1787 | 1.3428 | 0.73998 | 0.073998 | N/A | ECM Pool Pump | 105.1346 | 0 | 60.9982 | 0 | 156.6544 | 609.9816 | 60611.8759 | 51420.7803 | 9191.0955 | 1.1787 | 45136.8285 | 1.3428
Efficient clothes washer | Res Other | ROB/NEW | 14 | N/A | 165 | 22.8 | N/A | N/A | 280.6676 | 100 | 53.0604 | 0 | 153.0604 | 273.3787 | 0 | 273.3787 | 100% | 0.81917 | 1.7861 | 0.8474 | 0.060528 | 5.8546 | Efficient clothes washer | 5453.6731 | 142.5725 | 985.0724 | 366.1522 | 2529.8451 | 13791.014 | 1490917.8699 | 1820043.3897 | -329125.5198 | 0.81917 | 834741.1739 | 1.7861
Energy Star Dryer | Res Other | ROB/NEW | 12 | N/A | 151 | 20.8 | N/A | N/A | 132.4776 | 100 | 61.2415 | 0 | 161.2414 | 222.865 | 0 | 222.865 | 100% | 1.1505 | 1.3822 | 0.97546 | 0.081288 | 6.7605 | Energy Star Dryer | 6219.2308 | 148.3242 | 1028.037 | 380.9235 | 2640.1859 | 12336.4438 | 1386049.0963 | 1204783.6009 | 181265.4954 | 1.1505 | 1002797.7562 | 1.3822
ENERGYSTAR Bathroom Exhaust Fans | Res HVAC | ROB/NEW | 19 | N/A | 35.4077 | 4.042 | N/A | N/A | 32.7726 | 13.3333 | 9.621 | 0 | 22.9543 | 69.3637 | 0 | 69.3637 | 100% | 1.6362 | 3.0218 | 0.59221 | 0.031169 | 4.9526 | ENERGYSTAR Bathroom Exhaust Fans | 38.5 | 0.17843 | 1.4923 | 0.41016 | 3.4303 | 28.3535 | 2670.5006 | 1632.1523 | 1038.3483 | 1.6362 | 883.7404 | 3.0218
ENERGYSTAR Dishwasher | Res Other | ROB/NEW | 10 | N/A | 30.9912 | 3.837 | N/A | N/A | 52.02 | 40 | 21.2242 | 0 | 61.2241 | 38.7987 | 0 | 38.7987 | 100% | 0.52972 | 0.63372 | 1.8046 | 0.18046 | 13.9154 | ENERGYSTAR Dishwasher | 632.5925 | 2.7831 | 21.4614 | 6.7572 | 52.1069 | 214.6138 | 24543.7925 | 46333.7064 | -21789.914 | 0.52972 | 38729.9377 | 0.63372
ENERGYSTAR Range Hoods | Res HVAC | ROB/NEW | 19 | N/A | 4.8941 | 26.8908 | N/A | N/A | 63.8973 | 13.3333 | 9.6825 | 0 | 23.0158 | 71.0387 | 0 | 71.0387 | 100% | 0.96547 | 3.0865 | 4.296 | 0.2261 | 0.74643 | ENERGYSTAR Range Hoods | 38.5 | 1.1871 | 0.20627 | 2.7287 | 0.47415 | 3.9191 | 2734.9904 | 2832.8197 | -97.8293 | 0.96547 | 886.1078 | 3.0865
Heat Pump Dryer (ventless) | Res Other | ROB/NEW | 12 | N/A | 446 | 61.548 | N/A | N/A | 1139.238 | 200 | 106.1208 | 0 | 306.1207 | 658.4411 | 0 | 658.4411 | 100% | 0.52872 | 2.1509 | 0.627 | 0.05225 | 4.3376 | Heat Pump Dryer (ventless) | 74.0385 | 5.225 | 36.1483 | 9.3218 | 64.4918 | 433.7791 | 48749.9697 | 92204.4477 | -43454.4779 | 0.52872 | 22664.7074 | 2.1509
Heavy duty timer | Res Other | ROB/NEW | 10 | N/A | 122 | 0 | N/A | N/A | 25.2653 | 13.3333 | 11.9462 | 0 | 25.2796 | 132.7076 | 0 | 132.7076 | 100% | 3.5663 | 5.2496 | 0.18929 | 0.018929 | N/A | Heavy duty timer | 10015.7622 | 0 | 1337.6391 | 0 | 3528.3643 | 13376.3909 | 1329168.2519 | 372701.6947 | 956466.5573 | 3.5663 | 253194.1812 | 5.2496
Heat Pump Hot Water Heater | Res Domestic Hot Water (DHW) | ROB/NEW | 10 | N/A | 1041 | 169 | N/A | N/A | 1684.1839 | 500 | 265.302 | 0 | 765.302 | 1356.4444 | 0 | 1356.4444 | 100% | 0.6958 | 1.7724 | 0.67157 | 0.067157 | 3.9492 | Heat Pump Hot Water Heater | 300 | 58.1326 | 341.8748 | 116.2652 | 683.7496 | 3418.7481 | 406933.3305 | 584845.7742 | -177912.4437 | 0.6958 | 229590.6 | 1.7724
Indoor motion sensor | Res Lighting | ROB/NEW | 10 | N/A | 36.8232 | 0 | N/A | N/A | 26.7422 | 6.6667 | 5.0077 | 0 | 11.6744 | 40.0551 | 0 | 40.0551 | 100% | 1.2616 | 3.431 | 0.28962 | 0.028962 | N/A | Indoor motion sensor | 374.3534 | 0 | 15.0903 | 0 | 38.7547 | 150.9032 | 14994.7578 | 11885.7016 | 3109.0562 | 1.2616 | 4370.3492 | 3.431
LED - ENERGY STAR Fixture with Motion Sensor | Res Lighting | RET | 9.7 | 0 | 137 | 22.2 | 27.4 | 8.805 | 48.5546 | 20 | 10.6121 | 0 | 30.6121 | 26.6168 | 0 | 26.6168 | 66% | 0.62396 | 0.86949 | 0.30927 | 0.15942 | 1.8221 | LED - ENERGY STAR Fixture with Motion Sensor | 155.5891 | 2.6139 | 15.4006 | 5.9056 | 17.5457 | 29.8773 | 4141.2818 | 6637.1364 | -2495.8546 | 0.62396 | 4762.9074 | 0.86949
LED - ENERGY STAR Fixture without Motion Sensor | Res Lighting | RET | 8.5 | 0 | 52.77 | 6.6332 | 10.554 | 1.4894 | 38.3753 | 12 | 6.3672 | 0 | 18.3672 | 7.6558 | 0 | 7.6558 | 66% | 0.24155 | 0.41682 | 0.48175 | 0.28338 | 3.6588 | LED - ENERGY STAR Fixture without Motion Sensor | 1933.7919 | 9.7071 | 73.7286 | 24.56 | 166.1526 | 125.3386 | 14804.6958 | 61291.4772 | -46486.7814 | 0.24155 | 35518.4345 | 0.41682
LED - Other | Res Lighting | RET | 5.5 | 0 | 37.474 | 4.5806 | 7.4948 | 0.51036 | 5.4641 | 1.62 | 0.85958 | 0 | 2.4796 | 4.2532 | 0 | 4.2532 | 79% | 0.82168 | 1.7153 | 0.076512 | 0.069556 | 0.59758 | LED - Other | 0 | 0 | 0 | 29.6843 | 416.1935 | 0 | 0 | 0 | 0 | N/A | 0 | N/A
LED - R, BR and Decorative | Res Lighting | RET | 5.1 | 0 | 36.9 | 4.5125 | 7.38 | 0.47296 | 4.9391 | 1.5066 | 0.79941 | 0 | 2.306 | 3.9731 | 0 | 3.9731 | 79% | 0.84511 | 1.7229 | 0.072263 | 0.070846 | 0.56413 | LED - R, BR and Decorative | 0 | 0 | 0 | 8.2249 | 122.5301 | 0 | 0 | 0 | 0 | N/A | 0 | N/A
LED - Recessed downlight | Res Lighting | RET | 6 | 0 | 41.2452 | 4.8697 | 8.249 | 0.37397 | 17.8502 | 6 | 3.1836 | 0 | 9.1836 | 4.0472 | 0 | 4.0472 | 66% | 0.27045 | 0.4407 | 0.30818 | 0.25682 | 2.4919 | LED - Recessed downlight | 4899.0698 | 18.0538 | 145.991 | 5.323 | 112.1002 | 175.1892 | 19827.461 | 73313.4533 | -53485.9923 | 0.27045 | 44991.2154 | 0.4407
Motion sensor with dimmer switch | Res Lighting | ROB/NEW | 10 | N/A | 43.0944 | 0 | N/A | N/A | 26.7422 | 6.6667 | 5.2581 | 0 | 11.9248 | 46.8767 | 0 | 46.8767 | 100% | 1.4649 | 3.931 | 0.25278 | 0.025278 | N/A | Motion sensor with dimmer switch | 18.9813 | 0 | 0.89545 | 0 | 2.2997 | 8.9545 | 889.7806 | 607.4084 | 282.3721 | 1.4649 | 226.3483 | 3.931
Networked/ Connected - Indoor LED Lamp | Res Lighting | ROB/NEW | 4 | N/A | 33 | 4.2959 | N/A | N/A | 67.8976 | 6.6667 | 3.5374 | 0 | 10.204 | 15.0751 | 0 | 15.0751 | 79% | 0.26366 | 1.4774 | 0.35755 | 0.089388 | 2.6222 | Networked/ Connected - Indoor LED Lamp | 2782.1562 | 10.8261 | 79.3995 | 27.8033 | 203.9123 | 317.5979 | 41941.3802 | 159073.9554 | -117132.5752 | 0.26366 | 28389.1885 | 1.4774
Outdoor motion sensor | Res Lighting | ROB/NEW | 10 | N/A | 159 | 0 | N/A | N/A | 43.6843 | 6.6667 | 9.8863 | 0 | 16.553 | 172.9551 | 0 | 172.9551 | 100% | 3.2285 | 10.4486 | 0.095102 | 0.0095102 | N/A | Outdoor motion sensor | 4414.9 | 0 | 768.4456 | 0 | 2023.3987 | 7684.4557 | 763579.2543 | 236508.9786 | 527070.2757 | 3.2285 | 73079.7393 | 10.4486
Power bar with timer | Res Other | ROB/NEW | 4 | N/A | 53.7 | 0 | N/A | N/A | 26.8423 | 6.6667 | 4.2158 | 0 | 10.8824 | 27.5207 | 0 | 27.5207 | 100% | 0.88611 | 2.5289 | 0.18512 | 0.046281 | N/A | Power bar with timer | 740.3846 | 0 | 43.5238 | 0 | 111.777 | 174.0952 | 20375.9154 | 22994.9216 | -2619.0063 | 0.88611 | 8057.1771 | 2.5289
Programmable thermostat | Res HVAC | ROB/NEW | 10 | N/A | 221 | 0 | N/A | N/A | 15.492 | 23.3333 | 21.2054 | 0 | 44.5387 | 240.3966 | 0 | 240.3966 | 100% | 6.5508 | 5.3975 | 0.1841 | 0.01841 | N/A | Programmable thermostat | 7568.4 | 0 | 1831.0132 | 0 | 4821.2519 | 18310.1317 | 1819417.9537 | 277740.7841 | 1541677.1696 | 6.5508 | 337086.9239 | 5.3975
Room air purifier | Res Other | ROB/NEW | 9 | N/A | 435 | 74.4 | N/A | N/A | 219.9993 | 90 | 66.8288 | 0 | 156.8288 | 519.6156 | 0 | 519.6156 | 100% | 1.8116 | 3.3133 | 0.32934 | 0.036593 | 1.8383 | Room air purifier | 3489.0324 | 297.639 | 1661.458 | 783.7151 | 4374.7953 | 14953.1224 | 1812955.6848 | 1000752.2753 | 812203.4095 | 1.8116 | 547180.6513 | 3.3133
Room Air-Conditioner | Res HVAC | ROB/NEW | 18 | N/A | 21.4954 | 100.9174 | N/A | N/A | 44.7372 | 6.6667 | 13.1351 | 0 | 19.8017 | 261.4557 | 0 | 261.4557 | 100% | 4.5178 | 13.2037 | 0.84152 | 0.046751 | 0.17112 | Room Air-Conditioner | 5.5 | 0.63642 | 0.12942 | 1.377 | 0.28002 | 2.3296 | 1438.0061 | 318.2974 | 1119.7087 | 4.5178 | 108.9095 | 13.2037
Smart power bar | Res Other | ROB/NEW | 4 | N/A | 53.8 | 0 | N/A | N/A | 26.8423 | 13.3333 | 7.8044 | 0 | 21.1377 | 27.572 | 0 | 27.572 | 100% | 0.7958 | 1.3044 | 0.35891 | 0.089727 | N/A | Smart power bar | 46.6718 | 0 | 2.7487 | 0 | 7.2377 | 10.9949 | 1286.8333 | 1617.0231 | -330.1898 | 0.7958 | 986.5342 | 1.3044
Smart thermostats for electric baseboards | Res HVAC | ROB/NEW | 10 | N/A | 348 | 0 | N/A | N/A | 157.1004 | 40 | 35.12 | 0 | 75.12 | 378.5431 | 0 | 378.5431 | 100% | 1.9693 | 5.0392 | 0.19719 | 0.019719 | N/A | Smart thermostats for electric baseboards | 410.97 | 0 | 156.5613 | 0 | 331.4199 | 1565.6132 | 155569.8703 | 78996.8104 | 76573.0599 | 1.9693 | 30872.059 | 5.0392
Smart thermostats for mini-split heat pumps | Res HVAC | ROB/NEW | 10 | N/A | 207.8191 | 0 | N/A | N/A | 172.7064 | 40 | 29.5225 | 0 | 69.5225 | 226.0588 | 0 | 226.0588 | 100% | 1.1178 | 3.2516 | 0.3056 | 0.03056 | N/A | Smart thermostats for mini-split heat pumps | 23.5714 | 0 | 5.3625 | 0 | 11.3344 | 53.6249 | 5328.53 | 4766.8237 | 561.7063 | 1.1178 | 1638.7443 | 3.2516
MHEEP | [22 empty] | MHEEP Total
Measure Name | Technology Type | Decision Type | Measure Life | Remaining Useful Life | Gross Annual Energy Savings per Unit at Meter (kWh) Pre-RUL | Gross Peak Demand Savings per Unit at Meter (Watts) Pre-RUL | Gross Annual Energy Savings per Unit at Meter (kWh) Post-RUL | Gross Peak Demand Savings per Unit at Meter (Watts) Post-RUL | Gross Per Unit One-Time Incremental Measure Cost ($) | Per Unit Incentive ($) | Per Unit Program Administrative Cost (inclusive of DI costs) ($) | Per Unit Direct Installation Cost ($) | Per Unit DSM Administrator Cost (Incentive + Administrative) ($) | Per Unit Present Value Avoided Cost Benefits ($) | Per Unit Present Value Non-Energy Benefits ($) | Total Per Unit Present Value Benefits ($) | Net-To-Gross Ratio | Net Total Resource Benefit-Cost Ratio (TRC) | Net Program Administrator Benefit-Cost Ratio (PAC) | Net First-Year Unit Cost / kWh at Generator ($/kWh) | Net Lifetime Unit Cost / kWh at Generator ($/kWh) | Net Unit Cost / Watt at Generator ($/W) | Measure Name | Participation (Units) | Total Peak Demand Savings (kW) | Total First Year Energy Savings (MWh) | Total Cumulative Peak Demand Savings (kW) | Total Cumulative First Year Energy Savings (MWh) | Total Lifetime Energy Savings (MWh) | Total Avoided Cost Benefits ($) | TRC Costs ($) | Total TRC Net Resource Benefits ($) | TRC Ratio | PAC Costs ($) | PAC Ratio
Clothes Dryer replacement (Low Income Only) | Res Other | RET | 5 | 1.6667 | 252 | 34.8 | 252 | 34.8 | 0 | 0 | 992.0296 | 804.0627 | 992.0296 | 181.5708 | 0 | 181.5708 | 100% | 0.18303 | 0.18303 | 3.5961 | 0.71922 | 24.8606 | Clothes Dryer replacement (Low Income Only) | 33.64 | 1.3423 | 9.2801 | 4.0269 | 27.8402 | 46.4004 | 6108.0421 | 33371.8826 | -27263.8405 | 0.18303 | 33371.8826 | 0.18303
Drain Water Heat Recovery | Res Domestic Hot Water (DHW) | RET | 20 | 6.6667 | 805 | 130.41 | 805 | 130.41 | 0 | 0 | 1523.2265 | 936.36 | 1523.2265 | 1717.4491 | 0 | 1717.4491 | 100% | 1.1275 | 1.1275 | 1.7285 | 0.086427 | 10.1864 | Drain Water Heat Recovery | 0.90975 | 0.13603 | 0.8017 | 0.4081 | 2.4051 | 16.0341 | 1562.4509 | 1385.7567 | 176.6942 | 1.1275 | 1385.7567 | 1.1275
Freezer replacement (Low income only) | Res Refrigeration | RET | 4 | 1.3333 | 1358 | 193.062 | 1358 | 193.062 | 0 | 0 | 978.1069 | 668.7795 | 978.1069 | 793.4969 | 0 | 793.4969 | 100% | 0.81126 | 0.81126 | 0.65795 | 0.16449 | 4.4183 | Freezer replacement (Low income only) | 19.688 | 4.3582 | 29.2682 | 13.0747 | 87.8047 | 117.0729 | 15622.3666 | 19256.9687 | -3634.6022 | 0.81126 | 19256.9687 | 0.81126
Refrigerator replacement (Low income only) | Res Refrigeration | RET | 5 | 1.6667 | 678 | 97.29 | 678 | 97.29 | 0 | 0 | 1185.094 | 905.2624 | 1185.094 | 490.8643 | 0 | 490.8643 | 100% | 0.4142 | 0.4142 | 1.5967 | 0.31935 | 10.6231 | Refrigerator replacement (Low income only) | 5.778 | 0.64455 | 4.2885 | 1.9337 | 12.8654 | 21.4423 | 2836.214 | 6847.4734 | -4011.2593 | 0.4142 | 6847.4734 | 0.4142
Whole Home First Nations Retrofit | Res HVAC | RET | 20 | 6.6667 | 3667 | 1037.761 | 3667 | 1037.761 | 0 | 0 | 9675.117 | 6349.9303 | 9675.117 | 8897.6336 | 0 | 8897.6336 | 100% | 0.91964 | 0.91964 | 2.4102 | 0.12051 | 8.1306 | Whole Home First Nations Retrofit | 118.0463 | 140.4629 | 473.8689 | 421.3886 | 1421.6068 | 9477.3784 | 1050332.286 | 1142111.2823 | -91778.9964 | 0.91964 | 1142111.2823 | 0.91964
Dehumidifier replacement (Low income only) | Res Other | RET | 5 | 1.6667 | 636 | 213 | 636 | 213 | 0 | 0 | 614.3744 | 408.4923 | 614.3744 | 538.6734 | 0 | 538.6734 | 100% | 0.87678 | 0.87678 | 0.88244 | 0.17649 | 2.5155 | Dehumidifier replacement (Low income only) | 35 | 8.5479 | 24.368 | 25.6437 | 73.1041 | 121.8401 | 18853.5686 | 21503.1043 | -2649.5357 | 0.87678 | 21503.1043 | 0.87678
Clothes Washer replacement (Low income only) | Res Other | RET | 11 | 3.6667 | 165 | 22.77 | 165 | 22.77 | 0 | 0 | 1295.7267 | 1043.5836 | 1295.7267 | 226.1981 | 0 | 226.1981 | 100% | 0.17457 | 0.17457 | 7.1736 | 0.65215 | 49.6268 | Clothes Washer replacement (Low income only) | 35 | 0.91378 | 6.3219 | 2.7413 | 18.9657 | 69.5408 | 7916.9328 | 45350.4339 | -37433.5011 | 0.17457 | 45350.4339 | 0.17457
New Home Construction
Measure Name | Technology Type | Decision Type | Measure Life | Remaining Useful Life | Gross Annual Energy Savings per Unit at Meter (kWh) Pre-RUL | Gross Peak Demand Savings per Unit at Meter (Watts) Pre-RUL | Gross Annual Energy Savings per Unit at Meter (kWh) Post-RUL | Gross Peak Demand Savings per Unit at Meter (Watts) Post-RUL | Gross Per Unit One-Time Incremental Measure Cost ($) | Per Unit Incentive ($) | Per Unit Program Administrative Cost (inclusive of DI costs) ($) | Per Unit Direct Installation Cost ($) | Per Unit DSM Administrator Cost (Incentive + Administrative) ($) | Per Unit Present Value Avoided Cost Benefits ($) | Per Unit Present Value Non-Energy Benefits ($) | Total Per Unit Present Value Benefits ($) | Net-To-Gross Ratio | Net Total Resource Benefit-Cost Ratio (TRC) | Net Program Administrator Benefit-Cost Ratio (PAC) | Net First-Year Unit Cost / kWh at Generator ($/kWh) | Net Lifetime Unit Cost / kWh at Generator ($/kWh) | Net Unit Cost / Watt at Generator ($/W) | Measure Name | Participation (Units) | Total Peak Demand Savings (kW) | Total First Year Energy Savings (MWh) | Total Cumulative Peak Demand Savings (kW) | Total Cumulative First Year Energy Savings (MWh) | Total Lifetime Energy Savings (MWh) | Total Avoided Cost Benefits ($) | TRC Costs ($) | Total TRC Net Resource Benefits ($) | TRC Ratio | PAC Costs ($) | PAC Ratio
Whole Home - tier 0 - Attached/Semi-Attached | Res HVAC | ROB/NEW | 30 | N/A | 0 | 2700 | N/A | N/A | 1550.196 | 0 | 0 | 0 | 0 | 7381.592 | 0 | 7381.592 | 88% | 5.411 | #DIV/0! | N/A | N/A | 0 | Whole Home - tier 0 - Attached/Semi-Attached | 0 | 0 | 0 | 18.3741 | 0 | 0 | 0 | 0 | 0 | N/A | 0 | N/A
Whole Home - tier 0 - Detached | Res HVAC | ROB/NEW | 30 | N/A | 386 | 2800 | N/A | N/A | 1550.196 | 0 | 0 | 0 | 0 | 8381.6034 | 0 | 8381.6034 | 88% | 6.1441 | #DIV/0! | 0 | 0 | 0 | Whole Home - tier 0 - Detached | 0 | 0 | 0 | 97.6549 | 12.8531 | 0 | 0 | 0 | 0 | N/A | 0 | N/A
Whole home - tier 1 - Attached/Semi-Attached | Res HVAC | ROB/NEW | 30 | N/A | 351 | 2800 | N/A | N/A | 3303.27 | 0 | 0 | 0 | 0 | 8315.7182 | 0 | 8315.7182 | 88% | 2.8607 | #DIV/0! | 0 | 0 | 0 | Whole home - tier 1 - Attached/Semi-Attached | 0 | 0 | 0 | 267.9556 | 32.0697 | 0 | 0 | 0 | 0 | N/A | 0 | N/A
Whole home - tier 1 - Detached | Res HVAC | ROB/NEW | 30 | N/A | 803 | 2900 | N/A | N/A | 3303.27 | 0 | 0 | 0 | 0 | 9439.9702 | 0 | 9439.9702 | 88% | 3.2475 | #DIV/0! | 0 | 0 | 0 | Whole home - tier 1 - Detached | 0 | 0 | 0 | 690.7299 | 182.6035 | 0 | 0 | 0 | 0 | N/A | 0 | N/A
Whole home - tier 2 - Attached/Semi-Attached | Res HVAC | ROB/NEW | 30 | N/A | 3017 | 3500 | N/A | N/A | 4999.122 | 0 | 0 | 0 | 0 | 15248.0302 | 0 | 15248.0302 | 88% | 3.4661 | #DIV/0! | 0 | 0 | 0 | Whole home - tier 2 - Attached/Semi-Attached | 0 | 0 | 0 | 43.1706 | 35.5287 | 0 | 0 | 0 | 0 | N/A | 0 | N/A
Whole home - tier 2 - Detached | Res HVAC | ROB/NEW | 30 | N/A | 4996 | 4100 | N/A | N/A | 4999.122 | 0 | 0 | 0 | 0 | 20613.7185 | 0 | 20613.7185 | 88% | 4.6858 | #DIV/0! | 0 | 0 | 0 | Whole home - tier 2 - Detached | 0 | 0 | 0 | 47.0836 | 54.7762 | 0 | 0 | 0 | 0 | N/A | 0 | N/A
Whole home - tier 3 - Attached/Semi-Attached | Res HVAC | ROB/NEW | 36 | N/A | 4067 | 3800 | N/A | N/A | 11361.168 | 0 | 0 | 0 | 0 | 19636.7105 | 0 | 19636.7105 | 88% | 1.9641 | #DIV/0! | 0 | 0 | 0 | Whole home - tier 3 - Attached/Semi-Attached | 0 | 0 | 0 | 42.0222 | 42.9391 | 0 | 0 | 0 | 0 | N/A | 0 | N/A
Whole home - tier 3 - Detached | Res HVAC | ROB/NEW | 36 | N/A | 5193 | 4100 | N/A | N/A | 11361.168 | 0 | 0 | 0 | 0 | 22822.8711 | 0 | 22822.8711 | 88% | 2.2828 | #DIV/0! | 0 | 0 | 0 | Whole home - tier 3 - Detached | 0 | 0 | 0 | 50.5713 | 61.1536 | 0 | 0 | 0 | 0 | N/A | 0 | N/A
Residential Behaviour | [22 empty] | Residential Behaviour Total
Measure Name | Technology Type | Decision Type | Measure Life | Remaining Useful Life | Gross Annual Energy Savings per Unit at Meter (kWh) Pre-RUL | Gross Peak Demand Savings per Unit at Meter (Watts) Pre-RUL | Gross Annual Energy Savings per Unit at Meter (kWh) Post-RUL | Gross Peak Demand Savings per Unit at Meter (Watts) Post-RUL | Gross Per Unit One-Time Incremental Measure Cost ($) | Per Unit Incentive ($) | Per Unit Program Administrative Cost (inclusive of DI costs) ($) | Per Unit Direct Installation Cost ($) | Per Unit DSM Administrator Cost (Incentive + Administrative) ($) | Per Unit Present Value Avoided Cost Benefits ($) | Per Unit Present Value Non-Energy Benefits ($) | Total Per Unit Present Value Benefits ($) | Net-To-Gross Ratio | Net Total Resource Benefit-Cost Ratio (TRC) | Net Program Administrator Benefit-Cost Ratio (PAC) | Net First-Year Unit Cost / kWh at Generator ($/kWh) | Net Lifetime Unit Cost / kWh at Generator ($/kWh) | Net Unit Cost / Watt at Generator ($/W) | Measure Name | Participation (Units) | Total Peak Demand Savings (kW) | Total First Year Energy Savings (MWh) | Total Cumulative Peak Demand Savings (kW) | Total Cumulative First Year Energy Savings (MWh) | Total Lifetime Energy Savings (MWh) | Total Avoided Cost Benefits ($) | TRC Costs ($) | Total TRC Net Resource Benefits ($) | TRC Ratio | PAC Costs ($) | PAC Ratio
Home Energy Report | Res Other | ROB/NEW | 1 | N/A | 207 | 0 | N/A | N/A | 11.5057 | 11.5057 | 5.2905 | 0 | 16.7962 | 30.0047 | 0 | 30.0047 | 100% | 1.7864 | 1.7864 | 0.074122 | 0.074122 | N/A | Home Energy Report | 131379.4871 | 0 | 29770.9728 | 0 | 8655.1682 | 29770.9728 | 3942004.9525 | 2206679.6418 | 1735325.3107 | 1.7864 | 2206679.6418 | 1.7864
SEM | [22 empty] | SEM Total
Measure Name | Technology Type | Decision Type | Measure Life | Remaining Useful Life | Gross Annual Energy Savings per Unit at Meter (kWh) Pre-RUL | Gross Peak Demand Savings per Unit at Meter (Watts) Pre-RUL | Gross Annual Energy Savings per Unit at Meter (kWh) Post-RUL | Gross Peak Demand Savings per Unit at Meter (Watts) Post-RUL | Gross Per Unit One-Time Incremental Measure Cost ($) | Per Unit Incentive ($) | Per Unit Program Administrative Cost (inclusive of DI costs) ($) | Per Unit Direct Installation Cost ($) | Per Unit DSM Administrator Cost (Incentive + Administrative) ($) | Per Unit Present Value Avoided Cost Benefits ($) | Per Unit Present Value Non-Energy Benefits ($) | Total Per Unit Present Value Benefits ($) | Net-To-Gross Ratio | Net Total Resource Benefit-Cost Ratio (TRC) | Net Program Administrator Benefit-Cost Ratio (PAC) | Net First-Year Unit Cost / kWh at Generator ($/kWh) | Net Lifetime Unit Cost / kWh at Generator ($/kWh) | Net Unit Cost / Watt at Generator ($/W) | Measure Name | Participation (Units) | Total Peak Demand Savings (kW) | Total First Year Energy Savings (MWh) | Total Cumulative Peak Demand Savings (kW) | Total Cumulative First Year Energy Savings (MWh) | Total Lifetime Energy Savings (MWh) | Total Avoided Cost Benefits ($) | TRC Costs ($) | Total TRC Net Resource Benefits ($) | TRC Ratio | PAC Costs ($) | PAC Ratio
Strategic Energy Management | BNI Energy Management | ROB/NEW | 1.88 | N/A | 1000000 | 108018.8679 | N/A | N/A | 165257.136 | 212845.6 | 151942.69 | 0 | 364788.29 | 271712.8806 | 0 | 271712.8806 | 100% | 0.8566 | 0.74485 | 0.34327 | 0.18259 | 3.1593 | Strategic Energy Management | 2.5 | 288.6804 | 2656.75 | 542.7192 | 4994.69 | 4994.69 | 679282.2016 | 792999.5649 | -113717.3634 | 0.8566 | 911970.7249 | 0.74485
Small Business Energy Solutions | [22 empty] | Small Business Energy Solutions Total
Measure Name | Technology Type | Decision Type | Measure Life | Remaining Useful Life | Gross Annual Energy Savings per Unit at Meter (kWh) Pre-RUL | Gross Peak Demand Savings per Unit at Meter (Watts) Pre-RUL | Gross Annual Energy Savings per Unit at Meter (kWh) Post-RUL | Gross Peak Demand Savings per Unit at Meter (Watts) Post-RUL | Gross Per Unit One-Time Incremental Measure Cost ($) | Per Unit Incentive ($) | Per Unit Program Administrative Cost (inclusive of DI costs) ($) | Per Unit Direct Installation Cost ($) | Per Unit DSM Administrator Cost (Incentive + Administrative) ($) | Per Unit Present Value Avoided Cost Benefits ($) | Per Unit Present Value Non-Energy Benefits ($) | Total Per Unit Present Value Benefits ($) | Net-To-Gross Ratio | Net Total Resource Benefit-Cost Ratio (TRC) | Net Program Administrator Benefit-Cost Ratio (PAC) | Net First-Year Unit Cost / kWh at Generator ($/kWh) | Net Lifetime Unit Cost / kWh at Generator ($/kWh) | Net Unit Cost / Watt at Generator ($/W) | Measure Name | Participation (Units) | Total Peak Demand Savings (kW) | Total First Year Energy Savings (MWh) | Total Cumulative Peak Demand Savings (kW) | Total Cumulative First Year Energy Savings (MWh) | Total Lifetime Energy Savings (MWh) | Total Avoided Cost Benefits ($) | TRC Costs ($) | Total TRC Net Resource Benefits ($) | TRC Ratio | PAC Costs ($) | PAC Ratio
Cold Climate Air-Source Ductless Heat Pump (24kBTU/hr) (Commercial) | BNI HVAC | ROB/NEW | 18 | N/A | 9688.757 | 3510.8929 | N/A | N/A | 7162.1968 | 1479.3798 | 2076.3652 | 0 | 3555.745 | 21173.2026 | 0 | 21173.2026 | 93% | 2.4233 | 5.9546 | 0.37134 | 0.02063 | 1.0188 | Cold Climate Air-Source Ductless Heat Pump (24kBTU/hr) (Commercial) | 179.2326 | 625.5977 | 1716.2423 | 1807.2822 | 4958.0332 | 30892.361 | 3794927.2737 | 1565992.178 | 2228935.0956 | 2.4233 | 637305.2685 | 5.9546
Downlight Luminaire (1200 lumen) | BNI Lighting | RET | 11.6 | 1 | 243.1864 | 52.5492 | 243.1864 | 52.5492 | 65.616 | 19.7251 | 32.8045 | 0 | 52.5296 | 338.2473 | 0 | 338.2473 | 93% | 3.605 | 6.4392 | 0.21856 | 0.018841 | 1.0055 | Downlight Luminaire (1200 lumen) | 101.1384 | 5.2838 | 24.308 | 15.2642 | 70.2231 | 281.9726 | 34209.7835 | 9489.5489 | 24720.2346 | 3.605 | 5312.7542 | 6.4392
Downlight Luminaire (3000 lumen) | BNI Lighting | RET | 11.6 | 1 | 458.7368 | 99.1266 | 458.7368 | 99.1266 | 163.3372 | 29.5876 | 61.1674 | 0 | 90.755 | 638.0557 | 0 | 638.0557 | 93% | 2.9946 | 7.0305 | 0.20018 | 0.017257 | 0.92096 | Downlight Luminaire (3000 lumen) | 24.3244 | 2.3971 | 11.0281 | 6.9251 | 31.8589 | 127.9257 | 15520.335 | 5182.8291 | 10337.5059 | 2.9946 | 2207.5637 | 7.0305
Downlight Luminaire (800 lumen) | BNI Lighting | RET | 11.6 | 1 | 141.3969 | 30.5539 | 141.3969 | 30.5539 | 43.5566 | 36.9845 | 21.4628 | 0 | 58.4473 | 196.6686 | 0 | 196.6686 | 93% | 3.1736 | 3.3649 | 0.41825 | 0.036056 | 1.9242 | Downlight Luminaire (800 lumen) | 563.3023 | 17.1107 | 78.7182 | 49.431 | 227.4081 | 913.131 | 110783.8571 | 34908.1068 | 75875.7503 | 3.1736 | 32923.5207 | 3.3649
Flood Luminaire (10000 lumen) | BNI Lighting | ROB/NEW | 17.1 | N/A | 874.9488 | 195.7648 | N/A | N/A | 291.414 | 147.938 | 162.4223 | 0 | 310.3602 | 1623.3014 | 0 | 1623.3014 | 93% | 3.7452 | 5.2304 | 0.35891 | 0.020989 | 1.5947 | Flood Luminaire (10000 lumen) | 102.4186 | 19.9331 | 88.5636 | 57.5844 | 255.8503 | 1514.4371 | 166256.2603 | 44392.0377 | 121864.2226 | 3.7452 | 31786.6632 | 5.2304
Flood Luminaire (48000 lumen) | BNI Lighting | ROB/NEW | 17.1 | N/A | 2728.1268 | 622.86 | N/A | N/A | 1835.6589 | 493.1266 | 511.5506 | 0 | 1004.6772 | 5084.7825 | 0 | 5084.7825 | 93% | 2.2918 | 5.0611 | 0.37262 | 0.021791 | 1.6225 | Flood Luminaire (48000 lumen) | 3.8407 | 2.3783 | 10.3554 | 6.8706 | 29.9157 | 177.0779 | 19529.1124 | 8521.4073 | 11007.7051 | 2.2918 | 3858.6615 | 5.0611
Four Pin Replacement Lamps for CFLs | BNI Lighting | ROB/NEW | 11.6 | N/A | 27.3583 | 5.9118 | N/A | N/A | 22.5475 | 12.3282 | 4.6371 | 0 | 16.9652 | 38.0526 | 0 | 38.0526 | 93% | 1.4861 | 2.243 | 0.62745 | 0.05409 | 2.8867 | Four Pin Replacement Lamps for CFLs | 60.1709 | 0.35364 | 1.6269 | 1.0216 | 4.7 | 18.8724 | 2289.6608 | 1540.7538 | 748.907 | 1.4861 | 1020.8135 | 2.243
Fuel Pump Canopy Luminaire ( 5000 lumen) | BNI Lighting | ROB/NEW | 11.4 | N/A | 1083.5244 | 242.4324 | N/A | N/A | 368.3495 | 197.2506 | 155.349 | 0 | 352.5996 | 1495.5663 | 0 | 1495.5663 | 93% | 3.0037 | 4.2415 | 0.32927 | 0.028883 | 1.463 | Fuel Pump Canopy Luminaire ( 5000 lumen) | 60.1709 | 14.5023 | 64.4346 | 41.8956 | 186.1444 | 734.5543 | 89989.614 | 29959.9461 | 60029.6679 | 3.0037 | 21216.2463 | 4.2415
General Use Lamp (A-Series) | BNI Lighting | RET | 11.6 | 3.8667 | 136.8475 | 20.9784 | 42.8925 | 6.5753 | 8.8662 | 3.6984 | 9.8855 | 0 | 13.584 | 104.2274 | 0 | 104.2274 | 93% | 5.7485 | 7.6728 | 0.10044 | 0.015966 | 0.65135 | General Use Lamp (A-Series) | 785.2093 | 16.3764 | 106.1979 | 49.1291 | 318.5937 | 668.0429 | 81840.2914 | 14236.6946 | 67603.5968 | 5.7485 | 10666.277 | 7.6728
Glass Door Refrigerator (full size - 38 cu ft) | BNI Cooking and Laundry | ROB/NEW | 12 | N/A | 949 | 108 | N/A | N/A | 0 | 281.0822 | 138.5247 | 0 | 419.6069 | 1225.9751 | 0 | 1225.9751 | 93% | 8.8502 | 2.9217 | 0.44739 | 0.037282 | 3.9082 | Glass Door Refrigerator (full size - 38 cu ft) | 2.5605 | 0.27492 | 2.4015 | 0.79421 | 6.9376 | 28.8177 | 3139.0664 | 354.6877 | 2784.3786 | 8.8502 | 1074.3888 | 2.9217
Ground Source Heat Pump (60kBTU/hr) (closed loop) | BNI HVAC | ROB/NEW | 25 | N/A | 29037.099 | 54081 | N/A | N/A | 12210.6026 | 7396.8991 | 17410.955 | 0 | 24807.8541 | 182667.5179 | 0 | 182667.5179 | 93% | 6.3499 | 7.3633 | 0.86446 | 0.034578 | 0.46143 | Ground Source Heat Pump (60kBTU/hr) (closed loop) | 2.5605 | 137.6652 | 73.4794 | 397.6995 | 212.2739 | 1836.9855 | 467713.8075 | 73656.4273 | 394057.3802 | 6.3499 | 63519.645 | 7.3633
Heat Pump Water Heater (40 gal) | BNI Domestic Hot Water (DHW) | ROB/NEW | 10 | N/A | 4925.501 | 1214.6285 | N/A | N/A | 1053.0201 | 1479.3798 | 709.0325 | 0 | 2188.4124 | 6233.4855 | 0 | 6233.4855 | 93% | 3.6921 | 2.8484 | 0.44956 | 0.044956 | 1.8124 | Heat Pump Water Heater (40 gal) | 3.8407 | 4.6378 | 18.6962 | 13.3982 | 54.0113 | 186.9624 | 23940.9332 | 6484.4081 | 17456.5251 | 3.6921 | 8405.0303 | 2.8484
Heat Pump Water Heater (60 gal) | BNI Domestic Hot Water (DHW) | ROB/NEW | 10 | N/A | 7541.271 | 1859.6774 | N/A | N/A | 1157.0601 | 1725.9431 | 1035.0983 | 0 | 2761.0414 | 9543.8826 | 0 | 9543.8826 | 93% | 4.5207 | 3.4566 | 0.37045 | 0.037045 | 1.4935 | Heat Pump Water Heater (60 gal) | 3.8407 | 7.1008 | 28.6252 | 20.5135 | 82.695 | 286.2518 | 36655.1677 | 8108.3432 | 28546.8245 | 4.5207 | 10604.3254 | 3.4566
Heat Reclaimer Unit (Agriculture) | BNI Process | ROB/NEW | 15 | N/A | 9800.851 | 2819 | N/A | N/A | 4812.6199 | 3082.0413 | 1911.5897 | 0 | 4993.631 | 17733.1801 | 0 | 17733.1801 | 93% | 2.7763 | 3.5512 | 0.51554 | 0.034369 | 1.7819 | Heat Reclaimer Unit (Agriculture) | 2.5605 | 7.1759 | 24.8014 | 20.7303 | 71.6485 | 372.0211 | 45405.1891 | 16354.5258 | 29050.6633 | 2.7763 | 12786.0179 | 3.5512
High Bay Luminaire (15 000 lumen) | BNI Lighting | ROB/NEW | 22.3 | N/A | 255.3125 | 39.1387 | N/A | N/A | 179.5938 | 160.2661 | 62.0763 | 0 | 222.3424 | 514.2906 | 0 | 514.2906 | 93% | 2.2448 | 2.3131 | 0.88116 | 0.039514 | 5.7145 | High Bay Luminaire (15 000 lumen) | 3943.1163 | 153.4289 | 994.9592 | 443.2391 | 2874.3267 | 22187.5912 | 2027907.6613 | 903362.2096 | 1124545.4517 | 2.2448 | 876721.9993 | 2.3131
High Bay Luminaire (35 000 lumen) | BNI Lighting | ROB/NEW | 22.3 | N/A | 595.7155 | 91.3217 | N/A | N/A | 357.0029 | 431.4858 | 150.2291 | 0 | 581.7149 | 1199.984 | 0 | 1199.984 | 93% | 2.4883 | 2.0628 | 0.98805 | 0.044307 | 6.4076 | High Bay Luminaire (35 000 lumen) | 117.7814 | 10.6933 | 69.3441 | 30.8917 | 200.3273 | 1546.3725 | 141335.7882 | 56799.1104 | 84536.6779 | 2.4883 | 68515.1939 | 2.0628
High Volume Low Speed Fan (Agriculture) (24 foot) | BNI Process | ROB/NEW | 15 | N/A | 16086.432 | 4615 | N/A | N/A | 4605.0601 | 4931.2661 | 3123.7948 | 0 | 8055.0609 | 29086.0364 | 0 | 29086.0364 | 93% | 3.9271 | 3.6109 | 0.50666 | 0.033777 | 1.7557 | High Volume Low Speed Fan (Agriculture) (24 foot) | 2.5605 | 11.7477 | 40.7073 | 33.9377 | 117.5988 | 610.6094 | 74473.7816 | 18964.0868 | 55509.6948 | 3.9271 | 20624.7025 | 3.6109
Horticultural Lighting - blended lamps and baselines | BNI Lighting | ROB/NEW | 9.5 | N/A | 2112.6 | 380 | N/A | N/A | 1352.52 | 500.8554 | 266.2675 | 0 | 767.1229 | 2396.8686 | 0 | 2396.8686 | 93% | 1.5726 | 3.1245 | 0.36741 | 0.038675 | 2.0307 | Horticultural Lighting - blended lamps and baselines | 47.416 | 17.913 | 99.0002 | 53.7391 | 297.0006 | 940.5018 | 113649.9702 | 72267.2827 | 41382.6875 | 1.5726 | 36373.9155 | 3.1245
LED Replacement Lamps for HID (10000 lumen) | BNI Lighting | ROB/NEW | 11.4 | N/A | 172.7305 | 37.3247 | N/A | N/A | 103.7799 | 147.938 | 35.5149 | 0 | 183.4529 | 236.6889 | 0 | 236.6889 | 93% | 1.7927 | 1.2902 | 1.0746 | 0.094266 | 4.9441 | LED Replacement Lamps for HID (10000 lumen) | 120.3419 | 4.4655 | 20.5437 | 12.9004 | 59.3486 | 234.1985 | 28483.5798 | 15888.7577 | 12594.8221 | 1.7927 | 22077.0581 | 1.2902
LED Replacement Lamps for HID (4000 lumen) | BNI Lighting | ROB/NEW | 11.4 | N/A | 69.1005 | 14.9317 | N/A | N/A | 104.8723 | 49.3127 | 4.6174 | 0 | 53.9301 | 94.6869 | 0 | 94.6869 | 93% | 0.92695 | 1.7557 | 0.78969 | 0.069271 | 3.6332 | LED Replacement Lamps for HID (4000 lumen) | 39.6872 | 0.58914 | 2.7103 | 1.702 | 7.8299 | 30.898 | 3757.8593 | 4053.9968 | -296.1375 | 0.92695 | 2140.3352 | 1.7557
LED Troffer (1x4) | BNI Lighting | RET | 20.9 | 6.9667 | 179.9017 | 38.8742 | 179.9017 | 38.8742 | 144.4338 | 36.9845 | 37.6808 | 0 | 74.6653 | 373.8692 | 0 | 373.8692 | 93% | 2.1736 | 5.0073 | 0.41994 | 0.020093 | 1.932 | LED Troffer (1x4) | 140.8256 | 5.4426 | 25.0386 | 15.723 | 72.3338 | 523.3072 | 52650.3417 | 24222.6025 | 28427.7391 | 2.1736 | 10514.7878 | 5.0073
LED Troffer (4x2) | BNI Lighting | RET | 20.9 | 6.9667 | 230.0263 | 35.2624 | 230.0263 | 35.2624 | 338.4566 | 18.9664 | 42.6681 | 0 | 61.6345 | 446.7952 | 0 | 446.7952 | 93% | 1.25 | 7.2491 | 0.27111 | 0.012972 | 1.7582 | LED Troffer (4x2) | 4267.4419 | 149.6031 | 970.1499 | 448.8094 | 2910.4496 | 20276.1323 | 1906672.6331 | 1525323.4351 | 381349.198 | 1.25 | 263021.7806 | 7.2491
LED Wall Sconce (1200 lumen) | BNI Lighting | RET | 11.6 | 1 | 243.1864 | 52.5492 | 243.1864 | 52.5492 | 12.0968 | 44.3814 | 35.1132 | 0 | 79.4946 | 338.2473 | 0 | 338.2473 | 93% | 7.2956 | 4.255 | 0.33075 | 0.028513 | 1.5217 | LED Wall Sconce (1200 lumen) | 30.7256 | 1.6052 | 7.3847 | 4.6372 | 21.3336 | 85.6626 | 10392.8456 | 1424.5382 | 8968.3074 | 7.2956 | 2442.5181 | 4.255
Linear Ambient Luminaire (10000 lumen) | BNI Lighting | ROB/NEW | 11.6 | N/A | 468.5734 | 101.2522 | N/A | N/A | 226.7864 | 123.2817 | 71.1928 | 0 | 194.4744 | 651.7374 | 0 | 651.7374 | 93% | 2.3103 | 3.3513 | 0.41994 | 0.036202 | 1.9321 | Linear Ambient Luminaire (10000 lumen) | 101.1384 | 10.1808 | 46.8368 | 29.4111 | 135.3063 | 543.3069 | 65915.6583 | 28531.5514 | 37384.1069 | 2.3103 | 19668.8269 | 3.3513
Linear Ambient Luminaire (2000 lumen) | BNI Lighting | ROB/NEW | 11.6 | N/A | 50.1984 | 10.8472 | N/A | N/A | 13.109 | 24.6563 | 8.6989 | 0 | 33.3553 | 69.8208 | 0 | 69.8208 | 93% | 3.3422 | 2.0932 | 0.67233 | 0.057959 | 3.0932 | Linear Ambient Luminaire (2000 lumen) | 200.9965 | 2.1675 | 9.9718 | 6.2618 | 28.8073 | 115.6724 | 14033.731 | 4198.8888 | 9834.8423 | 3.3422 | 6704.2948 | 2.0932
Linear Ambient Luminaire (4000 lumen) | BNI Lighting | ROB/NEW | 11.6 | N/A | 96.2515 | 20.7986 | N/A | N/A | 68.167 | 36.9845 | 15.7159 | 0 | 52.7004 | 133.876 | 0 | 133.876 | 93% | 1.6923 | 2.5403 | 0.554 | 0.047759 | 2.5488 | Linear Ambient Luminaire (4000 lumen) | 261.1674 | 5.4003 | 24.8439 | 15.6007 | 71.7714 | 288.1896 | 34964.0503 | 20661.2629 | 14302.7874 | 1.6923 | 13763.6161 | 2.5403
Linear Ambient Luminaire (8000 lumen) | BNI Lighting | ROB/NEW | 11.6 | N/A | 175.9223 | 38.0144 | N/A | N/A | 226.7864 | 73.969 | 29.321 | 0 | 103.29 | 244.6898 | 0 | 244.6898 | 93% | 1.0186 | 2.369 | 0.59408 | 0.051214 | 2.7332 | Linear Ambient Luminaire (8000 lumen) | 200.9965 | 7.5962 | 34.9464 | 21.9446 | 100.9564 | 405.3788 | 49181.7957 | 48285.8602 | 895.9355 | 1.0186 | 20760.9248 | 2.369
Linear Replacement Lamp (2 foot) | BNI Lighting | ROB/NEW | 11.6 | N/A | 37.3068 | 8.0615 | N/A | N/A | 13.2008 | 6.1641 | 5.3263 | 0 | 11.4904 | 51.8899 | 0 | 51.8899 | 93% | 2.9478 | 4.5159 | 0.31164 | 0.026866 | 1.4338 | Linear Replacement Lamp (2 foot) | 403.2733 | 3.232 | 14.869 | 9.337 | 42.9548 | 172.4801 | 20925.8167 | 7098.8454 | 13826.9713 | 2.9478 | 4633.7713 | 4.5159
Linear Replacement Lamp (4 foot) | BNI Lighting | ROB/NEW | 11.6 | N/A | 49.6736 | 7.6148 | N/A | N/A | 9.0059 | 9.8625 | 6.8679 | 0 | 16.7304 | 64.9497 | 0 | 64.9497 | 93% | 4.2608 | 3.8821 | 0.34079 | 0.029379 | 2.2101 | Linear Replacement Lamp (4 foot) | 100370.2326 | 759.8469 | 4927.4723 | 2195.1133 | 14234.9201 | 57158.6792 | 6519020.2959 | 1529983.6926 | 4989036.6033 | 4.2608 | 1679237.7829 | 3.8821
Low-bay Luminaire (10,000 lumen) | BNI Lighting | ROB/NEW | 11.6 | N/A | 468.5734 | 101.2522 | N/A | N/A | 173.0393 | 123.2817 | 71.1928 | 0 | 194.4744 | 651.7374 | 0 | 651.7374 | 93% | 2.8078 | 3.3513 | 0.41994 | 0.036202 | 1.9321 | Low-bay Luminaire (10,000 lumen) | 46.0884 | 4.6393 | 21.3434 | 13.4025 | 61.6586 | 247.5829 | 30037.5152 | 10698.003 | 19339.5122 | 2.8078 | 8963.0097 | 3.3513
Multi-Tank Conveyor Dishwasher - High Temp | BNI Cooking and Laundry | ROB/NEW | 20 | N/A | 27407.5971 | 2837 | N/A | N/A | 1271.5769 | 3698.4496 | 4834.7494 | 0 | 8533.199 | 49041.5019 | 0 | 49041.5019 | 93% | 8.1501 | 5.7471 | 0.31503 | 0.015751 | 3.0256 | Multi-Tank Conveyor Dishwasher - High Temp | 2.5605 | 7.2217 | 69.3559 | 20.8627 | 200.3615 | 1387.1181 | 125569.0549 | 15407.1275 | 110161.9274 | 8.1501 | 21848.9583 | 5.7471
Multi-Tank Conveyor Dishwasher - Low Temp | BNI Cooking and Laundry | ROB/NEW | 20 | N/A | 18811.2029 | 1947 | N/A | N/A | 1271.5769 | 2712.1963 | 3334.5672 | 0 | 6046.7635 | 33659.2655 | 0 | 33659.2655 | 93% | 7.4515 | 5.5665 | 0.32525 | 0.016262 | 3.124 | Multi-Tank Conveyor Dishwasher - Low Temp | 2.5605 | 4.9562 | 47.6024 | 14.3178 | 137.5181 | 952.0485 | 86183.3751 | 11565.9632 | 74617.412 | 7.4515 | 15482.527 | 5.5665
Occupancy Sensor (Ceiling Mounted) | BNI Lighting | ROB/NEW | 10 | N/A | 187.7496 | 43.9824 | N/A | N/A | 120.3847 | 98.6253 | 30.7377 | 0 | 129.363 | 234.9439 | 0 | 234.9439 | 93% | 1.6465 | 1.8162 | 0.69717 | 0.069717 | 2.9586 | Occupancy Sensor (Ceiling Mounted) | 10.2419 | 0.44784 | 1.9004 | 1.2937 | 5.4901 | 19.0043 | 2406.2625 | 1461.4672 | 944.7953 | 1.6465 | 1324.9183 | 1.8162
Occupancy Sensor (Wall Mounted) | BNI Lighting | ROB/NEW | 10 | N/A | 109.2361 | 25.5898 | N/A | N/A | 77.3368 | 49.3127 | 17.1282 | 0 | 66.4408 | 136.6946 | 0 | 136.6946 | 93% | 1.535 | 2.0574 | 0.61543 | 0.061543 | 2.6117 | Occupancy Sensor (Wall Mounted) | 200.9965 | 5.1135 | 21.6994 | 14.7722 | 62.6873 | 216.9944 | 27475.1425 | 17899.0195 | 9576.123 | 1.535 | 13354.3786 | 2.0574
Open to Closed Cooler Conversion | BNI Refrigeration | RET | 12 | 4 | 54750 | 6250 | 54750 | 6250 | 51669.2286 | 6164.0826 | 7052.9775 | 0 | 13217.0601 | 70755.7043 | 0 | 70755.7043 | 93% | 1.284 | 5.3534 | 0.24426 | 0.020355 | 2.1272 | Open to Closed Cooler Conversion | 1.2802 | 7.9548 | 69.2734 | 22.9805 | 200.1232 | 831.281 | 90583.7564 | 70547.6761 | 20036.0802 | 1.284 | 16920.9106 | 5.3534
Parking Garage Luminaire (5000 lumen) | BNI Lighting | ROB/NEW | 22.8 | N/A | 1083.5244 | 242.4324 | N/A | N/A | 938.1703 | 154.1021 | 232.6535 | 0 | 386.7556 | 2384.3537 | 0 | 2384.3537 | 93% | 2.1575 | 6.165 | 0.36116 | 0.015841 | 1.6047 | Parking Garage Luminaire (5000 lumen) | 48.6488 | 11.7253 | 52.096 | 33.8731 | 150.4997 | 1187.7899 | 115996.0361 | 53764.353 | 62231.6831 | 2.1575 | 18815.2078 | 6.165
Pole/Arm-Mounted Area Luminaire (20000 lumen) | BNI Lighting | ROB/NEW | 13.7 | N/A | 1202.3976 | 274.52 | N/A | N/A | 503.3871 | 385.2552 | 212.5132 | 0 | 597.7684 | 1927.8087 | 0 | 1927.8087 | 93% | 2.8323 | 3.225 | 0.50303 | 0.036717 | 2.1904 | Pole/Arm-Mounted Area Luminaire (20000 lumen) | 403.2733 | 110.0612 | 479.2269 | 317.9544 | 1384.4332 | 6565.408 | 777433.6933 | 274493.287 | 502940.4064 | 2.8323 | 241064.0012 | 3.225
Pole/Arm-Mounted Area Luminaire (5000 lumen) | BNI Lighting | ROB/NEW | 13.7 | N/A | 886.4244 | 202.38 | N/A | N/A | 156.3617 | 184.9225 | 147.3891 | 0 | 332.3115 | 1421.2077 | 0 | 1421.2077 | 93% | 4.8538 | 4.2767 | 0.37932 | 0.027688 | 1.6517 | Pole/Arm-Mounted Area Luminaire (5000 lumen) | 403.2733 | 81.1386 | 353.2928 | 234.4005 | 1020.6236 | 4840.111 | 573135.0388 | 118080.6071 | 455054.4318 | 4.8538 | 134012.3534 | 4.2767
Pole/Arm-Mounted Decorative Luminaire (10000 lumen) | BNI Lighting | ROB/NEW | 22.8 | N/A | 874.9488 | 195.7648 | N/A | N/A | 312.7234 | 385.2552 | 212.2902 | 0 | 597.5454 | 1925.3719 | 0 | 1925.3719 | 93% | 3.8268 | 3.2221 | 0.69103 | 0.030308 | 3.0704 | Pole/Arm-Mounted Decorative Luminaire (10000 lumen) | 6.4012 | 1.2458 | 5.5352 | 3.599 | 15.9906 | 126.2031 | 12324.6189 | 3220.5721 | 9104.0468 | 3.8268 | 3824.9851 | 3.2221
Pole/Arm-Mounted Decorative Luminaire (1300 lumen) | BNI Lighting | ROB/NEW | 22.8 | N/A | 361.8756 | 80.9676 | N/A | N/A | 40.654 | 77.051 | 80.0972 | 0 | 157.1483 | 796.3267 | 0 | 796.3267 | 93% | 6.7539 | 5.0674 | 0.4394 | 0.019272 | 1.9524 | Pole/Arm-Mounted Decorative Luminaire (1300 lumen) | 3.8407 | 0.30916 | 1.3736 | 0.89313 | 3.9682 | 31.3183 | 3058.4502 | 452.8393 | 2605.6109 | 6.7539 | 603.5589 | 5.0674
Premium High Bay Luminaire (15 000 lumen) | BNI Lighting | ROB/NEW | 22.3 | N/A | 312.0531 | 47.8369 | N/A | N/A | 246.8432 | 231.1531 | 79.1746 | 0 | 310.3277 | 628.5866 | 0 | 628.5866 | 93% | 2.036 | 2.0256 | 1.0062 | 0.045123 | 6.5256 | Premium High Bay Luminaire (15 000 lumen) | 256.0465 | 12.1771 | 78.9662 | 35.1782 | 228.1245 | 1760.9455 | 160947.3935 | 79051.488 | 81895.9055 | 2.036 | 79458.3202 | 2.0256
Premium High Bay Luminaire (35 000 lumen) | BNI Lighting | ROB/NEW | 22.3 | N/A | 728.1104 | 111.6175 | N/A | N/A | 829.409 | 616.4083 | 191.9529 | 0 | 808.3612 | 1466.6745 | 0 | 1466.6745 | 93% | 1.5225 | 1.8144 | 1.1233 | 0.050374 | 7.2851 | Premium High Bay Luminaire (35 000 lumen) | 128.0233 | 14.2063 | 92.1255 | 41.0405 | 266.1403 | 2054.3981 | 187768.4476 | 123325.2208 | 64443.2267 | 1.5225 | 103489.0321 | 1.8144
Refrigerated Case Luminaire | BNI Lighting | ROB/NEW | 16.3 | N/A | 153.0972 | 25.2788 | N/A | N/A | 180.9048 | 73.969 | 30.6752 | 0 | 104.6442 | 259.4866 | 0 | 259.4866 | 93% | 1.3045 | 2.4797 | 0.6916 | 0.042429 | 4.1641 | Refrigerated Case Luminaire | 60.1709 | 1.5122 | 9.1043 | 4.3685 | 26.3014 | 148.4004 | 15613.5495 | 11969.0002 | 3644.5493 | 1.3045 | 6296.5405 | 2.4797
SBES Direct Install - Lighting | BNI Lighting | RET | 10.8 | 3.6 | 15239.5872 | 3104.3603 | 15239.5872 | 3104.3603 | 0 | 0 | 18471.0988 | 15379.1928 | 18471.0988 | 18659.4904 | 0 | 18659.4904 | 88% | 1.0102 | 1.0102 | 1.2961 | 0.12001 | 6.3253 | SBES Direct Install - Lighting | 94.832 | 276.9412 | 1351.5174 | 830.8237 | 4054.5523 | 14596.3883 | 1769517.5654 | 1751652.0041 | 17865.5613 | 1.0102 | 1751652.0041 | 1.0102
SBES Direct Install - Lighting Controls | BNI Lighting | RET | 10.8 | 3.6 | 1398.5945 | 284.8989 | 1398.5945 | 284.8989 | 0 | 0 | 2728.7229 | 2359.6272 | 2728.7229 | 1712.4519 | 0 | 1712.4519 | 88% | 0.62757 | 0.62757 | 2.0863 | 0.19317 | 10.1819 | SBES Direct Install - Lighting Controls | 94.832 | 25.4159 | 124.0339 | 76.2478 | 372.1016 | 1339.5657 | 162395.313 | 258770.3673 | -96375.0543 | 0.62757 | 258770.3673 | 0.62757
SBES Direct Install - Non-Lighting | BNI Other | RET | 10.8 | 3.6 | 1152.9982 | 234.87 | 1152.9982 | 234.87 | 0 | 0 | 1761.0851 | 1497.1356 | 1761.0851 | 1411.7415 | 0 | 1411.7415 | 88% | 0.80163 | 0.80163 | 1.6333 | 0.15123 | 7.971 | SBES Direct Install - Non-Lighting | 94.832 | 20.9528 | 102.2532 | 62.8585 | 306.7597 | 1104.335 | 133878.3318 | 167007.2937 | -33128.9619 | 0.80163 | 167007.2937 | 0.80163
Smart thermostats for central air source heat pump | BNI HVAC | ROB/NEW | 11 | N/A | 298 | 0 | N/A | N/A | 110.2824 | 113.0398 | 39.3942 | 0 | 152.434 | 314.7784 | 0 | 314.7784 | 93% | 2.2174 | 2.065 | 0.51757 | 0.047052 | N/A | Smart thermostats for central air source heat pump | 15.9666 | 0 | 4.7024 | 0 | 9.9392 | 51.7268 | 5025.947 | 2266.5701 | 2759.3769 | 2.2174 | 2433.8549 | 2.065
Smart thermostats for electric baseboards | BNI HVAC | ROB/NEW | 11 | N/A | 146 | 0 | N/A | N/A | 157.1004 | 55.3819 | 13.3027 | 0 | 68.6846 | 154.2203 | 0 | 154.2203 | 93% | 0.96747 | 2.2453 | 0.47601 | 0.043273 | N/A | Smart thermostats for electric baseboards | 104.3152 | 0 | 15.052 | 0 | 31.8145 | 165.572 | 16087.5279 | 16628.4797 | -540.9518 | 0.96747 | 7164.8483 | 2.2453
Smart thermostats for mini-split heat pumps | BNI HVAC | ROB/NEW | 11 | N/A | 74 | 0 | N/A | N/A | 172.7064 | 28.0703 | 2.6284 | 0 | 30.6987 | 78.1665 | 0 | 78.1665 | 93% | 0.47883 | 2.5462 | 0.41975 | 0.038159 | N/A | Smart thermostats for mini-split heat pumps | 11.1766 | 0 | 0.8174 | 0 | 1.7277 | 8.9914 | 873.6378 | 1824.5333 | -950.8956 | 0.47883 | 343.1078 | 2.5462
Solid Door Freezer | BNI Cooking and Laundry | ROB/NEW | 12 | N/A | 2128 | 165 | N/A | N/A | 0 | 443.8139 | 283.4748 | 0 | 727.2887 | 2643.2367 | 0 | 2643.2367 | 93% | 9.3244 | 3.6344 | 0.34581 | 0.028818 | 4.4339 | Solid Door Freezer | 2.5605 | 0.42001 | 5.385 | 1.2134 | 15.5566 | 64.6198 | 6767.9155 | 725.8273 | 6042.0882 | 9.3244 | 1862.1974 | 3.6344
Solid Door Refrigerator | BNI Cooking and Laundry | ROB/NEW | 12 | N/A | 818 | 63 | N/A | N/A | 0 | 258.8915 | 117.181 | 0 | 376.0724 | 1015.4723 | 0 | 1015.4723 | 93% | 8.6658 | 2.7002 | 0.46518 | 0.038765 | 6.0047 | Solid Door Refrigerator | 11.5221 | 0.72166 | 9.3149 | 2.0848 | 26.9097 | 111.7788 | 11700.3667 | 1350.17 | 10350.1967 | 8.6658 | 4333.1416 | 2.7002
Standard Capacity Electric Fryer | BNI Cooking and Laundry | ROB/NEW | 12 | N/A | 952 | 148 | N/A | N/A | 275.2898 | 1232.8165 | 232.9739 | 0 | 1465.7905 | 1284.2402 | 0 | 1284.2402 | 93% | 2.6263 | 0.87614 | 1.5579 | 0.12983 | 9.9626 | Standard Capacity Electric Fryer | 2.5605 | 0.37674 | 2.4091 | 1.0884 | 6.9595 | 28.9088 | 3288.2523 | 1252.0508 | 2036.2015 | 2.6263 | 3753.1054 | 0.87614
Strip-Curtains for Display Cases | BNI Refrigeration | ROB/NEW | 4 | N/A | 28970.31 | 3307 | N/A | N/A | 79.9651 | 1972.5064 | 1544.0645 | 0 | 3516.5709 | 14852.6821 | 0 | 14852.6821 | 93% | 9.1772 | 4.2236 | 0.12282 | 0.030705 | 1.0697 | Strip-Curtains for Display Cases | 2.5605 | 8.4181 | 73.3104 | 24.3189 | 211.7856 | 293.2416 | 38029.7745 | 4143.9389 | 33885.8356 | 9.1772 | 9004.0572 | 4.2236
VFD Milk Vacuum Pump | BNI Process | ROB/NEW | 15 | N/A | 6492.659 | 1818 | N/A | N/A | 6617.4434 | 184.9225 | 1084.8949 | 0 | 1269.8174 | 11664.5616 | 0 | 11664.5616 | 93% | 1.6113 | 9.186 | 0.19789 | 0.013193 | 0.7026 | VFD Milk Vacuum Pump | 2.5605 | 4.6278 | 16.4299 | 13.3692 | 47.4642 | 246.4486 | 29866.7032 | 18535.5072 | 11331.196 | 1.6113 | 3251.3231 | 9.186
Wall Mounted Area Luminaire (1000 lumen) (full and no-cutoff) | BNI Lighting | ROB/NEW | 22.8 | N/A | 153.3 | 34.3 | N/A | N/A | 29.7502 | 36.9845 | 34.338 | 0 | 71.3225 | 337.3449 | 0 | 337.3449 | 93% | 5.4405 | 4.7299 | 0.47075 | 0.020647 | 2.0917 | Wall Mounted Area Luminaire (1000 lumen) (full and no-cutoff) | 112.6605 | 3.8417 | 17.069 | 11.0983 | 49.3104 | 389.1725 | 38005.4328 | 6985.5942 | 31019.8386 | 5.4405 | 8035.2264 | 4.7299
Wall Mounted Area Luminaire (10000 lumen) (full and no-cutoff) | BNI Lighting | ROB/NEW | 22.8 | N/A | 776.3988 | 177.26 | N/A | N/A | 297.5024 | 147.938 | 170.9639 | 0 | 318.9019 | 1716.6292 | 0 | 1716.6292 | 93% | 3.8348 | 5.3829 | 0.4156 | 0.018228 | 1.8097 | Wall Mounted Area Luminaire (10000 lumen) (full and no-cutoff) | 64.0116 | 11.2805 | 49.1176 | 32.5883 | 141.8954 | 1119.8818 | 109884.2313 | 28654.2389 | 81229.9924 | 3.8348 | 20413.4311 | 5.3829
Zero-Energy Doors for Reach-In Coolers | BNI Refrigeration | ROB/NEW | 12 | N/A | 1400.023 | 160 | N/A | N/A | 317.2388 | 295.876 | 193.3211 | 0 | 489.1971 | 1809.5549 | 0 | 1809.5549 | 93% | 3.7054 | 3.699 | 0.35355 | 0.029463 | 3.0756 | Zero-Energy Doors for Reach-In Coolers | 2.5605 | 0.40729 | 3.5428 | 1.1766 | 10.2348 | 42.5137 | 4633.3022 | 1250.4113 | 3382.8909 | 3.7054 | 1252.5721 | 3.699