## Cover
NS Power Building Load Shapes
Prepared by:
2022-03-04
Description of Key Tabs
Cover | Cover sheet
Current Trends | This data reflects incremental residential and commercial space heating loads (and ER reductions) for a 1-in-2 weather year for the Current Trends
Annual Load Summary | This tab summarizes the annual load and non-coindicient peak impact by year
HP Stock | This data reflects the residential and commercial building stock by heating system assumptions.
** Note that load shapes are NOT scaled up for losses
Weather Year (approx) | Calendar Year
1-in-2 | 2018
1-in-10 | 1988
1-in-40 | 1979

## Current Trends
|  |  | 2025 |  |  |  | 2030 |  |  |  | 2035
Month | Day | Hour | Commercial Resistance 2025 | Residential Resistance 2025 | Residential All Electric ASHP 2025 | Commercial All Electric ASHP 2025 | Commercial Resistance 2030 | Residential Resistance 2030 | Residential All Electric ASHP 2030 | Commercial All Electric ASHP 2030 | Commercial Resistance 2035 | Residential Resistance 2035 | Residential All Electric ASHP 2035 | Commercial All Electric ASHP 2035 | 2025 | 2030 | 2035
1 | 1 | 0 | -38.5268 | -47.1064 | 68.5804 | 78.1053 | -114.3087 | -112.5098 | 184.6619 | 231.7374 | -192.6264 | -162.7633 | 286.7433 | 403.0995 | 61.0524 | 189.5809 | 334.4531
1 | 1 | 1 | -38.6915 | -47.2714 | 68.9225 | 78.7657 | -114.7972 | -112.904 | 185.5845 | 233.6969 | -193.4496 | -163.3335 | 288.1768 | 406.5008 | 61.7253 | 191.5802 | 337.8945
1 | 1 | 2 | -39.0523 | -47.5481 | 69.7882 | 80.3624 | -115.8678 | -113.5647 | 187.928 | 238.4344 | -195.2536 | -164.2894 | 291.8265 | 414.7332 | 63.5502 | 196.9299 | 347.0167
1 | 1 | 3 | -39.4268 | -47.8367 | 70.8269 | 82.3204 | -116.9788 | -114.254 | 190.7302 | 244.2436 | -197.1258 | -165.2866 | 296.182 | 424.8357 | 65.8838 | 203.741 | 358.6052
1 | 1 | 4 | -39.7979 | -48.116 | 71.7051 | 83.969 | -118.0798 | -114.9212 | 193.1093 | 249.1349 | -198.9813 | -166.2517 | 299.8883 | 433.3333 | 67.7602 | 209.2432 | 367.9886
1 | 1 | 5 | -37.7665 | -46.6109 | 66.823 | 74.8554 | -112.0527 | -111.3264 | 179.8926 | 222.095 | -188.8247 | -161.0513 | 279.3061 | 386.2967 | 57.301 | 178.6084 | 315.7267
1 | 1 | 6 | -35.7022 | -45.0994 | 61.8919 | 65.5088 | -105.9279 | -107.7162 | 166.5445 | 194.3637 | -178.5036 | -155.8286 | 258.5206 | 338.0517 | 46.5991 | 147.2641 | 262.24
1 | 1 | 7 | -33.6451 | -43.5834 | 57.5235 | 56.6563 | -99.8245 | -104.0954 | 154.7029 | 168.0985 | -168.2184 | -150.5906 | 240.067 | 292.3552 | 36.9513 | 118.8815 | 213.6133
1 | 1 | 8 | -32.3129 | -42.5252 | 54.1881 | 50.6647 | -95.8721 | -101.568 | 145.6592 | 150.3215 | -161.558 | -146.9342 | 225.9715 | 261.3848 | 30.0147 | 98.5406 | 178.8641
1 | 1 | 9 | -30.9866 | -41.4574 | 51.5909 | 47.6565 | -91.9369 | -99.0176 | 138.6305 | 141.3961 | -154.9268 | -143.2447 | 215.028 | 245.8669 | 26.8033 | 89.0721 | 162.7234
1 | 1 | 10 | -29.6844 | -40.4084 | 48.716 | 44.7163 | -88.0733 | -96.5122 | 130.8576 | 132.6728 | -148.4161 | -139.6203 | 202.9316 | 230.6998 | 23.3395 | 78.9447 | 145.5951
1 | 1 | 11 | -30.7464 | -41.0692 | 50.5448 | 46.9217 | -91.2242 | -98.0905 | 135.8092 | 139.2161 | -153.7257 | -141.9035 | 210.6434 | 242.0702 | 25.6509 | 85.7107 | 157.0845
1 | 1 | 12 | -31.8302 | -41.7424 | 52.1698 | 49.243 | -94.4397 | -99.6984 | 140.2117 | 146.1034 | -159.1443 | -144.2296 | 217.5018 | 254.0417 | 27.8402 | 92.1769 | 168.1696
1 | 1 | 13 | -32.8936 | -42.4073 | 54.2871 | 52.6555 | -97.595 | -101.2863 | 145.9488 | 156.2283 | -164.4614 | -146.5268 | 226.4406 | 271.6273 | 31.6417 | 103.2958 | 187.0797
1 | 1 | 14 | -33.7289 | -43.0514 | 56.1282 | 55.1778 | -100.0734 | -102.8246 | 150.942 | 163.7118 | -168.6379 | -148.7521 | 234.2237 | 284.635 | 34.5257 | 111.7557 | 201.4687
1 | 1 | 15 | -34.49 | -43.6468 | 57.9285 | 58.5614 | -102.3315 | -104.2468 | 155.8231 | 173.7509 | -172.4431 | -150.8096 | 241.8311 | 302.1088 | 38.3531 | 122.9957 | 220.6872
1 | 1 | 16 | -35.2912 | -44.2879 | 59.812 | 62.2867 | -104.7084 | -105.778 | 160.9363 | 184.8038 | -176.4486 | -153.0246 | 249.8059 | 321.348 | 42.5196 | 135.2537 | 241.6806
1 | 1 | 17 | -35.8185 | -44.8231 | 61.4891 | 65.4615 | -106.273 | -107.0562 | 165.4749 | 194.2233 | -179.0852 | -154.8738 | 256.8722 | 337.7706 | 46.309 | 146.3691 | 260.6839
1 | 1 | 18 | -36.3692 | -45.4019 | 63.2845 | 68.7708 | -107.9069 | -108.4388 | 170.3244 | 204.0422 | -181.8384 | -156.8739 | 264.4153 | 354.896 | 50.2842 | 158.021 | 280.599
1 | 1 | 19 | -36.8911 | -45.9374 | 64.5955 | 71.3574 | -109.4554 | -109.7178 | 173.8676 | 211.7166 | -184.4479 | -158.7242 | 269.928 | 368.2785 | 53.1244 | 166.411 | 295.0344
1 | 1 | 20 | -37.4254 | -46.4148 | 66.1188 | 74.1661 | -111.0408 | -110.858 | 177.9842 | 220.0499 | -187.1196 | -160.3737 | 276.3326 | 382.7956 | 56.4447 | 176.1353 | 311.6349
1 | 1 | 21 | -38.0091 | -46.9103 | 67.912 | 77.3814 | -112.7725 | -112.0415 | 182.8292 | 229.5897 | -190.0378 | -162.0858 | 283.8698 | 399.4012 | 60.3739 | 187.6048 | 331.1474
1 | 1 | 22 | -38.5815 | -47.407 | 69.0786 | 79.8757 | -114.4709 | -113.2278 | 185.9835 | 236.9902 | -192.8997 | -163.802 | 288.7786 | 412.2872 | 62.9658 | 195.275 | 344.364
1 | 1 | 23 | -38.8711 | -47.541 | 69.7978 | 80.8185 | -115.33 | -113.5477 | 187.9291 | 239.7875 | -194.3475 | -164.2648 | 291.8073 | 417.1378 | 64.2042 | 198.8388 | 350.3329
1 | 2 | 0 | -39.1511 | -47.6517 | 70.3524 | 81.667 | -116.1608 | -113.8121 | 189.4432 | 242.305 | -195.7474 | -164.6473 | 294.1757 | 421.4935 | 65.2166 | 201.7753 | 355.2744
1 | 2 | 1 | -39.4075 | -47.7406 | 70.6507 | 82.1802 | -116.9217 | -114.0245 | 190.254 | 243.8277 | -197.0297 | -164.9545 | 295.4412 | 424.118 | 65.6828 | 203.1356 | 357.5751
1 | 2 | 2 | -39.3397 | -47.7394 | 70.2516 | 81.6278 | -116.7203 | -114.0217 | 189.1764 | 242.1888 | -196.6903 | -164.9505 | 293.7653 | 421.2816 | 64.8004 | 200.6232 | 353.406
1 | 2 | 3 | -39.2753 | -47.7441 | 70.2575 | 81.6942 | -116.5294 | -114.0329 | 189.1805 | 242.3858 | -196.3686 | -164.9667 | 293.7621 | 421.6543 | 64.9323 | 201.0041 | 354.0811
1 | 2 | 4 | -39.1859 | -47.7099 | 70.2488 | 81.8262 | -116.264 | -113.9512 | 189.1525 | 242.7773 | -195.9214 | -164.8485 | 293.7145 | 422.3608 | 65.1792 | 201.7145 | 355.3054
1 | 2 | 5 | -37.3942 | -46.353 | 65.6357 | 73.0081 | -110.9481 | -110.7104 | 176.6564 | 216.614 | -186.9633 | -160.1602 | 274.2484 | 376.8261 | 54.8965 | 171.6119 | 303.9511
1 | 2 | 6 | -35.6518 | -45.0416 | 61.6665 | 65.3655 | -105.7784 | -107.5782 | 165.9027 | 193.9386 | -178.2515 | -155.629 | 257.4949 | 337.3605 | 46.3386 | 146.4847 | 260.9748
1 | 2 | 7 | -33.861 | -43.6879 | 57.5551 | 57.2998 | -100.4651 | -104.345 | 154.7608 | 170.0079 | -169.2979 | -150.9516 | 240.1345 | 295.6976 | 37.306 | 119.9587 | 215.5826
1 | 2 | 8 | -33.4445 | -43.3483 | 56.5711 | 55.4298 | -99.2295 | -103.5339 | 152.0953 | 164.4594 | -167.2158 | -149.7783 | 235.9822 | 286.0315 | 35.208 | 113.7913 | 205.0196
1 | 2 | 9 | -32.9802 | -42.9664 | 55.281 | 53.1346 | -97.852 | -102.6218 | 148.6013 | 157.6496 | -164.8945 | -148.4587 | 230.5397 | 274.1597 | 32.4689 | 105.7772 | 191.3462
1 | 2 | 10 | -32.5854 | -42.6296 | 54.4527 | 51.8902 | -96.6805 | -101.8174 | 146.365 | 153.9577 | -162.9204 | -147.295 | 227.062 | 267.7268 | 31.128 | 101.8248 | 184.5735
1 | 2 | 11 | -32.5411 | -42.4629 | 53.8383 | 51.4077 | -96.549 | -101.4192 | 144.7062 | 152.526 | -162.6987 | -146.7189 | 224.4828 | 265.2298 | 30.242 | 99.2641 | 180.2949
1 | 2 | 12 | -32.5475 | -42.3126 | 53.6983 | 51.3324 | -96.5681 | -101.0603 | 144.3277 | 152.3027 | -162.7309 | -146.1997 | 223.8936 | 264.841 | 30.1705 | 99.002 | 179.804
1 | 2 | 13 | -32.4661 | -42.1093 | 53.1652 | 50.8988 | -96.3264 | -100.5746 | 142.8913 | 151.0162 | -162.3237 | -145.4972 | 221.6624 | 262.5963 | 29.4886 | 97.0065 | 176.4378
1 | 2 | 14 | -33.4975 | -42.8568 | 55.2841 | 53.7532 | -99.3866 | -102.36 | 148.6323 | 159.4851 | -167.4805 | -148.08 | 230.6068 | 277.3118 | 32.683 | 106.3708 | 192.358
1 | 2 | 15 | -34.5367 | -43.6103 | 57.5316 | 57.1103 | -102.4699 | -104.1596 | 154.7256 | 169.4454 | -172.6764 | -150.6834 | 240.103 | 294.6328 | 36.4949 | 117.5415 | 211.376
1 | 2 | 16 | -35.5686 | -44.3578 | 59.826 | 61.466 | -105.5316 | -105.9449 | 160.9528 | 182.3688 | -177.8358 | -153.2662 | 249.8137 | 317.1204 | 41.3655 | 131.845 | 235.8321
1 | 2 | 17 | -35.9969 | -44.7271 | 61.1863 | 64.2894 | -106.8025 | -106.8271 | 164.6504 | 190.746 | -179.9773 | -154.5424 | 255.5841 | 331.7224 | 44.7517 | 141.7668 | 252.7868
1 | 2 | 18 | -36.3961 | -45.1063 | 62.0645 | 66.3254 | -107.9867 | -107.7327 | 167.0328 | 196.7868 | -181.9729 | -155.8525 | 259.2984 | 342.2678 | 46.8875 | 148.1001 | 263.7408
1 | 2 | 19 | -36.7345 | -45.422 | 63.2936 | 68.7156 | -108.9907 | -108.4866 | 170.3645 | 203.8783 | -183.6649 | -156.9432 | 264.4904 | 354.6256 | 49.8527 | 156.7654 | 278.508
1 | 2 | 20 | -37.1939 | -45.7553 | 64.1557 | 70.6216 | -110.3537 | -109.2828 | 172.7016 | 209.5333 | -185.9617 | -158.0949 | 268.1326 | 364.4546 | 51.8281 | 162.5984 | 288.5306
1 | 2 | 21 | -37.6208 | -46.052 | 65.4088 | 72.7161 | -111.6203 | -109.9915 | 176.0881 | 215.7478 | -188.0961 | -159.1202 | 273.4015 | 375.262 | 54.4521 | 170.2241 | 301.4472
1 | 2 | 22 | -38.0653 | -46.377 | 66.2371 | 74.4851 | -112.9393 | -110.7676 | 178.3328 | 220.9965 | -190.3188 | -160.2429 | 276.8991 | 384.3716 | 56.2799 | 175.6224 | 310.709
1 | 2 | 23 | -38.3117 | -46.5256 | 66.61 | 75.3394 | -113.6702 | -111.1226 | 179.3461 | 223.5311 | -191.5505 | -160.7564 | 278.4801 | 388.7635 | 57.1121 | 178.0843 | 314.9367
1 | 3 | 0 | -38.6351 | -46.7265 | 67.6744 | 77.2677 | -114.6297 | -111.6024 | 182.2276 | 229.2524 | -193.1674 | -161.4506 | 282.9675 | 398.6978 | 59.5806 | 185.2479 | 327.0473
1 | 3 | 1 | -38.9375 | -46.887 | 68.2421 | 78.5056 | -115.5272 | -111.9856 | 183.7719 | 232.9252 | -194.6798 | -162.005 | 285.3786 | 405.0562 | 60.9232 | 189.1843 | 333.75
1 | 3 | 2 | -39.2173 | -47.1037 | 68.714 | 79.9273 | -116.3573 | -112.5032 | 185.0661 | 237.1432 | -196.0785 | -162.7538 | 287.4079 | 412.4051 | 62.3203 | 193.3489 | 340.9808
1 | 3 | 3 | -39.4894 | -47.2819 | 69.5859 | 81.7086 | -117.1645 | -112.9289 | 187.4386 | 242.4285 | -197.4388 | -163.3695 | 291.1123 | 421.6111 | 64.5233 | 199.7738 | 351.9151
1 | 3 | 4 | -39.7828 | -47.497 | 70.1225 | 83.2864 | -118.0349 | -113.4426 | 188.9087 | 247.1098 | -198.9056 | -164.1127 | 293.4164 | 429.7597 | 66.1292 | 204.541 | 360.1578
1 | 3 | 5 | -36.8465 | -45.3251 | 63.4956 | 70.1265 | -109.3232 | -108.2554 | 170.9565 | 208.0643 | -184.2251 | -156.6086 | 265.4498 | 361.8524 | 51.4503 | 161.4422 | 286.4684
1 | 3 | 6 | -33.876 | -43.1161 | 56.5658 | 56.6392 | -100.5097 | -102.9793 | 152.174 | 168.0479 | -169.373 | -148.976 | 236.1816 | 292.2335 | 36.2129 | 116.7328 | 210.0661
1 | 3 | 7 | -30.9578 | -40.9575 | 50.5537 | 47.2805 | -91.8515 | -97.8236 | 135.8873 | 140.2808 | -154.7829 | -141.5173 | 210.8098 | 243.916 | 25.9189 | 86.493 | 158.4256
1 | 3 | 8 | -29.1015 | -39.6038 | 47.2568 | 42.9666 | -86.3438 | -94.5905 | 126.9747 | 127.4815 | -145.5016 | -136.8402 | 196.9409 | 221.6562 | 21.5181 | 73.5218 | 136.2553
1 | 3 | 9 | -27.1952 | -38.2187 | 44.2157 | 39.4118 | -80.6879 | -91.2822 | 118.7632 | 116.9344 | -135.9706 | -132.0542 | 184.171 | 203.3264 | 18.2135 | 63.7274 | 119.4725
1 | 3 | 10 | -25.3652 | -36.8764 | 41.8208 | 36.3053 | -75.2583 | -88.0763 | 112.3135 | 107.7173 | -126.8209 | -127.4163 | 174.1551 | 187.3101 | 15.8844 | 56.6963 | 107.228
1 | 3 | 11 | -25.4727 | -36.7945 | 41.6228 | 36.2134 | -75.5773 | -87.8806 | 111.7884 | 107.4449 | -127.3584 | -127.1332 | 173.3462 | 186.8232 | 15.5691 | 55.7754 | 105.6778
1 | 3 | 12 | -25.6368 | -36.7676 | 41.6901 | 36.3249 | -76.0639 | -87.8165 | 111.9716 | 107.7754 | -128.1786 | -127.0405 | 173.6325 | 187.3871 | 15.6106 | 55.8666 | 105.8006
1 | 3 | 13 | -25.7995 | -36.7507 | 41.5834 | 36.3491 | -76.5468 | -87.7759 | 111.6916 | 107.8473 | -128.9922 | -126.9818 | 173.2037 | 187.5015 | 15.3823 | 55.2162 | 104.7311
1 | 3 | 14 | -25.9336 | -36.7357 | 41.5913 | 36.4162 | -76.9448 | -87.7402 | 111.7175 | 108.0464 | -129.6629 | -126.9301 | 173.2479 | 187.8379 | 15.3382 | 55.079 | 104.4928
1 | 3 | 15 | -26.0545 | -36.723 | 41.6619 | 36.5483 | -77.3032 | -87.7098 | 111.9183 | 108.4383 | -130.2669 | -126.8862 | 173.5686 | 188.5109 | 15.4328 | 55.3436 | 104.9264
1 | 3 | 16 | -26.1765 | -36.7109 | 41.7376 | 36.6133 | -77.6654 | -87.6811 | 112.1278 | 108.6312 | -130.8773 | -126.8446 | 173.8986 | 188.8382 | 15.4634 | 55.4125 | 105.0149
1 | 3 | 17 | -25.6279 | -36.2694 | 40.8968 | 35.5191 | -76.0376 | -86.6264 | 109.856 | 105.3846 | -128.1341 | -125.3188 | 170.3644 | 183.1889 | 14.5186 | 52.5767 | 100.1004
1 | 3 | 18 | -25.0255 | -35.7795 | 39.908 | 34.2678 | -74.2505 | -85.4565 | 107.1938 | 101.672 | -125.1226 | -123.6264 | 166.2307 | 176.7273 | 13.3707 | 49.1588 | 94.209
1 | 3 | 19 | -24.4646 | -35.3439 | 39.2718 | 33.3319 | -72.5863 | -84.4161 | 105.4834 | 98.8954 | -122.3182 | -122.1212 | 163.5769 | 171.896 | 12.7952 | 47.3764 | 91.0335
1 | 3 | 20 | -23.7986 | -34.8933 | 38.2901 | 32.056 | -70.6102 | -83.3397 | 102.8369 | 95.1098 | -118.9882 | -120.5641 | 159.4648 | 165.3155 | 11.6543 | 43.9969 | 85.228
1 | 3 | 21 | -23.1856 | -34.4954 | 37.6308 | 31.0617 | -68.7913 | -82.3894 | 101.061 | 92.1596 | -115.9232 | -119.1894 | 156.7067 | 160.1875 | 11.0115 | 42.0399 | 81.7816
1 | 3 | 22 | -22.521 | -34.0572 | 36.9569 | 30.0336 | -66.8196 | -81.3427 | 99.246 | 89.1094 | -112.6006 | -117.6752 | 153.8879 | 154.8856 | 10.4124 | 40.193 | 78.4978
1 | 3 | 23 | -21.8853 | -33.5733 | 36.0151 | 28.8044 | -64.9333 | -80.187 | 96.7145 | 85.4624 | -109.4218 | -116.0032 | 149.9607 | 148.5415 | 9.361 | 37.0566 | 73.0772
1 | 4 | 0 | -21.234 | -33.085 | 35.3014 | 27.7214 | -63.0012 | -79.0208 | 94.7959 | 82.249 | -106.1659 | -114.3162 | 146.9843 | 142.9495 | 8.7037 | 35.0229 | 69.4518
1 | 4 | 1 | -20.6296 | -32.6513 | 34.4118 | 26.5436 | -61.2078 | -77.9849 | 92.406 | 78.7544 | -103.1439 | -112.8176 | 143.2776 | 136.8702 | 7.6745 | 31.9676 | 64.1863
1 | 4 | 2 | -19.8914 | -32.2153 | 33.7715 | 25.4904 | -59.0176 | -76.9435 | 90.6806 | 75.6297 | -99.4531 | -111.3111 | 140.5974 | 131.4446 | 7.1552 | 30.3491 | 61.2779
1 | 4 | 3 | -19.1845 | -31.7903 | 33.1525 | 24.5284 | -56.9201 | -75.9285 | 89.0144 | 72.7754 | -95.9184 | -109.8426 | 138.0106 | 126.4893 | 6.7061 | 28.9412 | 58.7388
1 | 4 | 4 | -18.4303 | -31.3561 | 32.3204 | 23.3877 | -54.6826 | -74.8914 | 86.7802 | 69.391 | -92.1479 | -108.3424 | 134.5465 | 120.6131 | 5.9217 | 26.5971 | 54.6694
1 | 4 | 5 | -16.3665 | -29.8213 | 29.9603 | 20.216 | -48.5592 | -71.2258 | 80.4459 | 59.9806 | -81.8291 | -103.0394 | 124.7281 | 104.2549 | 3.9884 | 20.6416 | 44.1145
1 | 4 | 6 | -14.2813 | -28.2844 | 27.6753 | 17.1705 | -42.3725 | -67.555 | 74.3143 | 50.9445 | -71.4037 | -97.729 | 115.2243 | 88.5487 | 2.28 | 15.3313 | 34.6403
1 | 4 | 7 | -12.2229 | -26.7894 | 25.5316 | 14.3508 | -36.2651 | -63.9842 | 68.5634 | 42.5788 | -61.1119 | -92.5633 | 106.3119 | 74.009 | 0.87025 | 10.8929 | 26.6458
1 | 4 | 8 | -11.622 | -26.4395 | 25.0757 | 13.6174 | -34.4824 | -63.1486 | 67.3336 | 40.4027 | -58.1077 | -91.3544 | 104.4006 | 70.2321 | 0.6316 | 10.1053 | 25.1705
1 | 4 | 9 | -11.034 | -26.0867 | 24.4685 | 12.8606 | -32.7379 | -62.3059 | 65.7002 | 38.1573 | -55.168 | -90.1354 | 101.8656 | 66.332 | 0.20835 | 8.8137 | 22.8942
1 | 4 | 10 | -10.4889 | -25.7853 | 24.0984 | 12.2579 | -31.1204 | -61.586 | 64.7041 | 36.3689 | -52.4424 | -89.094 | 100.3192 | 63.2274 | 0.082079 | 8.3665 | 22.0102
1 | 4 | 11 | -10.6007 | -25.8739 | 24.1587 | 12.433 | -31.4521 | -61.7977 | 64.8644 | 36.8887 | -53.0013 | -89.4002 | 100.5664 | 64.1337 | 0.11718 | 8.5033 | 22.2986
1 | 4 | 12 | -10.7419 | -25.9705 | 24.3722 | 12.718 | -31.871 | -62.0285 | 65.4382 | 37.7343 | -53.7072 | -89.7341 | 101.4563 | 65.6072 | 0.37787 | 9.2729 | 23.6222
1 | 4 | 13 | -10.8386 | -26.0193 | 24.4332 | 12.8661 | -32.1579 | -62.145 | 65.6016 | 38.1736 | -54.1906 | -89.9026 | 101.7097 | 66.372 | 0.4414 | 9.4724 | 23.9885
1 | 4 | 14 | -10.3403 | -25.5071 | 23.7105 | 11.9647 | -30.6795 | -60.9215 | 63.6714 | 35.4992 | -51.6993 | -88.1327 | 98.7254 | 61.7112 | -0.17217 | 7.5695 | 20.6046
1 | 4 | 15 | -9.8258 | -24.9844 | 23.1978 | 11.1575 | -29.153 | -59.6731 | 62.3025 | 33.1041 | -49.1269 | -86.3266 | 96.6096 | 57.5374 | -0.45489 | 6.5806 | 18.6935
1 | 4 | 16 | -9.323 | -24.4683 | 22.5414 | 10.3007 | -27.6614 | -58.4404 | 60.5501 | 30.5622 | -46.6133 | -84.5433 | 93.9008 | 53.1062 | -0.94918 | 5.0105 | 15.8503
1 | 4 | 17 | -8.5027 | -23.8929 | 21.769 | 9.2348 | -25.2273 | -57.0661 | 58.4803 | 27.3996 | -42.5115 | -82.5552 | 90.6952 | 47.6081 | -1.3917 | 3.5865 | 13.2365
1 | 4 | 18 | -7.6959 | -23.3335 | 21.0979 | 8.214 | -22.8337 | -55.7301 | 56.682 | 24.3709 | -38.4781 | -80.6224 | 87.9099 | 42.3421 | -1.7174 | 2.4891 | 11.1516
1 | 4 | 19 | -6.8588 | -22.7489 | 20.3413 | 7.1914 | -20.3499 | -54.334 | 54.6544 | 21.3369 | -34.2925 | -78.6027 | 84.7698 | 37.0673 | -2.075 | 1.3075 | 8.9419
1 | 4 | 20 | -6.742 | -22.8601 | 20.3888 | 7.2482 | -20.0034 | -54.5995 | 54.7747 | 21.5054 | -33.7086 | -78.9869 | 84.9501 | 37.3719 | -1.9651 | 1.6771 | 9.6266
1 | 4 | 21 | -6.6539 | -22.984 | 20.5756 | 7.3909 | -19.7421 | -54.8953 | 55.2661 | 21.9286 | -33.2682 | -79.4148 | 85.7036 | 38.1196 | -1.6714 | 2.5573 | 11.1402
1 | 4 | 22 | -6.5745 | -23.136 | 20.6727 | 7.5197 | -19.5065 | -55.2585 | 55.5203 | 22.3109 | -32.8712 | -79.9402 | 86.0922 | 38.796 | -1.5181 | 3.0662 | 12.0767
1 | 4 | 23 | -7.0625 | -23.5854 | 21.236 | 8.1712 | -20.9544 | -56.3318 | 57.0234 | 24.244 | -35.3111 | -81.493 | 88.415 | 42.1613 | -1.2407 | 3.9812 | 13.7723
1 | 5 | 0 | -7.5853 | -24.0489 | 21.7644 | 8.8692 | -22.5055 | -57.4389 | 58.4347 | 26.3148 | -37.925 | -83.0945 | 90.5968 | 45.7647 | -1.0007 | 4.8051 | 15.3419
1 | 5 | 1 | -8.0836 | -24.5022 | 22.3669 | 9.5803 | -23.9838 | -58.5215 | 60.0456 | 28.4246 | -40.4161 | -84.6607 | 93.0886 | 49.4375 | -0.63854 | 5.9649 | 17.4493
1 | 5 | 2 | -9.1427 | -25.2789 | 23.2689 | 10.8617 | -27.1263 | -60.3765 | 62.4639 | 32.2264 | -45.7117 | -87.3442 | 96.835 | 56.0458 | -0.29102 | 7.1875 | 19.8249
1 | 5 | 3 | -10.1629 | -26.0208 | 24.3038 | 12.2033 | -30.1531 | -62.1486 | 65.2378 | 36.2071 | -50.8123 | -89.9078 | 101.1318 | 62.9658 | 0.32343 | 9.1432 | 23.3775
1 | 5 | 4 | -11.2175 | -26.797 | 25.3778 | 13.6184 | -33.2822 | -64.0024 | 68.1147 | 40.4057 | -56.0853 | -92.5896 | 105.5864 | 70.2653 | 0.9818 | 11.2358 | 27.1769
1 | 5 | 5 | -11.9031 | -27.1849 | 25.9495 | 14.4413 | -35.3164 | -64.9288 | 69.6511 | 42.8472 | -59.5131 | -93.9298 | 107.9696 | 74.5036 | 1.3028 | 12.253 | 29.0303
1 | 5 | 6 | -12.5338 | -27.5369 | 26.4519 | 15.204 | -37.1876 | -65.7695 | 71.0015 | 45.11 | -62.6664 | -95.1461 | 110.0646 | 78.4313 | 1.5853 | 13.1544 | 30.6834
1 | 5 | 7 | -13.2196 | -27.9264 | 26.9819 | 16.0463 | -39.2223 | -66.7 | 72.4253 | 47.6092 | -66.0952 | -96.4921 | 112.2728 | 82.7692 | 1.8822 | 14.1122 | 32.4547
1 | 5 | 8 | -13.851 | -28.383 | 27.7194 | 16.9765 | -41.0959 | -67.7905 | 74.4015 | 50.369 | -69.2524 | -98.0697 | 115.3335 | 87.5689 | 2.4618 | 15.8841 | 35.5803
1 | 5 | 9 | -14.5575 | -28.8932 | 28.3784 | 17.9571 | -43.1919 | -69.0089 | 76.1682 | 53.2785 | -72.7844 | -99.8324 | 118.0702 | 92.6257 | 2.8849 | 17.2459 | 38.0791
1 | 5 | 10 | -15.244 | -29.3989 | 29.202 | 19.0143 | -45.2286 | -70.2168 | 78.3767 | 56.4153 | -76.2166 | -101.5798 | 121.492 | 98.0807 | 3.5735 | 19.3466 | 41.7763
1 | 5 | 11 | -16.1878 | -30.1063 | 30.3142 | 20.4617 | -48.0291 | -71.9064 | 81.3612 | 60.7097 | -80.9359 | -104.024 | 126.1179 | 105.5466 | 4.4818 | 22.1354 | 46.7046
1 | 5 | 12 | -17.2073 | -30.8595 | 31.4276 | 21.9867 | -51.0539 | -73.7053 | 84.3468 | 65.2343 | -86.0331 | -106.6265 | 130.7434 | 113.4113 | 5.3475 | 24.8218 | 51.4952
1 | 5 | 13 | -18.199 | -31.605 | 32.6442 | 23.5716 | -53.9962 | -75.486 | 87.6114 | 69.9366 | -90.9913 | -109.2025 | 135.8034 | 121.588 | 6.4117 | 28.0657 | 57.1975
1 | 5 | 14 | -19.1388 | -32.3156 | 33.5789 | 24.9959 | -56.7847 | -77.1831 | 90.1188 | 74.1627 | -95.6902 | -111.6576 | 139.6891 | 128.936 | 7.1204 | 30.3137 | 61.2773
1 | 5 | 15 | -20.0624 | -33.0061 | 34.6999 | 26.5051 | -59.525 | -78.8323 | 93.1268 | 78.6402 | -100.3081 | -114.0435 | 144.3513 | 136.7215 | 8.1365 | 33.4097 | 66.7212
1 | 5 | 16 | -21.0383 | -33.7541 | 35.9548 | 28.1608 | -62.4205 | -80.6189 | 96.4956 | 83.5528 | -105.1874 | -116.6281 | 149.5736 | 145.2659 | 9.3232 | 37.0089 | 73.0241
1 | 5 | 17 | -22.3212 | -34.6628 | 37.6064 | 30.2955 | -66.2268 | -82.7891 | 100.9357 | 89.8864 | -111.6016 | -119.7676 | 156.4624 | 156.2726 | 10.9179 | 41.8061 | 81.3658
1 | 5 | 18 | -23.6779 | -35.6319 | 39.3921 | 32.6777 | -70.252 | -85.104 | 105.7326 | 96.9544 | -118.3846 | -123.1164 | 163.9016 | 168.556 | 12.76 | 47.331 | 90.9566
1 | 5 | 19 | -24.9685 | -36.5453 | 41.3526 | 35.6068 | -74.0811 | -87.2854 | 111.0045 | 105.645 | -124.8373 | -126.2722 | 172.0821 | 183.681 | 15.4457 | 55.283 | 104.6537
1 | 5 | 20 | -26.6159 | -37.7404 | 43.7668 | 39.1486 | -78.9689 | -90.1398 | 117.5108 | 116.1534 | -133.0739 | -130.4016 | 182.1898 | 201.9706 | 18.5591 | 64.5554 | 120.6849
1 | 5 | 21 | -28.2564 | -38.9314 | 46.439 | 43.0643 | -83.8363 | -92.9844 | 124.7222 | 127.7713 | -141.276 | -134.5167 | 193.4012 | 222.1783 | 22.3156 | 75.6729 | 139.7868
1 | 5 | 22 | -29.9223 | -40.131 | 49.1977 | 47.3868 | -88.7792 | -95.8496 | 132.1822 | 140.5959 | -149.6055 | -138.6617 | 205.0116 | 244.4669 | 26.5311 | 88.1494 | 161.2113
1 | 5 | 23 | -30.8312 | -40.8285 | 50.6806 | 49.2489 | -91.4759 | -97.5154 | 136.1903 | 146.1209 | -154.1499 | -141.0715 | 211.248 | 254.0566 | 28.2699 | 93.3199 | 170.0831
1 | 6 | 0 | -31.8 | -41.5772 | 52.5183 | 51.515 | -94.3503 | -99.3036 | 141.1591 | 152.8442 | -158.9936 | -143.6584 | 218.9808 | 265.7405 | 30.6561 | 100.3495 | 182.0693
1 | 6 | 1 | -32.7069 | -42.2738 | 54.2703 | 53.6375 | -97.0411 | -100.9674 | 145.8878 | 159.1419 | -163.528 | -146.0654 | 226.3329 | 276.691 | 32.9271 | 107.0213 | 193.4305
1 | 6 | 2 | -33.9861 | -43.2008 | 56.6946 | 57.1496 | -100.8363 | -103.1815 | 152.4496 | 169.5621 | -169.9235 | -149.2684 | 236.5502 | 294.8042 | 36.6573 | 117.9939 | 212.1626
1 | 6 | 3 | -35.3078 | -44.1819 | 59.2997 | 61.0329 | -104.7579 | -105.5249 | 159.5058 | 181.0838 | -176.5319 | -152.6585 | 247.5419 | 314.8386 | 40.8429 | 130.3069 | 233.1901
1 | 6 | 4 | -36.5968 | -45.1067 | 62.1267 | 66.5385 | -108.5821 | -107.7336 | 167.1758 | 197.419 | -182.9763 | -155.8537 | 259.4999 | 343.2665 | 46.9619 | 148.2791 | 263.9364
1 | 6 | 5 | -37.0126 | -45.3756 | 63.1447 | 68.3411 | -109.8158 | -108.3758 | 169.9412 | 202.7673 | -185.0552 | -156.7828 | 263.8144 | 352.5695 | 49.0978 | 154.5169 | 274.5458
1 | 6 | 6 | -37.381 | -45.598 | 63.8233 | 69.727 | -110.9089 | -108.9071 | 171.788 | 206.8792 | -186.8972 | -157.5515 | 266.6985 | 359.7067 | 50.5713 | 158.8511 | 281.9565
1 | 6 | 7 | -37.7959 | -45.8578 | 64.5447 | 71.1488 | -112.1399 | -109.5275 | 173.7571 | 211.0977 | -188.9717 | -158.449 | 269.7783 | 367.0402 | 52.0399 | 163.1873 | 289.3977
1 | 6 | 8 | -38.5541 | -46.4184 | 66.4059 | 75.0984 | -114.3895 | -110.8666 | 178.8012 | 222.8162 | -192.7626 | -160.3861 | 277.6378 | 387.4459 | 56.5319 | 176.3613 | 311.9351
1 | 6 | 9 | -39.3233 | -46.982 | 68.3755 | 79.3357 | -116.6719 | -112.2125 | 184.1454 | 235.3879 | -196.6087 | -162.3332 | 285.9704 | 409.3278 | 61.4059 | 190.6489 | 336.3562
1 | 6 | 10 | -40.042 | -47.4971 | 69.8671 | 82.6718 | -118.8041 | -113.4429 | 188.1897 | 245.2863 | -200.2018 | -164.1132 | 292.2738 | 426.5489 | 64.9998 | 201.229 | 354.5077
1 | 6 | 11 | -40.5356 | -47.8993 | 71.3042 | 85.6674 | -120.2687 | -114.4036 | 192.0846 | 254.1742 | -202.6698 | -165.5029 | 298.3429 | 442.0278 | 68.5367 | 211.5866 | 372.198
1 | 6 | 12 | -40.9276 | -48.2463 | 72.3049 | 87.8131 | -121.4318 | -115.2324 | 194.8005 | 260.5404 | -204.6299 | -166.702 | 302.5778 | 453.1355 | 70.944 | 218.6766 | 384.3815
1 | 6 | 13 | -41.3597 | -48.5999 | 73.591 | 90.4226 | -122.7136 | -116.0769 | 198.2863 | 268.2827 | -206.7899 | -167.9236 | 308.0096 | 466.6185 | 74.054 | 227.7785 | 399.9146
1 | 6 | 14 | -42.3314 | -49.3591 | 76.058 | 95.5551 | -125.5966 | -117.8902 | 204.9739 | 283.5108 | -211.6482 | -170.547 | 318.4313 | 493.1277 | 79.9226 | 244.9978 | 429.3639
1 | 6 | 15 | -43.2922 | -50.1268 | 78.5142 | 100.5953 | -128.4474 | -119.7238 | 211.6229 | 298.465 | -216.4522 | -173.1995 | 328.7856 | 519.1658 | 85.6904 | 261.9166 | 458.2998
1 | 6 | 16 | -44.2681 | -50.8927 | 80.9666 | 105.6401 | -131.3428 | -121.5529 | 218.2647 | 313.4329 | -221.3313 | -175.8456 | 339.1309 | 545.232 | 91.446 | 278.8019 | 487.186
1 | 6 | 17 | -45.007 | -51.4342 | 82.883 | 109.5483 | -133.5353 | -122.8463 | 223.4506 | 325.0285 | -225.0259 | -177.7167 | 347.2052 | 565.4056 | 95.9901 | 292.0975 | 509.8683
1 | 6 | 18 | -45.7624 | -51.9901 | 84.587 | 113.1939 | -135.7763 | -124.1741 | 228.0659 | 335.8448 | -228.8024 | -179.6375 | 354.3943 | 584.2313 | 100.0284 | 303.9603 | 530.1857
1 | 6 | 19 | -46.5251 | -52.5362 | 86.5514 | 117.1142 | -138.0394 | -125.4783 | 233.3789 | 347.4765 | -232.6161 | -181.5243 | 362.6638 | 604.4678 | 104.6043 | 317.3376 | 552.9913
1 | 6 | 20 | -46.8475 | -52.7967 | 87.7577 | 119.2035 | -138.9961 | -126.1006 | 236.6383 | 353.6754 | -234.2281 | -182.4246 | 367.7345 | 615.2679 | 107.317 | 325.217 | 566.3497
1 | 6 | 21 | -47.1638 | -53.0612 | 88.4705 | 120.6374 | -139.9344 | -126.7323 | 238.5653 | 357.9296 | -235.8094 | -183.3384 | 370.733 | 622.6771 | 108.8829 | 329.8281 | 574.2624
1 | 6 | 22 | -47.4939 | -53.3258 | 89.1801 | 122.23 | -140.9138 | -127.3643 | 240.4885 | 362.655 | -237.4598 | -184.2526 | 373.7299 | 630.9031 | 110.5904 | 334.8654 | 582.9206
1 | 6 | 23 | -47.5997 | -53.4125 | 89.4365 | 122.533 | -141.2278 | -127.5713 | 241.1771 | 363.5538 | -237.9888 | -184.5522 | 374.7976 | 632.4534 | 110.9573 | 335.9318 | 584.71
1 | 7 | 0 | -47.7228 | -53.5048 | 90.2061 | 123.3931 | -141.593 | -127.7917 | 243.2483 | 366.1057 | -238.6043 | -184.871 | 378.0129 | 636.883 | 112.3716 | 339.9693 | 591.4206
1 | 7 | 1 | -47.779 | -53.5419 | 90.4085 | 123.5794 | -141.7596 | -127.8805 | 243.7892 | 366.6586 | -238.8851 | -184.9995 | 378.8496 | 637.8432 | 112.667 | 340.8078 | 592.8083
1 | 7 | 2 | -48.5444 | -54.117 | 92.0575 | 126.7908 | -144.0305 | -129.254 | 248.2533 | 376.1868 | -242.7119 | -186.9864 | 385.8014 | 654.4007 | 116.1869 | 351.1556 | 610.5038
1 | 7 | 3 | -49.2938 | -54.6573 | 94.1401 | 130.3198 | -146.254 | -130.5444 | 253.8674 | 386.6574 | -246.4587 | -188.8533 | 394.5243 | 672.6108 | 120.5089 | 363.7264 | 631.8231
1 | 7 | 4 | -50.0393 | -55.199 | 95.8711 | 133.4897 | -148.466 | -131.8382 | 258.5481 | 396.0623 | -250.1863 | -190.7249 | 401.8088 | 688.9579 | 124.1225 | 374.3062 | 649.8555
1 | 7 | 5 | -49.8711 | -55.1645 | 96.2293 | 133.42 | -147.9668 | -131.756 | 259.4987 | 395.8555 | -249.3452 | -190.606 | 403.2735 | 688.6091 | 124.6137 | 375.6314 | 651.9315
1 | 7 | 6 | -49.7074 | -55.1248 | 95.8238 | 132.5013 | -147.4813 | -131.6611 | 258.402 | 393.1297 | -248.527 | -190.4687 | 401.5664 | 683.8798 | 123.4928 | 372.3893 | 646.4506
1 | 7 | 7 | -49.5546 | -55.0899 | 95.5285 | 131.8806 | -147.028 | -131.5778 | 257.6015 | 391.2881 | -247.763 | -190.3482 | 400.319 | 680.6793 | 122.7645 | 370.2838 | 642.887
1 | 7 | 8 | -48.7353 | -54.4378 | 93.1658 | 128.0668 | -144.597 | -130.0202 | 251.2359 | 379.9725 | -243.6665 | -188.0948 | 390.4311 | 661.0047 | 118.0595 | 356.5912 | 619.6745
1 | 7 | 9 | -47.93 | -53.8074 | 90.7925 | 124.2129 | -142.2076 | -128.5147 | 244.8323 | 368.5383 | -239.6401 | -185.9169 | 380.4768 | 641.1405 | 113.2681 | 342.6483 | 596.0603
1 | 7 | 10 | -47.1034 | -53.1596 | 88.9674 | 120.8607 | -139.7553 | -126.9672 | 239.898 | 358.5923 | -235.5076 | -183.6783 | 372.7981 | 623.8511 | 109.5652 | 331.7678 | 577.4634
1 | 7 | 11 | -46.6286 | -52.7241 | 87.2282 | 118.1154 | -138.3464 | -125.9271 | 235.2093 | 350.4471 | -233.1333 | -182.1735 | 365.5128 | 609.6652 | 105.991 | 321.3829 | 559.8712
1 | 7 | 12 | -46.1193 | -52.2831 | 85.6675 | 115.3508 | -136.8353 | -124.8738 | 231.0021 | 342.2445 | -230.587 | -180.6498 | 358.9757 | 595.3846 | 102.616 | 311.5374 | 543.1235
1 | 7 | 13 | -45.6308 | -51.8435 | 84.4461 | 113.2228 | -135.3861 | -123.8239 | 227.7074 | 335.9306 | -228.1448 | -179.1309 | 353.8549 | 584.4014 | 100.1945 | 304.428 | 530.9806
1 | 7 | 14 | -45.5566 | -51.7876 | 84.4125 | 112.8036 | -135.1659 | -123.6903 | 227.6154 | 334.6868 | -227.7738 | -178.9377 | 353.7109 | 582.2309 | 99.8719 | 303.4459 | 529.2302
1 | 7 | 15 | -45.4673 | -51.6903 | 84.1788 | 112.2354 | -134.9009 | -123.458 | 226.9802 | 333.0009 | -227.3273 | -178.6016 | 352.7195 | 579.2891 | 99.2566 | 301.6222 | 526.0797
1 | 7 | 16 | -45.3871 | -51.6274 | 83.5985 | 111.3122 | -134.6629 | -123.3079 | 225.4172 | 330.262 | -226.9261 | -178.3845 | 350.2923 | 574.515 | 97.8962 | 297.7084 | 519.4967
1 | 7 | 17 | -44.7481 | -51.1115 | 82.2617 | 108.3945 | -132.7672 | -122.0756 | 221.7956 | 321.6052 | -223.7315 | -176.6017 | 344.65 | 559.4419 | 94.7966 | 288.558 | 503.7587
1 | 7 | 18 | -44.1166 | -50.6056 | 80.3253 | 104.6319 | -130.8933 | -120.8673 | 216.5597 | 310.4417 | -220.5739 | -174.8537 | 336.5016 | 540.0082 | 90.2351 | 275.2408 | 481.0822
1 | 7 | 19 | -43.4816 | -50.0931 | 78.5274 | 101.2468 | -129.0094 | -119.6432 | 211.6965 | 300.3981 | -217.3992 | -173.0828 | 328.9316 | 522.5173 | 86.1995 | 263.442 | 460.9669
1 | 7 | 20 | -41.985 | -48.8739 | 74.9187 | 93.9946 | -124.5689 | -116.7314 | 201.9293 | 278.8808 | -209.9163 | -168.8705 | 313.7233 | 485.0634 | 78.0543 | 239.5099 | 419.9999
1 | 7 | 21 | -40.4924 | -47.6558 | 70.9031 | 86.5485 | -120.1403 | -113.822 | 191.0727 | 256.7884 | -202.4535 | -164.6616 | 296.8284 | 446.6167 | 69.3034 | 213.8987 | 376.33
1 | 7 | 22 | -38.9836 | -46.4038 | 67.3726 | 79.7744 | -115.6639 | -110.8317 | 181.5276 | 236.6896 | -194.91 | -160.3357 | 281.9742 | 411.6305 | 61.7596 | 191.7217 | 338.359
1 | 7 | 23 | -37.2904 | -45.0119 | 63.0063 | 71.4773 | -110.6402 | -107.5072 | 169.712 | 212.0722 | -186.4444 | -155.5263 | 263.578 | 368.7819 | 52.1813 | 163.6368 | 290.3893
1 | 8 | 0 | -35.566 | -43.5696 | 58.7087 | 63.2835 | -105.5239 | -104.0625 | 158.0704 | 187.7614 | -177.8227 | -150.543 | 245.443 | 326.4604 | 42.8565 | 136.2454 | 243.5377
1 | 8 | 1 | -33.8804 | -42.1735 | 54.8936 | 57.671 | -100.5227 | -100.728 | 147.7623 | 171.109 | -169.395 | -145.7191 | 229.407 | 297.4995 | 36.5106 | 117.6206 | 211.7924
1 | 8 | 2 | -32.2189 | -40.9339 | 51.5627 | 52.564 | -95.5929 | -97.7672 | 138.7356 | 155.9568 | -161.0877 | -141.4357 | 215.3422 | 271.1431 | 30.9739 | 101.3322 | 183.9619
1 | 8 | 3 | -30.5812 | -39.6958 | 48.8127 | 48.3176 | -90.7342 | -94.8101 | 131.2802 | 143.3576 | -152.8999 | -137.1579 | 203.7231 | 249.2333 | 26.8533 | 89.0935 | 162.8985
1 | 8 | 4 | -28.9377 | -38.4566 | 46.0756 | 44.1374 | -85.8579 | -91.8504 | 123.8764 | 130.9552 | -144.6827 | -132.8762 | 192.1984 | 227.662 | 22.8187 | 77.1233 | 142.3014
1 | 8 | 5 | -26.5488 | -36.7842 | 42.3523 | 38.0395 | -78.77 | -87.8559 | 113.8202 | 112.8627 | -132.7386 | -127.0976 | 176.5576 | 196.203 | 17.0589 | 60.0571 | 112.9244
1 | 8 | 6 | -24.2174 | -35.1562 | 39.1783 | 33.3655 | -71.8528 | -83.9677 | 105.2556 | 98.995 | -121.0822 | -121.4727 | 163.2431 | 172.0915 | 13.1702 | 48.43 | 92.7797
1 | 8 | 7 | -21.841 | -33.4851 | 36.1397 | 29.3843 | -64.8019 | -79.9764 | 97.0688 | 87.1829 | -109.2004 | -115.6985 | 150.5267 | 151.5664 | 10.198 | 39.4734 | 77.1941
1 | 8 | 8 | -22.0803 | -33.7416 | 36.3853 | 29.7433 | -65.512 | -80.589 | 97.718 | 88.248 | -110.397 | -116.5848 | 151.5245 | 153.4203 | 10.3067 | 39.865 | 77.963
1 | 8 | 9 | -22.266 | -33.9495 | 36.8934 | 30.2611 | -66.0628 | -81.0856 | 99.0796 | 89.7844 | -111.3253 | -117.3033 | 153.6335 | 156.0919 | 10.9391 | 41.7156 | 81.0969
1 | 8 | 10 | -22.5205 | -34.2103 | 37.2232 | 30.685 | -66.818 | -81.7085 | 99.9584 | 91.0421 | -112.5978 | -118.2043 | 154.9903 | 158.2804 | 11.1775 | 42.474 | 82.4686
1 | 8 | 11 | -23.218 | -34.6445 | 38.1468 | 31.8818 | -68.8874 | -82.7456 | 102.4476 | 94.5928 | -116.0851 | -119.7046 | 158.8576 | 164.4474 | 12.1661 | 45.4074 | 87.5152
1 | 8 | 12 | -23.9192 | -35.1083 | 38.8671 | 32.9467 | -70.9678 | -83.8532 | 104.3966 | 97.7525 | -119.5909 | -121.3069 | 161.8918 | 169.9394 | 12.7864 | 47.3281 | 90.9333
1 | 8 | 13 | -24.602 | -35.5444 | 39.8421 | 34.1775 | -72.9939 | -84.895 | 107.0271 | 101.4042 | -123.005 | -122.8141 | 165.9809 | 176.2834 | 13.8731 | 50.5425 | 96.4451
1 | 8 | 14 | -24.6463 | -35.4462 | 39.7575 | 34.1164 | -73.1252 | -84.6603 | 106.8117 | 101.2229 | -123.2263 | -122.4746 | 165.6566 | 175.9565 | 13.7815 | 50.2492 | 95.9122
1 | 8 | 15 | -24.6296 | -35.301 | 39.6179 | 33.9304 | -73.0757 | -84.3136 | 106.4466 | 100.6712 | -123.1429 | -121.973 | 165.0986 | 174.9875 | 13.6177 | 49.7285 | 94.9702
1 | 8 | 16 | -24.6578 | -35.2 | 39.5813 | 33.9118 | -73.1594 | -84.0722 | 106.3629 | 100.6158 | -123.2839 | -121.6239 | 164.981 | 174.8835 | 13.6353 | 49.747 | 94.9568
1 | 8 | 17 | -24.0176 | -34.6902 | 38.5319 | 32.5908 | -71.2599 | -82.8546 | 103.537 | 96.6966 | -120.083 | -119.8623 | 160.593 | 168.0657 | 12.415 | 46.1191 | 88.7134
1 | 8 | 18 | -23.4187 | -34.2027 | 37.6658 | 31.4947 | -69.4829 | -81.6904 | 101.2106 | 93.4443 | -117.0886 | -118.1781 | 156.9852 | 162.4059 | 11.5391 | 43.4816 | 84.1244
1 | 8 | 19 | -22.7742 | -33.6871 | 36.9353 | 30.4257 | -67.5709 | -80.4589 | 99.2443 | 90.2727 | -113.8665 | -116.3965 | 153.9323 | 156.8902 | 10.8997 | 41.4872 | 80.5595
1 | 8 | 20 | -21.1585 | -32.5721 | 34.8635 | 27.6882 | -62.7771 | -77.7957 | 93.6703 | 82.1507 | -105.7883 | -112.5439 | 145.2809 | 142.7776 | 8.8211 | 35.2481 | 69.7263
1 | 8 | 21 | -19.5635 | -31.4867 | 33.0706 | 25.1831 | -58.0446 | -75.2033 | 88.8484 | 74.718 | -97.8133 | -108.7935 | 137.7983 | 129.8636 | 7.2036 | 30.3185 | 61.055
1 | 8 | 22 | -17.9706 | -30.4063 | 31.3028 | 22.7099 | -53.3184 | -72.6231 | 84.0925 | 67.3799 | -89.8491 | -105.0608 | 130.417 | 117.1138 | 5.6357 | 25.5309 | 52.6209
1 | 8 | 23 | -17.068 | -29.915 | 30.4658 | 21.3946 | -50.6407 | -71.4496 | 81.834 | 63.4776 | -85.3367 | -103.3632 | 126.9058 | 110.3358 | 4.8774 | 23.2213 | 48.5417
1 | 9 | 0 | -16.2034 | -29.4353 | 29.5143 | 20.0545 | -48.0754 | -70.3038 | 79.2738 | 59.5016 | -81.0139 | -101.7057 | 122.9319 | 103.427 | 3.93 | 20.3961 | 43.6394
1 | 9 | 1 | -15.3305 | -28.9927 | 28.7539 | 18.8535 | -45.4854 | -69.2468 | 77.2238 | 55.9381 | -76.6493 | -100.1765 | 119.7465 | 97.2405 | 3.2841 | 18.4297 | 40.1612
1 | 9 | 2 | -15.5883 | -29.2528 | 29.2197 | 19.304 | -46.2503 | -69.868 | 78.4669 | 57.2748 | -77.9382 | -101.0751 | 121.6677 | 99.5658 | 3.6826 | 19.6235 | 42.2202
1 | 9 | 3 | -15.8531 | -29.5524 | 29.5656 | 19.7376 | -47.0359 | -70.5834 | 79.3872 | 58.5613 | -79.2622 | -102.1101 | 123.0874 | 101.8032 | 3.8978 | 20.3293 | 43.5184
1 | 9 | 4 | -16.0894 | -29.8168 | 29.8182 | 20.081 | -47.737 | -71.2151 | 80.0604 | 59.58 | -80.4437 | -103.0239 | 124.1269 | 103.5775 | 3.9929 | 20.6883 | 44.2368
1 | 9 | 5 | -15.5074 | -29.4712 | 29.3738 | 19.3255 | -46.0103 | -70.3897 | 78.8607 | 57.3385 | -77.5338 | -101.8298 | 122.2614 | 99.6838 | 3.7206 | 19.7993 | 42.5816
1 | 9 | 6 | -14.8409 | -29.062 | 28.6628 | 18.3694 | -44.0328 | -69.4121 | 76.9515 | 54.5017 | -74.2016 | -100.4156 | 119.3013 | 94.7551 | 3.1293 | 18.0082 | 39.4392
1 | 9 | 7 | -14.2712 | -28.7233 | 28.2505 | 17.6671 | -42.3424 | -68.6032 | 75.8397 | 52.4182 | -71.353 | -99.2454 | 117.5733 | 91.1357 | 2.9232 | 17.3122 | 38.1106
1 | 9 | 8 | -14.5195 | -28.9078 | 28.4996 | 18.0267 | -43.0791 | -69.0439 | 76.5088 | 53.4849 | -72.5944 | -99.8829 | 118.6111 | 92.9911 | 3.099 | 17.8708 | 39.1249
1 | 9 | 9 | -14.7766 | -29.1 | 28.7253 | 18.3983 | -43.842 | -69.503 | 77.1124 | 54.5875 | -73.8799 | -100.5472 | 119.5448 | 94.9093 | 3.247 | 18.3549 | 40.0269
1 | 9 | 10 | -15.0275 | -29.2813 | 28.975 | 18.763 | -44.5865 | -69.936 | 77.7829 | 55.6695 | -75.1347 | -101.1735 | 120.5845 | 96.7905 | 3.4291 | 18.9298 | 41.0668
1 | 9 | 11 | -15.8384 | -29.8125 | 29.8914 | 20.0187 | -46.9923 | -71.2047 | 80.2447 | 59.3952 | -79.1887 | -103.009 | 124.4025 | 103.2686 | 4.2592 | 21.4429 | 45.4735
1 | 9 | 12 | -16.6485 | -30.3382 | 30.6286 | 21.1865 | -49.3958 | -72.4603 | 82.2253 | 62.8601 | -83.239 | -104.8253 | 127.4743 | 109.2943 | 4.8284 | 23.2293 | 48.7044
1 | 9 | 13 | -17.5049 | -30.8766 | 31.5047 | 22.4876 | -51.9368 | -73.7461 | 84.5809 | 66.7203 | -87.521 | -106.6855 | 131.1291 | 116.0042 | 5.6108 | 25.6182 | 52.927
1 | 9 | 14 | -18.4641 | -31.5515 | 32.6057 | 23.9783 | -54.7827 | -75.3581 | 87.5342 | 71.1434 | -92.3165 | -109.0174 | 135.7057 | 123.6926 | 6.5685 | 28.5369 | 58.0643
1 | 9 | 15 | -19.3908 | -32.1808 | 33.675 | 25.4365 | -57.5323 | -76.8611 | 90.4059 | 75.4698 | -96.9501 | -111.1918 | 140.1585 | 131.2112 | 7.54 | 31.4824 | 63.2279
1 | 9 | 16 | -20.3423 | -32.8412 | 34.6262 | 26.8852 | -60.3554 | -78.4386 | 92.9612 | 79.7682 | -101.7074 | -113.4738 | 144.1212 | 138.6825 | 8.328 | 33.9354 | 67.6225
1 | 9 | 17 | -21.1238 | -33.4317 | 35.6222 | 28.1641 | -62.6739 | -79.8489 | 95.6307 | 83.5626 | -105.6145 | -115.5141 | 148.2563 | 145.2791 | 9.2309 | 36.6705 | 72.4069
1 | 9 | 18 | -21.887 | -33.9934 | 36.4802 | 29.3759 | -64.9385 | -81.1904 | 97.9351 | 87.1581 | -109.4305 | -117.4549 | 151.8295 | 151.528 | 9.9758 | 38.9642 | 76.4722
1 | 9 | 19 | -22.6488 | -34.5725 | 37.5124 | 30.6721 | -67.1988 | -82.5736 | 100.7058 | 91.0038 | -113.2395 | -119.4559 | 156.1247 | 158.2134 | 10.9632 | 41.9372 | 81.6428
1 | 9 | 20 | -23.9061 | -35.5535 | 39.136 | 32.8772 | -70.9292 | -84.9165 | 105.0666 | 97.5464 | -119.5258 | -122.8452 | 162.8872 | 169.5908 | 12.5537 | 46.7673 | 90.107
1 | 9 | 21 | -25.2327 | -36.5951 | 41.0575 | 35.3091 | -74.8652 | -87.4044 | 110.2299 | 104.7616 | -126.1584 | -126.4444 | 170.896 | 182.1397 | 14.5387 | 52.7219 | 100.4328
1 | 9 | 22 | -26.4751 | -37.5662 | 42.9193 | 37.6624 | -78.5513 | -89.7237 | 115.2306 | 111.744 | -132.37 | -129.7997 | 178.6507 | 194.281 | 16.5404 | 58.6995 | 110.7619
1 | 9 | 23 | -27.7644 | -38.5837 | 44.785 | 40.0272 | -82.3767 | -92.154 | 120.2476 | 118.7601 | -138.8165 | -133.3154 | 186.4356 | 206.4801 | 18.464 | 64.477 | 120.7837
1 | 10 | 0 | -29.0648 | -39.5942 | 47.0666 | 42.682 | -86.235 | -94.5674 | 126.3871 | 126.6371 | -145.3183 | -136.8068 | 195.9657 | 220.1774 | 21.0896 | 72.2217 | 134.018
1 | 10 | 1 | -30.3545 | -40.6022 | 49.1997 | 45.1037 | -90.0613 | -96.9751 | 132.1467 | 133.8221 | -151.7661 | -140.2898 | 204.9225 | 232.6692 | 23.3467 | 78.9324 | 145.5358
1 | 10 | 2 | -31.3763 | -41.3835 | 51.2173 | 47.1576 | -93.0932 | -98.8411 | 137.6036 | 139.9159 | -156.8752 | -142.9893 | 213.4161 | 243.2607 | 25.6151 | 85.5854 | 156.8123
1 | 10 | 3 | -32.4476 | -42.2041 | 53.3003 | 49.4263 | -96.2715 | -100.8009 | 143.2429 | 146.6473 | -162.2312 | -145.8246 | 222.1983 | 254.962 | 28.075 | 92.8177 | 169.1046
1 | 10 | 4 | -33.4959 | -43.0163 | 55.6282 | 52.3912 | -99.3818 | -102.7408 | 149.5526 | 155.444 | -167.4725 | -148.6309 | 232.0306 | 270.27 | 31.5072 | 102.874 | 186.1973
1 | 10 | 5 | -32.2513 | -42.0903 | 52.9456 | 49.2315 | -95.6892 | -100.5292 | 142.283 | 146.0692 | -161.2499 | -145.4314 | 220.7036 | 253.9639 | 27.8355 | 92.1338 | 167.9862
1 | 10 | 6 | -31.0337 | -41.2001 | 50.6302 | 46.7731 | -92.0766 | -98.403 | 136.0161 | 138.7752 | -155.1622 | -142.3556 | 210.9454 | 241.286 | 25.1695 | 84.3116 | 154.7137
1 | 10 | 7 | -29.7776 | -40.303 | 48.4203 | 44.262 | -88.3497 | -96.2603 | 130.0589 | 131.3249 | -148.8817 | -139.2559 | 201.6895 | 228.3366 | 22.6018 | 76.7738 | 141.8886
1 | 10 | 8 | -28.767 | -39.4725 | 46.737 | 42.3242 | -85.3514 | -94.2769 | 125.524 | 125.5752 | -143.8293 | -136.3865 | 194.6458 | 218.3408 | 20.8216 | 71.471 | 132.7709
1 | 10 | 9 | -27.7876 | -38.6887 | 45.2163 | 40.5391 | -82.4456 | -92.4048 | 121.4316 | 120.2789 | -138.9326 | -133.6782 | 188.293 | 209.1362 | 19.279 | 66.8601 | 124.8184
1 | 10 | 10 | -26.7592 | -37.8556 | 43.738 | 38.6869 | -79.3941 | -90.415 | 117.4579 | 114.7837 | -133.7903 | -130.7996 | 182.1283 | 199.5826 | 17.8102 | 62.4325 | 117.121
1 | 10 | 11 | -27.6016 | -38.3843 | 44.7661 | 40.0987 | -81.8935 | -91.6777 | 120.2364 | 118.9724 | -138.0023 | -132.6263 | 186.4514 | 206.856 | 18.8789 | 65.6377 | 122.6788
1 | 10 | 12 | -28.4322 | -38.8995 | 45.9832 | 41.6768 | -84.358 | -92.9082 | 123.5306 | 123.6546 | -142.1551 | -134.4064 | 191.5808 | 214.9853 | 20.3283 | 69.9191 | 130.0045
1 | 10 | 13 | -29.253 | -39.4171 | 47.0374 | 43.5477 | -86.7933 | -94.1445 | 126.3804 | 129.2056 | -146.259 | -136.1949 | 196.0152 | 224.6374 | 21.915 | 74.6482 | 138.1986
1 | 10 | 14 | -30.1838 | -40.0051 | 48.493 | 45.8746 | -89.5551 | -95.5489 | 130.3182 | 136.1095 | -150.913 | -138.2267 | 202.1449 | 236.6433 | 24.1787 | 81.3236 | 149.6484
1 | 10 | 15 | -31.1128 | -40.5914 | 49.8603 | 48.2409 | -92.3112 | -96.9492 | 134.0282 | 143.1303 | -155.5575 | -140.2524 | 207.9297 | 248.8524 | 26.397 | 87.8981 | 160.9722
1 | 10 | 16 | -32.0179 | -41.1707 | 51.4075 | 50.5664 | -94.9967 | -98.3328 | 138.2267 | 150.0298 | -160.0829 | -142.254 | 214.476 | 260.8496 | 28.7853 | 94.927 | 172.9887
1 | 10 | 17 | -32.5006 | -41.5427 | 52.4811 | 52.0989 | -96.429 | -99.2214 | 141.1312 | 154.5767 | -162.4965 | -143.5395 | 218.9975 | 268.7591 | 30.5367 | 100.0576 | 181.7206
1 | 10 | 18 | -32.9405 | -41.8645 | 53.2154 | 53.4021 | -97.7341 | -99.99 | 143.1261 | 158.4433 | -164.6959 | -144.6514 | 222.1101 | 275.4877 | 31.8124 | 103.8453 | 188.2506
1 | 10 | 19 | -33.4032 | -42.2272 | 54.3479 | 54.9025 | -99.1068 | -100.8561 | 146.191 | 162.895 | -167.009 | -145.9043 | 226.8821 | 283.2321 | 33.62 | 109.1231 | 197.201
1 | 10 | 20 | -32.9438 | -41.9001 | 53.5559 | 53.7261 | -97.7439 | -100.0749 | 144.0519 | 159.4047 | -164.7123 | -144.7743 | 223.5549 | 277.1583 | 32.4381 | 105.6378 | 191.2266
1 | 10 | 21 | -32.4568 | -41.5688 | 52.5644 | 52.4888 | -96.2988 | -99.2836 | 141.3689 | 155.7337 | -162.2772 | -143.6295 | 219.3778 | 270.7715 | 31.0277 | 101.5202 | 184.2426
1 | 10 | 22 | -31.9335 | -41.1929 | 51.8002 | 51.2499 | -94.7463 | -98.3857 | 139.3028 | 152.0578 | -159.6611 | -142.3306 | 216.1626 | 264.3729 | 29.9238 | 98.2286 | 178.5439
1 | 10 | 23 | -30.276 | -39.9117 | 48.6017 | 46.9763 | -89.8285 | -95.3257 | 130.672 | 139.378 | -151.3738 | -137.9038 | 202.7453 | 242.3195 | 25.3903 | 84.8957 | 155.7872
1 | 11 | 0 | -28.6427 | -38.6395 | 46.0028 | 43.2224 | -84.9825 | -92.2872 | 123.6678 | 128.2403 | -143.2077 | -133.5081 | 191.8639 | 222.9473 | 21.9431 | 74.6384 | 138.0954
1 | 11 | 1 | -26.9619 | -37.3149 | 43.3735 | 39.5877 | -79.9955 | -89.1236 | 116.5891 | 117.4563 | -134.8038 | -128.9314 | 180.873 | 204.1948 | 18.6845 | 64.9263 | 121.3326
1 | 11 | 2 | -24.6373 | -35.7118 | 40.0582 | 34.0943 | -73.0986 | -85.2947 | 107.6331 | 101.1573 | -123.1816 | -123.3923 | 166.942 | 175.8451 | 13.8033 | 50.397 | 96.2131
1 | 11 | 3 | -22.2838 | -34.0651 | 37.1939 | 30.0585 | -66.1157 | -81.3616 | 99.9075 | 89.1832 | -111.4143 | -117.7025 | 154.9346 | 155.0337 | 10.9036 | 41.6134 | 80.8515
1 | 11 | 4 | -19.9208 | -32.4168 | 34.2786 | 26.2264 | -59.1046 | -77.4247 | 92.0573 | 77.8133 | -99.5997 | -112.0072 | 142.7446 | 135.2738 | 8.1675 | 33.3413 | 66.4116
1 | 11 | 5 | -17.653 | -30.8944 | 31.7185 | 22.6521 | -52.3761 | -73.7888 | 85.1717 | 67.2084 | -88.2612 | -106.7473 | 132.0592 | 116.8389 | 5.8231 | 26.2152 | 53.8897
1 | 11 | 6 | -15.3872 | -29.3756 | 29.2431 | 19.2136 | -45.6536 | -70.1613 | 78.5204 | 57.0066 | -76.9328 | -101.4994 | 121.7427 | 99.1048 | 3.6939 | 19.7121 | 42.4152
1 | 11 | 7 | -13.1188 | -27.8565 | 27.0673 | 16.0042 | -38.9232 | -66.5329 | 72.6724 | 47.4844 | -65.5912 | -96.2504 | 112.6708 | 82.5516 | 2.0963 | 14.7006 | 33.3808
1 | 11 | 8 | -11.7734 | -26.7836 | 25.4539 | 13.9727 | -34.9315 | -63.9705 | 68.3446 | 41.4568 | -58.8646 | -92.5435 | 105.9643 | 72.0669 | 0.86957 | 10.8994 | 26.6232
1 | 11 | 9 | -10.3843 | -25.7109 | 24.0767 | 12.055 | -30.81 | -61.4083 | 64.6488 | 35.767 | -51.9192 | -88.8369 | 100.2359 | 62.1709 | 0.036541 | 8.1975 | 21.6507
1 | 11 | 10 | -9.0236 | -24.6348 | 22.5375 | 10.1724 | -26.773 | -58.8381 | 60.5205 | 30.1815 | -45.1163 | -85.1186 | 93.8389 | 52.4568 | -0.94842 | 5.0909 | 16.0608
1 | 11 | 11 | -9.1737 | -24.7495 | 22.765 | 10.3644 | -27.2182 | -59.1122 | 61.1303 | 30.751 | -45.8665 | -85.5153 | 94.7836 | 53.4471 | -0.79382 | 5.5509 | 16.8489
1 | 11 | 12 | -9.3314 | -24.8552 | 22.8938 | 10.5456 | -27.686 | -59.3647 | 61.4779 | 31.2887 | -46.6549 | -85.8804 | 95.3239 | 54.3823 | -0.7472 | 5.7158 | 17.1708
1 | 11 | 13 | -9.4694 | -24.9582 | 22.9494 | 10.6822 | -28.0955 | -59.6107 | 61.6289 | 31.6941 | -47.3449 | -86.2363 | 95.5596 | 55.0877 | -0.79598 | 5.6168 | 17.066
1 | 11 | 14 | -9.6906 | -25.1273 | 23.2945 | 11.0132 | -28.752 | -60.0144 | 62.5545 | 32.676 | -48.4511 | -86.8204 | 96.9939 | 56.7937 | -0.51022 | 6.4641 | 18.5161
1 | 11 | 15 | -9.9099 | -25.314 | 23.4971 | 11.3035 | -29.4027 | -60.4604 | 63.1011 | 33.5373 | -49.5477 | -87.4656 | 97.8434 | 58.2924 | -0.42334 | 6.7753 | 19.1225
1 | 11 | 16 | -10.0978 | -25.4466 | 23.6529 | 11.5146 | -29.9602 | -60.7771 | 63.519 | 34.1636 | -50.4871 | -87.9238 | 98.4909 | 59.3807 | -0.37695 | 6.9453 | 19.4607
1 | 11 | 17 | -9.85 | -25.294 | 23.4448 | 11.2002 | -29.2249 | -60.4126 | 62.9626 | 33.2309 | -49.2481 | -87.3964 | 97.6302 | 57.7583 | -0.49895 | 6.556 | 18.744
1 | 11 | 18 | -9.5797 | -25.0989 | 23.2317 | 10.8633 | -28.4228 | -59.9465 | 62.3928 | 32.2312 | -47.8965 | -86.7222 | 96.7489 | 56.0203 | -0.58357 | 6.2547 | 18.1505
1 | 11 | 19 | -9.3266 | -24.9436 | 23.0301 | 10.5583 | -27.6718 | -59.5758 | 61.8521 | 31.3264 | -46.631 | -86.1859 | 95.9109 | 54.4485 | -0.68177 | 5.9308 | 17.5425
1 | 11 | 20 | -9.1228 | -24.7617 | 22.8006 | 10.279 | -27.0672 | -59.1412 | 61.2397 | 30.4976 | -45.6121 | -85.5572 | 94.9648 | 53.0058 | -0.80495 | 5.5288 | 16.8013
1 | 11 | 21 | -8.9332 | -24.6212 | 22.6557 | 10.0561 | -26.5046 | -58.8057 | 60.8529 | 29.8363 | -44.664 | -85.0718 | 94.3668 | 51.8564 | -0.84254 | 5.3789 | 16.4874
1 | 11 | 22 | -8.7594 | -24.4748 | 22.4755 | 9.8357 | -25.989 | -58.456 | 60.3711 | 29.1825 | -43.7952 | -84.5659 | 93.6215 | 50.7182 | -0.92294 | 5.1085 | 15.9786
1 | 11 | 23 | -8.7225 | -24.3977 | 22.3489 | 9.7008 | -25.8794 | -58.2719 | 60.0305 | 28.7823 | -43.6105 | -84.2995 | 93.093 | 50.0182 | -1.0704 | 4.6615 | 15.2011
1 | 12 | 0 | -8.6844 | -24.2988 | 22.2072 | 9.5617 | -25.7665 | -58.0357 | 59.6487 | 28.3695 | -43.4202 | -83.9578 | 92.5 | 49.2955 | -1.2143 | 4.216 | 14.4174
1 | 12 | 1 | -8.6705 | -24.2246 | 22.1229 | 9.4884 | -25.7252 | -57.8584 | 59.4247 | 28.1519 | -43.3506 | -83.7014 | 92.1547 | 48.912 | -1.2838 | 3.9931 | 14.0147
1 | 12 | 2 | -8.0337 | -23.754 | 21.6111 | 8.8013 | -23.8358 | -56.7345 | 58.0528 | 26.1134 | -40.1668 | -82.0754 | 90.0293 | 45.3732 | -1.3753 | 3.5958 | 13.1604
1 | 12 | 3 | -7.3827 | -23.2307 | 20.8849 | 8.028 | -21.9043 | -55.4846 | 56.1065 | 23.8191 | -36.9118 | -80.2673 | 87.0148 | 41.3877 | -1.7004 | 2.5367 | 11.2234
1 | 12 | 4 | -6.7933 | -22.7525 | 20.365 | 7.4332 | -20.1557 | -54.3424 | 54.7139 | 22.0542 | -33.9652 | -78.615 | 84.8582 | 38.3259 | -1.7476 | 2.2699 | 10.6039
1 | 12 | 5 | -4.3414 | -20.8357 | 17.9894 | 4.669 | -12.881 | -49.7644 | 48.3408 | 13.8529 | -21.7063 | -71.9921 | 74.9819 | 24.0795 | -2.5187 | -0.45169 | 5.3629
1 | 12 | 6 | -2.0996 | -18.9106 | 15.7228 | 2.2943 | -6.2296 | -45.1665 | 42.2594 | 6.8072 | -10.4978 | -65.3405 | 65.5569 | 11.8387 | -2.9932 | -2.3295 | 1.5573
1 | 12 | 7 | -0.97446 | -17.0004 | 13.6383 | 1.0706 | -2.8912 | -40.604 | 36.667 | 3.1764 | -4.8721 | -58.7401 | 56.89 | 5.5256 | -3.266 | -3.6517 | -1.1966
1 | 12 | 8 | -0.74494 | -15.9354 | 12.5072 | 0.83753 | -2.2102 | -38.0604 | 33.6308 | 2.4849 | -3.7245 | -55.0604 | 52.1832 | 4.3241 | -3.3356 | -4.1549 | -2.2776
1 | 12 | 9 | -0.56453 | -14.8893 | 11.456 | 0.64474 | -1.675 | -35.5618 | 30.8087 | 1.9129 | -2.8226 | -51.4458 | 47.8081 | 3.3297 | -3.3531 | -4.5151 | -3.1306
1 | 12 | 10 | -0.40611 | -13.838 | 10.4452 | 0.46474 | -1.2049 | -33.0509 | 28.0956 | 1.3789 | -2.0305 | -47.8134 | 43.6023 | 2.4005 | -3.3341 | -4.7813 | -3.8411
1 | 12 | 11 | -0.57065 | -14.7399 | 11.3287 | 0.66392 | -1.6931 | -35.205 | 30.4689 | 1.9698 | -2.8531 | -50.9296 | 47.2828 | 3.4293 | -3.318 | -4.4594 | -3.0706
1 | 12 | 12 | -0.72112 | -15.6311 | 12.3089 | 0.85166 | -2.1396 | -37.3337 | 33.1023 | 2.5269 | -3.6055 | -54.0091 | 51.3671 | 4.399 | -3.1917 | -3.844 | -1.8485
1 | 12 | 13 | -0.88566 | -16.5627 | 13.2796 | 1.0624 | -2.6277 | -39.5586 | 35.7106 | 3.1521 | -4.4281 | -57.2278 | 55.4127 | 5.4875 | -3.1064 | -3.3237 | -0.75581
1 | 12 | 14 | -0.87159 | -16.6766 | 13.3747 | 1.0447 | -2.586 | -39.8308 | 35.9644 | 3.0997 | -4.3578 | -57.6216 | 55.8048 | 5.3962 | -3.1288 | -3.3527 | -0.77831
1 | 12 | 15 | -0.84294 | -16.7775 | 13.4341 | 1.0094 | -2.501 | -40.0717 | 36.1215 | 2.9948 | -4.2145 | -57.97 | 56.0465 | 5.2135 | -3.177 | -3.4564 | -0.92457
1 | 12 | 16 | -0.83338 | -16.8946 | 13.5485 | 0.99477 | -2.4726 | -40.3513 | 36.4274 | 2.9515 | -4.1667 | -58.3745 | 56.5197 | 5.1379 | -3.1846 | -3.445 | -0.8836
1 | 12 | 17 | -0.66279 | -16.553 | 13.1772 | 0.78135 | -1.9665 | -39.5356 | 35.4223 | 2.3183 | -3.3138 | -57.1945 | 54.9544 | 4.0357 | -3.2572 | -3.7615 | -1.5181
1 | 12 | 18 | -0.49722 | -16.2032 | 12.8083 | 0.57717 | -1.4752 | -38.7001 | 34.4221 | 1.7125 | -2.486 | -55.9859 | 53.3958 | 2.9811 | -3.315 | -4.0408 | -2.0949
1 | 12 | 19 | -0.33114 | -15.8632 | 12.3547 | 0.37871 | -0.98248 | -37.888 | 33.1963 | 1.1236 | -1.6556 | -54.811 | 51.4886 | 1.9561 | -3.4609 | -4.5506 | -3.022
1 | 12 | 20 | -0.25564 | -15.6097 | 12.1084 | 0.28807 | -0.75849 | -37.2825 | 32.5345 | 0.8547 | -1.2782 | -53.9351 | 50.4619 | 1.4879 | -3.4689 | -4.6519 | -3.2634
1 | 12 | 21 | -0.18015 | -15.3995 | 11.9326 | 0.20321 | -0.53451 | -36.7803 | 32.0615 | 0.60291 | -0.90072 | -53.2086 | 49.728 | 1.0496 | -3.4438 | -4.6504 | -3.3317
1 | 12 | 22 | -0.090076 | -15.1267 | 11.6815 | 0.10003 | -0.26725 | -36.1288 | 31.3864 | 0.29679 | -0.45036 | -52.2661 | 48.6806 | 0.51668 | -3.4352 | -4.7128 | -3.5192
1 | 12 | 23 | -0.044781 | -15.1545 | 11.6907 | 0.049925 | -0.13286 | -36.1953 | 31.4102 | 0.14813 | -0.22389 | -52.3623 | 48.7165 | 0.25789 | -3.4586 | -4.7699 | -3.6118
1 | 13 | 0 | -1.337e-07 | -15.1308 | 11.6356 | 1.193e-07 | -3.967e-07 | -36.1388 | 31.2601 | 3.5395e-07 | -6.685e-07 | -52.2805 | 48.4822 | 6.1515e-07 | -3.4953 | -4.8787 | -3.7983
1 | 13 | 1 | 0 | -15.1584 | 11.6417 | 0 | 0 | -36.2045 | 31.2749 | 0 | 0 | -52.3756 | 48.5038 | 0 | -3.5167 | -4.9296 | -3.8718
1 | 13 | 2 | 0 | -14.9542 | 11.4608 | 0 | 0 | -35.717 | 30.7874 | 0 | 0 | -51.6703 | 47.7465 | 0 | -3.4935 | -4.9296 | -3.9238
1 | 13 | 3 | 0 | -14.7463 | 11.2365 | 0 | 0 | -35.2203 | 30.1836 | 0 | 0 | -50.9518 | 46.809 | 0 | -3.5098 | -5.0368 | -4.1428
1 | 13 | 4 | 0 | -14.5515 | 11.0646 | 0 | 0 | -34.7552 | 29.7202 | 0 | 0 | -50.2789 | 46.089 | 0 | -3.487 | -5.035 | -4.1899
1 | 13 | 5 | 0 | -13.7841 | 10.3282 | 0 | 0 | -32.9222 | 27.7438 | 0 | 0 | -47.6272 | 43.0253 | 0 | -3.456 | -5.1785 | -4.6019
1 | 13 | 6 | 0 | -12.9777 | 9.4873 | 0 | 0 | -30.9961 | 25.4878 | 0 | 0 | -44.8408 | 39.529 | 0 | -3.4903 | -5.5083 | -5.3118
1 | 13 | 7 | 0 | -12.2238 | 8.7913 | 0 | 0 | -29.1954 | 23.6197 | 0 | 0 | -42.2358 | 36.6334 | 0 | -3.4325 | -5.5757 | -5.6024
1 | 13 | 8 | 0 | -12.1786 | 8.7225 | 0 | 0 | -29.0876 | 23.4332 | 0 | 0 | -42.0798 | 36.3428 | 0 | -3.4561 | -5.6543 | -5.7371
1 | 13 | 9 | 0 | -12.119 | 8.6842 | 0 | 0 | -28.9453 | 23.3286 | 0 | 0 | -41.874 | 36.1791 | 0 | -3.4348 | -5.6167 | -5.6949
1 | 13 | 10 | 0 | -12.0718 | 8.6174 | 0 | 0 | -28.8324 | 23.147 | 0 | 0 | -41.7107 | 35.8955 | 0 | -3.4543 | -5.6854 | -5.8152
1 | 13 | 11 | 0 | -12.9736 | 9.386 | 0 | 0 | -30.9864 | 25.2057 | 0 | 0 | -44.8267 | 39.0833 | 0 | -3.5876 | -5.7806 | -5.7434
1 | 13 | 12 | 0 | -13.908 | 10.2159 | 0 | 0 | -33.2181 | 27.4268 | 0 | 0 | -48.0552 | 42.5208 | 0 | -3.692 | -5.7913 | -5.5344
1 | 13 | 13 | 0 | -14.8496 | 11.0569 | 0 | 0 | -35.4672 | 29.6787 | 0 | 0 | -51.3089 | 46.0071 | 0 | -3.7927 | -5.7885 | -5.3017
1 | 13 | 14 | 0 | -15.5512 | 11.7518 | 0 | 0 | -37.1429 | 31.5399 | 0 | 0 | -53.7331 | 48.8892 | 0 | -3.7995 | -5.6029 | -4.8439
1 | 13 | 15 | -0.050213 | -16.2515 | 12.4897 | 0.080627 | -0.14898 | -38.8154 | 33.5174 | 0.23922 | -0.25105 | -56.1527 | 51.9518 | 0.41792 | -3.7314 | -5.2078 | -4.0341
1 | 13 | 16 | -0.24399 | -16.9522 | 13.2439 | 0.34924 | -0.7239 | -40.4889 | 35.5374 | 1.0362 | -1.2199 | -58.5736 | 55.0796 | 1.8074 | -3.603 | -4.6392 | -2.9064
1 | 13 | 17 | -0.66029 | -18.1896 | 14.5969 | 0.94451 | -1.9591 | -43.4444 | 39.1664 | 2.8024 | -3.3013 | -62.8493 | 60.7029 | 4.8866 | -3.3085 | -3.4347 | -0.56113
1 | 13 | 18 | -1.2814 | -19.4245 | 15.8835 | 1.6502 | -3.8019 | -46.3938 | 42.6189 | 4.8963 | -6.4068 | -67.116 | 66.0541 | 8.5273 | -3.1722 | -2.6806 | 1.0586
1 | 13 | 19 | -2.5956 | -20.6716 | 17.4046 | 2.7814 | -7.7011 | -49.3723 | 46.6996 | 8.2523 | -12.9774 | -71.4249 | 72.378 | 14.3446 | -3.0811 | -2.1215 | 2.3202
1 | 13 | 20 | -4.3821 | -22.1453 | 19.1439 | 4.6477 | -13.0016 | -52.8922 | 51.3636 | 13.7896 | -21.9096 | -76.5169 | 79.6039 | 23.96 | -2.7357 | -0.74064 | 5.1374
1 | 13 | 21 | -6.4068 | -23.619 | 21.1388 | 6.8797 | -19.0088 | -56.4121 | 56.7098 | 20.4121 | -32.0326 | -81.609 | 87.8847 | 35.4607 | -2.0072 | 1.7011 | 9.7038
1 | 13 | 22 | -8.555 | -25.1017 | 23.0821 | 9.3628 | -25.3826 | -59.9534 | 61.9224 | 27.7792 | -42.7732 | -86.7321 | 95.9621 | 48.2549 | -1.2118 | 4.3657 | 14.7116
1 | 13 | 23 | -10.8318 | -26.6572 | 25.1074 | 12.1572 | -32.1378 | -63.6686 | 67.364 | 36.0704 | -54.1567 | -92.1067 | 104.4022 | 62.661 | -0.22441 | 7.6281 | 20.7998
1 | 14 | 0 | -13.0781 | -28.1664 | 27.3918 | 15.1735 | -38.8027 | -67.2731 | 73.4996 | 45.0195 | -65.388 | -97.3212 | 113.9164 | 78.2097 | 1.3208 | 12.4433 | 29.4169
1 | 14 | 1 | -12.1992 | -29.7279 | 29.7779 | 16.5494 | -36.1949 | -71.0027 | 79.9113 | 49.102 | -60.9935 | -102.7167 | 123.8614 | 85.4196 | 4.4002 | 21.8156 | 45.5708
1 | 14 | 2 | -13.0854 | -30.602 | 31.0351 | 18.01 | -38.8241 | -73.0903 | 83.285 | 53.4354 | -65.4241 | -105.7367 | 129.0908 | 92.9635 | 5.3578 | 24.8061 | 50.8935
1 | 14 | 3 | -14.2049 | -31.5224 | 32.3487 | 19.6616 | -42.1459 | -75.2888 | 86.8109 | 58.3357 | -71.0218 | -108.9171 | 134.5562 | 101.4837 | 6.283 | 27.7119 | 56.1009
1 | 14 | 4 | -15.0948 | -32.3925 | 33.8308 | 21.3066 | -44.786 | -77.3668 | 90.7915 | 63.2164 | -75.4708 | -111.9233 | 140.729 | 109.9806 | 7.6502 | 31.8552 | 63.3156
1 | 14 | 5 | -14.7853 | -32.1403 | 33.4495 | 20.8276 | -43.8677 | -76.7645 | 89.7649 | 61.7953 | -73.9232 | -111.0521 | 139.1352 | 107.5098 | 7.3515 | 30.9281 | 61.6697
1 | 14 | 6 | -14.4451 | -31.8477 | 32.8582 | 20.221 | -42.8583 | -76.0656 | 88.1798 | 59.9955 | -72.2223 | -110.041 | 136.6796 | 104.38 | 6.7865 | 29.2514 | 58.7963
1 | 14 | 7 | -14.1523 | -31.5925 | 32.4502 | 19.9182 | -41.9896 | -75.456 | 87.0816 | 59.097 | -70.7584 | -109.1591 | 134.9747 | 102.8288 | 6.6236 | 28.733 | 57.8859
1 | 14 | 8 | -17.8762 | -31.6113 | 32.485 | 22.171 | -53.0386 | -75.5011 | 87.1762 | 65.7809 | -89.3775 | -109.2243 | 135.1222 | 114.3054 | 5.1684 | 24.4175 | 50.8258
1 | 14 | 9 | -17.9575 | -31.665 | 32.5607 | 22.2753 | -53.2797 | -75.6291 | 87.3783 | 66.0905 | -89.7839 | -109.4096 | 135.4346 | 114.844 | 5.2135 | 24.5599 | 51.0851
1 | 14 | 10 | -18.0069 | -31.6768 | 32.5813 | 22.3482 | -53.4262 | -75.6573 | 87.4347 | 66.3068 | -90.0308 | -109.4504 | 135.523 | 115.2201 | 5.2458 | 24.6579 | 51.2619
1 | 14 | 11 | -19.3055 | -32.6706 | 34.1663 | 24.3398 | -57.279 | -78.0311 | 91.6837 | 72.216 | -96.5233 | -112.8844 | 142.105 | 125.4912 | 6.5301 | 28.5895 | 58.1884
1 | 14 | 12 | -20.6414 | -33.703 | 35.7811 | 26.5018 | -61.2427 | -80.4968 | 96.0174 | 78.6305 | -103.2027 | -116.4514 | 148.8225 | 136.6412 | 7.9385 | 32.9084 | 65.8096
1 | 14 | 13 | -21.9521 | -34.6873 | 37.5524 | 28.6931 | -65.1317 | -82.8477 | 100.7738 | 85.1322 | -109.7561 | -119.8523 | 156.1973 | 147.9426 | 9.6061 | 37.9266 | 74.5315
1 | 14 | 14 | -22.9025 | -35.4116 | 38.7858 | 30.2814 | -67.9515 | -84.5778 | 104.0898 | 89.8445 | -114.5079 | -122.3552 | 161.3422 | 156.1378 | 10.753 | 41.405 | 80.6169
1 | 14 | 15 | -23.8868 | -36.1362 | 40.1074 | 32.0015 | -70.8719 | -86.3082 | 107.6453 | 94.948 | -119.4291 | -124.8586 | 166.8608 | 165.0093 | 12.0859 | 45.4133 | 87.5824
1 | 14 | 16 | -24.8285 | -36.8247 | 41.1162 | 33.4831 | -73.6659 | -87.9528 | 110.3635 | 99.344 | -124.1375 | -127.2377 | 171.083 | 172.6492 | 12.9461 | 48.0888 | 92.357
1 | 14 | 17 | -26.4451 | -38.0396 | 43.4848 | 38.1699 | -78.4622 | -90.8546 | 116.7316 | 113.2496 | -132.22 | -131.4356 | 180.9634 | 196.9279 | 17.17 | 60.6644 | 114.2358
1 | 14 | 18 | -27.9965 | -39.2146 | 45.9948 | 41.1945 | -83.0652 | -93.6608 | 123.4893 | 122.2237 | -139.9767 | -135.4952 | 191.4559 | 212.5304 | 19.9783 | 68.9869 | 128.5143
1 | 14 | 19 | -29.5821 | -40.4261 | 48.4225 | 44.1304 | -87.7696 | -96.5544 | 130.0403 | 130.9342 | -147.9043 | -139.6813 | 201.6401 | 227.6765 | 22.5448 | 76.6505 | 141.7311
1 | 14 | 20 | -30.3243 | -40.9428 | 49.7696 | 45.5845 | -89.9718 | -97.7885 | 133.6768 | 135.2486 | -151.6152 | -141.4666 | 207.2947 | 235.1717 | 24.0869 | 81.1651 | 149.3845
1 | 14 | 21 | -31.0814 | -41.4962 | 51.3687 | 47.3895 | -92.218 | -99.1103 | 137.9984 | 140.6041 | -155.4005 | -143.3789 | 214.0185 | 244.4877 | 26.1806 | 87.2742 | 159.7269
1 | 14 | 22 | -31.8035 | -42.0219 | 52.6604 | 49.21 | -94.3606 | -100.3658 | 141.4948 | 146.0054 | -159.011 | -145.1951 | 219.4628 | 253.8862 | 28.045 | 92.7738 | 169.1429
1 | 14 | 23 | -32.4882 | -42.55 | 54.1557 | 51.02 | -96.392 | -101.6271 | 145.5424 | 151.3758 | -162.4342 | -147.0197 | 225.7658 | 263.2304 | 30.1376 | 98.8991 | 179.5422
1 | 15 | 0 | -33.1588 | -43.0529 | 55.7896 | 53.9472 | -98.3818 | -102.8283 | 149.9736 | 160.0608 | -165.7873 | -148.7574 | 232.6728 | 278.3644 | 33.5252 | 108.8243 | 196.4924
1 | 15 | 1 | -33.7885 | -43.537 | 57.0413 | 56.5033 | -100.2502 | -103.9846 | 153.3715 | 167.6445 | -168.9358 | -150.4302 | 237.9723 | 291.5682 | 36.219 | 116.7813 | 210.1745
1 | 15 | 2 | -34.0772 | -43.7242 | 57.6655 | 57.7146 | -101.1067 | -104.4317 | 155.0659 | 171.2384 | -170.3792 | -151.0771 | 240.6146 | 297.8097 | 37.5786 | 120.7659 | 216.968
1 | 15 | 3 | -34.3794 | -43.9155 | 58.1433 | 58.8935 | -102.0031 | -104.8885 | 156.3615 | 174.7363 | -171.8897 | -151.7378 | 242.6341 | 303.8953 | 38.742 | 124.2063 | 222.9019
1 | 15 | 4 | -34.6571 | -44.0978 | 59.1754 | 60.6358 | -102.8271 | -105.3241 | 159.1627 | 179.9055 | -173.2783 | -152.368 | 247.002 | 312.8852 | 41.0562 | 130.917 | 234.2409
1 | 15 | 5 | -33.2635 | -43.0038 | 55.7383 | 53.9157 | -98.6925 | -102.7112 | 149.8442 | 159.9671 | -166.3109 | -148.588 | 232.4793 | 278.1606 | 33.3866 | 108.4077 | 195.741
1 | 15 | 6 | -31.7717 | -41.8473 | 52.7073 | 49.0002 | -94.2661 | -99.9489 | 141.6367 | 145.3831 | -158.8518 | -144.592 | 219.6961 | 252.783 | 28.0886 | 92.8048 | 169.0352
1 | 15 | 7 | -30.3365 | -40.7507 | 49.5243 | 45.2337 | -90.008 | -97.3298 | 133.0317 | 134.2079 | -151.6763 | -140.803 | 206.3058 | 233.3423 | 23.6708 | 79.9019 | 147.1688
1 | 15 | 8 | -29.012 | -39.687 | 47.2202 | 42.5493 | -86.0783 | -94.7892 | 126.8073 | 126.2433 | -145.0541 | -137.1276 | 196.6237 | 219.4849 | 21.0705 | 72.1832 | 133.9269
1 | 15 | 9 | -27.7248 | -38.6693 | 45.0287 | 40.0839 | -82.259 | -92.3585 | 120.9 | 118.9283 | -138.6181 | -133.6112 | 187.4452 | 206.7693 | 18.7185 | 65.2108 | 121.9852
1 | 15 | 10 | -26.4275 | -37.6426 | 42.839 | 37.569 | -78.41 | -89.9064 | 115.013 | 111.4666 | -132.1319 | -130.0638 | 178.3115 | 193.7949 | 16.3379 | 58.1633 | 109.9107
1 | 15 | 11 | -26.6144 | -37.7943 | 43.0437 | 37.8611 | -78.9647 | -90.2686 | 115.564 | 112.3335 | -133.0667 | -130.5878 | 179.1669 | 195.3033 | 16.4961 | 58.6642 | 110.8157
1 | 15 | 12 | -26.8062 | -37.943 | 43.5788 | 38.3756 | -79.5335 | -90.6237 | 116.9999 | 113.86 | -134.0253 | -131.1016 | 181.3925 | 197.9599 | 17.2053 | 60.7027 | 114.2256
1 | 15 | 13 | -26.9382 | -38.0457 | 43.7195 | 38.5822 | -79.9254 | -90.8689 | 117.3795 | 114.4728 | -134.6857 | -131.4563 | 181.9827 | 199.0265 | 17.3178 | 61.058 | 114.8672
1 | 15 | 14 | -27.1098 | -38.1827 | 43.9466 | 38.8707 | -80.4345 | -91.1962 | 117.9904 | 115.3289 | -135.5436 | -131.9298 | 182.9309 | 200.5164 | 17.5248 | 61.6886 | 115.974
1 | 15 | 15 | -27.3208 | -38.3262 | 44.197 | 39.2243 | -81.0604 | -91.5391 | 118.6687 | 116.378 | -136.5982 | -132.4258 | 183.9875 | 202.3349 | 17.7742 | 62.4472 | 117.2984
1 | 15 | 16 | -27.4596 | -38.4261 | 44.4097 | 39.4071 | -81.4722 | -91.7776 | 119.2331 | 116.9205 | -137.2922 | -132.7709 | 184.8569 | 203.2769 | 17.9312 | 62.9038 | 118.0706
1 | 15 | 17 | -27.6004 | -38.5781 | 44.6821 | 39.6678 | -81.8901 | -92.1407 | 119.9689 | 117.6937 | -137.9964 | -133.2961 | 186.0013 | 204.6175 | 18.1714 | 63.6319 | 119.3263
1 | 15 | 18 | -27.7013 | -38.6719 | 45.071 | 39.9428 | -82.1893 | -92.3646 | 121.0115 | 118.5098 | -138.5007 | -133.62 | 187.6167 | 206.0339 | 18.6406 | 64.9675 | 121.5298
1 | 15 | 19 | -27.7991 | -38.7789 | 45.3072 | 40.1091 | -82.4796 | -92.6202 | 121.6431 | 119.0031 | -138.9899 | -133.9898 | 188.5937 | 206.89 | 18.8383 | 65.5464 | 122.5039
1 | 15 | 20 | -27.3528 | -38.4833 | 44.5777 | 39.2047 | -81.1555 | -91.9142 | 119.6781 | 116.3199 | -136.7586 | -132.9685 | 185.5418 | 202.2249 | 17.9463 | 62.9283 | 118.0396
1 | 15 | 21 | -26.9388 | -38.1945 | 44.1031 | 38.5312 | -79.9272 | -91.2243 | 118.3971 | 114.3215 | -134.6887 | -131.9705 | 183.5502 | 198.7505 | 17.5009 | 61.5671 | 115.6415
1 | 15 | 22 | -26.5026 | -37.899 | 43.5449 | 37.7474 | -78.6329 | -90.5187 | 116.8886 | 111.9961 | -132.5075 | -130.9496 | 181.2031 | 194.7117 | 16.8907 | 59.7332 | 112.4576
1 | 15 | 23 | -26.492 | -37.8902 | 43.5298 | 37.7199 | -78.6015 | -90.4977 | 116.8484 | 111.9144 | -132.4547 | -130.9193 | 181.1412 | 194.5689 | 16.8674 | 59.6636 | 112.3361
1 | 16 | 0 | -26.5183 | -37.9187 | 43.6289 | 37.811 | -78.6796 | -90.5658 | 117.1195 | 112.1847 | -132.5862 | -131.0178 | 181.5655 | 195.039 | 17.0028 | 60.0588 | 113.0005
1 | 16 | 1 | -26.5627 | -37.9506 | 43.7029 | 37.8977 | -78.8113 | -90.642 | 117.3221 | 112.4421 | -132.8082 | -131.128 | 181.8828 | 195.4859 | 17.0873 | 60.3109 | 113.4324
1 | 16 | 2 | -26.6727 | -38.0203 | 43.7697 | 38.0029 | -79.1375 | -90.8084 | 117.5016 | 112.754 | -133.3579 | -131.3688 | 182.1613 | 196.0261 | 17.0796 | 60.3097 | 113.4607
1 | 16 | 3 | -26.8349 | -38.1335 | 43.9495 | 38.2129 | -79.6188 | -91.0788 | 117.9903 | 113.3773 | -134.1689 | -131.76 | 182.9241 | 197.1052 | 17.194 | 60.67 | 114.1004
1 | 16 | 4 | -26.9397 | -38.2053 | 44.1119 | 38.3489 | -79.9298 | -91.2503 | 118.425 | 113.7808 | -134.6931 | -132.008 | 183.5969 | 197.806 | 17.3158 | 61.0257 | 114.7017
1 | 16 | 5 | -25.7494 | -37.2655 | 42.1887 | 36.1456 | -76.3983 | -89.0056 | 113.2466 | 107.2435 | -128.7419 | -128.7607 | 175.5558 | 186.443 | 15.3194 | 55.0863 | 104.4962
1 | 16 | 6 | -24.5008 | -36.2735 | 40.4174 | 33.9542 | -72.6936 | -86.6363 | 108.4906 | 100.7417 | -122.4991 | -125.3332 | 168.1821 | 175.14 | 13.5972 | 49.9023 | 95.4899
1 | 16 | 7 | -23.2704 | -35.2963 | 38.6786 | 31.7803 | -69.043 | -84.3023 | 103.8231 | 94.2919 | -116.3473 | -121.9567 | 160.9465 | 163.9293 | 11.8922 | 44.7697 | 86.5718
1 | 16 | 8 | -22.4239 | -34.7039 | 37.6069 | 30.3672 | -66.5314 | -82.8875 | 100.944 | 90.099 | -112.1149 | -119.9099 | 156.4812 | 156.6416 | 10.8462 | 41.624 | 81.0979
1 | 16 | 9 | -21.5792 | -34.1161 | 36.4999 | 28.9344 | -64.0251 | -81.4835 | 97.9691 | 85.848 | -107.8913 | -117.8788 | 151.8668 | 149.2537 | 9.739 | 38.3085 | 75.3504
1 | 16 | 10 | -20.7445 | -33.5334 | 35.6352 | 27.6948 | -61.5486 | -80.0917 | 95.6472 | 82.1701 | -103.7181 | -115.8654 | 148.2664 | 142.8645 | 9.0522 | 36.177 | 71.5475
1 | 16 | 11 | -21.3702 | -33.9229 | 36.2649 | 28.6771 | -63.405 | -81.0219 | 97.3409 | 85.0846 | -106.8464 | -117.2111 | 150.8951 | 147.9295 | 9.6489 | 37.9985 | 74.767
1 | 16 | 12 | -21.9936 | -34.311 | 36.9318 | 29.706 | -65.2546 | -81.949 | 99.1379 | 88.1374 | -109.9633 | -118.5523 | 153.6864 | 153.2402 | 10.3333 | 40.0717 | 78.411
1 | 16 | 13 | -22.6345 | -34.7079 | 37.6375 | 30.7899 | -67.1564 | -82.897 | 101.0373 | 91.3532 | -113.168 | -119.9237 | 156.6352 | 158.8319 | 11.0849 | 42.3371 | 82.3753
1 | 16 | 14 | -23.4979 | -35.2386 | 38.667 | 32.0997 | -69.718 | -84.1644 | 103.8078 | 95.2396 | -117.4847 | -121.7572 | 160.936 | 165.5743 | 12.0303 | 45.165 | 87.2683
1 | 16 | 15 | -24.3854 | -35.8099 | 39.8138 | 33.4996 | -72.3511 | -85.5289 | 106.8932 | 99.3929 | -121.9218 | -123.7311 | 165.7248 | 172.7848 | 13.1182 | 48.4062 | 92.8567
1 | 16 | 16 | -25.2971 | -36.3909 | 40.7807 | 34.7997 | -75.0562 | -86.9166 | 109.5 | 103.2503 | -126.4803 | -125.7387 | 169.7754 | 179.4759 | 13.8925 | 50.7776 | 97.0323
1 | 16 | 17 | -26.1908 | -37.2195 | 42.3143 | 36.6449 | -77.7078 | -88.8958 | 113.6165 | 108.725 | -130.9487 | -128.6019 | 176.1567 | 189.0012 | 15.5488 | 55.7379 | 105.6073
1 | 16 | 18 | -27.0885 | -38.0501 | 43.8849 | 38.5131 | -80.3713 | -90.8796 | 117.8391 | 114.2679 | -135.437 | -131.4717 | 182.7082 | 198.6465 | 17.2594 | 60.8561 | 114.446
1 | 16 | 19 | -27.9818 | -38.8782 | 45.3641 | 40.2943 | -83.0217 | -92.8574 | 121.819 | 119.5526 | -139.9033 | -134.3329 | 188.8858 | 207.8414 | 18.7983 | 65.4926 | 122.491
1 | 16 | 20 | -27.9147 | -38.7715 | 45.181 | 40.1262 | -82.8225 | -92.6025 | 121.3314 | 119.054 | -139.5677 | -133.9643 | 188.1331 | 206.9704 | 18.621 | 64.9604 | 121.5715
1 | 16 | 21 | -27.8815 | -38.6789 | 45.1131 | 40.0217 | -82.7241 | -92.3813 | 121.1488 | 118.7437 | -139.4019 | -133.6442 | 187.8496 | 206.4267 | 18.5744 | 64.7871 | 121.2302
1 | 16 | 22 | -27.7944 | -38.5688 | 44.6775 | 39.6122 | -82.4657 | -92.1183 | 119.9759 | 117.529 | -138.9664 | -133.2638 | 186.0284 | 204.3113 | 17.9265 | 62.9208 | 118.1095
1 | 16 | 23 | -27.5331 | -38.4378 | 44.427 | 39.3136 | -81.6903 | -91.8055 | 119.3034 | 116.643 | -137.6597 | -132.8112 | 184.9858 | 202.7791 | 17.7698 | 62.4507 | 117.294
1 | 17 | 0 | -27.2779 | -38.3086 | 44.1559 | 38.928 | -80.9331 | -91.497 | 118.5717 | 115.4988 | -136.3838 | -132.3649 | 183.8482 | 200.7987 | 17.4974 | 61.6405 | 115.8982
1 | 17 | 1 | -26.9995 | -38.176 | 43.9189 | 38.6168 | -80.1071 | -91.1803 | 117.9326 | 114.5755 | -134.9918 | -131.9068 | 182.8549 | 199.2036 | 17.3602 | 61.2207 | 115.1598
1 | 17 | 2 | -26.3491 | -37.674 | 42.8468 | 37.3233 | -78.1774 | -89.9813 | 115.0503 | 110.7376 | -131.7401 | -130.1722 | 178.383 | 192.5296 | 16.147 | 57.6292 | 109.0002
1 | 17 | 3 | -25.7144 | -37.183 | 42.0718 | 36.2214 | -76.2942 | -88.8086 | 112.963 | 107.4686 | -128.5665 | -128.4757 | 175.1415 | 186.8455 | 15.3958 | 55.3288 | 104.9447
1 | 17 | 4 | -25.0966 | -36.6864 | 41.1271 | 35.0433 | -74.4613 | -87.6224 | 110.425 | 103.973 | -125.4779 | -126.7598 | 171.2052 | 180.7653 | 14.3873 | 52.3141 | 99.7329
1 | 17 | 5 | -23.4105 | -35.453 | 38.9794 | 32.171 | -69.4586 | -84.6766 | 104.6436 | 95.4509 | -117.0477 | -122.4981 | 162.2293 | 165.9524 | 12.2869 | 45.9593 | 88.6359
1 | 17 | 6 | -21.6928 | -34.1743 | 36.7645 | 29.2756 | -64.3623 | -81.6225 | 98.6886 | 86.8602 | -108.4596 | -118.0799 | 152.9899 | 151.0161 | 10.1729 | 39.564 | 77.4664
1 | 17 | 7 | -19.9944 | -32.892 | 34.6037 | 26.4453 | -59.323 | -78.5599 | 92.8861 | 78.4628 | -99.9677 | -113.6494 | 143.9927 | 136.4155 | 8.1626 | 33.4659 | 66.7912
1 | 17 | 8 | -19.0392 | -32.2439 | 33.4866 | 24.9625 | -56.489 | -77.012 | 89.8893 | 74.0635 | -95.1921 | -111.41 | 139.3486 | 128.7708 | 7.166 | 30.4518 | 61.5174
1 | 17 | 9 | -18.06 | -31.5468 | 32.535 | 23.5282 | -53.5836 | -75.347 | 87.3342 | 69.8078 | -90.2961 | -109.0014 | 135.387 | 121.3748 | 6.4564 | 28.2114 | 57.4644
1 | 17 | 10 | -17.0974 | -30.8905 | 31.4517 | 22.0776 | -50.7279 | -73.7794 | 84.4285 | 65.504 | -85.4837 | -106.7337 | 130.8843 | 113.8969 | 5.5414 | 25.4251 | 52.5638
1 | 17 | 11 | -17.1478 | -30.8304 | 31.4566 | 22.1128 | -50.8772 | -73.6358 | 84.4451 | 65.6084 | -85.7353 | -106.5259 | 130.9132 | 114.074 | 5.5912 | 25.5406 | 52.726
1 | 17 | 12 | -17.1812 | -30.7915 | 31.4114 | 22.1047 | -50.9765 | -73.543 | 84.3255 | 65.5844 | -85.9027 | -106.3916 | 130.7291 | 114.0295 | 5.5434 | 25.3904 | 52.4643
1 | 17 | 13 | -17.209 | -30.731 | 31.227 | 22.0401 | -51.0589 | -73.3985 | 83.8363 | 65.3927 | -86.0415 | -106.1825 | 129.9756 | 113.6934 | 5.3271 | 24.7717 | 51.4449
1 | 17 | 14 | -17.0884 | -30.5931 | 31.0239 | 21.7554 | -50.7011 | -73.0691 | 83.2908 | 64.548 | -85.4386 | -105.7061 | 129.1295 | 112.2207 | 5.0978 | 24.0686 | 50.2056
1 | 17 | 15 | -17.0109 | -30.4731 | 30.9097 | 21.5793 | -50.4713 | -72.7826 | 82.9856 | 64.0255 | -85.0512 | -105.2915 | 128.6575 | 111.3082 | 5.005 | 23.7573 | 49.6229
1 | 17 | 16 | -16.8556 | -30.2988 | 30.6529 | 21.243 | -50.0102 | -72.3661 | 82.2985 | 63.0278 | -84.2744 | -104.689 | 127.5943 | 109.5673 | 4.7416 | 22.9499 | 48.1981
1 | 17 | 17 | -16.4193 | -29.9415 | 30.0262 | 20.4543 | -48.7158 | -71.5129 | 80.6187 | 60.6877 | -82.093 | -103.4548 | 124.9924 | 105.4953 | 4.1197 | 21.0777 | 44.9398
1 | 17 | 18 | -15.9593 | -29.5498 | 29.5403 | 19.7135 | -47.3511 | -70.5774 | 79.3153 | 58.4896 | -79.7934 | -102.1014 | 122.9725 | 101.6696 | 3.7446 | 19.8764 | 42.7474
1 | 17 | 19 | -15.5147 | -29.1975 | 28.9435 | 18.9522 | -46.032 | -69.7358 | 77.7122 | 56.2308 | -77.5704 | -100.8839 | 120.4866 | 97.7395 | 3.1834 | 18.1753 | 39.7717
1 | 17 | 20 | -15.3742 | -29.1238 | 28.8082 | 18.787 | -45.6149 | -69.5598 | 77.3516 | 55.7409 | -76.8676 | -100.6293 | 119.9297 | 96.8887 | 3.0972 | 17.9178 | 39.3214
1 | 17 | 21 | -15.2072 | -29.0516 | 28.6847 | 18.5868 | -45.1195 | -69.3874 | 77.0192 | 55.1469 | -76.0327 | -100.3799 | 119.4136 | 95.8599 | 3.0127 | 17.6592 | 38.861
1 | 17 | 22 | -15.0175 | -28.9364 | 28.5367 | 18.3615 | -44.5568 | -69.1122 | 76.6211 | 54.4784 | -75.0845 | -99.9817 | 118.7959 | 94.701 | 2.9443 | 17.4305 | 38.4307
1 | 17 | 23 | -15.6094 | -29.3905 | 29.3536 | 19.3472 | -46.3129 | -70.1968 | 78.8107 | 57.4028 | -78.0439 | -101.5508 | 122.1874 | 99.7852 | 3.7008 | 19.7037 | 42.3779
1 | 18 | 0 | -16.1971 | -29.8495 | 30.0058 | 20.2278 | -48.0566 | -71.2931 | 80.557 | 60.0156 | -80.9822 | -103.1368 | 124.8909 | 104.3305 | 4.187 | 21.2229 | 45.1023
1 | 18 | 1 | -16.7983 | -30.3088 | 30.6917 | 21.1809 | -49.8402 | -72.3901 | 82.3987 | 62.8435 | -83.9879 | -104.7238 | 127.7464 | 109.2462 | 4.7655 | 23.0119 | 48.281
1 | 18 | 2 | -17.7037 | -31.1339 | 31.8476 | 22.6533 | -52.5267 | -74.3607 | 85.4917 | 67.212 | -88.515 | -107.5746 | 132.5328 | 116.8473 | 5.6633 | 25.8162 | 53.2906
1 | 18 | 3 | -18.6016 | -31.9633 | 33.2208 | 24.2669 | -55.1908 | -76.3416 | 89.168 | 71.9997 | -93.0043 | -110.4402 | 138.2239 | 125.1758 | 6.9229 | 29.6354 | 59.9551
1 | 18 | 4 | -19.5172 | -32.7926 | 34.4198 | 25.8117 | -57.9072 | -78.3223 | 92.376 | 76.5829 | -97.5818 | -113.3057 | 143.1881 | 133.149 | 7.9218 | 32.7293 | 65.4495
1 | 18 | 5 | -18.2884 | -31.9098 | 32.9601 | 23.868 | -54.2614 | -76.2139 | 88.4615 | 70.8159 | -91.4382 | -110.2555 | 137.1231 | 123.1251 | 6.6299 | 28.8021 | 58.5545
1 | 18 | 6 | -17.0422 | -31.0036 | 31.5275 | 21.9127 | -50.564 | -74.0496 | 84.6175 | 65.0147 | -85.2075 | -107.1245 | 131.1655 | 113.042 | 5.3944 | 25.0187 | 51.8756
1 | 18 | 7 | -15.8241 | -30.1222 | 30.2031 | 20.1011 | -46.95 | -71.9444 | 81.0662 | 59.6398 | -79.1174 | -104.079 | 125.6633 | 103.7002 | 4.3579 | 21.8117 | 46.1671
1 | 18 | 8 | -15.7406 | -30.0205 | 30.0521 | 19.9642 | -46.7021 | -71.7016 | 80.6621 | 59.2335 | -78.6996 | -103.7278 | 125.0379 | 102.9933 | 4.2552 | 21.492 | 45.6037
1 | 18 | 9 | -15.6371 | -29.9174 | 29.9916 | 19.8704 | -46.3952 | -71.4552 | 80.5019 | 58.9553 | -78.1825 | -103.3713 | 124.7913 | 102.5104 | 4.3074 | 21.6067 | 45.7478
1 | 18 | 10 | -15.5353 | -29.8154 | 29.6843 | 19.6098 | -46.093 | -71.2116 | 79.6806 | 58.1821 | -77.6732 | -103.0189 | 123.5211 | 101.1656 | 3.9435 | 20.5581 | 43.9946
1 | 18 | 11 | -17.2992 | -30.962 | 31.6067 | 22.2635 | -51.3265 | -73.9501 | 84.8425 | 66.0555 | -86.4924 | -106.9806 | 131.5244 | 114.8522 | 5.6091 | 25.6214 | 52.9037
1 | 18 | 12 | -19.0652 | -32.1136 | 33.4639 | 24.9238 | -56.5664 | -76.7007 | 89.8323 | 73.9487 | -95.3223 | -110.9597 | 139.2636 | 128.5697 | 7.2089 | 30.514 | 61.5512
1 | 18 | 13 | -20.793 | -33.2152 | 35.3493 | 27.6142 | -61.6927 | -79.3317 | 94.9044 | 81.931 | -103.9609 | -114.7659 | 147.1358 | 142.4402 | 8.9552 | 35.811 | 70.8492
1 | 18 | 14 | -22.3009 | -34.1741 | 36.941 | 29.8934 | -66.1665 | -81.6221 | 99.1821 | 88.6935 | -111.5 | -118.0794 | 153.7714 | 154.1865 | 10.3594 | 40.0869 | 78.3785
1 | 18 | 15 | -23.7466 | -35.0852 | 38.5795 | 32.2169 | -70.4558 | -83.7981 | 103.5921 | 95.5871 | -118.7281 | -121.2273 | 160.6176 | 166.1609 | 11.9645 | 44.9252 | 86.8231
1 | 18 | 16 | -25.2134 | -36.0062 | 40.2841 | 34.5878 | -74.8077 | -85.9979 | 108.1863 | 102.6215 | -126.0616 | -124.4096 | 167.755 | 178.3792 | 13.6523 | 50.0021 | 95.6629
1 | 18 | 17 | -26.9707 | -37.2647 | 42.5061 | 37.5947 | -80.0218 | -89.0038 | 114.1824 | 111.543 | -134.8481 | -128.7581 | 177.0765 | 193.8809 | 15.8654 | 56.6998 | 107.3512
1 | 18 | 18 | -28.722 | -38.5186 | 45.1841 | 40.8908 | -85.2178 | -91.9985 | 121.4201 | 121.3226 | -143.604 | -133.0905 | 188.3378 | 210.8799 | 18.8343 | 65.5265 | 122.5232
1 | 18 | 19 | -30.4945 | -39.7746 | 48.044 | 44.4221 | -90.4769 | -94.9983 | 129.1569 | 131.8 | -152.4664 | -137.4301 | 200.3816 | 229.0798 | 22.1971 | 75.4818 | 139.5649
1 | 18 | 20 | -31.6528 | -40.7329 | 50.3525 | 47.3587 | -93.9133 | -97.2872 | 135.4022 | 140.5127 | -158.2573 | -140.7414 | 210.1037 | 244.2473 | 25.3255 | 84.7144 | 155.3524
1 | 18 | 21 | -32.8191 | -41.6954 | 52.652 | 50.8136 | -97.3739 | -99.586 | 141.6336 | 150.7634 | -164.0888 | -144.067 | 219.8129 | 262.0956 | 28.9511 | 95.437 | 173.7526
1 | 18 | 22 | -33.9387 | -42.6 | 55.2123 | 55.0462 | -100.6957 | -101.7466 | 148.5776 | 163.3213 | -169.6865 | -147.1926 | 230.6372 | 283.9677 | 33.7198 | 109.4567 | 197.7258
1 | 18 | 23 | -34.5166 | -43.0244 | 56.421 | 56.16 | -102.4103 | -102.7601 | 151.8547 | 166.626 | -172.5759 | -148.6588 | 235.7447 | 289.6699 | 35.04 | 113.3102 | 204.1798
1 | 19 | 0 | -35.0623 | -43.4024 | 57.7375 | 57.9789 | -104.0293 | -103.6629 | 155.4171 | 172.0228 | -175.3042 | -149.9649 | 241.2911 | 299.0313 | 37.2518 | 119.7476 | 215.0533
1 | 19 | 1 | -35.6055 | -43.8159 | 58.5488 | 59.2784 | -105.6411 | -104.6506 | 157.6174 | 175.8782 | -178.0202 | -151.3937 | 244.7206 | 305.7019 | 38.4058 | 123.2039 | 221.0085
1 | 19 | 2 | -36.0393 | -44.2089 | 59.965 | 61.9249 | -106.928 | -105.5894 | 161.4516 | 183.7305 | -180.1889 | -152.7518 | 250.692 | 319.3877 | 41.6417 | 132.6647 | 237.139
1 | 19 | 3 | -36.4455 | -44.5961 | 61.2636 | 64.4734 | -108.1332 | -106.5142 | 164.9724 | 191.2918 | -182.2199 | -154.0897 | 256.1791 | 332.5653 | 44.6954 | 141.6167 | 252.4348
1 | 19 | 4 | -36.8691 | -44.9894 | 62.2585 | 66.5941 | -109.3902 | -107.4534 | 167.662 | 197.5838 | -184.338 | -155.4485 | 260.3644 | 343.5305 | 46.9941 | 148.4022 | 264.1085
1 | 19 | 5 | -33.8664 | -43.0296 | 56.0747 | 53.8775 | -100.4812 | -102.7726 | 150.8487 | 159.854 | -169.3252 | -148.6769 | 234.1214 | 277.917 | 33.0562 | 107.4488 | 194.0363
1 | 19 | 6 | -30.8657 | -41.1051 | 50.5478 | 46.1281 | -91.5781 | -98.1761 | 135.8288 | 136.8614 | -154.3222 | -142.0273 | 210.6835 | 237.948 | 24.7051 | 82.936 | 152.282
1 | 19 | 7 | -27.8577 | -39.143 | 45.8766 | 40.6771 | -82.6535 | -93.4898 | 123.1948 | 120.6886 | -139.283 | -135.2478 | 191.0184 | 209.8454 | 19.5531 | 67.74 | 126.3329
1 | 19 | 8 | -27.2938 | -38.7291 | 44.914 | 39.6134 | -80.9804 | -92.5013 | 120.6017 | 117.5324 | -136.4635 | -133.8178 | 186.991 | 204.3601 | 18.5044 | 64.6523 | 121.0697
1 | 19 | 9 | -26.7084 | -38.2994 | 43.9179 | 38.4593 | -79.2436 | -91.4749 | 117.9157 | 114.1083 | -133.5367 | -132.3329 | 182.8171 | 198.4106 | 17.3694 | 61.3057 | 115.3581
1 | 19 | 10 | -26.1396 | -37.8831 | 43.2635 | 37.5564 | -77.5559 | -90.4808 | 116.1578 | 111.4295 | -130.6926 | -130.8948 | 180.0907 | 193.7567 | 16.7972 | 59.5506 | 112.2599
1 | 19 | 11 | -27.1342 | -38.508 | 44.4011 | 39.196 | -80.5069 | -91.9731 | 119.2274 | 116.2941 | -135.6655 | -133.0537 | 184.8626 | 202.2109 | 17.955 | 63.0416 | 118.3543
1 | 19 | 12 | -28.1629 | -39.1302 | 45.8839 | 41.0457 | -83.5591 | -93.4592 | 123.2329 | 121.7822 | -140.8089 | -135.2036 | 191.093 | 211.742 | 19.6365 | 67.9968 | 126.8225
1 | 19 | 13 | -29.1305 | -39.7126 | 47.4068 | 42.8805 | -86.4299 | -94.8502 | 127.3573 | 127.2259 | -145.6467 | -137.2159 | 197.5173 | 221.2007 | 21.4442 | 73.3031 | 135.8553
1 | 19 | 14 | -30.2678 | -40.575 | 49.4253 | 45.1305 | -89.8042 | -96.9101 | 132.8143 | 133.9015 | -151.3328 | -140.1959 | 206.0091 | 232.8074 | 23.713 | 80.0015 | 147.2878
1 | 19 | 15 | -31.389 | -41.4314 | 51.4791 | 47.5748 | -93.1308 | -98.9555 | 138.3792 | 141.1538 | -156.9386 | -143.1549 | 214.6793 | 245.42 | 26.2335 | 87.4467 | 160.0058
1 | 19 | 16 | -32.5394 | -42.3283 | 54.2184 | 51.4544 | -96.5441 | -101.0976 | 145.8126 | 152.6647 | -162.6905 | -146.2538 | 226.2697 | 265.4655 | 30.8052 | 100.8356 | 182.791
1 | 19 | 17 | -33.5009 | -43.0991 | 56.449 | 55.9934 | -99.3969 | -102.9388 | 151.8792 | 166.1317 | -167.4979 | -148.9173 | 235.7404 | 288.9267 | 35.8423 | 115.6753 | 208.252
1 | 19 | 18 | -34.4414 | -43.8618 | 58.5778 | 60.7488 | -102.1872 | -104.7603 | 157.655 | 180.241 | -172.2 | -151.5525 | 244.7453 | 313.5008 | 41.0234 | 130.9484 | 234.4936
1 | 19 | 19 | -35.4137 | -44.6375 | 60.9912 | 65.9228 | -105.0721 | -106.6129 | 164.2059 | 195.592 | -177.0614 | -154.2325 | 254.9613 | 340.2336 | 46.8628 | 148.1129 | 263.901
1 | 19 | 20 | -34.7636 | -44.0711 | 59.3881 | 63.6518 | -103.1432 | -105.2601 | 159.8689 | 188.8541 | -173.8109 | -152.2755 | 248.2099 | 328.5042 | 44.2052 | 140.3197 | 250.6277
1 | 19 | 21 | -34.0827 | -43.4734 | 57.7266 | 61.2075 | -101.1229 | -103.8326 | 155.3757 | 181.6019 | -170.4065 | -150.2103 | 241.2166 | 315.8762 | 41.3781 | 132.0221 | 236.4761
1 | 19 | 22 | -33.4347 | -42.9075 | 56.2054 | 58.9414 | -99.2003 | -102.4811 | 151.2471 | 174.8783 | -167.1665 | -148.2552 | 234.7787 | 304.173 | 38.8046 | 124.444 | 223.5299
1 | 19 | 23 | -32.0611 | -41.6897 | 52.9234 | 53.8695 | -95.125 | -99.5725 | 142.3673 | 159.8303 | -160.2991 | -144.0474 | 220.9545 | 277.9631 | 33.0421 | 107.5001 | 194.5711
1 | 20 | 0 | -30.7022 | -40.4647 | 50.0008 | 50.0562 | -91.093 | -96.6467 | 134.4789 | 148.5161 | -153.5046 | -139.8148 | 208.6899 | 258.2695 | 28.89 | 95.2553 | 173.64
1 | 20 | 1 | -29.3263 | -39.2432 | 47.3507 | 46.4418 | -87.0107 | -93.7293 | 127.3292 | 137.7924 | -146.6254 | -135.5943 | 197.5761 | 239.6056 | 25.223 | 84.3816 | 154.9621
1 | 20 | 2 | -27.6198 | -37.9438 | 44.6588 | 41.8789 | -81.9477 | -90.6257 | 120.0551 | 124.2541 | -138.0934 | -131.1045 | 186.2594 | 216.0483 | 20.974 | 71.7359 | 133.1098
1 | 20 | 3 | -25.895 | -36.6063 | 41.9942 | 37.59 | -76.8302 | -87.4312 | 112.8641 | 111.5291 | -129.4698 | -126.4832 | 175.0798 | 193.9124 | 17.0828 | 60.1318 | 113.0392
1 | 20 | 4 | -24.1724 | -35.2657 | 39.2921 | 33.2844 | -71.7193 | -84.2292 | 105.5696 | 98.7544 | -120.8572 | -121.8509 | 163.7371 | 171.6766 | 13.1384 | 48.3755 | 92.7056
1 | 20 | 5 | -21.2026 | -33.262 | 35.6363 | 28.3848 | -62.9078 | -79.4435 | 95.7088 | 84.2174 | -106.0086 | -114.9276 | 148.4109 | 146.4132 | 9.5566 | 37.5749 | 73.8879
1 | 20 | 6 | -18.1991 | -31.2078 | 32.3012 | 23.6966 | -53.9965 | -74.5374 | 86.7408 | 70.3076 | -90.9918 | -107.8302 | 134.4956 | 122.2373 | 6.5909 | 28.5145 | 57.911
1 | 20 | 7 | -15.2128 | -29.1584 | 29.1206 | 19.2325 | -45.1361 | -69.6424 | 78.1962 | 57.0627 | -76.0607 | -100.7488 | 121.244 | 99.2168 | 3.982 | 20.4804 | 43.6513
1 | 20 | 8 | -13.941 | -28.2683 | 27.7652 | 17.3313 | -41.3627 | -67.5166 | 74.5571 | 51.4218 | -69.702 | -97.6734 | 115.6021 | 89.4068 | 2.8872 | 17.0997 | 37.6335
1 | 20 | 9 | -12.7417 | -27.4359 | 26.47 | 15.532 | -37.8045 | -65.5283 | 71.0802 | 46.0833 | -63.7059 | -94.7971 | 110.2117 | 80.1237 | 1.8245 | 13.8307 | 31.8324
1 | 20 | 10 | -11.447 | -26.5401 | 25.1668 | 13.7092 | -33.9632 | -63.389 | 67.5804 | 40.675 | -57.2329 | -91.7022 | 104.7849 | 70.7206 | 0.88885 | 10.9032 | 26.5705
1 | 20 | 11 | -11.7618 | -26.832 | 25.5059 | 14.1282 | -34.897 | -64.0861 | 68.4871 | 41.9183 | -58.8064 | -92.7107 | 106.1875 | 72.8818 | 1.0404 | 11.4222 | 27.5522
1 | 20 | 12 | -12.0283 | -27.0829 | 25.8875 | 14.5208 | -35.6877 | -64.6852 | 69.5046 | 43.0829 | -60.1389 | -93.5774 | 107.7592 | 74.9087 | 1.2972 | 12.2146 | 28.9516
1 | 20 | 13 | -12.3483 | -27.3747 | 26.1762 | 14.9324 | -36.6374 | -65.3821 | 70.2788 | 44.3041 | -61.7392 | -94.5856 | 108.9588 | 77.0315 | 1.3856 | 12.5634 | 29.6655
1 | 20 | 14 | -13.298 | -28.1708 | 27.2863 | 16.2967 | -39.4549 | -67.2836 | 73.2503 | 48.352 | -66.4871 | -97.3364 | 113.5583 | 84.07 | 2.1142 | 14.8638 | 33.8048
1 | 20 | 15 | -14.2311 | -28.9545 | 28.5405 | 17.7727 | -42.2236 | -69.1555 | 76.6106 | 52.7313 | -71.1528 | -100.0445 | 118.7622 | 91.6862 | 3.1275 | 17.9627 | 39.2511
1 | 20 | 16 | -15.2365 | -29.7952 | 29.7464 | 19.3058 | -45.2066 | -71.1635 | 79.8416 | 57.2799 | -76.1795 | -102.9493 | 123.7658 | 99.5987 | 4.0204 | 20.7514 | 44.2358
1 | 20 | 17 | -15.2822 | -29.8182 | 29.7711 | 19.3903 | -45.3422 | -71.2182 | 79.907 | 57.5307 | -76.4081 | -103.0285 | 123.8667 | 100.0356 | 4.0609 | 20.8772 | 44.4657
1 | 20 | 18 | -15.3811 | -29.8951 | 29.718 | 19.4962 | -45.6354 | -71.402 | 79.767 | 57.8449 | -76.9021 | -103.2943 | 123.6515 | 100.5863 | 3.938 | 20.5745 | 44.0414
1 | 20 | 19 | -15.4643 | -29.9341 | 29.8816 | 19.7068 | -45.8825 | -71.4951 | 80.2069 | 58.4699 | -77.3185 | -103.429 | 124.3341 | 101.6755 | 4.19 | 21.2992 | 45.2621
1 | 20 | 20 | -15.9356 | -30.2476 | 30.4997 | 20.481 | -47.2807 | -72.2439 | 81.8657 | 60.767 | -79.6748 | -104.5123 | 126.9055 | 105.6701 | 4.7975 | 23.108 | 48.3885
1 | 20 | 21 | -16.4468 | -30.571 | 30.9449 | 21.2158 | -48.7975 | -73.0164 | 83.0629 | 62.947 | -82.2307 | -105.6298 | 128.7631 | 109.4589 | 5.1429 | 24.196 | 50.3615
1 | 20 | 22 | -16.901 | -30.8716 | 31.328 | 21.8417 | -50.1451 | -73.7342 | 84.0944 | 64.8041 | -84.5016 | -106.6683 | 130.365 | 112.6873 | 5.3971 | 25.0193 | 51.8824
1 | 20 | 23 | -17.8075 | -31.494 | 32.3485 | 23.2339 | -52.8345 | -75.2209 | 86.8306 | 68.9348 | -89.0337 | -108.819 | 134.6038 | 119.8674 | 6.281 | 27.7099 | 56.6185
1 | 21 | 0 | -18.7094 | -32.1133 | 33.3913 | 24.7038 | -55.5107 | -76.6999 | 89.6308 | 73.2958 | -93.5434 | -110.9586 | 138.9457 | 127.4487 | 7.2724 | 30.716 | 61.8924
1 | 21 | 1 | -19.6153 | -32.7252 | 34.3006 | 26.0592 | -58.1984 | -78.1613 | 92.0724 | 77.3173 | -98.0726 | -113.0728 | 142.7312 | 134.4389 | 8.0194 | 33.03 | 66.0248
1 | 21 | 2 | -20.5475 | -33.3638 | 35.3943 | 27.6033 | -60.9642 | -79.6868 | 95.0129 | 81.8986 | -102.7333 | -115.2796 | 147.2936 | 142.4055 | 9.0863 | 36.2606 | 71.6862
1 | 21 | 3 | -21.4896 | -34.0027 | 36.5581 | 29.2084 | -63.7594 | -81.2127 | 98.1443 | 86.6611 | -107.4436 | -117.487 | 152.1541 | 150.686 | 10.2742 | 39.8334 | 77.9095
1 | 21 | 4 | -22.4254 | -34.6403 | 37.5982 | 30.7433 | -66.5357 | -82.7356 | 100.9452 | 91.2149 | -112.1222 | -119.6901 | 156.5035 | 158.6008 | 11.2758 | 42.8888 | 83.292
1 | 21 | 5 | -21.8514 | -34.2191 | 36.9753 | 29.8305 | -64.8327 | -81.7295 | 99.2696 | 88.5067 | -109.2524 | -118.2347 | 153.9032 | 153.8938 | 10.7353 | 41.2141 | 80.31
1 | 21 | 6 | -21.2943 | -33.8101 | 36.1963 | 28.8612 | -63.18 | -80.7527 | 97.1792 | 85.6308 | -106.4672 | -116.8216 | 150.6629 | 148.8907 | 9.9531 | 38.8773 | 76.2648
1 | 21 | 7 | -20.7119 | -33.39 | 35.642 | 27.9951 | -61.4518 | -79.7492 | 95.6862 | 83.0612 | -103.555 | -115.3699 | 148.3442 | 144.4241 | 9.5353 | 37.5464 | 73.8435
1 | 21 | 8 | -20.9909 | -33.5945 | 35.941 | 28.4264 | -62.2798 | -80.2378 | 96.491 | 84.3407 | -104.9502 | -116.0767 | 149.5938 | 146.6488 | 9.7819 | 38.3142 | 75.2156
1 | 21 | 9 | -21.2873 | -33.7627 | 36.2136 | 28.8745 | -63.1592 | -80.6395 | 97.2262 | 85.6702 | -106.4322 | -116.6578 | 150.7364 | 148.9589 | 10.038 | 39.0977 | 76.6052
1 | 21 | 10 | -21.5342 | -33.9227 | 36.5329 | 29.308 | -63.8917 | -81.0215 | 98.0859 | 86.9565 | -107.6666 | -117.2105 | 152.0712 | 151.193 | 10.3841 | 40.1292 | 78.3871
1 | 21 | 11 | -22.5203 | -34.5878 | 37.7515 | 31.0132 | -66.8176 | -82.6101 | 101.3669 | 92.0158 | -112.5971 | -119.5086 | 157.1659 | 159.9927 | 11.6565 | 43.955 | 85.0529
1 | 21 | 12 | -23.5563 | -35.2599 | 38.9374 | 32.7549 | -69.8914 | -84.2155 | 104.5774 | 97.1835 | -117.7769 | -121.8311 | 162.1653 | 168.9775 | 12.8761 | 47.654 | 91.5349
1 | 21 | 13 | -24.5565 | -35.9251 | 40.3877 | 34.6812 | -72.8589 | -85.8041 | 108.5039 | 102.8986 | -122.7775 | -124.1293 | 168.2804 | 178.9162 | 14.5873 | 52.7396 | 100.2898
1 | 21 | 14 | -25.723 | -36.7887 | 42.0161 | 37.2909 | -76.3198 | -87.8669 | 112.897 | 110.6416 | -128.6097 | -127.1134 | 175.1089 | 192.3919 | 16.7953 | 59.352 | 111.7778
1 | 21 | 15 | -26.8223 | -37.603 | 43.5787 | 39.8736 | -79.5815 | -89.8117 | 117.1087 | 118.3045 | -134.1061 | -129.9269 | 181.6526 | 205.7248 | 19.0269 | 66.02 | 123.3443
1 | 21 | 16 | -27.9696 | -38.441 | 45.2705 | 42.6509 | -82.9854 | -91.8131 | 121.6759 | 126.5446 | -139.8422 | -132.8222 | 188.7544 | 220.0611 | 21.5108 | 73.422 | 136.151
1 | 21 | 17 | -29.0973 | -39.3098 | 47.3754 | 45.6569 | -86.3312 | -93.8883 | 127.3544 | 135.4634 | -145.4804 | -135.8243 | 197.5807 | 235.5771 | 24.6252 | 82.5982 | 151.8531
1 | 21 | 18 | -30.1899 | -40.1527 | 49.2809 | 48.6199 | -89.5729 | -95.9013 | 132.5115 | 144.2546 | -150.9431 | -138.7365 | 205.6107 | 250.8781 | 27.5582 | 91.2918 | 166.8092
1 | 21 | 19 | -31.2889 | -40.9883 | 51.2502 | 51.7643 | -92.8339 | -97.8971 | 137.8457 | 153.5841 | -156.4383 | -141.6237 | 213.92 | 267.1111 | 30.7373 | 100.6988 | 182.969
1 | 21 | 20 | -31.911 | -41.4531 | 52.2492 | 53.279 | -94.6794 | -99.0073 | 140.5527 | 158.078 | -159.5483 | -143.2299 | 218.1376 | 274.9297 | 32.1641 | 104.944 | 190.2891
1 | 21 | 21 | -32.543 | -41.9442 | 53.5318 | 54.9935 | -96.5547 | -100.1804 | 144.0287 | 163.1651 | -162.7083 | -144.9268 | 223.5537 | 283.7775 | 34.0381 | 110.4588 | 199.6961
1 | 21 | 22 | -33.1648 | -42.4051 | 55.0762 | 57.1701 | -98.3997 | -101.2811 | 148.2154 | 169.623 | -165.8174 | -146.5193 | 230.0784 | 295.0105 | 36.6764 | 118.1577 | 212.7523
1 | 21 | 23 | -33.7056 | -42.8689 | 55.9236 | 58.6826 | -100.004 | -102.389 | 150.5083 | 174.1107 | -168.5209 | -148.1219 | 233.6479 | 302.8267 | 38.0318 | 122.226 | 219.8318
1 | 22 | 0 | -34.2054 | -43.2878 | 57.2876 | 61.0883 | -101.487 | -103.3893 | 154.1988 | 181.2483 | -171.0201 | -149.5691 | 239.3936 | 315.2675 | 40.8827 | 130.5708 | 234.072
1 | 22 | 1 | -34.7227 | -43.7155 | 58.68 | 63.6766 | -103.0218 | -104.4108 | 157.9776 | 188.9276 | -173.6063 | -151.0468 | 245.2859 | 328.6457 | 43.9185 | 139.4727 | 249.2785
1 | 22 | 2 | -34.923 | -43.8606 | 59.0701 | 64.2078 | -103.6161 | -104.7575 | 159.0283 | 190.5038 | -174.6079 | -151.5483 | 246.9178 | 331.3852 | 44.4943 | 141.1585 | 252.1469
1 | 22 | 3 | -35.1034 | -43.9589 | 59.287 | 64.5488 | -104.1514 | -104.9923 | 159.616 | 191.5155 | -175.5098 | -151.888 | 247.8332 | 333.1397 | 44.7735 | 141.9879 | 253.5751
1 | 22 | 4 | -35.3192 | -44.1019 | 59.6767 | 65.0886 | -104.7916 | -105.3337 | 160.6632 | 193.1171 | -176.5888 | -152.3819 | 249.4576 | 335.9232 | 45.3443 | 143.655 | 256.4102
1 | 22 | 5 | -33.872 | -43.0986 | 56.64 | 58.7617 | -100.4979 | -102.9375 | 152.4156 | 174.3453 | -169.3532 | -148.9154 | 236.5915 | 303.2367 | 38.4311 | 123.3255 | 221.5597
1 | 22 | 6 | -32.4282 | -42.1231 | 53.7756 | 53.165 | -96.2139 | -100.6077 | 144.6426 | 157.7399 | -162.1342 | -145.545 | 224.4716 | 274.3171 | 32.3893 | 105.5609 | 191.1096
1 | 22 | 7 | -30.9811 | -41.1564 | 51.0885 | 48.612 | -91.9204 | -98.2986 | 137.3447 | 144.2311 | -154.899 | -142.2045 | 213.0873 | 250.807 | 27.563 | 91.3568 | 166.7908
1 | 22 | 8 | -31.0095 | -41.1622 | 51.1333 | 48.7122 | -92.0049 | -98.3126 | 137.4593 | 144.5284 | -155.0413 | -142.2248 | 213.2603 | 251.3262 | 27.6737 | 91.6702 | 167.3203
1 | 22 | 9 | -31.0345 | -41.1725 | 50.8103 | 48.5999 | -92.079 | -98.3371 | 136.5802 | 144.1953 | -155.1662 | -142.2602 | 211.8873 | 250.7466 | 27.2032 | 90.3594 | 165.2075
1 | 22 | 10 | -31.0484 | -41.1727 | 50.8584 | 48.6433 | -92.1202 | -98.3376 | 136.7 | 144.3242 | -155.2356 | -142.261 | 212.0653 | 250.9712 | 27.2806 | 90.5664 | 165.5399
1 | 22 | 11 | -31.9717 | -41.6942 | 52.5168 | 51.5025 | -94.8597 | -99.5831 | 141.2098 | 152.8074 | -159.8521 | -144.0628 | 219.105 | 265.7251 | 30.3534 | 99.5744 | 180.9152
1 | 22 | 12 | -32.9175 | -42.225 | 54.0383 | 54.5291 | -97.6657 | -100.8508 | 145.3622 | 161.7873 | -164.5805 | -145.8968 | 225.5991 | 281.3448 | 33.425 | 108.633 | 196.4667
1 | 22 | 13 | -33.7917 | -42.6978 | 55.719 | 57.443 | -100.2594 | -101.9801 | 149.9424 | 170.4326 | -168.9514 | -147.5305 | 232.7567 | 296.3849 | 36.6726 | 118.1354 | 212.6597
1 | 22 | 14 | -34.9425 | -43.5995 | 58.2595 | 61.9406 | -103.6741 | -104.1338 | 156.8394 | 183.7771 | -174.7056 | -150.6461 | 243.5136 | 319.6312 | 41.6581 | 132.8086 | 237.7932
1 | 22 | 15 | -36.0803 | -44.4928 | 60.8943 | 67.3159 | -107.0498 | -106.2673 | 163.9913 | 199.7255 | -180.394 | -153.7325 | 254.6666 | 347.3958 | 47.6372 | 150.3998 | 267.9359
1 | 22 | 16 | -37.2395 | -45.3976 | 63.5859 | 72.7601 | -110.4892 | -108.4284 | 171.2963 | 215.8785 | -186.1899 | -156.8589 | 266.0581 | 375.5089 | 53.7089 | 168.2572 | 298.5181
1 | 22 | 17 | -38.2169 | -46.2264 | 66.4071 | 77.5203 | -113.3889 | -110.4079 | 178.9083 | 230.0018 | -191.0765 | -159.7225 | 277.8908 | 400.0779 | 59.4842 | 185.1133 | 327.1697
1 | 22 | 18 | -39.1199 | -47.012 | 68.8075 | 81.986 | -116.0683 | -112.2842 | 185.3941 | 243.2514 | -195.5916 | -162.437 | 287.9807 | 423.1266 | 64.6616 | 200.293 | 353.0787
1 | 22 | 19 | -40.0301 | -47.8022 | 71.194 | 86.4702 | -118.7689 | -114.1717 | 191.8355 | 256.5561 | -200.1425 | -165.1675 | 297.9957 | 446.289 | 69.8319 | 215.451 | 378.9747
1 | 22 | 20 | -40.0717 | -47.7223 | 71.094 | 86.6725 | -118.8921 | -113.9807 | 191.5945 | 257.1561 | -200.3501 | -164.8912 | 297.6451 | 447.3129 | 69.9726 | 215.8779 | 379.7167
1 | 22 | 21 | -40.0922 | -47.6444 | 70.8913 | 86.8406 | -118.9531 | -113.7948 | 191.0753 | 257.6549 | -200.4528 | -164.6223 | 296.8611 | 448.1655 | 69.9952 | 215.9823 | 379.9515
1 | 22 | 22 | -40.1141 | -47.559 | 70.7696 | 87.0706 | -119.0181 | -113.5907 | 190.772 | 258.3374 | -200.5624 | -164.3269 | 296.4103 | 449.3551 | 70.1671 | 216.5006 | 380.8761
1 | 22 | 23 | -38.5297 | -46.3647 | 66.9568 | 79.7327 | -114.3171 | -110.7384 | 180.4436 | 236.5658 | -192.6405 | -160.2006 | 280.3206 | 411.4706 | 61.7951 | 191.954 | 338.9501
1 | 23 | 0 | -36.9348 | -45.1635 | 63.092 | 72.2294 | -109.5849 | -107.8694 | 169.977 | 214.3038 | -184.6662 | -156.0502 | 264.0182 | 372.7364 | 53.2231 | 166.8265 | 296.0382
1 | 23 | 1 | -35.304 | -43.9314 | 59.6674 | 65.1364 | -104.7466 | -104.9265 | 160.6809 | 193.259 | -176.5128 | -151.7929 | 249.5207 | 336.1226 | 45.5684 | 144.2668 | 257.3376
1 | 23 | 2 | -33.445 | -42.4005 | 55.4385 | 57.1406 | -99.2309 | -101.2702 | 149.2181 | 169.5354 | -167.2182 | -146.5034 | 231.658 | 294.8108 | 36.7335 | 118.2523 | 212.7471
1 | 23 | 3 | -31.6135 | -40.8753 | 51.5103 | 51.6027 | -93.7969 | -97.6272 | 138.5746 | 153.1047 | -158.0611 | -141.2333 | 215.0756 | 266.2171 | 30.6242 | 100.2551 | 181.9983
1 | 23 | 4 | -29.7261 | -39.3047 | 47.9088 | 46.3228 | -88.1969 | -93.876 | 128.832 | 137.4393 | -148.6244 | -135.8065 | 199.9097 | 238.9512 | 25.2009 | 84.1983 | 154.43
1 | 23 | 5 | -27.0081 | -37.4387 | 43.4102 | 38.8983 | -80.1327 | -89.4194 | 116.6546 | 115.4107 | -135.035 | -129.3593 | 180.9471 | 200.6297 | 17.8616 | 62.5132 | 117.1824
1 | 23 | 6 | -24.3153 | -35.5903 | 39.6126 | 33.644 | -72.1431 | -85.0045 | 106.3971 | 99.8213 | -121.5714 | -122.9726 | 164.9925 | 173.5245 | 13.351 | 49.0707 | 93.9729
1 | 23 | 7 | -21.5705 | -33.6898 | 36.2041 | 28.9937 | -63.9993 | -80.4653 | 97.2121 | 86.0238 | -107.8479 | -116.4058 | 150.7241 | 149.5416 | 9.9375 | 38.7713 | 76.012
1 | 23 | 8 | -19.7093 | -32.3415 | 34.0762 | 26.0086 | -58.4774 | -77.2451 | 91.4936 | 77.1673 | -98.5427 | -111.7473 | 141.8536 | 134.1475 | 8.034 | 32.9384 | 65.7111
1 | 23 | 9 | -17.8316 | -30.9583 | 31.8463 | 23.0387 | -52.9062 | -73.9413 | 85.5105 | 68.3556 | -89.1545 | -106.9679 | 132.5806 | 118.8274 | 6.0951 | 27.0185 | 55.2857
1 | 23 | 10 | -15.9956 | -29.6068 | 29.9276 | 20.317 | -47.4587 | -70.7134 | 80.3613 | 60.2802 | -79.9746 | -102.2981 | 124.5994 | 104.7887 | 4.6422 | 22.4695 | 47.1154
1 | 23 | 11 | -14.8023 | -28.7636 | 28.5913 | 18.4206 | -43.9183 | -68.6996 | 76.7745 | 54.6537 | -74.0086 | -99.3849 | 119.0395 | 95.004 | 3.4459 | 18.8103 | 40.6499
1 | 23 | 12 | -13.6099 | -27.9168 | 27.2648 | 16.5757 | -40.3804 | -66.6769 | 73.2159 | 49.1799 | -68.0468 | -96.4587 | 113.5243 | 85.4854 | 2.3139 | 15.3385 | 34.5042
1 | 23 | 13 | -12.4263 | -27.0748 | 26.0153 | 14.8166 | -36.8687 | -64.6659 | 69.8631 | 43.9606 | -62.1291 | -93.5495 | 108.328 | 76.4083 | 1.3308 | 12.2891 | 29.0577
1 | 23 | 14 | -11.2988 | -26.4197 | 25.1703 | 13.4416 | -33.5235 | -63.1012 | 67.5894 | 39.8809 | -56.4919 | -91.2859 | 104.7988 | 69.3233 | 0.89332 | 10.8457 | 26.3444
1 | 23 | 15 | -10.1996 | -25.761 | 24.0929 | 11.9895 | -30.262 | -61.5281 | 64.6928 | 35.5726 | -50.9957 | -89.0102 | 100.3046 | 61.8376 | 0.12176 | 8.4753 | 22.1363
1 | 23 | 16 | -9.1005 | -25.1032 | 23.2479 | 10.7274 | -27.0009 | -59.9568 | 62.4213 | 31.8279 | -45.5004 | -86.7371 | 96.7806 | 55.3341 | -0.22841 | 7.2915 | 19.8772
1 | 23 | 17 | -7.9259 | -24.3605 | 22.209 | 9.4742 | -23.516 | -58.1831 | 59.6322 | 28.1099 | -39.6279 | -84.171 | 92.4564 | 48.8831 | -0.60315 | 6.043 | 17.5406
1 | 23 | 18 | -6.7955 | -23.6192 | 21.228 | 8.3155 | -20.1622 | -56.4125 | 56.9991 | 24.672 | -33.9762 | -81.6096 | 88.3748 | 42.9171 | -0.87117 | 5.0964 | 15.7061
1 | 23 | 19 | -6.092 | -22.8626 | 20.394 | 7.4193 | -18.0749 | -54.6055 | 54.7596 | 22.013 | -30.4587 | -78.9956 | 84.9026 | 38.2929 | -1.1414 | 4.0922 | 13.7412
1 | 23 | 20 | -6.0939 | -23.0076 | 20.4969 | 7.4803 | -18.0805 | -54.9518 | 55.0308 | 22.194 | -30.4682 | -79.4965 | 85.3187 | 38.6106 | -1.1243 | 4.1926 | 13.9647
1 | 23 | 21 | -6.0955 | -23.1495 | 20.5659 | 7.5272 | -18.0852 | -55.2907 | 55.2117 | 22.3331 | -30.4761 | -79.9868 | 85.5956 | 38.855 | -1.1519 | 4.1689 | 13.9877
1 | 23 | 22 | -6.1308 | -23.3155 | 20.8407 | 7.692 | -18.1899 | -55.6872 | 55.9437 | 22.8221 | -30.6526 | -80.5604 | 86.7255 | 39.7088 | -0.91359 | 4.8886 | 15.2212
1 | 23 | 23 | -6.1801 | -23.4332 | 20.9569 | 7.6752 | -18.3363 | -55.9682 | 56.2598 | 22.7722 | -30.8992 | -80.967 | 87.2191 | 39.6217 | -0.98123 | 4.7275 | 14.9746
1 | 24 | 0 | -6.5668 | -23.506 | 20.9639 | 7.7808 | -19.4836 | -56.1421 | 56.2864 | 23.0856 | -32.8326 | -81.2184 | 87.2668 | 40.1538 | -1.3281 | 3.7463 | 13.3697
1 | 24 | 1 | -7.0154 | -23.6392 | 21.1968 | 8.1454 | -20.8145 | -56.4602 | 56.9177 | 24.1673 | -35.0754 | -81.6787 | 88.2506 | 42.0272 | -1.3124 | 3.8103 | 13.5238
1 | 24 | 2 | -7.7796 | -24.2472 | 22.0162 | 9.1561 | -23.0819 | -57.9124 | 59.1134 | 27.166 | -38.8963 | -83.7795 | 91.6513 | 47.2428 | -0.85447 | 5.2852 | 16.2183
1 | 24 | 3 | -8.5349 | -24.8214 | 22.6596 | 10.0819 | -25.3229 | -59.2838 | 60.8358 | 29.913 | -42.6727 | -85.7634 | 94.3175 | 52.0196 | -0.61475 | 6.1421 | 17.901
1 | 24 | 4 | -9.2694 | -25.3994 | 23.4828 | 11.1124 | -27.502 | -60.6644 | 63.042 | 32.9704 | -46.3449 | -87.7606 | 97.7344 | 57.3379 | -0.073505 | 7.846 | 20.9668
1 | 24 | 5 | -8.059 | -24.3425 | 22.1017 | 9.3838 | -23.911 | -58.14 | 59.3409 | 27.8416 | -40.2935 | -84.1087 | 92.002 | 48.4144 | -0.91595 | 5.1315 | 16.0142
1 | 24 | 6 | -6.8254 | -23.2614 | 20.7325 | 7.7319 | -20.2508 | -55.558 | 55.6757 | 22.9406 | -34.1254 | -80.3735 | 86.3287 | 39.8881 | -1.6224 | 2.8075 | 11.718
1 | 24 | 7 | -5.5724 | -22.1722 | 19.4194 | 6.1168 | -16.5333 | -52.9564 | 52.1567 | 18.1485 | -27.861 | -76.6098 | 80.8785 | 31.5503 | -2.2084 | 0.81546 | 7.9579
1 | 24 | 8 | -5.419 | -22.0327 | 19.3201 | 5.9232 | -16.0782 | -52.6233 | 51.89 | 17.5741 | -27.094 | -76.128 | 80.4649 | 30.5505 | -2.2084 | 0.7626 | 7.7934
1 | 24 | 9 | -5.2133 | -21.8432 | 19.0018 | 5.6231 | -15.4678 | -52.1708 | 51.0374 | 16.6838 | -26.0655 | -75.4733 | 79.1446 | 29.0009 | -2.4316 | 0.082604 | 6.6067
1 | 24 | 10 | -5.0521 | -21.6942 | 18.8645 | 5.4161 | -14.9897 | -51.8148 | 50.6668 | 16.0695 | -25.2597 | -74.9584 | 78.5686 | 27.9313 | -2.4658 | -0.06811 | 6.2819
1 | 24 | 11 | -6.6367 | -22.8719 | 20.2983 | 7.328 | -19.6909 | -54.6276 | 54.5137 | 21.742 | -33.182 | -79.0274 | 84.5304 | 37.7957 | -1.8822 | 1.9372 | 10.1167
1 | 24 | 12 | -8.2277 | -24.0472 | 21.8692 | 9.3315 | -24.4116 | -57.4347 | 58.7263 | 27.6865 | -41.137 | -83.0884 | 91.0574 | 48.1319 | -1.0742 | 4.5666 | 14.9638
1 | 24 | 13 | -9.8591 | -25.2737 | 23.4053 | 11.4547 | -29.2519 | -60.364 | 62.8438 | 33.9858 | -49.2936 | -87.3262 | 97.4354 | 59.0876 | -0.27281 | 7.2137 | 19.9032
1 | 24 | 14 | -11.7625 | -26.6935 | 25.3884 | 13.9943 | -34.8991 | -63.7553 | 68.1627 | 41.521 | -58.81 | -92.2322 | 105.6772 | 72.1855 | 0.92669 | 11.0292 | 26.8205
1 | 24 | 15 | -13.7024 | -28.1564 | 27.4772 | 16.733 | -40.6547 | -67.2493 | 73.7657 | 49.6466 | -68.509 | -97.2868 | 114.3599 | 86.3114 | 2.3514 | 15.5083 | 34.8755
1 | 24 | 16 | -15.5844 | -29.5785 | 29.4368 | 19.4098 | -46.2387 | -70.6459 | 79.0187 | 57.5888 | -77.9188 | -102.2005 | 122.4971 | 100.1183 | 3.6837 | 19.7228 | 42.496
1 | 24 | 17 | -17.8792 | -31.3461 | 32.1913 | 23.0016 | -53.0475 | -74.8675 | 86.4004 | 68.2455 | -89.3926 | -108.3078 | 133.93 | 118.6468 | 5.9676 | 26.7309 | 54.8765
1 | 24 | 18 | -20.2198 | -33.174 | 35.0006 | 26.7765 | -59.9918 | -79.2333 | 93.936 | 79.4456 | -101.0947 | -114.6235 | 145.6073 | 138.1221 | 8.3834 | 34.1565 | 68.0112
1 | 24 | 19 | -22.4861 | -34.9508 | 37.8424 | 30.579 | -66.7159 | -83.4772 | 101.5628 | 90.7274 | -112.4258 | -120.763 | 157.4293 | 157.7385 | 10.9845 | 42.0971 | 81.979
1 | 24 | 20 | -23.9543 | -36.0157 | 39.8886 | 33.2535 | -71.072 | -86.0207 | 107.0676 | 98.6627 | -119.7664 | -124.4425 | 165.9732 | 171.5388 | 13.1721 | 48.6377 | 93.3031
1 | 24 | 21 | -25.4043 | -37.0881 | 41.752 | 35.8038 | -75.3743 | -88.5819 | 112.0827 | 106.2294 | -127.0164 | -128.1478 | 173.7584 | 184.6979 | 15.0634 | 54.3559 | 103.2921
1 | 24 | 22 | -26.849 | -38.148 | 43.8987 | 38.5508 | -79.6606 | -91.1133 | 117.8596 | 114.3797 | -134.2395 | -131.8099 | 182.7261 | 198.8755 | 17.4526 | 61.4654 | 115.5523
1 | 24 | 23 | -27.5106 | -38.5975 | 44.6842 | 39.7147 | -81.6237 | -92.1871 | 119.9822 | 117.8329 | -137.5475 | -133.3632 | 186.0285 | 204.8776 | 18.2906 | 64.0043 | 119.9954
1 | 25 | 0 | -28.1397 | -39.0304 | 45.7187 | 41.0885 | -83.49 | -93.2209 | 122.7751 | 121.9091 | -140.6925 | -134.8589 | 190.3714 | 211.9696 | 19.6371 | 67.9733 | 126.7896
1 | 25 | 1 | -28.7544 | -39.4251 | 46.4944 | 42.1896 | -85.3138 | -94.1637 | 124.8743 | 125.176 | -143.766 | -136.2227 | 193.6397 | 217.6502 | 20.5045 | 70.5728 | 131.3013
1 | 25 | 2 | -29.0715 | -39.6344 | 46.9069 | 42.7592 | -86.2548 | -94.6635 | 125.9847 | 126.866 | -145.3516 | -136.9457 | 195.3636 | 220.5864 | 20.9602 | 71.9324 | 133.6527
1 | 25 | 3 | -29.427 | -39.8573 | 47.3593 | 43.3694 | -87.3095 | -95.1959 | 127.2024 | 128.6764 | -147.1289 | -137.716 | 197.2541 | 223.7325 | 21.4444 | 73.3733 | 136.1416
1 | 25 | 4 | -29.7765 | -40.1121 | 47.9547 | 44.0747 | -88.3465 | -95.8044 | 128.8094 | 130.7691 | -148.8763 | -138.5962 | 199.7526 | 227.3693 | 22.1409 | 75.4277 | 139.6494
1 | 25 | 5 | -29.3117 | -39.7405 | 47.224 | 43.1896 | -86.9676 | -94.917 | 126.8354 | 128.1431 | -146.5527 | -137.3125 | 196.6821 | 222.8041 | 21.3614 | 73.0939 | 135.6209
1 | 25 | 6 | -28.867 | -39.38 | 46.4257 | 42.2759 | -85.6481 | -94.0559 | 124.6806 | 125.432 | -144.3292 | -136.0669 | 193.3318 | 218.0891 | 20.4545 | 70.4086 | 131.0248
1 | 25 | 7 | -28.4336 | -39.0496 | 45.7861 | 41.5061 | -84.3622 | -93.2668 | 122.9542 | 123.1482 | -142.1623 | -134.9253 | 190.6476 | 214.1165 | 19.809 | 68.4734 | 127.6765
1 | 25 | 8 | -27.9965 | -38.6846 | 44.9595 | 40.5642 | -83.0652 | -92.395 | 120.73 | 120.3534 | -139.9766 | -133.6641 | 187.1951 | 209.2538 | 18.8426 | 65.6232 | 122.8082
1 | 25 | 9 | -27.5757 | -38.3532 | 44.4511 | 39.8234 | -81.8166 | -91.6035 | 119.359 | 118.1556 | -137.8726 | -132.519 | 185.0642 | 205.4315 | 18.3457 | 64.0945 | 120.1041
1 | 25 | 10 | -27.123 | -37.9855 | 43.6505 | 38.849 | -80.4736 | -90.7252 | 117.2031 | 115.2645 | -135.6095 | -131.2484 | 181.7164 | 200.4062 | 17.391 | 61.2687 | 115.2648
1 | 25 | 11 | -28.1232 | -38.7546 | 45.2573 | 40.8116 | -83.4413 | -92.5623 | 121.5256 | 121.0875 | -140.6104 | -133.906 | 188.4253 | 210.5323 | 19.191 | 66.6096 | 124.4411
1 | 25 | 12 | -29.1184 | -39.5285 | 46.9425 | 42.7812 | -86.3938 | -94.4106 | 126.0676 | 126.9312 | -145.5859 | -136.5799 | 195.4818 | 220.6934 | 21.0768 | 72.1944 | 134.0094
1 | 25 | 13 | -30.0627 | -40.241 | 48.6001 | 44.8358 | -89.1955 | -96.1123 | 130.545 | 133.0272 | -150.3071 | -139.0417 | 202.446 | 231.2992 | 23.1322 | 78.2644 | 144.3964
1 | 25 | 14 | -31.1645 | -41.0737 | 50.5623 | 47.2258 | -92.4645 | -98.101 | 135.8552 | 140.1184 | -155.8159 | -141.9187 | 210.714 | 243.6371 | 25.55 | 85.408 | 156.6164
1 | 25 | 15 | -32.2249 | -41.8969 | 52.6668 | 49.772 | -95.611 | -100.0673 | 141.5507 | 147.6729 | -161.1182 | -144.7632 | 219.5818 | 256.7784 | 28.3169 | 93.5452 | 170.4789
1 | 25 | 16 | -33.322 | -42.7257 | 54.9501 | 52.5637 | -98.8661 | -102.0469 | 147.7414 | 155.956 | -166.6034 | -147.627 | 229.2302 | 271.182 | 31.4661 | 102.7844 | 186.1818
1 | 25 | 17 | -34.6621 | -43.7888 | 58.2772 | 58.2027 | -102.842 | -104.586 | 156.7734 | 172.6867 | -173.3034 | -151.3003 | 243.3165 | 300.3246 | 38.0289 | 122.032 | 219.0373
1 | 25 | 18 | -36.0526 | -44.8944 | 61.3648 | 64.9525 | -106.9676 | -107.2265 | 165.1632 | 192.7132 | -180.2556 | -155.1201 | 256.4075 | 335.1942 | 45.3703 | 143.6824 | 256.2259
1 | 25 | 19 | -37.3824 | -45.9546 | 64.8587 | 72.0895 | -110.9132 | -109.7589 | 174.6328 | 213.8885 | -186.9045 | -158.7836 | 271.1633 | 372.0625 | 53.611 | 167.8492 | 297.5377
1 | 25 | 20 | -37.6227 | -46.1538 | 65.4031 | 73.2253 | -111.626 | -110.2344 | 176.1119 | 217.2586 | -188.1057 | -159.4716 | 273.4711 | 377.9333 | 54.852 | 171.51 | 303.8271
1 | 25 | 21 | -37.805 | -46.3041 | 65.7825 | 74.0201 | -112.167 | -110.5936 | 177.1395 | 219.6168 | -189.0174 | -159.9912 | 275.0719 | 382.0348 | 55.6934 | 173.9957 | 308.0982
1 | 25 | 22 | -38.0241 | -46.4999 | 66.6634 | 75.4489 | -112.817 | -111.0611 | 179.5171 | 223.856 | -190.1127 | -160.6675 | 278.7685 | 389.4189 | 57.5883 | 179.495 | 317.4071
1 | 25 | 23 | -38.3076 | -46.6892 | 67.1692 | 76.6232 | -113.658 | -111.5132 | 180.8937 | 227.34 | -191.5299 | -161.3216 | 280.9181 | 395.4684 | 58.7956 | 183.0624 | 323.535
1 | 26 | 0 | -38.556 | -46.876 | 67.6582 | 77.6345 | -114.395 | -111.9596 | 182.2268 | 230.3405 | -192.7719 | -161.9673 | 283.0018 | 400.6874 | 59.8607 | 186.2127 | 328.95
1 | 26 | 1 | -38.837 | -47.0748 | 68.1121 | 78.7318 | -115.2288 | -112.4343 | 183.4584 | 233.5963 | -194.1769 | -162.6541 | 284.9221 | 406.3536 | 60.9322 | 189.3916 | 334.4448
1 | 26 | 2 | -39.1399 | -47.3772 | 69.4292 | 80.8569 | -116.1276 | -113.1565 | 187.0172 | 239.9015 | -195.6916 | -163.6989 | 290.4587 | 417.321 | 63.769 | 197.6346 | 348.3893
1 | 26 | 3 | -39.4722 | -47.6831 | 70.0432 | 82.0286 | -117.1135 | -113.8873 | 188.6762 | 243.3779 | -197.353 | -164.756 | 293.0395 | 423.3665 | 64.9164 | 201.0533 | 354.297
1 | 26 | 4 | -39.8219 | -48.0293 | 71.3319 | 84.1226 | -118.151 | -114.714 | 192.1575 | 249.5906 | -199.1012 | -165.952 | 298.4547 | 434.1865 | 67.6033 | 208.8832 | 367.5881
1 | 26 | 5 | -38.4329 | -46.9846 | 68.0608 | 77.2924 | -114.03 | -112.219 | 183.2945 | 229.3256 | -192.1567 | -162.3426 | 284.6462 | 398.9213 | 59.9356 | 186.3711 | 329.0682
1 | 26 | 6 | -37.0968 | -45.9851 | 64.8518 | 70.6757 | -110.0656 | -109.8316 | 174.5974 | 209.6941 | -185.4762 | -158.8889 | 271.0942 | 364.768 | 52.4457 | 164.3942 | 291.4972
1 | 26 | 7 | -35.7422 | -44.9851 | 61.3688 | 63.6038 | -106.0465 | -107.4432 | 165.1544 | 188.7117 | -178.7035 | -155.4336 | 256.3773 | 328.2427 | 44.2454 | 140.3763 | 250.4828
1 | 26 | 8 | -34.352 | -43.902 | 58.2211 | 57.4279 | -101.9221 | -104.8564 | 156.6209 | 170.3878 | -171.7532 | -151.6915 | 243.0784 | 296.3429 | 37.3948 | 120.2301 | 215.9766
1 | 26 | 9 | -33.0034 | -42.8673 | 54.8549 | 51.6018 | -97.9205 | -102.3851 | 147.4787 | 153.102 | -165.01 | -148.1163 | 228.817 | 266.2243 | 30.586 | 100.275 | 181.9149
1 | 26 | 10 | -31.5973 | -41.7861 | 52.1083 | 48.2159 | -93.7488 | -99.8027 | 140.0377 | 143.0561 | -157.9801 | -144.3804 | 217.225 | 248.7477 | 26.9408 | 89.5423 | 163.6121
1 | 26 | 11 | -31.5944 | -41.7665 | 52.0777 | 48.2462 | -93.7403 | -99.7558 | 139.9513 | 143.1459 | -157.9656 | -144.3126 | 217.0873 | 248.9019 | 26.963 | 89.6012 | 163.711
1 | 26 | 12 | -31.5757 | -41.7108 | 52.0642 | 48.2424 | -93.6847 | -99.6229 | 139.9156 | 143.1346 | -157.872 | -144.1204 | 217.0325 | 248.8793 | 27.0201 | 89.7426 | 163.9194
1 | 26 | 13 | -31.5822 | -41.691 | 52.1996 | 48.5349 | -93.7041 | -99.5755 | 140.2856 | 144.0024 | -157.9047 | -144.0518 | 217.6114 | 250.3927 | 27.4613 | 91.0084 | 166.0476
1 | 26 | 14 | -32.4148 | -42.3205 | 53.5775 | 50.5564 | -96.1744 | -101.0789 | 144.0226 | 150.0002 | -162.0675 | -146.2267 | 223.4365 | 260.8283 | 29.3986 | 96.7694 | 175.9706
1 | 26 | 15 | -33.257 | -42.9405 | 55.3872 | 52.921 | -98.673 | -102.5599 | 148.9277 | 157.0158 | -166.278 | -148.3692 | 231.0801 | 273.0338 | 32.1107 | 104.7106 | 189.4666
1 | 26 | 16 | -34.0812 | -43.5632 | 57.3534 | 56.5195 | -101.1184 | -104.047 | 154.2676 | 167.6928 | -170.3989 | -150.5205 | 239.4101 | 291.6309 | 36.2286 | 116.7949 | 210.1216
1 | 26 | 17 | -35.4136 | -44.5427 | 60.2383 | 62.4243 | -105.0718 | -106.3867 | 162.0984 | 185.212 | -177.0609 | -153.9052 | 251.6222 | 322.137 | 42.7061 | 135.8519 | 242.7931
1 | 26 | 18 | -36.6979 | -45.4757 | 63.1465 | 68.3685 | -108.8823 | -108.6149 | 169.9904 | 202.8484 | -183.4822 | -157.1288 | 263.9279 | 352.8309 | 49.3413 | 155.3416 | 276.1479
1 | 26 | 19 | -38.0238 | -46.4561 | 66.2566 | 74.9452 | -112.8161 | -110.9566 | 178.4275 | 222.3615 | -190.1111 | -160.5164 | 277.0812 | 386.7891 | 56.7219 | 177.0163 | 313.2428
1 | 26 | 20 | -38.4728 | -46.763 | 67.4796 | 77.1723 | -114.1484 | -111.6895 | 181.7418 | 228.9693 | -192.3562 | -161.5766 | 282.2454 | 398.2903 | 59.4161 | 184.8732 | 326.6029
1 | 26 | 21 | -38.9856 | -47.1125 | 68.4519 | 79.3422 | -115.6698 | -112.5244 | 184.3902 | 235.4073 | -194.9201 | -162.7844 | 286.3832 | 409.478 | 61.6959 | 191.6033 | 338.1568
1 | 26 | 22 | -39.4339 | -47.4119 | 69.7264 | 81.8364 | -117 | -113.2394 | 187.8537 | 242.8076 | -197.1617 | -163.8188 | 291.7876 | 422.3592 | 64.7169 | 200.4218 | 353.1663
1 | 26 | 23 | -39.4878 | -47.4415 | 69.8118 | 82.004 | -117.1599 | -113.3102 | 188.0812 | 243.305 | -197.4311 | -163.9212 | 292.1389 | 423.2156 | 64.8865 | 200.9161 | 354.0022
1 | 27 | 0 | -39.5887 | -47.5119 | 69.9579 | 82.3183 | -117.4593 | -113.4782 | 188.4753 | 244.2374 | -197.9356 | -164.1643 | 292.7514 | 424.8219 | 65.1756 | 201.7752 | 355.4734
1 | 27 | 1 | -39.6802 | -47.5546 | 70.0512 | 82.5302 | -117.7307 | -113.5801 | 188.7289 | 244.8662 | -198.393 | -164.3117 | 293.1472 | 425.9082 | 65.3466 | 202.2842 | 356.3507
1 | 27 | 2 | -39.1364 | -47.1143 | 68.8671 | 79.9187 | -116.1172 | -112.5287 | 185.5253 | 237.1177 | -195.674 | -162.7907 | 288.1599 | 412.4283 | 62.5351 | 193.9971 | 342.1236
1 | 27 | 3 | -38.6392 | -46.6956 | 67.4726 | 77.3305 | -114.6422 | -111.5286 | 181.7553 | 229.4386 | -193.1883 | -161.3439 | 282.2932 | 399.0584 | 59.4682 | 185.0231 | 326.8194
1 | 27 | 4 | -38.1031 | -46.2641 | 66.4028 | 75.0991 | -113.0515 | -110.4979 | 178.8608 | 222.8182 | -190.5079 | -159.8528 | 277.7871 | 387.5416 | 57.1348 | 178.1296 | 314.968
1 | 27 | 5 | -33.6661 | -42.8738 | 55.6675 | 55.0163 | -99.8869 | -102.4005 | 149.7607 | 163.2327 | -168.3237 | -148.1386 | 232.4388 | 283.8332 | 34.1439 | 110.7059 | 199.8098
1 | 27 | 6 | -29.1842 | -39.4389 | 47.1614 | 43.5128 | -86.5893 | -94.1965 | 126.7501 | 129.102 | -145.9152 | -136.2703 | 196.6191 | 224.4608 | 22.051 | 75.0662 | 138.8944
1 | 27 | 7 | -24.6993 | -36.005 | 40.5312 | 34.5905 | -73.2825 | -85.995 | 108.8712 | 102.6297 | -123.4915 | -124.4054 | 168.835 | 178.4308 | 14.4174 | 52.2234 | 99.3689
1 | 27 | 8 | -21.8336 | -34.0009 | 36.7101 | 29.7053 | -64.7799 | -81.2084 | 98.5826 | 88.1354 | -109.1633 | -117.4808 | 152.8588 | 153.2415 | 10.581 | 40.7297 | 79.4562
1 | 27 | 9 | -18.9774 | -32.0035 | 33.4455 | 25.2865 | -56.3056 | -76.4377 | 89.81 | 75.0249 | -94.8829 | -110.5793 | 139.2515 | 130.4561 | 7.7512 | 32.0915 | 64.2453
1 | 27 | 10 | -16.091 | -29.9897 | 30.3414 | 21.0075 | -47.7417 | -71.628 | 81.4759 | 62.329 | -80.4515 | -103.6213 | 126.3304 | 108.3912 | 5.2683 | 24.4352 | 50.6488
1 | 27 | 11 | -15.6033 | -29.6157 | 29.8476 | 20.248 | -46.2949 | -70.7347 | 80.1492 | 60.0756 | -78.0136 | -102.3289 | 124.2729 | 104.4707 | 4.8765 | 23.1952 | 48.4011
1 | 27 | 12 | -15.136 | -29.2725 | 29.1546 | 19.3676 | -44.9083 | -69.915 | 78.2894 | 57.4635 | -75.6768 | -101.1431 | 121.3901 | 99.9253 | 4.1137 | 20.9297 | 44.4955
1 | 27 | 13 | -14.6209 | -28.8845 | 28.6413 | 18.5506 | -43.3801 | -68.9882 | 76.9098 | 55.0394 | -73.1016 | -99.8024 | 119.2501 | 95.7082 | 3.6865 | 19.581 | 42.0543
1 | 27 | 14 | -14.1915 | -28.5604 | 28.2289 | 17.8684 | -42.1061 | -68.2141 | 75.8039 | 53.0153 | -70.9547 | -98.6825 | 117.5366 | 92.1828 | 3.3454 | 18.499 | 40.0821
1 | 27 | 15 | -13.7161 | -28.1802 | 27.5622 | 16.9845 | -40.6954 | -67.3061 | 74.0157 | 50.3927 | -68.5775 | -97.369 | 114.7655 | 87.6173 | 2.6504 | 16.4068 | 36.4363
1 | 27 | 16 | -13.232 | -27.8068 | 27.0707 | 16.2117 | -39.2591 | -66.4142 | 72.6955 | 48.0998 | -66.1571 | -96.0786 | 112.7184 | 83.6264 | 2.2436 | 15.1221 | 34.109
1 | 27 | 17 | -12.789 | -27.5006 | 26.4711 | 15.4606 | -37.9448 | -65.683 | 71.0845 | 45.8716 | -63.9423 | -95.0209 | 110.2196 | 79.7508 | 1.6422 | 13.3283 | 31.0072
1 | 27 | 18 | -12.3292 | -27.1967 | 26.0796 | 14.8143 | -36.5806 | -64.9571 | 70.0307 | 43.9537 | -61.6435 | -93.9707 | 108.5836 | 76.4149 | 1.3679 | 12.4467 | 29.3844
1 | 27 | 19 | -11.8759 | -26.8842 | 25.6961 | 14.1824 | -35.2355 | -64.2106 | 69.0001 | 42.0791 | -59.3769 | -92.8909 | 106.985 | 73.1548 | 1.1185 | 11.6331 | 27.872
1 | 27 | 20 | -11.2616 | -26.4137 | 24.9392 | 13.2668 | -33.413 | -63.0871 | 66.9704 | 39.3625 | -56.3056 | -91.2655 | 103.8403 | 68.4294 | 0.53067 | 9.8328 | 24.6986
1 | 27 | 21 | -10.6576 | -25.9767 | 24.3938 | 12.4662 | -31.6211 | -62.0431 | 65.5084 | 36.9871 | -53.2861 | -89.7552 | 101.5754 | 64.2991 | 0.22572 | 8.8312 | 22.8333
1 | 27 | 22 | -10.0843 | -25.5457 | 23.8593 | 11.7013 | -29.92 | -61.0137 | 64.0751 | 34.7177 | -50.4194 | -88.266 | 99.3547 | 60.3536 | -0.069364 | 7.859 | 21.0229
1 | 27 | 23 | -9.8603 | -25.393 | 23.4965 | 11.3507 | -29.2553 | -60.649 | 63.1026 | 33.6774 | -49.2993 | -87.7385 | 97.8482 | 58.5446 | -0.40601 | 6.8756 | 19.355
1 | 28 | 0 | -9.5929 | -25.1918 | 23.2853 | 11.0307 | -28.4621 | -60.1686 | 62.5375 | 32.7278 | -47.9627 | -87.0434 | 96.9737 | 56.8933 | -0.4688 | 6.6346 | 18.8609
1 | 28 | 1 | -9.3729 | -25.0293 | 23.1135 | 10.7712 | -27.8092 | -59.7805 | 62.0775 | 31.958 | -46.8625 | -86.4821 | 96.2617 | 55.5552 | -0.51754 | 6.4457 | 18.4724
1 | 28 | 2 | -8.9268 | -24.7016 | 22.6989 | 10.1793 | -26.4858 | -58.9976 | 60.9624 | 30.2019 | -44.6323 | -85.3495 | 94.5314 | 52.5022 | -0.75021 | 5.6809 | 17.0518
1 | 28 | 3 | -8.5198 | -24.4178 | 22.2326 | 9.6489 | -25.2781 | -58.32 | 59.7123 | 28.6282 | -42.5972 | -84.3691 | 92.5946 | 49.7664 | -1.0561 | 4.7424 | 15.3947
1 | 28 | 4 | -8.0914 | -24.1266 | 21.9029 | 9.1415 | -24.0069 | -57.6244 | 58.827 | 27.1226 | -40.4551 | -83.3629 | 91.222 | 47.1495 | -1.1736 | 4.3182 | 14.5535
1 | 28 | 5 | -7.0711 | -23.3137 | 20.8602 | 7.8311 | -20.9799 | -55.6828 | 56.0316 | 23.2348 | -35.3542 | -80.5541 | 86.8915 | 40.3887 | -1.6936 | 2.6035 | 11.3719
1 | 28 | 6 | -6.0458 | -22.5032 | 19.874 | 6.5484 | -17.9378 | -53.747 | 53.386 | 19.4291 | -30.2277 | -77.7536 | 82.7915 | 33.7702 | -2.1265 | 1.1303 | 8.5805
1 | 28 | 7 | -5.006 | -21.6842 | 18.8822 | 5.283 | -14.8528 | -51.791 | 50.7279 | 15.6745 | -25.0291 | -74.9239 | 78.6745 | 27.2399 | -2.525 | -0.24138 | 5.9615
1 | 28 | 8 | -3.4261 | -20.3919 | 17.3864 | 3.5007 | -10.1652 | -48.7045 | 46.7146 | 10.3865 | -17.1298 | -70.4588 | 72.4547 | 18.0478 | -2.931 | -1.7686 | 2.9139
1 | 28 | 9 | -1.9029 | -19.0876 | 15.8589 | 1.8613 | -5.6458 | -45.5892 | 42.6156 | 5.5225 | -9.514 | -65.952 | 66.1015 | 9.5938 | -3.2703 | -3.0969 | 0.22928
1 | 28 | 10 | -1.2525 | -17.8522 | 14.4885 | 1.2323 | -3.7163 | -42.6385 | 38.938 | 3.6562 | -6.2625 | -61.6834 | 60.4012 | 6.3531 | -3.384 | -3.7606 | -1.1916
1 | 28 | 11 | -2.1811 | -19.2772 | 16.0744 | 2.2036 | -6.4712 | -46.0419 | 43.1917 | 6.538 | -10.905 | -66.607 | 66.9925 | 11.3606 | -3.1802 | -2.7835 | 0.84116
1 | 28 | 12 | -3.9053 | -20.6981 | 17.7005 | 4.1399 | -11.5871 | -49.4357 | 47.5536 | 12.283 | -19.5259 | -71.5166 | 73.7517 | 21.3503 | -2.7631 | -1.1863 | 4.0595
1 | 28 | 13 | -5.6701 | -22.1655 | 19.4485 | 6.2409 | -16.8231 | -52.9406 | 52.2398 | 18.5168 | -28.3493 | -76.5869 | 81.0116 | 32.1903 | -2.1462 | 0.99292 | 8.2657
1 | 28 | 14 | -7.698 | -23.8103 | 21.4696 | 8.7275 | -22.8399 | -56.869 | 57.66 | 25.8945 | -38.4885 | -82.2701 | 89.4096 | 45.0178 | -1.3113 | 3.8455 | 13.6689
1 | 28 | 15 | -9.8886 | -25.4919 | 23.5909 | 11.5067 | -29.3393 | -60.8853 | 63.3464 | 34.1404 | -49.4409 | -88.0802 | 98.2182 | 59.354 | -0.28286 | 7.2621 | 20.0511
1 | 28 | 16 | -12.097 | -27.1393 | 25.8352 | 14.4427 | -35.8916 | -64.82 | 69.3626 | 42.8514 | -60.4824 | -93.7725 | 107.5379 | 74.4957 | 1.0416 | 11.5024 | 27.7788
1 | 28 | 17 | -12.9488 | -27.8078 | 26.7946 | 15.6739 | -38.419 | -66.4166 | 71.935 | 46.5041 | -64.7414 | -96.0822 | 111.5232 | 80.8482 | 1.7118 | 13.6035 | 31.5478
1 | 28 | 18 | -13.7711 | -28.4344 | 27.7717 | 16.8907 | -40.8588 | -67.9131 | 74.5564 | 50.1144 | -68.8528 | -98.2471 | 115.5857 | 87.1257 | 2.4569 | 15.899 | 35.6115
1 | 28 | 19 | -14.5757 | -29.055 | 28.5802 | 17.9998 | -43.2458 | -69.3954 | 76.7233 | 53.4051 | -72.8753 | -100.3914 | 118.942 | 92.8493 | 2.9494 | 17.4873 | 38.5245
1 | 28 | 20 | -15.0423 | -29.4559 | 29.2366 | 18.8523 | -44.6302 | -70.3531 | 78.4814 | 55.9344 | -75.2082 | -101.7769 | 121.6643 | 97.254 | 3.5907 | 19.4326 | 41.9331
1 | 28 | 21 | -15.4911 | -29.8178 | 29.7657 | 19.6206 | -45.962 | -71.2173 | 79.902 | 58.2142 | -77.4525 | -103.0271 | 123.8667 | 101.2235 | 4.0775 | 20.9369 | 44.6106
1 | 28 | 22 | -15.959 | -30.2156 | 30.2229 | 20.3406 | -47.3502 | -72.1675 | 81.1252 | 60.3504 | -79.7919 | -104.4018 | 125.7596 | 104.9427 | 4.3889 | 21.9579 | 46.5087
1 | 28 | 23 | -16.5491 | -30.6546 | 31.0134 | 21.3552 | -49.101 | -73.2159 | 83.2413 | 63.3606 | -82.7421 | -105.9184 | 129.0349 | 110.1788 | 5.165 | 24.285 | 50.5532
1 | 29 | 0 | -17.1111 | -31.0845 | 31.5185 | 22.1668 | -50.7684 | -74.2428 | 84.5938 | 65.7687 | -85.552 | -107.4041 | 131.1289 | 114.3655 | 5.4897 | 25.3512 | 52.5383
1 | 29 | 1 | -17.7378 | -31.5637 | 32.3523 | 23.2427 | -52.6279 | -75.3874 | 86.8251 | 68.9608 | -88.6856 | -109.0599 | 134.5821 | 119.9193 | 6.2934 | 27.7705 | 56.756
1 | 29 | 2 | -18.374 | -31.9339 | 32.9123 | 24.1439 | -54.5154 | -76.2716 | 88.333 | 71.6345 | -91.8661 | -110.339 | 136.9236 | 124.5624 | 6.7483 | 29.1805 | 59.2809
1 | 29 | 3 | -19.0631 | -32.3418 | 33.7334 | 25.2596 | -56.56 | -77.2457 | 90.5418 | 74.945 | -95.3116 | -111.7482 | 140.3518 | 130.3163 | 7.5881 | 31.6811 | 63.6083
1 | 29 | 4 | -19.7629 | -32.75 | 34.3841 | 26.2623 | -58.6361 | -78.2208 | 92.2936 | 77.9199 | -98.8102 | -113.1588 | 143.0718 | 135.4831 | 8.1335 | 33.3566 | 66.5858
1 | 29 | 5 | -19.5025 | -32.5232 | 34.1153 | 25.8253 | -57.8638 | -77.679 | 91.5748 | 76.6234 | -97.5087 | -112.375 | 141.9598 | 133.225 | 7.9148 | 32.6554 | 65.3011
1 | 29 | 6 | -19.2032 | -32.2505 | 33.6047 | 25.2449 | -56.9757 | -77.0278 | 90.2123 | 74.9012 | -96.0122 | -111.4329 | 139.8543 | 130.2272 | 7.3958 | 31.11 | 62.6364
1 | 29 | 7 | -18.9527 | -32.0318 | 33.4281 | 24.9672 | -56.2324 | -76.5054 | 89.7436 | 74.0775 | -94.7596 | -110.6773 | 139.1323 | 128.7933 | 7.4108 | 31.0833 | 62.4888
1 | 29 | 8 | -19.2023 | -32.2019 | 33.6394 | 25.2817 | -56.9729 | -76.9116 | 90.3114 | 75.0104 | -96.0074 | -111.2649 | 140.0129 | 130.4137 | 7.5169 | 31.4374 | 63.1544
1 | 29 | 9 | -19.4539 | -32.3995 | 33.9373 | 25.6658 | -57.7196 | -77.3835 | 91.1089 | 76.1502 | -97.2657 | -111.9476 | 141.2476 | 132.3932 | 7.7497 | 32.156 | 64.4275
1 | 29 | 10 | -19.6899 | -32.5735 | 34.1745 | 26.0418 | -58.4196 | -77.799 | 91.7449 | 77.2656 | -98.4454 | -112.5486 | 142.2327 | 134.3335 | 7.953 | 32.7919 | 65.5722
1 | 29 | 11 | -20.6904 | -33.3481 | 35.4196 | 27.7501 | -61.3881 | -79.6492 | 95.0859 | 82.3343 | -103.4477 | -115.2252 | 147.411 | 143.15 | 9.1312 | 36.3828 | 71.8881
1 | 29 | 12 | -21.6451 | -34.0699 | 36.632 | 29.3905 | -64.2208 | -81.3733 | 98.3435 | 87.2013 | -108.2212 | -117.7193 | 152.4636 | 151.615 | 10.3074 | 39.9507 | 78.138
1 | 29 | 13 | -22.6283 | -34.811 | 37.8709 | 31.0741 | -67.138 | -83.1431 | 101.6699 | 92.1964 | -113.1371 | -120.2797 | 157.6209 | 160.3052 | 11.5056 | 43.5851 | 84.5093
1 | 29 | 14 | -23.5913 | -35.5887 | 39.229 | 32.8356 | -69.995 | -85.0006 | 105.3186 | 97.4228 | -117.9516 | -122.9668 | 163.2799 | 169.3922 | 12.8846 | 47.7458 | 91.7538
1 | 29 | 15 | -24.5329 | -36.3184 | 40.5528 | 34.4754 | -72.7888 | -86.7435 | 108.8751 | 102.288 | -122.6595 | -125.4882 | 168.7956 | 177.8523 | 14.1769 | 51.6308 | 98.5002
1 | 29 | 16 | -25.5015 | -37.0895 | 41.8625 | 36.1764 | -75.6628 | -88.5853 | 112.3933 | 107.3349 | -127.5025 | -128.1526 | 174.2518 | 186.6273 | 15.4479 | 55.4802 | 105.224
1 | 29 | 17 | -26.546 | -37.7996 | 43.29 | 38.0749 | -78.7615 | -90.2813 | 116.2333 | 112.9677 | -132.7243 | -130.6062 | 180.2116 | 196.4191 | 17.0193 | 60.1583 | 113.3001
1 | 29 | 18 | -27.585 | -38.5177 | 44.565 | 39.8373 | -81.8443 | -91.9964 | 119.6619 | 118.1968 | -137.9193 | -133.0874 | 185.5315 | 205.5073 | 18.2996 | 64.018 | 120.0321
1 | 29 | 19 | -28.6294 | -39.2301 | 46.2332 | 41.8711 | -84.943 | -93.6978 | 124.1549 | 124.231 | -143.1411 | -135.5488 | 192.5092 | 215.9936 | 20.2448 | 69.745 | 129.813
1 | 29 | 20 | -28.713 | -39.3234 | 46.4098 | 41.997 | -85.1913 | -93.9208 | 124.6222 | 124.6047 | -143.5594 | -135.8713 | 193.228 | 216.645 | 20.3704 | 70.1148 | 130.4423
1 | 29 | 21 | -28.75 | -39.3764 | 46.4841 | 42.0499 | -85.3009 | -94.0473 | 124.8204 | 124.7615 | -143.7442 | -136.0544 | 193.5343 | 216.9179 | 20.4076 | 70.2336 | 130.6536
1 | 29 | 22 | -28.8153 | -39.4328 | 46.6116 | 42.1001 | -85.4947 | -94.1821 | 125.1598 | 124.9104 | -144.0708 | -136.2494 | 194.058 | 217.1765 | 20.4635 | 70.3934 | 130.9144
1 | 29 | 23 | -28.604 | -39.2764 | 46.419 | 41.7859 | -84.8677 | -93.8084 | 124.6459 | 123.9784 | -143.0141 | -135.7087 | 193.264 | 215.5512 | 20.3246 | 69.9482 | 130.0923
1 | 30 | 0 | -28.3848 | -39.111 | 46.0884 | 41.2996 | -84.2172 | -93.4134 | 123.7563 | 122.5354 | -141.918 | -135.1374 | 191.8832 | 213.0389 | 19.8922 | 68.6611 | 127.8667
1 | 30 | 1 | -28.1665 | -38.9562 | 45.8668 | 40.9409 | -83.5698 | -93.0437 | 123.1629 | 121.4713 | -140.8269 | -134.6024 | 190.9644 | 211.1887 | 19.685 | 68.0208 | 126.7237
1 | 30 | 2 | -27.8213 | -38.6905 | 45.193 | 40.1718 | -82.5456 | -92.4091 | 121.3529 | 119.1893 | -139.101 | -133.6845 | 188.1574 | 207.2183 | 18.853 | 65.5875 | 122.5902
1 | 30 | 3 | -27.431 | -38.3872 | 44.6405 | 39.429 | -81.3874 | -91.6847 | 119.8605 | 116.9855 | -137.1493 | -132.6365 | 185.836 | 203.3844 | 18.2513 | 63.7739 | 119.4347
1 | 30 | 4 | -27.0187 | -38.0717 | 43.9237 | 38.5737 | -80.1641 | -90.9312 | 117.9297 | 114.4477 | -135.0878 | -131.5464 | 182.8372 | 198.97 | 17.4071 | 61.2822 | 115.1729
1 | 30 | 5 | -26.1616 | -37.3452 | 42.571 | 36.9838 | -77.621 | -89.196 | 114.2943 | 109.7305 | -130.8025 | -129.0362 | 177.198 | 190.7621 | 16.048 | 57.2077 | 108.1215
1 | 30 | 6 | -25.2429 | -36.574 | 41.1675 | 35.1898 | -74.8953 | -87.354 | 110.5177 | 104.4078 | -126.2092 | -126.3714 | 171.3359 | 181.5048 | 14.5404 | 52.6762 | 100.26
1 | 30 | 7 | -24.3687 | -35.847 | 39.8751 | 33.6255 | -72.3017 | -85.6176 | 107.0467 | 99.7663 | -121.8387 | -123.8594 | 165.9537 | 173.433 | 13.2848 | 48.8937 | 93.6885
1 | 30 | 8 | -23.885 | -35.5217 | 39.3944 | 32.8734 | -70.8664 | -84.8406 | 105.7517 | 97.5351 | -119.42 | -122.7355 | 163.9422 | 169.5563 | 12.8612 | 47.5797 | 91.343
1 | 30 | 9 | -23.3989 | -35.2015 | 38.6672 | 31.966 | -69.4244 | -84.0759 | 103.7983 | 94.8428 | -116.9899 | -121.6292 | 160.9128 | 164.8788 | 12.0328 | 45.1408 | 87.1725
1 | 30 | 10 | -22.8559 | -34.8295 | 38.1132 | 31.1726 | -67.8132 | -83.1875 | 102.3094 | 92.4888 | -114.2748 | -120.3439 | 158.6032 | 160.7902 | 11.6004 | 43.7976 | 84.7746
1 | 30 | 11 | -23.138 | -35.1228 | 38.5871 | 31.7094 | -68.6503 | -83.8878 | 103.5805 | 94.0815 | -115.6855 | -121.3571 | 160.5729 | 163.5584 | 12.0357 | 45.1239 | 87.0888
1 | 30 | 12 | -23.401 | -35.3817 | 39.1721 | 32.2914 | -69.4305 | -84.5062 | 105.1424 | 95.8081 | -117.0003 | -122.2517 | 162.987 | 166.5635 | 12.6808 | 47.0138 | 90.2985
1 | 30 | 13 | -23.6442 | -35.6342 | 39.5199 | 32.7425 | -70.152 | -85.1094 | 106.0757 | 97.1465 | -118.2161 | -123.1243 | 164.4337 | 168.8933 | 12.9839 | 47.9608 | 91.9866
1 | 30 | 14 | -24.3956 | -36.2661 | 40.733 | 34.1619 | -72.3815 | -86.6185 | 109.3336 | 101.3578 | -121.9732 | -125.3074 | 169.4853 | 176.2149 | 14.2332 | 51.6913 | 98.4196
1 | 30 | 15 | -25.1321 | -36.8533 | 42.0176 | 35.7834 | -74.5666 | -88.0212 | 112.7888 | 106.1689 | -125.6553 | -127.3366 | 174.8476 | 184.5843 | 15.8155 | 56.3699 | 106.44
1 | 30 | 16 | -25.8397 | -37.4354 | 43.1977 | 37.3876 | -76.666 | -89.4114 | 115.9695 | 110.9287 | -129.193 | -129.3478 | 179.789 | 192.8678 | 17.3103 | 60.8208 | 114.116
1 | 30 | 17 | -26.4702 | -37.9633 | 44.1967 | 38.8045 | -78.5369 | -90.6722 | 118.6684 | 115.1324 | -132.3457 | -131.1718 | 183.9874 | 200.1795 | 18.5677 | 64.5918 | 120.6493
1 | 30 | 18 | -27.1471 | -38.5351 | 45.6836 | 40.7763 | -80.545 | -92.0378 | 122.6835 | 120.9828 | -135.7298 | -133.1473 | 190.2317 | 210.3611 | 20.7777 | 71.0835 | 131.7157
1 | 30 | 19 | -27.7837 | -39.0648 | 47.0755 | 42.712 | -82.4338 | -93.3032 | 126.4452 | 126.7259 | -138.9127 | -134.9779 | 196.0843 | 220.3545 | 22.9389 | 77.4341 | 142.5482
1 | 30 | 20 | -28.6558 | -39.9532 | 48.5412 | 44.3611 | -85.0215 | -95.4248 | 130.3932 | 131.6189 | -143.2733 | -138.0472 | 202.2158 | 228.8659 | 24.2934 | 81.5657 | 149.7611
1 | 30 | 21 | -29.4954 | -40.8031 | 50.6398 | 46.4178 | -87.5124 | -97.455 | 136.0534 | 137.721 | -147.4708 | -140.9841 | 211.013 | 239.4681 | 26.7591 | 88.8071 | 162.0261
1 | 30 | 22 | -30.3417 | -41.6528 | 52.8858 | 48.535 | -90.0234 | -99.4844 | 142.1242 | 144.0027 | -151.7022 | -143.9199 | 220.4589 | 250.3909 | 29.4263 | 96.6191 | 175.2277
1 | 30 | 23 | -31.341 | -42.4205 | 54.7738 | 51.4055 | -92.9885 | -101.3179 | 147.2313 | 152.5195 | -156.6988 | -146.5725 | 228.409 | 265.2242 | 32.4177 | 105.4444 | 190.3619
1 | 31 | 0 | -32.2884 | -43.1621 | 56.8896 | 55.026 | -95.7992 | -103.0892 | 152.9545 | 163.2616 | -161.4352 | -149.1349 | 237.3176 | 283.9287 | 36.4651 | 117.3277 | 210.6762
1 | 31 | 1 | -33.2772 | -43.9207 | 58.9317 | 58.8486 | -98.7331 | -104.9011 | 158.4822 | 174.6032 | -166.3793 | -151.7561 | 245.9252 | 303.6698 | 40.5824 | 129.4512 | 231.4596
1 | 31 | 2 | -34.77 | -44.8446 | 61.4262 | 63.7334 | -103.1621 | -107.1077 | 165.2391 | 189.0962 | -173.8428 | -154.9483 | 256.4507 | 328.9064 | 45.545 | 144.0655 | 256.566
1 | 31 | 3 | -36.3091 | -45.8013 | 64.0988 | 68.9669 | -107.7285 | -109.3925 | 172.4747 | 204.6239 | -181.5378 | -158.2537 | 267.7189 | 355.9305 | 50.9554 | 159.9775 | 283.8578
1 | 31 | 4 | -37.8071 | -46.7186 | 66.6905 | 73.833 | -112.1733 | -111.5836 | 179.5277 | 219.0617 | -189.0279 | -161.4234 | 278.7329 | 381.047 | 55.9978 | 174.8326 | 309.3286
1 | 31 | 5 | -36.8505 | -45.8196 | 64.0553 | 69.1399 | -109.335 | -109.4363 | 172.416 | 205.1372 | -184.2449 | -158.317 | 267.6764 | 356.8225 | 50.5251 | 158.7819 | 281.937
1 | 31 | 6 | -35.8769 | -44.8883 | 61.4078 | 64.5881 | -106.4465 | -107.212 | 165.2637 | 191.6321 | -179.3774 | -155.0992 | 256.5508 | 333.3218 | 45.2306 | 143.2373 | 255.396
1 | 31 | 7 | -34.9026 | -43.9908 | 58.5553 | 59.8359 | -103.5556 | -105.0684 | 157.549 | 177.5324 | -174.506 | -151.9981 | 244.5428 | 308.7704 | 39.4978 | 126.4573 | 226.8092
1 | 31 | 8 | -33.3948 | -42.7899 | 55.3503 | 54.075 | -99.082 | -102.2001 | 148.8592 | 160.4399 | -166.9673 | -147.8487 | 230.9997 | 278.9949 | 33.2406 | 108.017 | 195.1786
1 | 31 | 9 | -31.9009 | -41.62 | 51.9786 | 49.7178 | -94.6495 | -99.4059 | 139.7251 | 147.512 | -159.4979 | -143.8064 | 216.7698 | 256.5001 | 28.1756 | 93.1817 | 169.9657
1 | 31 | 10 | -30.3713 | -40.4045 | 48.8805 | 45.962 | -90.1113 | -96.5029 | 131.3555 | 136.3687 | -151.8504 | -139.6068 | 203.7507 | 237.1205 | 24.0667 | 81.11 | 149.414
1 | 31 | 11 | -31.2807 | -41.0857 | 50.6634 | 48.3783 | -92.8094 | -98.1299 | 136.1761 | 143.5377 | -156.397 | -141.9605 | 211.2529 | 249.5874 | 26.6752 | 88.7746 | 162.4828
1 | 31 | 12 | -32.2109 | -41.8026 | 52.589 | 51.0516 | -95.5694 | -99.8421 | 141.3812 | 151.4695 | -161.0479 | -144.4375 | 219.352 | 263.3863 | 29.6271 | 97.4393 | 177.2528
1 | 31 | 13 | -33.0943 | -42.4648 | 54.4588 | 53.8064 | -98.1904 | -101.4237 | 146.4473 | 159.643 | -165.4647 | -146.7254 | 227.2448 | 277.6124 | 32.7062 | 106.4763 | 192.667
1 | 31 | 14 | -34.4433 | -43.4748 | 57.2349 | 57.7857 | -102.1929 | -103.8359 | 153.9743 | 171.4495 | -172.2095 | -150.2151 | 238.976 | 298.1545 | 37.1025 | 119.395 | 214.7059
1 | 31 | 15 | -35.7506 | -44.4676 | 60.1416 | 63.2383 | -106.0714 | -106.2072 | 161.8546 | 187.6273 | -178.7455 | -153.6456 | 251.2572 | 326.3394 | 43.1618 | 137.2032 | 245.2055
1 | 31 | 16 | -37.1299 | -45.5231 | 63.7787 | 70.4898 | -110.1641 | -108.7283 | 171.7111 | 209.1424 | -185.6421 | -157.2927 | 266.6151 | 363.7786 | 51.6154 | 161.9612 | 287.4588
1 | 31 | 17 | -37.8154 | -45.9665 | 65.0374 | 73.3544 | -112.1977 | -109.7871 | 175.1343 | 217.6415 | -189.0691 | -158.8245 | 271.9589 | 378.552 | 54.61 | 170.791 | 302.6173
1 | 31 | 18 | -38.4957 | -46.4034 | 66.4627 | 76.5346 | -114.2161 | -110.8307 | 179.0037 | 227.0772 | -192.4704 | -160.3342 | 277.9938 | 394.9538 | 58.0982 | 181.0341 | 320.143
1 | 31 | 19 | -39.1797 | -46.8574 | 68.1848 | 80.0072 | -116.2457 | -111.9152 | 183.674 | 237.3805 | -195.8905 | -161.9031 | 285.2735 | 412.8723 | 62.1549 | 192.8936 | 340.3522
1 | 31 | 20 | -38.6785 | -46.4339 | 67.0618 | 78.0059 | -114.7586 | -110.9036 | 180.628 | 231.4427 | -193.3845 | -160.4397 | 280.5251 | 402.5509 | 59.9553 | 186.4084 | 329.2517
1 | 31 | 21 | -38.1928 | -46.0087 | 65.6383 | 76.0391 | -113.3175 | -109.8879 | 176.7877 | 225.607 | -190.9561 | -158.9704 | 274.5557 | 392.3808 | 57.4759 | 179.1892 | 317.01
1 | 31 | 22 | -37.6777 | -45.5491 | 64.4463 | 74.2943 | -111.7891 | -108.7902 | 173.5691 | 220.4302 | -188.3806 | -157.3823 | 269.5505 | 383.3684 | 55.5139 | 173.42 | 307.156
1 | 31 | 23 | -35.7873 | -44.038 | 59.8289 | 65.5363 | -106.1804 | -105.1811 | 161.0747 | 194.4455 | -178.9291 | -152.1612 | 250.098 | 338.1492 | 45.54 | 144.1587 | 257.1571
2 | 1 | 0 | -33.8429 | -42.466 | 55.5329 | 58.6875 | -100.4114 | -101.4265 | 149.4622 | 174.1251 | -169.2074 | -146.7295 | 232.0287 | 302.7824 | 37.9115 | 121.7494 | 218.8742
2 | 1 | 1 | -31.9261 | -40.9086 | 51.6406 | 53.3452 | -94.7243 | -97.7069 | 138.9505 | 158.2745 | -159.6239 | -141.3485 | 215.6801 | 275.2064 | 32.1511 | 104.7939 | 189.9141
2 | 1 | 2 | -29.5389 | -39.0582 | 47.4349 | 46.6292 | -87.6415 | -93.2874 | 127.5709 | 138.3484 | -147.6884 | -134.955 | 197.9638 | 240.5367 | 25.467 | 84.9903 | 155.8571
2 | 1 | 3 | -27.1146 | -37.1899 | 43.3135 | 40.272 | -80.4487 | -88.825 | 116.4537 | 119.4866 | -135.5675 | -128.4995 | 180.6846 | 207.7203 | 19.2811 | 66.6667 | 124.3379
2 | 1 | 4 | -24.7046 | -35.3318 | 39.8255 | 34.4283 | -73.2983 | -84.3871 | 107.0396 | 102.1484 | -123.5181 | -122.0793 | 166.0478 | 177.5543 | 14.2174 | 51.5026 | 98.0048
2 | 1 | 5 | -21.2906 | -33.0738 | 35.5192 | 28.1442 | -63.169 | -78.9941 | 95.4061 | 83.5034 | -106.4487 | -114.2775 | 147.9514 | 145.1459 | 9.2989 | 36.7463 | 72.3711
2 | 1 | 6 | -17.8878 | -30.8239 | 31.5869 | 22.7802 | -53.0728 | -73.6204 | 84.8237 | 67.5887 | -89.4351 | -106.5037 | 131.524 | 117.492 | 5.6554 | 25.7192 | 53.0772
2 | 1 | 7 | -14.4737 | -28.566 | 28.1787 | 17.9099 | -42.9434 | -68.2275 | 75.6666 | 53.1385 | -72.3658 | -98.7019 | 117.3216 | 92.3817 | 3.0489 | 17.6342 | 38.6357
2 | 1 | 8 | -13.2189 | -27.7068 | 26.8899 | 16.0921 | -39.2203 | -66.1755 | 72.2058 | 47.745 | -66.0917 | -95.7333 | 111.9553 | 83.0054 | 2.0563 | 14.555 | 33.1357
2 | 1 | 9 | -11.9965 | -26.8534 | 25.6345 | 14.3697 | -35.5935 | -64.137 | 68.8345 | 42.6348 | -59.9802 | -92.7844 | 106.7281 | 74.1214 | 1.1544 | 11.7387 | 28.0848
2 | 1 | 10 | -10.7647 | -26.0024 | 24.4419 | 12.7155 | -31.9389 | -62.1045 | 65.6343 | 37.7268 | -53.8215 | -89.844 | 101.768 | 65.5893 | 0.3903 | 9.3177 | 23.6917
2 | 1 | 11 | -11.1241 | -26.248 | 24.8429 | 13.1382 | -33.005 | -62.6912 | 66.7097 | 38.9808 | -55.618 | -90.6928 | 103.4343 | 67.7662 | 0.60898 | 9.9943 | 24.8897
2 | 1 | 12 | -11.4981 | -26.5141 | 25.1251 | 13.5462 | -34.1148 | -63.3269 | 67.4658 | 40.1913 | -57.4883 | -91.6123 | 104.605 | 69.8693 | 0.65904 | 10.2154 | 25.3737
2 | 1 | 13 | -11.8958 | -26.8044 | 25.4349 | 13.9932 | -35.2947 | -64.0201 | 68.2977 | 41.5178 | -59.4766 | -92.6152 | 105.8951 | 72.1718 | 0.72796 | 10.5007 | 25.9752
2 | 1 | 14 | -12.1605 | -26.9688 | 25.8017 | 14.3826 | -36.0801 | -64.4127 | 69.2824 | 42.6729 | -60.8001 | -93.1831 | 107.4217 | 74.1775 | 1.055 | 11.4625 | 27.6159
2 | 1 | 15 | -12.4208 | -27.166 | 25.9683 | 14.6747 | -36.8525 | -64.8838 | 69.7293 | 43.5396 | -62.1016 | -93.8647 | 108.1141 | 75.6831 | 1.0561 | 11.5327 | 27.831
2 | 1 | 16 | -12.7089 | -27.3666 | 26.3979 | 15.1416 | -37.707 | -65.363 | 70.8843 | 44.9249 | -63.5417 | -94.5579 | 109.9061 | 78.0902 | 1.464 | 12.7392 | 29.8967
2 | 1 | 17 | -12.8761 | -27.4566 | 26.4927 | 15.3075 | -38.2032 | -65.5778 | 71.1384 | 45.4173 | -64.3778 | -94.8688 | 110.2998 | 78.9435 | 1.4675 | 12.7746 | 29.9968
2 | 1 | 18 | -12.97 | -27.4936 | 26.539 | 15.3838 | -38.4818 | -65.6662 | 71.2612 | 45.6434 | -64.8473 | -94.9966 | 110.4888 | 79.3339 | 1.4592 | 12.7566 | 29.9788
2 | 1 | 19 | -13.1056 | -27.5774 | 26.646 | 15.5485 | -38.8842 | -65.8663 | 71.549 | 46.1323 | -65.5254 | -95.286 | 110.9356 | 80.181 | 1.5115 | 12.9308 | 30.3051
2 | 1 | 20 | -12.9508 | -27.4392 | 26.5029 | 15.3321 | -38.4249 | -65.5363 | 71.1645 | 45.4901 | -64.7514 | -94.8087 | 110.3392 | 79.0637 | 1.445 | 12.6934 | 29.8428
2 | 1 | 21 | -12.8091 | -27.3471 | 26.2152 | 15.0765 | -38.0045 | -65.3163 | 70.3947 | 44.7317 | -64.043 | -94.4904 | 109.148 | 77.7446 | 1.1355 | 11.8056 | 28.3592
2 | 1 | 22 | -12.662 | -27.2212 | 26.1071 | 14.8911 | -37.5679 | -65.0156 | 70.1051 | 44.1817 | -63.3072 | -94.0554 | 108.6995 | 76.788 | 1.115 | 11.7033 | 28.1249
2 | 1 | 23 | -12.6229 | -27.2093 | 26.0491 | 14.8425 | -37.4519 | -64.9872 | 69.948 | 44.0377 | -63.1117 | -94.0143 | 108.4546 | 76.5407 | 1.0595 | 11.5466 | 27.8693
2 | 2 | 0 | -12.549 | -27.172 | 25.9923 | 14.7698 | -37.2327 | -64.8982 | 69.7937 | 43.8219 | -62.7423 | -93.8855 | 108.214 | 76.167 | 1.0411 | 11.4848 | 27.7531
2 | 2 | 1 | -12.4566 | -27.1195 | 25.9315 | 14.6813 | -36.9587 | -64.7726 | 69.6296 | 43.5592 | -62.2806 | -93.7039 | 107.9588 | 75.7119 | 1.0367 | 11.4576 | 27.6862
2 | 2 | 2 | -12.0795 | -26.8357 | 25.6282 | 14.1693 | -35.8398 | -64.0948 | 68.817 | 42.0401 | -60.3951 | -92.7234 | 106.7003 | 73.0688 | 0.88228 | 10.9224 | 26.6507
2 | 2 | 3 | -11.7179 | -26.5418 | 25.0582 | 13.5212 | -34.7669 | -63.3929 | 67.2878 | 40.1171 | -58.5871 | -91.708 | 104.3304 | 69.7223 | 0.31967 | 9.2451 | 23.7576
2 | 2 | 4 | -11.3735 | -26.2974 | 24.7926 | 13.0727 | -33.7449 | -62.8091 | 66.5743 | 38.7865 | -56.865 | -90.8634 | 103.2241 | 67.4069 | 0.19441 | 8.8068 | 22.9026
2 | 2 | 5 | -10.2957 | -25.5597 | 23.7369 | 11.6606 | -30.5471 | -61.0473 | 63.7408 | 34.5969 | -51.4762 | -88.3147 | 98.8318 | 60.1259 | -0.45792 | 6.7433 | 19.1669
2 | 2 | 6 | -9.2215 | -24.8223 | 22.7387 | 10.3021 | -27.3601 | -59.2861 | 61.0594 | 30.5661 | -46.1056 | -85.7668 | 94.6736 | 53.1225 | -1.0031 | 4.9793 | 15.9236
2 | 2 | 7 | -8.1791 | -24.1167 | 21.9094 | 9.0827 | -24.2674 | -57.6007 | 58.8325 | 26.9483 | -40.894 | -83.3285 | 91.2206 | 46.8361 | -1.3037 | 3.9128 | 13.8342
2 | 2 | 8 | -7.8643 | -23.9076 | 21.5178 | 8.7491 | -23.3332 | -57.1012 | 57.7822 | 25.9586 | -39.3197 | -82.606 | 89.5932 | 45.1207 | -1.5049 | 3.3064 | 12.7881
2 | 2 | 9 | -7.556 | -23.6975 | 21.281 | 8.4569 | -22.4185 | -56.5995 | 57.1444 | 25.0915 | -37.7784 | -81.8802 | 88.6027 | 43.619 | -1.5156 | 3.2179 | 12.5631
2 | 2 | 10 | -7.1811 | -23.4341 | 20.9992 | 8.1098 | -21.3063 | -55.9704 | 56.3888 | 24.0616 | -35.9042 | -80.9701 | 87.4319 | 41.8337 | -1.5063 | 3.1736 | 12.3913
2 | 2 | 11 | -8.0746 | -24.2195 | 22.0114 | 9.344 | -23.9571 | -57.8463 | 59.0968 | 27.7235 | -40.3711 | -83.6838 | 91.6224 | 48.2065 | -0.9387 | 5.0169 | 15.7739
2 | 2 | 12 | -8.9602 | -24.9806 | 22.8441 | 10.5326 | -26.5849 | -59.6641 | 61.3266 | 31.2502 | -44.7993 | -86.3136 | 95.0744 | 54.3436 | -0.56412 | 6.3277 | 18.3051
2 | 2 | 13 | -9.8413 | -25.7562 | 23.8968 | 11.8363 | -29.1989 | -61.5165 | 64.1429 | 35.1182 | -49.2044 | -88.9934 | 99.4324 | 61.075 | 0.13568 | 8.5456 | 22.3096
2 | 2 | 14 | -11.8107 | -27.0503 | 25.7374 | 14.3543 | -35.0422 | -64.6075 | 69.079 | 42.5891 | -59.0511 | -93.465 | 107.0807 | 74.0556 | 1.2307 | 12.0184 | 28.6201
2 | 2 | 15 | -13.7872 | -28.3463 | 27.7211 | 17.0393 | -40.9065 | -67.7028 | 74.4003 | 50.5553 | -68.9333 | -97.9429 | 115.3266 | 87.8938 | 2.6268 | 16.3461 | 36.3443
2 | 2 | 16 | -15.7763 | -29.6739 | 29.7891 | 19.9083 | -46.808 | -70.8737 | 79.949 | 59.0677 | -78.8782 | -102.53 | 123.9264 | 102.6821 | 4.2472 | 21.3349 | 45.2004
2 | 2 | 17 | -19.3542 | -32.4556 | 33.9837 | 25.4206 | -57.4237 | -77.5176 | 91.207 | 75.4227 | -96.767 | -112.1415 | 141.3775 | 131.1158 | 7.5945 | 31.6885 | 63.5847
2 | 2 | 18 | -22.9341 | -35.261 | 38.7671 | 31.5207 | -68.0453 | -84.2181 | 104.0485 | 93.5215 | -114.666 | -121.8349 | 161.2857 | 162.581 | 12.0926 | 45.3066 | 87.3658
2 | 2 | 19 | -26.5588 | -38.0895 | 44.1521 | 38.7681 | -78.7996 | -90.9736 | 118.5329 | 115.0246 | -132.7885 | -131.6078 | 183.764 | 199.9888 | 18.272 | 63.7842 | 119.3565
2 | 2 | 20 | -28.9925 | -39.8329 | 48.0057 | 43.8846 | -86.0205 | -95.1376 | 128.9301 | 130.205 | -144.9567 | -137.6316 | 199.9262 | 226.3914 | 23.0649 | 77.977 | 143.7292
2 | 2 | 21 | -31.4623 | -41.5875 | 52.1143 | 49.2451 | -93.3482 | -99.3284 | 140.0414 | 146.1097 | -157.305 | -143.6944 | 217.2203 | 254.0544 | 28.3096 | 93.4744 | 170.2753
2 | 2 | 22 | -33.9011 | -43.3364 | 56.7251 | 56.007 | -100.5841 | -103.5054 | 152.5332 | 166.1722 | -169.4984 | -149.7369 | 236.6813 | 288.9426 | 35.4947 | 114.616 | 206.3886
2 | 2 | 23 | -35.5975 | -44.5369 | 60.48 | 63.2774 | -105.6174 | -106.3728 | 162.7243 | 187.7432 | -177.9803 | -153.8851 | 252.5732 | 326.4992 | 43.6229 | 138.4773 | 247.207
2 | 3 | 0 | -37.3047 | -45.7498 | 64.1201 | 70.3952 | -110.6825 | -109.2695 | 172.6094 | 208.8618 | -186.5157 | -158.0757 | 267.9924 | 363.2385 | 51.461 | 161.5192 | 286.6395
2 | 3 | 1 | -39.0127 | -46.9531 | 68.2331 | 79.1349 | -115.7502 | -112.1437 | 183.7636 | 234.7922 | -195.0556 | -162.2336 | 285.3788 | 408.3688 | 61.4022 | 190.6619 | 336.4584
2 | 3 | 2 | -40.3701 | -47.9366 | 71.3915 | 85.9517 | -119.7776 | -114.4926 | 192.3362 | 255.0176 | -201.8423 | -165.6317 | 298.7473 | 443.5667 | 69.0365 | 213.0836 | 374.8401
2 | 3 | 3 | -41.7405 | -48.9304 | 74.5574 | 92.8898 | -123.8435 | -116.8662 | 200.9279 | 275.6029 | -208.6939 | -169.0655 | 312.1444 | 479.391 | 76.7763 | 235.821 | 413.7759
2 | 3 | 4 | -43.0984 | -49.9151 | 77.8195 | 99.8195 | -127.8725 | -119.2182 | 209.7734 | 296.1631 | -215.4833 | -172.468 | 325.9311 | 515.1763 | 84.6254 | 258.8459 | 453.156
2 | 3 | 5 | -43.203 | -49.9923 | 77.9974 | 100.3421 | -128.1827 | -119.4025 | 210.2568 | 297.7139 | -216.0061 | -172.7347 | 326.6854 | 517.878 | 85.1442 | 260.3854 | 455.8227
2 | 3 | 6 | -43.2971 | -50.0974 | 78.2804 | 101.0319 | -128.4619 | -119.6536 | 211.0263 | 299.7605 | -216.4766 | -173.098 | 327.8868 | 521.448 | 85.9178 | 262.6713 | 459.7603
2 | 3 | 7 | -43.3995 | -50.1724 | 78.8471 | 101.9128 | -128.7657 | -119.8326 | 212.5531 | 302.3741 | -216.9885 | -173.3569 | 330.258 | 526.0026 | 87.1881 | 266.3289 | 465.9152
2 | 3 | 8 | -42.7522 | -49.7076 | 77.0319 | 98.4259 | -126.8451 | -118.7224 | 207.648 | 292.0285 | -213.752 | -171.7508 | 322.627 | 508.0032 | 82.9981 | 254.109 | 445.1273
2 | 3 | 9 | -42.1064 | -49.2283 | 75.7019 | 95.5481 | -124.9292 | -117.5777 | 204.0492 | 283.4901 | -210.5235 | -170.0948 | 317.0241 | 493.1498 | 79.9153 | 245.0324 | 429.5557
2 | 3 | 10 | -41.4265 | -48.7128 | 73.9004 | 91.9179 | -122.912 | -116.3464 | 199.1725 | 272.7192 | -207.1241 | -168.3136 | 309.4298 | 474.4049 | 75.679 | 232.6332 | 408.397
2 | 3 | 11 | -41.2213 | -48.495 | 73.4141 | 91.1106 | -122.303 | -115.8262 | 197.8636 | 270.324 | -206.098 | -167.561 | 307.3979 | 470.245 | 74.8084 | 230.0583 | 403.9839
2 | 3 | 12 | -41.0138 | -48.2721 | 72.5089 | 89.9391 | -121.6874 | -115.294 | 195.4237 | 266.8482 | -205.0606 | -166.7911 | 303.607 | 464.2002 | 73.1621 | 225.2904 | 395.9555
2 | 3 | 13 | -40.7864 | -48.0251 | 71.9907 | 89.123 | -121.0127 | -114.704 | 194.0291 | 264.427 | -203.9236 | -165.9375 | 301.4423 | 459.9929 | 72.3023 | 222.7394 | 391.5742
2 | 3 | 14 | -40.6641 | -47.8718 | 71.2561 | 88.0092 | -120.6498 | -114.3379 | 192.0489 | 261.1223 | -203.3121 | -165.4079 | 298.3656 | 454.2357 | 70.7294 | 218.1834 | 383.8812
2 | 3 | 15 | -40.6063 | -47.7705 | 71.0959 | 87.8348 | -120.4783 | -114.0959 | 191.6175 | 260.6048 | -203.023 | -165.0579 | 297.6956 | 453.3306 | 70.554 | 217.6481 | 382.9453
2 | 3 | 16 | -40.5018 | -47.6222 | 70.7575 | 87.1404 | -120.1684 | -113.7418 | 190.7018 | 258.5445 | -202.5008 | -164.5455 | 296.2699 | 449.7455 | 69.7739 | 215.3361 | 378.9691
2 | 3 | 17 | -40.0676 | -47.3064 | 69.9098 | 85.1484 | -118.8801 | -112.9874 | 188.404 | 252.6343 | -200.3299 | -163.4542 | 292.6892 | 439.4553 | 67.6843 | 209.1708 | 368.3604
2 | 3 | 18 | -39.6632 | -47.0291 | 68.7692 | 82.9114 | -117.6803 | -112.3251 | 185.3141 | 245.997 | -198.308 | -162.4962 | 287.8757 | 427.9003 | 64.9882 | 201.3057 | 354.9718
2 | 3 | 19 | -39.1955 | -46.7029 | 67.8081 | 81.0076 | -116.2926 | -111.5461 | 182.7062 | 240.3485 | -195.9695 | -161.3691 | 283.8093 | 418.0686 | 62.9173 | 195.216 | 344.5393
2 | 3 | 20 | -38.8936 | -46.4751 | 67.2104 | 79.7307 | -115.3969 | -111.002 | 181.089 | 236.56 | -194.4602 | -160.582 | 281.2916 | 411.4739 | 61.5724 | 191.25 | 337.7232
2 | 3 | 21 | -38.6274 | -46.2899 | 66.683 | 78.5372 | -114.607 | -110.5597 | 179.6634 | 233.0189 | -193.1291 | -159.9422 | 279.0735 | 405.3094 | 60.3029 | 187.5156 | 331.3116
2 | 3 | 22 | -38.3128 | -46.0539 | 65.9848 | 77.1272 | -113.6736 | -109.996 | 177.7771 | 228.8355 | -191.5562 | -159.1267 | 276.1392 | 398.0284 | 58.7453 | 182.943 | 323.4847
2 | 3 | 23 | -37.6504 | -45.4704 | 64.1498 | 74.0864 | -111.7084 | -108.6023 | 172.8189 | 219.8134 | -188.2445 | -157.1105 | 268.4258 | 382.328 | 55.1153 | 172.3216 | 305.3988
2 | 4 | 0 | -36.9729 | -44.882 | 62.3588 | 71.2618 | -109.698 | -107.1971 | 167.9863 | 211.4329 | -184.8567 | -155.0776 | 260.9132 | 367.7445 | 51.7657 | 162.5241 | 288.7234
2 | 4 | 1 | -36.3111 | -44.2839 | 60.6148 | 68.3661 | -107.7347 | -105.7685 | 163.265 | 202.8414 | -181.5483 | -153.011 | 253.561 | 352.7954 | 48.3858 | 152.6032 | 271.7972
2 | 4 | 2 | -34.4497 | -42.8426 | 56.8711 | 61.4369 | -102.2119 | -102.3261 | 153.1242 | 182.2825 | -172.2416 | -148.0309 | 237.764 | 316.9899 | 41.0156 | 130.8687 | 234.4814
2 | 4 | 3 | -32.6 | -41.3957 | 52.944 | 56.0226 | -96.7239 | -98.8703 | 142.4882 | 166.2183 | -162.9935 | -143.0315 | 221.1969 | 289.0408 | 34.9708 | 113.1123 | 204.2127
2 | 4 | 4 | -30.7212 | -39.9171 | 49.5374 | 51.0174 | -91.1495 | -95.3386 | 133.2698 | 151.3679 | -153.5999 | -137.9225 | 206.8446 | 263.2066 | 29.9165 | 98.1496 | 178.5288
2 | 4 | 5 | -27.4193 | -37.6559 | 44.4326 | 42.7037 | -81.3526 | -89.9381 | 119.4759 | 126.7012 | -137.0907 | -130.1097 | 185.385 | 220.3096 | 22.0611 | 74.8865 | 138.4942
2 | 4 | 6 | -24.0814 | -35.3544 | 39.9726 | 35.0642 | -71.4492 | -84.4411 | 107.439 | 104.035 | -120.4021 | -122.1574 | 166.6708 | 180.8981 | 15.601 | 55.5838 | 105.0095
2 | 4 | 7 | -20.7799 | -33.0889 | 35.6465 | 28.3274 | -61.6538 | -79.0302 | 95.7694 | 84.0471 | -103.8954 | -114.3298 | 148.5327 | 146.1379 | 10.1051 | 39.1324 | 76.4454
2 | 4 | 8 | -18.0896 | -31.1834 | 32.4047 | 23.9549 | -53.6716 | -74.4791 | 87.0359 | 71.0738 | -90.4443 | -107.7458 | 134.9677 | 123.5847 | 7.0865 | 29.959 | 60.3623
2 | 4 | 9 | -15.4086 | -29.2818 | 29.3794 | 19.8012 | -45.7171 | -69.9372 | 78.903 | 58.7499 | -77.0399 | -101.1753 | 122.3499 | 102.1615 | 4.4902 | 21.9986 | 46.2963
2 | 4 | 10 | -12.7342 | -27.4086 | 26.6371 | 15.9264 | -37.7823 | -65.4632 | 71.5393 | 47.2535 | -63.6685 | -94.7029 | 110.9324 | 82.1748 | 2.4207 | 15.5473 | 34.7358
2 | 4 | 11 | -12.203 | -27.0734 | 25.944 | 15.0063 | -36.2061 | -64.6626 | 69.6748 | 44.5236 | -61.0125 | -93.5447 | 108.0387 | 77.4245 | 1.674 | 13.3297 | 30.906
2 | 4 | 12 | -11.6773 | -26.7784 | 25.4351 | 14.2126 | -34.6465 | -63.958 | 68.3037 | 42.1687 | -58.3843 | -92.5255 | 105.9088 | 73.3288 | 1.192 | 11.8678 | 28.3279
2 | 4 | 13 | -11.12 | -26.4366 | 24.9379 | 13.4401 | -32.993 | -63.1416 | 66.9645 | 39.8765 | -55.5979 | -91.3444 | 103.8289 | 69.3427 | 0.82135 | 10.7063 | 26.2294
2 | 4 | 14 | -11.2545 | -26.6225 | 25.2777 | 13.6537 | -33.392 | -63.5856 | 67.8711 | 40.5103 | -56.2703 | -91.9866 | 105.2299 | 70.4433 | 1.0544 | 11.4038 | 27.4163
2 | 4 | 15 | -11.3114 | -26.7507 | 25.3222 | 13.6794 | -33.5607 | -63.8917 | 67.9876 | 40.5865 | -56.5545 | -92.4296 | 105.408 | 70.575 | 0.93952 | 11.1217 | 26.999
2 | 4 | 16 | -11.4537 | -26.9351 | 25.6772 | 13.942 | -33.9829 | -64.3323 | 68.9346 | 41.3656 | -57.266 | -93.0668 | 106.8712 | 71.9293 | 1.2303 | 11.9851 | 28.4676
2 | 4 | 17 | -11.2479 | -26.8719 | 25.5851 | 13.7656 | -33.3723 | -64.1814 | 68.6847 | 40.8425 | -56.2371 | -92.8486 | 106.4814 | 71.0244 | 1.2309 | 11.9734 | 28.4201
2 | 4 | 18 | -11.0773 | -26.8463 | 25.4962 | 13.6251 | -32.8662 | -64.1201 | 68.4418 | 40.4255 | -55.3842 | -92.76 | 106.1014 | 70.304 | 1.1977 | 11.8809 | 28.2612
2 | 4 | 19 | -10.9078 | -26.8238 | 25.4276 | 13.5089 | -32.3634 | -64.0666 | 68.2556 | 40.0807 | -54.5369 | -92.6824 | 105.811 | 69.709 | 1.2048 | 11.9064 | 28.3006
2 | 4 | 20 | -10.4214 | -26.4542 | 24.8408 | 12.8031 | -30.9202 | -63.1837 | 66.6826 | 37.9866 | -52.1048 | -91.4053 | 103.3743 | 66.0682 | 0.76824 | 10.5653 | 25.9324
2 | 4 | 21 | -9.9335 | -26.0844 | 24.415 | 12.2162 | -29.4725 | -62.3006 | 65.5432 | 36.2453 | -49.6654 | -90.1277 | 101.6109 | 63.0425 | 0.61325 | 10.0154 | 24.8604
2 | 4 | 22 | -9.4444 | -25.7014 | 23.8501 | 11.5494 | -28.0213 | -61.3857 | 64.0309 | 34.2668 | -47.2199 | -88.8042 | 99.27 | 59.6028 | 0.2537 | 8.8907 | 22.8486
2 | 4 | 23 | -8.8244 | -25.2485 | 23.3573 | 10.8 | -26.1818 | -60.304 | 62.7117 | 32.0434 | -44.1201 | -87.2393 | 97.2279 | 55.7371 | 0.084381 | 8.2692 | 21.6055
2 | 5 | 0 | -8.1755 | -24.7404 | 22.6382 | 9.8944 | -24.2565 | -59.0904 | 60.7849 | 29.3565 | -40.8756 | -85.4837 | 94.2439 | 51.0635 | -0.3833 | 6.7945 | 18.9481
2 | 5 | 1 | -7.5406 | -24.2747 | 22.1643 | 9.1417 | -22.3728 | -57.9782 | 59.5149 | 27.1234 | -37.7013 | -83.8747 | 92.2769 | 47.1799 | -0.50931 | 6.2873 | 17.8809
2 | 5 | 2 | -6.9299 | -23.835 | 21.5115 | 8.3569 | -20.5609 | -56.9279 | 57.7657 | 24.7948 | -34.648 | -82.3552 | 89.568 | 43.1309 | -0.89645 | 5.0718 | 15.6957
2 | 5 | 3 | -6.2974 | -23.3878 | 21.0385 | 7.6505 | -18.6843 | -55.8598 | 56.4965 | 22.699 | -31.4857 | -80.8101 | 87.6008 | 39.4888 | -0.99618 | 4.6514 | 14.7938
2 | 5 | 4 | -5.7417 | -22.9859 | 20.4122 | 6.9928 | -17.0357 | -54.8999 | 54.8166 | 20.7474 | -28.7076 | -79.4214 | 84.9978 | 36.0975 | -1.3227 | 3.6285 | 12.9663
2 | 5 | 5 | -4.9543 | -22.2946 | 19.5232 | 5.9892 | -14.6992 | -53.2489 | 52.4282 | 17.7699 | -24.7703 | -77.0329 | 81.2933 | 30.9188 | -1.7364 | 2.25 | 10.4089
2 | 5 | 6 | -4.1734 | -21.6116 | 18.7369 | 5.0386 | -12.3826 | -51.6174 | 50.3124 | 14.9496 | -20.8664 | -74.6728 | 78.0091 | 26.0137 | -2.0095 | 1.262 | 8.4836
2 | 5 | 7 | -3.3878 | -20.9173 | 17.861 | 4.0806 | -10.0514 | -49.9591 | 47.9576 | 12.107 | -16.9381 | -72.2738 | 74.3555 | 21.0693 | -2.3634 | 0.054045 | 6.2129
2 | 5 | 8 | -3.4985 | -21.171 | 18.0922 | 4.221 | -10.3799 | -50.5651 | 48.5789 | 12.5237 | -17.4916 | -73.1504 | 75.3194 | 21.7952 | -2.3562 | 0.15761 | 6.4726
2 | 5 | 9 | -3.6204 | -21.4268 | 18.464 | 4.4858 | -10.7417 | -51.1762 | 49.5793 | 13.3092 | -18.1014 | -74.0345 | 76.8723 | 23.1662 | -2.0975 | 0.97064 | 7.9026
2 | 5 | 10 | -3.8703 | -21.6879 | 18.6967 | 4.8095 | -11.4832 | -51.7998 | 50.2059 | 14.2696 | -19.3508 | -74.9366 | 77.8452 | 24.8398 | -2.0521 | 1.1926 | 8.3976
2 | 5 | 11 | -5.0554 | -22.521 | 19.7317 | 6.1154 | -14.9994 | -53.7896 | 52.9759 | 18.1442 | -25.2762 | -77.8152 | 82.1324 | 31.5741 | -1.7294 | 2.3311 | 10.6152
2 | 5 | 12 | -6.2461 | -23.3633 | 20.6979 | 7.4715 | -18.532 | -55.8013 | 55.5643 | 22.1678 | -31.2291 | -80.7254 | 86.1406 | 38.5688 | -1.44 | 3.3987 | 12.7548
2 | 5 | 13 | -7.4602 | -24.2088 | 21.8408 | 8.9363 | -22.1344 | -57.8208 | 58.6248 | 26.5139 | -37.2996 | -83.647 | 90.879 | 46.1227 | -0.89202 | 5.1834 | 16.0551
2 | 5 | 14 | -9.2342 | -25.4396 | 23.5005 | 11.1279 | -27.3979 | -60.7605 | 63.0798 | 33.0163 | -46.1693 | -87.8997 | 97.785 | 57.4238 | -0.045484 | 7.9377 | 21.1397
2 | 5 | 15 | -11.0407 | -26.6718 | 25.2273 | 13.4337 | -32.7577 | -63.7034 | 67.7135 | 39.8577 | -55.2013 | -92.157 | 104.967 | 69.3129 | 0.94851 | 11.1102 | 26.9215
2 | 5 | 16 | -12.8411 | -27.9137 | 26.9776 | 15.8449 | -38.0993 | -66.6695 | 72.4106 | 47.0117 | -64.2027 | -96.448 | 112.2472 | 81.7451 | 2.0678 | 14.6535 | 33.3417
2 | 5 | 17 | -14.7841 | -29.3378 | 29.0271 | 18.5986 | -43.8643 | -70.071 | 77.906 | 55.1819 | -73.9176 | -101.3688 | 120.7613 | 95.9496 | 3.5038 | 19.1526 | 41.4246
2 | 5 | 18 | -16.7724 | -30.7703 | 31.1918 | 21.5377 | -49.7634 | -73.4923 | 83.7118 | 63.902 | -83.8584 | -106.3182 | 129.7575 | 111.1076 | 5.1868 | 24.3582 | 50.6885
2 | 5 | 19 | -18.7184 | -32.2079 | 33.2818 | 24.5106 | -55.5374 | -76.926 | 89.3212 | 72.7227 | -93.5884 | -111.2857 | 138.4525 | 126.441 | 6.866 | 29.5804 | 60.0195
2 | 5 | 20 | -20.2775 | -33.3261 | 35.259 | 27.1314 | -60.1632 | -79.5966 | 94.6286 | 80.4985 | -101.3836 | -115.1491 | 146.6801 | 139.9671 | 8.7868 | 35.3673 | 70.1145
2 | 5 | 21 | -21.8224 | -34.4453 | 37.0592 | 29.6609 | -64.7467 | -82.2698 | 99.4689 | 88.0034 | -109.1073 | -119.0163 | 154.1903 | 153.0181 | 10.4524 | 40.4558 | 79.0848
2 | 5 | 22 | -23.4281 | -35.6162 | 39.0499 | 32.4088 | -69.511 | -85.0663 | 104.8237 | 96.1564 | -117.1359 | -123.0619 | 162.5008 | 167.1961 | 12.4144 | 46.4029 | 89.4991
2 | 5 | 23 | -24.0847 | -36.0612 | 40.0314 | 33.67 | -71.4589 | -86.1292 | 107.4668 | 99.8984 | -120.4184 | -124.5996 | 166.6053 | 173.704 | 13.5555 | 49.7771 | 95.2912
2 | 6 | 0 | -24.735 | -36.4914 | 40.7009 | 34.691 | -73.3885 | -87.1566 | 109.2731 | 102.9277 | -123.6701 | -126.0859 | 169.413 | 178.9653 | 14.1655 | 51.6557 | 98.6224
2 | 6 | 1 | -25.4211 | -36.9762 | 41.809 | 36.0751 | -75.4242 | -88.3146 | 112.2573 | 107.0345 | -127.1005 | -127.7611 | 174.0474 | 186.1086 | 15.4868 | 55.553 | 105.2944
2 | 6 | 2 | -25.2917 | -36.8332 | 41.3653 | 35.6683 | -75.04 | -87.9731 | 111.0701 | 105.8273 | -126.4531 | -127.2671 | 172.21 | 184.0075 | 14.9087 | 53.8843 | 102.4973
2 | 6 | 3 | -25.2061 | -36.7291 | 41.2634 | 35.5248 | -74.7863 | -87.7244 | 110.7975 | 105.4017 | -126.0255 | -126.9073 | 171.7884 | 183.2683 | 14.8529 | 53.6885 | 102.124
2 | 6 | 4 | -25.1375 | -36.6319 | 41.1871 | 35.4627 | -74.5827 | -87.4923 | 110.5998 | 105.2175 | -125.6824 | -126.5715 | 171.4879 | 182.9475 | 14.8804 | 53.7423 | 102.1814
2 | 6 | 5 | -24.2374 | -35.9447 | 39.8848 | 33.8583 | -71.912 | -85.8509 | 107.0944 | 100.4571 | -121.1819 | -124.197 | 166.0457 | 174.6717 | 13.561 | 49.7887 | 95.3385
2 | 6 | 6 | -23.4282 | -35.3274 | 38.9541 | 32.5981 | -69.5112 | -84.3766 | 104.5905 | 96.718 | -117.1363 | -122.0641 | 162.1591 | 168.1729 | 12.7966 | 47.4207 | 91.1316
2 | 6 | 7 | -22.5285 | -34.6392 | 37.7882 | 31.1202 | -66.8417 | -82.7328 | 101.4575 | 92.3331 | -112.6377 | -119.6862 | 157.2996 | 160.5514 | 11.7408 | 44.2161 | 85.5271
2 | 6 | 8 | -21.3736 | -33.7685 | 36.2613 | 29.0857 | -63.4151 | -80.6533 | 97.3557 | 86.297 | -106.8634 | -116.6778 | 150.9386 | 150.0537 | 10.2049 | 39.5844 | 77.451
2 | 6 | 9 | -20.1754 | -32.8532 | 34.7832 | 27.0641 | -59.8602 | -78.4671 | 93.3875 | 80.2988 | -100.8729 | -113.5151 | 144.7864 | 139.6199 | 8.8187 | 35.3591 | 70.0183
2 | 6 | 10 | -18.9591 | -31.9378 | 33.3449 | 25.0691 | -56.2514 | -76.2808 | 89.528 | 74.3798 | -94.7915 | -110.3523 | 138.8045 | 129.3263 | 7.5171 | 31.3756 | 62.9869
2 | 6 | 11 | -18.47 | -31.5829 | 32.6513 | 24.1947 | -54.8001 | -75.433 | 87.668 | 71.7853 | -92.346 | -109.1259 | 135.9226 | 124.8163 | 6.7931 | 29.2201 | 59.267
2 | 6 | 12 | -17.9105 | -31.173 | 32.0945 | 23.3427 | -53.1401 | -74.4543 | 86.1737 | 69.2576 | -89.5487 | -107.7099 | 133.6064 | 120.4216 | 6.3537 | 27.8369 | 56.7694
2 | 6 | 13 | -17.4441 | -30.8256 | 31.5884 | 22.6366 | -51.7564 | -73.6243 | 84.8165 | 67.1626 | -87.2169 | -106.5093 | 131.5035 | 116.7782 | 5.9554 | 26.5984 | 54.5555
2 | 6 | 14 | -17.5856 | -30.9499 | 31.6893 | 22.7572 | -52.1761 | -73.9212 | 85.0825 | 67.5205 | -87.9242 | -106.9388 | 131.9118 | 117.401 | 5.9111 | 26.5057 | 54.4499
2 | 6 | 15 | -17.7012 | -31.0476 | 31.8326 | 22.9452 | -52.5194 | -74.1545 | 85.4687 | 68.0781 | -88.5026 | -107.2763 | 132.5119 | 118.371 | 6.029 | 26.8729 | 55.104
2 | 6 | 16 | -17.8539 | -31.1744 | 31.9876 | 23.1514 | -52.9722 | -74.4574 | 85.8837 | 68.69 | -89.2657 | -107.7145 | 133.1542 | 119.4327 | 6.1109 | 27.1442 | 55.6068
2 | 6 | 17 | -17.7969 | -31.1196 | 31.9589 | 23.0883 | -52.8032 | -74.3267 | 85.8044 | 68.5026 | -88.9809 | -107.5253 | 133.0294 | 119.1085 | 6.1306 | 27.1771 | 55.6317
2 | 6 | 18 | -17.7004 | -31.0241 | 31.8765 | 22.9543 | -52.517 | -74.0984 | 85.5839 | 68.1052 | -88.4986 | -107.1952 | 132.6882 | 118.4161 | 6.1063 | 27.0737 | 55.4106
2 | 6 | 19 | -17.6315 | -30.9556 | 31.6275 | 22.7647 | -52.3124 | -73.935 | 84.9148 | 67.5425 | -88.1538 | -106.9588 | 131.6504 | 117.4362 | 5.805 | 26.2099 | 53.9741
2 | 6 | 20 | -17.6578 | -30.9481 | 31.628 | 22.7393 | -52.3904 | -73.9169 | 84.916 | 67.4672 | -88.2853 | -106.9325 | 131.6521 | 117.3036 | 5.7614 | 26.0759 | 53.7379
2 | 6 | 21 | -17.7316 | -30.9736 | 31.6673 | 22.8331 | -52.6094 | -73.978 | 85.0207 | 67.7455 | -88.6543 | -107.0209 | 131.8138 | 117.7878 | 5.7952 | 26.1789 | 53.9265
2 | 6 | 22 | -17.7766 | -30.9764 | 31.7529 | 22.8961 | -52.7428 | -73.9846 | 85.2496 | 67.9324 | -88.8792 | -107.0304 | 132.1678 | 118.1112 | 5.896 | 26.4546 | 54.3694
2 | 6 | 23 | -18.2818 | -31.411 | 32.2741 | 23.6805 | -54.2417 | -75.0225 | 86.6453 | 70.2597 | -91.405 | -108.532 | 134.3289 | 122.1583 | 6.2618 | 27.6408 | 56.5502
2 | 7 | 0 | -18.7489 | -31.8137 | 32.9775 | 24.501 | -55.6278 | -75.9843 | 88.5277 | 72.6942 | -93.7407 | -109.9234 | 137.2421 | 126.393 | 6.9159 | 29.6098 | 59.971
2 | 7 | 1 | -19.2599 | -32.2555 | 33.7101 | 25.411 | -57.144 | -77.0397 | 90.4893 | 75.3941 | -96.2958 | -111.4501 | 140.2788 | 131.0895 | 7.6057 | 31.6997 | 63.6224
2 | 7 | 2 | -19.8018 | -32.7128 | 34.2899 | 26.2223 | -58.7518 | -78.1319 | 92.041 | 77.8013 | -99.0052 | -113.0302 | 142.6804 | 135.2749 | 7.9975 | 32.9586 | 65.9199
2 | 7 | 3 | -20.2978 | -33.142 | 35.1005 | 27.1979 | -60.2234 | -79.1569 | 94.2158 | 80.6959 | -101.4849 | -114.5131 | 146.0509 | 140.3108 | 8.8587 | 35.5315 | 70.3636
2 | 7 | 4 | -20.831 | -33.5951 | 35.7991 | 28.0968 | -61.8054 | -80.2391 | 96.0878 | 83.363 | -104.1508 | -116.0785 | 148.9503 | 144.9496 | 9.4698 | 37.4064 | 73.6705
2 | 7 | 5 | -20.0568 | -33.0365 | 34.8453 | 26.793 | -59.5083 | -78.9049 | 93.5267 | 79.4946 | -100.28 | -114.1485 | 144.9793 | 138.226 | 8.545 | 34.6081 | 68.7768
2 | 7 | 6 | -19.3739 | -32.5306 | 33.9459 | 25.6206 | -57.482 | -77.6967 | 91.1141 | 76.016 | -96.8654 | -112.4005 | 141.2406 | 132.176 | 7.662 | 31.9515 | 64.1507
2 | 7 | 7 | -18.6368 | -32.0139 | 33.2428 | 24.561 | -55.295 | -76.4627 | 89.226 | 72.8723 | -93.18 | -110.6154 | 138.313 | 126.7123 | 7.1531 | 30.3406 | 61.2299
2 | 7 | 8 | -17.8214 | -31.4198 | 32.2348 | 23.2465 | -52.8759 | -75.0437 | 86.5249 | 68.9722 | -89.1034 | -108.5626 | 134.1297 | 119.9313 | 6.2401 | 27.5775 | 56.3949
2 | 7 | 9 | -16.9329 | -30.7708 | 31.3737 | 21.9694 | -50.2398 | -73.4935 | 84.2165 | 65.183 | -84.6612 | -106.3201 | 130.5536 | 113.3427 | 5.6394 | 25.6662 | 52.915
2 | 7 | 10 | -16.0647 | -30.136 | 30.3366 | 20.5863 | -47.6638 | -71.9774 | 81.4371 | 61.0794 | -80.3203 | -104.1267 | 126.2485 | 106.2061 | 4.7222 | 22.8752 | 48.0076
2 | 7 | 11 | -16.0777 | -30.2049 | 30.3676 | 20.6308 | -47.7024 | -72.1419 | 81.5177 | 61.2114 | -80.3853 | -104.3647 | 126.3714 | 106.439 | 4.7158 | 22.8848 | 48.0604
2 | 7 | 12 | -16.1196 | -30.2745 | 30.3947 | 20.6689 | -47.8267 | -72.3081 | 81.5899 | 61.3244 | -80.5948 | -104.6052 | 126.4827 | 106.6355 | 4.6696 | 22.7794 | 47.9183
2 | 7 | 13 | -16.1678 | -30.3542 | 30.6549 | 20.8428 | -47.9696 | -72.4986 | 82.2837 | 61.8402 | -80.8355 | -104.8807 | 127.5545 | 107.5343 | 4.9757 | 23.6557 | 49.3725
2 | 7 | 14 | -16.4801 | -30.5791 | 30.9724 | 21.3152 | -48.8961 | -73.0356 | 83.1362 | 63.242 | -82.3969 | -105.6576 | 128.8765 | 109.9698 | 5.2285 | 24.4465 | 50.7918
2 | 7 | 15 | -16.7431 | -30.7504 | 31.167 | 21.6353 | -49.6767 | -73.4448 | 83.6593 | 64.1916 | -83.7123 | -106.2495 | 129.6879 | 111.6196 | 5.3087 | 24.7295 | 51.3456
2 | 7 | 16 | -17.0087 | -30.9288 | 31.447 | 22.0271 | -50.4646 | -73.871 | 84.4103 | 65.3541 | -85.04 | -106.8661 | 130.8517 | 113.6376 | 5.5365 | 25.4288 | 52.5831
2 | 7 | 17 | -16.4782 | -30.3903 | 30.7803 | 21.1299 | -48.8907 | -72.5848 | 82.6299 | 62.6921 | -82.3878 | -105.0054 | 128.0995 | 109.0024 | 5.0416 | 23.8465 | 49.7086
2 | 7 | 18 | -15.8939 | -29.8075 | 29.8904 | 20.099 | -47.1571 | -71.1928 | 80.2517 | 59.6334 | -79.4665 | -102.9917 | 124.4215 | 103.6739 | 4.2879 | 21.5352 | 45.6372
2 | 7 | 19 | -15.3402 | -29.2578 | 29.2452 | 19.2431 | -45.5141 | -69.8799 | 78.5293 | 57.094 | -76.6978 | -101.0924 | 121.7593 | 99.2518 | 3.8902 | 20.2293 | 43.2209
2 | 7 | 20 | -13.4067 | -27.823 | 27.1132 | 16.3687 | -39.7774 | -66.4529 | 72.8096 | 48.5656 | -67.0305 | -96.1347 | 112.8952 | 84.4253 | 2.2522 | 15.145 | 34.1554
2 | 7 | 21 | -11.4089 | -26.3287 | 25.0485 | 13.6391 | -33.85 | -62.8839 | 67.2746 | 40.4672 | -57.0421 | -90.9716 | 104.3208 | 70.3465 | 0.95003 | 11.0078 | 26.6536
2 | 7 | 22 | -9.4686 | -24.885 | 23.0706 | 11.1642 | -28.0933 | -59.4358 | 61.9694 | 33.124 | -47.3413 | -85.9833 | 96.1001 | 57.5881 | -0.11884 | 7.5643 | 20.3636
2 | 7 | 23 | -8.9968 | -24.5856 | 22.5902 | 10.3516 | -26.6934 | -58.7207 | 60.6749 | 30.7132 | -44.9822 | -84.9489 | 94.0891 | 53.3905 | -0.64062 | 5.9739 | 17.5485
2 | 8 | 0 | -8.4865 | -24.2785 | 22.0824 | 9.6386 | -25.1794 | -57.9872 | 59.307 | 28.5976 | -42.4309 | -83.8877 | 91.9645 | 49.7131 | -1.044 | 4.738 | 15.3591
2 | 8 | 1 | -8.0079 | -24.0042 | 21.6776 | 9.073 | -23.7593 | -57.332 | 58.2173 | 26.9196 | -40.0377 | -82.9399 | 90.2728 | 46.7978 | -1.2615 | 4.0456 | 14.0929
2 | 8 | 2 | -8.7543 | -24.5677 | 22.3413 | 9.9749 | -25.9738 | -58.678 | 59.9916 | 29.5955 | -43.7696 | -84.887 | 93.0173 | 51.4513 | -1.0058 | 4.9353 | 15.8119
2 | 8 | 3 | -9.4725 | -25.1399 | 23.0564 | 10.9321 | -28.1047 | -60.0447 | 61.9036 | 32.4354 | -47.3604 | -86.8641 | 95.9749 | 56.3917 | -0.62391 | 6.1896 | 18.142
2 | 8 | 4 | -10.2362 | -25.7158 | 23.9888 | 12.0633 | -30.3705 | -61.42 | 64.3982 | 35.7917 | -51.1787 | -88.8539 | 99.8351 | 62.2303 | 0.10016 | 8.3993 | 22.0329
2 | 8 | 5 | -11.1365 | -26.3226 | 24.7791 | 13.1834 | -33.0419 | -62.8693 | 66.5197 | 39.1149 | -55.6802 | -90.9504 | 103.1239 | 68.0036 | 0.50345 | 9.7234 | 24.4969
2 | 8 | 6 | -12.0591 | -26.9371 | 25.5884 | 14.3474 | -35.7793 | -64.337 | 68.6898 | 42.5684 | -60.2932 | -93.0736 | 106.486 | 74.001 | 0.93959 | 11.1419 | 27.1201
2 | 8 | 7 | -12.9572 | -27.5447 | 26.5815 | 15.6076 | -38.4437 | -65.7882 | 71.3543 | 46.3076 | -64.7831 | -95.1731 | 110.6155 | 80.4969 | 1.6873 | 13.43 | 31.1562
2 | 8 | 8 | -14.7351 | -28.9219 | 28.4389 | 18.1695 | -43.7189 | -69.0777 | 76.337 | 53.9088 | -73.6726 | -99.9318 | 118.3372 | 93.7171 | 2.9514 | 17.4492 | 38.4499
2 | 8 | 9 | -16.5337 | -30.3363 | 30.5313 | 20.9497 | -49.0553 | -72.4557 | 81.9456 | 62.1574 | -82.6652 | -104.8186 | 127.0252 | 108.0623 | 4.611 | 22.592 | 47.6038
2 | 8 | 10 | -18.289 | -31.703 | 32.6965 | 23.8209 | -54.2632 | -75.7201 | 87.7526 | 70.6764 | -91.4412 | -109.5411 | 136.023 | 122.8797 | 6.5254 | 28.4457 | 57.9204
2 | 8 | 11 | -19.2187 | -32.4332 | 33.8531 | 25.3901 | -57.0215 | -77.464 | 90.8582 | 75.3321 | -96.0894 | -112.0639 | 140.8383 | 130.9818 | 7.5913 | 31.7048 | 63.6667
2 | 8 | 12 | -20.1521 | -33.1651 | 34.9857 | 26.9533 | -59.791 | -79.2122 | 93.8959 | 79.9702 | -100.7563 | -114.593 | 145.545 | 139.0521 | 8.6218 | 34.8629 | 69.2478
2 | 8 | 13 | -21.0846 | -33.8868 | 36.1663 | 28.5936 | -62.5577 | -80.9358 | 97.0698 | 84.8369 | -105.4185 | -117.0865 | 150.4693 | 147.5208 | 9.7886 | 38.4132 | 75.4851
2 | 8 | 14 | -21.8944 | -34.4716 | 37.2334 | 30.0144 | -64.9603 | -82.3326 | 99.937 | 89.0522 | -109.4674 | -119.1072 | 154.9164 | 154.8509 | 10.8818 | 41.6962 | 81.1927
2 | 8 | 15 | -22.7086 | -35.0516 | 38.0968 | 31.3316 | -67.3761 | -83.718 | 102.2617 | 92.9605 | -113.5383 | -121.1113 | 158.526 | 161.6503 | 11.6682 | 44.1281 | 85.5267
2 | 8 | 16 | -23.5664 | -35.6482 | 39.263 | 32.8771 | -69.9213 | -85.1429 | 105.3989 | 97.5461 | -117.8273 | -123.1727 | 163.3951 | 169.6228 | 12.9255 | 47.8808 | 92.0179
2 | 8 | 17 | -24.3551 | -36.2087 | 40.3113 | 34.3012 | -72.2614 | -86.4816 | 108.2198 | 101.7711 | -121.7708 | -125.1094 | 167.7741 | 176.9697 | 14.0485 | 51.2479 | 97.8636
2 | 8 | 18 | -25.1706 | -36.7881 | 41.224 | 35.5896 | -74.6808 | -87.8654 | 110.6773 | 105.5939 | -125.8478 | -127.1113 | 171.5898 | 183.6127 | 14.8549 | 53.7249 | 102.2434
2 | 8 | 19 | -25.9574 | -37.3619 | 42.4037 | 37.0993 | -77.0152 | -89.2359 | 113.856 | 110.073 | -129.7816 | -129.0939 | 176.5276 | 191.401 | 16.1837 | 57.678 | 109.0532
2 | 8 | 20 | -26.4633 | -37.6344 | 42.9084 | 37.8758 | -78.5162 | -89.8868 | 115.2258 | 112.3771 | -132.311 | -130.0355 | 178.6638 | 195.404 | 16.6865 | 59.1999 | 111.7213
2 | 8 | 21 | -26.9043 | -37.8629 | 43.4665 | 38.6618 | -79.8247 | -90.4324 | 116.7447 | 114.7091 | -134.516 | -130.8249 | 181.0356 | 199.4539 | 17.3611 | 61.1967 | 115.1486
2 | 8 | 22 | -27.3904 | -38.1252 | 44.248 | 39.6134 | -81.2671 | -91.059 | 118.8609 | 117.5324 | -136.9466 | -131.7313 | 184.3317 | 204.36 | 18.3457 | 64.0673 | 120.0139
2 | 8 | 23 | -27.5861 | -38.2103 | 44.5067 | 39.9721 | -81.8476 | -91.2621 | 119.5687 | 118.5968 | -137.9248 | -132.0252 | 185.44 | 206.2093 | 18.6825 | 65.0559 | 121.6994
2 | 9 | 0 | -27.787 | -38.3275 | 44.7189 | 40.3084 | -82.4438 | -91.5421 | 120.1419 | 119.5947 | -138.9295 | -132.4302 | 186.3317 | 207.9394 | 18.9128 | 65.7507 | 122.9113
2 | 9 | 1 | -28.0096 | -38.4579 | 44.9928 | 40.8032 | -83.104 | -91.8536 | 120.8835 | 121.0626 | -140.0421 | -132.8808 | 187.4866 | 210.4951 | 19.3285 | 66.9886 | 125.0588
2 | 9 | 2 | -27.9217 | -38.3976 | 44.9165 | 40.5899 | -82.8433 | -91.7096 | 120.6761 | 120.4299 | -139.6028 | -132.6725 | 187.1628 | 209.3939 | 19.1871 | 66.553 | 124.2814
2 | 9 | 3 | -27.8233 | -38.337 | 44.7763 | 40.3677 | -82.5513 | -91.5648 | 120.2963 | 119.7705 | -139.1107 | -132.463 | 186.5712 | 208.2469 | 18.9837 | 65.9506 | 123.2444
2 | 9 | 4 | -27.7139 | -38.2758 | 44.6783 | 40.1975 | -82.2268 | -91.4185 | 120.0286 | 119.2654 | -138.5638 | -132.2514 | 186.1523 | 207.3694 | 18.8861 | 65.6487 | 122.7065
2 | 9 | 5 | -27.054 | -37.8324 | 43.5549 | 38.8524 | -80.2688 | -90.3597 | 116.9911 | 115.2747 | -135.2643 | -130.7196 | 181.4254 | 200.4313 | 17.5209 | 61.6374 | 115.8728
2 | 9 | 6 | -26.3647 | -37.3572 | 42.7099 | 37.6678 | -78.2237 | -89.2246 | 114.7077 | 111.7598 | -131.818 | -129.0776 | 177.873 | 194.3208 | 16.6557 | 59.0192 | 111.2982
2 | 9 | 7 | -25.6694 | -36.8961 | 41.702 | 36.3594 | -76.1609 | -88.1233 | 111.9893 | 107.878 | -128.3419 | -127.4844 | 173.648 | 187.5735 | 15.4959 | 55.5831 | 105.3952
2 | 9 | 8 | -25.4253 | -36.748 | 41.4323 | 36.0181 | -75.4365 | -87.7696 | 111.2638 | 106.8654 | -127.1212 | -126.9727 | 172.5218 | 185.8151 | 15.2772 | 54.923 | 104.2431
2 | 9 | 9 | -25.1057 | -36.5514 | 41.1284 | 35.569 | -74.4884 | -87.3 | 110.4453 | 105.5327 | -125.5235 | -126.2933 | 171.251 | 183.5045 | 15.0402 | 54.1897 | 102.9387
2 | 9 | 10 | -24.8391 | -36.3963 | 40.8456 | 35.1885 | -73.6973 | -86.9295 | 109.6875 | 104.4037 | -124.1904 | -125.7574 | 170.0773 | 181.546 | 14.7987 | 53.4645 | 101.6756
2 | 9 | 11 | -24.759 | -36.3202 | 40.6911 | 34.9954 | -73.4596 | -86.7477 | 109.2717 | 103.8308 | -123.7898 | -125.4943 | 169.4318 | 180.5485 | 14.6073 | 52.8952 | 100.696
2 | 9 | 12 | -24.6933 | -36.2441 | 40.6262 | 34.8557 | -73.2647 | -86.5661 | 109.0969 | 103.4164 | -123.4614 | -125.2317 | 169.1602 | 179.826 | 14.5444 | 52.6824 | 100.2931
2 | 9 | 13 | -24.6402 | -36.2026 | 40.5802 | 34.78 | -73.1071 | -86.4669 | 108.9739 | 103.1918 | -123.1958 | -125.0882 | 168.9699 | 179.4349 | 14.5174 | 52.5917 | 100.1207
2 | 9 | 14 | -24.5795 | -36.0918 | 40.3219 | 34.5769 | -72.9272 | -86.2024 | 108.2888 | 102.5893 | -122.8927 | -124.7054 | 167.9147 | 178.3843 | 14.2274 | 51.7485 | 98.7008
2 | 9 | 15 | -24.5214 | -35.9528 | 40.1256 | 34.3939 | -72.7548 | -85.8703 | 107.7655 | 102.0463 | -122.6022 | -124.225 | 167.1066 | 177.4356 | 14.0453 | 51.1867 | 97.715
2 | 9 | 16 | -24.4539 | -35.8512 | 40.0344 | 34.2746 | -72.5545 | -85.6276 | 107.5233 | 101.6923 | -122.2646 | -123.874 | 166.7334 | 176.8186 | 14.0039 | 51.0336 | 97.4134
2 | 9 | 17 | -24.2575 | -35.6553 | 39.7292 | 33.8674 | -71.9718 | -85.1597 | 106.7074 | 100.4841 | -121.2828 | -123.197 | 165.4713 | 174.7133 | 13.6837 | 50.0599 | 95.7048
2 | 9 | 18 | -24.0654 | -35.4637 | 39.4351 | 33.511 | -71.4018 | -84.7022 | 105.9203 | 99.4267 | -120.3221 | -122.5352 | 164.2531 | 172.8738 | 13.4169 | 49.243 | 94.2696
2 | 9 | 19 | -23.836 | -35.2669 | 38.9474 | 32.966 | -70.721 | -84.2322 | 104.6122 | 97.8098 | -119.1749 | -121.8552 | 162.2261 | 170.0592 | 12.8105 | 47.4688 | 91.2552
2 | 9 | 20 | -23.4325 | -34.9516 | 38.4925 | 32.3169 | -69.5239 | -83.4791 | 103.3881 | 95.884 | -117.1576 | -120.7658 | 160.3259 | 166.7088 | 12.4253 | 46.269 | 89.1112
2 | 9 | 21 | -22.9862 | -34.6296 | 38.055 | 31.6517 | -68.1997 | -82.7099 | 102.2089 | 93.9103 | -114.9262 | -119.653 | 158.4939 | 163.2783 | 12.091 | 45.2096 | 87.193
2 | 9 | 22 | -22.5671 | -34.3117 | 37.3267 | 30.7591 | -66.9564 | -81.9507 | 100.2491 | 91.2619 | -112.831 | -118.5547 | 155.4516 | 158.6716 | 11.207 | 42.6039 | 82.7376
2 | 9 | 23 | -22.2017 | -34.0618 | 36.9406 | 30.2145 | -65.872 | -81.3539 | 99.2071 | 89.6462 | -111.0037 | -117.6914 | 153.8319 | 155.8623 | 10.8916 | 41.6274 | 80.9991
2 | 10 | 0 | -21.8523 | -33.8122 | 36.5189 | 29.5818 | -64.8356 | -80.7576 | 98.0676 | 87.7688 | -109.2573 | -116.8287 | 152.0589 | 152.5963 | 10.4362 | 40.2431 | 78.5692
2 | 10 | 1 | -21.4846 | -33.5644 | 35.9242 | 28.8359 | -63.7446 | -80.1657 | 96.4651 | 85.5557 | -107.4188 | -115.9724 | 149.5696 | 148.747 | 9.7111 | 38.1105 | 74.9254
2 | 10 | 2 | -20.7659 | -33.0086 | 35.1449 | 27.6304 | -61.612 | -78.8383 | 94.3695 | 81.9789 | -103.825 | -114.0521 | 146.3181 | 142.5256 | 9.0008 | 35.8981 | 70.9665
2 | 10 | 3 | -20.0723 | -32.4942 | 34.1574 | 26.3309 | -59.5544 | -77.6097 | 91.7191 | 78.1235 | -100.3576 | -112.2747 | 142.2094 | 135.8171 | 7.9218 | 32.6785 | 65.3942
2 | 10 | 4 | -19.3848 | -31.9795 | 33.4451 | 25.2252 | -57.5146 | -76.3805 | 89.8085 | 74.8429 | -96.9202 | -110.4965 | 139.2488 | 130.1085 | 7.3059 | 30.7563 | 61.9406
2 | 10 | 5 | -16.7708 | -30.1213 | 30.5851 | 21.2312 | -49.7589 | -71.9421 | 82.1291 | 62.9928 | -83.8508 | -104.0757 | 127.3421 | 109.5108 | 4.9243 | 23.4209 | 48.9264
2 | 10 | 6 | -14.1029 | -28.2077 | 27.5672 | 17.2218 | -41.8432 | -67.3717 | 74.0293 | 51.097 | -70.5117 | -97.4638 | 114.7869 | 88.8308 | 2.4784 | 15.9114 | 35.6421
2 | 10 | 7 | -11.4672 | -26.3437 | 24.9233 | 13.6198 | -34.0232 | -62.9199 | 66.9333 | 40.4099 | -57.3339 | -91.0236 | 103.7873 | 70.2527 | 0.73216 | 10.4001 | 25.6825
2 | 10 | 8 | -10.8559 | -25.8201 | 24.2894 | 12.6863 | -32.2094 | -61.6692 | 65.2306 | 37.6402 | -54.2775 | -89.2142 | 101.1471 | 65.4318 | 0.29968 | 8.9923 | 23.0871
2 | 10 | 9 | -10.2911 | -25.317 | 23.5935 | 11.7847 | -30.5335 | -60.4675 | 63.3659 | 34.965 | -51.4533 | -87.4758 | 98.2589 | 60.7738 | -0.22986 | 7.3298 | 20.1035
2 | 10 | 10 | -9.6678 | -24.7581 | 22.8442 | 10.8262 | -28.6841 | -59.1326 | 61.3581 | 32.1212 | -48.3369 | -85.5448 | 95.1493 | 55.8214 | -0.75542 | 5.6625 | 17.0891
2 | 10 | 11 | -9.7418 | -24.8627 | 23.0334 | 10.9565 | -28.9039 | -59.3824 | 61.8645 | 32.5078 | -48.7072 | -85.9061 | 95.9331 | 56.4954 | -0.61455 | 6.086 | 17.8152
2 | 10 | 12 | -9.8086 | -24.9337 | 23.125 | 11.058 | -29.102 | -59.5521 | 62.1124 | 32.8089 | -49.041 | -86.1515 | 96.3193 | 57.0179 | -0.55935 | 6.2672 | 18.1447
2 | 10 | 13 | -9.8801 | -25.0393 | 23.1479 | 11.1367 | -29.3142 | -59.8043 | 62.1744 | 33.0425 | -49.3987 | -86.5164 | 96.4158 | 57.424 | -0.63483 | 6.0984 | 17.9247
2 | 10 | 14 | -10.2013 | -25.2721 | 23.5184 | 11.5357 | -30.2672 | -60.3603 | 63.1673 | 34.2263 | -51.0046 | -87.3208 | 97.9536 | 59.4812 | -0.41933 | 6.766 | 19.1093
2 | 10 | 15 | -10.5411 | -25.543 | 23.9433 | 12.0055 | -31.2754 | -61.0073 | 64.3072 | 35.6203 | -52.7035 | -88.2568 | 99.7201 | 61.9035 | -0.13526 | 7.6447 | 20.6633
2 | 10 | 16 | -10.8593 | -25.7777 | 24.1708 | 12.3598 | -32.2194 | -61.568 | 64.9184 | 36.6713 | -54.2942 | -89.0679 | 100.6682 | 63.7283 | -0.10649 | 7.8023 | 21.0344
2 | 10 | 17 | -10.9109 | -25.8916 | 24.2494 | 12.402 | -32.3724 | -61.84 | 65.1263 | 36.7967 | -54.5522 | -89.4614 | 100.9879 | 63.9449 | -0.1511 | 7.7106 | 20.9193
2 | 10 | 18 | -10.9742 | -26.0181 | 24.4731 | 12.5085 | -32.5604 | -62.1422 | 65.7219 | 37.1125 | -54.8689 | -89.8986 | 101.9071 | 64.4925 | -0.01083 | 8.1318 | 21.6321
2 | 10 | 19 | -11.0419 | -26.1434 | 24.5774 | 12.5892 | -32.7611 | -62.4415 | 65.9997 | 37.3521 | -55.2071 | -90.3315 | 102.3357 | 64.9082 | -0.018672 | 8.1492 | 21.7053
2 | 10 | 20 | -10.7321 | -25.9208 | 24.3439 | 12.223 | -31.842 | -61.9096 | 65.3733 | 36.2654 | -53.6583 | -89.5621 | 101.365 | 63.0195 | -0.085938 | 7.8871 | 21.1642
2 | 10 | 21 | -10.389 | -25.6844 | 24.0557 | 11.8205 | -30.8239 | -61.345 | 64.5973 | 35.0714 | -51.9427 | -88.7453 | 100.1601 | 60.9455 | -0.19706 | 7.4998 | 20.4176
2 | 10 | 22 | -10.0408 | -25.4111 | 23.6261 | 11.3286 | -29.7909 | -60.6924 | 63.4457 | 33.6119 | -50.2019 | -87.8012 | 98.3761 | 58.4073 | -0.49719 | 6.5742 | 18.7803
2 | 10 | 23 | -9.8226 | -25.2605 | 23.4578 | 11.1335 | -29.1435 | -60.3327 | 62.9946 | 33.0328 | -49.1109 | -87.2809 | 97.6775 | 57.4047 | -0.49185 | 6.5513 | 18.6904
2 | 11 | 0 | -9.5981 | -25.106 | 23.2001 | 10.8746 | -28.4774 | -59.9637 | 62.3019 | 32.2649 | -47.9884 | -86.747 | 96.6027 | 56.0731 | -0.62934 | 6.1257 | 17.9404
2 | 11 | 1 | -9.3839 | -24.9529 | 23.0569 | 10.6996 | -27.8419 | -59.5979 | 61.9166 | 31.7457 | -46.9175 | -86.2179 | 96.0047 | 55.1754 | -0.58027 | 6.2224 | 18.0447
2 | 11 | 2 | -9.5038 | -24.9534 | 23.0535 | 10.771 | -28.1977 | -59.599 | 61.9091 | 31.9574 | -47.5172 | -86.2195 | 95.9945 | 55.5388 | -0.63273 | 6.0696 | 17.7966
2 | 11 | 3 | -9.6561 | -24.9512 | 23.1091 | 10.892 | -28.6494 | -59.5938 | 62.0583 | 32.3164 | -48.2783 | -86.2119 | 96.2259 | 56.1578 | -0.60615 | 6.1315 | 17.8935
2 | 11 | 4 | -9.8024 | -24.9608 | 22.9793 | 10.9434 | -29.0836 | -59.6167 | 61.712 | 32.469 | -49.01 | -86.2451 | 95.6905 | 56.4168 | -0.8404 | 5.4806 | 16.8522
2 | 11 | 5 | -9.2306 | -24.4541 | 22.341 | 10.241 | -27.387 | -58.4066 | 60.0017 | 30.385 | -46.1509 | -84.4944 | 93.042 | 52.7976 | -1.1027 | 4.5931 | 15.1943
2 | 11 | 6 | -8.6295 | -23.9112 | 21.7187 | 9.5536 | -25.6037 | -57.11 | 58.3372 | 28.3454 | -43.1459 | -82.6187 | 90.4666 | 49.2541 | -1.2685 | 3.9689 | 13.9561
2 | 11 | 7 | -8.1549 | -23.4033 | 21.1596 | 8.9675 | -24.1954 | -55.8968 | 56.8402 | 26.6064 | -40.7727 | -80.8636 | 88.1492 | 46.2291 | -1.4311 | 3.3544 | 12.742
2 | 11 | 8 | -8.6188 | -23.7103 | 21.5598 | 9.5942 | -25.5719 | -56.6301 | 57.917 | 28.4659 | -43.0923 | -81.9244 | 89.8205 | 49.4635 | -1.1751 | 4.1809 | 14.2673
2 | 11 | 9 | -9.071 | -24.024 | 22.0794 | 10.2505 | -26.9136 | -57.3793 | 59.3131 | 30.4132 | -45.3533 | -83.0082 | 91.9857 | 52.8513 | -0.76504 | 5.4334 | 16.4755
2 | 11 | 10 | -9.5784 | -24.3763 | 22.5171 | 10.9399 | -28.4189 | -58.2208 | 60.4904 | 32.4587 | -47.8899 | -84.2256 | 93.8129 | 56.4079 | -0.49764 | 6.3094 | 18.1053
2 | 11 | 11 | -10.1309 | -24.8416 | 23.1619 | 11.728 | -30.0581 | -59.3322 | 62.2208 | 34.7968 | -50.6522 | -85.8334 | 96.4951 | 60.4755 | -0.082558 | 7.6274 | 20.485
2 | 11 | 12 | -10.6998 | -25.3577 | 23.8545 | 12.5369 | -31.7463 | -60.5649 | 64.0753 | 37.1968 | -53.497 | -87.6167 | 99.3659 | 64.6513 | 0.33384 | 8.9609 | 22.9036
2 | 11 | 13 | -11.2963 | -25.8703 | 24.4306 | 13.3502 | -33.5159 | -61.789 | 65.6205 | 39.6097 | -56.4791 | -89.3876 | 101.7604 | 68.8477 | 0.61419 | 9.9253 | 24.7414
2 | 11 | 14 | -11.4622 | -25.95 | 24.6487 | 13.5355 | -34.0082 | -61.9794 | 66.2079 | 40.1597 | -57.3086 | -89.6631 | 102.6726 | 69.8005 | 0.77202 | 10.38 | 25.5015
2 | 11 | 15 | -11.6217 | -26.0299 | 24.722 | 13.6468 | -34.4814 | -62.1702 | 66.4092 | 40.4898 | -58.1061 | -89.9391 | 102.9886 | 70.3687 | 0.7172 | 10.2474 | 25.3121
2 | 11 | 16 | -11.7719 | -26.1144 | 24.8645 | 13.8219 | -34.9272 | -62.3722 | 66.7946 | 41.0094 | -58.8572 | -90.2312 | 103.5883 | 71.2697 | 0.80008 | 10.5047 | 25.7696
2 | 11 | 17 | -11.8325 | -26.1158 | 24.8412 | 13.8115 | -35.1068 | -62.3755 | 66.7326 | 40.9786 | -59.1599 | -90.2361 | 103.4927 | 71.2122 | 0.70438 | 10.2288 | 25.3088
2 | 11 | 18 | -11.9331 | -26.1566 | 24.8471 | 13.8488 | -35.4054 | -62.4729 | 66.7499 | 41.0893 | -59.6631 | -90.377 | 103.5207 | 71.4022 | 0.60623 | 9.9609 | 24.8829
2 | 11 | 19 | -12.0229 | -26.1936 | 25.0385 | 13.9753 | -35.6719 | -62.5613 | 67.2636 | 41.4644 | -60.1123 | -90.5048 | 104.3172 | 72.0519 | 0.79716 | 10.4949 | 25.752
2 | 11 | 20 | -10.8671 | -25.1571 | 23.7132 | 12.288 | -32.2426 | -60.0857 | 63.716 | 36.4582 | -54.3333 | -86.9235 | 98.8258 | 63.3423 | -0.023094 | 7.8459 | 20.9112
2 | 11 | 21 | -9.8528 | -24.1529 | 22.3801 | 10.8802 | -29.233 | -57.6872 | 60.1476 | 32.2814 | -49.2618 | -83.4538 | 93.3022 | 56.0802 | -0.74532 | 5.5088 | 16.6668
2 | 11 | 22 | -8.8204 | -23.1128 | 21.1091 | 9.501 | -26.17 | -55.2031 | 56.7427 | 28.1893 | -44.1001 | -79.86 | 88.0299 | 48.9664 | -1.3231 | 3.559 | 13.0362
2 | 11 | 23 | -7.5522 | -21.9941 | 19.7832 | 7.8282 | -22.4074 | -52.531 | 53.1901 | 23.2261 | -37.7596 | -75.9945 | 82.528 | 40.333 | -1.935 | 1.4778 | 9.1069
2 | 12 | 0 | -6.2918 | -20.8726 | 18.4011 | 6.2353 | -18.6678 | -49.8525 | 49.4882 | 18.5001 | -31.4579 | -72.1196 | 76.796 | 32.1123 | -2.5281 | -0.53205 | 5.3308
2 | 12 | 1 | -4.9977 | -19.7401 | 17.1294 | 4.6663 | -14.828 | -47.1475 | 46.0781 | 13.8449 | -24.9873 | -68.2064 | 71.5123 | 24.0167 | -2.942 | -2.0526 | 2.3353
2 | 12 | 2 | -4.5941 | -19.55 | 16.7885 | 4.14 | -13.6307 | -46.6935 | 45.1583 | 12.2833 | -22.9697 | -67.5496 | 70.0826 | 21.2993 | -3.2156 | -2.8827 | 0.86267
2 | 12 | 3 | -4.1685 | -19.3493 | 16.5082 | 3.5968 | -12.3679 | -46.2141 | 44.3988 | 10.6716 | -20.8417 | -66.8561 | 68.8994 | 18.4953 | -3.4128 | -3.5117 | -0.30314
2 | 12 | 4 | -3.7841 | -19.1531 | 16.2789 | 3.1277 | -11.2274 | -45.7456 | 43.7768 | 9.28 | -18.9198 | -66.1783 | 67.9296 | 16.0741 | -3.5306 | -3.9163 | -1.0944
2 | 12 | 5 | -3.5275 | -18.8595 | 15.8954 | 2.8888 | -10.4659 | -45.0443 | 42.7412 | 8.5711 | -17.6365 | -65.1637 | 66.3192 | 14.8468 | -3.6027 | -4.1979 | -1.6342
2 | 12 | 6 | -3.2764 | -18.5153 | 15.4143 | 2.758 | -9.7212 | -44.2223 | 41.4438 | 8.1828 | -16.3816 | -63.9746 | 64.3027 | 14.1821 | -3.6195 | -4.3169 | -1.8713
2 | 12 | 7 | -3.0692 | -18.2117 | 15.0883 | 2.6962 | -9.1064 | -43.4971 | 40.5632 | 7.9995 | -15.3456 | -62.9255 | 62.9332 | 13.8737 | -3.4964 | -4.0407 | -1.4641
2 | 12 | 8 | -3.6142 | -19.3704 | 16.3833 | 3.3456 | -10.7233 | -46.2647 | 44.0307 | 9.9262 | -18.0703 | -66.9292 | 68.3012 | 17.2235 | -3.2557 | -3.031 | 0.52513
2 | 12 | 9 | -4.2719 | -20.565 | 17.6949 | 4.1332 | -12.6746 | -49.1178 | 47.5395 | 12.2631 | -21.3585 | -71.0567 | 73.7306 | 21.2883 | -3.0088 | -1.9898 | 2.6037
2 | 12 | 10 | -5.533 | -21.7575 | 18.9784 | 5.7132 | -16.4164 | -51.966 | 50.9752 | 16.951 | -27.664 | -75.1771 | 79.0488 | 29.4454 | -2.5989 | -0.45627 | 5.653
2 | 12 | 11 | -7.3719 | -23.1545 | 20.7347 | 7.9659 | -21.8724 | -55.3026 | 55.6861 | 23.6346 | -36.8581 | -80.0041 | 86.3487 | 41.0691 | -1.8259 | 2.1457 | 10.5557
2 | 12 | 12 | -9.235 | -24.5584 | 22.6093 | 10.3869 | -27.4001 | -58.6556 | 60.7177 | 30.8179 | -46.1731 | -84.8547 | 94.1486 | 53.5604 | -0.79714 | 5.4799 | 16.6811
2 | 12 | 13 | -11.1439 | -26.0075 | 24.5815 | 12.979 | -33.0638 | -62.1169 | 66.0083 | 38.5087 | -55.7172 | -89.8619 | 102.3469 | 66.9366 | 0.40916 | 9.3363 | 23.7044
2 | 12 | 14 | -12.6931 | -27.1643 | 26.0953 | 15.0951 | -37.6604 | -64.8797 | 70.0708 | 44.787 | -63.4631 | -93.8588 | 108.6441 | 77.852 | 1.333 | 12.3177 | 29.1742
2 | 12 | 15 | -14.2813 | -28.3652 | 27.9553 | 17.4891 | -42.3726 | -67.748 | 75.0602 | 51.8899 | -71.4038 | -98.0083 | 116.3758 | 90.2049 | 2.7978 | 16.8295 | 37.1685
2 | 12 | 16 | -15.8473 | -29.5404 | 29.527 | 19.7406 | -47.0186 | -70.5548 | 79.2757 | 58.57 | -79.2331 | -102.0687 | 122.908 | 101.8201 | 3.8799 | 20.2723 | 43.4263
2 | 12 | 17 | -17.6187 | -30.9269 | 31.5749 | 22.4852 | -52.2744 | -73.8663 | 84.7649 | 66.7132 | -88.0898 | -106.8593 | 131.4106 | 115.9834 | 5.5145 | 25.3374 | 52.445
2 | 12 | 18 | -19.4208 | -32.3558 | 33.8275 | 25.5065 | -57.6213 | -77.2793 | 90.8067 | 75.6774 | -97.1 | -111.7968 | 140.7726 | 131.5735 | 7.5574 | 31.5836 | 63.4494
2 | 12 | 19 | -21.2028 | -33.7505 | 36.0385 | 28.4855 | -62.9083 | -80.6102 | 96.737 | 84.5161 | -106.0094 | -116.6155 | 149.962 | 146.9468 | 9.5708 | 37.7346 | 74.2839
2 | 12 | 20 | -22.6789 | -34.8097 | 37.7975 | 30.9334 | -67.288 | -83.14 | 101.4643 | 91.7791 | -113.3899 | -120.2752 | 157.295 | 159.575 | 11.2424 | 42.8154 | 83.2049
2 | 12 | 21 | -24.1336 | -35.8583 | 39.676 | 33.5116 | -71.6042 | -85.6445 | 106.5196 | 99.4284 | -120.6632 | -123.8984 | 165.1425 | 172.8751 | 13.1957 | 48.6993 | 93.456
2 | 12 | 22 | -25.5934 | -36.9115 | 41.5664 | 36.0977 | -75.9354 | -88.16 | 111.6108 | 107.1014 | -127.962 | -127.5375 | 173.0489 | 186.2173 | 15.1592 | 54.6168 | 103.7668
2 | 12 | 23 | -26.9808 | -37.9114 | 43.6225 | 38.7208 | -80.0516 | -90.5483 | 117.1499 | 114.8842 | -134.8983 | -130.9925 | 181.6525 | 199.7492 | 17.4511 | 61.4342 | 115.5109
2 | 13 | 0 | -28.3565 | -38.8983 | 45.6374 | 41.2626 | -84.1333 | -92.9054 | 122.5825 | 122.4255 | -141.7765 | -134.4024 | 190.0944 | 212.8591 | 19.6452 | 67.9694 | 126.7745
2 | 13 | 1 | -29.7724 | -39.9022 | 47.8248 | 43.9717 | -88.3342 | -95.3032 | 128.4895 | 130.4635 | -148.8557 | -137.8712 | 199.2809 | 226.8285 | 22.1219 | 75.3156 | 139.3826
2 | 13 | 2 | -30.9347 | -40.7294 | 49.8331 | 46.9096 | -91.7829 | -97.2788 | 133.9205 | 139.1802 | -154.6672 | -140.7292 | 207.7337 | 241.9877 | 25.0786 | 84.0391 | 154.3249
2 | 13 | 3 | -32.1654 | -41.6153 | 52.1367 | 50.5241 | -95.4343 | -99.3948 | 140.156 | 149.9044 | -160.8204 | -143.7903 | 217.4433 | 260.6445 | 28.8801 | 95.2312 | 173.4771
2 | 13 | 4 | -33.3672 | -42.4873 | 54.5569 | 54.6163 | -99.0002 | -101.4775 | 146.7242 | 162.0459 | -166.8294 | -146.8033 | 227.6853 | 281.7744 | 33.3187 | 108.2924 | 195.827
2 | 13 | 5 | -33.2027 | -42.3787 | 54.3026 | 54.1053 | -98.5121 | -101.218 | 146.0299 | 160.5296 | -166.0069 | -146.4279 | 226.5994 | 279.1359 | 32.8264 | 106.8295 | 193.3005
2 | 13 | 6 | -33.0051 | -42.2631 | 53.7329 | 53.4456 | -97.9256 | -100.942 | 144.4857 | 158.5725 | -165.0185 | -146.0287 | 224.193 | 275.7337 | 31.9103 | 104.1905 | 188.8795
2 | 13 | 7 | -32.8187 | -42.1435 | 53.5185 | 53.1032 | -97.3726 | -100.6562 | 143.9031 | 157.5566 | -164.0866 | -145.6151 | 223.2839 | 273.9691 | 31.6596 | 103.431 | 187.5512
2 | 13 | 8 | -33.1138 | -42.3966 | 54.4509 | 54.5419 | -98.2481 | -101.2608 | 146.4323 | 161.825 | -165.562 | -146.4898 | 227.2268 | 281.4011 | 33.4824 | 108.7484 | 196.576
2 | 13 | 9 | -33.3941 | -42.64 | 54.8293 | 55.4119 | -99.0798 | -101.8421 | 147.4606 | 164.4065 | -166.9636 | -147.3308 | 228.8312 | 285.8973 | 34.2072 | 110.9451 | 200.4342
2 | 13 | 10 | -33.6665 | -42.8865 | 55.4611 | 56.7137 | -99.8881 | -102.4309 | 149.1782 | 168.269 | -168.3256 | -148.1825 | 231.512 | 292.6223 | 35.6219 | 115.1282 | 207.6262
2 | 13 | 11 | -33.5557 | -42.8055 | 55.2921 | 56.495 | -99.5595 | -102.2373 | 148.7244 | 167.62 | -167.7718 | -147.9025 | 230.8085 | 291.4932 | 35.4259 | 114.5476 | 206.6273
2 | 13 | 12 | -33.4282 | -42.7252 | 55.1369 | 56.4619 | -99.181 | -102.0456 | 148.3065 | 167.5217 | -167.1341 | -147.6252 | 230.1597 | 291.3283 | 35.4453 | 114.6015 | 206.7287
2 | 13 | 13 | -33.3278 | -42.6821 | 55.0923 | 56.4461 | -98.8831 | -101.9426 | 148.1885 | 167.475 | -166.6321 | -147.4762 | 229.978 | 291.2489 | 35.5285 | 114.8377 | 207.1186
2 | 13 | 14 | -34.0129 | -43.1435 | 56.5563 | 58.6311 | -100.9159 | -103.0446 | 152.1586 | 173.9577 | -170.0577 | -149.0704 | 236.1661 | 302.5313 | 38.031 | 122.1557 | 219.5693
2 | 13 | 15 | -34.6953 | -43.6381 | 57.7987 | 60.9772 | -102.9407 | -104.226 | 155.538 | 180.9186 | -173.4696 | -150.7794 | 241.4424 | 314.6445 | 40.4424 | 129.29 | 231.8379
2 | 13 | 16 | -35.3954 | -44.1388 | 59.4723 | 64.1797 | -105.0177 | -105.4219 | 160.0768 | 190.4203 | -176.9698 | -152.5095 | 248.517 | 331.1984 | 44.1178 | 140.0575 | 250.2362
2 | 13 | 17 | -35.6381 | -44.2779 | 59.8644 | 65.0049 | -105.7377 | -105.7541 | 161.1462 | 192.8689 | -178.183 | -152.9901 | 250.189 | 335.4558 | 44.9534 | 142.5234 | 254.4717
2 | 13 | 18 | -35.9429 | -44.4757 | 60.4135 | 66.2535 | -106.6422 | -106.2266 | 162.6481 | 196.5733 | -179.7073 | -153.6736 | 252.5405 | 341.9063 | 46.2483 | 146.3525 | 261.0659
2 | 13 | 19 | -36.2007 | -44.6219 | 61.22 | 67.6641 | -107.4072 | -106.5756 | 164.8434 | 200.7587 | -180.9963 | -154.1786 | 255.9691 | 349.1879 | 48.0615 | 151.6193 | 269.9821
2 | 13 | 20 | -35.8558 | -44.379 | 60.1134 | 65.8407 | -106.3836 | -105.9956 | 161.8442 | 195.3485 | -179.2716 | -153.3395 | 251.2956 | 339.7735 | 45.7193 | 144.8135 | 258.4581
2 | 13 | 21 | -35.4981 | -44.1261 | 59.4914 | 64.6123 | -105.3224 | -105.3916 | 160.1621 | 191.704 | -177.4832 | -152.4656 | 248.6777 | 333.4292 | 44.4796 | 141.1522 | 252.1581
2 | 13 | 22 | -35.1681 | -43.8937 | 58.9297 | 63.6089 | -104.3432 | -104.8364 | 158.6447 | 188.7268 | -175.8331 | -151.6626 | 246.3174 | 328.2498 | 43.4769 | 138.1919 | 247.0715
2 | 13 | 23 | -34.0274 | -43.0008 | 56.397 | 59.14 | -100.9588 | -102.704 | 151.7753 | 175.4677 | -170.1299 | -148.5776 | 235.6092 | 305.1526 | 38.5088 | 123.5802 | 222.0543
2 | 14 | 0 | -32.8526 | -42.0689 | 53.9314 | 55.7256 | -97.4733 | -100.478 | 145.0939 | 165.3373 | -164.2564 | -145.3574 | 225.199 | 287.5293 | 34.7355 | 112.4799 | 203.1145
2 | 14 | 1 | -31.7338 | -41.1891 | 51.743 | 52.6362 | -94.1538 | -98.3768 | 139.176 | 156.171 | -158.6625 | -142.3176 | 215.9884 | 271.5818 | 31.4564 | 102.8164 | 186.59
2 | 14 | 2 | -30.2909 | -40.114 | 48.9889 | 48.6319 | -89.8728 | -95.8091 | 131.7332 | 144.2904 | -151.4484 | -138.6031 | 204.4086 | 250.9143 | 27.2159 | 90.3416 | 165.2713
2 | 14 | 3 | -28.8697 | -39.0491 | 46.6934 | 44.8205 | -85.6562 | -93.2657 | 125.5297 | 132.982 | -144.3428 | -134.9236 | 194.7571 | 231.2394 | 23.595 | 79.5898 | 146.7301
2 | 14 | 4 | -27.433 | -37.9781 | 44.5393 | 41.2993 | -81.3935 | -90.7075 | 119.7126 | 122.5346 | -137.1595 | -131.2227 | 185.7101 | 213.0655 | 20.4276 | 70.1463 | 130.3933
2 | 14 | 5 | -24.1671 | -35.6125 | 39.8528 | 33.7639 | -71.7035 | -85.0574 | 107.0619 | 100.1771 | -120.8305 | -123.0491 | 166.0399 | 174.1724 | 13.8371 | 50.4781 | 96.3327
2 | 14 | 6 | -20.9384 | -33.2819 | 35.6154 | 28.2381 | -62.1239 | -79.4912 | 95.6478 | 83.7822 | -104.6875 | -114.9966 | 148.3124 | 145.6732 | 9.6333 | 37.815 | 74.3015
2 | 14 | 7 | -17.702 | -30.9504 | 31.8993 | 23.122 | -52.5217 | -73.9224 | 85.6608 | 68.6028 | -88.5066 | -106.9405 | 132.8204 | 119.2841 | 6.369 | 27.8195 | 56.6575
2 | 14 | 8 | -15.5542 | -29.4271 | 29.5221 | 19.851 | -46.149 | -70.2842 | 79.2742 | 58.8977 | -77.7677 | -101.6773 | 122.9154 | 102.4117 | 4.3918 | 21.7386 | 45.8822
2 | 14 | 9 | -13.4233 | -27.9387 | 27.2932 | 16.7704 | -39.8266 | -66.7293 | 73.2873 | 49.7577 | -67.1135 | -96.5345 | 113.6312 | 86.5226 | 2.7016 | 16.4891 | 36.5058
2 | 14 | 10 | -11.2428 | -26.4115 | 25.0532 | 13.749 | -33.3573 | -63.0816 | 67.2723 | 40.7932 | -56.2118 | -91.2575 | 104.3049 | 70.9382 | 1.1479 | 11.6266 | 27.7738
2 | 14 | 11 | -11.1483 | -26.3431 | 24.8934 | 13.4881 | -33.077 | -62.9183 | 66.8428 | 40.0191 | -55.7394 | -91.0213 | 103.6386 | 69.5885 | 0.89006 | 10.8666 | 26.4664
2 | 14 | 12 | -11.0425 | -26.2802 | 24.7358 | 13.2272 | -32.7631 | -62.7681 | 66.421 | 39.2449 | -55.2105 | -90.8041 | 102.9856 | 68.238 | 0.6402 | 10.1346 | 25.209
2 | 14 | 13 | -10.9636 | -26.2246 | 24.8011 | 13.1237 | -32.5289 | -62.6352 | 66.5959 | 38.9378 | -54.8158 | -90.6118 | 103.2564 | 67.7008 | 0.73663 | 10.3695 | 25.5296
2 | 14 | 14 | -11.7465 | -26.764 | 25.4241 | 14.0159 | -34.8518 | -63.9237 | 68.2689 | 41.5851 | -58.7302 | -92.4758 | 105.8506 | 72.2973 | 0.92949 | 11.0786 | 26.942
2 | 14 | 15 | -12.5511 | -27.3145 | 26.2624 | 15.046 | -37.2389 | -65.2385 | 70.5194 | 44.6414 | -62.7528 | -94.3779 | 109.3395 | 77.6068 | 1.4428 | 12.6833 | 29.8156
2 | 14 | 16 | -13.3344 | -27.8289 | 27.0584 | 16.0386 | -39.5629 | -66.4669 | 72.6556 | 47.5864 | -66.669 | -96.155 | 112.6508 | 82.7186 | 1.9338 | 14.2123 | 32.5454
2 | 14 | 17 | -14.1989 | -28.4508 | 27.8575 | 17.2093 | -42.128 | -67.9524 | 74.8011 | 51.0599 | -70.9916 | -98.3039 | 115.9771 | 88.7557 | 2.4172 | 15.7806 | 35.4373
2 | 14 | 18 | -15.0329 | -29.0391 | 28.7719 | 18.3924 | -44.6026 | -69.3574 | 77.2537 | 54.57 | -75.1617 | -100.3365 | 119.7775 | 94.8565 | 3.0923 | 17.8637 | 39.1358
2 | 14 | 19 | -15.8709 | -29.6166 | 29.5781 | 19.5665 | -47.0886 | -70.7368 | 79.4197 | 58.0536 | -79.3511 | -102.332 | 123.1368 | 100.9104 | 3.6572 | 19.6478 | 42.3641
2 | 14 | 20 | -16.2819 | -29.9107 | 30.0835 | 20.1768 | -48.3082 | -71.4393 | 80.7751 | 59.8644 | -81.4062 | -103.3483 | 125.237 | 104.0578 | 4.0677 | 20.892 | 44.5403
2 | 14 | 21 | -16.7046 | -30.2337 | 30.4293 | 20.7254 | -49.5622 | -72.2106 | 81.7013 | 61.4919 | -83.5194 | -104.4641 | 126.6711 | 106.8855 | 4.2165 | 21.4204 | 45.5732
2 | 14 | 22 | -17.1209 | -30.5299 | 31.0027 | 21.3878 | -50.7975 | -72.9183 | 83.2373 | 63.4574 | -85.601 | -105.4879 | 129.0497 | 110.2993 | 4.7397 | 22.979 | 48.2601
2 | 14 | 23 | -17.6572 | -30.9245 | 31.513 | 22.2094 | -52.3888 | -73.8607 | 84.6051 | 65.895 | -88.2826 | -106.8513 | 131.1683 | 114.5399 | 5.1406 | 24.2505 | 50.5743
2 | 15 | 0 | -18.2372 | -31.3699 | 32.2981 | 23.2469 | -54.1096 | -74.9245 | 86.7056 | 68.9732 | -91.1824 | -108.3902 | 134.4186 | 119.8953 | 5.9379 | 26.6447 | 54.7414
2 | 15 | 1 | -18.7761 | -31.7682 | 32.8315 | 24.0513 | -55.7086 | -75.8757 | 88.1358 | 71.36 | -93.8769 | -109.7662 | 136.6345 | 124.0476 | 6.3385 | 27.9115 | 57.039
2 | 15 | 2 | -18.4411 | -31.4997 | 32.471 | 23.5561 | -54.7146 | -75.2345 | 87.1695 | 69.8908 | -92.2019 | -108.8387 | 135.1378 | 121.4908 | 6.0862 | 27.1112 | 55.588
2 | 15 | 3 | -18.0895 | -31.2085 | 31.9334 | 22.8942 | -53.6712 | -74.539 | 85.7273 | 67.9267 | -90.4436 | -107.8325 | 132.9028 | 118.0741 | 5.5295 | 25.4438 | 52.7008
2 | 15 | 4 | -17.7774 | -30.9518 | 31.657 | 22.5017 | -52.7453 | -73.9258 | 84.9879 | 66.7622 | -88.8833 | -106.9454 | 131.7586 | 116.0488 | 5.4295 | 25.0791 | 51.9787
2 | 15 | 5 | -14.5066 | -28.6095 | 28.0975 | 17.6031 | -43.0408 | -68.3315 | 75.4368 | 52.2283 | -72.5299 | -98.8524 | 116.9554 | 90.7833 | 2.5845 | 16.2927 | 36.3564
2 | 15 | 6 | -11.2323 | -26.2712 | 24.7812 | 13.0701 | -33.3261 | -62.7466 | 66.538 | 38.7788 | -56.1592 | -90.773 | 103.1631 | 67.4042 | 0.34775 | 9.2441 | 23.6351
2 | 15 | 7 | -7.943 | -23.9231 | 21.6691 | 8.8796 | -23.5667 | -57.1384 | 58.1879 | 26.3458 | -39.7133 | -82.6597 | 90.2215 | 45.7913 | -1.3173 | 3.8285 | 13.6398
2 | 15 | 8 | -6.5082 | -22.8942 | 20.313 | 7.1524 | -19.3099 | -54.6809 | 54.5491 | 21.221 | -32.5399 | -79.1046 | 84.5818 | 36.8848 | -1.9371 | 1.7792 | 9.8221
2 | 15 | 9 | -5.1005 | -21.8651 | 19.0301 | 5.5734 | -15.1332 | -52.2231 | 51.1053 | 16.5364 | -25.5017 | -75.549 | 79.2434 | 28.7464 | -2.3622 | 0.28534 | 6.9391
2 | 15 | 10 | -3.8098 | -20.8289 | 17.7493 | 4.0957 | -11.3035 | -49.7482 | 47.6678 | 12.1518 | -19.0481 | -71.9686 | 73.915 | 21.1241 | -2.7937 | -1.232 | 4.0224
2 | 15 | 11 | -5.166 | -21.8882 | 19.1044 | 5.7477 | -15.3274 | -52.2782 | 51.3048 | 17.0534 | -25.8288 | -75.6287 | 79.5526 | 29.6489 | -2.2021 | 0.75264 | 7.744
2 | 15 | 12 | -6.479 | -22.9091 | 20.3222 | 7.3695 | -19.223 | -54.7166 | 54.573 | 21.8652 | -32.3935 | -79.1562 | 84.6182 | 38.0177 | -1.6964 | 2.4986 | 11.0862
2 | 15 | 13 | -7.8481 | -23.9707 | 21.7579 | 9.1931 | -23.2852 | -57.2521 | 58.4275 | 27.2759 | -39.2388 | -82.8242 | 90.5942 | 47.4285 | -0.86781 | 5.1661 | 15.9596
2 | 15 | 14 | -9.2611 | -25.0085 | 23.0512 | 10.9149 | -27.4777 | -59.7308 | 61.9014 | 32.3844 | -46.3037 | -86.4101 | 95.9812 | 56.3068 | -0.30356 | 7.0773 | 19.5741
2 | 15 | 15 | -10.7889 | -26.0518 | 24.6034 | 12.8342 | -32.0105 | -62.2226 | 66.0712 | 38.0789 | -53.9423 | -90.0149 | 102.448 | 66.1985 | 0.59689 | 9.9169 | 24.6894
2 | 15 | 16 | -12.2846 | -27.0966 | 26.0614 | 14.7634 | -36.4481 | -64.718 | 69.9868 | 43.8029 | -61.4203 | -93.6249 | 108.5197 | 76.1429 | 1.4437 | 12.6235 | 29.6173
2 | 15 | 17 | -12.2291 | -27.033 | 25.9825 | 14.6487 | -36.2835 | -64.566 | 69.7742 | 43.4625 | -61.1428 | -93.405 | 108.1895 | 75.5516 | 1.3691 | 12.3872 | 29.1933
2 | 15 | 18 | -12.1467 | -26.9691 | 25.9068 | 14.5402 | -36.039 | -64.4134 | 69.5721 | 43.1405 | -60.7308 | -93.1842 | 107.8771 | 74.9927 | 1.3313 | 12.2602 | 28.9547
2 | 15 | 19 | -12.0788 | -26.9026 | 25.684 | 14.3817 | -35.8377 | -64.2548 | 68.9761 | 42.6702 | -60.3916 | -92.9547 | 106.9549 | 74.1759 | 1.0842 | 11.5539 | 27.7845
2 | 15 | 20 | -11.9447 | -26.7893 | 25.5516 | 14.1821 | -35.4398 | -63.9841 | 68.6204 | 42.0783 | -59.7211 | -92.5632 | 106.403 | 73.1467 | 0.99975 | 11.2747 | 27.2654
2 | 15 | 21 | -11.8258 | -26.6753 | 25.4595 | 14.0018 | -35.0869 | -63.7119 | 68.3709 | 41.5431 | -59.1264 | -92.1693 | 106.0145 | 72.215 | 0.96022 | 11.1153 | 26.9337
2 | 15 | 22 | -11.693 | -26.5552 | 25.1617 | 13.7025 | -34.693 | -63.4249 | 67.5723 | 40.655 | -58.4626 | -91.7542 | 104.7772 | 70.6681 | 0.61598 | 10.1094 | 25.2285
2 | 15 | 23 | -12.3562 | -27.0907 | 25.8871 | 14.575 | -36.6608 | -64.7039 | 69.5174 | 43.244 | -61.7786 | -93.6044 | 107.7907 | 75.1662 | 1.0152 | 11.3967 | 27.5739
2 | 16 | 0 | -12.981 | -27.5962 | 26.6286 | 15.4442 | -38.5145 | -65.9113 | 71.5049 | 45.8229 | -64.9025 | -95.3512 | 110.8692 | 79.6475 | 1.4956 | 12.9019 | 30.263
2 | 16 | 1 | -13.6058 | -28.0942 | 27.3494 | 16.2816 | -40.3683 | -67.1006 | 73.4359 | 48.3072 | -68.0263 | -97.0716 | 113.8595 | 83.9622 | 1.931 | 14.2743 | 32.7237
2 | 16 | 2 | -13.2571 | -27.8209 | 27.0425 | 15.8532 | -39.3336 | -66.4479 | 72.6126 | 47.0363 | -66.2826 | -96.1275 | 112.5836 | 81.7529 | 1.8177 | 13.8673 | 31.9265
2 | 16 | 3 | -12.8654 | -27.5054 | 26.4944 | 15.2361 | -38.1716 | -65.6945 | 71.1413 | 45.2053 | -64.3245 | -95.0375 | 110.3027 | 78.5694 | 1.3597 | 12.4805 | 29.51
2 | 16 | 4 | -12.4925 | -27.2225 | 26.1776 | 14.7801 | -37.065 | -65.0187 | 70.2926 | 43.8523 | -62.4597 | -94.0599 | 108.9886 | 76.2174 | 1.2428 | 12.0613 | 28.6863
2 | 16 | 5 | -10.0588 | -25.4276 | 23.5955 | 11.4184 | -29.8444 | -60.7317 | 63.3649 | 33.8782 | -50.292 | -87.858 | 98.2521 | 58.8787 | -0.47251 | 6.6671 | 18.9808
2 | 16 | 6 | -7.6335 | -23.6251 | 21.28 | 8.3573 | -22.6484 | -56.4266 | 57.1542 | 24.7959 | -38.1658 | -81.63 | 88.6282 | 43.0908 | -1.6213 | 2.8751 | 11.9231
2 | 16 | 7 | -5.2374 | -21.7764 | 18.929 | 5.4938 | -15.5394 | -52.0112 | 50.8487 | 16.3001 | -26.1861 | -75.2425 | 78.8576 | 28.3248 | -2.5911 | -0.4019 | 5.7538
2 | 16 | 8 | -5.4934 | -21.9383 | 19.1341 | 5.8079 | -16.2988 | -52.3977 | 51.3978 | 17.232 | -27.4659 | -75.8016 | 79.7078 | 29.9456 | -2.4896 | -0.066728 | 6.3859
2 | 16 | 9 | -5.7378 | -22.0625 | 19.3146 | 6.0839 | -17.0239 | -52.6945 | 51.8805 | 18.0509 | -28.6877 | -76.231 | 80.4544 | 31.3679 | -2.4018 | 0.21295 | 6.9037
2 | 16 | 10 | -6.0333 | -22.2245 | 19.5607 | 6.4405 | -17.9007 | -53.0814 | 52.5397 | 19.1089 | -30.1652 | -76.7907 | 81.4754 | 33.2063 | -2.2566 | 0.66659 | 7.7258
2 | 16 | 11 | -6.3968 | -22.5161 | 19.9416 | 6.9464 | -18.9793 | -53.7779 | 53.5621 | 20.6099 | -31.9828 | -77.7983 | 83.0601 | 35.8184 | -2.0249 | 1.4148 | 9.0974
2 | 16 | 12 | -6.7868 | -22.8033 | 20.3063 | 7.4721 | -20.1363 | -54.4638 | 54.542 | 22.1697 | -33.9325 | -78.7905 | 84.5799 | 38.5324 | -1.8117 | 2.1115 | 10.3892
2 | 16 | 13 | -7.182 | -23.0845 | 20.6929 | 8.0354 | -21.309 | -55.1353 | 55.5777 | 23.8411 | -35.9087 | -79.762 | 86.184 | 41.4418 | -1.5382 | 2.9744 | 11.955
2 | 16 | 14 | -8.3708 | -23.9751 | 21.7654 | 9.4662 | -24.8362 | -57.2626 | 58.4534 | 28.086 | -41.8525 | -82.8395 | 90.6392 | 48.8209 | -1.1144 | 4.4406 | 14.7681
2 | 16 | 15 | -9.5559 | -24.8682 | 22.9173 | 10.9736 | -28.3522 | -59.3955 | 61.5436 | 32.5587 | -47.7775 | -85.9251 | 95.428 | 56.5966 | -0.53311 | 6.3545 | 18.3221
2 | 16 | 16 | -10.7325 | -25.7501 | 24.1899 | 12.5203 | -31.8432 | -61.5019 | 64.9547 | 37.1476 | -53.6603 | -88.9723 | 100.7117 | 64.5742 | 0.22767 | 8.7572 | 22.6533
2 | 16 | 17 | -11.3098 | -26.2505 | 24.7667 | 13.3183 | -33.556 | -62.6973 | 66.5014 | 39.5151 | -56.5467 | -90.7015 | 103.1081 | 68.6924 | 0.52464 | 9.7632 | 24.5522
2 | 16 | 18 | -11.8329 | -26.7316 | 25.4183 | 14.0853 | -35.1082 | -63.8463 | 68.2453 | 41.791 | -59.1623 | -92.3638 | 105.8074 | 72.6534 | 0.93904 | 11.0818 | 26.9347
2 | 16 | 19 | -12.4477 | -27.2706 | 26.2337 | 15.0479 | -36.9321 | -65.1335 | 70.4299 | 44.6468 | -62.2358 | -94.226 | 109.1904 | 77.6229 | 1.5633 | 13.0111 | 30.3515
2 | 16 | 20 | -14.4591 | -28.8025 | 28.396 | 17.9034 | -42.9 | -68.7924 | 76.226 | 53.1192 | -72.2926 | -99.5192 | 118.1687 | 92.3513 | 3.0378 | 17.6527 | 38.7082
2 | 16 | 21 | -16.462 | -30.3282 | 30.4728 | 20.8022 | -48.8425 | -72.4364 | 81.7924 | 61.7198 | -82.3065 | -104.7907 | 126.7909 | 107.3034 | 4.4848 | 22.2334 | 46.9971
2 | 16 | 22 | -18.5376 | -31.9111 | 32.9666 | 24.0864 | -55.0008 | -76.2171 | 88.4745 | 71.4641 | -92.6842 | -110.2602 | 137.1395 | 124.245 | 6.6043 | 28.7207 | 58.4402
2 | 16 | 23 | -21.1671 | -33.8776 | 36.2096 | 28.4356 | -62.8026 | -80.9138 | 97.1803 | 84.3679 | -105.8313 | -117.0547 | 150.6358 | 146.6843 | 9.6005 | 37.8318 | 74.4341
2 | 17 | 0 | -23.7937 | -35.878 | 39.5037 | 32.9071 | -70.5957 | -85.6916 | 106.0349 | 97.6351 | -118.9637 | -123.9665 | 164.3726 | 169.7526 | 12.7391 | 47.3827 | 91.195
2 | 17 | 1 | -26.424 | -37.8475 | 43.2832 | 37.7256 | -78.3997 | -90.3957 | 116.1993 | 111.9315 | -132.1146 | -130.7718 | 180.1454 | 194.613 | 16.7373 | 59.3353 | 111.872
2 | 17 | 2 | -28.0906 | -39.0534 | 45.5214 | 40.7436 | -83.3445 | -93.2759 | 122.2288 | 120.8857 | -140.4474 | -134.9385 | 189.5105 | 210.1831 | 19.1209 | 66.494 | 124.3078
2 | 17 | 3 | -29.7356 | -40.2428 | 48.3052 | 44.019 | -88.225 | -96.1165 | 129.7436 | 130.6038 | -148.6717 | -139.0479 | 201.1953 | 227.0818 | 22.3459 | 76.0058 | 140.5575
2 | 17 | 4 | -31.3924 | -41.4334 | 51.144 | 47.3124 | -93.1408 | -98.9603 | 137.4344 | 140.3754 | -156.9555 | -143.1618 | 213.1766 | 244.066 | 25.6306 | 85.7086 | 157.1253
2 | 17 | 5 | -31.016 | -41.0714 | 50.5385 | 46.7429 | -92.024 | -98.0956 | 135.8056 | 138.6856 | -155.0736 | -141.9109 | 210.6489 | 241.1283 | 25.194 | 84.3715 | 154.7928
2 | 17 | 6 | -30.6261 | -40.7021 | 49.5459 | 45.994 | -90.8673 | -97.2136 | 133.1363 | 136.4635 | -153.1243 | -140.6349 | 206.5069 | 237.2638 | 24.2117 | 81.519 | 150.0115
2 | 17 | 7 | -30.2364 | -40.3375 | 49.0111 | 45.8522 | -89.711 | -96.3429 | 131.7085 | 136.0429 | -151.1758 | -139.3753 | 204.3001 | 236.5421 | 24.2893 | 81.6975 | 150.291
2 | 17 | 8 | -29.8544 | -40.0541 | 48.2044 | 45.1032 | -88.5776 | -95.666 | 129.5349 | 133.8205 | -149.2659 | -138.3961 | 200.9234 | 232.679 | 23.3991 | 79.1118 | 145.9405
2 | 17 | 9 | -29.5164 | -39.7927 | 47.8156 | 44.6848 | -87.5747 | -95.0416 | 128.4865 | 132.5792 | -147.5758 | -137.4927 | 199.2945 | 230.5254 | 23.1913 | 78.4495 | 144.7515
2 | 17 | 10 | -29.1967 | -39.5539 | 47.1479 | 44.0965 | -86.6263 | -94.4713 | 126.6922 | 130.8339 | -145.9777 | -136.6677 | 196.5111 | 227.4893 | 22.4938 | 76.4285 | 141.355
2 | 17 | 11 | -29.1574 | -39.5382 | 47.2151 | 44.4123 | -86.5096 | -94.4338 | 126.8811 | 131.7708 | -145.7809 | -136.6135 | 196.811 | 229.1255 | 22.9318 | 77.7085 | 143.5421
2 | 17 | 12 | -29.1158 | -39.5167 | 47.1687 | 44.4741 | -86.3863 | -94.3824 | 126.7575 | 131.9541 | -145.5732 | -136.5391 | 196.6204 | 229.4506 | 23.0103 | 77.943 | 143.9587
2 | 17 | 13 | -29.0752 | -39.4931 | 47.1462 | 44.5653 | -86.2658 | -94.326 | 126.6997 | 132.2248 | -145.3701 | -136.4576 | 196.533 | 229.9252 | 23.1432 | 78.3328 | 144.6306
2 | 17 | 14 | -29.1645 | -39.4835 | 47.2631 | 45.1872 | -86.5306 | -94.303 | 127.027 | 134.0699 | -145.8163 | -136.4243 | 197.0516 | 233.1363 | 23.8023 | 80.2632 | 147.9473
2 | 17 | 15 | -29.2842 | -39.478 | 47.4111 | 45.8557 | -86.8858 | -94.2898 | 127.4424 | 136.0533 | -146.415 | -136.4052 | 197.7106 | 236.586 | 24.5047 | 82.32 | 151.4763
2 | 17 | 16 | -29.3856 | -39.4655 | 47.5189 | 46.2938 | -87.1867 | -94.26 | 127.7413 | 137.353 | -146.922 | -136.3621 | 198.1818 | 238.8459 | 24.9616 | 83.6476 | 153.7437
2 | 17 | 17 | -29.3418 | -39.4314 | 47.4667 | 46.4285 | -87.0567 | -94.1786 | 127.6064 | 137.7528 | -146.7028 | -136.2443 | 197.9773 | 239.5474 | 25.122 | 84.124 | 154.5776
2 | 17 | 18 | -29.2796 | -39.3719 | 47.4219 | 46.3535 | -86.8721 | -94.0365 | 127.4859 | 137.5304 | -146.3919 | -136.0388 | 197.7902 | 239.1602 | 25.1239 | 84.1076 | 154.5197
2 | 17 | 19 | -29.1945 | -39.3039 | 47.3654 | 46.3347 | -86.6198 | -93.8741 | 127.3352 | 137.4746 | -145.9666 | -135.8038 | 197.5573 | 239.0673 | 25.2018 | 84.3159 | 154.8542
2 | 17 | 20 | -29.0224 | -39.1295 | 47.1081 | 45.9715 | -86.1091 | -93.4575 | 126.6438 | 136.397 | -145.1061 | -135.2012 | 196.485 | 237.1918 | 24.9278 | 83.4741 | 153.3695
2 | 17 | 21 | -28.7877 | -38.9068 | 46.475 | 45.3331 | -85.4129 | -92.9256 | 124.9445 | 134.5027 | -143.9328 | -134.4316 | 193.851 | 233.8937 | 24.1135 | 81.1088 | 149.3802
2 | 17 | 22 | -28.6114 | -38.738 | 46.2535 | 45.0141 | -84.8896 | -92.5226 | 124.3497 | 133.5562 | -143.0511 | -133.8486 | 192.9287 | 232.2444 | 23.9182 | 80.4938 | 148.2734
2 | 17 | 23 | -27.7772 | -38.0995 | 45.0592 | 42.8916 | -82.4147 | -90.9975 | 121.1255 | 127.2588 | -138.8804 | -131.6423 | 187.9152 | 221.2893 | 22.0741 | 74.9722 | 138.6817
2 | 18 | 0 | -26.9098 | -37.4186 | 43.5558 | 40.4823 | -79.841 | -89.3713 | 117.074 | 120.1105 | -134.5435 | -129.2898 | 181.6211 | 208.8506 | 19.7097 | 67.9722 | 126.6385
2 | 18 | 1 | -26.0852 | -36.7835 | 42.2123 | 38.3206 | -77.3945 | -87.8543 | 113.4482 | 113.6968 | -130.4207 | -127.0952 | 175.9841 | 197.6917 | 17.6642 | 61.8962 | 116.1599
2 | 18 | 2 | -24.8881 | -35.9138 | 40.5849 | 35.3666 | -73.8426 | -85.7771 | 109.0537 | 104.9323 | -124.4352 | -124.0902 | 169.1499 | 182.4396 | 15.1497 | 54.3664 | 103.0642
2 | 18 | 3 | -23.6913 | -35.0389 | 38.8797 | 32.688 | -70.2919 | -83.6874 | 104.4452 | 96.9849 | -118.4518 | -121.0671 | 161.9794 | 168.6101 | 12.8375 | 47.4508 | 91.0705
2 | 18 | 4 | -22.4893 | -34.1574 | 37.3152 | 30.5835 | -66.7255 | -81.5821 | 100.2307 | 90.741 | -112.442 | -118.0214 | 155.4335 | 157.7531 | 11.2521 | 42.6641 | 82.7233
2 | 18 | 5 | -19.8258 | -32.2689 | 34.0603 | 26.1986 | -58.8229 | -77.0716 | 91.4667 | 77.731 | -99.125 | -111.4963 | 141.8251 | 135.138 | 8.1642 | 33.3031 | 66.3418
2 | 18 | 6 | -17.1472 | -30.3869 | 30.9188 | 21.9792 | -50.8755 | -72.5766 | 83.03 | 65.2121 | -85.7324 | -104.9936 | 128.7432 | 113.3774 | 5.3639 | 24.79 | 51.3946
2 | 18 | 7 | -14.5195 | -28.5446 | 28.1486 | 18.0868 | -43.0791 | -68.1764 | 75.5897 | 53.6632 | -72.5944 | -98.6279 | 117.2057 | 93.3027 | 3.1713 | 17.9975 | 39.2861
2 | 18 | 8 | -13.8204 | -28.0576 | 27.5174 | 17.1424 | -41.0049 | -67.0134 | 73.8934 | 50.8612 | -69.0992 | -96.9455 | 114.5744 | 88.4327 | 2.7817 | 16.7363 | 36.9625
2 | 18 | 9 | -13.1011 | -27.5277 | 26.7071 | 16.1103 | -38.8708 | -65.7476 | 71.7221 | 47.7992 | -65.5028 | -95.1144 | 111.2115 | 83.1086 | 2.1886 | 14.9028 | 33.7028
2 | 18 | 10 | -12.4353 | -27.0495 | 26.0536 | 15.183 | -36.8955 | -64.6056 | 69.9675 | 45.0478 | -62.1742 | -93.4622 | 108.4911 | 78.3248 | 1.7517 | 13.5141 | 31.1796
2 | 18 | 11 | -12.9039 | -27.5007 | 26.5622 | 15.9364 | -38.2858 | -65.6832 | 71.3291 | 47.283 | -64.517 | -95.0212 | 110.599 | 82.2178 | 2.0939 | 14.6431 | 33.2786
2 | 18 | 12 | -13.2854 | -27.8999 | 27.1676 | 16.6169 | -39.4177 | -66.6366 | 72.947 | 49.3023 | -66.4244 | -96.4004 | 113.1012 | 85.7349 | 2.5992 | 16.195 | 36.0112
2 | 18 | 13 | -13.7475 | -28.3508 | 27.8261 | 17.4029 | -40.7886 | -67.7136 | 74.7074 | 51.6342 | -68.7347 | -97.9584 | 115.824 | 89.7963 | 3.1307 | 17.8394 | 38.9272
2 | 18 | 14 | -15.1677 | -29.3857 | 29.238 | 19.3915 | -45.0023 | -70.1854 | 78.4952 | 57.5344 | -75.8352 | -101.5343 | 121.694 | 100.0541 | 4.0761 | 20.842 | 44.3786
2 | 18 | 15 | -16.5913 | -30.4387 | 30.7272 | 21.4128 | -49.2263 | -72.7003 | 82.4879 | 63.5317 | -82.9532 | -105.1725 | 127.8796 | 110.4791 | 5.1101 | 24.0931 | 50.233
2 | 18 | 16 | -17.9887 | -31.4824 | 32.4565 | 23.6537 | -53.3721 | -75.1931 | 87.1224 | 70.1803 | -89.9396 | -108.7787 | 135.0578 | 122.0406 | 6.6392 | 28.7375 | 58.38
2 | 18 | 17 | -18.3854 | -31.6256 | 32.6009 | 24.0196 | -54.5494 | -75.5351 | 87.5199 | 71.266 | -91.9235 | -109.2735 | 135.6821 | 123.9184 | 6.6096 | 28.7014 | 58.4036
2 | 18 | 18 | -18.8142 | -31.7749 | 32.9661 | 24.5683 | -55.8215 | -75.8917 | 88.5079 | 72.8938 | -94.0672 | -109.7893 | 137.2202 | 126.7398 | 6.9453 | 29.6885 | 60.1035
2 | 18 | 19 | -19.2159 | -31.9191 | 33.3288 | 25.0758 | -57.0134 | -76.2362 | 89.4872 | 74.3996 | -96.0756 | -110.2878 | 138.7433 | 129.3485 | 7.2695 | 30.6372 | 61.7284
2 | 18 | 20 | -19.463 | -32.2269 | 33.6751 | 25.5426 | -57.7465 | -76.9714 | 90.4108 | 75.7845 | -97.3111 | -111.3514 | 140.17 | 131.7626 | 7.5277 | 31.4774 | 63.2701
2 | 18 | 21 | -19.7143 | -32.5424 | 34.2521 | 26.1274 | -58.492 | -77.725 | 91.951 | 77.5198 | -98.5673 | -112.4415 | 142.5503 | 134.7873 | 8.1228 | 33.2538 | 66.3289
2 | 18 | 22 | -19.944 | -32.8545 | 34.6348 | 26.607 | -59.1736 | -78.4704 | 92.973 | 78.9425 | -99.7159 | -113.5199 | 144.1303 | 137.2684 | 8.4433 | 34.2716 | 68.163
2 | 18 | 23 | -20.2272 | -33.0589 | 34.9285 | 27.0606 | -60.0138 | -78.9585 | 93.7602 | 80.2884 | -101.1318 | -114.2259 | 145.3497 | 139.6093 | 8.703 | 35.0763 | 69.6012
2 | 19 | 0 | -20.453 | -33.2078 | 35.2931 | 27.482 | -60.6837 | -79.3142 | 94.7378 | 81.5386 | -102.2607 | -114.7406 | 146.8642 | 141.7823 | 9.1143 | 36.2785 | 71.6453
2 | 19 | 1 | -20.7243 | -33.3984 | 35.5258 | 27.8731 | -61.4888 | -79.7693 | 95.3627 | 82.6992 | -103.6173 | -115.399 | 147.8333 | 143.7992 | 9.2762 | 36.8039 | 72.6162
2 | 19 | 2 | -20.1788 | -32.9401 | 34.7593 | 26.8702 | -59.8702 | -78.6746 | 93.3087 | 79.7237 | -100.8899 | -113.8153 | 144.652 | 138.6194 | 8.5107 | 34.4875 | 68.5661
2 | 19 | 3 | -19.6388 | -32.494 | 34.0859 | 25.9082 | -58.2681 | -77.6092 | 91.4995 | 76.8694 | -98.19 | -112.274 | 141.8461 | 133.6501 | 7.8613 | 32.4916 | 65.0322
2 | 19 | 4 | -19.0734 | -32.0219 | 33.3017 | 24.8546 | -56.5906 | -76.4818 | 89.3935 | 73.7432 | -95.3632 | -110.643 | 138.5805 | 128.2086 | 7.0609 | 30.0643 | 60.7829
2 | 19 | 5 | -16.8554 | -30.5242 | 31.0235 | 21.554 | -50.0098 | -72.9046 | 83.2783 | 63.9503 | -84.2735 | -105.4681 | 129.1007 | 111.1887 | 5.1978 | 24.3142 | 50.5478
2 | 19 | 6 | -14.6721 | -29.071 | 28.6992 | 18.3433 | -43.5319 | -69.4337 | 77.0409 | 54.4244 | -73.3575 | -100.4469 | 119.4329 | 94.6331 | 3.2994 | 18.4997 | 40.2616
2 | 19 | 7 | -12.4565 | -27.5738 | 26.628 | 15.3623 | -36.9582 | -65.8577 | 71.4839 | 45.5797 | -62.2798 | -95.2736 | 110.8207 | 79.259 | 1.96 | 14.2478 | 32.5263
2 | 19 | 8 | -11.7722 | -27.086 | 25.8319 | 14.3749 | -34.9281 | -64.6927 | 69.3496 | 42.6502 | -58.8587 | -93.5883 | 107.5141 | 74.1658 | 1.3486 | 12.379 | 29.2329
2 | 19 | 9 | -11.1151 | -26.6439 | 25.2476 | 13.5341 | -32.9785 | -63.6368 | 67.7817 | 40.1555 | -55.5735 | -92.0607 | 105.0841 | 69.8309 | 1.0227 | 11.322 | 27.2808
2 | 19 | 10 | -10.4459 | -26.1576 | 24.6703 | 12.7039 | -30.9928 | -62.4752 | 66.2367 | 37.6922 | -52.2274 | -90.3803 | 102.6927 | 65.5474 | 0.77074 | 10.4608 | 25.6325
2 | 19 | 11 | -10.5669 | -26.2296 | 24.7226 | 12.8242 | -31.3518 | -62.6473 | 66.3769 | 38.0491 | -52.8323 | -90.6293 | 102.9101 | 66.1679 | 0.75021 | 10.4268 | 25.6164
2 | 19 | 12 | -10.718 | -26.3176 | 24.8234 | 13.0326 | -31.8001 | -62.8575 | 66.6475 | 38.6677 | -53.5876 | -90.9334 | 103.3296 | 67.2428 | 0.82039 | 10.6576 | 26.0514
2 | 19 | 13 | -10.8294 | -26.387 | 24.8909 | 13.1887 | -32.1308 | -63.0232 | 66.8282 | 39.1307 | -54.145 | -91.173 | 103.6093 | 68.0488 | 0.86315 | 10.8049 | 26.34
2 | 19 | 14 | -12.7767 | -27.8169 | 26.9111 | 15.8136 | -37.9083 | -66.4384 | 72.2455 | 46.9187 | -63.8809 | -96.1136 | 112.0028 | 81.5869 | 2.131 | 14.8175 | 33.5951
2 | 19 | 15 | -14.7314 | -29.2529 | 28.9827 | 18.5634 | -43.7079 | -69.8682 | 77.8019 | 55.0773 | -73.654 | -101.0755 | 120.6126 | 95.77 | 3.5618 | 19.3032 | 41.6532
2 | 19 | 16 | -16.7122 | -30.7062 | 31.1826 | 21.5149 | -49.5849 | -73.3393 | 83.7043 | 63.8345 | -83.5575 | -106.097 | 129.7601 | 110.9937 | 5.2791 | 24.6145 | 51.0992
2 | 19 | 17 | -16.5702 | -30.5463 | 30.9511 | 21.2129 | -49.1637 | -72.9573 | 83.0868 | 62.9383 | -82.8478 | -105.5443 | 128.8061 | 109.4303 | 5.0475 | 23.9041 | 49.8444
2 | 19 | 18 | -16.4216 | -30.3728 | 30.6191 | 20.8212 | -48.7228 | -72.5429 | 82.2009 | 61.7763 | -82.1048 | -104.9448 | 127.4373 | 107.4028 | 4.6459 | 22.7115 | 47.7906
2 | 19 | 19 | -16.2759 | -30.2017 | 30.432 | 20.5301 | -48.2903 | -72.1343 | 81.7017 | 60.9126 | -81.376 | -104.3537 | 126.6658 | 105.8971 | 4.4846 | 22.1897 | 46.8331
2 | 19 | 20 | -15.7133 | -29.7206 | 29.8118 | 19.6595 | -46.6212 | -70.9851 | 80.04 | 58.3296 | -78.5634 | -102.6913 | 124.0925 | 101.4042 | 4.0375 | 20.7632 | 44.2419
2 | 19 | 21 | -15.1272 | -29.2276 | 29.0336 | 18.6974 | -44.8822 | -69.8077 | 77.9567 | 55.475 | -75.6329 | -100.9879 | 120.8677 | 96.4372 | 3.3762 | 18.7418 | 40.6841
2 | 19 | 22 | -14.5697 | -28.748 | 28.2985 | 17.7997 | -43.228 | -68.6623 | 75.9871 | 52.8115 | -72.8453 | -99.3309 | 117.8173 | 91.8016 | 2.7805 | 16.9083 | 37.4427
2 | 19 | 23 | -13.8249 | -28.1474 | 27.5625 | 16.718 | -41.0182 | -67.2278 | 74.0127 | 49.6022 | -69.1215 | -97.2557 | 114.7579 | 86.2213 | 2.3082 | 15.3689 | 34.6019
2 | 20 | 0 | -13.0399 | -27.5116 | 26.7071 | 15.5926 | -38.6894 | -65.7091 | 71.7215 | 46.2632 | -65.1971 | -95.0587 | 111.2102 | 80.4125 | 1.7482 | 13.5862 | 31.367
2 | 20 | 1 | -12.2924 | -26.9036 | 25.8 | 14.4458 | -36.4714 | -64.2571 | 69.288 | 42.8606 | -61.4595 | -92.9581 | 107.4389 | 74.4947 | 1.0498 | 11.4201 | 27.516
2 | 20 | 2 | -11.6318 | -26.4535 | 25.1103 | 13.5573 | -34.5114 | -63.1821 | 67.4374 | 40.2243 | -58.1566 | -91.403 | 104.5706 | 69.9133 | 0.58223 | 9.9682 | 24.9243
2 | 20 | 3 | -11.0221 | -26.0421 | 24.603 | 12.8129 | -32.7026 | -62.1993 | 66.0747 | 38.0158 | -55.1085 | -89.9812 | 102.4575 | 66.0768 | 0.35169 | 9.1886 | 23.4446
2 | 20 | 4 | -10.3614 | -25.5893 | 23.9358 | 11.9479 | -30.742 | -61.118 | 64.2846 | 35.4492 | -51.8047 | -88.4169 | 99.683 | 61.6163 | -0.066992 | 7.8737 | 21.0777
2 | 20 | 5 | -9.3095 | -24.806 | 22.894 | 10.577 | -27.6211 | -59.247 | 61.4876 | 31.3818 | -46.5455 | -85.7102 | 95.3467 | 54.5459 | -0.64447 | 6.0013 | 17.6369
2 | 20 | 6 | -8.3079 | -24.0506 | 21.888 | 9.3125 | -24.6494 | -57.4429 | 58.7891 | 27.63 | -41.5378 | -83.1002 | 91.165 | 48.0231 | -1.158 | 4.3268 | 14.5502
2 | 20 | 7 | -7.3829 | -23.2596 | 20.9089 | 8.1234 | -21.905 | -55.5536 | 56.1625 | 24.1021 | -36.913 | -80.367 | 87.0946 | 41.8872 | -1.6102 | 2.8061 | 11.7018
2 | 20 | 8 | -7.0849 | -23.0233 | 20.5322 | 7.7517 | -21.0208 | -54.9892 | 55.1495 | 22.9991 | -35.423 | -79.5506 | 85.5226 | 39.97 | -1.8243 | 2.1386 | 10.519
2 | 20 | 9 | -6.7341 | -22.7395 | 20.2526 | 7.3771 | -19.9799 | -54.3114 | 54.3955 | 21.8878 | -33.669 | -78.57 | 84.351 | 38.0392 | -1.8439 | 1.9921 | 10.1512
2 | 20 | 10 | -6.4513 | -22.5037 | 19.9149 | 7.0701 | -19.141 | -53.7482 | 53.4873 | 20.9769 | -32.2553 | -77.7554 | 82.9415 | 36.4559 | -1.97 | 1.5749 | 9.3868
2 | 20 | 11 | -7.2706 | -23.0877 | 20.7222 | 8.1026 | -21.5716 | -55.1431 | 55.6538 | 24.0404 | -36.3513 | -79.7732 | 86.2994 | 41.7834 | -1.5334 | 2.9794 | 11.9584
2 | 20 | 12 | -8.1437 | -23.7183 | 21.4995 | 9.2227 | -24.1623 | -56.6491 | 57.7418 | 27.3638 | -40.7169 | -81.952 | 89.5378 | 47.5618 | -1.1397 | 4.2941 | 14.4307
2 | 20 | 13 | -8.9735 | -24.3075 | 22.3641 | 10.3319 | -26.6242 | -58.0564 | 60.0638 | 30.6546 | -44.8656 | -83.9878 | 93.1382 | 53.2835 | -0.58491 | 6.0378 | 17.5683
2 | 20 | 14 | -9.7316 | -24.9116 | 23.19 | 11.3341 | -28.8736 | -59.4993 | 62.2828 | 33.6281 | -48.6561 | -86.0751 | 96.5798 | 58.4539 | -0.11906 | 7.538 | 20.3024
2 | 20 | 15 | -10.4848 | -25.5197 | 24.0623 | 12.3735 | -31.1083 | -60.9516 | 64.6237 | 36.712 | -52.4218 | -88.1762 | 100.2084 | 63.8162 | 0.43131 | 9.2759 | 23.4266
2 | 20 | 16 | -11.3126 | -26.1272 | 24.7625 | 13.4028 | -33.5643 | -62.4026 | 66.507 | 39.766 | -56.5606 | -90.2753 | 103.131 | 69.1225 | 0.72551 | 10.306 | 25.4176
2 | 20 | 17 | -11.6368 | -26.3193 | 25.1408 | 13.8592 | -34.5262 | -62.8616 | 67.5231 | 41.1202 | -58.1816 | -90.9392 | 104.7068 | 71.4759 | 1.0439 | 11.2555 | 27.0619
2 | 20 | 18 | -11.9901 | -26.5498 | 25.3622 | 14.2375 | -35.5746 | -63.412 | 68.1196 | 42.2424 | -59.9482 | -91.7356 | 105.6333 | 73.4247 | 1.0597 | 11.3754 | 27.3742
2 | 20 | 19 | -12.305 | -26.7368 | 25.7152 | 14.6455 | -36.5089 | -63.8587 | 69.066 | 43.4531 | -61.5227 | -92.3818 | 107.0994 | 75.5274 | 1.3188 | 12.1515 | 28.7224
2 | 20 | 20 | -12.7809 | -27.0989 | 26.1402 | 15.3355 | -37.9209 | -64.7235 | 70.2068 | 45.5002 | -63.9021 | -93.6328 | 108.8678 | 79.089 | 1.5959 | 13.0626 | 30.4218
2 | 20 | 21 | -13.3117 | -27.5143 | 26.7802 | 16.1743 | -39.4956 | -65.7156 | 71.924 | 47.989 | -66.5556 | -95.068 | 111.529 | 83.417 | 2.1286 | 14.7018 | 33.3223
2 | 20 | 22 | -13.7589 | -27.8667 | 27.2127 | 16.7969 | -40.8226 | -66.5574 | 73.0837 | 49.8361 | -68.7919 | -96.2858 | 113.3259 | 86.6296 | 2.3839 | 15.5398 | 34.8778
2 | 20 | 23 | -13.8884 | -27.9983 | 27.5053 | 17.0506 | -41.2066 | -66.8715 | 73.866 | 50.5889 | -69.439 | -96.7403 | 114.536 | 87.9398 | 2.6693 | 16.3768 | 36.2965
2 | 21 | 0 | -14.0233 | -28.1266 | 27.6251 | 17.2351 | -41.607 | -67.178 | 74.1871 | 51.1362 | -70.1137 | -97.1837 | 115.0333 | 88.8923 | 2.7103 | 16.5383 | 36.6283
2 | 21 | 1 | -14.1382 | -28.2411 | 27.7351 | 17.3792 | -41.9478 | -67.4515 | 74.4818 | 51.5639 | -70.6879 | -97.5793 | 115.4897 | 89.6361 | 2.7351 | 16.6465 | 36.8587
2 | 21 | 2 | -13.5097 | -27.8021 | 27.1609 | 16.5136 | -40.0832 | -66.4031 | 72.9406 | 48.9955 | -67.5458 | -96.0626 | 113.1007 | 85.1712 | 2.3626 | 15.4499 | 34.6635
2 | 21 | 3 | -12.8605 | -27.3307 | 26.3831 | 15.5293 | -38.157 | -65.2771 | 70.8543 | 46.0751 | -64.2999 | -94.4337 | 109.8678 | 80.0931 | 1.7212 | 13.4954 | 31.2272
2 | 21 | 4 | -12.2547 | -26.9013 | 25.8781 | 14.7127 | -36.3595 | -64.2514 | 69.4982 | 43.6525 | -61.2708 | -92.9499 | 107.7652 | 75.8812 | 1.4349 | 12.5398 | 29.4257
2 | 21 | 5 | -9.932 | -24.9706 | 23.3697 | 11.7855 | -29.4681 | -59.6402 | 62.7741 | 34.9675 | -49.6579 | -86.279 | 97.3489 | 60.7896 | 0.25268 | 8.6334 | 22.2017
2 | 21 | 6 | -8.0147 | -23.0826 | 21.0374 | 9.4972 | -23.7794 | -55.1309 | 56.5227 | 28.178 | -40.0717 | -79.7556 | 87.6658 | 48.9943 | -0.56272 | 5.7904 | 16.8329
2 | 21 | 7 | -6.1019 | -21.2043 | 18.7348 | 7.3413 | -18.1043 | -50.6447 | 50.3488 | 21.7815 | -30.5082 | -73.2656 | 78.1008 | 37.8828 | -1.2301 | 3.3814 | 12.2098
2 | 21 | 8 | -3.3921 | -17.9871 | 15.1759 | 3.8751 | -10.0643 | -42.9608 | 40.8047 | 11.4974 | -16.9599 | -62.1496 | 63.3129 | 19.9878 | -2.3283 | -0.72307 | 4.1912
2 | 21 | 9 | -2.5521 | -14.8128 | 11.983 | 2.9076 | -7.5721 | -35.3792 | 32.2434 | 8.6269 | -12.7601 | -51.1817 | 50.0489 | 15.0003 | -2.4744 | -2.081 | 1.1075
2 | 21 | 10 | -2.0013 | -11.5905 | 9.0304 | 2.2613 | -5.9378 | -27.6829 | 24.3254 | 6.7092 | -10.0061 | -40.0476 | 37.7808 | 11.6667 | -2.3001 | -2.586 | -0.60628
2 | 21 | 11 | -1.736 | -11.6721 | 8.9487 | 1.9677 | -5.1508 | -27.878 | 24.1023 | 5.838 | -8.6799 | -40.3299 | 37.4317 | 10.1537 | -2.4918 | -3.0885 | -1.4244
2 | 21 | 12 | -1.4727 | -11.702 | 8.9121 | 1.7053 | -4.3693 | -27.9492 | 24.0003 | 5.0595 | -7.363 | -40.4329 | 37.2706 | 8.8026 | -2.5573 | -3.2587 | -1.7227
2 | 21 | 13 | -1.2377 | -11.7863 | 8.8802 | 1.4743 | -3.6723 | -28.1507 | 23.9113 | 4.3742 | -6.1884 | -40.7244 | 37.1297 | 7.613 | -2.6695 | -3.5374 | -2.1701
2 | 21 | 14 | -1.2216 | -13.3048 | 10.1944 | 1.4678 | -3.6244 | -31.7773 | 27.4363 | 4.3548 | -6.1077 | -45.971 | 42.592 | 7.5798 | -2.8642 | -3.6106 | -1.9069
2 | 21 | 15 | -1.2054 | -14.8106 | 11.5864 | 1.4608 | -3.5765 | -35.3738 | 31.1704 | 4.3342 | -6.0269 | -51.1738 | 48.3785 | 7.5445 | -2.9687 | -3.4456 | -1.2778
2 | 21 | 16 | -1.2497 | -16.3668 | 13.1195 | 1.5581 | -3.7079 | -39.0907 | 35.2831 | 4.6229 | -6.2484 | -56.5509 | 54.7517 | 8.0496 | -2.9389 | -2.8927 | 0.0020007
2 | 21 | 17 | -1.1618 | -16.5762 | 13.2972 | 1.3867 | -3.4471 | -39.5909 | 35.7589 | 4.1142 | -5.8088 | -57.2745 | 55.4883 | 7.1625 | -3.0541 | -3.1649 | -0.43258
2 | 21 | 18 | -1.0753 | -16.7401 | 13.4657 | 1.2127 | -3.1903 | -39.9824 | 36.2093 | 3.5981 | -5.3761 | -57.8409 | 56.185 | 6.2618 | -3.137 | -3.3653 | -0.77017
2 | 21 | 19 | -1.1094 | -16.9306 | 13.6836 | 1.1319 | -3.2917 | -40.4372 | 36.7939 | 3.3585 | -5.547 | -58.4989 | 57.091 | 5.8396 | -3.2244 | -3.5766 | -1.1153
2 | 21 | 20 | -2.4245 | -18.6934 | 15.4862 | 2.3303 | -7.1936 | -44.6477 | 41.6233 | 6.9141 | -12.1222 | -64.59 | 64.5698 | 12.0086 | -3.3014 | -3.3039 | -0.13386
2 | 21 | 21 | -4.0975 | -20.4508 | 17.5513 | 4.2013 | -12.1571 | -48.845 | 47.1567 | 12.4651 | -20.4865 | -70.662 | 73.1395 | 21.6552 | -2.7957 | -1.3804 | 3.6462
2 | 21 | 22 | -6.1887 | -22.1638 | 19.6254 | 6.8003 | -18.3617 | -52.9365 | 52.7126 | 20.1763 | -30.9421 | -76.581 | 81.7426 | 35.0668 | -1.9268 | 1.5907 | 9.2862
2 | 21 | 23 | -10.3111 | -25.403 | 23.7932 | 12.1796 | -30.5928 | -60.6729 | 63.8927 | 36.1367 | -51.5533 | -87.773 | 99.0679 | 62.8229 | 0.25872 | 8.7637 | 22.5646
2 | 22 | 0 | -14.5342 | -28.6674 | 28.2496 | 18.1343 | -43.1229 | -68.4697 | 75.842 | 53.8042 | -72.6681 | -99.0523 | 117.581 | 93.5463 | 3.1822 | 18.0536 | 39.4068
2 | 22 | 1 | -18.7478 | -31.9103 | 33.0955 | 24.655 | -55.6244 | -76.2151 | 88.8439 | 73.1512 | -93.735 | -110.2573 | 137.7316 | 127.1886 | 7.0925 | 30.1555 | 60.9279
2 | 22 | 2 | -20.5951 | -33.3027 | 35.3202 | 27.6749 | -61.1053 | -79.5408 | 94.8134 | 82.111 | -102.9711 | -115.0685 | 146.9839 | 142.7705 | 9.0973 | 36.2783 | 71.7149
2 | 22 | 3 | -22.4986 | -34.7206 | 37.7683 | 30.939 | -66.7532 | -82.9272 | 101.3907 | 91.7956 | -112.4886 | -119.9674 | 157.185 | 159.6114 | 11.4881 | 43.5059 | 84.3403
2 | 22 | 4 | -24.3517 | -36.124 | 40.2258 | 34.1791 | -72.2512 | -86.2792 | 107.9963 | 101.4089 | -121.7535 | -124.8165 | 167.4324 | 176.3294 | 13.9292 | 50.8748 | 97.1919
2 | 22 | 5 | -23.456 | -35.3961 | 39.0043 | 32.6416 | -69.5936 | -84.5406 | 104.7147 | 96.8473 | -117.2751 | -122.3014 | 162.343 | 168.396 | 12.7939 | 47.4278 | 91.1625
2 | 22 | 6 | -22.5979 | -34.7211 | 37.8608 | 31.1836 | -67.0478 | -82.9286 | 101.6431 | 92.5214 | -112.985 | -119.9694 | 157.5795 | 160.8751 | 11.7254 | 44.1881 | 85.5002
2 | 22 | 7 | -21.6996 | -33.9944 | 36.5403 | 29.5828 | -64.3826 | -81.1927 | 98.0981 | 87.7717 | -108.4938 | -117.4582 | 152.0838 | 152.6133 | 10.429 | 40.2945 | 78.7451
2 | 22 | 8 | -21.4586 | -33.8773 | 36.346 | 29.3314 | -63.6673 | -80.9131 | 97.5751 | 87.0259 | -107.2885 | -117.0536 | 151.272 | 151.3229 | 10.3415 | 40.0207 | 78.2528
2 | 22 | 9 | -21.1972 | -33.7596 | 36.1475 | 29.0609 | -62.8917 | -80.6321 | 97.0385 | 86.2232 | -105.9815 | -116.6471 | 150.437 | 149.9366 | 10.2515 | 39.7379 | 77.7449
2 | 22 | 10 | -20.946 | -33.6445 | 35.9503 | 28.7936 | -62.1466 | -80.3571 | 96.5072 | 85.4303 | -104.7259 | -116.2492 | 149.6116 | 148.568 | 10.1534 | 39.4338 | 77.2045
2 | 22 | 11 | -20.7804 | -33.4888 | 35.7811 | 28.5059 | -61.6552 | -79.9852 | 96.0556 | 84.5768 | -103.8978 | -115.7113 | 148.9136 | 147.0804 | 10.0179 | 38.992 | 76.385
2 | 22 | 12 | -20.6531 | -33.3806 | 35.6566 | 28.3019 | -61.2776 | -79.7268 | 95.7219 | 83.9715 | -103.2614 | -115.3374 | 148.3968 | 146.0275 | 9.9249 | 38.6891 | 75.8254
2 | 22 | 13 | -20.5214 | -33.2645 | 35.3963 | 28.0066 | -60.8867 | -79.4495 | 95.0259 | 83.0953 | -102.6027 | -114.9363 | 147.3201 | 144.5018 | 9.617 | 37.785 | 74.2829
2 | 22 | 14 | -21.4165 | -33.8837 | 36.453 | 29.4201 | -63.5426 | -80.9285 | 97.8704 | 87.289 | -107.0784 | -117.0759 | 151.7363 | 151.7907 | 10.5728 | 40.6883 | 79.3728
2 | 22 | 15 | -22.3179 | -34.5154 | 37.6214 | 30.9608 | -66.217 | -82.4372 | 101.018 | 91.8604 | -111.585 | -119.2585 | 156.6252 | 159.7381 | 11.7489 | 44.2242 | 85.5198
2 | 22 | 16 | -23.2038 | -35.1354 | 38.8198 | 32.4707 | -68.8454 | -83.918 | 104.2478 | 96.3402 | -116.0142 | -121.4007 | 161.6429 | 167.5248 | 12.9514 | 47.8247 | 91.7528
2 | 22 | 17 | -23.8857 | -35.5944 | 39.4493 | 33.439 | -70.8686 | -85.0142 | 105.9449 | 99.213 | -119.4237 | -122.9866 | 164.2799 | 172.5169 | 13.4082 | 49.2751 | 94.3865
2 | 22 | 18 | -24.572 | -36.0903 | 40.438 | 34.6999 | -72.9048 | -86.1987 | 108.6128 | 102.9542 | -122.8549 | -124.7001 | 168.4274 | 179.0193 | 14.4757 | 52.4636 | 99.8917
2 | 22 | 19 | -25.2546 | -36.546 | 41.4305 | 35.9288 | -74.9302 | -87.2871 | 111.2851 | 106.6002 | -126.2681 | -126.2746 | 172.5768 | 185.3558 | 15.5586 | 55.668 | 105.39
2 | 22 | 20 | -26.6041 | -37.5731 | 43.3446 | 38.4566 | -78.934 | -89.7404 | 116.4432 | 114.1004 | -133.0151 | -129.8237 | 180.5898 | 198.3961 | 17.624 | 61.8692 | 116.1471
2 | 22 | 21 | -28.0054 | -38.6436 | 45.3929 | 41.6505 | -83.0917 | -92.2971 | 121.9647 | 123.5767 | -140.0213 | -133.5225 | 189.1687 | 214.8827 | 20.3945 | 70.1526 | 130.5076
2 | 22 | 22 | -29.4165 | -39.7128 | 47.817 | 45.1893 | -87.2785 | -94.8507 | 128.508 | 134.0761 | -147.0767 | -137.2166 | 199.3424 | 233.1453 | 23.877 | 80.4549 | 148.1945
2 | 22 | 23 | -30.0275 | -40.2186 | 48.9963 | 46.79 | -89.0912 | -96.0589 | 131.6868 | 138.8254 | -150.1313 | -138.9645 | 204.2815 | 241.4155 | 25.5402 | 85.3622 | 156.6012
2 | 23 | 0 | -30.6595 | -40.7345 | 49.9931 | 48.4411 | -90.9664 | -97.2909 | 134.3815 | 143.724 | -153.2913 | -140.7468 | 208.4745 | 249.939 | 27.0402 | 89.8482 | 164.3754
2 | 23 | 1 | -31.286 | -41.2525 | 51.2894 | 50.2443 | -92.8253 | -98.5281 | 137.8797 | 149.0742 | -156.4238 | -142.5366 | 213.913 | 259.2548 | 28.9952 | 95.6005 | 174.2074
2 | 23 | 2 | -31.6342 | -41.5648 | 51.8893 | 50.9487 | -93.8582 | -99.2742 | 139.4965 | 151.1641 | -158.1645 | -143.6159 | 216.425 | 262.8906 | 29.639 | 97.5282 | 177.5352
2 | 23 | 3 | -32.0264 | -41.9206 | 52.8575 | 52.0267 | -95.022 | -100.1238 | 142.1132 | 154.3625 | -160.1256 | -144.845 | 220.4964 | 268.455 | 30.9371 | 101.3299 | 183.9807
2 | 23 | 4 | -32.3813 | -42.2342 | 53.8477 | 53.2283 | -96.0748 | -100.8729 | 144.7938 | 157.9277 | -161.8997 | -145.9287 | 224.6705 | 274.6623 | 32.4605 | 105.7737 | 191.5044
2 | 23 | 5 | -30.4873 | -40.8131 | 50.1587 | 47.7956 | -90.4555 | -97.4787 | 134.8059 | 141.8091 | -152.4303 | -141.0185 | 209.1157 | 246.6187 | 26.654 | 88.6808 | 162.2857
2 | 23 | 6 | -28.6377 | -39.4219 | 46.9032 | 42.9595 | -84.9678 | -94.156 | 126.0143 | 127.4604 | -143.1828 | -136.2116 | 195.4427 | 221.6491 | 21.8031 | 74.3509 | 137.6973
2 | 23 | 7 | -26.7347 | -37.983 | 43.8126 | 38.8314 | -79.3216 | -90.7193 | 117.6736 | 115.2122 | -133.6681 | -131.2398 | 182.4755 | 200.3445 | 17.9263 | 62.845 | 117.9121
2 | 23 | 8 | -25.2409 | -36.8659 | 41.8228 | 36.2365 | -74.8894 | -88.0511 | 112.3167 | 107.5134 | -126.1993 | -127.3799 | 174.1582 | 186.9596 | 15.9526 | 56.8896 | 107.5386
2 | 23 | 9 | -23.761 | -35.7535 | 39.6045 | 33.4442 | -70.4987 | -85.3943 | 106.3473 | 99.2284 | -118.8004 | -123.5364 | 164.8918 | 172.554 | 13.5341 | 49.6827 | 95.109
2 | 23 | 10 | -22.2729 | -34.6346 | 37.7262 | 30.948 | -66.0834 | -82.7219 | 101.2953 | 91.8224 | -111.3599 | -119.6704 | 157.0519 | 159.675 | 11.7667 | 44.3124 | 85.6965
2 | 23 | 11 | -21.6896 | -34.1858 | 37.0889 | 30.0202 | -64.3527 | -81.65 | 99.5824 | 89.0696 | -108.4435 | -118.1197 | 154.3946 | 154.8899 | 11.2337 | 42.6492 | 82.7214
2 | 23 | 12 | -21.1391 | -33.777 | 36.2507 | 28.9998 | -62.7194 | -80.6737 | 97.3321 | 86.0419 | -105.6911 | -116.7073 | 150.9058 | 149.6242 | 10.3344 | 39.9809 | 78.1315
2 | 23 | 13 | -20.5239 | -33.31 | 35.5246 | 27.9754 | -60.8941 | -79.5581 | 95.3798 | 83.0026 | -102.6153 | -115.0934 | 147.8767 | 144.3401 | 9.6661 | 37.9302 | 74.508
2 | 23 | 14 | -21.0964 | -33.7758 | 36.1906 | 28.8495 | -62.5927 | -80.6706 | 97.1717 | 85.596 | -105.4777 | -116.7029 | 150.6578 | 148.8472 | 10.168 | 39.5043 | 77.3245
2 | 23 | 15 | -21.6409 | -34.2231 | 36.9627 | 29.7317 | -64.2083 | -81.739 | 99.2451 | 88.2135 | -108.2002 | -118.2485 | 153.8729 | 153.3966 | 10.8304 | 41.5113 | 80.8208
2 | 23 | 16 | -22.1897 | -34.6793 | 37.7937 | 30.6625 | -65.8365 | -82.8287 | 101.4744 | 90.9753 | -110.9438 | -119.8249 | 157.3278 | 158.1972 | 11.5872 | 43.7845 | 84.7563
2 | 23 | 17 | -21.8688 | -34.3719 | 37.1746 | 29.9852 | -64.8845 | -82.0943 | 99.8129 | 88.9658 | -109.3396 | -118.7625 | 154.7522 | 154.6987 | 10.9192 | 41.7999 | 81.3488
2 | 23 | 18 | -21.5991 | -34.1109 | 36.8519 | 29.5409 | -64.0841 | -81.471 | 98.945 | 87.6474 | -107.9909 | -117.8608 | 153.4054 | 152.4051 | 10.6828 | 41.0373 | 79.9589
2 | 23 | 19 | -21.2783 | -33.8385 | 36.2687 | 28.9281 | -63.1326 | -80.8205 | 97.3828 | 85.8294 | -106.3873 | -116.9197 | 150.9864 | 149.2411 | 10.08 | 39.2592 | 76.9206
2 | 23 | 20 | -20.4436 | -33.1101 | 35.2535 | 27.4699 | -60.6561 | -79.0807 | 94.6555 | 81.5028 | -102.2141 | -114.4029 | 146.7568 | 141.7112 | 9.1696 | 36.4215 | 71.8511
2 | 23 | 21 | -19.6406 | -32.427 | 34.1736 | 26.0616 | -58.2736 | -77.4493 | 91.7595 | 77.3244 | -98.1992 | -112.0428 | 142.2697 | 134.4387 | 8.1675 | 33.3611 | 66.4665
2 | 23 | 22 | -18.8391 | -31.7474 | 33.0456 | 24.6021 | -55.8952 | -75.826 | 88.7324 | 72.994 | -94.1914 | -109.6943 | 137.5777 | 126.9014 | 7.0612 | 30.0052 | 60.5934
2 | 23 | 23 | -17.7195 | -30.9123 | 31.7468 | 22.7909 | -52.5737 | -73.8316 | 85.2469 | 67.6203 | -88.5941 | -106.8091 | 132.1751 | 117.5559 | 5.9058 | 26.4619 | 54.3278
2 | 24 | 0 | -16.6027 | -30.0726 | 30.523 | 21.0855 | -49.2601 | -71.826 | 81.9649 | 62.5603 | -83.0103 | -103.9077 | 127.0898 | 108.7576 | 4.9331 | 23.4391 | 48.9294
2 | 24 | 1 | -15.4811 | -29.2385 | 29.2594 | 19.3538 | -45.9323 | -69.8338 | 78.5734 | 57.4225 | -77.4024 | -101.0257 | 121.8327 | 99.8227 | 3.8936 | 20.2299 | 43.2273
2 | 24 | 2 | -14.597 | -28.6597 | 28.3187 | 18.0973 | -43.309 | -68.4514 | 76.0487 | 53.6945 | -72.9819 | -99.0258 | 117.9191 | 93.347 | 3.1593 | 17.9827 | 39.2584
2 | 24 | 3 | -13.7131 | -28.0628 | 27.5237 | 16.8994 | -40.6866 | -67.0257 | 73.9107 | 50.1404 | -68.5627 | -96.9634 | 114.6014 | 87.1731 | 2.6472 | 16.3387 | 36.2485
2 | 24 | 4 | -12.8373 | -27.4933 | 26.5735 | 15.7002 | -38.0881 | -65.6655 | 71.3606 | 46.5824 | -64.1838 | -94.9955 | 110.6488 | 80.994 | 1.9431 | 14.1895 | 32.4635
2 | 24 | 5 | -10.8755 | -26.0362 | 24.4913 | 12.972 | -32.2675 | -62.1853 | 65.7768 | 38.4879 | -54.3754 | -89.9608 | 101.9971 | 66.9208 | 0.55166 | 9.8119 | 24.5817
2 | 24 | 6 | -8.8989 | -24.5764 | 22.5629 | 10.4186 | -26.4031 | -58.6988 | 60.605 | 30.912 | -44.4929 | -84.9171 | 93.9835 | 53.7484 | -0.49379 | 6.4151 | 18.3219
2 | 24 | 7 | -7.0435 | -23.0911 | 20.796 | 8.0707 | -20.8979 | -55.1511 | 55.866 | 23.9456 | -35.216 | -79.7848 | 86.6405 | 41.6343 | -1.2679 | 3.7626 | 13.2741
2 | 24 | 8 | -7.3622 | -23.4608 | 21.1077 | 8.5233 | -21.8434 | -56.0341 | 56.696 | 25.2886 | -36.8093 | -81.0622 | 87.9216 | 43.9734 | -1.1919 | 4.1071 | 14.0235
2 | 24 | 9 | -7.7152 | -23.835 | 21.63 | 9.0878 | -22.8908 | -56.9279 | 58.0886 | 26.9635 | -38.5743 | -82.3553 | 90.0725 | 46.8902 | -0.83232 | 5.2334 | 16.0331
2 | 24 | 10 | -8.0046 | -24.1656 | 21.9784 | 9.5352 | -23.7496 | -57.7176 | 59.015 | 28.2908 | -40.0215 | -83.4977 | 91.5012 | 49.2018 | -0.65667 | 5.8385 | 17.1837
2 | 24 | 11 | -9.1779 | -25.0528 | 23.153 | 10.9943 | -27.2308 | -59.8366 | 62.168 | 32.62 | -45.8878 | -86.5632 | 96.3891 | 56.7262 | -0.083444 | 7.7206 | 20.6644
2 | 24 | 12 | -10.4434 | -25.9317 | 24.342 | 12.6269 | -30.9854 | -61.9356 | 65.36 | 37.4639 | -52.2148 | -89.5997 | 101.3376 | 65.1475 | 0.59388 | 9.9029 | 24.6707
2 | 24 | 13 | -11.686 | -26.8215 | 25.6458 | 14.3445 | -34.6721 | -64.0609 | 68.8592 | 42.5599 | -58.4274 | -92.6742 | 106.7616 | 74.008 | 1.4829 | 12.6862 | 29.668
2 | 24 | 14 | -13.3773 | -28.1505 | 27.4933 | 16.7693 | -39.6903 | -67.2352 | 73.8125 | 49.7542 | -66.8838 | -97.2664 | 114.4352 | 86.5217 | 2.7347 | 16.6411 | 36.8066
2 | 24 | 15 | -15.0266 | -29.4345 | 29.2225 | 19.1846 | -44.5837 | -70.302 | 78.4517 | 56.9206 | -75.1298 | -101.703 | 121.625 | 98.9863 | 3.9461 | 20.4867 | 43.7785
2 | 24 | 16 | -16.706 | -30.7459 | 31.1647 | 21.7728 | -49.5664 | -73.4342 | 83.6602 | 64.5996 | -83.5264 | -106.2342 | 129.6952 | 112.3407 | 5.4856 | 25.2593 | 52.2755
2 | 24 | 17 | -16.9394 | -30.8867 | 31.3841 | 22.0893 | -50.2591 | -73.7703 | 84.2487 | 65.5386 | -84.6937 | -106.7205 | 130.6072 | 113.9734 | 5.6472 | 25.7579 | 53.1664
2 | 24 | 18 | -17.2221 | -31.0735 | 31.75 | 22.5523 | -51.0978 | -74.2166 | 85.2299 | 66.9123 | -86.1071 | -107.3661 | 132.1272 | 116.3621 | 6.0066 | 26.8278 | 55.0161
2 | 24 | 19 | -17.4984 | -31.2597 | 32.0699 | 22.9789 | -51.9176 | -74.6612 | 86.0897 | 68.1782 | -87.4886 | -108.0093 | 133.4611 | 118.5634 | 6.2907 | 27.689 | 56.5266
2 | 24 | 20 | -18.2044 | -31.7612 | 32.7531 | 23.9962 | -54.0122 | -75.8591 | 87.9232 | 71.1965 | -91.0182 | -109.7422 | 136.303 | 123.8114 | 6.7837 | 29.2484 | 59.354
2 | 24 | 21 | -18.9227 | -32.2714 | 33.6447 | 25.1794 | -56.1434 | -77.0777 | 90.315 | 74.7069 | -94.6097 | -111.5051 | 140.0097 | 129.9142 | 7.6299 | 31.8008 | 63.8091
2 | 24 | 22 | -19.618 | -32.7788 | 34.3412 | 26.2044 | -58.2063 | -78.2895 | 92.1844 | 77.748 | -98.0859 | -113.2582 | 142.9076 | 135.1979 | 8.1487 | 33.4367 | 66.7614
2 | 24 | 23 | -20.3362 | -33.2669 | 35.2898 | 27.4671 | -60.3371 | -79.4551 | 94.7327 | 81.4947 | -101.6767 | -114.9445 | 146.8596 | 141.7164 | 9.1539 | 36.4351 | 71.9548
2 | 25 | 0 | -21.0822 | -33.7628 | 36.0553 | 28.6656 | -62.5507 | -80.6397 | 96.7938 | 85.0504 | -105.4068 | -116.6582 | 150.0599 | 147.8994 | 9.8758 | 38.6538 | 75.8942
2 | 25 | 1 | -21.7913 | -34.2489 | 36.8385 | 29.8556 | -64.6546 | -81.8006 | 98.9008 | 88.5812 | -108.9522 | -118.3376 | 153.33 | 154.0392 | 10.6539 | 41.0268 | 80.0793
2 | 25 | 2 | -22.0155 | -34.3846 | 37.2864 | 30.3711 | -65.3196 | -82.1248 | 100.104 | 90.1108 | -110.0728 | -118.8066 | 155.196 | 156.6991 | 11.2575 | 42.7704 | 83.0157
2 | 25 | 3 | -22.1991 | -34.5084 | 37.5417 | 30.7434 | -65.8646 | -82.4205 | 100.7975 | 91.2152 | -110.9912 | -119.2343 | 156.2779 | 158.6228 | 11.5775 | 43.7276 | 84.6752
2 | 25 | 4 | -22.4091 | -34.6339 | 37.8103 | 31.1491 | -66.4874 | -82.7201 | 101.525 | 92.4191 | -112.0407 | -119.6678 | 157.4111 | 160.7159 | 11.9165 | 44.7366 | 86.4185
2 | 25 | 5 | -21.4609 | -33.9214 | 36.5467 | 29.4769 | -63.6743 | -81.0184 | 98.1265 | 87.4575 | -107.3002 | -117.206 | 152.1373 | 152.0868 | 10.6412 | 40.8913 | 79.7179
2 | 25 | 6 | -20.4849 | -33.1673 | 35.2716 | 27.7946 | -60.7784 | -79.2174 | 94.7012 | 82.4662 | -102.4202 | -114.6006 | 146.8252 | 143.4044 | 9.4139 | 37.1715 | 73.2088
2 | 25 | 7 | -19.4928 | -32.4 | 33.9539 | 26.0695 | -57.8349 | -77.3848 | 91.1653 | 77.3478 | -97.46 | -111.9494 | 141.3447 | 134.5015 | 8.1305 | 33.2934 | 66.4368
2 | 25 | 8 | -18.6841 | -31.8088 | 33.0205 | 24.7864 | -55.4355 | -75.9726 | 88.6617 | 73.5411 | -93.4167 | -109.9064 | 137.4652 | 127.882 | 7.3141 | 30.7946 | 62.0241
2 | 25 | 9 | -17.9206 | -31.2677 | 32.2697 | 23.6814 | -53.1702 | -74.6802 | 86.6448 | 70.2625 | -89.5993 | -108.0368 | 134.3374 | 122.1825 | 6.7629 | 29.0569 | 58.8838
2 | 25 | 10 | -17.1045 | -30.6681 | 31.3147 | 22.417 | -50.7489 | -73.2483 | 84.0838 | 66.5111 | -85.5191 | -105.9653 | 130.3693 | 115.6595 | 5.9591 | 26.5977 | 54.5444
2 | 25 | 11 | -17.2297 | -30.8686 | 31.5086 | 22.6465 | -51.1202 | -73.727 | 84.598 | 67.1919 | -86.1448 | -106.6579 | 131.1614 | 116.848 | 6.0568 | 26.9427 | 55.2067
2 | 25 | 12 | -17.2886 | -31.0254 | 31.8581 | 22.9016 | -51.295 | -74.1015 | 85.5303 | 67.9486 | -86.4393 | -107.1996 | 132.6016 | 118.1707 | 6.4457 | 28.0825 | 57.1333
2 | 25 | 13 | -17.4035 | -31.219 | 32.1128 | 23.1591 | -51.636 | -74.564 | 86.2083 | 68.7128 | -87.014 | -107.8687 | 133.6479 | 119.5027 | 6.6494 | 28.7211 | 58.2679
2 | 25 | 14 | -18.2167 | -31.7856 | 32.9712 | 24.3173 | -54.0488 | -75.9173 | 88.5131 | 72.1493 | -91.0799 | -109.8264 | 137.2213 | 125.4741 | 7.2862 | 30.6963 | 61.7891
2 | 25 | 15 | -19.0029 | -32.3569 | 33.9338 | 25.5301 | -56.3813 | -77.2818 | 91.0963 | 75.7474 | -95.0104 | -111.8004 | 141.2253 | 131.73 | 8.1041 | 33.1806 | 66.1445
2 | 25 | 16 | -19.8319 | -32.9322 | 34.7293 | 26.7315 | -58.8411 | -78.6559 | 93.2388 | 79.312 | -99.1556 | -113.7883 | 144.5525 | 137.9217 | 8.6967 | 35.0538 | 69.5303
2 | 25 | 17 | -19.8862 | -32.9533 | 34.7018 | 26.7475 | -59.002 | -78.7062 | 93.1649 | 79.3596 | -99.4268 | -113.861 | 144.4379 | 138.0012 | 8.6099 | 34.8163 | 69.1512
2 | 25 | 18 | -19.9277 | -32.9723 | 34.895 | 26.8707 | -59.1251 | -78.7516 | 93.6794 | 79.7249 | -99.6342 | -113.9267 | 145.2319 | 138.6343 | 8.8658 | 35.5276 | 70.3052
2 | 25 | 19 | -20.013 | -33.0006 | 34.9442 | 26.956 | -59.3783 | -78.8192 | 93.8111 | 79.9782 | -100.0609 | -114.0245 | 145.4358 | 139.0722 | 8.8867 | 35.5918 | 70.4227
2 | 25 | 20 | -19.5304 | -32.5992 | 34.2091 | 26.0683 | -57.9465 | -77.8604 | 91.8407 | 77.3444 | -97.648 | -112.6375 | 142.3837 | 134.49 | 8.1478 | 33.3782 | 66.5882
2 | 25 | 21 | -19.099 | -32.2216 | 33.7619 | 25.4108 | -56.6666 | -76.9587 | 90.6437 | 75.3937 | -95.4913 | -111.333 | 140.531 | 131.0955 | 7.8521 | 32.4121 | 64.8022
2 | 25 | 22 | -18.6778 | -31.8567 | 33.1193 | 24.6365 | -55.4168 | -76.0871 | 88.9248 | 73.0962 | -93.3851 | -110.0721 | 137.8714 | 127.0958 | 7.2213 | 30.5172 | 61.5101
2 | 25 | 23 | -17.9191 | -31.2614 | 32.1479 | 23.335 | -53.1657 | -74.6652 | 86.3159 | 69.2348 | -89.5917 | -108.0151 | 133.8259 | 120.3807 | 6.3025 | 27.7198 | 56.5998
2 | 26 | 0 | -17.1681 | -30.6749 | 31.275 | 22.1399 | -50.9374 | -73.2646 | 83.9728 | 65.6887 | -85.8368 | -105.9888 | 130.1935 | 114.212 | 5.5718 | 25.4595 | 52.58
2 | 26 | 1 | -16.4733 | -30.1293 | 30.3546 | 20.9602 | -48.876 | -71.9614 | 81.5015 | 62.1888 | -82.3631 | -104.1036 | 126.3619 | 108.124 | 4.7123 | 22.8528 | 48.0192
2 | 26 | 2 | -15.7161 | -29.6259 | 29.6777 | 19.9063 | -46.6295 | -70.7589 | 79.6828 | 59.0619 | -78.5774 | -102.364 | 123.5412 | 102.6899 | 4.2421 | 21.3563 | 45.2898
2 | 26 | 3 | -14.9706 | -29.1261 | 28.9799 | 18.9019 | -44.4176 | -69.5653 | 77.809 | 56.0817 | -74.85 | -100.6373 | 120.6358 | 97.5114 | 3.785 | 19.9077 | 42.6599
2 | 26 | 4 | -14.2062 | -28.6217 | 28.1142 | 17.7648 | -42.1497 | -68.3606 | 75.4872 | 52.708 | -71.0283 | -98.8945 | 117.0382 | 91.6484 | 3.0511 | 17.6849 | 38.7639
2 | 26 | 5 | -12.6725 | -27.5156 | 26.5919 | 15.6442 | -37.5992 | -65.7188 | 71.4015 | 46.4161 | -63.36 | -95.0727 | 110.7049 | 80.7089 | 2.048 | 14.4996 | 32.9811
2 | 26 | 6 | -11.142 | -26.4395 | 25.1198 | 13.5912 | -33.0582 | -63.1486 | 67.4494 | 40.3249 | -55.7077 | -91.3544 | 104.5779 | 70.1198 | 1.1295 | 11.5676 | 27.6355
2 | 26 | 7 | -9.7453 | -25.386 | 23.7447 | 11.8635 | -28.9141 | -60.6324 | 63.761 | 35.1989 | -48.7243 | -87.7143 | 98.8623 | 61.2122 | 0.47697 | 9.4134 | 23.6358
2 | 26 | 8 | -8.6914 | -24.5868 | 22.6353 | 10.5592 | -25.7873 | -58.7236 | 60.7832 | 31.329 | -43.4553 | -84.953 | 94.2466 | 54.4889 | -0.083806 | 7.6013 | 20.3271
2 | 26 | 9 | -7.7703 | -23.757 | 21.5257 | 9.3318 | -23.0545 | -56.7416 | 57.808 | 27.6874 | -38.85 | -82.0857 | 89.6368 | 48.1544 | -0.66976 | 5.6993 | 16.8555
2 | 26 | 10 | -6.8625 | -22.9599 | 20.4865 | 8.1602 | -20.3608 | -54.8377 | 55.0187 | 24.2111 | -34.3109 | -79.3315 | 85.3131 | 42.1083 | -1.1756 | 4.0312 | 13.7791
2 | 26 | 11 | -6.8035 | -23.0225 | 20.5014 | 8.1445 | -20.1858 | -54.9873 | 55.0553 | 24.1647 | -34.0159 | -79.5478 | 85.3669 | 42.0311 | -1.18 | 4.0469 | 13.8343
2 | 26 | 12 | -6.7413 | -23.0871 | 20.5536 | 8.144 | -20.0015 | -55.1417 | 55.193 | 24.163 | -33.7054 | -79.7712 | 85.5784 | 42.0322 | -1.1309 | 4.2128 | 14.134
2 | 26 | 13 | -6.6701 | -23.1428 | 20.6004 | 8.1252 | -19.7901 | -55.2746 | 55.316 | 24.1074 | -33.3491 | -79.9634 | 85.767 | 41.9388 | -1.0873 | 4.3587 | 14.3933
2 | 26 | 14 | -8.2239 | -24.4417 | 22.3062 | 9.9598 | -24.4001 | -58.3771 | 59.891 | 29.5507 | -41.1176 | -84.4517 | 92.856 | 51.4012 | -0.39958 | 6.6646 | 18.6879
2 | 26 | 15 | -10.0535 | -25.7488 | 24.0032 | 12.1589 | -29.8287 | -61.4989 | 64.4462 | 36.0754 | -50.2656 | -88.968 | 99.9174 | 62.7397 | 0.35977 | 9.1939 | 23.4235
2 | 26 | 16 | -11.9734 | -27.0795 | 25.9291 | 14.578 | -35.5249 | -64.6772 | 69.6119 | 43.2526 | -59.8645 | -93.5659 | 107.922 | 75.2099 | 1.4541 | 12.6624 | 29.7015
2 | 26 | 17 | -12.696 | -27.7172 | 26.8164 | 15.6727 | -37.6688 | -66.2003 | 71.9891 | 46.5007 | -63.4773 | -95.7693 | 111.6035 | 80.8622 | 2.0759 | 14.6208 | 33.2191
2 | 26 | 18 | -13.4688 | -28.4142 | 27.8002 | 16.8825 | -39.9616 | -67.865 | 74.6257 | 50.0902 | -67.341 | -98.1774 | 115.6871 | 87.1083 | 2.7998 | 16.8894 | 37.2769
2 | 26 | 19 | -14.2175 | -29.0963 | 28.7439 | 18.0638 | -42.1831 | -69.4941 | 77.1517 | 53.5951 | -71.0845 | -100.5343 | 119.5971 | 93.2074 | 3.4939 | 19.0696 | 41.1857
2 | 26 | 20 | -14.5076 | -29.2885 | 29.0307 | 18.4706 | -43.0437 | -69.9532 | 77.9238 | 54.8019 | -72.5348 | -101.1985 | 120.7957 | 95.3031 | 3.7052 | 19.7288 | 42.3655
2 | 26 | 21 | -14.841 | -29.4893 | 29.3224 | 18.8693 | -44.0331 | -70.4327 | 78.7075 | 55.9848 | -74.2021 | -101.892 | 122.0113 | 97.3577 | 3.8614 | 20.2266 | 43.2748
2 | 26 | 22 | -15.1597 | -29.6859 | 29.6031 | 19.2792 | -44.9786 | -70.9024 | 79.4605 | 57.2011 | -75.7953 | -102.5716 | 123.1781 | 99.4686 | 4.0367 | 20.7806 | 44.2797
2 | 26 | 23 | -15.6147 | -29.9891 | 29.9768 | 19.8475 | -46.3285 | -71.6266 | 80.4637 | 58.8872 | -78.0702 | -103.6193 | 124.7334 | 102.3994 | 4.2204 | 21.3957 | 45.4433
2 | 27 | 0 | -16.0982 | -30.3343 | 30.6207 | 20.6681 | -47.7633 | -72.4509 | 82.1908 | 61.3219 | -80.4879 | -104.8118 | 127.4096 | 106.6337 | 4.8563 | 23.2985 | 48.7436
2 | 27 | 1 | -16.5402 | -30.6361 | 31.0406 | 21.2706 | -49.0746 | -73.1718 | 83.3194 | 63.1097 | -82.6977 | -105.8546 | 129.1606 | 109.7406 | 5.1349 | 24.1827 | 50.3488
2 | 27 | 2 | -16.2371 | -30.3621 | 30.5055 | 20.6893 | -48.1754 | -72.5175 | 81.8866 | 61.3848 | -81.1824 | -104.908 | 126.9424 | 106.7369 | 4.5954 | 22.5785 | 47.5888
2 | 27 | 3 | -15.8911 | -30.0525 | 30.1703 | 20.1647 | -47.1486 | -71.7778 | 80.9896 | 59.8285 | -79.4521 | -103.838 | 125.5541 | 104.0283 | 4.3915 | 21.8917 | 46.2923
2 | 27 | 4 | -15.596 | -29.7837 | 29.8359 | 19.7051 | -46.2732 | -71.1359 | 80.0916 | 58.4647 | -77.9769 | -102.9093 | 124.1616 | 101.656 | 4.1613 | 21.1472 | 44.9313
2 | 27 | 5 | -13.7766 | -28.4498 | 27.8437 | 17.0755 | -40.8751 | -67.9501 | 74.749 | 50.6629 | -68.8804 | -98.3006 | 115.8837 | 88.0947 | 2.6927 | 16.5866 | 36.7974
2 | 27 | 6 | -11.9126 | -27.0691 | 25.8335 | 14.4578 | -35.3446 | -64.6524 | 69.3579 | 42.896 | -59.5606 | -93.5299 | 107.5303 | 74.5914 | 1.3095 | 12.2569 | 29.0312
2 | 27 | 7 | -10.0878 | -25.735 | 23.9575 | 12.0417 | -29.9304 | -61.4659 | 64.3251 | 35.7275 | -50.4369 | -88.9202 | 99.7309 | 62.1297 | 0.17639 | 8.6563 | 22.5035
2 | 27 | 8 | -9.9735 | -25.6086 | 23.9027 | 11.9436 | -29.5913 | -61.1641 | 64.1805 | 35.4364 | -49.8656 | -88.4836 | 99.5088 | 61.6237 | 0.26416 | 8.8615 | 22.7833
2 | 27 | 9 | -9.8611 | -25.5122 | 23.8039 | 11.8444 | -29.2577 | -60.9338 | 63.9148 | 35.1421 | -49.3033 | -88.1504 | 99.0966 | 61.112 | 0.27498 | 8.8654 | 22.7549
2 | 27 | 10 | -9.7564 | -25.3921 | 23.6954 | 11.7334 | -28.9471 | -60.647 | 63.6241 | 34.8129 | -48.7799 | -87.7354 | 98.6466 | 60.5402 | 0.2803 | 8.843 | 22.6714
2 | 27 | 11 | -9.9828 | -25.5209 | 23.8974 | 12.0342 | -29.619 | -60.9546 | 64.1697 | 35.7053 | -49.9121 | -88.1805 | 99.495 | 62.0915 | 0.42781 | 9.3014 | 23.4939
2 | 27 | 12 | -10.2022 | -25.6449 | 24.0347 | 12.286 | -30.2698 | -61.2507 | 64.5393 | 36.4525 | -51.0088 | -88.6088 | 100.069 | 63.3903 | 0.47361 | 9.4714 | 23.8417
2 | 27 | 13 | -10.4301 | -25.7827 | 24.2086 | 12.5708 | -30.9461 | -61.5798 | 65.0064 | 37.2973 | -52.1486 | -89.085 | 100.7932 | 64.8601 | 0.56659 | 9.7778 | 24.4198
2 | 27 | 14 | -11.9225 | -26.921 | 25.6928 | 14.6333 | -35.3739 | -64.2987 | 68.9893 | 43.4168 | -59.61 | -93.0183 | 106.9666 | 75.5029 | 1.4825 | 12.7335 | 29.8413
2 | 27 | 15 | -13.3844 | -28.0161 | 27.3489 | 16.7991 | -39.7112 | -66.9141 | 73.4303 | 49.8427 | -66.9191 | -96.8019 | 113.8475 | 86.6807 | 2.7475 | 16.6477 | 36.8073
2 | 27 | 16 | -14.8749 | -29.1539 | 28.9022 | 18.9829 | -44.1336 | -69.6317 | 77.5997 | 56.3221 | -74.3714 | -100.7333 | 120.3106 | 97.9503 | 3.8564 | 20.1565 | 43.1562
2 | 27 | 17 | -15.4611 | -29.6317 | 29.6774 | 19.8961 | -45.8729 | -70.7729 | 79.6757 | 59.0316 | -77.3024 | -102.3843 | 123.5249 | 102.6617 | 4.4807 | 22.0614 | 46.4999
2 | 27 | 18 | -16.0063 | -30.068 | 30.313 | 20.6964 | -47.4905 | -71.815 | 81.3801 | 61.4059 | -80.0282 | -103.8917 | 126.1656 | 106.7904 | 4.9351 | 23.4806 | 49.0361
2 | 27 | 19 | -16.6009 | -30.556 | 30.9055 | 21.5493 | -49.2546 | -72.9804 | 82.9679 | 63.9366 | -83.001 | -105.5777 | 128.6249 | 111.1912 | 5.298 | 24.6695 | 51.2374
2 | 27 | 20 | -16.849 | -30.6483 | 31.1163 | 21.8147 | -49.9907 | -73.2011 | 83.5395 | 64.7239 | -84.2414 | -105.897 | 129.5157 | 112.5519 | 5.4337 | 25.0717 | 51.9293
2 | 27 | 21 | -17.1608 | -30.7942 | 31.5034 | 22.2399 | -50.9158 | -73.5495 | 84.5814 | 65.9856 | -85.8003 | -106.4011 | 131.1332 | 114.7389 | 5.7883 | 26.1016 | 53.6707
2 | 27 | 22 | -17.4454 | -30.902 | 31.6679 | 22.4802 | -51.7604 | -73.8069 | 85.0257 | 66.6986 | -87.2235 | -106.7734 | 131.8242 | 115.9702 | 5.8007 | 26.157 | 53.7975
2 | 27 | 23 | -17.4276 | -30.8983 | 31.6004 | 22.3993 | -51.7073 | -73.7981 | 84.8461 | 66.4585 | -87.1342 | -106.7606 | 131.5473 | 115.5492 | 5.6738 | 25.7992 | 53.2017
2 | 28 | 0 | -17.3973 | -30.8592 | 31.5351 | 22.294 | -51.6177 | -73.7046 | 84.6718 | 66.146 | -86.9832 | -106.6255 | 131.2779 | 115.0033 | 5.5725 | 25.4954 | 52.6725
2 | 28 | 1 | -17.4021 | -30.8602 | 31.5284 | 22.2907 | -51.6318 | -73.7071 | 84.657 | 66.1362 | -87.0069 | -106.629 | 131.2575 | 114.9825 | 5.5567 | 25.4543 | 52.6041
2 | 28 | 2 | -16.7078 | -30.3274 | 30.666 | 21.1716 | -49.5719 | -72.4346 | 82.3428 | 62.8158 | -83.5358 | -104.7881 | 127.6708 | 109.2097 | 4.8022 | 23.152 | 48.5567
2 | 28 | 3 | -15.9866 | -29.7425 | 29.9846 | 20.1734 | -47.4321 | -71.0376 | 80.5165 | 59.8543 | -79.9298 | -102.7672 | 124.8417 | 104.0594 | 4.4289 | 21.9011 | 46.2042
2 | 28 | 4 | -15.2903 | -29.2131 | 29.0808 | 19.0705 | -45.3662 | -69.7732 | 78.0906 | 56.5819 | -76.4485 | -100.938 | 121.0811 | 98.3701 | 3.6479 | 19.5331 | 42.0647
2 | 28 | 5 | -13.0763 | -27.7408 | 27.0431 | 16.2043 | -38.7971 | -66.2566 | 72.6224 | 48.078 | -65.3787 | -95.8508 | 112.6056 | 83.596 | 2.4304 | 15.6466 | 34.9722
2 | 28 | 6 | -10.8596 | -26.2801 | 24.8851 | 13.3543 | -32.2202 | -62.768 | 66.8281 | 39.6219 | -54.2956 | -90.8038 | 103.6222 | 68.9028 | 1.0996 | 11.4619 | 27.4255
2 | 28 | 7 | -8.9019 | -24.8101 | 23.013 | 11.0276 | -26.4119 | -59.2569 | 61.8054 | 32.7187 | -44.5077 | -85.7245 | 95.838 | 56.9075 | 0.32861 | 8.8555 | 22.5134
2 | 28 | 8 | -7.3565 | -23.4023 | 21.0918 | 8.9121 | -21.8265 | -55.8944 | 56.6492 | 26.442 | -36.7808 | -80.8601 | 87.8454 | 45.9886 | -0.75484 | 5.3702 | 16.1931
2 | 28 | 9 | -5.8166 | -21.9899 | 19.4274 | 7.0179 | -17.2578 | -52.521 | 52.1856 | 20.8221 | -29.0819 | -75.98 | 80.9294 | 36.2138 | -1.3612 | 3.2289 | 12.0814
2 | 28 | 10 | -4.6016 | -20.6142 | 17.8656 | 5.3925 | -13.6528 | -49.2353 | 47.9949 | 15.9996 | -23.0069 | -71.2266 | 74.4343 | 27.8172 | -1.9575 | 1.1065 | 8.0181
2 | 28 | 11 | -4.4429 | -20.4854 | 17.7946 | 5.195 | -13.1821 | -48.9276 | 47.8081 | 15.4135 | -22.2137 | -70.7816 | 74.148 | 26.797 | -1.9387 | 1.112 | 7.9498
2 | 28 | 12 | -4.3334 | -20.4003 | 17.607 | 5.0401 | -12.857 | -48.7245 | 47.3098 | 14.9538 | -21.6659 | -70.4877 | 73.3798 | 25.9976 | -2.0866 | 0.68209 | 7.2238
2 | 28 | 13 | -4.1795 | -20.2815 | 17.5405 | 4.8592 | -12.4004 | -48.4407 | 47.1332 | 14.4171 | -20.8965 | -70.0771 | 73.1077 | 25.0638 | -2.0612 | 0.70932 | 7.198
2 | 28 | 14 | -6.2823 | -22.1583 | 19.7324 | 7.2944 | -18.6395 | -52.9233 | 53.0182 | 21.6425 | -31.4103 | -76.562 | 82.2319 | 37.628 | -1.4138 | 3.0979 | 11.8876
2 | 28 | 15 | -8.6596 | -24.042 | 22.0712 | 10.2068 | -25.6929 | -57.4223 | 59.2984 | 30.2835 | -43.2962 | -83.0705 | 91.9692 | 52.653 | -0.42354 | 6.4668 | 18.2556
2 | 28 | 16 | -11.227 | -25.9166 | 24.6559 | 13.4816 | -33.3103 | -61.8997 | 66.2347 | 39.9999 | -56.1326 | -89.5477 | 102.7204 | 69.5436 | 0.99392 | 11.0245 | 26.5836
2 | 28 | 17 | -12.5583 | -26.9852 | 26.0871 | 15.3694 | -37.2603 | -64.4519 | 70.0746 | 45.6008 | -62.789 | -93.2399 | 108.6716 | 79.2855 | 1.913 | 13.9632 | 31.9282
2 | 28 | 18 | -13.8601 | -28.0395 | 27.4847 | 17.2777 | -41.1226 | -66.9699 | 73.8266 | 51.2626 | -69.2975 | -96.8826 | 114.4884 | 89.1332 | 2.8628 | 16.9967 | 37.4415
2 | 28 | 19 | -15.1579 | -29.0941 | 29.0259 | 19.2652 | -44.9733 | -69.4888 | 77.9617 | 57.1597 | -75.7864 | -100.5266 | 120.8968 | 99.391 | 4.0392 | 20.6592 | 43.9748
2 | 28 | 20 | -15.6957 | -29.4688 | 29.639 | 20.0918 | -46.5689 | -70.3838 | 79.6052 | 59.6121 | -78.4751 | -101.8214 | 123.443 | 103.6531 | 4.5663 | 22.2647 | 46.7996
2 | 28 | 21 | -16.2945 | -29.9012 | 30.1921 | 20.9199 | -48.3455 | -71.4165 | 81.0882 | 62.069 | -81.469 | -103.3153 | 125.7403 | 107.9242 | 4.9163 | 23.3952 | 48.8802
2 | 28 | 22 | -16.8711 | -30.3248 | 30.837 | 21.7838 | -50.0564 | -72.4282 | 82.815 | 64.6321 | -84.3521 | -104.779 | 128.4136 | 112.3802 | 5.4249 | 24.9625 | 51.6628
2 | 28 | 23 | -17.004 | -30.4435 | 31.04 | 21.9877 | -50.4508 | -72.7119 | 83.3553 | 65.2374 | -85.0167 | -105.1893 | 129.2473 | 113.4294 | 5.5802 | 25.43 | 52.4708
3 | 1 | 0 | -17.1955 | -30.614 | 31.282 | 22.2462 | -51.0187 | -73.119 | 84.001 | 66.0042 | -85.9738 | -105.7783 | 130.245 | 114.7613 | 5.7188 | 25.8674 | 53.2542
3 | 1 | 1 | -17.3765 | -30.7791 | 31.4385 | 22.4566 | -51.5559 | -73.5134 | 84.4164 | 66.6285 | -86.879 | -106.3489 | 130.885 | 115.8453 | 5.7395 | 25.9755 | 53.5024
3 | 1 | 2 | -16.7919 | -30.3423 | 30.7205 | 21.5341 | -49.8215 | -72.4702 | 82.4905 | 63.8913 | -83.9563 | -104.8396 | 127.9009 | 111.0867 | 5.1203 | 24.0902 | 50.1917
3 | 1 | 3 | -16.189 | -29.8773 | 30.1578 | 20.6467 | -48.0326 | -71.3595 | 80.9791 | 61.2584 | -80.9418 | -103.2329 | 125.5568 | 106.5083 | 4.7382 | 22.8454 | 47.8904
3 | 1 | 4 | -15.6078 | -29.4437 | 29.3949 | 19.6973 | -46.3083 | -70.3239 | 78.9313 | 58.4417 | -78.036 | -101.7347 | 122.3826 | 101.6088 | 4.0406 | 20.7408 | 44.2206
3 | 1 | 5 | -14.3086 | -28.618 | 28.1358 | 17.7884 | -42.4533 | -68.3516 | 75.5472 | 52.778 | -71.5398 | -98.8815 | 117.133 | 91.7619 | 2.9977 | 17.5203 | 38.4736
3 | 1 | 6 | -13.0421 | -27.8369 | 27.0342 | 16.0293 | -38.6958 | -66.4862 | 72.5835 | 47.5588 | -65.208 | -96.1828 | 112.5328 | 82.6878 | 2.1845 | 14.9602 | 33.8298
3 | 1 | 7 | -11.7892 | -27.0596 | 25.8239 | 14.2786 | -34.9784 | -64.6296 | 69.3303 | 42.3643 | -58.9435 | -93.4969 | 107.486 | 73.6567 | 1.2537 | 12.0867 | 28.7023
3 | 1 | 8 | -10.8827 | -26.4516 | 24.8933 | 13.0343 | -32.2888 | -63.1776 | 66.83 | 38.6726 | -54.4112 | -91.3964 | 103.6082 | 67.2393 | 0.5933 | 10.0363 | 25.0399
3 | 1 | 9 | -10.0194 | -25.8479 | 24.1228 | 11.9642 | -29.7274 | -61.7356 | 64.758 | 35.4976 | -50.095 | -89.3104 | 100.3932 | 61.7225 | 0.21964 | 8.7926 | 22.7103
3 | 1 | 10 | -9.1321 | -25.2418 | 23.2508 | 10.8486 | -27.0949 | -60.2879 | 62.4153 | 32.1876 | -45.6588 | -87.2161 | 96.7598 | 55.9718 | -0.27457 | 7.22 | 19.8567
3 | 1 | 11 | -9.4859 | -25.511 | 23.6974 | 11.4334 | -28.1444 | -60.931 | 63.6152 | 33.9227 | -47.4274 | -88.1464 | 98.6206 | 58.9931 | 0.13387 | 8.4624 | 22.04
3 | 1 | 12 | -9.863 | -25.7811 | 24.031 | 11.993 | -29.2635 | -61.5761 | 64.5143 | 35.5832 | -49.3131 | -89.0797 | 100.0176 | 61.8843 | 0.37983 | 9.2579 | 23.5092
3 | 1 | 13 | -10.2165 | -26.0224 | 24.482 | 12.6144 | -30.3121 | -62.1524 | 65.7295 | 37.4268 | -51.0802 | -89.9133 | 101.9052 | 65.0943 | 0.85749 | 10.6917 | 26.0059
3 | 1 | 14 | -11.1471 | -26.6624 | 25.3607 | 13.8371 | -33.0734 | -63.681 | 68.094 | 41.0545 | -55.7333 | -92.1246 | 105.5756 | 71.3993 | 1.3883 | 12.3942 | 29.1169
3 | 1 | 15 | -12.0955 | -27.2953 | 26.3645 | 15.142 | -35.8872 | -65.1926 | 70.7915 | 44.9262 | -60.4751 | -94.3114 | 109.7596 | 78.1286 | 2.1157 | 14.6379 | 33.1018
3 | 1 | 16 | -13.1659 | -27.9485 | 27.2332 | 16.6044 | -39.0631 | -66.7527 | 73.1305 | 49.2649 | -65.8269 | -96.5684 | 113.3916 | 85.6733 | 2.7231 | 16.5796 | 36.6696
3 | 1 | 17 | -14.0384 | -28.5462 | 28.195 | 17.8507 | -41.6519 | -68.1802 | 75.7116 | 52.9627 | -70.1893 | -98.6335 | 117.3924 | 92.0994 | 3.461 | 18.8422 | 40.6689
3 | 1 | 18 | -14.9581 | -29.1941 | 29.1545 | 19.1186 | -44.3804 | -69.7276 | 78.2853 | 56.7247 | -74.7874 | -100.8721 | 121.3806 | 98.6378 | 4.1209 | 20.9019 | 44.3589
3 | 1 | 19 | -15.8385 | -29.8326 | 29.9267 | 20.3201 | -46.9925 | -71.2528 | 80.3573 | 60.2895 | -79.1891 | -103.0785 | 124.5919 | 104.834 | 4.5757 | 22.4015 | 47.1584
3 | 1 | 20 | -15.8769 | -29.8805 | 29.9568 | 20.4022 | -47.1067 | -71.367 | 80.4372 | 60.5332 | -79.3815 | -103.2438 | 124.7151 | 105.2608 | 4.6016 | 22.4967 | 47.3507
3 | 1 | 21 | -15.9533 | -29.9771 | 30.2261 | 20.656 | -47.3332 | -71.5979 | 81.1577 | 61.2861 | -79.7632 | -103.5778 | 125.8298 | 106.573 | 4.9517 | 23.5127 | 49.0618
3 | 1 | 22 | -15.9717 | -30.0227 | 30.3447 | 20.7862 | -47.3878 | -71.7066 | 81.4742 | 61.6725 | -79.8552 | -103.7351 | 126.3191 | 107.2472 | 5.1366 | 24.0523 | 49.976
3 | 1 | 23 | -16.1646 | -30.1726 | 30.5033 | 21.0569 | -47.9601 | -72.0648 | 81.8991 | 62.4756 | -80.8196 | -104.2532 | 126.9771 | 108.6451 | 5.223 | 24.3498 | 50.5494
3 | 2 | 0 | -16.3411 | -30.3235 | 30.6772 | 21.3485 | -48.4837 | -72.4251 | 82.3657 | 63.3406 | -81.7019 | -104.7744 | 127.7003 | 110.1515 | 5.3611 | 24.7976 | 51.3755
3 | 2 | 1 | -16.5755 | -30.5216 | 30.9245 | 21.7069 | -49.1794 | -72.8984 | 83.0307 | 64.4041 | -82.8743 | -105.4591 | 128.7322 | 112.0026 | 5.5342 | 25.3571 | 52.4013
3 | 2 | 2 | -16.1101 | -30.1924 | 30.4714 | 21.0378 | -47.7984 | -72.1121 | 81.8131 | 62.4189 | -80.5472 | -104.3217 | 126.8434 | 108.5515 | 5.2067 | 24.3214 | 50.5262
3 | 2 | 3 | -15.667 | -29.8916 | 30.0741 | 20.403 | -46.4839 | -71.3935 | 80.7449 | 60.5355 | -78.332 | -103.2821 | 125.1859 | 105.2772 | 4.9186 | 23.4029 | 48.849
3 | 2 | 4 | -15.1748 | -29.5568 | 29.4571 | 19.5783 | -45.0235 | -70.5939 | 79.0894 | 58.0884 | -75.871 | -102.1253 | 122.6202 | 101.0212 | 4.3037 | 21.5604 | 45.6451
3 | 2 | 5 | -12.7134 | -27.8135 | 26.9236 | 16.0169 | -37.7204 | -66.4303 | 72.2862 | 47.522 | -63.5642 | -96.102 | 112.0717 | 82.6486 | 2.4137 | 15.6576 | 35.0542
3 | 2 | 6 | -10.2751 | -26.0707 | 24.4819 | 12.6433 | -30.486 | -62.2676 | 65.7324 | 37.5125 | -51.3733 | -90.08 | 101.9124 | 65.2436 | 0.77941 | 10.4912 | 25.7026
3 | 2 | 7 | -7.8552 | -24.3716 | 22.2321 | 9.513 | -23.3063 | -58.2095 | 59.6933 | 28.225 | -39.2744 | -84.2093 | 92.5505 | 49.0944 | -0.4817 | 6.4025 | 18.1611
3 | 2 | 8 | -6.5598 | -23.4271 | 21.0099 | 7.8988 | -19.4627 | -55.9537 | 56.4152 | 23.4358 | -32.7974 | -80.9459 | 87.4708 | 40.7675 | -1.0781 | 4.4345 | 14.4949
3 | 2 | 9 | -5.2952 | -22.4774 | 19.8651 | 6.3853 | -15.7109 | -53.6853 | 53.3464 | 18.9451 | -26.475 | -77.6644 | 82.7172 | 32.9586 | -1.5222 | 2.8953 | 11.5364
3 | 2 | 10 | -4.3448 | -21.5261 | 18.7364 | 5.0719 | -12.8911 | -51.4132 | 50.3202 | 15.0482 | -21.7233 | -74.3774 | 78.029 | 26.1743 | -2.0626 | 1.0642 | 8.1026
3 | 2 | 11 | -5.3125 | -22.3919 | 19.6838 | 6.3355 | -15.7621 | -53.4812 | 52.8637 | 18.7972 | -26.5614 | -77.369 | 81.9722 | 32.6995 | -1.6851 | 2.4177 | 10.7412
3 | 2 | 12 | -6.4397 | -23.2499 | 20.7793 | 7.7669 | -19.1064 | -55.5305 | 55.8045 | 23.0442 | -32.197 | -80.3337 | 86.5311 | 40.0873 | -1.1434 | 4.2117 | 14.0878
3 | 2 | 13 | -7.6865 | -24.1144 | 21.9245 | 9.2972 | -22.8056 | -57.5954 | 58.8783 | 27.5848 | -38.4307 | -83.3209 | 91.2957 | 47.9819 | -0.57912 | 6.0621 | 17.5261
3 | 2 | 14 | -10.1109 | -26.0067 | 24.4246 | 12.4344 | -29.999 | -62.1149 | 65.5759 | 36.8926 | -50.5526 | -89.8591 | 101.6674 | 64.166 | 0.74133 | 10.3546 | 25.4217
3 | 2 | 15 | -12.5369 | -27.9123 | 26.8987 | 15.682 | -37.1968 | -66.6661 | 72.2047 | 46.5283 | -62.682 | -96.4432 | 111.9333 | 80.9202 | 2.1315 | 14.8701 | 33.7284
3 | 2 | 16 | -14.9704 | -29.8118 | 29.6728 | 19.2294 | -44.4169 | -71.2031 | 79.639 | 57.0533 | -74.8487 | -103.0066 | 123.4478 | 99.2196 | 4.12 | 21.0724 | 44.8121
3 | 2 | 17 | -15.3093 | -29.9858 | 29.9137 | 19.5615 | -45.4225 | -71.6186 | 80.2823 | 58.0386 | -76.5433 | -103.6077 | 124.4419 | 100.9267 | 4.1801 | 21.2798 | 45.2176
3 | 2 | 18 | -15.6469 | -30.1254 | 30.1422 | 19.8854 | -46.4242 | -71.952 | 80.8967 | 58.9999 | -78.2314 | -104.09 | 125.3955 | 102.5882 | 4.2554 | 21.5204 | 45.6623
3 | 2 | 19 | -15.9866 | -30.2648 | 30.3981 | 20.228 | -47.432 | -72.2849 | 81.5825 | 60.0163 | -79.9296 | -104.5715 | 126.4576 | 104.3465 | 4.3748 | 21.882 | 46.303
3 | 2 | 20 | -15.6574 | -29.9505 | 29.8717 | 19.6509 | -46.4553 | -71.5344 | 80.173 | 58.3039 | -78.2837 | -103.4858 | 124.2757 | 101.3669 | 3.9146 | 20.4874 | 43.8731
3 | 2 | 21 | -15.2601 | -29.5901 | 29.4454 | 19.0948 | -45.2765 | -70.6735 | 79.0306 | 56.6539 | -76.2973 | -102.2405 | 122.5061 | 98.4996 | 3.69 | 19.7345 | 42.4678
3 | 2 | 22 | -14.9333 | -29.2813 | 28.9625 | 18.5767 | -44.3068 | -69.936 | 77.7365 | 55.1169 | -74.6633 | -101.1736 | 120.5019 | 95.827 | 3.3246 | 18.6105 | 40.492
3 | 2 | 23 | -14.7501 | -29.1082 | 28.7565 | 18.3751 | -43.7634 | -69.5226 | 77.1891 | 54.5187 | -73.7475 | -100.5755 | 119.6579 | 94.7902 | 3.2732 | 18.4218 | 40.1252
3 | 3 | 0 | -14.5767 | -28.9321 | 28.5613 | 18.1471 | -43.249 | -69.1019 | 76.6699 | 53.8424 | -72.8807 | -99.9669 | 118.8569 | 93.6175 | 3.1997 | 18.1614 | 39.6269
3 | 3 | 1 | -14.3993 | -28.7603 | 28.2294 | 17.9062 | -42.7227 | -68.6917 | 75.7856 | 53.1275 | -71.9938 | -99.3734 | 117.4917 | 92.375 | 2.976 | 17.4988 | 38.4995
3 | 3 | 2 | -13.9034 | -28.4533 | 27.7824 | 17.2321 | -41.2512 | -67.9584 | 74.585 | 51.1275 | -69.5142 | -98.3126 | 115.6299 | 88.9003 | 2.6578 | 16.5029 | 36.7035
3 | 3 | 3 | -13.3914 | -28.1063 | 27.3566 | 16.5848 | -39.7321 | -67.1296 | 73.4423 | 49.2068 | -66.9542 | -97.1137 | 113.8588 | 85.5633 | 2.4436 | 15.7874 | 35.3542
3 | 3 | 4 | -12.9032 | -27.7994 | 26.8208 | 15.8774 | -38.2836 | -66.3967 | 72.0052 | 47.1081 | -64.5132 | -96.0533 | 111.6319 | 81.9146 | 1.9956 | 14.4331 | 32.98
3 | 3 | 5 | -10.7414 | -26.1862 | 24.5916 | 12.8949 | -31.8695 | -62.5437 | 66.0275 | 38.2591 | -53.7047 | -90.4794 | 102.3703 | 66.5286 | 0.5589 | 9.8733 | 24.7148
3 | 3 | 6 | -8.5976 | -24.5782 | 22.4635 | 10.0572 | -25.509 | -58.703 | 60.3206 | 29.8397 | -42.9862 | -84.9233 | 93.5281 | 51.8884 | -0.65507 | 5.9484 | 17.5071
3 | 3 | 7 | -6.4336 | -22.9603 | 20.4326 | 7.3664 | -19.0883 | -54.8388 | 54.8753 | 21.856 | -32.1665 | -79.3331 | 85.0919 | 38.0065 | -1.5949 | 2.8042 | 11.5989
3 | 3 | 8 | -6.0617 | -22.6635 | 20.1462 | 6.9091 | -17.985 | -54.1299 | 54.1082 | 20.4993 | -30.3073 | -78.3075 | 83.9042 | 35.6458 | -1.6699 | 2.4926 | 10.9351
3 | 3 | 9 | -5.6437 | -22.3383 | 19.6422 | 6.3632 | -16.7447 | -53.3532 | 52.7588 | 18.8796 | -28.2172 | -77.1839 | 81.8153 | 32.8281 | -1.9766 | 1.5405 | 9.2423
3 | 3 | 10 | -5.2366 | -21.9981 | 19.2784 | 5.9048 | -15.5369 | -52.5407 | 51.7817 | 17.5194 | -26.1818 | -76.0085 | 80.3001 | 30.4642 | -2.0516 | 1.2235 | 8.5741
3 | 3 | 11 | -5.7518 | -22.3682 | 19.6825 | 6.4702 | -17.0654 | -53.4245 | 52.8672 | 19.1969 | -28.7576 | -77.287 | 81.9834 | 33.3792 | -1.9672 | 1.5743 | 9.3179
3 | 3 | 12 | -6.3285 | -22.7944 | 20.2588 | 7.1602 | -18.7765 | -54.4426 | 54.4127 | 21.2442 | -31.6411 | -78.7599 | 84.3782 | 36.9383 | -1.704 | 2.4378 | 10.9155
3 | 3 | 13 | -6.8452 | -23.1679 | 20.7171 | 7.8135 | -20.3095 | -55.3345 | 55.6443 | 23.1827 | -34.2244 | -80.0502 | 86.2885 | 40.3099 | -1.4824 | 3.183 | 12.3238
3 | 3 | 14 | -8.3478 | -24.3125 | 22.2299 | 9.7185 | -24.7679 | -58.0683 | 59.6999 | 28.8346 | -41.7374 | -84.0051 | 92.5709 | 50.138 | -0.71188 | 5.6982 | 16.9665
3 | 3 | 15 | -9.8113 | -25.4421 | 23.5792 | 11.5789 | -29.11 | -60.7664 | 63.3155 | 34.3545 | -49.0545 | -87.9083 | 98.1707 | 59.7369 | -0.09532 | 7.7935 | 20.9449
3 | 3 | 16 | -11.2481 | -26.5386 | 25.1912 | 13.5791 | -33.3729 | -63.3852 | 67.6378 | 40.2891 | -56.2381 | -91.6967 | 104.8674 | 70.0567 | 0.98363 | 11.1688 | 26.9893
3 | 3 | 17 | -12.1517 | -27.3078 | 26.1422 | 14.8605 | -36.054 | -65.2225 | 70.1837 | 44.0911 | -60.7561 | -94.3546 | 108.8081 | 76.6713 | 1.5433 | 12.9983 | 30.3687
3 | 3 | 18 | -13.0667 | -28.1023 | 27.2184 | 16.2643 | -38.7688 | -67.1201 | 73.067 | 48.2561 | -65.3309 | -97.0999 | 113.2731 | 83.9189 | 2.3137 | 15.4341 | 34.7613
3 | 3 | 19 | -13.9482 | -28.8608 | 28.2512 | 17.5938 | -41.3843 | -68.9317 | 75.832 | 52.2005 | -69.7383 | -99.7207 | 117.5536 | 90.7803 | 3.0359 | 17.7165 | 38.8749
3 | 3 | 20 | -14.4673 | -29.1728 | 28.808 | 18.347 | -42.9242 | -69.6769 | 77.3282 | 54.4353 | -72.3333 | -100.7987 | 119.8742 | 94.6653 | 3.515 | 19.1625 | 41.4075
3 | 3 | 21 | -15.0063 | -29.4899 | 29.3486 | 19.141 | -44.5234 | -70.4342 | 78.7838 | 56.791 | -75.0282 | -101.8943 | 122.1344 | 98.7596 | 3.9934 | 20.6172 | 43.9716
3 | 3 | 22 | -15.5927 | -29.8483 | 29.82 | 19.9019 | -46.2632 | -71.2903 | 80.0506 | 59.0488 | -77.9601 | -103.1328 | 124.0994 | 102.6839 | 4.2809 | 21.5458 | 45.6904
3 | 3 | 23 | -15.8643 | -30.0257 | 30.1018 | 20.3171 | -47.0692 | -71.7139 | 80.8084 | 60.2807 | -79.3183 | -103.7456 | 125.2755 | 104.8259 | 4.5289 | 22.306 | 47.0375
3 | 4 | 0 | -16.105 | -30.1926 | 30.3326 | 20.712 | -47.7834 | -72.1126 | 81.4302 | 61.4523 | -80.5218 | -104.3224 | 126.2411 | 106.8653 | 4.747 | 22.9865 | 48.2622
3 | 4 | 1 | -16.4212 | -30.4086 | 30.6565 | 21.1842 | -48.7214 | -72.6285 | 82.3007 | 62.8532 | -82.1026 | -105.0687 | 127.5916 | 109.3022 | 5.0108 | 23.8039 | 49.7225
3 | 4 | 2 | -15.8674 | -29.9848 | 30.0942 | 20.3325 | -47.0784 | -71.6161 | 80.7899 | 60.3261 | -79.3338 | -103.6041 | 125.2484 | 104.9056 | 4.5745 | 22.4216 | 47.2161
3 | 4 | 3 | -15.3109 | -29.5548 | 29.4084 | 19.4144 | -45.4272 | -70.5892 | 78.9509 | 57.6022 | -76.5512 | -102.1184 | 122.399 | 100.1664 | 3.9571 | 20.5368 | 43.8958
3 | 4 | 4 | -14.7473 | -29.1429 | 28.9088 | 18.636 | -43.7549 | -69.6053 | 77.6079 | 55.2927 | -73.7333 | -100.6952 | 120.3154 | 96.1508 | 3.6546 | 19.5403 | 42.0377
3 | 4 | 5 | -13.4559 | -28.2089 | 27.547 | 16.7902 | -39.9236 | -67.3746 | 73.9555 | 49.8162 | -67.2769 | -97.468 | 114.6561 | 86.6289 | 2.6723 | 16.4735 | 36.5401
3 | 4 | 6 | -12.1648 | -27.3187 | 26.2669 | 14.9965 | -36.0928 | -65.2485 | 70.5181 | 44.4946 | -60.8215 | -94.3924 | 109.3263 | 77.3793 | 1.7799 | 13.6713 | 31.4916
3 | 4 | 7 | -10.8709 | -26.388 | 24.8087 | 13.1553 | -32.2538 | -63.0256 | 66.6058 | 39.0316 | -54.3522 | -91.1765 | 103.263 | 67.879 | 0.70513 | 10.3581 | 25.6133
3 | 4 | 8 | -9.9979 | -25.73 | 24.053 | 12.024 | -29.6636 | -61.454 | 64.5793 | 35.6749 | -49.9874 | -88.903 | 100.1233 | 62.0422 | 0.34902 | 9.1366 | 23.2752
3 | 4 | 9 | -9.1004 | -25.0276 | 23.0903 | 10.7812 | -27.0008 | -59.7765 | 62 | 31.9878 | -45.5001 | -86.4761 | 96.1288 | 55.6277 | -0.25648 | 7.2105 | 19.7802
3 | 4 | 10 | -8.1939 | -24.3276 | 22.1679 | 9.5538 | -24.3112 | -58.1045 | 59.5265 | 28.3462 | -40.9678 | -84.0574 | 92.2965 | 49.2931 | -0.79973 | 5.457 | 16.5644
3 | 4 | 11 | -8.4904 | -24.514 | 22.4421 | 9.9436 | -25.1909 | -58.5497 | 60.2641 | 29.5024 | -42.4502 | -84.7014 | 93.4412 | 51.3025 | -0.61873 | 6.0259 | 17.592
3 | 4 | 12 | -8.8327 | -24.7552 | 22.7395 | 10.3822 | -26.2065 | -59.1258 | 61.0632 | 30.804 | -44.1616 | -85.5349 | 94.6808 | 53.5668 | -0.46619 | 6.535 | 18.5511
3 | 4 | 13 | -9.1186 | -24.9372 | 22.9913 | 10.756 | -27.0546 | -59.5604 | 61.7395 | 31.9128 | -45.5909 | -86.1636 | 95.7294 | 55.4943 | -0.30842 | 7.0373 | 19.4692
3 | 4 | 14 | -10.7057 | -26.1032 | 24.6132 | 12.8284 | -31.7636 | -62.3452 | 66.0889 | 38.0616 | -53.5261 | -90.1923 | 102.4682 | 66.1838 | 0.63276 | 10.0417 | 24.9337
3 | 4 | 15 | -12.2712 | -27.2579 | 26.1562 | 14.9255 | -36.4084 | -65.1033 | 70.2261 | 44.2839 | -61.3534 | -94.1823 | 108.8779 | 77.001 | 1.5527 | 12.9982 | 30.3431
3 | 4 | 16 | -13.8428 | -28.4119 | 27.7198 | 17.1075 | -41.0715 | -67.8595 | 74.4213 | 50.7577 | -69.2114 | -98.1696 | 115.3797 | 88.2556 | 2.5725 | 16.2479 | 36.2543
3 | 4 | 17 | -14.3301 | -28.8146 | 28.3609 | 17.87 | -42.5173 | -68.8213 | 76.1357 | 53.0199 | -71.6477 | -99.5609 | 118.0321 | 92.1911 | 3.0861 | 17.817 | 39.0145
3 | 4 | 18 | -14.7834 | -29.1698 | 28.9394 | 18.5859 | -43.8623 | -69.6698 | 77.6859 | 55.1441 | -73.9141 | -100.7884 | 120.4331 | 95.8858 | 3.572 | 19.298 | 41.6164
3 | 4 | 19 | -15.2692 | -29.5443 | 29.3884 | 19.2597 | -45.3035 | -70.5641 | 78.8893 | 57.1432 | -76.3429 | -102.0822 | 122.2968 | 99.3629 | 3.8346 | 20.1648 | 43.2347
3 | 4 | 20 | -15.4889 | -29.7084 | 29.6181 | 19.6039 | -45.9554 | -70.956 | 79.5072 | 58.1644 | -77.4413 | -102.6492 | 123.2559 | 101.1375 | 4.0247 | 20.7602 | 44.3029
3 | 4 | 21 | -15.6688 | -29.833 | 29.7892 | 19.875 | -46.489 | -71.2537 | 79.9659 | 58.9688 | -78.3406 | -103.0798 | 123.9664 | 102.5372 | 4.1624 | 21.1919 | 45.0832
3 | 4 | 22 | -15.8677 | -29.9836 | 30.1453 | 20.2386 | -47.0792 | -71.6134 | 80.9191 | 60.0477 | -79.3352 | -103.6002 | 125.4418 | 104.4136 | 4.5326 | 22.2741 | 46.92
3 | 4 | 23 | -16.0179 | -30.0867 | 30.2803 | 20.4474 | -47.525 | -71.8595 | 81.2828 | 60.6672 | -80.0863 | -103.9562 | 126.0068 | 105.4903 | 4.6232 | 22.5656 | 47.4547
3 | 5 | 0 | -16.1879 | -30.2293 | 30.4135 | 20.6558 | -48.0294 | -72.2001 | 81.6382 | 61.2855 | -80.9363 | -104.449 | 126.5561 | 106.5651 | 4.6521 | 22.6942 | 47.7359
3 | 5 | 1 | -16.3761 | -30.3743 | 30.6271 | 20.9742 | -48.5878 | -72.5464 | 82.2118 | 62.2301 | -81.8773 | -104.95 | 127.4454 | 108.2079 | 4.8509 | 23.3076 | 48.8261
3 | 5 | 2 | -15.7486 | -29.8702 | 29.8157 | 19.9513 | -46.7258 | -71.3425 | 80.038 | 59.1952 | -78.7396 | -103.2083 | 124.0789 | 102.9296 | 4.1483 | 21.1649 | 45.0607
3 | 5 | 3 | -15.1611 | -29.4223 | 29.2883 | 19.1532 | -44.9827 | -70.2728 | 78.6236 | 56.8273 | -75.8022 | -101.6608 | 121.8877 | 98.8133 | 3.858 | 20.1954 | 43.2381
3 | 5 | 4 | -14.5441 | -28.9319 | 28.5508 | 18.1859 | -43.1522 | -69.1016 | 76.6475 | 53.9574 | -72.7176 | -99.9664 | 118.8272 | 93.8224 | 3.2606 | 18.3512 | 39.9657
3 | 5 | 5 | -12.8336 | -27.6624 | 26.7968 | 15.7529 | -38.0772 | -66.0695 | 71.9433 | 46.7388 | -64.1655 | -95.58 | 111.538 | 81.27 | 2.0537 | 14.5353 | 33.0624
3 | 5 | 6 | -11.1425 | -26.4425 | 24.9577 | 13.3587 | -33.0595 | -63.1558 | 67.0091 | 39.6351 | -55.71 | -91.365 | 103.891 | 68.9185 | 0.73138 | 10.4288 | 25.7345
3 | 5 | 7 | -9.4262 | -25.1797 | 23.3244 | 11.0997 | -27.9674 | -60.1397 | 62.6277 | 32.9326 | -47.1291 | -87.0016 | 97.1013 | 57.2636 | -0.18186 | 7.4531 | 20.2341
3 | 5 | 8 | -9.0994 | -24.89 | 22.9143 | 10.6172 | -26.9977 | -59.4477 | 61.5274 | 31.5011 | -45.495 | -86.0005 | 95.3961 | 54.773 | -0.45784 | 6.5831 | 18.6735
3 | 5 | 9 | -8.7161 | -24.5572 | 22.4554 | 10.0687 | -25.8606 | -58.6529 | 60.2969 | 29.8736 | -43.5789 | -84.8508 | 93.4897 | 51.9413 | -0.74927 | 5.657 | 17.0014
3 | 5 | 10 | -8.3989 | -24.2638 | 22.1747 | 9.6535 | -24.9196 | -57.9521 | 59.5452 | 28.6418 | -41.993 | -83.8369 | 92.3258 | 49.7972 | -0.83459 | 5.3153 | 16.2931
3 | 5 | 11 | -8.656 | -24.4358 | 22.3676 | 9.9789 | -25.6823 | -58.3628 | 60.0627 | 29.6074 | -43.2784 | -84.431 | 93.1279 | 51.4771 | -0.74529 | 5.625 | 16.8957
3 | 5 | 12 | -8.9845 | -24.6554 | 22.6474 | 10.4273 | -26.657 | -58.8875 | 60.8187 | 30.9376 | -44.9208 | -85.1901 | 94.3038 | 53.7895 | -0.56526 | 6.2118 | 17.9824
3 | 5 | 13 | -9.2407 | -24.8195 | 22.8452 | 10.7607 | -27.4172 | -59.2793 | 61.35 | 31.9269 | -46.2018 | -85.757 | 95.1279 | 55.5101 | -0.45436 | 6.5804 | 18.6791
3 | 5 | 14 | -11.5563 | -26.6238 | 25.3377 | 13.9339 | -34.2873 | -63.5888 | 68.0342 | 41.3418 | -57.779 | -91.9913 | 105.4846 | 71.8833 | 1.0915 | 11.4999 | 27.5976
3 | 5 | 15 | -13.8658 | -28.4172 | 27.7643 | 17.2102 | -41.1397 | -67.872 | 74.5413 | 51.0626 | -69.3262 | -98.1877 | 115.5662 | 88.7874 | 2.6916 | 16.5922 | 36.8397
3 | 5 | 16 | -16.1736 | -30.2083 | 30.5091 | 20.7327 | -47.9867 | -72.15 | 81.897 | 61.5136 | -80.8645 | -104.3764 | 126.959 | 106.9607 | 4.8599 | 23.2738 | 48.6788
3 | 5 | 17 | -17.252 | -31.0271 | 31.7349 | 22.4083 | -51.1864 | -74.1056 | 85.187 | 66.4852 | -86.2564 | -107.2055 | 132.0587 | 115.6066 | 5.8642 | 26.3801 | 54.2034
3 | 5 | 18 | -18.2981 | -31.7921 | 32.9209 | 24.0279 | -54.2903 | -75.9327 | 88.3672 | 71.2906 | -91.4869 | -109.8487 | 136.986 | 123.9628 | 6.8587 | 29.4348 | 59.6132
3 | 5 | 19 | -19.371 | -32.595 | 34.2424 | 25.8065 | -57.4735 | -77.8504 | 91.9139 | 76.5676 | -96.851 | -112.6229 | 142.4838 | 133.1394 | 8.0829 | 33.1576 | 66.1492
3 | 5 | 20 | -19.5279 | -32.6854 | 34.3942 | 26.035 | -57.9391 | -78.0665 | 92.3201 | 77.2455 | -97.6356 | -112.9356 | 143.1124 | 134.3179 | 8.2158 | 33.5601 | 66.8592
3 | 5 | 21 | -19.657 | -32.7639 | 34.5006 | 26.2262 | -58.3221 | -78.2539 | 92.6048 | 77.8127 | -98.2811 | -113.2067 | 143.5528 | 135.3048 | 8.3058 | 33.8414 | 67.3698
3 | 5 | 22 | -19.8175 | -32.8542 | 34.6101 | 26.4352 | -58.7981 | -78.4696 | 92.8998 | 78.433 | -99.0832 | -113.5188 | 144.0109 | 136.3816 | 8.3737 | 34.065 | 67.7905
3 | 5 | 23 | -20.1499 | -33.0975 | 34.9071 | 26.9122 | -59.7844 | -79.0506 | 93.6974 | 79.8482 | -100.7452 | -114.3593 | 145.248 | 138.8416 | 8.5719 | 34.7107 | 68.9852
3 | 6 | 0 | -20.4554 | -33.3348 | 35.2603 | 27.4183 | -60.6911 | -79.6175 | 94.6455 | 81.3499 | -102.2731 | -115.1793 | 146.7178 | 141.4499 | 8.8883 | 35.6869 | 70.7153
3 | 6 | 1 | -20.7446 | -33.5414 | 35.7029 | 27.915 | -61.5489 | -80.1108 | 95.8337 | 82.8234 | -103.7186 | -115.893 | 148.5598 | 144.0119 | 9.3319 | 36.9974 | 72.9601
3 | 6 | 2 | -20.075 | -33.0415 | 34.8083 | 26.7679 | -59.5622 | -78.9169 | 93.4324 | 79.4199 | -100.3707 | -114.1658 | 144.837 | 138.0953 | 8.4598 | 34.3733 | 68.3959
3 | 6 | 3 | -19.3701 | -32.511 | 33.9294 | 25.5984 | -57.4708 | -77.6499 | 91.0761 | 75.95 | -96.8464 | -112.3329 | 141.187 | 132.0592 | 7.6467 | 31.9055 | 64.0668
3 | 6 | 4 | -18.7046 | -32.0188 | 33.2698 | 24.5996 | -55.4964 | -76.4744 | 89.3037 | 72.9868 | -93.5194 | -110.6323 | 138.4377 | 126.9088 | 7.146 | 30.3196 | 61.1948
3 | 6 | 5 | -16.5971 | -30.456 | 30.8683 | 21.3146 | -49.2433 | -72.7416 | 82.8613 | 63.24 | -82.9819 | -105.2323 | 128.4539 | 109.962 | 5.1298 | 24.1164 | 50.2017
3 | 6 | 6 | -14.5259 | -28.9376 | 28.549 | 18.1949 | -43.0982 | -69.1152 | 76.6387 | 53.984 | -72.6265 | -99.9861 | 118.8103 | 93.869 | 3.2803 | 18.4094 | 40.0667
3 | 6 | 7 | -12.4585 | -27.4141 | 26.3904 | 15.2632 | -36.9642 | -65.4763 | 70.8503 | 45.2858 | -62.2898 | -94.7218 | 109.842 | 78.7453 | 1.781 | 13.6957 | 31.5756
3 | 6 | 8 | -11.8068 | -26.9556 | 25.6669 | 14.3484 | -35.0306 | -64.3812 | 68.9104 | 42.5714 | -59.0315 | -93.1376 | 106.8364 | 74.0264 | 1.2529 | 12.07 | 28.6937
3 | 6 | 9 | -11.1628 | -26.4679 | 25.0141 | 13.4433 | -33.1199 | -63.2165 | 67.1555 | 39.8862 | -55.8117 | -91.4527 | 104.1139 | 69.3562 | 0.82671 | 10.7054 | 26.2056
3 | 6 | 10 | -10.5085 | -26.0039 | 24.3359 | 12.564 | -31.1785 | -62.1081 | 65.3386 | 37.2772 | -52.5402 | -89.8492 | 101.3003 | 64.8195 | 0.38754 | 9.3292 | 23.7303
3 | 6 | 11 | -11.5174 | -26.7746 | 25.3924 | 13.9621 | -34.1719 | -63.9488 | 68.1709 | 41.4253 | -57.5845 | -92.5121 | 105.688 | 72.0351 | 1.0625 | 11.4755 | 27.6266
3 | 6 | 12 | -12.5411 | -27.5808 | 26.4739 | 15.4171 | -37.2092 | -65.8744 | 71.0707 | 45.7424 | -62.7028 | -95.2978 | 110.1805 | 79.5435 | 1.7691 | 13.7295 | 31.7233
3 | 6 | 13 | -13.5327 | -28.3413 | 27.5567 | 16.8546 | -40.1512 | -67.6908 | 73.9737 | 50.0075 | -67.6605 | -97.9255 | 114.6777 | 86.9601 | 2.5374 | 16.1391 | 36.0518
3 | 6 | 14 | -15.4663 | -29.8721 | 29.7867 | 19.7913 | -45.8883 | -71.3471 | 79.9529 | 58.7205 | -77.3283 | -103.2149 | 123.9409 | 102.1146 | 4.2396 | 21.438 | 45.5124
3 | 6 | 15 | -17.3922 | -31.3592 | 32.0075 | 22.7734 | -51.6025 | -74.8988 | 85.9075 | 67.5683 | -86.9575 | -108.353 | 133.1664 | 117.5025 | 6.0295 | 26.9745 | 55.3584
3 | 6 | 16 | -19.3241 | -32.8809 | 34.3718 | 25.9123 | -57.3345 | -78.5334 | 92.2468 | 76.8814 | -96.6168 | -113.611 | 142.9876 | 133.7021 | 8.079 | 33.2602 | 66.4619
3 | 6 | 17 | -20.1512 | -33.5048 | 35.411 | 27.2832 | -59.7883 | -80.0234 | 95.0368 | 80.9489 | -100.7517 | -115.7665 | 147.3132 | 140.7747 | 9.0383 | 36.1741 | 71.5697
3 | 6 | 18 | -20.9478 | -34.0923 | 36.4575 | 28.655 | -62.1519 | -81.4266 | 97.8477 | 85.019 | -104.7348 | -117.7965 | 151.6721 | 147.8525 | 10.0724 | 39.2883 | 76.9933
3 | 6 | 19 | -21.7851 | -34.7192 | 37.4912 | 30.0387 | -64.6362 | -82.924 | 100.6269 | 89.1243 | -108.9212 | -119.9628 | 155.9842 | 154.9919 | 11.0255 | 42.191 | 82.0921
3 | 6 | 20 | -21.9161 | -34.7809 | 37.6131 | 30.1715 | -65.0247 | -83.0712 | 100.953 | 89.5184 | -109.5758 | -120.1757 | 156.4888 | 155.6739 | 11.0877 | 42.3755 | 82.4112
3 | 6 | 21 | -22.0755 | -34.8473 | 37.7718 | 30.4134 | -65.4976 | -83.2298 | 101.3823 | 90.2362 | -110.3728 | -120.4051 | 157.1571 | 156.9172 | 11.2624 | 42.891 | 83.2964
3 | 6 | 22 | -22.2515 | -34.9485 | 37.8988 | 30.6111 | -66.0199 | -83.4716 | 101.7236 | 90.8227 | -111.2529 | -120.755 | 157.6866 | 157.9337 | 11.3099 | 43.0549 | 83.6125
3 | 6 | 23 | -22.4611 | -35.0287 | 38.0336 | 30.8925 | -66.6418 | -83.6631 | 102.0872 | 91.6576 | -112.301 | -121.0319 | 158.2516 | 159.382 | 11.4363 | 43.4399 | 84.3007
3 | 7 | 0 | -22.6401 | -35.1118 | 38.2407 | 31.1966 | -67.173 | -83.8617 | 102.6483 | 92.56 | -113.1961 | -121.3192 | 159.1258 | 160.9476 | 11.6853 | 44.1736 | 85.5582
3 | 7 | 1 | -22.882 | -35.2274 | 38.4556 | 31.5398 | -67.8905 | -84.1377 | 103.2264 | 93.5782 | -114.4052 | -121.7185 | 160.0231 | 162.7149 | 11.886 | 44.7764 | 86.6143
3 | 7 | 2 | -21.9055 | -34.4677 | 37.1258 | 29.8204 | -64.9934 | -82.3234 | 99.6539 | 88.4766 | -109.5232 | -119.0938 | 154.4825 | 153.8429 | 10.5729 | 40.8138 | 79.7085
3 | 7 | 3 | -20.9521 | -33.732 | 35.9192 | 28.2333 | -62.1645 | -80.5662 | 96.4132 | 83.7679 | -104.7561 | -116.5518 | 149.4571 | 145.655 | 9.4684 | 37.4504 | 73.8043
3 | 7 | 4 | -20.0239 | -33.017 | 34.7782 | 26.6879 | -59.4107 | -78.8584 | 93.3477 | 79.1828 | -100.1155 | -114.0813 | 144.7026 | 137.6826 | 8.4252 | 34.2614 | 68.1884
3 | 7 | 5 | -17.5269 | -31.1158 | 31.7545 | 22.6749 | -52.002 | -74.3174 | 85.2398 | 67.2761 | -87.6308 | -107.5119 | 132.1409 | 116.9805 | 5.7868 | 26.1965 | 53.9786
3 | 7 | 6 | -14.9766 | -29.1621 | 28.9475 | 18.8388 | -44.4355 | -69.6513 | 77.7101 | 55.8944 | -74.8801 | -100.7616 | 120.4726 | 97.1913 | 3.6475 | 19.5178 | 42.0222
3 | 7 | 7 | -12.4961 | -27.2607 | 26.2128 | 15.2398 | -37.0758 | -65.1099 | 70.3792 | 45.2163 | -62.4779 | -94.1918 | 109.1164 | 78.6228 | 1.6958 | 13.4098 | 31.0694
3 | 7 | 8 | -11.0994 | -26.2481 | 24.8853 | 13.4421 | -32.9318 | -62.6915 | 66.8182 | 39.8825 | -55.4948 | -90.6932 | 103.5979 | 69.3542 | 0.97981 | 11.0772 | 26.764
3 | 7 | 9 | -9.7138 | -25.2122 | 23.4315 | 11.6308 | -28.8207 | -60.2174 | 62.9203 | 34.5085 | -48.567 | -87.114 | 97.5592 | 60.0123 | 0.13626 | 8.3907 | 21.8905
3 | 7 | 10 | -8.352 | -24.2065 | 22.1502 | 9.9348 | -24.7802 | -57.8151 | 59.4822 | 29.4764 | -41.7582 | -83.6388 | 92.2303 | 51.2652 | -0.47341 | 6.3632 | 18.0985
3 | 7 | 11 | -9.325 | -24.9593 | 23.0779 | 11.201 | -27.6672 | -59.6133 | 61.9726 | 33.2333 | -46.6232 | -86.2402 | 96.0914 | 57.7989 | -0.0054847 | 7.9253 | 21.0269
3 | 7 | 12 | -10.3185 | -25.7174 | 24.1788 | 12.5822 | -30.6147 | -61.4238 | 64.9247 | 37.3311 | -51.5902 | -88.8593 | 100.6651 | 64.9263 | 0.72516 | 10.2173 | 25.1419
3 | 7 | 13 | -11.2951 | -26.4752 | 25.1836 | 13.9453 | -33.5125 | -63.2338 | 67.6221 | 41.3755 | -56.4733 | -91.4778 | 104.8468 | 71.9592 | 1.3586 | 12.2512 | 28.8549
3 | 7 | 14 | -13.7682 | -28.4046 | 27.9307 | 17.4882 | -40.8502 | -67.8422 | 74.9893 | 51.8872 | -68.8383 | -98.1445 | 116.2617 | 90.237 | 3.246 | 18.1841 | 39.5158
3 | 7 | 15 | -16.2368 | -30.3435 | 30.7097 | 21.1535 | -48.1742 | -72.473 | 82.4374 | 62.7623 | -81.1804 | -104.8437 | 127.7984 | 109.1473 | 5.283 | 24.5525 | 50.9215
3 | 7 | 16 | -18.7315 | -32.2847 | 33.5196 | 24.9636 | -55.5762 | -77.1092 | 89.973 | 74.0667 | -93.6538 | -111.5508 | 139.4742 | 128.8024 | 7.4671 | 31.3543 | 63.0721
3 | 7 | 17 | -19.2924 | -32.7048 | 34.3292 | 25.9436 | -57.2404 | -78.1127 | 92.143 | 76.9743 | -96.4581 | -113.0024 | 142.8356 | 133.8585 | 8.2756 | 33.7642 | 67.2334
3 | 7 | 18 | -19.9224 | -33.1783 | 35.0227 | 26.9141 | -59.1096 | -79.2436 | 94.0034 | 79.8539 | -99.608 | -114.6384 | 145.7187 | 138.8638 | 8.8361 | 35.5042 | 70.3361
3 | 7 | 19 | -20.544 | -33.6444 | 35.8028 | 27.9141 | -60.9539 | -80.3569 | 96.0967 | 82.8207 | -102.716 | -116.249 | 148.963 | 144.0239 | 9.5285 | 37.6066 | 74.0219
3 | 7 | 20 | -20.3868 | -33.4736 | 35.4414 | 27.5439 | -60.4875 | -79.9489 | 95.1292 | 81.7225 | -101.93 | -115.6588 | 147.4653 | 142.1103 | 9.125 | 36.4153 | 71.9868
3 | 7 | 21 | -20.1559 | -33.2459 | 35.1997 | 27.186 | -59.8023 | -79.405 | 94.4784 | 80.6604 | -100.7753 | -114.872 | 146.455 | 140.2613 | 8.9839 | 35.9316 | 71.0689
3 | 7 | 22 | -20.0002 | -33.0722 | 34.8081 | 26.7808 | -59.3404 | -78.9902 | 93.4286 | 79.4583 | -99.9969 | -114.2719 | 144.8285 | 138.1672 | 8.5165 | 34.5563 | 68.7268
3 | 7 | 23 | -19.6111 | -32.7587 | 34.3585 | 26.1404 | -58.186 | -78.2414 | 92.2204 | 77.5582 | -98.0516 | -113.1886 | 142.9546 | 134.8633 | 8.1291 | 33.3513 | 66.5778
3 | 8 | 0 | -19.2814 | -32.4881 | 34.0298 | 25.6412 | -57.2077 | -77.5952 | 91.3397 | 76.0771 | -96.4032 | -112.2538 | 141.5906 | 132.2878 | 7.9014 | 32.6139 | 65.2213
3 | 8 | 1 | -18.8852 | -32.1719 | 33.3665 | 24.8643 | -56.0322 | -76.8401 | 89.5606 | 73.772 | -94.4221 | -111.1613 | 138.8337 | 128.2747 | 7.1736 | 30.4603 | 61.5249
3 | 8 | 2 | -17.8564 | -31.4313 | 32.2185 | 23.2406 | -52.9796 | -75.0711 | 86.4791 | 68.9547 | -89.2781 | -108.6022 | 134.0567 | 119.8993 | 6.1715 | 27.3831 | 56.0757
3 | 8 | 3 | -16.8813 | -30.7343 | 31.1169 | 21.7403 | -50.0866 | -73.4063 | 83.5246 | 64.5032 | -84.4031 | -106.1938 | 129.479 | 112.1598 | 5.2416 | 24.5349 | 51.0419
3 | 8 | 4 | -15.8381 | -29.9977 | 30.1577 | 20.2573 | -46.9916 | -71.6469 | 80.9509 | 60.1032 | -79.1874 | -103.6487 | 125.4901 | 104.5112 | 4.5792 | 22.4156 | 47.1652
3 | 8 | 5 | -14.3046 | -28.9249 | 28.3356 | 17.8725 | -42.4417 | -69.0848 | 76.0577 | 53.0274 | -71.5203 | -99.9421 | 117.9027 | 92.2072 | 2.9786 | 17.5587 | 38.6476
3 | 8 | 6 | -12.7373 | -27.8465 | 26.8411 | 15.6973 | -37.7914 | -66.5092 | 72.043 | 46.5737 | -63.6839 | -96.2161 | 111.6764 | 80.9859 | 1.9546 | 14.3161 | 32.7623
3 | 8 | 7 | -11.1595 | -26.7292 | 25.2897 | 13.5302 | -33.1101 | -63.8404 | 67.8771 | 40.1439 | -55.7952 | -92.3553 | 105.2172 | 69.8065 | 0.93122 | 11.0705 | 26.8732
3 | 8 | 8 | -11.3833 | -26.9374 | 25.4973 | 13.8489 | -33.7742 | -64.3377 | 68.4343 | 41.0895 | -56.9144 | -93.0747 | 106.0811 | 71.4518 | 1.0254 | 11.4119 | 27.5439
3 | 8 | 9 | -11.5498 | -27.0933 | 25.8219 | 14.1485 | -34.2682 | -64.7101 | 69.3018 | 41.9785 | -57.7468 | -93.6134 | 107.4226 | 72.9995 | 1.3273 | 12.302 | 29.0619
3 | 8 | 10 | -11.7782 | -27.3051 | 26.0037 | 14.4605 | -34.9457 | -65.216 | 69.789 | 42.9042 | -58.8884 | -94.3452 | 108.1774 | 74.6086 | 1.3809 | 12.5316 | 29.5523
3 | 8 | 11 | -11.9039 | -27.2324 | 26.0382 | 14.5961 | -35.3186 | -65.0423 | 69.8893 | 43.3063 | -59.5169 | -94.0941 | 108.3391 | 75.3041 | 1.498 | 12.8347 | 30.0323
3 | 8 | 12 | -11.9849 | -27.1438 | 25.8504 | 14.5659 | -35.559 | -64.8306 | 69.3958 | 43.2168 | -59.922 | -93.7878 | 107.583 | 75.1438 | 1.2876 | 12.2228 | 29.0169
3 | 8 | 13 | -12.0934 | -27.0639 | 25.8954 | 14.7002 | -35.8809 | -64.6398 | 69.5241 | 43.6154 | -60.4644 | -93.5117 | 107.7883 | 75.8331 | 1.4384 | 12.6189 | 29.6453
3 | 8 | 14 | -11.8125 | -26.8201 | 25.652 | 14.3077 | -35.0476 | -64.0576 | 68.8755 | 42.4509 | -59.0603 | -92.6695 | 106.7866 | 73.8078 | 1.3271 | 12.2212 | 28.8646
3 | 8 | 15 | -11.5223 | -26.5717 | 25.2194 | 13.841 | -34.1864 | -63.4644 | 67.717 | 41.0661 | -57.609 | -91.8113 | 104.9929 | 71.4003 | 0.9664 | 11.1322 | 26.9729
3 | 8 | 16 | -11.2229 | -26.3183 | 24.9741 | 13.4401 | -33.2981 | -62.8591 | 67.0609 | 39.8765 | -56.112 | -90.9356 | 103.9778 | 69.3315 | 0.87303 | 10.7802 | 26.2617
3 | 8 | 17 | -11.443 | -26.5082 | 25.1997 | 13.7459 | -33.9511 | -63.3126 | 67.6663 | 40.7839 | -57.2125 | -91.5917 | 104.9162 | 70.9108 | 0.99444 | 11.1865 | 27.0229
3 | 8 | 18 | -11.7142 | -26.7494 | 25.4747 | 14.1248 | -34.7559 | -63.8887 | 68.4015 | 41.9081 | -58.5687 | -92.4251 | 106.0536 | 72.8679 | 1.1359 | 11.665 | 27.9277
3 | 8 | 19 | -11.9218 | -26.9388 | 25.7545 | 14.4522 | -35.3719 | -64.341 | 69.1514 | 42.8796 | -59.6067 | -93.0795 | 107.2152 | 74.5594 | 1.3461 | 12.3182 | 29.0884
3 | 8 | 20 | -12.2681 | -27.2238 | 26.1621 | 14.9256 | -36.3994 | -65.0218 | 70.2431 | 44.2841 | -61.3381 | -94.0644 | 108.9053 | 77.0013 | 1.5958 | 13.106 | 30.504
3 | 8 | 21 | -12.5513 | -27.4604 | 26.4499 | 15.3052 | -37.2396 | -65.5869 | 71.0168 | 45.4103 | -62.754 | -94.8819 | 110.1057 | 78.9591 | 1.7433 | 13.6005 | 31.4288
3 | 8 | 22 | -12.8273 | -27.694 | 26.8244 | 15.7277 | -38.0585 | -66.1449 | 72.0199 | 46.6638 | -64.1339 | -95.689 | 111.6588 | 81.1396 | 2.0308 | 14.4804 | 32.9755
3 | 8 | 23 | -13.055 | -27.8341 | 27.0058 | 15.9784 | -38.7341 | -66.4795 | 72.5073 | 47.4076 | -65.2725 | -96.1732 | 112.4148 | 82.4284 | 2.095 | 14.7013 | 33.3975
3 | 9 | 0 | -13.2656 | -27.9685 | 27.1408 | 16.2023 | -39.3589 | -66.8005 | 72.8694 | 48.0719 | -66.3254 | -96.6376 | 112.9758 | 83.5814 | 2.1089 | 14.7819 | 33.5943
3 | 9 | 1 | -13.4571 | -28.0616 | 27.2175 | 16.3519 | -39.927 | -67.0228 | 73.076 | 48.516 | -67.2827 | -96.9591 | 113.2967 | 84.3479 | 2.0508 | 14.6422 | 33.4027
3 | 9 | 2 | -12.6317 | -27.3567 | 26.2584 | 15.1238 | -37.478 | -65.3393 | 70.508 | 44.8721 | -63.1558 | -94.5236 | 109.3212 | 78.0096 | 1.3938 | 12.5628 | 29.6513
3 | 9 | 3 | -11.7485 | -26.5989 | 25.2716 | 13.8506 | -34.8576 | -63.5293 | 67.8651 | 41.0945 | -58.7401 | -91.9052 | 105.2291 | 71.4371 | 0.77482 | 10.5726 | 26.0209
3 | 9 | 4 | -10.9324 | -25.8956 | 24.3095 | 12.6262 | -32.4363 | -61.8495 | 65.286 | 37.4619 | -54.6598 | -89.4752 | 101.234 | 65.1183 | 0.10775 | 8.4621 | 22.2173
3 | 9 | 5 | -8.9961 | -24.3044 | 22.3427 | 10.1027 | -26.6913 | -58.0489 | 60.0181 | 29.9745 | -44.9786 | -83.977 | 93.0772 | 52.0986 | -0.85504 | 5.2524 | 16.2202
3 | 9 | 6 | -7.0134 | -22.6937 | 20.3203 | 7.6347 | -20.8086 | -54.2019 | 54.6007 | 22.6521 | -35.0655 | -78.4117 | 84.6888 | 39.367 | -1.7521 | 2.2422 | 10.5785
3 | 9 | 7 | -5.0531 | -21.099 | 18.5368 | 5.3497 | -14.9925 | -50.3933 | 49.8231 | 15.8725 | -25.2645 | -72.902 | 77.2906 | 27.579 | -2.2657 | 0.30974 | 6.7031
3 | 9 | 8 | -4.4893 | -20.7026 | 18.0161 | 4.782 | -13.3196 | -49.4466 | 48.4239 | 14.188 | -22.4455 | -71.5323 | 75.1204 | 24.654 | -2.3939 | -0.15424 | 5.7966
3 | 9 | 9 | -4.1314 | -20.3155 | 17.648 | 4.5168 | -12.2579 | -48.522 | 47.4332 | 13.4013 | -20.6563 | -70.1947 | 73.5822 | 23.2937 | -2.2822 | 0.054657 | 6.0249
3 | 9 | 10 | -3.7931 | -19.8899 | 17.1522 | 4.2914 | -11.254 | -47.5054 | 46.1023 | 12.7324 | -18.9646 | -68.7241 | 71.5192 | 22.1365 | -2.2394 | 0.075338 | 5.967
3 | 9 | 11 | -4.1183 | -20.3623 | 17.7099 | 4.7408 | -12.219 | -48.6336 | 47.5984 | 14.066 | -20.5907 | -70.3562 | 73.8376 | 24.4594 | -2.0298 | 0.81183 | 7.3501
3 | 9 | 12 | -4.4334 | -20.8027 | 18.1562 | 5.1964 | -13.1539 | -49.6854 | 48.795 | 15.4177 | -22.1662 | -71.8779 | 75.6914 | 26.8135 | -1.8835 | 1.3733 | 8.4608
3 | 9 | 13 | -5.0009 | -21.2859 | 18.7476 | 6.0053 | -14.8377 | -50.8395 | 50.3814 | 17.8175 | -25.0036 | -73.5474 | 78.1498 | 30.9942 | -1.5339 | 2.5217 | 10.593
3 | 9 | 14 | -6.8232 | -22.7232 | 20.4396 | 8.1057 | -20.2444 | -54.2725 | 54.9169 | 24.0494 | -34.1147 | -78.5137 | 85.1755 | 41.8289 | -1.0011 | 4.4495 | 14.376
3 | 9 | 15 | -8.5856 | -24.1137 | 22.1869 | 10.3069 | -25.4732 | -57.5935 | 59.6 | 30.5805 | -42.926 | -83.3182 | 92.4292 | 53.1857 | -0.20537 | 7.1138 | 19.3707
3 | 9 | 16 | -10.4166 | -25.565 | 24.0398 | 12.6615 | -30.906 | -61.0598 | 64.5674 | 37.5665 | -52.081 | -88.3327 | 100.1246 | 65.3324 | 0.71969 | 10.1681 | 25.0432
3 | 9 | 17 | -11.9691 | -26.8323 | 25.7156 | 14.7199 | -35.5122 | -64.0867 | 69.0556 | 43.6737 | -59.8432 | -92.7116 | 107.0735 | 75.9495 | 1.6341 | 13.1304 | 30.4682
3 | 9 | 18 | -13.5137 | -28.059 | 27.416 | 16.8266 | -40.095 | -67.0167 | 73.6121 | 49.9244 | -67.5658 | -96.9503 | 114.1306 | 86.8135 | 2.6699 | 16.4248 | 36.428
3 | 9 | 19 | -15.0482 | -29.2921 | 29.1942 | 19.0242 | -44.6479 | -69.9619 | 78.376 | 56.4447 | -75.238 | -101.211 | 121.5078 | 98.1481 | 3.8781 | 20.2109 | 43.2069
3 | 9 | 20 | -15.1656 | -29.4171 | 29.2756 | 19.1397 | -44.996 | -70.2603 | 78.5915 | 56.7874 | -75.8247 | -101.6427 | 121.8394 | 98.7428 | 3.8327 | 20.1225 | 43.1148
3 | 9 | 21 | -15.2628 | -29.5311 | 29.435 | 19.3124 | -45.2844 | -70.5327 | 79.0189 | 57.2997 | -76.3107 | -102.0367 | 122.5016 | 99.6334 | 3.9535 | 20.5015 | 43.7875
3 | 9 | 22 | -15.3531 | -29.6226 | 29.5658 | 19.4378 | -45.5526 | -70.7512 | 79.3655 | 57.6718 | -76.7626 | -102.3528 | 123.0352 | 100.2801 | 4.0279 | 20.7335 | 44.1999
3 | 9 | 23 | -15.3829 | -29.698 | 29.5754 | 19.4315 | -45.6408 | -70.9312 | 79.3895 | 57.653 | -76.9112 | -102.6132 | 123.0709 | 100.2458 | 3.9261 | 20.4706 | 43.7922
3 | 10 | 0 | -15.3811 | -29.7302 | 29.6038 | 19.3929 | -45.6355 | -71.008 | 79.4609 | 57.5385 | -76.9024 | -102.7244 | 123.1773 | 100.0461 | 3.8855 | 20.3558 | 43.5966
3 | 10 | 1 | -15.372 | -29.7605 | 29.592 | 19.3393 | -45.6085 | -71.0805 | 79.4274 | 57.3794 | -76.8569 | -102.8293 | 123.1241 | 99.767 | 3.7988 | 20.1177 | 43.2049
3 | 10 | 2 | -15.0423 | -29.5271 | 29.2959 | 18.8756 | -44.6304 | -70.5232 | 78.6334 | 56.0036 | -75.2086 | -102.0229 | 121.8937 | 97.3751 | 3.602 | 19.4834 | 42.0373
3 | 10 | 3 | -14.7159 | -29.301 | 28.9714 | 18.4279 | -43.6619 | -69.983 | 77.7629 | 54.6755 | -73.5765 | -101.2416 | 120.5448 | 95.069 | 3.3825 | 18.7935 | 40.7957
3 | 10 | 4 | -14.3624 | -29.0519 | 28.6709 | 17.9544 | -42.6129 | -69.3882 | 76.9583 | 53.2705 | -71.8089 | -100.381 | 119.2992 | 92.6272 | 3.2111 | 18.2277 | 39.7365
3 | 10 | 5 | -13.8212 | -28.6257 | 27.9547 | 17.1253 | -41.0072 | -68.3702 | 75.039 | 50.8105 | -69.103 | -98.9083 | 116.3266 | 88.3489 | 2.6331 | 16.4721 | 36.6641
3 | 10 | 6 | -13.2391 | -28.1644 | 27.3636 | 16.3227 | -39.2802 | -67.2683 | 73.4539 | 48.4292 | -66.1927 | -97.3143 | 113.8708 | 84.2093 | 2.2828 | 15.3346 | 34.5732
3 | 10 | 7 | -12.6785 | -27.7029 | 26.6755 | 15.4986 | -37.6171 | -66.1662 | 71.6116 | 45.9843 | -63.3901 | -95.7199 | 111.0186 | 79.9568 | 1.7927 | 13.8126 | 31.8654
3 | 10 | 8 | -12.3296 | -27.4382 | 26.3288 | 14.9996 | -36.5819 | -65.5339 | 70.6832 | 44.5035 | -61.6457 | -94.8052 | 109.5815 | 77.382 | 1.5605 | 13.071 | 30.5127
3 | 10 | 9 | -11.9976 | -27.165 | 26.0672 | 14.5783 | -35.5966 | -64.8813 | 69.9842 | 43.2537 | -59.9854 | -93.8611 | 108.5003 | 75.2085 | 1.483 | 12.76 | 29.8623
3 | 10 | 10 | -11.6545 | -26.8976 | 25.5431 | 14.0132 | -34.5788 | -64.2427 | 68.5806 | 41.5768 | -58.2703 | -92.9373 | 106.3274 | 72.2933 | 1.0041 | 11.3359 | 27.4132
3 | 10 | 11 | -11.8605 | -27.0848 | 25.761 | 14.3106 | -35.1901 | -64.6898 | 69.1635 | 42.4594 | -59.3003 | -93.5841 | 107.2294 | 73.8285 | 1.1262 | 11.7431 | 28.1735
3 | 10 | 12 | -12.0427 | -27.2275 | 26.121 | 14.6478 | -35.7304 | -65.0306 | 70.1252 | 43.4598 | -60.2108 | -94.0771 | 108.7162 | 75.5698 | 1.4987 | 12.8241 | 29.9981
3 | 10 | 13 | -12.2056 | -27.3726 | 26.3201 | 14.9266 | -36.2138 | -65.3772 | 70.6578 | 44.2869 | -61.0254 | -94.5785 | 109.5403 | 77.0106 | 1.6685 | 13.3537 | 30.947
3 | 10 | 14 | -13.3704 | -28.1853 | 27.4798 | 16.5264 | -39.6698 | -67.3182 | 73.7716 | 49.0335 | -66.8492 | -97.3864 | 114.3679 | 85.2616 | 2.4506 | 15.8172 | 35.3939
3 | 10 | 15 | -14.5803 | -29.0499 | 28.7273 | 18.2723 | -43.2595 | -69.3834 | 77.1179 | 54.2137 | -72.8985 | -100.3741 | 119.5537 | 94.2688 | 3.3694 | 18.6887 | 40.5499
3 | 10 | 16 | -15.7497 | -29.8656 | 29.8467 | 19.9385 | -46.7291 | -71.3316 | 80.1247 | 59.1573 | -78.7451 | -103.1925 | 124.2164 | 102.8622 | 4.1699 | 21.2214 | 45.141
3 | 10 | 17 | -16.0838 | -30.1218 | 30.3068 | 20.4982 | -47.7204 | -71.9434 | 81.358 | 60.8178 | -80.4157 | -104.0776 | 126.1267 | 105.7516 | 4.5994 | 22.512 | 47.385
3 | 10 | 18 | -16.3667 | -30.3201 | 30.6208 | 20.9334 | -48.5598 | -72.4171 | 82.2031 | 62.1092 | -81.8301 | -104.7629 | 127.4387 | 107.9971 | 4.8674 | 23.3354 | 48.8429
3 | 10 | 19 | -16.7142 | -30.5767 | 30.9232 | 21.4095 | -49.5908 | -73.0299 | 83.0139 | 63.5218 | -83.5675 | -105.6493 | 128.6947 | 110.4519 | 5.0419 | 23.915 | 49.9298
3 | 10 | 20 | -16.8303 | -30.6601 | 31.0368 | 21.5604 | -49.9351 | -73.2291 | 83.319 | 63.9695 | -84.1478 | -105.9375 | 129.168 | 111.2285 | 5.1069 | 24.1243 | 50.3112
3 | 10 | 21 | -16.9484 | -30.7525 | 31.158 | 21.6798 | -50.2858 | -73.4499 | 83.6409 | 64.3237 | -84.7386 | -106.257 | 129.6642 | 111.8424 | 5.1368 | 24.229 | 50.511
3 | 10 | 22 | -17.0644 | -30.8413 | 31.4559 | 21.9073 | -50.63 | -73.6619 | 84.4365 | 64.9986 | -85.3187 | -106.5637 | 130.894 | 113.0124 | 5.4574 | 25.1432 | 52.024
3 | 10 | 23 | -17.284 | -31.0398 | 31.6589 | 22.2386 | -51.2813 | -74.1359 | 84.9784 | 65.9816 | -86.4163 | -107.2494 | 131.7317 | 114.7225 | 5.5737 | 25.5428 | 52.7886
3 | 11 | 0 | -17.481 | -31.1889 | 31.8764 | 22.5425 | -51.8658 | -74.4921 | 85.5599 | 66.8834 | -87.4012 | -107.7646 | 132.6313 | 116.2909 | 5.749 | 26.0855 | 53.7564
3 | 11 | 1 | -17.7019 | -31.3486 | 32.0583 | 22.8345 | -52.5214 | -74.8736 | 86.0471 | 67.7497 | -88.506 | -108.3165 | 133.3856 | 117.7952 | 5.8422 | 26.4019 | 54.3582
3 | 11 | 2 | -17.2303 | -31.0441 | 31.6622 | 22.1701 | -51.1221 | -74.1463 | 84.9831 | 65.7785 | -86.148 | -107.2644 | 131.7354 | 114.3698 | 5.5579 | 25.4931 | 52.6928
3 | 11 | 3 | -16.8236 | -30.7877 | 31.2489 | 21.604 | -49.9154 | -73.5338 | 83.8732 | 64.0989 | -84.1146 | -106.3784 | 130.0144 | 111.4521 | 5.2416 | 24.5228 | 50.9736
3 | 11 | 4 | -16.3607 | -30.4915 | 30.6747 | 20.8724 | -48.5419 | -72.8265 | 82.3316 | 61.9282 | -81.8 | -105.3551 | 127.6244 | 107.6791 | 4.695 | 22.8914 | 48.1484
3 | 11 | 5 | -15.3384 | -29.7564 | 29.7177 | 19.4093 | -45.5087 | -71.0707 | 79.7619 | 57.5871 | -76.6887 | -102.815 | 123.64 | 100.1318 | 4.0323 | 20.7696 | 44.2681
3 | 11 | 6 | -14.3119 | -29.0295 | 28.5591 | 17.874 | -42.4632 | -69.3346 | 76.6536 | 53.0319 | -71.5564 | -100.3035 | 118.8232 | 92.2103 | 3.0917 | 17.8877 | 39.1735
3 | 11 | 7 | -13.2385 | -28.2547 | 27.3963 | 16.3053 | -39.2785 | -67.484 | 73.5335 | 48.3777 | -66.1899 | -97.6264 | 113.9871 | 84.1185 | 2.2085 | 15.1487 | 34.2893
3 | 11 | 8 | -13.4232 | -28.3758 | 27.5673 | 16.5621 | -39.8265 | -67.7732 | 73.995 | 49.1396 | -67.1133 | -98.0447 | 114.7046 | 85.444 | 2.3304 | 15.5349 | 34.9907
3 | 11 | 9 | -13.5533 | -28.4553 | 27.6525 | 16.7684 | -40.2123 | -67.9631 | 74.2278 | 49.7516 | -67.7635 | -98.3194 | 115.0691 | 86.5091 | 2.4123 | 15.8039 | 35.4954
3 | 11 | 10 | -13.7105 | -28.558 | 27.7719 | 16.9791 | -40.679 | -68.2084 | 74.5488 | 50.3767 | -68.5499 | -98.6743 | 115.5673 | 87.5965 | 2.4824 | 16.0382 | 35.9396
3 | 11 | 11 | -13.5611 | -28.4134 | 27.643 | 16.7871 | -40.2357 | -67.8631 | 74.2039 | 49.8071 | -67.8029 | -98.1748 | 115.0333 | 86.607 | 2.4555 | 15.9121 | 35.6626
3 | 11 | 12 | -13.4292 | -28.3038 | 27.5598 | 16.6394 | -39.8441 | -67.6013 | 73.9808 | 49.3688 | -67.143 | -97.796 | 114.6876 | 85.8461 | 2.4662 | 15.9042 | 35.5947
3 | 11 | 13 | -13.2706 | -28.1464 | 27.2826 | 16.3962 | -39.3736 | -67.2254 | 73.2393 | 48.6473 | -66.3502 | -97.2522 | 113.5405 | 84.591 | 2.2618 | 15.2877 | 34.5291
3 | 11 | 14 | -14.45 | -29.0969 | 28.7596 | 18.1914 | -42.8731 | -69.4955 | 77.197 | 53.9737 | -72.2473 | -100.5363 | 119.6699 | 93.855 | 3.4041 | 18.8021 | 40.7413
3 | 11 | 15 | -15.6624 | -30.0453 | 30.0683 | 19.9618 | -46.4702 | -71.7607 | 80.7059 | 59.2265 | -78.3089 | -103.8132 | 125.106 | 102.988 | 4.3224 | 21.7015 | 45.9719
3 | 11 | 16 | -16.8725 | -31.0028 | 31.4869 | 21.8174 | -50.0606 | -74.0477 | 84.51 | 64.7319 | -84.3593 | -107.1218 | 131 | 112.5616 | 5.4288 | 25.1335 | 52.0805
3 | 11 | 17 | -17.2134 | -31.2631 | 31.9538 | 22.3851 | -51.0719 | -74.6693 | 85.7601 | 66.4163 | -86.0634 | -108.0209 | 132.9352 | 115.49 | 5.8625 | 26.4353 | 54.3409
3 | 11 | 18 | -17.5262 | -31.4815 | 32.2923 | 22.8854 | -52 | -75.191 | 86.6706 | 67.9008 | -87.6274 | -108.7758 | 134.3483 | 118.0719 | 6.17 | 27.3804 | 56.0171
3 | 11 | 19 | -17.8115 | -31.6983 | 32.5334 | 23.2664 | -52.8464 | -75.7088 | 87.3163 | 69.0312 | -89.0537 | -109.5248 | 135.3479 | 120.037 | 6.29 | 27.7922 | 56.8063
3 | 11 | 20 | -18.1593 | -31.9456 | 33.0854 | 23.921 | -53.8783 | -76.2995 | 88.797 | 70.9733 | -90.7926 | -110.3794 | 137.6425 | 123.4146 | 6.9015 | 29.5925 | 59.8851
3 | 11 | 21 | -18.4813 | -32.1824 | 33.3708 | 24.3708 | -54.8339 | -76.8649 | 89.5635 | 72.3079 | -92.4028 | -111.1973 | 138.8312 | 125.7357 | 7.0779 | 30.1727 | 60.9667
3 | 11 | 22 | -18.8127 | -32.421 | 33.6897 | 24.895 | -55.8172 | -77.4348 | 90.4212 | 73.8631 | -94.0599 | -112.0217 | 140.1622 | 128.4406 | 7.3509 | 31.0323 | 62.5213
3 | 11 | 23 | -19.1389 | -32.5829 | 33.9776 | 25.2709 | -56.785 | -77.8216 | 91.1948 | 74.9784 | -95.6907 | -112.5812 | 141.3621 | 130.3722 | 7.5266 | 31.5667 | 63.4623
3 | 12 | 0 | -19.4798 | -32.7798 | 34.4523 | 25.7945 | -57.7963 | -78.292 | 92.473 | 76.5321 | -97.3949 | -113.2618 | 143.3467 | 133.069 | 7.9872 | 32.9169 | 65.759
3 | 12 | 1 | -19.8297 | -32.9512 | 34.7051 | 26.1892 | -58.8343 | -78.7011 | 93.1565 | 77.703 | -99.1442 | -113.8537 | 144.4105 | 135.0966 | 8.1135 | 33.3241 | 66.5092
3 | 12 | 2 | -18.9919 | -32.3739 | 33.6622 | 24.8412 | -56.3487 | -77.3225 | 90.3545 | 73.7035 | -94.9556 | -111.8593 | 140.0646 | 128.1456 | 7.1375 | 30.3867 | 61.3953
3 | 12 | 3 | -18.132 | -31.7509 | 32.6722 | 23.5442 | -53.7974 | -75.8343 | 87.6998 | 69.8552 | -90.6562 | -109.7064 | 135.9515 | 121.4555 | 6.3335 | 27.9233 | 57.0445
3 | 12 | 4 | -17.2631 | -31.1307 | 31.8656 | 22.3377 | -51.2194 | -74.3531 | 85.5341 | 66.2757 | -86.3119 | -107.5635 | 132.5938 | 115.2358 | 5.8095 | 26.2374 | 53.9541
3 | 12 | 5 | -15.6084 | -29.8365 | 29.8512 | 19.693 | -46.31 | -71.2621 | 80.1347 | 58.429 | -78.0389 | -103.0919 | 124.2302 | 101.5905 | 4.0993 | 20.9916 | 44.6899
3 | 12 | 6 | -13.9344 | -28.543 | 27.9234 | 17.1724 | -41.3433 | -68.1725 | 74.9667 | 50.9502 | -69.6694 | -98.6224 | 116.2244 | 88.5842 | 2.6183 | 16.4011 | 36.5169
3 | 12 | 7 | -12.2585 | -27.2409 | 26.0664 | 14.7728 | -36.3708 | -65.0626 | 69.9893 | 43.8308 | -61.2899 | -94.1234 | 108.5144 | 76.2022 | 1.3399 | 12.3867 | 29.3033
3 | 12 | 8 | -11.8927 | -26.9473 | 25.7008 | 14.2538 | -35.2854 | -64.3615 | 69.0075 | 42.2909 | -59.4608 | -93.1092 | 106.9921 | 73.5247 | 1.1146 | 11.6515 | 27.9467
3 | 12 | 9 | -11.4864 | -26.5997 | 25.3172 | 13.7225 | -34.0799 | -63.5311 | 67.9825 | 40.7144 | -57.4295 | -91.9079 | 105.407 | 70.781 | 0.95366 | 11.0858 | 26.8506
3 | 12 | 10 | -11.1215 | -26.2727 | 24.7888 | 13.1419 | -32.9974 | -62.7501 | 66.5674 | 38.9919 | -55.6053 | -90.778 | 103.2161 | 67.7833 | 0.53649 | 9.8117 | 24.6159
3 | 12 | 11 | -11.7193 | -26.7774 | 25.4791 | 14.0529 | -34.771 | -63.9555 | 68.4159 | 41.6947 | -58.594 | -92.5218 | 106.0779 | 72.4877 | 1.0354 | 11.3841 | 27.4498
3 | 12 | 12 | -12.3436 | -27.2826 | 26.28 | 15.0496 | -36.6233 | -65.1623 | 70.5613 | 44.652 | -61.7154 | -94.2676 | 109.3999 | 77.6331 | 1.7034 | 13.4277 | 31.05
3 | 12 | 13 | -12.9606 | -27.7866 | 26.8845 | 15.9715 | -38.454 | -66.366 | 72.1836 | 47.3874 | -64.8005 | -96.009 | 111.9148 | 82.3934 | 2.1088 | 14.7509 | 33.4986
3 | 12 | 14 | -15.4044 | -29.641 | 29.6275 | 19.5189 | -45.7047 | -70.795 | 79.5377 | 57.9124 | -77.0189 | -102.4162 | 123.3076 | 100.6942 | 4.101 | 20.9504 | 44.5667
3 | 12 | 15 | -17.8359 | -31.4509 | 32.3313 | 23.2158 | -52.9188 | -75.1178 | 86.7932 | 68.8811 | -89.1757 | -108.6699 | 134.5532 | 119.7636 | 6.2604 | 27.6376 | 56.4712
3 | 12 | 16 | -20.3029 | -33.3033 | 35.4052 | 27.2281 | -60.2385 | -79.5422 | 95.0464 | 80.7853 | -101.5105 | -115.0704 | 147.349 | 140.4602 | 9.027 | 36.051 | 71.2283
3 | 12 | 17 | -21.5074 | -34.2124 | 36.776 | 29.0159 | -63.8122 | -81.7135 | 98.7252 | 86.0897 | -107.5326 | -118.2116 | 153.0513 | 149.6728 | 10.072 | 39.2892 | 76.9799
3 | 12 | 18 | -22.6989 | -35.124 | 38.2932 | 30.9133 | -67.3473 | -83.8908 | 102.8023 | 91.7195 | -113.4898 | -121.3614 | 159.3755 | 159.4537 | 11.3836 | 43.2837 | 83.9781
3 | 12 | 19 | -23.904 | -36.0256 | 39.8222 | 32.8684 | -70.923 | -86.0443 | 106.913 | 97.5201 | -119.5153 | -124.4767 | 165.7532 | 169.5287 | 12.7609 | 47.4658 | 91.2899
3 | 12 | 20 | -24.5836 | -36.4086 | 40.6937 | 34.013 | -72.9392 | -86.9591 | 109.2663 | 100.9161 | -122.9129 | -125.8001 | 169.413 | 175.4205 | 13.7145 | 50.2842 | 96.1205
3 | 12 | 21 | -25.231 | -36.7777 | 41.3428 | 34.9339 | -74.86 | -87.8406 | 111.0204 | 103.6483 | -126.1498 | -127.0754 | 172.142 | 180.162 | 14.268 | 51.9681 | 99.0788
3 | 12 | 22 | -25.8927 | -37.1449 | 42.235 | 36.0749 | -76.8234 | -88.7175 | 113.4338 | 107.0339 | -129.4583 | -128.344 | 175.8986 | 186.037 | 15.2723 | 54.9267 | 104.1332
3 | 12 | 23 | -25.4773 | -36.905 | 41.6011 | 35.2962 | -75.5908 | -88.1447 | 111.7224 | 104.7233 | -127.3813 | -127.5153 | 173.2373 | 182.0244 | 14.515 | 52.7102 | 100.3652
3 | 13 | 0 | -25.0576 | -36.6194 | 41.1993 | 34.6682 | -74.3455 | -87.4624 | 110.6365 | 102.8601 | -125.2827 | -126.5282 | 171.5481 | 178.7881 | 14.1905 | 51.6888 | 98.5252
3 | 13 | 1 | -24.6267 | -36.3285 | 40.6718 | 33.938 | -73.0671 | -86.7677 | 109.21 | 100.6936 | -123.1284 | -125.5233 | 169.3277 | 175.027 | 13.6546 | 50.0688 | 95.703
3 | 13 | 2 | -22.7751 | -34.9266 | 38.1292 | 30.7007 | -67.5734 | -83.4194 | 102.3662 | 91.0886 | -113.8708 | -120.6793 | 158.7027 | 158.332 | 11.1282 | 42.462 | 82.4845
3 | 13 | 3 | -20.905 | -33.4934 | 35.5026 | 27.4251 | -62.0249 | -79.9963 | 95.3075 | 81.3701 | -104.5208 | -115.7274 | 147.7534 | 141.4375 | 8.5293 | 34.6563 | 68.9428
3 | 13 | 4 | -19.0682 | -32.0942 | 33.2791 | 24.4701 | -56.575 | -76.6544 | 89.3366 | 72.6024 | -95.3369 | -110.8928 | 138.4954 | 126.1959 | 6.5868 | 28.7096 | 58.4617
3 | 13 | 5 | -16.6551 | -30.3776 | 30.5416 | 20.7782 | -49.4156 | -72.5545 | 81.9884 | 61.6488 | -83.2723 | -104.9616 | 127.1042 | 107.1625 | 4.2871 | 21.6672 | 46.0328
3 | 13 | 6 | -14.2791 | -28.716 | 28.2268 | 17.5047 | -42.366 | -68.5858 | 75.7739 | 51.9361 | -71.3927 | -99.2202 | 117.4696 | 90.2856 | 2.7364 | 16.7583 | 37.1423
3 | 13 | 7 | -11.8646 | -27.0017 | 25.7409 | 14.1902 | -35.2022 | -64.4915 | 69.1037 | 42.1021 | -59.3207 | -93.2971 | 107.1317 | 73.196 | 1.0647 | 11.5122 | 27.7099
3 | 13 | 8 | -11.2364 | -26.5629 | 25.0902 | 13.347 | -33.3383 | -63.4433 | 67.36 | 39.6004 | -56.1798 | -91.7807 | 104.4312 | 68.849 | 0.63784 | 10.1788 | 25.3197
3 | 13 | 9 | -10.5798 | -26.1024 | 24.5422 | 12.5354 | -31.3901 | -62.3434 | 65.8908 | 37.1925 | -52.8969 | -90.1896 | 102.1552 | 64.6655 | 0.3954 | 9.3498 | 23.7341
3 | 13 | 10 | -9.9654 | -25.6725 | 23.8716 | 11.7296 | -29.5672 | -61.3167 | 64.0941 | 34.8015 | -49.8249 | -88.7044 | 99.3725 | 60.5112 | -0.036787 | 8.0116 | 21.3544
3 | 13 | 11 | -10.2122 | -25.9081 | 24.1485 | 12.0841 | -30.2993 | -61.8793 | 64.8352 | 35.8534 | -51.0587 | -89.5182 | 100.5197 | 62.3431 | 0.11239 | 8.5101 | 22.286
3 | 13 | 12 | -10.5202 | -26.19 | 24.6157 | 12.5858 | -31.2134 | -62.5527 | 66.0862 | 37.3418 | -52.5991 | -90.4924 | 102.4563 | 64.9321 | 0.49122 | 9.6619 | 24.297
3 | 13 | 13 | -10.7785 | -26.427 | 24.8748 | 12.9678 | -31.9796 | -63.1188 | 66.7805 | 38.4754 | -53.8902 | -91.3114 | 103.5316 | 66.9054 | 0.6371 | 10.1575 | 25.2354
3 | 13 | 14 | -11.5337 | -26.9948 | 25.6778 | 14.0039 | -34.2202 | -64.4748 | 68.9306 | 41.5494 | -57.6659 | -93.2731 | 106.8601 | 72.2521 | 1.1533 | 11.785 | 28.1732
3 | 13 | 15 | -12.2394 | -27.5174 | 26.3248 | 14.9405 | -36.3142 | -65.723 | 70.6654 | 44.3284 | -61.1947 | -95.0787 | 109.5478 | 77.0827 | 1.5086 | 12.9566 | 30.3572
3 | 13 | 16 | -12.9724 | -28.0559 | 27.1677 | 16.0246 | -38.4888 | -67.0092 | 72.9266 | 47.5448 | -64.8591 | -96.9395 | 113.0521 | 82.6755 | 2.1641 | 14.9734 | 33.9289
3 | 13 | 17 | -13.2725 | -28.2926 | 27.4691 | 16.4338 | -39.3793 | -67.5745 | 73.7324 | 48.7589 | -66.3598 | -97.7573 | 114.2984 | 84.7868 | 2.3378 | 15.5374 | 34.9682
3 | 13 | 18 | -13.5882 | -28.5206 | 27.867 | 16.9069 | -40.3159 | -68.119 | 74.7971 | 50.1625 | -67.938 | -98.545 | 115.9462 | 87.2271 | 2.6652 | 16.5247 | 36.6903
3 | 13 | 19 | -13.8847 | -28.7468 | 28.1008 | 17.2977 | -41.1956 | -68.6594 | 75.4229 | 51.322 | -69.4204 | -99.3267 | 116.9148 | 89.2431 | 2.767 | 16.8899 | 37.4108
3 | 13 | 20 | -13.8138 | -28.649 | 28.0218 | 17.1863 | -40.9854 | -68.4257 | 75.2115 | 50.9915 | -69.0662 | -98.9887 | 116.5877 | 88.6674 | 2.7453 | 16.7919 | 37.2001
3 | 13 | 21 | -13.7743 | -28.589 | 27.9662 | 17.1221 | -40.8683 | -68.2824 | 75.0632 | 50.8012 | -68.8689 | -98.7814 | 116.3586 | 88.3357 | 2.725 | 16.7137 | 37.044
3 | 13 | 22 | -13.7722 | -28.5312 | 27.7756 | 17.0264 | -40.862 | -68.1444 | 74.5565 | 50.5171 | -68.8583 | -98.5817 | 115.5771 | 87.8394 | 2.4986 | 16.0672 | 35.9765
3 | 13 | 23 | -13.5555 | -28.3118 | 27.518 | 16.6563 | -40.219 | -67.6205 | 73.8648 | 49.4189 | -67.7747 | -97.8238 | 114.5049 | 85.9264 | 2.3069 | 15.4443 | 34.8328
3 | 14 | 0 | -13.3492 | -28.0791 | 27.288 | 16.3294 | -39.6069 | -67.0647 | 73.2491 | 48.4491 | -66.7432 | -97.0197 | 113.5516 | 84.2349 | 2.1891 | 15.0266 | 34.0236
3 | 14 | 1 | -13.1941 | -27.911 | 26.9414 | 15.9767 | -39.1467 | -66.6631 | 72.3221 | 47.4026 | -65.9677 | -96.4388 | 112.1174 | 82.4122 | 1.813 | 13.9149 | 32.1231
3 | 14 | 2 | -12.8272 | -27.6091 | 26.5708 | 15.4639 | -38.0583 | -65.9421 | 71.3306 | 45.8811 | -64.1336 | -95.3958 | 110.583 | 79.7666 | 1.5983 | 13.2113 | 30.8203
3 | 14 | 3 | -12.5004 | -27.3289 | 26.2864 | 15.0306 | -37.0885 | -65.2729 | 70.5706 | 44.5956 | -62.4994 | -94.4276 | 109.4079 | 77.5317 | 1.4877 | 12.8048 | 30.0126
3 | 14 | 4 | -12.1413 | -27.0319 | 25.7866 | 14.4625 | -36.023 | -64.5634 | 69.2312 | 42.9102 | -60.7038 | -93.4012 | 107.3333 | 74.5999 | 1.076 | 11.555 | 27.8283
3 | 14 | 5 | -11.6632 | -26.8225 | 25.4423 | 13.9395 | -34.6045 | -64.0633 | 68.3063 | 41.3583 | -58.3134 | -92.6777 | 105.899 | 71.9078 | 0.89618 | 10.9969 | 26.8156
3 | 14 | 6 | -11.1766 | -26.6042 | 25.1009 | 13.3735 | -33.1607 | -63.542 | 67.3854 | 39.6791 | -55.8805 | -91.9236 | 104.4677 | 68.9945 | 0.69362 | 10.3618 | 25.658
3 | 14 | 7 | -10.6991 | -26.3961 | 24.7781 | 12.8542 | -31.7442 | -63.0449 | 66.5151 | 38.1382 | -53.4936 | -91.2044 | 103.1153 | 66.3226 | 0.537 | 9.8641 | 24.7399
3 | 14 | 8 | -10.2023 | -25.945 | 24.1796 | 12.0747 | -30.2702 | -61.9675 | 64.912 | 35.8256 | -51.0096 | -89.6458 | 100.6329 | 62.2947 | 0.10705 | 8.4999 | 22.2723
3 | 14 | 9 | -9.6812 | -25.4844 | 23.6761 | 11.3403 | -28.7241 | -60.8673 | 63.5604 | 33.6466 | -48.4042 | -88.0543 | 98.5377 | 58.5004 | -0.14925 | 7.6155 | 20.5796
3 | 14 | 10 | -9.1676 | -25.0397 | 23.0376 | 10.5648 | -27.2003 | -59.8051 | 61.8477 | 31.3457 | -45.8364 | -86.5176 | 95.8838 | 54.4945 | -0.60492 | 6.188 | 18.0243
3 | 14 | 11 | -9.0622 | -24.9996 | 22.978 | 10.4597 | -26.8873 | -59.7096 | 61.6874 | 31.0338 | -45.309 | -86.3794 | 95.635 | 53.9536 | -0.6241 | 6.1243 | 17.9002
3 | 14 | 12 | -8.9513 | -24.9625 | 22.9366 | 10.3666 | -26.5584 | -59.6209 | 61.5756 | 30.7577 | -44.7546 | -86.2511 | 95.4609 | 53.4758 | -0.61055 | 6.154 | 17.931
3 | 14 | 13 | -8.7971 | -24.8814 | 22.8644 | 10.2198 | -26.1009 | -59.4273 | 61.382 | 30.3219 | -43.9838 | -85.971 | 95.1612 | 52.7212 | -0.59438 | 6.1757 | 17.9276
3 | 14 | 14 | -10.0159 | -25.8697 | 24.0204 | 11.8048 | -29.717 | -61.7878 | 64.4809 | 35.0246 | -50.0774 | -89.3858 | 99.9616 | 60.9 | -0.060517 | 8.0007 | 21.3984
3 | 14 | 15 | -11.1491 | -26.8038 | 25.404 | 13.4775 | -33.0791 | -64.0186 | 68.1884 | 39.9875 | -55.743 | -92.6131 | 105.7035 | 69.533 | 0.92864 | 11.0781 | 26.8804
3 | 14 | 16 | -12.2905 | -27.7496 | 26.6022 | 15.0903 | -36.4658 | -66.2776 | 71.3989 | 44.7727 | -61.4501 | -95.8811 | 110.6758 | 77.8571 | 1.6523 | 13.4282 | 31.2018
3 | 14 | 17 | -13.2782 | -28.4303 | 27.6439 | 16.4391 | -39.3962 | -67.9035 | 74.1961 | 48.7746 | -66.3881 | -98.2332 | 115.0126 | 84.8108 | 2.3746 | 15.6711 | 35.2022
3 | 14 | 18 | -14.3015 | -29.1632 | 28.76 | 17.885 | -42.4323 | -69.6538 | 77.1895 | 53.0647 | -71.5045 | -100.7653 | 119.6512 | 92.2673 | 3.1803 | 18.168 | 39.6486
3 | 14 | 19 | -15.2646 | -29.8393 | 29.6591 | 19.1566 | -45.2898 | -71.2686 | 79.6026 | 56.8373 | -76.3198 | -103.1014 | 123.3916 | 98.8211 | 3.7118 | 19.8814 | 42.7915
3 | 14 | 20 | -15.8312 | -30.0433 | 29.9969 | 19.8006 | -46.971 | -71.7559 | 80.5168 | 58.7482 | -79.1529 | -103.8064 | 124.8149 | 102.1305 | 3.923 | 20.538 | 43.9862
3 | 14 | 21 | -16.3996 | -30.2539 | 30.3531 | 20.4142 | -48.6574 | -72.2589 | 81.4781 | 60.5686 | -81.9947 | -104.534 | 126.3095 | 105.2839 | 4.1138 | 21.1304 | 45.0646
3 | 14 | 22 | -16.981 | -30.4907 | 30.9417 | 21.2309 | -50.3825 | -72.8246 | 83.0605 | 62.9917 | -84.9017 | -105.3523 | 128.7647 | 109.4842 | 4.7008 | 22.8451 | 47.9948
3 | 14 | 23 | -16.6334 | -30.2684 | 30.4527 | 20.655 | -49.3511 | -72.2936 | 81.7472 | 61.2831 | -83.1636 | -104.5842 | 126.7283 | 106.5167 | 4.2059 | 21.3857 | 45.4973
3 | 15 | 0 | -16.2796 | -30.0435 | 30.1535 | 20.2153 | -48.3013 | -71.7564 | 80.9442 | 59.9786 | -81.3946 | -103.807 | 125.4834 | 104.251 | 4.0457 | 20.865 | 44.5327
3 | 15 | 1 | -15.9012 | -29.7796 | 29.8563 | 19.7453 | -47.1788 | -71.126 | 80.1453 | 58.5842 | -79.503 | -102.8951 | 124.2441 | 101.8303 | 3.9208 | 20.4247 | 43.6764
3 | 15 | 2 | -15.3099 | -29.4178 | 29.1027 | 18.764 | -45.4243 | -70.262 | 78.1195 | 55.6726 | -76.5465 | -101.6451 | 121.1012 | 96.7687 | 3.139 | 18.1058 | 39.6783
3 | 15 | 3 | -14.6767 | -29.0114 | 28.5562 | 17.889 | -43.5456 | -69.2913 | 76.6503 | 53.0763 | -73.3805 | -100.2409 | 118.8216 | 92.2577 | 2.7571 | 16.8897 | 37.4579
3 | 15 | 4 | -14.0768 | -28.612 | 27.8545 | 16.9541 | -41.7655 | -68.3373 | 74.766 | 50.3027 | -70.3809 | -98.8608 | 115.9 | 87.4348 | 2.1199 | 14.9658 | 34.0931
3 | 15 | 5 | -12.7868 | -27.7334 | 26.6228 | 15.265 | -37.9383 | -66.239 | 71.4601 | 45.291 | -63.9315 | -95.8252 | 110.7756 | 78.7301 | 1.3675 | 12.5739 | 29.749
3 | 15 | 6 | -11.5035 | -26.8633 | 25.4293 | 13.6453 | -34.1308 | -64.1608 | 68.2597 | 40.4854 | -57.5152 | -92.8189 | 105.817 | 70.3814 | 0.70778 | 10.4535 | 25.8643
3 | 15 | 7 | -10.2196 | -25.9883 | 24.2057 | 12.0373 | -30.3215 | -62.0709 | 64.9759 | 35.7146 | -51.0961 | -89.7954 | 100.7269 | 62.095 | 0.035096 | 8.298 | 21.9303
3 | 15 | 8 | -10.5902 | -26.362 | 24.7619 | 12.612 | -31.421 | -62.9636 | 66.4607 | 37.4195 | -52.9489 | -91.0868 | 103.022 | 65.0592 | 0.42158 | 9.4957 | 24.0455
3 | 15 | 9 | -10.9535 | -26.7363 | 25.2803 | 13.1799 | -32.4988 | -63.8575 | 67.8438 | 39.1046 | -54.7651 | -92.38 | 105.159 | 67.9893 | 0.77044 | 10.5922 | 26.0032
3 | 15 | 10 | -11.2817 | -27.0557 | 25.5746 | 13.6021 | -33.4728 | -64.6203 | 68.6268 | 40.3573 | -56.4064 | -93.4835 | 106.367 | 70.1667 | 0.83929 | 10.8911 | 26.6439
3 | 15 | 11 | -11.4424 | -27.0958 | 25.6634 | 13.7968 | -33.9493 | -64.7161 | 68.8708 | 40.9349 | -57.2094 | -93.6221 | 106.7498 | 71.1718 | 0.922 | 11.1403 | 27.0901
3 | 15 | 12 | -11.6248 | -27.1376 | 25.7396 | 14.0149 | -34.4907 | -64.816 | 69.0845 | 41.5822 | -58.1217 | -93.7666 | 107.0887 | 72.2977 | 0.99214 | 11.36 | 27.4981
3 | 15 | 13 | -11.7792 | -27.1763 | 25.8322 | 14.214 | -34.9489 | -64.9083 | 69.3381 | 42.1727 | -58.8938 | -93.9002 | 107.486 | 73.3254 | 1.0907 | 11.6536 | 28.0174
3 | 15 | 14 | -12.8756 | -28.0212 | 27.0439 | 15.7773 | -38.2017 | -66.9263 | 72.5873 | 46.8111 | -64.3753 | -96.8195 | 112.5201 | 81.3914 | 1.9245 | 14.2704 | 32.7167
3 | 15 | 15 | -14.002 | -28.9013 | 28.3318 | 17.4311 | -41.5437 | -69.0285 | 76.0387 | 51.718 | -70.0071 | -99.8607 | 117.8658 | 89.9246 | 2.8596 | 17.1844 | 37.9226
3 | 15 | 16 | -15.0942 | -29.737 | 29.5651 | 19.0287 | -44.7844 | -71.0245 | 79.344 | 56.4579 | -75.4681 | -102.7482 | 122.9853 | 98.1657 | 3.7625 | 19.993 | 42.9347
3 | 15 | 17 | -15.54 | -30.0308 | 29.8938 | 19.6228 | -46.107 | -71.726 | 80.2311 | 58.2206 | -77.6968 | -103.763 | 124.3645 | 101.2304 | 3.9458 | 20.6186 | 44.135
3 | 15 | 18 | -15.9251 | -30.2795 | 30.4297 | 20.2897 | -47.2497 | -72.3201 | 81.6734 | 60.1992 | -79.6225 | -104.6226 | 126.6036 | 104.6715 | 4.5147 | 22.3027 | 47.03
3 | 15 | 19 | -16.3591 | -30.5664 | 30.7969 | 20.9012 | -48.5373 | -73.0054 | 82.6616 | 62.0136 | -81.7922 | -105.614 | 128.1376 | 107.8265 | 4.7726 | 23.1325 | 48.5579
3 | 15 | 20 | -16.6156 | -30.7143 | 30.9966 | 21.2498 | -49.2982 | -73.3587 | 83.2003 | 63.0478 | -83.0745 | -106.125 | 128.9749 | 109.6246 | 4.9164 | 23.5912 | 49.4
3 | 15 | 21 | -16.8872 | -30.8539 | 31.4344 | 21.7537 | -50.104 | -73.6919 | 84.3799 | 64.543 | -84.4324 | -106.6071 | 130.8072 | 112.2248 | 5.4471 | 25.1269 | 51.9926
3 | 15 | 22 | -17.1161 | -30.9949 | 31.6223 | 22.0716 | -50.7834 | -74.0288 | 84.8863 | 65.4862 | -85.5772 | -107.0945 | 131.5941 | 113.8636 | 5.5828 | 25.5603 | 52.786
3 | 15 | 23 | -17.2558 | -31.1043 | 31.7467 | 22.2788 | -51.1977 | -74.2901 | 85.2192 | 66.101 | -86.2755 | -107.4724 | 132.1094 | 114.9343 | 5.6654 | 25.8324 | 53.2958
3 | 16 | 0 | -17.4498 | -31.2348 | 31.9018 | 22.5583 | -51.7734 | -74.6017 | 85.6372 | 66.9301 | -87.2455 | -107.9231 | 132.7586 | 116.3754 | 5.7755 | 26.1923 | 53.9654
3 | 16 | 1 | -17.5631 | -31.3115 | 32.0181 | 22.722 | -52.1095 | -74.7849 | 85.9521 | 67.4158 | -87.8119 | -108.1882 | 133.2489 | 117.2204 | 5.8655 | 26.4735 | 54.4693
3 | 16 | 2 | -16.3809 | -30.401 | 30.6606 | 20.8738 | -48.6018 | -72.6103 | 82.3091 | 61.9324 | -81.9009 | -105.0423 | 127.6023 | 107.6842 | 4.7526 | 23.0293 | 48.3432
3 | 16 | 3 | -15.1956 | -29.5033 | 29.3919 | 19.1086 | -45.0853 | -70.4662 | 78.9074 | 56.6949 | -75.9751 | -101.9405 | 122.3321 | 98.5755 | 3.8016 | 20.0508 | 42.9919
3 | 16 | 4 | -14.052 | -28.642 | 28.1168 | 17.381 | -41.6921 | -68.4091 | 75.4848 | 51.5691 | -70.2572 | -98.9646 | 117.0267 | 89.6618 | 2.8037 | 16.9528 | 37.4668
3 | 16 | 5 | -12.6705 | -27.5839 | 26.5378 | 15.3566 | -37.5931 | -65.8819 | 71.2535 | 45.5628 | -63.3497 | -95.3086 | 110.4733 | 79.2183 | 1.64 | 13.3413 | 31.0333
3 | 16 | 6 | -11.2381 | -26.5137 | 25.1158 | 13.3963 | -33.3432 | -63.3258 | 67.4384 | 39.7465 | -56.188 | -91.6108 | 104.5608 | 69.1071 | 0.76029 | 10.516 | 25.8691
3 | 16 | 7 | -9.8766 | -25.4945 | 23.8043 | 11.6042 | -29.3039 | -60.8916 | 63.9212 | 34.4294 | -49.3812 | -88.0894 | 99.1111 | 59.8617 | 0.037244 | 8.1551 | 21.5022
3 | 16 | 8 | -9.7108 | -25.3672 | 23.4777 | 11.3113 | -28.8119 | -60.5876 | 63.0462 | 33.5604 | -48.5522 | -87.6496 | 97.7558 | 58.3496 | -0.28907 | 7.2071 | 19.9036
3 | 16 | 9 | -9.5886 | -25.2834 | 23.3781 | 11.1409 | -28.4493 | -60.3874 | 62.7772 | 33.055 | -47.9411 | -87.3599 | 97.3376 | 57.47 | -0.35297 | 6.9955 | 19.5065
3 | 16 | 10 | -9.4585 | -25.2014 | 23.2692 | 10.9795 | -28.0632 | -60.1916 | 62.4805 | 32.5762 | -47.2905 | -87.0767 | 96.8741 | 56.6369 | -0.41122 | 6.8019 | 19.1438
3 | 16 | 11 | -9.8231 | -25.4208 | 23.5608 | 11.4107 | -29.145 | -60.7155 | 63.265 | 33.8553 | -49.1135 | -87.8346 | 98.0914 | 58.8604 | -0.27241 | 7.2598 | 20.0037
3 | 16 | 12 | -10.1618 | -25.6423 | 23.8852 | 11.8551 | -30.15 | -61.2446 | 64.1363 | 35.174 | -50.8071 | -88.6 | 99.4428 | 61.1518 | -0.063844 | 7.9157 | 21.1875
3 | 16 | 13 | -10.5631 | -25.9095 | 24.2381 | 12.3497 | -31.3405 | -61.8826 | 65.0818 | 36.6415 | -52.8132 | -89.523 | 100.9069 | 63.7028 | 0.11527 | 8.5001 | 22.2734
3 | 16 | 14 | -12.4053 | -27.2752 | 26.1795 | 14.9487 | -36.8064 | -65.1446 | 70.293 | 44.3526 | -62.0239 | -94.242 | 108.9853 | 77.1126 | 1.4477 | 12.6947 | 29.8319
3 | 16 | 15 | -14.25 | -28.638 | 28.1971 | 17.6374 | -42.2794 | -68.3994 | 75.7055 | 52.3301 | -71.2469 | -98.9506 | 117.373 | 90.987 | 2.9466 | 17.3567 | 38.1625
3 | 16 | 16 | -16.1472 | -30.0493 | 30.1663 | 20.4342 | -47.9086 | -71.7704 | 80.9908 | 60.6281 | -80.7328 | -103.8272 | 125.5658 | 105.4157 | 4.404 | 21.9399 | 46.4215
3 | 16 | 17 | -17.0631 | -30.7908 | 31.4031 | 21.9338 | -50.6259 | -73.5414 | 84.3025 | 65.0774 | -85.3118 | -106.3893 | 130.6929 | 113.1532 | 5.483 | 25.2127 | 52.145
3 | 16 | 18 | -17.9884 | -31.5277 | 32.4941 | 23.4225 | -53.3714 | -75.3012 | 87.227 | 69.4942 | -89.9384 | -108.9352 | 135.223 | 120.8354 | 6.4005 | 28.0486 | 57.1849
3 | 16 | 19 | -18.9232 | -32.2703 | 33.6056 | 24.9046 | -56.1448 | -77.075 | 90.2068 | 73.8916 | -94.612 | -111.5012 | 139.8392 | 128.4803 | 7.3167 | 30.8786 | 62.2064
3 | 16 | 20 | -19.6006 | -32.7722 | 34.3152 | 25.9496 | -58.1546 | -78.2736 | 92.1096 | 76.9921 | -97.9988 | -113.2352 | 142.7872 | 133.8699 | 7.8921 | 32.6735 | 65.4231
3 | 16 | 21 | -20.2066 | -33.2189 | 35.1714 | 27.0088 | -59.9526 | -79.3406 | 94.4051 | 80.1348 | -101.0286 | -114.7788 | 146.3434 | 139.334 | 8.7548 | 35.2467 | 69.8699
3 | 16 | 22 | -20.8281 | -33.6758 | 35.7708 | 27.9376 | -61.7966 | -80.4318 | 96.0121 | 82.8906 | -104.136 | -116.3574 | 148.833 | 144.1261 | 9.2046 | 36.6743 | 72.4657
3 | 16 | 23 | -21.7084 | -34.3231 | 36.9315 | 29.4515 | -64.4087 | -81.978 | 99.1295 | 87.3824 | -108.5378 | -118.5942 | 153.667 | 151.9359 | 10.3514 | 40.1251 | 78.4708
3 | 17 | 0 | -22.5678 | -34.9633 | 38.0631 | 30.9501 | -66.9584 | -83.5069 | 102.1692 | 91.8284 | -112.8345 | -120.8059 | 158.381 | 159.6664 | 11.4821 | 43.5323 | 84.407
3 | 17 | 1 | -23.4785 | -35.6599 | 39.3658 | 32.6314 | -69.6605 | -85.1708 | 105.6723 | 96.817 | -117.3878 | -123.2131 | 163.8169 | 168.3437 | 12.8588 | 47.6581 | 91.5597
3 | 17 | 2 | -23.7477 | -35.8904 | 39.593 | 32.9464 | -70.459 | -85.7213 | 106.2812 | 97.7517 | -118.7335 | -124.0095 | 164.7599 | 169.9649 | 12.9013 | 47.8525 | 91.9818
3 | 17 | 3 | -24.0676 | -36.1652 | 40.0555 | 33.5168 | -71.4081 | -86.3776 | 107.5259 | 99.4439 | -120.3328 | -124.959 | 166.6922 | 172.9038 | 13.3395 | 49.184 | 94.3043
3 | 17 | 4 | -24.4033 | -36.449 | 40.6578 | 34.1589 | -72.4043 | -87.0555 | 109.1393 | 101.349 | -122.0116 | -125.9396 | 169.1905 | 176.2181 | 13.9644 | 51.0285 | 97.4574
3 | 17 | 5 | -25.0366 | -36.9879 | 41.5531 | 35.3655 | -74.2834 | -88.3425 | 111.5482 | 104.9291 | -125.1781 | -127.8014 | 172.9296 | 182.4457 | 14.8941 | 53.8515 | 102.3958
3 | 17 | 6 | -25.6152 | -37.4666 | 42.4356 | 36.4724 | -76 | -89.4859 | 113.9202 | 108.2133 | -128.0708 | -129.4556 | 176.6092 | 188.1608 | 15.8262 | 56.6476 | 107.2436
3 | 17 | 7 | -26.2894 | -38.0087 | 43.5976 | 37.8396 | -78.0003 | -90.7806 | 117.0442 | 112.2697 | -131.4417 | -131.3286 | 181.4563 | 195.2173 | 17.1391 | 60.533 | 113.9033
3 | 17 | 8 | -26.6019 | -38.2338 | 43.9426 | 38.3682 | -78.9274 | -91.3182 | 117.9739 | 113.838 | -133.0039 | -132.1063 | 182.9003 | 197.9419 | 17.4752 | 61.5662 | 115.7319
3 | 17 | 9 | -26.9424 | -38.4667 | 44.3132 | 38.8726 | -79.9379 | -91.8746 | 118.9708 | 115.3345 | -134.7067 | -132.9113 | 184.4476 | 200.5414 | 17.7766 | 62.4928 | 117.371
3 | 17 | 10 | -27.2801 | -38.7028 | 44.9477 | 39.5981 | -80.9396 | -92.4384 | 120.6821 | 117.487 | -136.3947 | -133.7269 | 187.1072 | 204.2812 | 18.563 | 64.7911 | 121.2668
3 | 17 | 11 | -27.9832 | -39.2241 | 45.8849 | 40.7833 | -83.0258 | -93.6836 | 123.2048 | 121.0036 | -139.9102 | -135.5283 | 191.024 | 210.3979 | 19.4608 | 67.499 | 125.9834
3 | 17 | 12 | -28.735 | -39.7875 | 47.2349 | 42.3379 | -85.2563 | -95.0291 | 126.8505 | 125.616 | -143.669 | -137.4746 | 196.6938 | 218.417 | 21.0503 | 72.1812 | 133.9673
3 | 17 | 13 | -29.4285 | -40.3014 | 48.2942 | 43.759 | -87.3141 | -96.2566 | 129.7199 | 129.8324 | -147.1366 | -139.2505 | 201.1635 | 225.751 | 22.3232 | 75.9816 | 140.5274
3 | 17 | 14 | -30.7088 | -41.239 | 50.9477 | 46.816 | -91.1126 | -98.4959 | 136.8875 | 138.9026 | -153.5377 | -142.4899 | 212.3122 | 241.5338 | 25.816 | 86.1816 | 157.8185
3 | 17 | 15 | -32.0012 | -42.2044 | 53.377 | 49.9669 | -94.9472 | -100.8017 | 143.466 | 148.2512 | -159.9995 | -145.8256 | 222.5585 | 257.7964 | 29.1383 | 95.9684 | 174.5298
3 | 17 | 16 | -33.29 | -43.1502 | 55.9977 | 54.3467 | -98.771 | -103.0608 | 150.5732 | 161.2461 | -166.4432 | -149.0938 | 233.6367 | 280.4286 | 33.9042 | 109.9874 | 198.5282
3 | 17 | 17 | -33.0675 | -43.0144 | 55.6658 | 53.6329 | -98.1108 | -102.7363 | 149.6707 | 159.1281 | -165.3307 | -148.6243 | 232.2281 | 276.7362 | 33.2168 | 107.9517 | 195.0093
3 | 17 | 18 | -32.8698 | -42.899 | 55.2321 | 52.9096 | -97.5241 | -102.4607 | 148.4971 | 156.9823 | -164.342 | -148.2256 | 230.4007 | 273.0022 | 32.3731 | 105.4946 | 190.8353
3 | 17 | 19 | -32.6599 | -42.7719 | 54.865 | 52.2353 | -96.9016 | -102.1572 | 147.4962 | 154.9814 | -163.293 | -147.7866 | 228.8362 | 269.5144 | 31.6685 | 103.4188 | 187.2709
3 | 17 | 20 | -32.9286 | -43.016 | 55.4129 | 53.1796 | -97.6988 | -102.7402 | 148.9826 | 157.7833 | -164.6363 | -148.63 | 231.1535 | 274.396 | 32.6479 | 106.327 | 192.2832
3 | 17 | 21 | -33.1532 | -43.2196 | 56.2409 | 54.4184 | -98.3653 | -103.2265 | 151.2255 | 161.4586 | -165.7594 | -149.3336 | 234.6474 | 280.7983 | 34.2864 | 111.0922 | 200.3527
3 | 17 | 22 | -33.4315 | -43.4687 | 56.748 | 55.3841 | -99.1909 | -103.8213 | 152.6014 | 164.324 | -167.1508 | -150.1941 | 236.7928 | 285.7839 | 35.2319 | 113.9131 | 205.2318
3 | 17 | 23 | -33.5636 | -43.5671 | 57.0159 | 55.8253 | -99.5829 | -104.0564 | 153.3229 | 165.633 | -167.8113 | -150.5341 | 237.913 | 288.0651 | 35.7105 | 115.3166 | 207.6327
3 | 18 | 0 | -33.6831 | -43.6753 | 57.303 | 56.3444 | -99.9373 | -104.3148 | 154.1018 | 167.1731 | -168.4086 | -150.9079 | 239.1275 | 290.7529 | 36.289 | 117.0227 | 210.5638
3 | 18 | 1 | -33.8217 | -43.7864 | 57.5203 | 56.7178 | -100.3486 | -104.5802 | 154.689 | 168.2811 | -169.1016 | -151.2918 | 240.0412 | 292.6829 | 36.63 | 118.0414 | 212.3307
3 | 18 | 2 | -33.2496 | -43.3628 | 56.5902 | 54.8509 | -98.6511 | -103.5684 | 152.1626 | 162.742 | -166.2412 | -149.8282 | 236.0999 | 283.0378 | 34.8287 | 112.6851 | 203.0683
3 | 18 | 3 | -32.6825 | -42.9355 | 55.0744 | 52.4424 | -96.9684 | -102.5479 | 148.0509 | 155.5961 | -163.4056 | -148.3518 | 229.6899 | 270.5872 | 31.8989 | 104.1306 | 188.5197
3 | 18 | 4 | -32.1074 | -42.516 | 54.1429 | 50.6774 | -95.2621 | -101.5461 | 145.5225 | 150.3592 | -160.5302 | -146.9025 | 225.7471 | 261.4707 | 30.1969 | 99.0735 | 179.7851
3 | 18 | 5 | -29.5128 | -40.5057 | 48.7284 | 44.0264 | -87.5641 | -96.7446 | 130.8725 | 130.6257 | -147.5579 | -139.9565 | 202.9395 | 227.1352 | 22.7362 | 77.1895 | 142.5603
3 | 18 | 6 | -26.9313 | -38.5378 | 44.2651 | 38.9599 | -79.9047 | -92.0443 | 118.8388 | 115.5937 | -134.6508 | -133.1567 | 184.2404 | 201.0035 | 17.756 | 62.4834 | 117.4363
3 | 18 | 7 | -24.3667 | -36.5663 | 40.7527 | 34.4025 | -72.2958 | -87.3356 | 109.3804 | 102.0719 | -121.8287 | -126.3449 | 169.5529 | 177.4935 | 14.2222 | 51.8208 | 98.8728
3 | 18 | 8 | -23.322 | -35.6836 | 39.3056 | 32.5311 | -69.1961 | -85.2273 | 105.4959 | 96.5194 | -116.6053 | -123.2949 | 163.531 | 167.8352 | 12.8311 | 47.5918 | 91.466
3 | 18 | 9 | -22.3342 | -34.8403 | 37.6804 | 30.5844 | -66.2654 | -83.2131 | 101.1359 | 90.7435 | -111.6666 | -120.381 | 156.7741 | 157.789 | 11.0903 | 42.4009 | 82.5156
3 | 18 | 10 | -21.3268 | -34.0009 | 36.3189 | 28.79 | -63.2763 | -81.2083 | 97.484 | 85.4194 | -106.6296 | -117.4807 | 151.1154 | 148.529 | 9.7812 | 38.4189 | 75.5341
3 | 18 | 11 | -21.5154 | -34.1238 | 36.5843 | 29.1532 | -63.8361 | -81.5019 | 98.2 | 86.4972 | -107.5728 | -117.9055 | 152.2284 | 150.4026 | 10.0982 | 39.3593 | 77.1527
3 | 18 | 12 | -21.6913 | -34.2545 | 36.7459 | 29.4206 | -64.3579 | -81.8141 | 98.6356 | 87.2905 | -108.4523 | -118.3572 | 152.9051 | 151.7817 | 10.2206 | 39.754 | 77.8773
3 | 18 | 13 | -21.8751 | -34.38 | 36.9947 | 29.7441 | -64.9032 | -82.1139 | 99.3048 | 88.2505 | -109.3711 | -118.7908 | 153.9435 | 153.4522 | 10.4837 | 40.5382 | 79.2338
3 | 18 | 14 | -23.1096 | -35.289 | 38.7403 | 31.9549 | -68.5659 | -84.2849 | 103.9979 | 94.8098 | -115.5432 | -121.9314 | 161.225 | 164.8577 | 12.2966 | 45.9569 | 88.608
3 | 18 | 15 | -24.3239 | -36.1574 | 40.2881 | 34.0044 | -72.1686 | -86.359 | 108.1628 | 100.8907 | -121.6144 | -124.932 | 167.69 | 175.4291 | 13.8113 | 50.5259 | 96.5726
3 | 18 | 16 | -25.509 | -37.0236 | 41.9331 | 36.093 | -75.685 | -88.4279 | 112.5829 | 107.0874 | -127.54 | -127.9251 | 174.5458 | 186.2003 | 15.4934 | 55.5573 | 105.2811
3 | 18 | 17 | -26.4194 | -37.6609 | 42.8807 | 37.5377 | -78.3859 | -89.9501 | 115.1354 | 111.3738 | -132.0914 | -130.1271 | 178.5102 | 193.6507 | 16.338 | 58.1732 | 109.9423
3 | 18 | 18 | -27.3281 | -38.3009 | 44.2912 | 39.2828 | -81.0821 | -91.4785 | 118.9327 | 116.5516 | -136.6349 | -132.3382 | 184.406 | 202.6512 | 17.9451 | 62.9237 | 118.0841
3 | 18 | 19 | -28.2102 | -38.9369 | 45.6527 | 40.9655 | -83.6992 | -92.9976 | 122.6033 | 121.5442 | -141.045 | -134.5357 | 190.1096 | 211.3297 | 19.4712 | 67.4508 | 125.8585
3 | 18 | 20 | -28.9794 | -39.5387 | 47.0474 | 42.5859 | -85.9815 | -94.435 | 126.3727 | 126.352 | -144.8911 | -136.6152 | 195.9743 | 219.6876 | 21.1152 | 72.3082 | 134.1556
3 | 18 | 21 | -29.7426 | -40.1402 | 48.4235 | 44.2609 | -88.2458 | -95.8716 | 130.0892 | 131.3214 | -148.7067 | -138.6935 | 201.7546 | 228.3382 | 22.8016 | 77.2932 | 142.6926
3 | 18 | 22 | -30.5238 | -40.7694 | 49.6251 | 45.8324 | -90.5637 | -97.3744 | 133.3417 | 135.9842 | -152.6128 | -140.8676 | 206.8194 | 236.4417 | 24.1643 | 81.3877 | 149.7807
3 | 18 | 23 | -31.2227 | -41.2932 | 50.8726 | 47.1565 | -92.6375 | -98.6255 | 136.715 | 139.9128 | -156.1073 | -142.6775 | 212.0692 | 243.2708 | 25.5131 | 85.3648 | 156.5552
3 | 19 | 0 | -31.8821 | -41.801 | 52.3423 | 48.6311 | -94.5937 | -99.8383 | 140.6908 | 144.2878 | -159.4038 | -144.432 | 218.2581 | 250.8763 | 27.2903 | 90.5466 | 165.2987
3 | 19 | 1 | -32.5887 | -42.3168 | 53.9337 | 50.2806 | -96.6902 | -101.0703 | 145.0088 | 149.1821 | -162.9368 | -146.2142 | 224.9907 | 259.383 | 29.3088 | 96.4304 | 175.2228
3 | 19 | 2 | -31.7496 | -41.7868 | 52.287 | 48.4622 | -94.2008 | -99.8043 | 140.5291 | 143.7868 | -158.7417 | -144.3828 | 217.9964 | 250.0065 | 27.2128 | 90.3108 | 164.8785
3 | 19 | 3 | -30.9361 | -41.2637 | 50.6236 | 46.631 | -91.7869 | -98.555 | 136.0113 | 138.3537 | -154.674 | -142.5755 | 210.9488 | 240.5675 | 25.0549 | 84.0231 | 154.2669
3 | 19 | 4 | -30.13 | -40.7409 | 49.4848 | 45.1967 | -89.3953 | -97.3063 | 132.9196 | 134.0982 | -150.6437 | -140.769 | 206.1271 | 233.1702 | 23.8106 | 80.3163 | 147.8846
3 | 19 | 5 | -28.5624 | -39.5896 | 46.7135 | 41.9857 | -84.7442 | -94.5566 | 125.4382 | 124.571 | -142.806 | -136.7911 | 194.4936 | 216.6022 | 20.5472 | 70.7084 | 131.4987
3 | 19 | 6 | -26.9393 | -38.3904 | 44.3204 | 38.9298 | -79.9286 | -91.6922 | 118.9841 | 115.5042 | -134.6911 | -132.6474 | 184.4633 | 200.8397 | 17.9205 | 62.8675 | 117.9645
3 | 19 | 7 | -25.3218 | -37.1954 | 41.9687 | 35.9772 | -75.1294 | -88.8382 | 112.6596 | 106.744 | -126.6036 | -128.5186 | 174.6489 | 185.6106 | 15.4288 | 55.436 | 105.1373
3 | 19 | 8 | -24.4057 | -36.57 | 40.8285 | 34.4104 | -72.4115 | -87.3445 | 109.5956 | 102.0954 | -122.0237 | -126.3577 | 169.8961 | 177.5309 | 14.2632 | 51.9349 | 99.0456
3 | 19 | 9 | -23.5334 | -35.9534 | 39.7414 | 32.9631 | -69.8232 | -85.8718 | 106.6739 | 97.8012 | -117.662 | -124.2272 | 165.364 | 170.0653 | 13.2178 | 48.7802 | 93.5401
3 | 19 | 10 | -22.6128 | -35.3338 | 38.5204 | 31.354 | -67.0918 | -84.3918 | 103.3912 | 93.0269 | -113.0592 | -122.0862 | 160.2709 | 161.7673 | 11.9278 | 44.9345 | 86.8928
3 | 19 | 11 | -21.9949 | -34.7804 | 37.5209 | 30.1316 | -65.2585 | -83.07 | 100.7045 | 89.4002 | -109.9698 | -120.174 | 156.1027 | 155.4591 | 10.8773 | 41.7762 | 81.4181
3 | 19 | 12 | -21.3253 | -34.2088 | 36.5765 | 28.9427 | -63.2719 | -81.7049 | 98.1729 | 85.8726 | -106.6221 | -118.1991 | 152.181 | 149.3223 | 9.9851 | 39.0687 | 76.6821
3 | 19 | 13 | -20.6781 | -33.655 | 35.6546 | 27.7677 | -61.3516 | -80.3822 | 95.7001 | 82.3865 | -103.3861 | -116.2856 | 148.3492 | 143.2571 | 9.0892 | 36.3528 | 71.9346
3 | 19 | 14 | -21.5564 | -34.2923 | 36.8025 | 29.2703 | -63.9575 | -81.9043 | 98.7845 | 86.8446 | -107.7775 | -118.4876 | 153.1333 | 151.0077 | 10.2241 | 39.7672 | 77.876
3 | 19 | 15 | -22.4326 | -34.9372 | 37.9791 | 30.734 | -66.5573 | -83.4447 | 101.9496 | 91.1873 | -112.1585 | -120.7161 | 158.0456 | 158.5577 | 11.3432 | 43.1348 | 83.7286
3 | 19 | 16 | -23.3132 | -35.5914 | 39.2488 | 32.3707 | -69.1699 | -85.0071 | 105.3653 | 96.0434 | -116.5612 | -122.9763 | 163.3467 | 167.001 | 12.715 | 47.2317 | 90.8103
3 | 19 | 17 | -23.3359 | -35.5972 | 39.277 | 32.4067 | -69.2372 | -85.0211 | 105.4386 | 96.1503 | -116.6746 | -122.9965 | 163.4583 | 167.1879 | 12.7506 | 47.3306 | 90.9752
3 | 19 | 18 | -23.4096 | -35.6486 | 39.2887 | 32.5181 | -69.456 | -85.1437 | 105.4685 | 96.4808 | -117.0432 | -123.1739 | 163.5036 | 167.7643 | 12.7486 | 47.3496 | 91.0508
3 | 19 | 19 | -23.4304 | -35.6535 | 39.3244 | 32.5808 | -69.5176 | -85.1555 | 105.5649 | 96.6668 | -117.147 | -123.191 | 163.6534 | 168.0871 | 12.8213 | 47.5585 | 91.4025
3 | 19 | 20 | -23.6746 | -35.8015 | 39.5595 | 32.9815 | -70.2423 | -85.509 | 106.1985 | 97.8556 | -118.3682 | -123.7023 | 164.6378 | 170.1551 | 13.0648 | 48.3029 | 92.7225
3 | 19 | 21 | -23.9159 | -35.9497 | 39.7831 | 33.3571 | -70.9582 | -85.863 | 106.8016 | 98.9702 | -119.5746 | -124.2145 | 165.5753 | 172.0945 | 13.2746 | 48.9506 | 93.8808
3 | 19 | 22 | -24.1339 | -36.0622 | 40.0274 | 33.7348 | -71.605 | -86.1315 | 107.4626 | 100.0907 | -120.6645 | -124.6029 | 166.6041 | 174.0422 | 13.5662 | 49.8169 | 95.3789
3 | 19 | 23 | -24.4424 | -36.3283 | 40.432 | 34.2436 | -72.5203 | -86.7671 | 108.5496 | 101.6004 | -122.207 | -125.5224 | 168.29 | 176.6668 | 13.9049 | 50.8626 | 97.2274
3 | 20 | 0 | -24.7164 | -36.5452 | 40.9227 | 34.782 | -73.3333 | -87.2851 | 109.868 | 103.1976 | -123.577 | -126.2718 | 170.3349 | 179.4427 | 14.4431 | 52.4472 | 99.9288
3 | 20 | 1 | -25.0345 | -36.8135 | 41.3917 | 35.3576 | -74.2772 | -87.9259 | 111.1296 | 104.9055 | -125.1676 | -127.1988 | 172.2929 | 182.4108 | 14.9012 | 53.8319 | 102.3372
3 | 20 | 2 | -24.3174 | -36.2984 | 40.3046 | 33.9697 | -72.1493 | -86.6958 | 108.2012 | 100.7877 | -121.5818 | -125.4192 | 167.7446 | 175.2513 | 13.6585 | 50.1438 | 95.9948
3 | 20 | 3 | -23.6252 | -35.7802 | 39.4891 | 32.8075 | -70.0958 | -85.458 | 106.0056 | 97.3396 | -118.1214 | -123.6286 | 164.3354 | 169.2547 | 12.8912 | 47.7913 | 91.8402
3 | 20 | 4 | -22.9699 | -35.3091 | 38.5506 | 31.6048 | -68.1513 | -84.3329 | 103.4819 | 93.7711 | -114.8446 | -122.0009 | 160.4194 | 163.0458 | 11.8765 | 44.7688 | 86.6197
3 | 20 | 5 | -21.4574 | -34.1544 | 36.6609 | 29.1029 | -63.6637 | -81.575 | 98.4042 | 86.3479 | -107.2824 | -118.0112 | 152.5435 | 150.1419 | 10.152 | 39.5133 | 77.3918
3 | 20 | 6 | -19.899 | -32.9477 | 34.524 | 26.4178 | -59.0402 | -78.6929 | 92.6704 | 78.3813 | -99.4911 | -113.8418 | 143.6568 | 136.2896 | 8.0951 | 33.3186 | 66.6135
3 | 20 | 7 | -18.3875 | -31.7826 | 32.8432 | 24.1111 | -54.5556 | -75.9101 | 88.1638 | 71.5374 | -91.9339 | -109.8161 | 136.675 | 124.3898 | 6.7842 | 29.2355 | 59.3148
3 | 20 | 8 | -17.3238 | -30.8593 | 31.5479 | 22.4142 | -51.3996 | -73.7049 | 84.6943 | 66.5027 | -86.6156 | -106.6258 | 131.3028 | 115.6337 | 5.779 | 26.0925 | 53.695
3 | 20 | 9 | -16.2508 | -29.927 | 30.0478 | 20.5795 | -48.2159 | -71.4782 | 80.6772 | 61.0592 | -81.2506 | -103.4046 | 125.0835 | 106.164 | 4.4496 | 22.0424 | 46.5924
3 | 20 | 10 | -15.2125 | -29.0077 | 28.8154 | 18.9784 | -45.1354 | -69.2824 | 77.3762 | 56.3086 | -76.0595 | -100.228 | 119.9721 | 97.9 | 3.5736 | 19.2669 | 41.5845
3 | 20 | 11 | -15.284 | -29.0851 | 28.9404 | 19.1269 | -45.3474 | -69.4673 | 77.7103 | 56.7494 | -76.4169 | -100.4955 | 120.4891 | 98.6691 | 3.6982 | 19.6449 | 42.2458
3 | 20 | 12 | -15.4336 | -29.2214 | 29.1281 | 19.4071 | -45.7912 | -69.7928 | 78.2154 | 57.5807 | -77.1646 | -100.9664 | 121.2729 | 100.1164 | 3.8803 | 20.2121 | 43.2583
3 | 20 | 13 | -15.5571 | -29.3523 | 29.3418 | 19.6498 | -46.1578 | -70.1057 | 78.7888 | 58.3007 | -77.7825 | -101.419 | 122.1618 | 101.3721 | 4.0821 | 20.8261 | 44.3324
3 | 20 | 14 | -17.3222 | -30.5581 | 31.0961 | 22.1214 | -51.3947 | -72.9855 | 83.4974 | 65.6339 | -86.6074 | -105.5851 | 129.4605 | 114.1129 | 5.3372 | 24.7511 | 51.3809
3 | 20 | 15 | -19.073 | -31.7739 | 33.0649 | 24.7366 | -56.5894 | -75.8894 | 88.7753 | 73.3932 | -95.3612 | -109.786 | 137.6367 | 127.5958 | 6.9546 | 29.6897 | 60.0853
3 | 20 | 16 | -20.8534 | -32.9879 | 35.0573 | 27.4562 | -61.8716 | -78.789 | 94.1308 | 81.4622 | -104.2625 | -113.9807 | 145.9449 | 141.6141 | 8.6723 | 34.9324 | 69.3157
3 | 20 | 17 | -21.6822 | -33.6724 | 36.2148 | 28.909 | -64.3307 | -80.4238 | 97.2405 | 85.7726 | -108.4063 | -116.3458 | 150.7678 | 149.1095 | 9.7692 | 38.2586 | 75.1252
3 | 20 | 18 | -22.5299 | -34.3462 | 37.3555 | 30.3386 | -66.8458 | -82.033 | 100.3045 | 90.0144 | -112.6447 | -118.6738 | 155.5195 | 156.4848 | 10.8181 | 41.4401 | 80.6859
3 | 20 | 19 | -23.3305 | -35.0132 | 38.426 | 31.7408 | -69.2212 | -83.6262 | 103.1842 | 94.1746 | -116.6476 | -120.9786 | 159.9886 | 163.7233 | 11.8231 | 44.5113 | 86.0857
3 | 20 | 20 | -23.8379 | -35.4145 | 39.0131 | 32.5598 | -70.7266 | -84.5847 | 104.7581 | 96.6044 | -119.1844 | -122.3652 | 162.4267 | 167.9507 | 12.3205 | 46.0512 | 88.8278
3 | 20 | 21 | -24.3006 | -35.7666 | 39.7368 | 33.4938 | -72.0995 | -85.4255 | 106.7 | 99.3758 | -121.4979 | -123.5816 | 165.4365 | 172.7718 | 13.1635 | 48.5508 | 93.1289
3 | 20 | 22 | -24.7714 | -36.1597 | 40.3196 | 34.3612 | -73.4963 | -86.3645 | 108.2679 | 101.9493 | -123.8518 | -124.9399 | 167.8699 | 177.2516 | 13.7498 | 50.3564 | 96.3298
3 | 20 | 23 | -25.0791 | -36.351 | 40.6386 | 34.8443 | -74.4095 | -86.8214 | 109.1238 | 103.3827 | -125.3905 | -125.601 | 169.1966 | 179.7387 | 14.0528 | 51.2756 | 97.9437
3 | 21 | 0 | -25.3826 | -36.5342 | 41.1025 | 35.3892 | -75.3098 | -87.2589 | 110.3679 | 104.9992 | -126.9077 | -126.2338 | 171.1245 | 182.5467 | 14.5749 | 52.7985 | 100.5297
3 | 21 | 1 | -25.7307 | -36.7662 | 41.4889 | 35.9698 | -76.3428 | -87.8131 | 111.409 | 106.7219 | -128.6484 | -127.0356 | 172.7413 | 185.5358 | 14.9617 | 53.9749 | 102.593
3 | 21 | 2 | -23.8525 | -35.4428 | 38.9126 | 32.5994 | -70.7701 | -84.6522 | 104.4745 | 96.722 | -119.2577 | -122.4628 | 161.9757 | 168.1536 | 12.2167 | 45.7742 | 88.4088
3 | 21 | 3 | -21.9858 | -34.1489 | 36.7154 | 29.5119 | -65.2317 | -81.5617 | 98.5632 | 87.5613 | -109.9247 | -117.992 | 152.8006 | 152.2294 | 10.0926 | 39.3311 | 77.1133
3 | 21 | 4 | -20.1123 | -32.8253 | 34.6428 | 26.5246 | -59.6731 | -78.4006 | 92.9936 | 78.6982 | -100.5576 | -113.4189 | 144.1615 | 136.8211 | 8.2298 | 33.6182 | 67.0061
3 | 21 | 5 | -17.5651 | -30.9498 | 31.5613 | 22.3842 | -52.1154 | -73.9211 | 84.7303 | 66.4136 | -87.8218 | -106.9386 | 131.3585 | 115.4615 | 5.4306 | 25.1074 | 52.0596
3 | 21 | 6 | -15.024 | -29.0693 | 28.7714 | 18.5225 | -44.576 | -69.4296 | 77.2458 | 54.9559 | -75.1168 | -100.441 | 119.7597 | 95.5402 | 3.2006 | 18.1961 | 39.7421
3 | 21 | 7 | -12.4513 | -27.1546 | 26.152 | 14.8894 | -36.9428 | -64.8565 | 70.2223 | 44.1767 | -62.2539 | -93.8252 | 108.8783 | 76.7996 | 1.4356 | 12.5997 | 29.5987
3 | 21 | 8 | -11.4223 | -26.3757 | 25.0176 | 13.4523 | -33.8899 | -62.9962 | 67.1792 | 39.9128 | -57.1094 | -91.1339 | 104.1625 | 69.3866 | 0.6719 | 10.2059 | 25.3057
3 | 21 | 9 | -10.3854 | -25.5878 | 23.9355 | 12.0892 | -30.8133 | -61.1144 | 64.2811 | 35.8686 | -51.9249 | -88.4117 | 99.6753 | 62.3553 | 0.05151 | 8.2219 | 21.694
3 | 21 | 10 | -9.3575 | -24.7996 | 22.844 | 10.7224 | -27.7635 | -59.2319 | 61.3542 | 31.8132 | -46.7854 | -85.6883 | 95.1404 | 55.3048 | -0.59065 | 6.172 | 17.9714
3 | 21 | 11 | -9.8204 | -25.1746 | 23.4287 | 11.4127 | -29.1371 | -60.1274 | 62.9222 | 33.8612 | -49.1002 | -86.9838 | 97.5701 | 58.8677 | -0.1537 | 7.5189 | 20.3537
3 | 21 | 12 | -10.2699 | -25.51 | 23.7847 | 11.9995 | -30.4708 | -60.9284 | 63.877 | 35.6025 | -51.3476 | -88.1426 | 99.0495 | 61.8966 | 0.004324 | 8.0803 | 21.4559
3 | 21 | 13 | -10.7191 | -25.8795 | 24.3526 | 12.6516 | -31.8033 | -61.811 | 65.3974 | 37.5372 | -53.5931 | -89.4194 | 101.403 | 65.262 | 0.40575 | 9.3203 | 23.6525
3 | 21 | 14 | -12.8245 | -27.4736 | 26.544 | 15.5848 | -38.0502 | -65.6185 | 71.2752 | 46.24 | -64.12 | -94.9276 | 110.5112 | 80.3951 | 1.8307 | 13.8466 | 31.8588
3 | 21 | 15 | -14.9296 | -29.0999 | 28.8572 | 18.6559 | -44.296 | -69.5028 | 77.4765 | 55.3519 | -74.6451 | -100.5468 | 120.1179 | 96.2393 | 3.4835 | 19.0296 | 41.1653
3 | 21 | 16 | -17.0042 | -30.6841 | 31.2406 | 21.8471 | -50.4512 | -73.2866 | 83.869 | 64.82 | -85.0175 | -106.0206 | 130.0231 | 112.702 | 5.3994 | 24.9513 | 51.687
3 | 21 | 17 | -17.6008 | -31.1446 | 31.8564 | 22.6917 | -52.2213 | -74.3864 | 85.5179 | 67.326 | -88.0003 | -107.6118 | 132.5756 | 117.0587 | 5.8027 | 26.2361 | 54.0222
3 | 21 | 18 | -18.1989 | -31.6147 | 32.6359 | 23.6706 | -53.9958 | -75.5092 | 87.6038 | 70.2303 | -90.9906 | -109.2361 | 135.804 | 122.1097 | 6.4928 | 28.3291 | 57.6869
3 | 21 | 19 | -18.7443 | -32.0355 | 33.2262 | 24.4961 | -55.6142 | -76.5143 | 89.1853 | 72.6797 | -93.7179 | -110.69 | 138.2531 | 126.3678 | 6.9425 | 29.7365 | 60.213
3 | 21 | 20 | -18.7609 | -32.0589 | 33.1976 | 24.4763 | -55.6635 | -76.5701 | 89.1072 | 72.6208 | -93.8009 | -110.7707 | 138.1311 | 126.2646 | 6.854 | 29.4945 | 59.824
3 | 21 | 21 | -18.7574 | -32.0782 | 33.2179 | 24.4932 | -55.653 | -76.6161 | 89.1592 | 72.6709 | -93.7832 | -110.8374 | 138.2094 | 126.3531 | 6.8755 | 29.561 | 59.9419
3 | 21 | 22 | -18.7421 | -32.1016 | 33.2642 | 24.5141 | -55.6076 | -76.6721 | 89.2832 | 72.7329 | -93.7067 | -110.9184 | 138.4015 | 126.4641 | 6.9344 | 29.7363 | 60.2404
3 | 21 | 23 | -18.6184 | -32.0053 | 33.0825 | 24.2781 | -55.2406 | -76.442 | 88.7947 | 72.0328 | -93.0882 | -110.5855 | 137.6433 | 125.2452 | 6.7369 | 29.1449 | 59.2148
3 | 22 | 0 | -18.4887 | -31.888 | 32.996 | 24.1125 | -54.8558 | -76.1618 | 88.5629 | 71.5416 | -92.4398 | -110.1801 | 137.2845 | 124.3871 | 6.7319 | 29.087 | 59.0516
3 | 22 | 1 | -18.3159 | -31.7477 | 32.8145 | 23.8357 | -54.3431 | -75.8268 | 88.0756 | 70.7201 | -91.5759 | -109.6955 | 136.529 | 122.9574 | 6.5866 | 28.6258 | 58.215
3 | 22 | 2 | -17.712 | -31.3123 | 32.0362 | 22.8245 | -52.5512 | -74.7869 | 85.9867 | 67.7199 | -88.5562 | -108.1911 | 133.2909 | 117.7416 | 5.8364 | 26.3685 | 54.2851
3 | 22 | 3 | -17.0332 | -30.8279 | 31.218 | 21.7769 | -50.5374 | -73.63 | 83.795 | 64.6117 | -85.1626 | -106.5175 | 129.8973 | 112.3407 | 5.1337 | 24.2394 | 50.5579
3 | 22 | 4 | -16.3939 | -30.3446 | 30.605 | 20.8535 | -48.6405 | -72.4756 | 82.1482 | 61.8721 | -81.9661 | -104.8475 | 127.3433 | 107.5783 | 4.72 | 22.9043 | 48.108
3 | 22 | 5 | -15.9505 | -30.0823 | 30.2181 | 20.2847 | -47.3249 | -71.849 | 81.1117 | 60.1845 | -79.7492 | -103.941 | 125.7381 | 104.6491 | 4.4701 | 22.1223 | 46.6969
3 | 22 | 6 | -15.5263 | -29.8181 | 29.6847 | 19.6492 | -46.0665 | -71.2181 | 79.6805 | 58.2988 | -77.6286 | -103.0282 | 123.5198 | 101.3735 | 3.9895 | 20.6947 | 44.2365
3 | 22 | 7 | -15.0722 | -29.5427 | 29.2757 | 19.0678 | -44.7189 | -70.5604 | 78.5831 | 56.574 | -75.3577 | -102.0769 | 121.819 | 98.3797 | 3.7287 | 19.8778 | 42.7642
3 | 22 | 8 | -14.7826 | -29.247 | 29.0076 | 18.6791 | -43.8599 | -69.8542 | 77.8664 | 55.4207 | -73.9102 | -101.0551 | 120.7107 | 96.3719 | 3.6571 | 19.5731 | 42.1173
3 | 22 | 9 | -14.4306 | -28.8934 | 28.4381 | 18.0457 | -42.8153 | -69.0095 | 76.3418 | 53.5413 | -72.1499 | -99.8332 | 118.3505 | 93.1012 | 3.1598 | 18.0583 | 39.4687
3 | 22 | 10 | -14.1274 | -28.5987 | 28.107 | 17.5875 | -41.9159 | -68.3057 | 75.4556 | 52.1819 | -70.6342 | -98.8151 | 116.9789 | 90.7339 | 2.9684 | 17.4159 | 38.2635
3 | 22 | 11 | -13.9908 | -28.4512 | 27.8131 | 17.2985 | -41.5106 | -67.9534 | 74.6703 | 51.3246 | -69.9513 | -98.3055 | 115.7646 | 89.241 | 2.6696 | 16.5308 | 36.7488
3 | 22 | 12 | -13.8934 | -28.352 | 27.6781 | 17.1206 | -41.2217 | -67.7165 | 74.3079 | 50.7966 | -69.4644 | -97.9627 | 115.2027 | 88.3224 | 2.5533 | 16.1664 | 36.098
3 | 22 | 13 | -13.8073 | -28.2637 | 27.6303 | 17.0199 | -40.9661 | -67.5056 | 74.1805 | 50.4978 | -69.0338 | -97.6576 | 115.006 | 87.8006 | 2.5791 | 16.2065 | 36.1153
3 | 22 | 14 | -13.9821 | -28.375 | 27.795 | 17.2115 | -41.4849 | -67.7713 | 74.6219 | 51.0662 | -69.9079 | -98.0419 | 115.6898 | 88.7881 | 2.6493 | 16.4319 | 36.528
3 | 22 | 15 | -14.1744 | -28.4827 | 27.9629 | 17.4349 | -42.0553 | -68.0285 | 75.0748 | 51.7291 | -70.8692 | -98.414 | 116.3936 | 89.936 | 2.7407 | 16.7201 | 37.0463
3 | 22 | 16 | -14.3909 | -28.6038 | 28.1639 | 17.6979 | -42.6975 | -68.3178 | 75.615 | 52.5095 | -71.9513 | -98.8325 | 117.2316 | 91.2893 | 2.8672 | 17.1093 | 37.737
3 | 22 | 17 | -14.6837 | -28.8319 | 28.4676 | 18.0922 | -43.5664 | -68.8625 | 76.4275 | 53.6793 | -73.4155 | -99.6206 | 118.4889 | 93.3235 | 3.0443 | 17.678 | 38.7764
3 | 22 | 18 | -14.9365 | -29.018 | 28.7799 | 18.4839 | -44.3165 | -69.3071 | 77.2675 | 54.8416 | -74.6796 | -100.2637 | 119.7925 | 95.3428 | 3.3093 | 18.4855 | 40.192
3 | 22 | 19 | -15.1927 | -29.2128 | 29.0151 | 18.8271 | -45.0765 | -69.7723 | 77.8983 | 55.8598 | -75.9604 | -100.9367 | 120.7699 | 97.1113 | 3.4367 | 18.9092 | 40.9841
3 | 22 | 20 | -15.6175 | -29.6246 | 29.6489 | 19.5547 | -46.337 | -70.7559 | 79.5953 | 58.0187 | -78.0845 | -102.3597 | 123.3969 | 100.87 | 3.9615 | 20.521 | 43.8226
3 | 22 | 21 | -15.9978 | -30.0035 | 30.1884 | 20.2147 | -47.4653 | -71.661 | 81.0388 | 59.9767 | -79.9858 | -103.669 | 125.6308 | 104.2791 | 4.4017 | 21.8892 | 46.2552
3 | 22 | 22 | -16.3703 | -30.3715 | 30.7702 | 20.8948 | -48.5705 | -72.5399 | 82.5965 | 61.9947 | -81.8482 | -104.9404 | 128.0422 | 107.7923 | 4.9232 | 23.4808 | 49.0459
3 | 22 | 23 | -16.6452 | -30.6594 | 31.0777 | 21.3431 | -49.3862 | -73.2275 | 83.4179 | 63.3246 | -83.2228 | -105.9352 | 129.312 | 110.1077 | 5.1161 | 24.1287 | 50.2617
3 | 23 | 0 | -16.9017 | -30.9524 | 31.5224 | 21.8328 | -50.1473 | -73.9272 | 84.6043 | 64.7777 | -84.5053 | -106.9474 | 131.1454 | 112.6378 | 5.5011 | 25.3075 | 52.3305
3 | 23 | 1 | -17.1614 | -31.2357 | 31.8045 | 22.2614 | -50.9176 | -74.6039 | 85.3566 | 66.0493 | -85.8034 | -107.9264 | 132.3074 | 114.8517 | 5.6688 | 25.8844 | 53.4292
3 | 23 | 2 | -16.8216 | -31.0114 | 31.5159 | 21.7791 | -49.9096 | -74.0681 | 84.5813 | 64.6184 | -84.1048 | -107.1513 | 131.105 | 112.3634 | 5.462 | 25.2219 | 52.2122
3 | 23 | 3 | -16.4715 | -30.753 | 31.1126 | 21.2045 | -48.8708 | -73.4511 | 83.4963 | 62.9136 | -82.3543 | -106.2586 | 129.4209 | 109.3976 | 5.0926 | 24.088 | 50.2056
3 | 23 | 4 | -16.1287 | -30.5333 | 30.8062 | 20.7163 | -47.8536 | -72.9262 | 82.673 | 61.4651 | -80.6401 | -105.4993 | 128.1438 | 106.8775 | 4.8606 | 23.3583 | 48.8819
3 | 23 | 5 | -15.4825 | -30.0383 | 30.0088 | 19.6442 | -45.9364 | -71.744 | 80.5329 | 58.2842 | -77.4093 | -103.7891 | 124.8266 | 101.3454 | 4.1322 | 21.1367 | 44.9735
3 | 23 | 6 | -14.8618 | -29.5826 | 29.2892 | 18.6939 | -44.0946 | -70.6555 | 78.6036 | 55.4644 | -74.3057 | -102.2144 | 121.8378 | 96.4402 | 3.5387 | 19.3179 | 41.7579
3 | 23 | 7 | -14.2102 | -29.0799 | 28.6483 | 17.7481 | -42.1616 | -69.455 | 76.8813 | 52.6582 | -71.0483 | -100.4777 | 119.1662 | 91.5606 | 3.1062 | 17.9229 | 39.2009
3 | 23 | 8 | -14.3045 | -29.1512 | 28.7435 | 17.889 | -42.4412 | -69.6251 | 77.1386 | 53.0763 | -71.5194 | -100.7238 | 119.5665 | 92.2883 | 3.1769 | 18.1486 | 39.6116
3 | 23 | 9 | -14.313 | -29.1578 | 28.7699 | 17.909 | -42.4666 | -69.6411 | 77.2097 | 53.1359 | -71.5622 | -100.7469 | 119.6769 | 92.3921 | 3.2081 | 18.2379 | 39.7599
3 | 23 | 10 | -14.3387 | -29.1697 | 28.7848 | 17.9724 | -42.5427 | -69.6694 | 77.2527 | 53.324 | -71.6904 | -100.7878 | 119.7461 | 92.7196 | 3.2489 | 18.3646 | 39.9874
3 | 23 | 11 | -14.4638 | -29.2417 | 28.8659 | 18.1415 | -42.914 | -69.8415 | 77.472 | 53.8255 | -72.3161 | -101.0368 | 120.0873 | 93.5926 | 3.3019 | 18.5421 | 40.327
3 | 23 | 12 | -14.5839 | -29.3151 | 28.9877 | 18.3499 | -43.2703 | -70.0167 | 77.8009 | 54.4438 | -72.9165 | -101.2902 | 120.5989 | 94.6693 | 3.4385 | 18.9577 | 41.0615
3 | 23 | 13 | -14.6876 | -29.3795 | 29.0466 | 18.4878 | -43.5781 | -70.1706 | 77.9616 | 54.853 | -73.4352 | -101.5129 | 120.8503 | 95.3815 | 3.4672 | 19.0659 | 41.2836
3 | 23 | 14 | -15.4917 | -29.9529 | 29.9609 | 19.7134 | -45.9637 | -71.5399 | 80.4126 | 58.4895 | -77.4553 | -103.4939 | 124.6472 | 101.7076 | 4.2298 | 21.3985 | 45.4056
3 | 23 | 15 | -16.2991 | -30.5341 | 30.7294 | 20.8851 | -48.3592 | -72.9282 | 82.4752 | 61.9658 | -81.4922 | -105.5023 | 127.8445 | 107.7515 | 4.7812 | 23.1536 | 48.6015
3 | 23 | 16 | -17.1025 | -31.1097 | 31.6482 | 22.1406 | -50.743 | -74.3029 | 84.9419 | 65.6907 | -85.5091 | -107.491 | 131.6686 | 114.2275 | 5.5766 | 25.5868 | 52.8959
3 | 23 | 17 | -17.4993 | -31.388 | 32.2105 | 22.7796 | -51.9202 | -74.9676 | 86.4496 | 67.5869 | -87.4929 | -108.4526 | 134.0045 | 117.5251 | 6.1028 | 27.1487 | 55.5841
3 | 23 | 18 | -17.9075 | -31.6705 | 32.586 | 23.3709 | -53.1312 | -75.6424 | 87.4595 | 69.3413 | -89.5336 | -109.4287 | 135.5716 | 120.5725 | 6.379 | 28.0272 | 57.1817
3 | 23 | 19 | -18.3403 | -31.9997 | 32.9649 | 23.9405 | -54.4155 | -76.4287 | 88.4765 | 71.0311 | -91.6979 | -110.5663 | 137.1481 | 123.5097 | 6.5653 | 28.6634 | 58.3937
3 | 23 | 20 | -18.4215 | -32.0511 | 33.227 | 24.2086 | -54.6563 | -76.5515 | 89.1794 | 71.8266 | -92.1036 | -110.7439 | 138.2373 | 124.8957 | 6.9629 | 29.7982 | 60.2854
3 | 23 | 21 | -18.4444 | -32.0604 | 33.2438 | 24.2602 | -54.7244 | -76.5736 | 89.2258 | 71.9796 | -92.2184 | -110.7759 | 138.3102 | 125.1632 | 6.9992 | 29.9074 | 60.4791
3 | 23 | 22 | -18.5223 | -32.1055 | 33.2785 | 24.3707 | -54.9555 | -76.6813 | 89.3202 | 72.3075 | -92.6078 | -110.9316 | 138.4576 | 125.7331 | 7.0214 | 29.991 | 60.6513
3 | 23 | 23 | -18.6139 | -32.1352 | 33.3276 | 24.4659 | -55.2271 | -76.7523 | 89.4537 | 72.5899 | -93.0656 | -111.0344 | 138.6659 | 126.2223 | 7.0444 | 30.0642 | 60.7883
3 | 24 | 0 | -18.7001 | -32.1575 | 33.3873 | 24.5663 | -55.4829 | -76.8056 | 89.6163 | 72.8879 | -93.4966 | -111.1115 | 138.9198 | 126.7366 | 7.0961 | 30.2157 | 61.0483
3 | 24 | 1 | -18.798 | -32.1912 | 33.4768 | 24.6659 | -55.7734 | -76.886 | 89.8564 | 73.1833 | -93.9861 | -111.2278 | 139.2922 | 127.2483 | 7.1535 | 30.3804 | 61.3267
3 | 24 | 2 | -17.9013 | -31.5909 | 32.5091 | 23.3237 | -53.113 | -75.4522 | 87.2595 | 69.201 | -89.503 | -109.1536 | 135.267 | 120.3263 | 6.3406 | 27.8953 | 56.9367
3 | 24 | 3 | -16.9982 | -30.9624 | 31.468 | 21.8908 | -50.4334 | -73.9511 | 84.4627 | 64.9499 | -84.9875 | -106.9821 | 130.9295 | 112.9353 | 5.3983 | 25.028 | 51.8953
3 | 24 | 4 | -16.1121 | -30.3478 | 30.4455 | 20.5182 | -47.8043 | -72.4832 | 81.7178 | 60.8773 | -80.557 | -104.8584 | 126.6741 | 105.8541 | 4.5039 | 22.3077 | 47.1128
3 | 24 | 5 | -15.0495 | -29.51 | 29.2725 | 18.9268 | -44.6517 | -70.4823 | 78.5755 | 56.1555 | -75.2444 | -101.9638 | 121.808 | 97.6423 | 3.6398 | 19.597 | 42.2421
3 | 24 | 6 | -13.9867 | -28.6737 | 28.1206 | 17.3651 | -41.4982 | -68.4848 | 75.4856 | 51.5221 | -69.9304 | -99.0742 | 117.0202 | 89.5832 | 2.8253 | 17.0247 | 37.5988
3 | 24 | 7 | -12.9902 | -27.8769 | 27.0109 | 15.899 | -38.5418 | -66.5816 | 72.5118 | 47.1721 | -64.9485 | -96.3209 | 112.414 | 82.0171 | 2.0428 | 14.5604 | 33.1617
3 | 24 | 8 | -13.345 | -28.1492 | 27.3169 | 16.3843 | -39.5944 | -67.2322 | 73.3298 | 48.612 | -66.7222 | -97.262 | 113.6795 | 84.5214 | 2.207 | 15.1153 | 34.2167
3 | 24 | 9 | -13.6569 | -28.4084 | 27.7937 | 16.9133 | -40.5197 | -67.8512 | 74.6084 | 50.1816 | -68.2815 | -98.1575 | 115.6604 | 87.2532 | 2.6418 | 16.4191 | 36.4745
3 | 24 | 10 | -14.0095 | -28.6769 | 28.1246 | 17.3994 | -41.5661 | -68.4924 | 75.495 | 51.6238 | -70.0447 | -99.0851 | 117.0337 | 89.7607 | 2.8376 | 17.0604 | 37.6645
3 | 24 | 11 | -14.3108 | -28.8838 | 28.4311 | 17.8506 | -42.4599 | -68.9865 | 76.3178 | 52.9624 | -71.551 | -99.7999 | 118.3091 | 92.0871 | 3.0871 | 17.8339 | 39.0453
3 | 24 | 12 | -14.6365 | -29.124 | 28.6978 | 18.2796 | -43.4264 | -69.5603 | 77.0349 | 54.2354 | -73.1796 | -100.63 | 119.4218 | 94.3002 | 3.2169 | 18.2837 | 39.9123
3 | 24 | 13 | -15.0194 | -29.3868 | 29.2098 | 18.8692 | -44.5623 | -70.1879 | 78.4054 | 55.9846 | -75.0938 | -101.5379 | 121.5431 | 97.3415 | 3.6728 | 19.6398 | 42.2528
3 | 24 | 14 | -16.0333 | -30.189 | 30.3503 | 20.3866 | -47.5706 | -72.1039 | 81.4627 | 60.4869 | -80.1631 | -104.3097 | 126.279 | 105.1721 | 4.5147 | 22.2752 | 46.9783
3 | 24 | 15 | -17.0317 | -30.9554 | 31.5346 | 21.9618 | -50.5329 | -73.9345 | 84.6393 | 65.1602 | -85.1552 | -106.958 | 131.2013 | 113.299 | 5.5092 | 25.3321 | 52.3872
3 | 24 | 16 | -18.0728 | -31.7815 | 32.7291 | 23.5943 | -53.6218 | -75.9075 | 87.8412 | 70.0039 | -90.3604 | -109.8123 | 136.1613 | 121.7245 | 6.469 | 28.3158 | 57.7132
3 | 24 | 17 | -18.2571 | -31.8778 | 32.9247 | 23.8718 | -54.1686 | -76.1374 | 88.3688 | 70.8274 | -91.2818 | -110.1448 | 136.9812 | 123.1535 | 6.6617 | 28.8902 | 58.708
3 | 24 | 18 | -18.4602 | -32.0163 | 33.0851 | 24.1481 | -54.771 | -76.4682 | 88.7992 | 71.6471 | -92.297 | -110.6234 | 137.6484 | 124.5792 | 6.7567 | 29.207 | 59.3073
3 | 24 | 19 | -18.6449 | -32.1195 | 33.2612 | 24.4436 | -55.3192 | -76.7148 | 89.2757 | 72.5238 | -93.2208 | -110.9802 | 138.3904 | 126.1029 | 6.9403 | 29.7655 | 60.2923
3 | 24 | 20 | -18.9686 | -32.3362 | 33.5528 | 24.8811 | -56.2796 | -77.2323 | 90.0562 | 73.822 | -94.8391 | -111.7288 | 139.5983 | 128.3602 | 7.1291 | 30.3663 | 61.3906
3 | 24 | 21 | -19.3186 | -32.5919 | 34.1195 | 25.6019 | -57.318 | -77.8432 | 91.5773 | 75.9605 | -96.5889 | -112.6125 | 141.9562 | 132.0797 | 7.8109 | 32.3767 | 64.8345
3 | 24 | 22 | -19.6309 | -32.7928 | 34.4272 | 26.0857 | -58.2447 | -78.323 | 92.4068 | 77.3961 | -98.1506 | -113.3066 | 143.2451 | 134.5761 | 8.0892 | 33.2352 | 66.3639
3 | 24 | 23 | -19.8447 | -32.9549 | 34.6376 | 26.3972 | -58.8789 | -78.7101 | 92.9705 | 78.3202 | -99.2194 | -113.8666 | 144.1181 | 136.1829 | 8.2352 | 33.7017 | 67.215
3 | 25 | 0 | -20.0055 | -33.0748 | 34.7689 | 26.6176 | -59.356 | -78.9964 | 93.3229 | 78.9741 | -100.0233 | -114.2808 | 144.6644 | 137.3204 | 8.3062 | 33.9446 | 67.6807
3 | 25 | 1 | -20.2245 | -33.2301 | 34.9983 | 26.941 | -60.0058 | -79.3673 | 93.9381 | 79.9337 | -101.1183 | -114.8174 | 145.6174 | 138.9891 | 8.4847 | 34.4986 | 68.6708
3 | 25 | 2 | -20.3397 | -33.3261 | 35.3232 | 27.2688 | -60.3475 | -79.5966 | 94.8081 | 80.9061 | -101.6942 | -115.1491 | 146.9645 | 140.6816 | 8.9262 | 35.7701 | 70.8029
3 | 25 | 3 | -20.4184 | -33.3829 | 35.449 | 27.4264 | -60.581 | -79.7322 | 95.1457 | 81.3737 | -102.0876 | -115.3453 | 147.4877 | 141.493 | 9.0742 | 36.2062 | 71.5478
3 | 25 | 4 | -20.5412 | -33.4865 | 35.5738 | 27.6399 | -60.9454 | -79.9797 | 95.4813 | 82.0073 | -102.7016 | -115.7033 | 148.0083 | 142.5967 | 9.1861 | 36.5635 | 72.2001
3 | 25 | 5 | -19.8621 | -33.0118 | 34.7098 | 26.4839 | -58.9305 | -78.846 | 93.1627 | 78.5774 | -99.3063 | -114.0633 | 144.4145 | 136.6336 | 8.3198 | 33.9635 | 67.6785
3 | 25 | 6 | -19.122 | -32.4833 | 33.9634 | 25.3972 | -56.7349 | -77.5838 | 91.1557 | 75.3533 | -95.6063 | -112.2373 | 141.3006 | 131.0309 | 7.7553 | 32.1904 | 64.4879
3 | 25 | 7 | -18.4038 | -31.9668 | 33.0731 | 24.208 | -54.6039 | -76.35 | 88.7665 | 71.8247 | -92.0153 | -110.4524 | 137.5972 | 124.8959 | 6.9105 | 29.6373 | 60.0254
3 | 25 | 8 | -18.2775 | -31.8646 | 32.8745 | 23.9735 | -54.229 | -76.106 | 88.234 | 71.1291 | -91.3836 | -110.0995 | 136.7722 | 123.6848 | 6.706 | 29.0281 | 58.9739
3 | 25 | 9 | -18.1715 | -31.7815 | 32.787 | 23.8389 | -53.9146 | -75.9076 | 87.9999 | 70.7297 | -90.8537 | -109.8124 | 136.4099 | 122.9907 | 6.6729 | 28.9074 | 58.7345
3 | 25 | 10 | -18.0041 | -31.6394 | 32.6349 | 23.6052 | -53.4178 | -75.568 | 87.5937 | 70.0364 | -90.0166 | -109.3212 | 135.782 | 121.7847 | 6.5967 | 28.6443 | 58.229
3 | 25 | 11 | -17.9367 | -31.5508 | 32.4002 | 23.4333 | -53.218 | -75.3564 | 86.9683 | 69.5262 | -89.6799 | -109.0151 | 134.8165 | 120.8978 | 6.346 | 27.9201 | 57.0194
3 | 25 | 12 | -17.9359 | -31.5222 | 32.3857 | 23.4296 | -53.2157 | -75.2883 | 86.9293 | 69.5154 | -89.6759 | -108.9164 | 134.7558 | 120.88 | 6.3572 | 27.9408 | 57.0434
3 | 25 | 13 | -17.8566 | -31.4325 | 32.2751 | 23.3203 | -52.9802 | -75.074 | 86.6336 | 69.1911 | -89.2792 | -108.6065 | 134.2984 | 120.3162 | 6.3063 | 27.7705 | 56.7289
3 | 25 | 14 | -19.8824 | -32.8915 | 34.6242 | 26.4963 | -58.9909 | -78.5586 | 92.9387 | 78.6141 | -99.4081 | -113.6475 | 144.0722 | 136.6962 | 8.3465 | 34.0032 | 67.7128
3 | 25 | 15 | -21.9473 | -34.3904 | 37.0403 | 29.7707 | -65.1173 | -82.1385 | 99.4294 | 88.3292 | -109.7319 | -118.8264 | 154.1386 | 153.5798 | 10.4733 | 40.5028 | 79.16
3 | 25 | 16 | -23.9417 | -35.8414 | 39.6085 | 33.1814 | -71.0347 | -85.6043 | 106.331 | 98.4488 | -119.7035 | -123.8402 | 164.8439 | 171.1701 | 13.0068 | 48.1408 | 92.4703
3 | 25 | 17 | -25.8833 | -37.1626 | 41.8294 | 36.2509 | -76.7954 | -88.7599 | 112.3107 | 107.5561 | -129.4111 | -128.4052 | 174.1289 | 186.9903 | 15.0345 | 54.3115 | 103.3028
3 | 25 | 18 | -27.7829 | -38.4407 | 44.5299 | 39.6981 | -82.4315 | -91.8124 | 119.5924 | 117.7839 | -138.9088 | -132.8213 | 185.4446 | 204.7583 | 18.0045 | 63.1324 | 118.4728
3 | 25 | 19 | -29.7361 | -39.7675 | 47.5117 | 43.2241 | -88.2268 | -94.9814 | 127.6542 | 128.2454 | -148.6747 | -137.4056 | 197.9902 | 222.9338 | 21.2322 | 72.6914 | 134.8436
3 | 25 | 20 | -30.64 | -40.3016 | 48.6569 | 44.766 | -90.9086 | -96.257 | 130.7585 | 132.8202 | -153.1939 | -139.2511 | 202.8279 | 230.86 | 22.4813 | 76.4131 | 141.2429
3 | 25 | 21 | -31.5612 | -40.8363 | 50.2728 | 46.8438 | -93.6417 | -97.5341 | 135.1322 | 138.9849 | -157.7995 | -141.0986 | 209.6382 | 241.54 | 24.7191 | 82.9413 | 152.2801
3 | 25 | 22 | -32.4839 | -41.3743 | 51.509 | 48.6651 | -96.3793 | -98.819 | 138.4906 | 144.3889 | -162.4129 | -142.9574 | 214.8782 | 250.8944 | 26.316 | 87.6811 | 160.4022
3 | 25 | 23 | -33.1106 | -41.7122 | 52.7892 | 50.2669 | -98.2388 | -99.6261 | 141.9664 | 149.1412 | -165.5464 | -144.125 | 220.2992 | 259.1315 | 28.2333 | 93.2427 | 169.7594
3 | 26 | 0 | -33.756 | -42.0957 | 53.7085 | 51.7682 | -100.1537 | -100.5421 | 144.46 | 153.5956 | -168.7732 | -145.4502 | 224.1864 | 266.851 | 29.6249 | 97.3597 | 176.8139
3 | 26 | 1 | -34.4349 | -42.4863 | 54.9265 | 53.7618 | -102.168 | -101.475 | 147.7728 | 159.5106 | -172.1675 | -146.7998 | 229.3581 | 277.1037 | 31.7671 | 103.6403 | 187.4945
3 | 26 | 2 | -31.7393 | -40.6998 | 49.9893 | 47.141 | -94.1702 | -97.208 | 134.3862 | 139.8667 | -158.6902 | -140.6269 | 208.4942 | 243.0309 | 24.6912 | 82.8746 | 152.2081
3 | 26 | 3 | -29.0221 | -38.905 | 45.7741 | 41.394 | -86.1083 | -92.9214 | 122.986 | 122.8153 | -145.1047 | -134.4255 | 190.7502 | 213.4496 | 19.2409 | 66.7716 | 124.6695
3 | 26 | 4 | -26.3302 | -37.1186 | 42.0733 | 36.5304 | -78.1213 | -88.6547 | 112.9942 | 108.3852 | -131.6455 | -128.2531 | 175.2126 | 188.3886 | 15.1549 | 54.6034 | 103.7026
3 | 26 | 5 | -23.4895 | -35.1725 | 38.483 | 31.794 | -69.6931 | -84.0066 | 103.3108 | 94.3325 | -117.4428 | -121.5289 | 160.1629 | 163.9786 | 11.615 | 43.9435 | 85.1697
3 | 26 | 6 | -20.6736 | -33.256 | 35.0969 | 27.244 | -61.3384 | -79.4292 | 94.2081 | 80.8326 | -103.364 | -114.907 | 146.0407 | 140.5241 | 8.4112 | 34.273 | 68.2938
3 | 26 | 7 | -17.848 | -31.3162 | 32.0574 | 23.0328 | -52.9547 | -74.7961 | 86.0471 | 68.3381 | -89.2362 | -108.2045 | 133.3875 | 118.8143 | 5.9261 | 26.6344 | 54.7612
3 | 26 | 8 | -17.1053 | -30.7888 | 31.1319 | 21.8202 | -50.7513 | -73.5364 | 83.5637 | 64.7404 | -85.5231 | -106.3821 | 129.5386 | 112.561 | 5.058 | 24.0164 | 50.1943
3 | 26 | 9 | -16.3036 | -30.1986 | 30.3895 | 20.6972 | -48.3727 | -72.1269 | 81.5724 | 61.4083 | -81.5148 | -104.3431 | 126.4528 | 106.769 | 4.5845 | 22.4811 | 47.3639
3 | 26 | 10 | -15.5532 | -29.6632 | 29.5096 | 19.5805 | -46.1462 | -70.8481 | 79.2144 | 58.0951 | -77.7629 | -102.493 | 122.8006 | 101.0102 | 3.8737 | 20.3152 | 43.5549
3 | 26 | 11 | -15.4164 | -29.5734 | 29.4417 | 19.4469 | -45.7401 | -70.6337 | 79.0332 | 57.6986 | -77.0786 | -102.1829 | 122.5207 | 100.3228 | 3.8987 | 20.3579 | 43.5821
3 | 26 | 12 | -15.3013 | -29.5193 | 29.3641 | 19.3476 | -45.3989 | -70.5045 | 78.8274 | 57.4041 | -76.5036 | -101.996 | 122.2036 | 99.8131 | 3.8911 | 20.3281 | 43.5171
3 | 26 | 13 | -15.1866 | -29.4601 | 29.2542 | 19.186 | -45.0585 | -70.3629 | 78.5316 | 56.9246 | -75.9299 | -101.7912 | 121.7446 | 98.9829 | 3.7935 | 20.0348 | 43.0064
3 | 26 | 14 | -18.0577 | -31.5115 | 32.3098 | 23.4211 | -53.5768 | -75.2627 | 86.7307 | 69.4901 | -90.2846 | -108.8794 | 134.4524 | 120.8252 | 6.1617 | 27.3813 | 56.1136
3 | 26 | 15 | -20.9382 | -33.5527 | 35.7182 | 28.0076 | -62.1234 | -80.1379 | 95.8806 | 83.0983 | -104.6867 | -115.9322 | 148.6373 | 144.4773 | 9.2349 | 36.7176 | 72.4956
3 | 26 | 16 | -23.846 | -35.613 | 39.175 | 32.7213 | -70.7509 | -85.0587 | 105.1749 | 97.0838 | -119.2253 | -123.0509 | 163.0582 | 168.7862 | 12.4373 | 46.4491 | 89.5682
3 | 26 | 17 | -24.9716 | -36.2156 | 40.4525 | 34.4068 | -74.0904 | -86.4979 | 108.6145 | 102.0845 | -124.8529 | -125.133 | 168.3989 | 177.4575 | 13.6721 | 50.1106 | 95.8705
3 | 26 | 18 | -26.1652 | -36.8759 | 41.6071 | 36.0719 | -77.6319 | -88.075 | 111.7329 | 107.0247 | -130.8208 | -127.4144 | 173.2489 | 186.0211 | 14.6379 | 53.0508 | 101.0349
3 | 26 | 19 | -27.3059 | -37.4865 | 43.1503 | 37.9035 | -81.0163 | -89.5334 | 115.9067 | 112.4593 | -136.524 | -129.5242 | 179.7456 | 195.4428 | 16.2614 | 57.8163 | 109.1402
3 | 26 | 20 | -27.7991 | -37.8147 | 43.7357 | 38.8544 | -82.4797 | -90.3173 | 117.488 | 115.2805 | -138.99 | -130.6584 | 182.2052 | 200.3302 | 16.9762 | 59.9715 | 112.887
3 | 26 | 21 | -28.2841 | -38.1109 | 44.4384 | 39.9009 | -83.9185 | -91.0248 | 119.3831 | 118.3855 | -141.4145 | -131.6819 | 185.1504 | 205.707 | 17.9443 | 62.8253 | 117.7609
3 | 26 | 22 | -28.7503 | -38.396 | 45.2956 | 41.0572 | -85.3017 | -91.7056 | 121.6999 | 121.8162 | -143.7454 | -132.6667 | 188.7551 | 211.6506 | 19.2066 | 66.5088 | 123.9936
3 | 26 | 23 | -29.0923 | -38.5375 | 45.7341 | 41.8709 | -86.3165 | -92.0437 | 122.8862 | 124.2304 | -145.4556 | -133.1558 | 190.6017 | 215.8189 | 19.9752 | 68.7563 | 127.8093
3 | 27 | 0 | -29.4002 | -38.6661 | 46.1308 | 42.637 | -87.23 | -92.3507 | 123.9668 | 126.5036 | -146.9949 | -133.6 | 192.2902 | 219.7441 | 20.7016 | 70.8897 | 131.4394
3 | 27 | 1 | -29.7196 | -38.8026 | 46.5485 | 43.5479 | -88.1777 | -92.6769 | 125.1008 | 129.2061 | -148.5919 | -134.0719 | 194.0589 | 224.4204 | 21.5741 | 73.4523 | 135.8155
3 | 27 | 2 | -26.9977 | -36.9124 | 42.4519 | 37.5163 | -80.1019 | -88.1623 | 114.0584 | 111.3103 | -134.983 | -127.5408 | 176.9023 | 193.3725 | 16.0581 | 57.1045 | 107.7509
3 | 27 | 3 | -24.2307 | -34.9741 | 38.4696 | 31.9468 | -71.8922 | -83.5329 | 103.3231 | 94.7857 | -121.1486 | -120.8436 | 160.2222 | 164.6905 | 11.2115 | 42.6837 | 82.9206
3 | 27 | 4 | -21.456 | -33.0357 | 35.0634 | 27.4527 | -63.6597 | -78.9031 | 94.1534 | 81.4519 | -107.2756 | -114.1458 | 145.9852 | 141.5226 | 8.0244 | 33.0426 | 66.0863
3 | 27 | 5 | -18.0734 | -30.7227 | 31.3984 | 22.3269 | -53.6235 | -73.3787 | 84.3041 | 66.2436 | -90.3633 | -106.1539 | 130.7072 | 115.1035 | 4.9292 | 23.5456 | 49.2936
3 | 27 | 6 | -14.6886 | -28.4171 | 27.856 | 17.4311 | -43.5808 | -67.872 | 74.7931 | 51.7178 | -73.4398 | -98.1876 | 115.9614 | 89.8692 | 2.1814 | 15.0582 | 34.2032
3 | 27 | 7 | -11.3063 | -26.1078 | 24.619 | 12.9456 | -33.5456 | -62.3564 | 66.1033 | 38.4094 | -56.5291 | -90.2084 | 102.4896 | 66.7473 | 0.15051 | 8.6107 | 22.4994
3 | 27 | 8 | -9.7125 | -24.9046 | 22.9396 | 10.817 | -28.817 | -59.4825 | 61.6022 | 32.0938 | -48.5607 | -86.051 | 95.5178 | 55.7686 | -0.86056 | 5.3965 | 16.6748
3 | 27 | 9 | -8.0999 | -23.6647 | 21.3578 | 8.772 | -24.0322 | -56.5211 | 57.3661 | 26.0265 | -40.4976 | -81.7667 | 88.9594 | 45.22 | -1.6347 | 2.8394 | 11.915
3 | 27 | 10 | -6.5074 | -22.4603 | 19.9122 | 6.8513 | -19.3074 | -53.6446 | 53.4902 | 20.3277 | -32.5358 | -77.6055 | 82.9546 | 35.3153 | -2.2042 | 0.86588 | 8.1286
3 | 27 | 11 | -6.9078 | -22.8353 | 20.4018 | 7.449 | -20.4954 | -54.5402 | 54.8015 | 22.101 | -34.5377 | -78.9011 | 84.9847 | 38.4056 | -1.8923 | 1.8668 | 9.9516
3 | 27 | 12 | -7.3134 | -23.2211 | 20.797 | 8.0519 | -21.6988 | -55.4616 | 55.8631 | 23.89 | -36.5656 | -80.2341 | 86.6314 | 41.5235 | -1.6856 | 2.5927 | 11.3552
3 | 27 | 13 | -7.7192 | -23.6092 | 21.3367 | 8.7069 | -22.9029 | -56.3887 | 57.3098 | 25.8333 | -38.5946 | -81.5752 | 88.8722 | 44.9094 | -1.2849 | 3.8515 | 13.6119
3 | 27 | 14 | -11.0504 | -26.1501 | 24.6314 | 12.9975 | -32.7863 | -62.4574 | 66.1441 | 38.5633 | -55.2496 | -90.3546 | 102.5592 | 67.04 | 0.4284 | 9.4637 | 23.995
3 | 27 | 15 | -14.3965 | -28.7042 | 28.116 | 17.6333 | -42.7143 | -68.5577 | 75.4856 | 52.3178 | -71.9796 | -99.1795 | 117.0304 | 90.9547 | 2.6486 | 16.5315 | 36.8259
3 | 27 | 16 | -17.7532 | -31.2627 | 32.038 | 22.7515 | -52.6736 | -74.6683 | 85.9995 | 67.5034 | -88.7626 | -108.0196 | 133.3174 | 117.3542 | 5.7736 | 26.1609 | 53.8894
3 | 27 | 17 | -17.5296 | -30.9537 | 31.542 | 22.2285 | -52.0101 | -73.9304 | 84.6729 | 65.9518 | -87.6444 | -106.952 | 131.2649 | 114.6487 | 5.2872 | 24.6842 | 51.3172
3 | 27 | 18 | -17.289 | -30.614 | 30.9863 | 21.6173 | -51.2964 | -73.1191 | 83.1839 | 64.1381 | -86.4417 | -105.7784 | 128.959 | 111.4867 | 4.7005 | 22.9066 | 48.2256
3 | 27 | 19 | -17.0462 | -30.3024 | 30.6906 | 21.2215 | -50.576 | -72.3747 | 82.3943 | 62.9641 | -85.2277 | -104.7015 | 127.7383 | 109.4392 | 4.5636 | 22.4077 | 47.2484
3 | 27 | 20 | -16.6329 | -29.99 | 30.0881 | 20.5113 | -49.3497 | -71.6287 | 80.7808 | 60.8567 | -83.1612 | -103.6223 | 125.2401 | 105.7732 | 3.9764 | 20.6591 | 44.2298
3 | 27 | 21 | -16.2173 | -29.6817 | 29.7016 | 19.9032 | -48.1166 | -70.8924 | 79.7407 | 59.0526 | -81.0833 | -102.5571 | 123.6257 | 102.6357 | 3.7057 | 19.7843 | 42.621
3 | 27 | 22 | -15.8231 | -29.3712 | 29.3254 | 19.3286 | -46.9471 | -70.1507 | 78.7311 | 57.3476 | -79.1125 | -101.4841 | 122.0608 | 99.6693 | 3.4597 | 18.981 | 41.1336
3 | 27 | 23 | -15.5859 | -29.2336 | 28.9943 | 18.935 | -46.243 | -69.822 | 77.8438 | 56.1799 | -77.9261 | -101.0086 | 120.6866 | 97.6389 | 3.1099 | 17.9587 | 39.3908
3 | 28 | 0 | -15.4081 | -29.1436 | 28.8041 | 18.6483 | -45.7156 | -69.6071 | 77.3303 | 55.3293 | -77.0372 | -100.6977 | 119.888 | 96.1609 | 2.9008 | 17.3369 | 38.314
3 | 28 | 1 | -15.1887 | -29.0024 | 28.5656 | 18.3212 | -45.0646 | -69.2698 | 76.691 | 54.3588 | -75.9402 | -100.2098 | 118.8978 | 94.4724 | 2.6958 | 16.7155 | 37.2203
3 | 28 | 2 | -14.4313 | -28.4127 | 27.9162 | 17.3181 | -42.8174 | -67.8613 | 74.9491 | 51.3827 | -72.1534 | -98.1721 | 116.1985 | 89.301 | 2.3904 | 15.6531 | 35.174
3 | 28 | 3 | -13.6549 | -27.8175 | 27.0167 | 16.1762 | -40.5138 | -66.4398 | 72.5405 | 47.9946 | -68.2715 | -96.1158 | 112.4696 | 83.4106 | 1.7205 | 13.5814 | 31.4929
3 | 28 | 4 | -12.8635 | -27.214 | 26.1246 | 15.037 | -38.1659 | -64.9985 | 70.1479 | 44.6145 | -64.315 | -94.0307 | 108.7624 | 77.5352 | 1.0839 | 11.598 | 27.9519
3 | 28 | 5 | -11.6152 | -26.177 | 24.6647 | 13.1941 | -34.4622 | -62.5216 | 66.2349 | 39.1467 | -58.0737 | -90.4475 | 102.7013 | 68.0238 | 0.06653 | 8.3978 | 22.2039
3 | 28 | 6 | -10.325 | -25.1233 | 23.3849 | 11.4384 | -30.6343 | -60.0049 | 62.8056 | 33.9375 | -51.6231 | -86.8066 | 97.3901 | 58.9608 | -0.62506 | 6.1039 | 17.9211
3 | 28 | 7 | -9.0747 | -24.083 | 21.9878 | 9.7033 | -26.9246 | -57.5204 | 59.0617 | 28.7897 | -45.3718 | -83.2123 | 91.5915 | 50.0061 | -1.4667 | 3.4063 | 13.0134
3 | 28 | 8 | -8.2148 | -23.426 | 21.19 | 8.6439 | -24.3732 | -55.951 | 56.9192 | 25.6463 | -41.0723 | -80.942 | 88.2693 | 44.5428 | -1.8068 | 2.2413 | 10.7979
3 | 28 | 9 | -7.3312 | -22.7322 | 20.3211 | 7.5399 | -21.7516 | -54.294 | 54.5886 | 22.3707 | -36.6545 | -78.5449 | 84.658 | 38.8464 | -2.2025 | 0.91368 | 8.305
3 | 28 | 10 | -6.4929 | -22.0917 | 19.5437 | 6.534 | -19.2644 | -52.7641 | 52.4997 | 19.3864 | -32.4633 | -76.3317 | 81.418 | 33.6583 | -2.5069 | -0.14245 | 6.2813
3 | 28 | 11 | -6.5595 | -22.1081 | 19.6115 | 6.6328 | -19.462 | -52.8034 | 52.6853 | 19.6793 | -32.7963 | -76.3886 | 81.7086 | 34.1686 | -2.4234 | 0.099098 | 6.6923
3 | 28 | 12 | -6.6029 | -22.1357 | 19.6867 | 6.7376 | -19.5908 | -52.8692 | 52.889 | 19.9904 | -33.0133 | -76.4837 | 82.0259 | 34.7098 | -2.3143 | 0.41934 | 7.2388
3 | 28 | 13 | -6.667 | -22.1514 | 19.7566 | 6.8215 | -19.7808 | -52.9068 | 53.0789 | 20.2392 | -33.3335 | -76.5381 | 82.3224 | 35.1431 | -2.2404 | 0.63046 | 7.5939
3 | 28 | 14 | -8.092 | -23.2892 | 21.1052 | 8.6636 | -24.0088 | -55.6243 | 56.6974 | 25.7047 | -40.4582 | -80.4695 | 87.9304 | 44.6526 | -1.6124 | 2.769 | 11.6554
3 | 28 | 15 | -9.4968 | -24.4221 | 22.6074 | 10.5955 | -28.177 | -58.3301 | 60.7251 | 31.4369 | -47.4822 | -84.3837 | 94.1704 | 54.6263 | -0.71596 | 5.6549 | 16.9307
3 | 28 | 16 | -10.9148 | -25.5557 | 24.0392 | 12.5529 | -32.3841 | -61.0376 | 64.5643 | 37.2442 | -54.5718 | -88.3006 | 100.1184 | 64.7309 | 0.12165 | 8.3869 | 21.9769
3 | 28 | 17 | -11.6576 | -26.2953 | 24.9639 | 13.6408 | -34.5879 | -62.8041 | 67.0386 | 40.472 | -58.2855 | -90.8561 | 103.9474 | 70.3457 | 0.65183 | 10.1186 | 25.1515
3 | 28 | 18 | -12.4326 | -27.0344 | 26.0416 | 14.8235 | -36.8874 | -64.5696 | 69.9226 | 43.981 | -62.1605 | -93.4101 | 108.4111 | 76.4509 | 1.3979 | 12.4467 | 29.2913
3 | 28 | 19 | -13.2358 | -27.8162 | 27.0155 | 16.0261 | -39.2705 | -66.4368 | 72.5282 | 47.5492 | -66.1764 | -96.1113 | 112.4429 | 82.6593 | 1.9896 | 14.3701 | 32.8145
3 | 28 | 20 | -13.6827 | -28.2258 | 27.5981 | 16.6943 | -40.5965 | -67.4151 | 74.0883 | 49.5317 | -68.4109 | -97.5267 | 114.8582 | 86.1079 | 2.3838 | 15.6083 | 35.0286
3 | 28 | 21 | -14.1328 | -28.6469 | 28.1862 | 17.3874 | -41.9317 | -68.4208 | 75.6625 | 51.5882 | -70.661 | -98.9816 | 117.2949 | 89.6863 | 2.7939 | 16.8981 | 37.3387
3 | 28 | 22 | -14.5874 | -29.0696 | 28.6211 | 18.0307 | -43.2805 | -69.4303 | 76.8279 | 53.4969 | -72.9339 | -100.4419 | 119.0998 | 93.0072 | 2.9949 | 17.6139 | 38.7312
3 | 28 | 23 | -14.8514 | -29.2759 | 29.0678 | 18.5403 | -44.064 | -69.9231 | 78.0259 | 55.0088 | -74.254 | -101.1549 | 120.9561 | 95.6394 | 3.4807 | 19.0476 | 41.1866
3 | 29 | 0 | -15.1426 | -29.4954 | 29.3128 | 18.9483 | -44.928 | -70.4474 | 78.6845 | 56.2192 | -75.7101 | -101.9133 | 121.9778 | 97.7461 | 3.623 | 19.5283 | 42.1005
3 | 29 | 1 | -15.4349 | -29.7103 | 29.6205 | 19.4183 | -45.7952 | -70.9607 | 79.5125 | 57.6137 | -77.1714 | -102.656 | 123.263 | 100.1736 | 3.8935 | 20.3703 | 43.6093
3 | 29 | 2 | -14.442 | -28.8729 | 28.423 | 17.858 | -42.8491 | -68.9605 | 76.3007 | 52.9844 | -72.2069 | -99.7623 | 118.2865 | 92.1174 | 2.9661 | 17.4755 | 38.4347
3 | 29 | 3 | -13.466 | -28.0359 | 27.2151 | 16.338 | -39.9535 | -66.9615 | 73.0638 | 48.4745 | -67.3273 | -96.8704 | 113.2731 | 84.2713 | 2.0511 | 14.6234 | 33.3467
3 | 29 | 4 | -12.4667 | -27.1633 | 26.0219 | 14.8438 | -36.9886 | -64.8773 | 69.8666 | 44.0415 | -62.331 | -93.8553 | 108.3215 | 76.5575 | 1.2357 | 12.0422 | 28.6927
3 | 29 | 5 | -10.9119 | -25.9171 | 24.2971 | 12.665 | -32.3754 | -61.9008 | 65.245 | 37.5768 | -54.5572 | -89.5493 | 101.1641 | 65.3152 | 0.13308 | 8.5456 | 22.3728
3 | 29 | 6 | -9.3413 | -24.6297 | 22.6335 | 10.5471 | -27.7156 | -58.8261 | 60.7864 | 31.293 | -46.7047 | -85.1013 | 94.2581 | 54.3866 | -0.79051 | 5.5377 | 16.8387
3 | 29 | 7 | -7.8436 | -23.3917 | 21.1793 | 8.6917 | -23.2719 | -55.8692 | 56.8906 | 25.7882 | -39.2164 | -80.8237 | 88.2252 | 44.8151 | -1.3643 | 3.5378 | 13.0003
3 | 29 | 8 | -6.8428 | -22.6179 | 20.2123 | 7.5073 | -20.3025 | -54.021 | 54.2967 | 22.2742 | -34.2126 | -78.15 | 84.2055 | 38.71 | -1.741 | 2.2473 | 10.5529
3 | 29 | 9 | -5.8427 | -21.8523 | 19.3045 | 6.3751 | -17.3352 | -52.1924 | 51.8632 | 18.9147 | -29.2123 | -75.5046 | 80.4358 | 32.8729 | -2.0154 | 1.2503 | 8.5918
3 | 29 | 10 | -4.937 | -21.0877 | 18.3863 | 5.3203 | -14.6481 | -50.3662 | 49.4005 | 15.7853 | -24.6842 | -72.8628 | 76.6198 | 27.4327 | -2.3182 | 0.17135 | 6.5056
3 | 29 | 11 | -4.688 | -20.8898 | 18.0631 | 4.9852 | -13.9093 | -49.8935 | 48.533 | 14.7911 | -23.4392 | -72.1789 | 75.2752 | 25.7027 | -2.5295 | -0.47872 | 5.3598
3 | 29 | 12 | -4.478 | -20.7383 | 17.9143 | 4.7418 | -13.2862 | -49.5317 | 48.1339 | 14.0688 | -22.3892 | -71.6555 | 74.6566 | 24.4466 | -2.5602 | -0.6152 | 5.0586
3 | 29 | 13 | -4.2624 | -20.5573 | 17.7293 | 4.4596 | -12.6465 | -49.0994 | 47.6369 | 13.2316 | -21.3112 | -71.0301 | 73.886 | 22.9895 | -2.6308 | -0.87744 | 4.5341
3 | 29 | 14 | -7.099 | -22.881 | 20.5448 | 7.8445 | -21.0625 | -54.6494 | 55.1922 | 23.2745 | -35.4933 | -79.0591 | 85.5963 | 40.4512 | -1.5907 | 2.7547 | 11.4951
3 | 29 | 15 | -10.3008 | -25.2128 | 23.6002 | 11.9093 | -30.5623 | -60.2186 | 63.3916 | 35.3347 | -51.5018 | -87.1158 | 98.3052 | 61.4174 | -0.004068 | 7.9454 | 21.105
3 | 29 | 16 | -13.4773 | -27.5364 | 26.8193 | 16.2452 | -39.987 | -65.7684 | 72.0318 | 48.1993 | -67.3839 | -95.1444 | 111.6986 | 83.782 | 2.0508 | 14.4757 | 32.9523
3 | 29 | 17 | -14.4654 | -28.1345 | 27.5577 | 17.4207 | -42.9186 | -67.1969 | 74.0158 | 51.687 | -72.3239 | -97.211 | 114.776 | 89.8334 | 2.3786 | 15.5873 | 35.0744
3 | 29 | 18 | -15.4556 | -28.7342 | 28.4568 | 18.7002 | -45.8565 | -68.6292 | 76.4313 | 55.4831 | -77.2747 | -99.2831 | 118.5223 | 96.4227 | 2.9672 | 17.4287 | 38.3872
3 | 29 | 19 | -16.4503 | -29.3382 | 29.347 | 19.9846 | -48.808 | -70.0719 | 78.8207 | 59.294 | -82.2483 | -101.3701 | 122.2261 | 103.0369 | 3.543 | 19.2348 | 41.6445
3 | 29 | 20 | -16.3069 | -29.2404 | 29.2429 | 19.758 | -48.3825 | -69.8383 | 78.5419 | 58.6217 | -81.5313 | -101.0323 | 121.7945 | 101.8671 | 3.4535 | 18.9428 | 41.098
3 | 29 | 21 | -16.1256 | -29.1059 | 29.0816 | 19.4806 | -47.8444 | -69.5171 | 78.1095 | 57.7988 | -80.6247 | -100.5675 | 121.1246 | 100.4377 | 3.3308 | 18.5469 | 40.3702
3 | 29 | 22 | -15.967 | -29.0014 | 28.9449 | 19.2454 | -47.374 | -69.2676 | 77.7446 | 57.1009 | -79.8319 | -100.2065 | 120.5605 | 99.222 | 3.2219 | 18.2039 | 39.7441
3 | 29 | 23 | -15.4511 | -28.7674 | 28.626 | 18.7068 | -45.8433 | -68.7087 | 76.8852 | 55.5028 | -77.2524 | -99.398 | 119.2255 | 96.4558 | 3.1142 | 17.836 | 39.0309
3 | 30 | 0 | -14.9793 | -28.5497 | 28.2739 | 18.1765 | -44.4434 | -68.1886 | 75.9397 | 53.9294 | -74.8934 | -98.6456 | 117.7597 | 93.7304 | 2.9214 | 17.2372 | 37.9511
3 | 30 | 1 | -14.505 | -28.3328 | 27.9782 | 17.6811 | -43.0361 | -67.6704 | 75.1443 | 52.4596 | -72.5219 | -97.896 | 116.5252 | 91.1855 | 2.8216 | 16.8974 | 37.2927
3 | 30 | 2 | -12.5364 | -26.8687 | 25.8147 | 14.7022 | -37.1952 | -64.1736 | 69.3361 | 43.6213 | -62.6792 | -92.8373 | 107.5205 | 75.8112 | 1.1119 | 11.5885 | 27.8152
3 | 30 | 3 | -10.4848 | -25.3533 | 23.6826 | 11.7803 | -31.1083 | -60.5542 | 63.6132 | 34.9522 | -52.4219 | -87.6013 | 98.6493 | 60.7349 | -0.37517 | 6.9029 | 19.361
3 | 30 | 4 | -8.5196 | -23.8867 | 21.7495 | 9.1341 | -25.2777 | -57.0513 | 58.4261 | 27.1008 | -42.5965 | -82.5338 | 90.6095 | 47.0781 | -1.5226 | 3.1979 | 12.5573
3 | 30 | 5 | -6.3982 | -22.2731 | 19.657 | 6.5901 | -18.9833 | -53.1974 | 52.812 | 19.5527 | -31.9896 | -76.9585 | 81.9088 | 33.9599 | -2.4242 | 0.1839 | 6.9206
3 | 30 | 6 | -4.6693 | -20.6263 | 17.8208 | 4.5145 | -13.8537 | -49.2641 | 47.8867 | 13.3945 | -23.3455 | -71.2684 | 74.2765 | 23.252 | -2.9602 | -1.8367 | 2.9146
3 | 30 | 7 | -2.9606 | -18.9674 | 15.9169 | 2.7066 | -8.7841 | -45.302 | 42.7786 | 8.0306 | -14.8025 | -65.5365 | 66.3602 | 13.9339 | -3.3044 | -3.2769 | -0.044925
3 | 30 | 8 | -2.1017 | -17.7205 | 14.5208 | 1.998 | -6.2356 | -42.324 | 39.0411 | 5.9281 | -10.5079 | -61.2284 | 60.5747 | 10.2927 | -3.3034 | -3.5904 | -0.86885
3 | 30 | 9 | -1.8098 | -16.435 | 13.2962 | 1.717 | -5.3697 | -39.2536 | 35.7631 | 5.0944 | -9.0487 | -56.7866 | 55.5006 | 8.8457 | -3.2315 | -3.7658 | -1.489
3 | 30 | 10 | -1.6687 | -15.1819 | 12.0988 | 1.5854 | -4.9511 | -36.2606 | 32.559 | 4.704 | -8.3433 | -52.4568 | 50.542 | 8.168 | -3.1663 | -3.9488 | -2.0902
3 | 30 | 11 | -1.5365 | -14.4832 | 11.4237 | 1.4688 | -4.5588 | -34.592 | 30.7514 | 4.3579 | -7.6823 | -50.0429 | 47.7438 | 7.5682 | -3.1273 | -4.0415 | -2.4132
3 | 30 | 12 | -1.4333 | -13.7794 | 10.777 | 1.3913 | -4.2526 | -32.911 | 29.0208 | 4.1279 | -7.1662 | -47.611 | 45.0655 | 7.1704 | -3.0445 | -4.0149 | -2.5414
3 | 30 | 13 | -1.3213 | -13.0811 | 10.1469 | 1.295 | -3.9203 | -31.2431 | 27.3341 | 3.8421 | -6.6062 | -45.1981 | 42.4545 | 6.6756 | -2.9605 | -3.9872 | -2.6742
3 | 30 | 14 | -1.3446 | -14.6369 | 11.5665 | 1.3261 | -3.9894 | -34.9591 | 31.1427 | 3.9345 | -6.7227 | -50.5739 | 48.357 | 6.8364 | -3.089 | -3.8713 | -2.1031
3 | 30 | 15 | -1.9594 | -16.1479 | 13.0321 | 1.6396 | -5.8136 | -38.5679 | 35.077 | 4.8648 | -9.7967 | -55.7945 | 54.4561 | 8.4353 | -3.4355 | -4.4397 | -2.6999
3 | 30 | 16 | -2.7835 | -17.7074 | 14.6649 | 2.1502 | -8.2587 | -42.2926 | 39.459 | 6.3797 | -13.9171 | -61.1829 | 61.2484 | 11.044 | -3.6758 | -4.7127 | -2.8076
3 | 30 | 17 | -2.9261 | -18.2444 | 15.2428 | 2.215 | -8.6817 | -43.5752 | 41.0037 | 6.572 | -14.6299 | -63.0385 | 63.6376 | 11.3717 | -3.7127 | -4.6812 | -2.6591
3 | 30 | 18 | -3.0857 | -18.8273 | 15.7634 | 2.294 | -9.1554 | -44.9674 | 42.3938 | 6.8062 | -15.4281 | -65.0524 | 65.7865 | 11.7729 | -3.8556 | -4.9226 | -2.9211
3 | 30 | 19 | -3.6035 | -19.4105 | 16.3919 | 2.8427 | -10.6914 | -46.3604 | 44.0729 | 8.4342 | -18.0165 | -67.0678 | 68.3826 | 14.6014 | -3.7793 | -4.5447 | -2.1003
3 | 30 | 20 | -4.0638 | -19.8564 | 16.8614 | 3.3943 | -12.0572 | -47.4254 | 45.3283 | 10.0708 | -20.318 | -68.6084 | 70.3248 | 17.4472 | -3.6645 | -4.0834 | -1.1544
3 | 30 | 21 | -4.4622 | -20.2588 | 17.3771 | 3.8839 | -13.2394 | -48.3864 | 46.7049 | 11.5235 | -22.3102 | -69.9986 | 72.4523 | 19.9744 | -3.46 | -3.3974 | 0.11787
3 | 30 | 22 | -4.9279 | -20.7163 | 17.8578 | 4.4494 | -14.6209 | -49.4792 | 47.9882 | 13.2012 | -24.6384 | -71.5796 | 74.4357 | 22.8919 | -3.337 | -2.9108 | 1.1096
3 | 30 | 23 | -5.4091 | -21.2032 | 18.4215 | 5.1222 | -16.0487 | -50.6421 | 49.4972 | 15.1975 | -27.0443 | -73.2618 | 76.7716 | 26.3684 | -3.0685 | -1.996 | 2.8339
3 | 31 | 0 | -5.9407 | -21.6969 | 19.003 | 5.8492 | -17.6259 | -51.8213 | 51.0539 | 17.3546 | -29.7021 | -74.9678 | 79.1814 | 30.124 | -2.7854 | -1.0387 | 4.6355
3 | 31 | 1 | -6.4602 | -22.1744 | 19.6151 | 6.5917 | -19.1675 | -52.9618 | 52.6921 | 19.5574 | -32.2999 | -76.6177 | 81.7168 | 33.9576 | -2.4279 | 0.12025 | 6.7568
3 | 31 | 2 | -7.1144 | -22.9283 | 20.5132 | 7.5196 | -21.1084 | -54.7624 | 55.0908 | 22.3107 | -35.5707 | -79.2225 | 85.4253 | 38.7541 | -2.0099 | 1.5307 | 9.3862
3 | 31 | 3 | -7.7362 | -23.6626 | 21.3506 | 8.4659 | -22.9533 | -56.5161 | 57.3273 | 25.1183 | -38.6796 | -81.7595 | 88.8827 | 43.645 | -1.5822 | 2.9762 | 12.0885
3 | 31 | 4 | -8.3747 | -24.4167 | 22.1635 | 9.4303 | -24.8476 | -58.3172 | 59.498 | 27.9795 | -41.8718 | -84.3652 | 92.2384 | 48.6288 | -1.1976 | 4.3127 | 14.6303
3 | 31 | 5 | -8.1609 | -24.2824 | 21.9748 | 9.1639 | -24.2132 | -57.9966 | 58.9933 | 27.1891 | -40.8027 | -83.9013 | 91.4577 | 47.256 | -1.3047 | 3.9726 | 14.0098
3 | 31 | 6 | -8.011 | -24.1964 | 21.8445 | 8.9746 | -23.7686 | -57.791 | 58.6423 | 26.6276 | -40.0535 | -83.6039 | 90.9125 | 46.2815 | -1.3883 | 3.7103 | 13.5366
3 | 31 | 7 | -7.8175 | -24.0669 | 21.6858 | 8.769 | -23.1944 | -57.4819 | 58.219 | 26.0174 | -39.0859 | -83.1567 | 90.2582 | 45.2215 | -1.4296 | 3.5601 | 13.2371
3 | 31 | 8 | -6.9303 | -23.168 | 20.686 | 7.5747 | -20.5621 | -55.335 | 55.5467 | 22.474 | -34.6501 | -80.0508 | 86.1255 | 39.0572 | -1.8377 | 2.1237 | 10.4818
3 | 31 | 9 | -6.021 | -22.2719 | 19.626 | 6.4315 | -17.8641 | -53.1946 | 52.7134 | 19.0821 | -30.1036 | -76.9544 | 81.7432 | 33.1582 | -2.2354 | 0.73684 | 7.8435
3 | 31 | 10 | -5.1502 | -21.3372 | 18.6005 | 5.31 | -15.2805 | -50.9623 | 49.9711 | 15.7548 | -25.7498 | -73.725 | 77.5009 | 27.3682 | -2.5769 | -0.51681 | 5.3942
3 | 31 | 11 | -5.611 | -21.7879 | 19.1808 | 5.9561 | -16.6479 | -52.0387 | 51.5276 | 17.6717 | -28.0541 | -75.2822 | 79.9125 | 30.7072 | -2.262 | 0.51267 | 7.2834
3 | 31 | 12 | -6.0713 | -22.1947 | 19.6067 | 6.5618 | -18.0135 | -53.0101 | 52.6707 | 19.4687 | -30.3553 | -76.6876 | 81.6848 | 33.8353 | -2.0975 | 1.1158 | 8.4772
3 | 31 | 13 | -6.5292 | -22.5991 | 20.1264 | 7.1776 | -19.372 | -53.9762 | 54.0649 | 21.2957 | -32.6445 | -78.0852 | 83.8452 | 37.0161 | -1.8243 | 2.0125 | 10.1317
3 | 31 | 14 | -9.7814 | -25.0787 | 23.2693 | 11.3306 | -29.0214 | -59.8985 | 62.4958 | 33.6176 | -48.9052 | -86.6527 | 96.9101 | 58.4428 | -0.26028 | 7.1935 | 19.7949
3 | 31 | 15 | -13.084 | -27.6014 | 26.6129 | 15.842 | -38.8202 | -65.9236 | 71.4625 | 47.0031 | -65.4175 | -95.369 | 110.8034 | 81.7202 | 1.7695 | 13.7218 | 31.7371
3 | 31 | 16 | -16.343 | -30.0779 | 30.3396 | 20.7566 | -48.4895 | -71.8385 | 81.457 | 61.5846 | -81.7117 | -103.9258 | 126.2894 | 107.0766 | 4.6754 | 22.7136 | 47.7286
3 | 31 | 17 | -17.6997 | -30.8783 | 31.6701 | 22.7087 | -52.5148 | -73.7502 | 85.0364 | 67.3763 | -88.495 | -106.6913 | 131.8449 | 117.1375 | 5.8008 | 26.1477 | 53.7961
3 | 31 | 18 | -19.0661 | -31.6745 | 32.9245 | 24.6143 | -56.5689 | -75.6519 | 88.4104 | 73.0303 | -95.3267 | -109.4425 | 137.0809 | 126.9574 | 6.7982 | 29.2198 | 59.2691
3 | 31 | 19 | -20.4733 | -32.5181 | 34.3196 | 26.7196 | -60.7441 | -77.6667 | 92.162 | 79.2768 | -102.3624 | -112.3572 | 142.9025 | 137.8064 | 8.0479 | 33.0281 | 65.9893
3 | 31 | 20 | -20.4965 | -32.4133 | 34.1499 | 26.6429 | -60.8127 | -77.4164 | 91.7173 | 79.0492 | -102.4781 | -111.9951 | 142.222 | 137.4031 | 7.8831 | 32.5373 | 65.1519
3 | 31 | 21 | -20.4887 | -32.2976 | 34.1322 | 26.6202 | -60.7898 | -77.1402 | 91.6797 | 78.9817 | -102.4395 | -111.5956 | 142.172 | 137.2804 | 7.9661 | 32.7314 | 65.4174
3 | 31 | 22 | -20.4746 | -32.1772 | 34.066 | 26.5193 | -60.7478 | -76.8526 | 91.5116 | 78.6824 | -102.3687 | -111.1795 | 141.9195 | 136.7564 | 7.9335 | 32.5936 | 65.1277
3 | 31 | 23 | -20.1067 | -31.9271 | 33.6406 | 26.0133 | -59.6565 | -76.2553 | 90.3771 | 77.1812 | -100.5296 | -110.3155 | 140.1669 | 134.1509 | 7.62 | 31.6465 | 63.4727
4 | 1 | 0 | -19.7166 | -31.658 | 33.334 | 25.5851 | -58.499 | -75.6124 | 89.5642 | 75.9106 | -98.5792 | -109.3854 | 138.9152 | 131.9485 | 7.5445 | 31.3634 | 62.8991
4 | 1 | 1 | -19.2901 | -31.3481 | 32.9562 | 25.0469 | -57.2334 | -74.8724 | 88.5567 | 74.3139 | -96.4463 | -108.3149 | 137.359 | 129.1777 | 7.3649 | 30.7648 | 61.7755
4 | 1 | 2 | -16.2548 | -29.2273 | 29.3836 | 20.2017 | -48.2276 | -69.807 | 78.9358 | 59.9382 | -81.2704 | -100.9869 | 122.4187 | 104.1833 | 4.1033 | 20.8394 | 44.3446
4 | 1 | 3 | -13.1555 | -27.0446 | 26.1846 | 15.6294 | -39.0323 | -64.5939 | 70.3416 | 46.3722 | -65.775 | -93.4453 | 109.09 | 80.5971 | 1.6138 | 13.0877 | 30.4669
4 | 1 | 4 | -10.1192 | -24.9209 | 23.1175 | 11.4126 | -30.0235 | -59.5215 | 62.1031 | 33.8611 | -50.5938 | -86.1073 | 96.3137 | 58.8434 | -0.50989 | 6.4192 | 18.456
4 | 1 | 5 | -7.3999 | -22.943 | 20.6237 | 7.9931 | -21.9554 | -54.7974 | 55.4113 | 23.7155 | -36.998 | -79.2731 | 85.9421 | 41.2075 | -1.726 | 2.374 | 10.8785
4 | 1 | 6 | -4.7204 | -20.9738 | 18.2251 | 4.8521 | -14.0054 | -50.0941 | 48.977 | 14.3962 | -23.6011 | -72.4691 | 75.9709 | 25.0092 | -2.6169 | -0.72633 | 4.9099
4 | 1 | 7 | -2.3481 | -18.9499 | 15.8247 | 2.2051 | -6.9669 | -45.2602 | 42.5366 | 6.5424 | -11.7402 | -65.476 | 65.9894 | 11.3571 | -3.2682 | -3.1481 | 0.13028
4 | 1 | 8 | -1.6395 | -18.2719 | 14.9573 | 1.6074 | -4.8643 | -43.6409 | 40.2025 | 4.7691 | -8.197 | -63.1336 | 62.3665 | 8.2847 | -3.3467 | -3.5336 | -0.67942
4 | 1 | 9 | -1.2929 | -17.5802 | 14.2511 | 1.2365 | -3.8359 | -41.9889 | 38.3041 | 3.6685 | -6.464 | -60.7436 | 59.4211 | 6.372 | -3.3855 | -3.8522 | -1.4145
4 | 1 | 10 | -0.97716 | -16.8552 | 13.3885 | 0.89756 | -2.8992 | -40.2573 | 35.984 | 2.663 | -4.8856 | -58.2386 | 55.8207 | 4.6246 | -3.5463 | -4.5095 | -2.6788
4 | 1 | 11 | -1.0908 | -17.279 | 13.8609 | 1.0113 | -3.2364 | -41.2694 | 37.2567 | 3.0006 | -5.4539 | -59.7027 | 57.7975 | 5.2106 | -3.4976 | -4.2486 | -2.1485
4 | 1 | 12 | -1.2917 | -17.6644 | 14.3226 | 1.1938 | -3.8325 | -42.1899 | 38.498 | 3.542 | -6.4583 | -61.0344 | 59.7236 | 6.1505 | -3.4397 | -3.9823 | -1.6187
4 | 1 | 13 | -1.8625 | -18.0472 | 14.7794 | 1.6653 | -5.5261 | -43.1042 | 39.7274 | 4.941 | -9.3122 | -62.357 | 61.6319 | 8.5757 | -3.465 | -3.9619 | -1.4617
4 | 1 | 14 | -2.8727 | -19.4697 | 16.3856 | 2.6842 | -8.5232 | -46.5018 | 44.0374 | 7.9639 | -14.3628 | -67.2723 | 68.3121 | 13.8262 | -3.2726 | -3.0237 | 0.50314
4 | 1 | 15 | -4.6197 | -20.8892 | 18.0473 | 4.6078 | -13.7065 | -49.8921 | 48.4951 | 13.6713 | -23.0975 | -72.1768 | 75.2203 | 23.7463 | -2.8538 | -1.4322 | 3.6923
4 | 1 | 16 | -6.6085 | -22.3662 | 19.8732 | 6.9477 | -19.6072 | -53.4198 | 53.3932 | 20.6137 | -33.0409 | -77.2802 | 82.8106 | 35.8151 | -2.1537 | 0.98 | 8.3046
4 | 1 | 17 | -8.207 | -23.706 | 21.5571 | 9.0519 | -24.35 | -56.6199 | 57.9081 | 26.8569 | -41.0332 | -81.9097 | 89.8053 | 46.6749 | -1.304 | 3.7952 | 13.5373
4 | 1 | 18 | -9.7718 | -25.0157 | 23.1054 | 11.1567 | -28.9929 | -59.748 | 62.0583 | 33.1019 | -48.8571 | -86.435 | 96.2341 | 57.539 | -0.5254 | 6.4193 | 18.4809
4 | 1 | 19 | -11.3939 | -26.3624 | 24.8669 | 13.4458 | -33.8055 | -62.9644 | 66.7807 | 39.8935 | -56.967 | -91.088 | 103.5496 | 69.3526 | 0.55646 | 9.9043 | 24.8472
4 | 1 | 20 | -12.7951 | -27.4289 | 26.3299 | 15.437 | -37.963 | -65.5116 | 70.6991 | 45.8014 | -63.973 | -94.7729 | 109.617 | 79.6291 | 1.5429 | 13.026 | 30.5002
4 | 1 | 21 | -14.1233 | -28.4489 | 27.7727 | 17.3822 | -41.9036 | -67.9478 | 74.5653 | 51.5728 | -70.6135 | -98.2973 | 115.6047 | 89.6665 | 2.5827 | 16.2867 | 36.3604
4 | 1 | 22 | -15.4863 | -29.503 | 29.4849 | 19.5578 | -45.9476 | -70.4654 | 79.1527 | 58.0277 | -77.4282 | -101.9394 | 122.709 | 100.8936 | 4.0534 | 20.7674 | 44.235
4 | 1 | 23 | -16.5528 | -30.306 | 30.598 | 21.1684 | -49.112 | -72.3834 | 82.1418 | 62.8065 | -82.7607 | -104.7141 | 127.3437 | 109.2042 | 4.9076 | 23.4529 | 49.0731
4 | 2 | 0 | -17.568 | -31.0582 | 31.7426 | 22.769 | -52.124 | -74.1799 | 85.2127 | 67.5554 | -87.8363 | -107.313 | 132.1029 | 117.4651 | 5.8855 | 26.4642 | 54.4187
4 | 2 | 1 | -18.5922 | -31.8513 | 32.9607 | 24.4578 | -55.163 | -76.0743 | 88.4821 | 72.5661 | -92.9574 | -110.0536 | 137.1709 | 126.1811 | 6.975 | 29.811 | 60.341
4 | 2 | 2 | -17.8133 | -31.2673 | 31.9679 | 23.0909 | -52.8519 | -74.6794 | 85.8169 | 68.5103 | -89.063 | -108.0356 | 133.0391 | 119.1255 | 5.9781 | 26.7959 | 55.0661
4 | 2 | 3 | -17.0597 | -30.6814 | 31.114 | 21.877 | -50.6159 | -73.28 | 83.525 | 64.9086 | -85.295 | -106.0112 | 129.4861 | 112.8589 | 5.2499 | 24.5377 | 51.0389
4 | 2 | 4 | -16.2775 | -30.0991 | 30.2374 | 20.6599 | -48.2952 | -71.8893 | 81.1739 | 61.2976 | -81.3843 | -103.9992 | 125.8433 | 106.576 | 4.5206 | 22.287 | 47.0357
4 | 2 | 5 | -15.1111 | -29.2597 | 28.9287 | 18.8725 | -44.8346 | -69.8845 | 77.6628 | 55.9944 | -75.5526 | -101.099 | 120.4017 | 97.3574 | 3.4303 | 18.9381 | 41.1075
4 | 2 | 6 | -13.9236 | -28.4143 | 27.8421 | 17.2075 | -41.311 | -67.8651 | 74.7456 | 51.0543 | -69.6149 | -98.1777 | 115.8792 | 88.7683 | 2.7118 | 16.6238 | 36.8549
4 | 2 | 7 | -12.7582 | -27.5791 | 26.5916 | 15.512 | -37.8535 | -65.8704 | 71.3908 | 46.024 | -63.7885 | -95.292 | 110.6801 | 80.0221 | 1.7663 | 13.6909 | 31.6217
4 | 2 | 8 | -11.8306 | -26.8361 | 25.6324 | 14.2051 | -35.1013 | -64.0958 | 68.8216 | 42.1463 | -59.1506 | -92.7247 | 106.7021 | 73.2775 | 1.1708 | 11.7709 | 28.1042
4 | 2 | 9 | -10.9165 | -26.1002 | 24.6072 | 12.8828 | -32.389 | -62.3381 | 66.0746 | 38.2231 | -54.5801 | -90.1819 | 102.4476 | 66.4537 | 0.47343 | 9.5706 | 24.1392
4 | 2 | 10 | -9.9886 | -25.3602 | 23.6299 | 11.6009 | -29.6361 | -60.5708 | 63.4548 | 34.4198 | -49.941 | -87.6252 | 98.3895 | 59.8379 | -0.11805 | 7.6677 | 20.6611
4 | 2 | 11 | -10.0672 | -25.4017 | 23.7242 | 11.7721 | -29.8691 | -60.6699 | 63.7107 | 34.9276 | -50.3337 | -87.7687 | 98.7885 | 60.7247 | 0.027397 | 8.0993 | 21.4109
4 | 2 | 12 | -10.2166 | -25.4914 | 23.8259 | 11.9997 | -30.3126 | -60.8841 | 63.9856 | 35.6031 | -51.081 | -88.0785 | 99.2161 | 61.902 | 0.11771 | 8.3921 | 21.9587
4 | 2 | 13 | -10.3069 | -25.529 | 23.8631 | 12.1397 | -30.5805 | -60.974 | 64.0866 | 36.0184 | -51.5325 | -88.2086 | 99.3738 | 62.6263 | 0.16683 | 8.5505 | 22.259
4 | 2 | 14 | -12.1971 | -26.9128 | 25.6914 | 14.6259 | -36.1887 | -64.2791 | 68.9916 | 43.3948 | -60.983 | -92.9899 | 106.9753 | 75.4469 | 1.2074 | 11.9187 | 28.4493
4 | 2 | 15 | -14.0789 | -28.2506 | 27.5902 | 17.1841 | -41.7719 | -67.4743 | 74.0832 | 50.985 | -70.3916 | -97.6123 | 114.8639 | 88.6387 | 2.4447 | 15.822 | 35.4987
4 | 2 | 16 | -15.9981 | -29.6356 | 29.6983 | 19.984 | -47.4661 | -70.7821 | 79.7354 | 59.2924 | -79.9871 | -102.3976 | 123.6203 | 103.078 | 4.0487 | 20.7795 | 44.3137
4 | 2 | 17 | -17.1757 | -30.5399 | 31.0825 | 21.878 | -50.9601 | -72.942 | 83.4515 | 64.9119 | -85.875 | -105.5222 | 129.3817 | 112.8555 | 5.2449 | 24.4613 | 50.8399
4 | 2 | 18 | -18.3647 | -31.445 | 32.5137 | 23.8227 | -54.488 | -75.1039 | 87.295 | 70.6817 | -91.82 | -108.6497 | 135.3413 | 122.8915 | 6.5267 | 28.3849 | 57.7631
4 | 2 | 19 | -19.5102 | -32.3245 | 33.9573 | 25.7806 | -57.8866 | -77.2044 | 91.1708 | 76.4908 | -97.5471 | -111.6885 | 141.3501 | 132.9987 | 7.9032 | 32.5706 | 65.1131
4 | 2 | 20 | -19.9118 | -32.672 | 34.4038 | 26.4767 | -59.0781 | -78.0343 | 92.3741 | 78.556 | -99.555 | -112.889 | 143.2196 | 136.5931 | 8.2967 | 33.8177 | 67.3686
4 | 2 | 21 | -20.3412 | -33.0221 | 34.9673 | 27.2684 | -60.3522 | -78.8705 | 93.8858 | 80.9051 | -101.702 | -114.0987 | 145.5622 | 140.6804 | 8.8724 | 35.5682 | 70.4419
4 | 2 | 22 | -20.7203 | -33.3344 | 35.5791 | 28.0174 | -61.4767 | -79.6165 | 95.5291 | 83.1273 | -103.597 | -115.1779 | 148.1107 | 144.5483 | 9.5419 | 37.5633 | 73.8841
4 | 2 | 23 | -21.0859 | -33.6599 | 36.0143 | 28.6954 | -62.5615 | -80.3939 | 96.6984 | 85.139 | -105.425 | -116.3025 | 149.9242 | 148.052 | 9.964 | 38.8821 | 76.2486
4 | 3 | 0 | -21.4631 | -33.9926 | 36.6248 | 29.4508 | -63.6809 | -81.1886 | 98.3354 | 87.3803 | -107.3113 | -117.4523 | 152.4606 | 151.9535 | 10.6198 | 40.8462 | 79.6504
4 | 3 | 1 | -21.794 | -34.2826 | 37.0173 | 30.044 | -64.6627 | -81.8811 | 99.3916 | 89.1403 | -108.9658 | -118.454 | 154.0999 | 155.0186 | 10.9847 | 41.9881 | 81.6988
4 | 3 | 2 | -19.9682 | -32.9527 | 34.7134 | 26.8975 | -59.2454 | -78.7049 | 93.1974 | 79.8044 | -99.8369 | -113.8591 | 144.4896 | 138.7795 | 8.6899 | 35.0516 | 69.573
4 | 3 | 3 | -18.1504 | -31.6183 | 32.6812 | 24.0029 | -53.8521 | -75.5177 | 87.7381 | 71.2163 | -90.7485 | -109.2484 | 136.0228 | 123.8437 | 6.9153 | 29.5846 | 59.8697
4 | 3 | 4 | -16.3289 | -30.2853 | 30.5426 | 21.0669 | -48.4476 | -72.334 | 81.9979 | 62.5053 | -81.6411 | -104.6427 | 127.1244 | 108.6912 | 4.9953 | 23.7215 | 49.5319
4 | 3 | 5 | -14.8684 | -29.221 | 28.9603 | 18.7945 | -44.1144 | -69.792 | 77.7493 | 55.7629 | -74.3391 | -100.9652 | 120.5375 | 96.9643 | 3.6653 | 19.6058 | 42.1975
4 | 3 | 6 | -13.4028 | -28.1584 | 27.4796 | 16.6561 | -39.7659 | -67.2541 | 73.7777 | 49.4185 | -67.0111 | -97.2938 | 114.383 | 85.9305 | 2.5745 | 16.1762 | 36.0086
4 | 3 | 7 | -11.9375 | -27.1009 | 25.8468 | 14.4402 | -35.4185 | -64.7282 | 69.3939 | 42.8439 | -59.6852 | -93.6396 | 107.5866 | 74.4963 | 1.2486 | 12.0911 | 28.758
4 | 3 | 8 | -11.075 | -26.4499 | 25.1023 | 13.3598 | -32.8595 | -63.1735 | 67.3965 | 39.6384 | -55.373 | -91.3905 | 104.4911 | 68.9239 | 0.9371 | 11.0019 | 26.6515
4 | 3 | 9 | -10.2399 | -25.8324 | 24.2112 | 12.2203 | -30.3816 | -61.6986 | 65.0073 | 36.2574 | -51.1973 | -89.2568 | 100.7895 | 63.045 | 0.35919 | 9.1845 | 23.3803
4 | 3 | 10 | -9.4057 | -25.1952 | 23.3383 | 11.1091 | -27.9065 | -60.1768 | 62.667 | 32.9607 | -47.0264 | -87.0552 | 97.1639 | 57.312 | -0.15342 | 7.5445 | 20.3942
4 | 3 | 11 | -8.8981 | -24.7876 | 22.8549 | 10.5006 | -26.4006 | -59.2032 | 61.3727 | 31.1553 | -44.4888 | -85.6469 | 95.1601 | 54.1753 | -0.33018 | 6.9241 | 19.1997
4 | 3 | 12 | -8.3643 | -24.3413 | 22.2544 | 9.8279 | -24.8167 | -58.1373 | 59.768 | 29.1591 | -41.8196 | -84.1048 | 92.6787 | 50.7062 | -0.62332 | 5.9732 | 17.4604
4 | 3 | 13 | -7.846 | -23.9037 | 21.6457 | 9.1753 | -23.279 | -57.0919 | 58.1371 | 27.223 | -39.2284 | -82.5926 | 90.1529 | 47.3412 | -0.92869 | 4.9892 | 15.6732
4 | 3 | 14 | -9.886 | -25.3987 | 23.6132 | 11.8049 | -29.3316 | -60.6627 | 63.4191 | 35.025 | -49.4279 | -87.7582 | 98.3417 | 60.9073 | 0.13344 | 8.4498 | 22.0629
4 | 3 | 15 | -11.9564 | -26.8971 | 25.6964 | 14.6251 | -35.4744 | -64.2416 | 69.013 | 43.3924 | -59.7795 | -92.9356 | 107.015 | 75.4563 | 1.468 | 12.6894 | 29.7562
4 | 3 | 16 | -14.041 | -28.3957 | 27.8541 | 17.5626 | -41.6596 | -67.8208 | 74.8027 | 52.108 | -70.2024 | -98.1136 | 115.9886 | 90.6089 | 2.9799 | 17.4303 | 38.2816
4 | 3 | 17 | -14.325 | -28.6002 | 28.098 | 17.9111 | -42.502 | -68.3091 | 75.4572 | 53.1421 | -71.6218 | -98.82 | 117.0028 | 92.4059 | 3.084 | 17.7881 | 38.9669
4 | 3 | 18 | -14.6088 | -28.7999 | 28.5287 | 18.3565 | -43.3442 | -68.7862 | 76.6074 | 54.4636 | -73.0411 | -99.5102 | 118.781 | 94.7018 | 3.4765 | 18.9405 | 40.9315
4 | 3 | 19 | -14.9476 | -29.0518 | 28.8647 | 18.8179 | -44.3493 | -69.3879 | 77.5092 | 55.8326 | -74.7348 | -100.3806 | 120.1791 | 97.081 | 3.6832 | 19.6047 | 42.1447
4 | 3 | 20 | -14.7386 | -28.9541 | 28.7487 | 18.5582 | -43.7292 | -69.1544 | 77.1946 | 55.0618 | -73.6899 | -100.0429 | 119.6884 | 95.7409 | 3.6142 | 19.3728 | 41.6966
4 | 3 | 21 | -14.6085 | -28.9056 | 28.6319 | 18.33 | -43.3431 | -69.0387 | 76.8751 | 54.3848 | -73.0393 | -99.8754 | 119.1882 | 94.5633 | 3.4478 | 18.8781 | 40.8368
4 | 3 | 22 | -14.4755 | -28.8533 | 28.5117 | 18.1061 | -42.9487 | -68.9138 | 76.5476 | 53.7207 | -72.3747 | -99.6947 | 118.6766 | 93.4077 | 3.289 | 18.4058 | 40.0149
4 | 3 | 23 | -14.3996 | -28.7708 | 28.3936 | 17.9566 | -42.7233 | -68.7168 | 76.2322 | 53.2771 | -71.9949 | -99.4097 | 118.1888 | 92.6337 | 3.1799 | 18.0691 | 39.4179
4 | 4 | 0 | -14.3595 | -28.7314 | 28.3409 | 17.8733 | -42.6045 | -68.6226 | 76.0919 | 53.0299 | -71.7947 | -99.2736 | 117.9725 | 92.203 | 3.1233 | 17.8946 | 39.1072
4 | 4 | 1 | -14.2968 | -28.6516 | 28.0994 | 17.6519 | -42.4185 | -68.432 | 75.4467 | 52.3729 | -71.4812 | -98.9978 | 116.9748 | 91.0547 | 2.8028 | 16.969 | 37.5505
4 | 4 | 2 | -12.7424 | -27.5127 | 26.5286 | 15.4322 | -37.8066 | -65.7119 | 71.2292 | 45.7872 | -63.7095 | -95.0627 | 110.4359 | 79.6042 | 1.7056 | 13.4978 | 31.2679
4 | 4 | 3 | -11.202 | -26.3712 | 24.9559 | 13.2893 | -33.2363 | -62.9855 | 67.0103 | 39.4291 | -56.0078 | -91.1186 | 103.898 | 68.5475 | 0.67188 | 10.2176 | 25.3191
4 | 4 | 4 | -9.6456 | -25.2273 | 23.3371 | 11.1561 | -28.6185 | -60.2533 | 62.6684 | 33.1001 | -48.2262 | -87.1659 | 97.1699 | 57.542 | -0.3797 | 6.8967 | 19.3198
4 | 4 | 5 | -8.4544 | -24.2883 | 22.1746 | 9.6268 | -25.0841 | -58.0106 | 59.5512 | 28.5626 | -42.2703 | -83.9215 | 92.3404 | 49.6507 | -0.94123 | 5.0192 | 15.7993
4 | 4 | 6 | -7.3467 | -23.3406 | 20.9838 | 8.2944 | -21.7977 | -55.7471 | 56.3585 | 24.6095 | -36.7321 | -80.6471 | 87.3941 | 42.7811 | -1.4091 | 3.4232 | 12.796
4 | 4 | 7 | -6.3188 | -22.4016 | 19.9097 | 7.0806 | -18.7479 | -53.5044 | 53.4799 | 21.0082 | -31.5928 | -77.4026 | 82.9355 | 36.5206 | -1.7301 | 2.2358 | 10.4606
4 | 4 | 8 | -5.2182 | -21.2056 | 18.515 | 5.7148 | -15.4823 | -50.6479 | 49.7448 | 16.9558 | -26.0899 | -73.2702 | 77.1526 | 29.4718 | -2.194 | 0.57048 | 7.2644
4 | 4 | 9 | -4.0776 | -19.9644 | 17.012 | 4.4848 | -12.0981 | -47.6834 | 45.7199 | 13.3064 | -20.387 | -68.9816 | 70.9213 | 23.1317 | -2.5452 | -0.75518 | 4.6843
4 | 4 | 10 | -3.1147 | -18.718 | 15.7393 | 3.4212 | -9.2413 | -44.7063 | 42.3137 | 10.1506 | -15.5729 | -64.6748 | 65.6493 | 17.6451 | -2.6722 | -1.4833 | 3.0467
4 | 4 | 11 | -2.464 | -17.2239 | 14.127 | 2.6156 | -7.3107 | -41.1378 | 37.9891 | 7.7606 | -12.3196 | -59.5124 | 58.948 | 13.487 | -2.9452 | -2.6989 | 0.60291
4 | 4 | 12 | -2.1099 | -15.6624 | 12.5966 | 2.2422 | -6.2601 | -37.4085 | 33.8872 | 6.6527 | -10.5492 | -54.1173 | 52.5942 | 11.5625 | -2.9335 | -3.1287 | -0.50984
4 | 4 | 13 | -1.8443 | -14.1534 | 11.2371 | 1.9539 | -5.4719 | -33.8044 | 30.241 | 5.7971 | -9.221 | -48.9034 | 46.9444 | 10.0764 | -2.8067 | -3.2382 | -1.1036
4 | 4 | 14 | -1.6269 | -14.6702 | 11.6186 | 1.7672 | -4.827 | -35.0385 | 31.2615 | 5.2433 | -8.1342 | -50.6887 | 48.5236 | 9.1162 | -2.9113 | -3.3608 | -1.1831
4 | 4 | 15 | -1.4583 | -15.2268 | 12.0846 | 1.6573 | -4.3267 | -36.3679 | 32.5085 | 4.9172 | -7.2911 | -52.6119 | 50.4536 | 8.5531 | -2.9432 | -3.2688 | -0.89627
4 | 4 | 16 | -1.3217 | -15.7297 | 12.4664 | 1.5765 | -3.9216 | -37.5691 | 33.5307 | 4.6775 | -6.6084 | -54.3496 | 52.0358 | 8.1396 | -3.0085 | -3.2825 | -0.78268
4 | 4 | 17 | -1.2124 | -16.2563 | 12.9419 | 1.4488 | -3.5972 | -38.8269 | 34.8007 | 4.2985 | -6.0618 | -56.1693 | 53.9993 | 7.481 | -3.0781 | -3.3249 | -0.75072
4 | 4 | 18 | -1.1046 | -16.7772 | 13.4816 | 1.3442 | -3.2773 | -40.071 | 36.2455 | 3.9881 | -5.5227 | -57.9691 | 56.2356 | 6.9417 | -3.056 | -3.1147 | -0.31434
4 | 4 | 19 | -1.0396 | -17.2932 | 13.9954 | 1.2581 | -3.0845 | -41.3034 | 37.619 | 3.7328 | -5.1978 | -59.752 | 58.3604 | 6.4977 | -3.0793 | -3.0361 | -0.091689
4 | 4 | 20 | -1.0333 | -17.6683 | 14.316 | 1.2453 | -3.0657 | -42.1992 | 38.4749 | 3.6949 | -5.1662 | -61.0479 | 59.6831 | 6.433 | -3.1403 | -3.0952 | -0.09798
4 | 4 | 21 | -1.0887 | -18.0646 | 14.666 | 1.3068 | -3.2301 | -43.1459 | 39.4091 | 3.8773 | -5.4432 | -62.4174 | 61.127 | 6.7514 | -3.1806 | -3.0897 | 0.017783
4 | 4 | 22 | -1.1214 | -18.4328 | 15.0304 | 1.35 | -3.327 | -44.0252 | 40.3813 | 4.0053 | -5.6065 | -63.6894 | 62.629 | 6.975 | -3.1738 | -2.9656 | 0.30801
4 | 4 | 23 | -1.9073 | -19.3748 | 16.109 | 2.2035 | -5.6588 | -46.2752 | 43.2712 | 6.5378 | -9.5359 | -66.9445 | 67.1045 | 11.3782 | -2.9696 | -2.125 | 2.0024
4 | 5 | 0 | -2.8959 | -20.2579 | 17.1599 | 3.2609 | -8.5921 | -48.3843 | 46.0837 | 9.675 | -14.479 | -69.9956 | 71.4574 | 16.8293 | -2.733 | -1.2177 | 3.8122
4 | 5 | 1 | -4.005 | -21.1958 | 18.1998 | 4.5252 | -11.8829 | -50.6244 | 48.8686 | 13.4262 | -20.0244 | -73.2363 | 75.7692 | 23.3502 | -2.4759 | -0.21251 | 5.8588
4 | 5 | 2 | -4.0838 | -21.3178 | 18.3546 | 4.5558 | -12.1166 | -50.9158 | 49.2796 | 13.517 | -20.4181 | -73.6578 | 76.4025 | 23.5035 | -2.4912 | -0.23585 | 5.8301
4 | 5 | 3 | -4.2217 | -21.4345 | 18.5248 | 4.6836 | -12.5257 | -51.1946 | 49.7336 | 13.8962 | -21.1075 | -74.0612 | 77.1039 | 24.1582 | -2.4478 | -0.090479 | 6.0934
4 | 5 | 4 | -4.5894 | -21.5606 | 18.6901 | 5.0703 | -13.6168 | -51.4958 | 50.1756 | 15.0434 | -22.9462 | -74.4969 | 77.7877 | 26.1495 | -2.3897 | 0.10644 | 6.4941
4 | 5 | 5 | -5.77 | -22.4693 | 19.7907 | 6.4378 | -17.1195 | -53.666 | 53.1257 | 19.1007 | -28.8487 | -77.6364 | 82.3574 | 33.2009 | -2.0108 | 1.441 | 9.0732
4 | 5 | 6 | -6.9841 | -23.3751 | 20.9126 | 7.8863 | -20.7218 | -55.8294 | 56.1334 | 23.3985 | -34.9192 | -80.7662 | 87.0168 | 40.6702 | -1.5603 | 2.9807 | 12.0017
4 | 5 | 7 | -8.1582 | -24.2486 | 21.9793 | 9.3252 | -24.2053 | -57.9159 | 58.9939 | 27.6678 | -40.7894 | -83.7846 | 91.4487 | 48.0903 | -1.1023 | 4.5405 | 14.965
4 | 5 | 8 | -8.7904 | -24.8454 | 22.8024 | 10.1677 | -26.0811 | -59.3411 | 61.2008 | 30.1675 | -43.9504 | -85.8463 | 94.8679 | 52.4379 | -0.66568 | 5.9461 | 17.5091
4 | 5 | 9 | -9.518 | -25.4437 | 23.6305 | 11.1702 | -28.2399 | -60.7701 | 63.4242 | 33.1417 | -47.5882 | -87.9136 | 98.3152 | 57.6097 | -0.16108 | 7.5559 | 20.423
4 | 5 | 10 | -10.2671 | -25.9967 | 24.2358 | 12.1263 | -30.4625 | -62.0909 | 65.0469 | 35.9785 | -51.3336 | -89.8244 | 100.8288 | 62.5457 | 0.098233 | 8.472 | 22.2165
4 | 5 | 11 | -11.3101 | -26.7567 | 25.2935 | 13.5016 | -33.5568 | -63.9061 | 67.887 | 40.0591 | -56.5481 | -92.4503 | 105.2322 | 69.6409 | 0.72841 | 10.4832 | 25.8747
4 | 5 | 12 | -12.2941 | -27.4773 | 26.3194 | 14.849 | -36.4764 | -65.6272 | 70.642 | 44.0569 | -61.4679 | -94.9401 | 109.5042 | 76.5942 | 1.3971 | 12.5954 | 29.6904
4 | 5 | 13 | -13.2802 | -28.2008 | 27.3336 | 16.2252 | -39.4023 | -67.3553 | 73.3657 | 48.1399 | -66.3984 | -97.4402 | 113.7275 | 83.694 | 2.0777 | 14.7479 | 33.5829
4 | 5 | 14 | -15.2664 | -29.6577 | 29.5302 | 19.1546 | -45.2953 | -70.835 | 79.2576 | 56.8316 | -76.329 | -102.4741 | 122.8576 | 98.8087 | 3.7607 | 19.9589 | 42.8633
4 | 5 | 15 | -17.2995 | -31.1617 | 31.8688 | 22.2736 | -51.3274 | -74.4272 | 85.531 | 66.0855 | -86.4939 | -107.6708 | 132.5793 | 114.8995 | 5.6812 | 25.8619 | 53.3142
4 | 5 | 16 | -19.297 | -32.6185 | 33.9757 | 25.3041 | -57.254 | -77.9066 | 91.1869 | 75.077 | -96.4811 | -112.7042 | 141.3473 | 130.5339 | 7.3643 | 31.1033 | 62.6959
4 | 5 | 17 | -20.3151 | -33.3755 | 35.2357 | 27.0911 | -60.2745 | -79.7146 | 94.5696 | 80.379 | -101.5712 | -115.3199 | 146.5919 | 139.7555 | 8.6362 | 34.9594 | 69.4563
4 | 5 | 18 | -21.3301 | -34.1191 | 36.4067 | 28.7541 | -63.2862 | -81.4906 | 97.7139 | 85.3132 | -106.6463 | -117.8891 | 151.4667 | 148.3378 | 9.7117 | 38.2502 | 75.2691
4 | 5 | 19 | -22.3273 | -34.8722 | 37.7356 | 30.5573 | -66.2448 | -83.2893 | 101.2856 | 90.6632 | -111.6318 | -120.4913 | 157.0076 | 157.6437 | 11.0935 | 42.4147 | 82.5282
4 | 5 | 20 | -22.8537 | -35.1631 | 38.4318 | 31.4921 | -67.8067 | -83.9842 | 103.1591 | 93.4367 | -114.2639 | -121.4965 | 159.9156 | 162.4657 | 11.9071 | 44.8049 | 86.621
4 | 5 | 21 | -23.3986 | -35.4582 | 39.0549 | 32.3937 | -69.4233 | -84.689 | 104.8402 | 96.1117 | -116.9882 | -122.5161 | 162.529 | 167.112 | 12.5918 | 46.8395 | 90.1367
4 | 5 | 22 | -23.9484 | -35.7885 | 39.5666 | 33.2572 | -71.0545 | -85.478 | 106.2198 | 98.6738 | -119.7369 | -123.6575 | 164.6726 | 171.5658 | 13.0869 | 48.3611 | 92.8441
4 | 5 | 23 | -24.6355 | -36.3087 | 40.6223 | 34.5843 | -73.0931 | -86.7203 | 109.0625 | 102.6112 | -123.1723 | -125.4547 | 169.0869 | 178.4136 | 14.2624 | 51.8603 | 98.8735
4 | 6 | 0 | -25.2993 | -36.8183 | 41.3697 | 35.6906 | -75.0628 | -87.9375 | 111.0744 | 105.8934 | -126.4916 | -127.2155 | 172.2104 | 184.125 | 14.9426 | 53.9675 | 102.6283
4 | 6 | 1 | -25.9678 | -37.3378 | 42.3938 | 37.0041 | -77.0463 | -89.1784 | 113.8324 | 109.7907 | -129.8339 | -129.0107 | 176.4935 | 190.9033 | 16.0922 | 57.3984 | 108.5522
4 | 6 | 2 | -24.7412 | -36.4825 | 40.759 | 34.8095 | -73.4068 | -87.1353 | 109.4296 | 103.2793 | -123.7008 | -126.0551 | 169.6561 | 179.5846 | 14.3448 | 52.1668 | 99.4848
4 | 6 | 3 | -23.5387 | -35.6379 | 39.2205 | 32.7759 | -69.8392 | -85.1182 | 105.2921 | 97.2456 | -117.6889 | -123.1369 | 163.2356 | 169.095 | 12.8198 | 47.5804 | 91.5048
4 | 6 | 4 | -22.3794 | -34.8235 | 37.7289 | 30.7607 | -66.3993 | -83.1732 | 101.2783 | 91.2667 | -111.8923 | -120.3232 | 157.0051 | 158.7007 | 11.2867 | 42.9724 | 83.4903
4 | 6 | 5 | -20.9587 | -33.7656 | 36.0362 | 28.407 | -62.1842 | -80.6463 | 96.7296 | 84.2832 | -104.7892 | -116.6677 | 149.9495 | 146.5568 | 9.7189 | 38.1823 | 75.0493
4 | 6 | 6 | -19.5448 | -32.6967 | 34.3731 | 26.0695 | -57.9892 | -78.0934 | 92.2648 | 77.348 | -97.72 | -112.9745 | 143.0275 | 134.4953 | 8.2012 | 33.5302 | 66.8284
4 | 6 | 7 | -18.1115 | -31.6322 | 32.533 | 23.658 | -53.7365 | -75.5508 | 87.3297 | 70.1931 | -90.5537 | -109.2963 | 135.3807 | 122.0534 | 6.4474 | 28.2354 | 57.5841
4 | 6 | 8 | -16.8765 | -30.6424 | 31.0741 | 21.7097 | -50.0724 | -73.187 | 83.4217 | 64.4123 | -84.3791 | -105.8766 | 129.3292 | 111.9996 | 5.2648 | 24.5746 | 51.0731
4 | 6 | 9 | -15.6699 | -29.6753 | 29.6691 | 19.8282 | -46.4923 | -70.8771 | 79.6552 | 58.8301 | -78.3462 | -102.535 | 123.4948 | 102.2927 | 4.152 | 21.1158 | 44.9062
4 | 6 | 10 | -14.464 | -28.7213 | 28.3138 | 18.0451 | -42.9145 | -68.5984 | 76.026 | 53.5395 | -72.317 | -99.2384 | 117.876 | 93.0921 | 3.1736 | 18.0527 | 39.4126
4 | 6 | 11 | -13.2995 | -27.8924 | 27.102 | 16.3828 | -39.4595 | -66.6188 | 72.7733 | 48.6076 | -66.4949 | -96.3747 | 112.8337 | 84.5175 | 2.2928 | 15.3026 | 34.4817
4 | 6 | 12 | -12.1376 | -27.0931 | 25.978 | 14.7937 | -36.0121 | -64.7096 | 69.7558 | 43.8926 | -60.6855 | -93.6128 | 108.1558 | 76.3205 | 1.541 | 12.9267 | 30.178
4 | 6 | 13 | -10.9887 | -26.273 | 24.8098 | 13.2146 | -32.6034 | -62.7509 | 66.6217 | 39.2076 | -54.9414 | -90.7791 | 103.2984 | 68.1747 | 0.7627 | 10.4749 | 25.7526
4 | 6 | 14 | -13.0602 | -27.7076 | 26.8771 | 15.9759 | -38.7494 | -66.1774 | 72.167 | 47.4003 | -65.2983 | -95.7361 | 111.8916 | 82.4135 | 2.0852 | 14.6405 | 33.2707
4 | 6 | 15 | -15.1627 | -29.1508 | 28.9045 | 18.8275 | -44.9875 | -69.6243 | 77.6107 | 55.8609 | -75.8103 | -100.7226 | 120.3318 | 97.1156 | 3.4185 | 18.8598 | 40.9145
4 | 6 | 16 | -17.3083 | -30.6377 | 31.2117 | 21.9707 | -51.3535 | -73.1757 | 83.8035 | 65.1867 | -86.5379 | -105.8603 | 129.9317 | 113.3211 | 5.2363 | 24.461 | 50.8547
4 | 6 | 17 | -17.4284 | -30.7231 | 31.3296 | 22.1614 | -51.7099 | -73.3797 | 84.1179 | 65.7525 | -87.1385 | -106.1554 | 130.4172 | 114.3045 | 5.3394 | 24.7808 | 51.4278
4 | 6 | 18 | -17.5889 | -30.8539 | 31.6269 | 22.5306 | -52.1859 | -73.6919 | 84.9148 | 66.848 | -87.9407 | -106.6071 | 131.6516 | 116.2117 | 5.7148 | 25.8849 | 53.3155
4 | 6 | 19 | -17.7422 | -30.9566 | 31.7529 | 22.781 | -52.6409 | -73.9372 | 85.2508 | 67.5908 | -88.7073 | -106.9619 | 132.1707 | 117.5022 | 5.8351 | 26.2636 | 54.0037
4 | 6 | 20 | -16.95 | -30.4171 | 30.8135 | 21.5133 | -50.2904 | -72.6488 | 82.7318 | 63.8297 | -84.7464 | -105.098 | 128.2678 | 110.9644 | 4.9597 | 23.6222 | 49.3877
4 | 6 | 21 | -16.1078 | -29.8269 | 30.0878 | 20.3129 | -47.7917 | -71.2392 | 80.7843 | 60.268 | -80.5359 | -103.0588 | 125.2494 | 104.7724 | 4.4659 | 22.0215 | 46.4272
4 | 6 | 22 | -15.2724 | -29.2403 | 29.0948 | 19.0054 | -45.313 | -69.8381 | 78.1218 | 56.3888 | -76.3588 | -101.0319 | 121.1243 | 98.029 | 3.5876 | 19.3596 | 41.7626
4 | 6 | 23 | -14.6259 | -28.7418 | 28.4322 | 18.0315 | -43.3947 | -68.6475 | 76.3436 | 53.4994 | -73.1263 | -99.3095 | 118.3681 | 93.003 | 3.096 | 17.8007 | 38.9353
4 | 7 | 0 | -13.9609 | -28.2441 | 27.6266 | 16.9638 | -41.4219 | -67.4587 | 74.1831 | 50.3312 | -69.8017 | -97.5897 | 115.0207 | 87.4933 | 2.3853 | 15.6338 | 35.1225
4 | 7 | 1 | -13.2726 | -27.7056 | 26.7825 | 15.8801 | -39.3796 | -66.1726 | 71.9201 | 47.1161 | -66.3602 | -95.7292 | 111.5146 | 81.9004 | 1.6844 | 13.484 | 31.3257
4 | 7 | 2 | -11.2102 | -26.3169 | 24.8838 | 13.2223 | -33.2605 | -62.8556 | 66.8209 | 39.2304 | -56.0487 | -90.9307 | 103.6079 | 68.1973 | 0.57903 | 9.9352 | 24.8258
4 | 7 | 3 | -9.177 | -24.9287 | 22.8896 | 10.5829 | -27.228 | -59.5402 | 61.4662 | 31.3992 | -45.883 | -86.1344 | 95.3055 | 54.5881 | -0.63324 | 6.0972 | 17.8762
4 | 7 | 4 | -7.0687 | -23.4882 | 21.0639 | 8.0584 | -20.9727 | -56.0996 | 56.5634 | 23.9092 | -35.3419 | -81.157 | 87.7034 | 41.5713 | -1.4345 | 3.4003 | 12.7758
4 | 7 | 5 | -5.5577 | -22.4972 | 19.8179 | 6.3758 | -16.4897 | -53.7327 | 53.216 | 18.9169 | -27.7876 | -77.7329 | 82.512 | 32.8995 | -1.8612 | 1.9105 | 9.8911
4 | 7 | 6 | -4 | -21.485 | 18.491 | 4.6883 | -11.8679 | -51.3151 | 49.6542 | 13.9102 | -19.999 | -74.2354 | 76.9904 | 24.2028 | -2.3057 | 0.38146 | 6.9588
4 | 7 | 7 | -2.5639 | -20.4464 | 17.2762 | 3.1209 | -7.6071 | -48.8346 | 46.392 | 9.2598 | -12.819 | -70.647 | 71.9322 | 16.1197 | -2.6132 | -0.78987 | 4.5858
4 | 7 | 8 | -2.3289 | -20.212 | 16.9685 | 2.8017 | -6.9099 | -48.2746 | 45.5689 | 8.3127 | -11.6442 | -69.8369 | 70.6586 | 14.4707 | -2.7707 | -1.3029 | 3.6482
4 | 7 | 9 | -2.0634 | -19.9289 | 16.7006 | 2.4454 | -6.1222 | -47.5986 | 44.8515 | 7.2555 | -10.3168 | -68.859 | 69.5478 | 12.6294 | -2.8464 | -1.6138 | 3.0015
4 | 7 | 10 | -1.8565 | -19.6949 | 16.4819 | 2.1446 | -5.5082 | -47.0396 | 44.2669 | 6.3629 | -9.2821 | -68.0502 | 68.6436 | 11.0739 | -2.9249 | -1.918 | 2.3851
4 | 7 | 11 | -2.0305 | -19.729 | 16.4913 | 2.2732 | -6.0243 | -47.121 | 44.2972 | 6.7447 | -10.1518 | -68.168 | 68.6948 | 11.7355 | -2.9948 | -2.1035 | 2.1104
4 | 7 | 12 | -2.3667 | -19.8012 | 16.6833 | 2.5201 | -7.0219 | -47.2935 | 44.8157 | 7.477 | -11.833 | -68.4176 | 69.5012 | 13.0026 | -2.9645 | -2.0227 | 2.2533
4 | 7 | 13 | -2.7921 | -19.8393 | 16.7362 | 2.8941 | -8.2841 | -47.3846 | 44.9625 | 8.5867 | -13.9599 | -68.5493 | 69.7328 | 14.9271 | -3.0011 | -2.1194 | 2.1507
4 | 7 | 14 | -5.2252 | -21.7592 | 19.0622 | 5.6816 | -15.503 | -51.9701 | 51.2013 | 16.8573 | -26.1248 | -75.183 | 79.4002 | 29.3065 | -2.2405 | 0.58558 | 7.399
4 | 7 | 15 | -7.7343 | -23.6651 | 21.3475 | 8.7275 | -22.9476 | -56.5221 | 57.3316 | 25.8943 | -38.67 | -81.7682 | 88.9001 | 45.02 | -1.3244 | 3.7562 | 13.4819
4 | 7 | 16 | -10.2565 | -25.5832 | 23.9692 | 12.0845 | -30.431 | -61.1033 | 64.3621 | 35.8544 | -51.2805 | -88.3956 | 99.7931 | 62.3394 | 0.21397 | 8.6823 | 22.4563
4 | 7 | 17 | -11.4731 | -26.5237 | 25.1682 | 13.6811 | -34.0407 | -63.3497 | 67.575 | 40.5916 | -57.3633 | -91.6454 | 104.7692 | 70.5736 | 0.8524 | 10.7763 | 26.3341
4 | 7 | 18 | -12.6865 | -27.4569 | 26.4631 | 15.3721 | -37.6408 | -65.5786 | 71.0473 | 45.6089 | -63.4302 | -94.8699 | 110.1489 | 79.2949 | 1.6917 | 13.4367 | 31.1438
4 | 7 | 19 | -13.951 | -28.4066 | 27.7777 | 17.1434 | -41.3923 | -67.8469 | 74.5719 | 50.8641 | -69.7519 | -98.1514 | 115.6093 | 88.4293 | 2.5634 | 16.1968 | 36.1353
4 | 7 | 20 | -14.7054 | -29.0319 | 28.6687 | 18.3012 | -43.6307 | -69.3402 | 76.9598 | 54.2993 | -73.5239 | -100.3116 | 119.3077 | 94.4079 | 3.2327 | 18.2882 | 39.88
4 | 7 | 21 | -15.4812 | -29.6593 | 29.6269 | 19.5553 | -45.9325 | -70.8387 | 79.532 | 58.0203 | -77.4028 | -102.4795 | 123.2953 | 100.8818 | 4.0417 | 20.781 | 44.2949
4 | 7 | 22 | -16.2616 | -30.2913 | 30.5315 | 20.7746 | -48.248 | -72.3484 | 81.9557 | 61.638 | -81.3048 | -104.6634 | 127.0487 | 107.1779 | 4.7531 | 22.9972 | 48.2584
4 | 7 | 23 | -16.5405 | -30.4754 | 30.8013 | 21.1698 | -49.0755 | -72.7879 | 82.6815 | 62.8105 | -82.6993 | -105.2993 | 128.1753 | 109.215 | 4.9552 | 23.6285 | 49.3917
4 | 8 | 0 | -16.8477 | -30.6706 | 31.0319 | 21.591 | -49.987 | -73.2543 | 83.3002 | 64.0604 | -84.2351 | -105.9739 | 129.1343 | 111.3871 | 5.1046 | 24.1194 | 50.3123
4 | 8 | 1 | -17.122 | -30.8585 | 31.4849 | 22.0947 | -50.8007 | -73.703 | 84.5148 | 65.5547 | -85.6064 | -106.6231 | 131.0158 | 113.9847 | 5.5991 | 25.5658 | 52.771
4 | 8 | 2 | -15.5402 | -29.7167 | 29.6612 | 19.6515 | -46.1076 | -70.9759 | 79.6239 | 58.3058 | -77.6979 | -102.6778 | 123.4375 | 101.3816 | 4.0558 | 20.8462 | 44.4434
4 | 8 | 3 | -14.0145 | -28.6255 | 28.0794 | 17.4209 | -41.5809 | -68.3697 | 75.3785 | 51.6876 | -70.0697 | -98.9076 | 116.8569 | 89.875 | 2.8603 | 17.1156 | 37.7547
4 | 8 | 4 | -12.4457 | -27.4911 | 26.3465 | 15.1482 | -36.9262 | -65.6602 | 70.7308 | 44.9446 | -62.2259 | -94.9879 | 109.6552 | 78.1522 | 1.558 | 13.089 | 30.5936
4 | 8 | 5 | -11.3353 | -26.6829 | 25.2227 | 13.6705 | -33.6317 | -63.73 | 67.7154 | 40.5602 | -56.6742 | -92.1955 | 104.9819 | 70.5301 | 0.87496 | 10.914 | 26.6424
4 | 8 | 6 | -10.187 | -25.8638 | 24.0989 | 12.19 | -30.2246 | -61.7734 | 64.7008 | 36.1676 | -50.9327 | -89.3651 | 100.3103 | 62.8963 | 0.23819 | 8.8705 | 22.9088
4 | 8 | 7 | -9.0048 | -24.9993 | 23.0079 | 10.6824 | -26.7172 | -59.7089 | 61.7741 | 31.6946 | -45.0223 | -86.3784 | 95.7747 | 55.1206 | -0.31385 | 7.0426 | 19.4945
4 | 8 | 8 | -8.9348 | -24.9267 | 22.8907 | 10.5898 | -26.5094 | -59.5355 | 61.4605 | 31.4198 | -44.672 | -86.1275 | 95.2894 | 54.6423 | -0.38099 | 6.8355 | 19.1321
4 | 8 | 9 | -8.7797 | -24.8046 | 22.7745 | 10.4296 | -26.0491 | -59.2437 | 61.1476 | 30.9446 | -43.8965 | -85.7055 | 94.8036 | 53.8171 | -0.38016 | 6.7993 | 19.0187
4 | 8 | 10 | -8.6459 | -24.6868 | 22.6547 | 10.2521 | -25.6522 | -58.9623 | 60.8274 | 30.4177 | -43.2277 | -85.2983 | 94.3082 | 52.9005 | -0.42587 | 6.6306 | 18.6827
4 | 8 | 11 | -9.327 | -25.1669 | 23.2588 | 11.1645 | -27.6732 | -60.1091 | 62.449 | 33.125 | -46.6333 | -86.9573 | 96.8221 | 57.6088 | -0.070612 | 7.7917 | 20.8403
4 | 8 | 12 | -10.0024 | -25.6339 | 23.8766 | 12.0527 | -29.6771 | -61.2245 | 64.1045 | 35.7603 | -50.0101 | -88.5709 | 99.3862 | 62.1921 | 0.29297 | 8.9632 | 22.9972
4 | 8 | 13 | -10.6995 | -26.1587 | 24.5477 | 13.0502 | -31.7452 | -62.4778 | 65.9058 | 38.7197 | -53.4952 | -90.3841 | 102.1786 | 67.3407 | 0.73969 | 10.4025 | 25.6401
4 | 8 | 14 | -12.2534 | -27.3461 | 26.2788 | 15.2261 | -36.3557 | -65.3138 | 70.5489 | 45.1756 | -61.2644 | -94.4868 | 109.3732 | 78.5669 | 1.9054 | 14.055 | 32.1888
4 | 8 | 15 | -13.8454 | -28.5865 | 28.0331 | 17.5064 | -41.0791 | -68.2765 | 75.252 | 51.9414 | -69.2242 | -98.7727 | 116.6589 | 90.3333 | 3.1077 | 17.8378 | 38.9953
4 | 8 | 16 | -15.3718 | -29.7661 | 29.6531 | 19.7547 | -45.6078 | -71.0939 | 79.5972 | 58.612 | -76.8557 | -102.8487 | 123.3921 | 101.9326 | 4.2699 | 21.5074 | 45.6204
4 | 8 | 17 | -16.7594 | -30.8605 | 31.3624 | 21.8831 | -49.7248 | -73.7078 | 84.1793 | 64.9269 | -83.7934 | -106.6301 | 130.4901 | 112.9137 | 5.6256 | 25.6735 | 52.9804
4 | 8 | 18 | -18.147 | -31.9602 | 32.9867 | 24.0056 | -53.8419 | -76.3342 | 88.5365 | 71.2242 | -90.7312 | -110.4296 | 137.2424 | 123.8626 | 6.8851 | 29.5846 | 59.9443
4 | 8 | 19 | -19.514 | -33.0404 | 34.7905 | 26.2611 | -57.8978 | -78.9142 | 93.3738 | 77.9165 | -97.5661 | -114.1619 | 144.7375 | 135.4975 | 8.4972 | 34.4783 | 68.507
4 | 8 | 20 | -19.9653 | -33.4297 | 35.2407 | 26.9228 | -59.2367 | -79.8441 | 94.5797 | 79.8795 | -99.8223 | -115.5071 | 146.6047 | 138.9125 | 8.7685 | 35.3785 | 70.1878
4 | 8 | 21 | -20.3863 | -33.7893 | 35.9328 | 27.7132 | -60.486 | -80.7029 | 96.4344 | 82.2248 | -101.9274 | -116.7495 | 149.4772 | 142.9912 | 9.4704 | 37.4704 | 73.7914
4 | 8 | 22 | -20.812 | -34.1449 | 36.3809 | 28.3621 | -61.7489 | -81.5524 | 97.6365 | 84.1501 | -104.0557 | -117.9784 | 151.3399 | 146.3385 | 9.7862 | 38.4853 | 75.6443
4 | 8 | 23 | -21.2744 | -34.4288 | 37.0222 | 29.1214 | -63.1209 | -82.2302 | 99.3577 | 86.4029 | -106.3676 | -118.9591 | 154.0082 | 150.2518 | 10.4404 | 40.4095 | 78.9332
4 | 9 | 0 | -21.699 | -34.678 | 37.4072 | 29.6826 | -64.3805 | -82.8255 | 100.394 | 88.068 | -108.4904 | -119.8203 | 155.6168 | 153.141 | 10.7129 | 41.2559 | 80.4472
4 | 9 | 1 | -22.1668 | -34.9616 | 37.782 | 30.3022 | -65.7687 | -83.5028 | 101.4024 | 89.9063 | -110.8296 | -120.8001 | 157.1822 | 156.3297 | 10.9558 | 42.0372 | 81.8822
4 | 9 | 2 | -21.9581 | -34.7899 | 37.6133 | 30.0577 | -65.1495 | -83.0929 | 100.9481 | 89.1809 | -109.7862 | -120.2071 | 156.4766 | 155.0707 | 10.9229 | 41.8865 | 81.554
4 | 9 | 3 | -21.6873 | -34.576 | 37.3216 | 29.6641 | -64.3459 | -82.5819 | 100.1632 | 88.0129 | -108.4321 | -119.4678 | 155.2583 | 153.0431 | 10.7224 | 41.2484 | 80.4016
4 | 9 | 4 | -21.4027 | -34.3421 | 36.8089 | 29.1558 | -63.5014 | -82.0234 | 98.7879 | 86.5048 | -107.009 | -118.6598 | 153.1271 | 150.4226 | 10.2199 | 39.7679 | 77.8809
4 | 9 | 5 | -20.743 | -33.853 | 36.1246 | 28.1425 | -61.5443 | -80.8552 | 96.9494 | 83.4983 | -103.711 | -116.9699 | 150.2755 | 145.198 | 9.671 | 38.0482 | 74.7926
4 | 9 | 6 | -20.0557 | -33.3593 | 35.2317 | 26.9821 | -59.505 | -79.6759 | 94.5547 | 80.0555 | -100.2743 | -115.2639 | 146.5652 | 139.211 | 8.7988 | 35.4294 | 70.238
4 | 9 | 7 | -19.3742 | -32.8369 | 34.3712 | 25.8213 | -57.483 | -78.4283 | 92.2464 | 76.6114 | -96.8671 | -113.4589 | 142.988 | 133.2245 | 7.9814 | 32.9465 | 65.8865
4 | 9 | 8 | -19.5701 | -33.001 | 34.5684 | 26.1588 | -58.0643 | -78.8201 | 92.7743 | 77.6129 | -97.8466 | -114.0258 | 143.8053 | 134.9683 | 8.1561 | 33.5028 | 66.9012
4 | 9 | 9 | -19.839 | -33.2149 | 35.0089 | 26.6905 | -58.8622 | -79.3311 | 93.9555 | 79.1904 | -99.1911 | -114.7651 | 145.6353 | 137.7139 | 8.6454 | 34.9526 | 69.393
4 | 9 | 10 | -20.0527 | -33.3874 | 35.2554 | 27.0733 | -59.4961 | -79.7431 | 94.6177 | 80.3262 | -100.2593 | -115.361 | 146.6625 | 139.6917 | 8.8886 | 35.7048 | 70.7338
4 | 9 | 11 | -19.7205 | -33.1291 | 34.9381 | 26.6416 | -58.5103 | -79.1262 | 93.7705 | 79.0452 | -98.5982 | -114.4686 | 145.3526 | 137.4652 | 8.7301 | 35.1792 | 69.751
4 | 9 | 12 | -19.4014 | -32.8758 | 34.4012 | 26.0378 | -57.5637 | -78.5211 | 92.3301 | 77.2538 | -97.003 | -113.5932 | 143.1205 | 134.351 | 8.1618 | 33.4992 | 66.8753
4 | 9 | 13 | -19.0494 | -32.6138 | 34.0198 | 25.5426 | -56.5193 | -77.8954 | 91.3094 | 75.7844 | -95.243 | -112.688 | 141.5408 | 131.7977 | 7.8992 | 32.6792 | 65.4075
4 | 9 | 14 | -20.8 | -33.9256 | 36.2825 | 28.5139 | -61.7134 | -81.0286 | 97.3877 | 84.6004 | -103.9958 | -117.2207 | 150.9673 | 147.129 | 10.0707 | 39.2462 | 76.8798
4 | 9 | 15 | -22.5097 | -35.2303 | 38.4714 | 31.4313 | -66.7859 | -84.1448 | 103.2695 | 93.2562 | -112.5437 | -121.7288 | 160.0903 | 162.1829 | 12.1627 | 45.5951 | 88.0007
4 | 9 | 16 | -24.2545 | -36.5434 | 40.6839 | 34.4487 | -71.9627 | -87.281 | 109.2232 | 102.2087 | -121.2675 | -126.2659 | 169.3322 | 177.75 | 14.3346 | 52.1882 | 99.5489
4 | 9 | 17 | -25.1233 | -37.1685 | 41.8607 | 35.9386 | -74.5405 | -88.7738 | 112.3918 | 106.6293 | -125.6113 | -128.4254 | 174.2522 | 185.4333 | 15.5076 | 55.7069 | 105.6488
4 | 9 | 18 | -25.9337 | -37.7381 | 42.9514 | 37.281 | -76.945 | -90.1344 | 115.3268 | 110.6121 | -129.6632 | -130.3937 | 178.8082 | 192.3518 | 16.5605 | 58.8596 | 111.1031
4 | 9 | 19 | -26.8379 | -38.3772 | 44.3185 | 38.9611 | -79.6278 | -91.6607 | 119.0083 | 115.5971 | -134.1841 | -132.6018 | 184.525 | 201.0155 | 18.0645 | 63.3168 | 118.7546
4 | 9 | 20 | -27.1844 | -38.6843 | 45.1181 | 39.8059 | -80.6557 | -92.3943 | 121.1679 | 118.1037 | -135.9163 | -133.6631 | 187.8842 | 205.3759 | 19.0553 | 66.2216 | 123.6807
4 | 9 | 21 | -27.559 | -39.0016 | 45.5899 | 40.4379 | -81.7671 | -93.1522 | 122.4433 | 119.9788 | -137.7892 | -134.7594 | 189.8687 | 208.6367 | 19.4673 | 67.5029 | 125.9568
4 | 9 | 22 | -27.9254 | -39.3082 | 46.4341 | 41.2981 | -82.8543 | -93.8844 | 124.7243 | 122.5311 | -139.6212 | -135.8187 | 193.417 | 213.0778 | 20.4987 | 70.5167 | 131.0548
4 | 9 | 23 | -28.3088 | -39.5272 | 46.8637 | 41.9336 | -83.9918 | -94.4074 | 125.8893 | 124.4163 | -141.5382 | -136.5754 | 195.2331 | 216.3569 | 20.9613 | 71.9064 | 133.4765
4 | 10 | 0 | -28.72 | -39.782 | 47.3752 | 42.7042 | -85.2119 | -95.0161 | 127.2826 | 126.7028 | -143.5941 | -137.4559 | 197.4099 | 220.3285 | 21.5774 | 73.7575 | 136.6885
4 | 10 | 1 | -29.1054 | -40.029 | 47.9166 | 43.4227 | -86.3554 | -95.606 | 128.7532 | 128.8347 | -145.5211 | -138.3092 | 199.7042 | 224.0369 | 22.205 | 75.6266 | 139.9107
4 | 10 | 2 | -25.6004 | -37.4101 | 42.5055 | 36.7883 | -75.956 | -89.351 | 114.1362 | 109.1506 | -127.9966 | -129.2604 | 176.9677 | 189.8084 | 16.2834 | 57.9798 | 109.5192
4 | 10 | 3 | -22.0623 | -34.7585 | 37.562 | 30.3334 | -65.4586 | -83.0178 | 100.8359 | 89.9988 | -110.307 | -120.0985 | 156.3242 | 156.5013 | 11.0746 | 42.3583 | 82.42
4 | 10 | 4 | -18.5638 | -32.1393 | 33.3189 | 24.5416 | -55.0785 | -76.7621 | 89.4361 | 72.8147 | -92.815 | -111.0485 | 138.6435 | 126.6187 | 7.1574 | 30.4102 | 61.3986
4 | 10 | 5 | -17.0191 | -31.0373 | 31.6824 | 22.2488 | -50.4955 | -74.13 | 85.046 | 66.012 | -85.0921 | -107.2408 | 131.84 | 114.7959 | 5.8749 | 26.4324 | 54.303
4 | 10 | 6 | -15.4533 | -29.8986 | 29.8771 | 19.8908 | -45.8497 | -71.4104 | 80.2034 | 59.0157 | -77.2632 | -103.3065 | 124.336 | 102.6369 | 4.4159 | 21.959 | 46.4032
4 | 10 | 7 | -13.873 | -28.7427 | 28.2394 | 17.661 | -41.1611 | -68.6496 | 75.8097 | 52.4 | -69.3624 | -99.3126 | 117.5266 | 91.1365 | 3.2847 | 18.3989 | 39.9882
4 | 10 | 8 | -13.0381 | -28.1187 | 27.3333 | 16.4616 | -38.6838 | -67.1593 | 73.3791 | 48.8412 | -65.1877 | -97.1566 | 113.7603 | 84.9484 | 2.638 | 16.3773 | 36.3645
4 | 10 | 9 | -12.2592 | -27.5384 | 26.4489 | 15.3527 | -36.3728 | -65.7731 | 71.008 | 45.5512 | -61.2934 | -95.1512 | 110.0869 | 79.2277 | 2.004 | 14.4132 | 32.87
4 | 10 | 10 | -11.4556 | -26.9225 | 25.5423 | 14.1935 | -33.9887 | -64.3022 | 68.5756 | 42.1121 | -57.2757 | -93.0233 | 106.3171 | 73.2466 | 1.3578 | 12.3968 | 29.2646
4 | 10 | 11 | -11.1162 | -26.616 | 25.2096 | 13.7159 | -32.9817 | -63.5701 | 67.6831 | 40.6949 | -55.5788 | -91.9642 | 104.9342 | 70.78 | 1.1933 | 11.8263 | 28.1712
4 | 10 | 12 | -10.7476 | -26.2691 | 24.697 | 13.1017 | -31.8879 | -62.7415 | 66.3089 | 38.8725 | -53.7357 | -90.7655 | 102.8051 | 67.6067 | 0.78202 | 10.5519 | 25.9106
4 | 10 | 13 | -10.3879 | -25.9488 | 24.3392 | 12.5847 | -30.8208 | -61.9767 | 65.3469 | 37.3388 | -51.9375 | -89.6591 | 101.3127 | 64.9365 | 0.58716 | 9.8882 | 24.6527
4 | 10 | 14 | -13.4321 | -28.1055 | 27.389 | 16.7249 | -39.8527 | -67.1276 | 73.5337 | 49.6226 | -67.1575 | -97.1107 | 114.0041 | 86.2916 | 2.5764 | 16.1759 | 36.0274
4 | 10 | 15 | -16.4864 | -30.2976 | 30.4968 | 21.1069 | -48.915 | -72.3634 | 81.8756 | 62.6238 | -82.4288 | -104.6852 | 126.9356 | 108.8919 | 4.8196 | 23.2209 | 48.7135
4 | 10 | 16 | -19.4977 | -32.4327 | 33.8704 | 25.7764 | -57.8494 | -77.4628 | 90.9332 | 76.4781 | -97.4845 | -112.0622 | 140.9782 | 132.9762 | 7.7164 | 32.0991 | 64.4077
4 | 10 | 17 | -19.6689 | -32.4851 | 34.0565 | 26.0983 | -58.3574 | -77.588 | 91.4379 | 77.4333 | -98.3406 | -112.2433 | 141.7649 | 134.6396 | 8.0008 | 32.9257 | 65.8205
4 | 10 | 18 | -19.8622 | -32.5696 | 34.2799 | 26.5024 | -58.931 | -77.7897 | 92.045 | 78.6323 | -99.3071 | -112.5352 | 142.7122 | 136.7268 | 8.3505 | 33.9565 | 67.5966
4 | 10 | 19 | -20.0558 | -32.6293 | 34.5013 | 26.8988 | -59.5053 | -77.9324 | 92.6488 | 79.8085 | -100.2749 | -112.7416 | 143.6563 | 138.7726 | 8.715 | 35.0196 | 69.4125
4 | 10 | 20 | -20.3347 | -32.8002 | 34.7088 | 27.2197 | -60.3327 | -78.3405 | 93.202 | 80.7606 | -101.6692 | -113.3319 | 144.5107 | 140.4274 | 8.7937 | 35.2894 | 69.937
4 | 10 | 21 | -20.6501 | -32.9729 | 34.998 | 27.6385 | -61.2686 | -78.7531 | 93.9768 | 82.0031 | -103.2464 | -113.9289 | 145.7105 | 142.5817 | 9.0135 | 35.9581 | 71.1169
4 | 10 | 22 | -20.9471 | -33.1465 | 35.2728 | 28.0693 | -62.1499 | -79.1677 | 94.7151 | 83.2813 | -104.7314 | -114.5286 | 146.8555 | 144.8015 | 9.2485 | 36.6789 | 72.397
4 | 10 | 23 | -21.0965 | -33.2407 | 35.4429 | 28.199 | -62.593 | -79.3926 | 95.1713 | 83.666 | -105.4782 | -114.8541 | 147.5625 | 145.4621 | 9.3047 | 36.8516 | 72.6924
4 | 11 | 0 | -21.234 | -33.3165 | 35.5025 | 28.2776 | -63.0011 | -79.5738 | 95.3293 | 83.8994 | -106.1659 | -115.1161 | 147.8058 | 145.863 | 9.2295 | 36.6538 | 72.3868
4 | 11 | 1 | -21.3305 | -33.3931 | 35.7089 | 28.4203 | -63.2872 | -79.7566 | 95.8845 | 84.3227 | -106.6479 | -115.3805 | 148.6675 | 146.593 | 9.4057 | 37.1635 | 73.232
4 | 11 | 2 | -18.9067 | -31.7919 | 32.9132 | 24.5292 | -56.096 | -75.9324 | 88.3742 | 72.7777 | -94.5298 | -109.8482 | 137.0199 | 126.5287 | 6.7437 | 29.1235 | 59.1706
4 | 11 | 3 | -16.3916 | -30.1371 | 30.457 | 20.8582 | -48.6336 | -71.98 | 81.7759 | 61.8859 | -81.9545 | -104.1305 | 126.7868 | 107.601 | 4.7865 | 23.0482 | 48.3029
4 | 11 | 4 | -13.8932 | -28.4844 | 27.8783 | 17.2605 | -41.221 | -68.0326 | 74.8505 | 51.2118 | -69.4633 | -98.4199 | 116.0482 | 89.0495 | 2.7612 | 16.8087 | 37.2145
4 | 11 | 5 | -12.1761 | -27.2595 | 26.1877 | 14.9082 | -36.1262 | -65.1072 | 70.3138 | 44.2325 | -60.8778 | -94.1879 | 109.0166 | 76.9167 | 1.6603 | 13.3128 | 30.8676
4 | 11 | 6 | -10.418 | -25.9987 | 24.349 | 12.5311 | -30.9102 | -62.0958 | 65.3799 | 37.1796 | -52.0881 | -89.8314 | 101.3694 | 64.6554 | 0.46329 | 9.5535 | 24.1053
4 | 11 | 7 | -8.7072 | -24.7705 | 22.7797 | 10.3728 | -25.8342 | -59.1624 | 61.1696 | 30.7761 | -43.5343 | -85.5878 | 94.8445 | 53.5234 | -0.32525 | 6.9491 | 19.2459
4 | 11 | 8 | -7.8837 | -24.1471 | 21.9447 | 9.2739 | -23.3908 | -57.6734 | 58.9283 | 27.5155 | -39.4168 | -83.4337 | 91.3699 | 47.8526 | -0.81222 | 5.3796 | 16.3721
4 | 11 | 9 | -6.9954 | -23.4662 | 21.0545 | 8.1204 | -20.7552 | -56.047 | 56.5379 | 24.0932 | -34.9754 | -81.0809 | 87.6636 | 41.9 | -1.2866 | 3.8289 | 13.5073
4 | 11 | 10 | -6.1749 | -22.8445 | 20.2756 | 7.0982 | -18.3207 | -54.5621 | 54.4489 | 21.0604 | -30.8731 | -78.9328 | 84.4266 | 36.625 | -1.6455 | 2.6264 | 11.2457
4 | 11 | 11 | -6.2479 | -22.8974 | 20.3389 | 7.2286 | -18.5373 | -54.6886 | 54.6192 | 21.4472 | -31.238 | -79.1158 | 84.6909 | 37.3001 | -1.5777 | 2.8404 | 11.6372
4 | 11 | 12 | -6.4014 | -22.9971 | 20.4627 | 7.4386 | -18.9928 | -54.9267 | 54.9514 | 22.0703 | -32.0056 | -79.4601 | 85.2059 | 38.3853 | -1.4972 | 3.1022 | 12.1255
4 | 11 | 13 | -6.4984 | -23.0583 | 20.53 | 7.5887 | -19.2807 | -55.0729 | 55.1331 | 22.5156 | -32.4907 | -79.6717 | 85.4887 | 39.1617 | -1.4381 | 3.2951 | 12.4879
4 | 11 | 14 | -8.6219 | -24.5109 | 22.4385 | 10.3787 | -25.581 | -58.5422 | 60.2591 | 30.7934 | -43.1076 | -84.6905 | 93.4375 | 53.5593 | -0.31559 | 6.9293 | 19.1986
4 | 11 | 15 | -10.7312 | -25.9558 | 24.5776 | 13.3442 | -31.8393 | -61.9934 | 66.0024 | 39.5922 | -53.6537 | -89.6833 | 102.3418 | 68.8635 | 1.2348 | 11.7619 | 27.8683
4 | 11 | 16 | -12.8691 | -27.4077 | 26.5842 | 16.4079 | -38.1824 | -65.4611 | 71.3912 | 48.6819 | -64.3427 | -94.6999 | 110.6976 | 84.6733 | 2.7153 | 16.4295 | 36.3282
4 | 11 | 17 | -14.0046 | -28.2281 | 27.7624 | 18.1031 | -41.5516 | -67.4205 | 74.5546 | 53.7116 | -70.0203 | -97.5344 | 115.6023 | 93.4201 | 3.6328 | 19.2942 | 41.4677
4 | 11 | 18 | -15.1553 | -29.0825 | 29.2053 | 19.9683 | -44.9657 | -69.4611 | 78.4287 | 59.2458 | -75.7736 | -100.4865 | 121.6087 | 103.0467 | 4.9358 | 23.2477 | 48.3953
4 | 11 | 19 | -16.3249 | -29.9113 | 30.3866 | 21.7127 | -48.4358 | -71.4407 | 81.6022 | 64.4212 | -81.6211 | -103.3504 | 126.5304 | 112.046 | 5.8631 | 26.1469 | 53.6049
4 | 11 | 20 | -16.6893 | -30.18 | 30.8057 | 22.2895 | -49.5168 | -72.0825 | 82.7347 | 66.1327 | -83.4429 | -104.2788 | 128.2925 | 115.0227 | 6.2259 | 27.2681 | 55.5934
4 | 11 | 21 | -17.0772 | -30.4489 | 31.2043 | 22.8534 | -50.6678 | -72.7246 | 83.8153 | 67.8057 | -85.3824 | -105.2077 | 129.9764 | 117.9319 | 6.5317 | 28.2287 | 57.3182
4 | 11 | 22 | -17.4485 | -30.7143 | 31.7148 | 23.4547 | -51.7694 | -73.3586 | 85.1932 | 69.5899 | -87.2388 | -106.1249 | 132.1186 | 121.0362 | 7.0068 | 29.655 | 59.7911
4 | 11 | 23 | -17.5169 | -30.7411 | 31.797 | 23.5608 | -51.9724 | -73.4227 | 85.4135 | 69.9045 | -87.5808 | -106.2176 | 132.46 | 121.5849 | 7.0998 | 29.923 | 60.2466
4 | 12 | 0 | -17.5739 | -30.7612 | 31.8383 | 23.6552 | -52.1415 | -73.4705 | 85.5273 | 70.1845 | -87.8658 | -106.2868 | 132.6388 | 122.0719 | 7.1584 | 30.0998 | 60.5581
4 | 12 | 1 | -17.5708 | -30.7236 | 31.7809 | 23.6346 | -52.1323 | -73.3807 | 85.3763 | 70.1235 | -87.8504 | -106.1568 | 132.4073 | 121.967 | 7.1211 | 29.9867 | 60.3672
4 | 12 | 2 | -15.3433 | -29.2283 | 29.2411 | 19.9321 | -45.5235 | -69.8093 | 78.5357 | 59.1382 | -76.7136 | -100.9903 | 121.7837 | 102.8556 | 4.6016 | 22.3411 | 46.9355
4 | 12 | 3 | -13.0704 | -27.6835 | 26.9734 | 16.4285 | -38.7796 | -66.1197 | 72.4372 | 48.7433 | -65.3491 | -95.6526 | 112.3201 | 84.7702 | 2.6482 | 16.2812 | 36.0885
4 | 12 | 4 | -10.7939 | -26.1355 | 24.6449 | 13.0282 | -32.0255 | -62.4226 | 66.1785 | 38.6546 | -53.9674 | -90.3042 | 102.6111 | 67.2176 | 0.7436 | 10.385 | 25.5571
4 | 12 | 5 | -9.491 | -25.2368 | 23.3852 | 11.3478 | -28.1596 | -60.2759 | 62.7971 | 33.6688 | -47.453 | -87.1987 | 97.3691 | 58.5518 | 0.0052683 | 8.0303 | 21.2693
4 | 12 | 6 | -8.1793 | -24.3243 | 22.1947 | 9.7277 | -24.2678 | -58.0965 | 59.6003 | 28.862 | -40.8946 | -84.0458 | 92.4126 | 50.1959 | -0.58114 | 6.0981 | 17.668
4 | 12 | 7 | -6.8904 | -23.4245 | 20.9993 | 8.145 | -20.4438 | -55.9476 | 56.3905 | 24.1663 | -34.4507 | -80.9371 | 87.4357 | 42.0331 | -1.1706 | 4.1654 | 14.0811
4 | 12 | 8 | -5.8668 | -22.6972 | 20.0535 | 6.9042 | -17.4067 | -54.2104 | 53.8557 | 20.4848 | -29.3328 | -78.4239 | 83.5095 | 35.6318 | -1.6062 | 2.7233 | 11.3845
4 | 12 | 9 | -4.9517 | -22.0231 | 19.3238 | 5.8814 | -14.6916 | -52.6003 | 51.8997 | 17.45 | -24.7574 | -76.0947 | 80.4796 | 30.3565 | -1.7696 | 2.0578 | 9.9839
4 | 12 | 10 | -4.0495 | -21.2995 | 18.4336 | 4.8301 | -12.0149 | -50.8721 | 49.5123 | 14.331 | -20.2468 | -73.5945 | 76.7804 | 24.9334 | -2.0852 | 0.95628 | 7.8725
4 | 12 | 11 | -3.6375 | -20.8783 | 17.9079 | 4.2804 | -10.7924 | -49.8661 | 48.1044 | 12.6999 | -18.1867 | -72.1393 | 74.6005 | 22.0934 | -2.3275 | 0.14572 | 6.368
4 | 12 | 12 | -3.3202 | -20.5089 | 17.4836 | 3.8284 | -9.8511 | -48.9839 | 46.9655 | 11.3587 | -16.6004 | -70.863 | 72.8354 | 19.7576 | -2.5172 | -0.51076 | 5.1294
4 | 12 | 13 | -2.9779 | -20.0899 | 16.9589 | 3.378 | -8.8353 | -47.9831 | 45.5591 | 10.0224 | -14.8887 | -69.4151 | 70.6567 | 17.4312 | -2.7309 | -1.2369 | 3.7841
4 | 12 | 14 | -5.0404 | -21.891 | 19.1537 | 5.8806 | -14.9547 | -52.2849 | 51.4515 | 17.4476 | -25.2007 | -75.6384 | 79.7919 | 30.3479 | -1.8971 | 1.6595 | 9.3007
4 | 12 | 15 | -7.7852 | -23.6829 | 21.4307 | 9.0015 | -23.0987 | -56.5646 | 57.5641 | 26.7072 | -38.9246 | -81.8296 | 89.2681 | 46.4374 | -1.0359 | 4.608 | 14.9512
4 | 12 | 16 | -10.5853 | -25.5259 | 23.8651 | 12.392 | -31.4063 | -60.9664 | 64.097 | 36.7669 | -52.9241 | -88.1976 | 99.3938 | 63.9175 | 0.14604 | 8.4912 | 22.1897
4 | 12 | 17 | -11.6757 | -26.2866 | 24.971 | 13.8937 | -34.6416 | -62.7834 | 67.0712 | 41.2224 | -58.3761 | -90.8261 | 104.0095 | 71.6642 | 0.90238 | 10.8686 | 26.4714
4 | 12 | 18 | -12.786 | -27.0765 | 26.1485 | 15.4962 | -37.9359 | -64.67 | 70.2372 | 45.977 | -63.9274 | -93.5555 | 108.9218 | 79.9327 | 1.7821 | 13.6082 | 31.3715
4 | 12 | 19 | -13.8798 | -27.849 | 27.3148 | 17.1034 | -41.1812 | -66.5151 | 73.3738 | 50.7456 | -69.3962 | -96.2247 | 113.7891 | 88.2241 | 2.6893 | 16.423 | 36.3922
4 | 12 | 20 | -13.7804 | -27.9721 | 27.5038 | 17.109 | -40.8864 | -66.8091 | 73.8715 | 50.7623 | -68.8994 | -96.65 | 114.5524 | 88.2589 | 2.8603 | 16.9383 | 37.2619
4 | 12 | 21 | -13.6259 | -28.0652 | 27.4142 | 16.9024 | -40.4279 | -67.0314 | 73.6226 | 50.1493 | -68.1267 | -96.9716 | 114.1596 | 87.1992 | 2.6256 | 16.3126 | 36.2604
4 | 12 | 22 | -13.5407 | -28.1929 | 27.6023 | 16.9318 | -40.175 | -67.3364 | 74.1195 | 50.2363 | -67.7007 | -97.4129 | 114.9234 | 87.3554 | 2.8005 | 16.8444 | 37.1652
4 | 12 | 23 | -12.4381 | -27.4515 | 26.5293 | 15.4633 | -36.9037 | -65.5656 | 71.2388 | 45.8794 | -62.1881 | -94.851 | 110.4573 | 79.7852 | 2.103 | 14.6489 | 33.2034
4 | 13 | 0 | -11.3104 | -26.6985 | 25.4427 | 13.9721 | -33.5577 | -63.7671 | 68.3211 | 41.455 | -56.5496 | -92.2492 | 105.9334 | 72.0964 | 1.4059 | 12.4512 | 29.231
4 | 13 | 1 | -10.2137 | -25.9542 | 24.4074 | 12.5815 | -30.3039 | -61.9895 | 65.541 | 37.3291 | -51.0664 | -89.6776 | 101.6227 | 64.9255 | 0.82097 | 10.5767 | 25.8042
4 | 13 | 2 | -8.6108 | -24.7536 | 22.678 | 10.3256 | -25.5483 | -59.1219 | 60.8989 | 30.6359 | -43.0524 | -85.5292 | 94.4266 | 53.2818 | -0.36087 | 6.8646 | 19.1267
4 | 13 | 3 | -7.0344 | -23.6009 | 21.2289 | 8.3076 | -20.871 | -56.3688 | 57.007 | 24.6485 | -35.1706 | -81.5464 | 88.3915 | 42.8671 | -1.0988 | 4.4157 | 14.5416
4 | 13 | 4 | -5.4823 | -22.4014 | 19.7687 | 6.3725 | -16.266 | -53.504 | 53.0861 | 18.9072 | -27.4105 | -77.402 | 82.3124 | 32.8818 | -1.7426 | 2.2233 | 10.3816
4 | 13 | 5 | -4.359 | -21.3014 | 18.3297 | 5.1994 | -12.9331 | -50.8766 | 49.2298 | 15.4265 | -21.7941 | -73.6011 | 76.3395 | 26.8388 | -2.1313 | 0.84663 | 7.7831
4 | 13 | 6 | -3.7776 | -20.2543 | 17.1516 | 4.4282 | -11.2081 | -48.3758 | 46.0732 | 13.1385 | -18.8873 | -69.9833 | 71.4508 | 22.8552 | -2.4521 | -0.37229 | 5.4354
4 | 13 | 7 | -3.1932 | -19.1525 | 15.9784 | 3.6651 | -9.4743 | -45.7441 | 42.929 | 10.8743 | -15.9655 | -66.1761 | 66.581 | 18.913 | -2.7022 | -1.4151 | 3.3525
4 | 13 | 8 | -2.2621 | -17.2585 | 14.0453 | 2.454 | -6.7116 | -41.2206 | 37.7543 | 7.281 | -11.3101 | -59.6321 | 58.5712 | 12.6568 | -3.0214 | -2.8969 | 0.28578
4 | 13 | 9 | -2.0801 | -15.3599 | 12.2791 | 2.2571 | -6.1715 | -36.6858 | 33.0288 | 6.6967 | -10.3998 | -53.0719 | 51.2585 | 11.6409 | -2.9037 | -3.1318 | -0.57228
4 | 13 | 10 | -1.9139 | -13.4745 | 10.5373 | 2.0754 | -5.6785 | -32.1827 | 28.3651 | 6.1577 | -9.5691 | -46.5574 | 44.0387 | 10.7039 | -2.7756 | -3.3384 | -1.3838
4 | 13 | 11 | -1.5972 | -13.1765 | 10.2025 | 1.6741 | -4.7388 | -31.4711 | 27.4631 | 4.9671 | -7.9855 | -45.5279 | 42.6378 | 8.6336 | -2.8971 | -3.7796 | -2.242
4 | 13 | 12 | -1.2757 | -12.8408 | 9.8241 | 1.3122 | -3.7851 | -30.6692 | 26.4455 | 3.8932 | -6.3784 | -44.3679 | 41.0586 | 6.7667 | -2.9803 | -4.1156 | -2.921
4 | 13 | 13 | -0.94259 | -12.5134 | 9.4902 | 0.93208 | -2.7966 | -29.8873 | 25.5462 | 2.7655 | -4.7127 | -43.2367 | 39.662 | 4.8059 | -3.0337 | -4.3722 | -3.4815
4 | 13 | 14 | -1.5272 | -15.1934 | 12.0012 | 1.5758 | -4.5312 | -36.2883 | 32.2837 | 4.6753 | -7.6357 | -52.4967 | 50.1041 | 8.1258 | -3.1437 | -3.8605 | -1.9025
4 | 13 | 15 | -2.3303 | -17.821 | 14.7646 | 2.5036 | -6.914 | -42.564 | 39.695 | 7.4282 | -11.6511 | -61.5755 | 61.5878 | 12.9117 | -2.8831 | -2.3548 | 1.2729
4 | 13 | 16 | -4.3739 | -20.5088 | 17.7282 | 4.5489 | -12.9772 | -48.9837 | 47.646 | 13.4964 | -21.8684 | -70.8626 | 73.9101 | 23.4467 | -2.6057 | -0.81845 | 4.6258
4 | 13 | 17 | -5.9476 | -21.6611 | 19.1778 | 6.4513 | -17.6465 | -51.7359 | 51.5403 | 19.1409 | -29.7368 | -74.8442 | 79.9498 | 33.2613 | -1.9797 | 1.2989 | 8.63
4 | 13 | 18 | -7.5173 | -22.8062 | 20.6984 | 8.4683 | -22.3036 | -54.4706 | 55.6244 | 25.1252 | -37.5848 | -78.8004 | 86.2829 | 43.668 | -1.1568 | 3.9753 | 13.5657
4 | 13 | 19 | -9.0977 | -23.9517 | 22.1087 | 10.5257 | -26.9928 | -57.2066 | 59.4147 | 31.2295 | -45.4867 | -82.7584 | 92.1627 | 54.2818 | -0.41504 | 6.4449 | 18.1995
4 | 13 | 20 | -9.3677 | -24.2188 | 22.4971 | 10.8887 | -27.7938 | -57.8447 | 60.4544 | 32.3067 | -46.8366 | -83.6815 | 93.772 | 56.1548 | -0.20075 | 7.1226 | 19.4087
4 | 13 | 21 | -9.593 | -24.4401 | 22.7241 | 11.1593 | -28.4622 | -58.3732 | 61.0647 | 33.1094 | -47.9629 | -84.4462 | 94.7188 | 57.5505 | -0.14975 | 7.3386 | 19.8603
4 | 13 | 22 | -9.856 | -24.6564 | 23.0558 | 11.508 | -29.2425 | -58.8898 | 61.9529 | 34.144 | -49.2778 | -85.1935 | 96.0939 | 59.3492 | 0.051417 | 7.9646 | 20.9718
4 | 13 | 23 | -9.6884 | -24.6157 | 22.8147 | 11.2698 | -28.7452 | -58.7926 | 61.304 | 33.4374 | -48.4398 | -85.0528 | 95.0865 | 58.1236 | -0.21951 | 7.2036 | 19.7175
4 | 14 | 0 | -9.5128 | -24.5669 | 22.7655 | 11.1173 | -28.2244 | -58.6761 | 61.1701 | 32.985 | -47.5621 | -84.8843 | 94.8775 | 57.3404 | -0.19692 | 7.2546 | 19.7715
4 | 14 | 1 | -9.4111 | -24.5327 | 22.6994 | 11.0025 | -27.9226 | -58.5942 | 60.9901 | 32.6444 | -47.0535 | -84.7659 | 94.5964 | 56.7505 | -0.24183 | 7.1177 | 19.5275
4 | 14 | 2 | -7.5554 | -23.1787 | 20.8783 | 8.4907 | -22.4168 | -55.3604 | 56.0974 | 25.1918 | -37.7755 | -80.0876 | 87.0079 | 43.7884 | -1.3651 | 3.512 | 12.9333
4 | 14 | 3 | -5.766 | -21.7937 | 19.1948 | 6.2108 | -17.1077 | -52.0525 | 51.5731 | 18.4273 | -28.8289 | -75.3023 | 79.9897 | 32.0234 | -2.1541 | 0.84019 | 7.882
4 | 14 | 4 | -3.9661 | -20.4018 | 17.4618 | 4.0158 | -11.7673 | -48.7281 | 46.9182 | 11.9147 | -19.8295 | -70.493 | 72.7713 | 20.6967 | -2.8904 | -1.6625 | 3.1455
4 | 14 | 5 | -4.0721 | -20.5524 | 17.656 | 4.2223 | -12.082 | -49.0878 | 47.4326 | 12.5274 | -20.3598 | -71.0132 | 73.5627 | 21.7656 | -2.7463 | -1.2098 | 3.9553
4 | 14 | 6 | -4.2234 | -20.7553 | 17.8609 | 4.4975 | -12.5307 | -49.5724 | 47.9764 | 13.344 | -21.1159 | -71.7143 | 74.4006 | 23.1891 | -2.6203 | -0.78269 | 4.7594
4 | 14 | 7 | -4.349 | -20.9145 | 17.972 | 4.7317 | -12.9035 | -49.9526 | 48.2682 | 14.039 | -21.7442 | -72.2644 | 74.8477 | 24.4005 | -2.5598 | -0.54887 | 5.2397
4 | 14 | 8 | -4.7984 | -21.316 | 18.4927 | 5.2975 | -14.2369 | -50.9116 | 49.6631 | 15.7176 | -23.9912 | -73.6518 | 77.0077 | 27.3207 | -2.3243 | 0.23222 | 6.6855
4 | 14 | 9 | -5.2703 | -21.7394 | 18.9536 | 5.9124 | -15.637 | -51.9227 | 50.8976 | 17.5422 | -26.3506 | -75.1144 | 78.9194 | 30.4952 | -2.1437 | 0.88008 | 7.9495
4 | 14 | 10 | -5.7239 | -22.1413 | 19.4744 | 6.5081 | -16.9827 | -52.8828 | 52.2924 | 19.3093 | -28.6183 | -76.5033 | 81.0789 | 33.57 | -1.8828 | 1.7363 | 9.5273
4 | 14 | 11 | -7.0325 | -23.0788 | 20.7111 | 8.1013 | -20.8653 | -55.1217 | 55.6151 | 24.0364 | -35.161 | -79.7424 | 86.2323 | 41.7874 | -1.2989 | 3.6645 | 13.1163
4 | 14 | 12 | -8.3701 | -24.0163 | 21.9807 | 9.7864 | -24.834 | -57.3609 | 59.0282 | 29.036 | -41.8488 | -82.9816 | 91.5275 | 50.4788 | -0.61931 | 5.8693 | 17.1758
4 | 14 | 13 | -9.7125 | -24.9374 | 23.242 | 11.5678 | -28.8169 | -59.5609 | 62.42 | 34.3215 | -48.5606 | -86.1643 | 96.7907 | 59.6714 | 0.1599 | 8.3637 | 21.7371
4 | 14 | 14 | -12.4077 | -26.9932 | 26.0604 | 15.2986 | -36.8134 | -64.471 | 69.9771 | 45.3907 | -62.0358 | -93.2675 | 108.4989 | 78.9222 | 1.9581 | 14.0835 | 32.1178
4 | 14 | 15 | -15.1051 | -29.0453 | 28.9216 | 19.1976 | -44.8166 | -69.3723 | 77.654 | 56.9589 | -75.5224 | -100.358 | 120.397 | 99.0386 | 3.9687 | 20.424 | 43.5551
4 | 14 | 16 | -17.7673 | -31.0816 | 32.0094 | 23.3267 | -52.7153 | -74.2357 | 85.9368 | 69.2099 | -88.8327 | -107.3938 | 133.2321 | 120.3451 | 6.4872 | 28.1957 | 57.3507
4 | 14 | 17 | -19.4658 | -32.3478 | 33.8696 | 25.9765 | -57.7549 | -77.26 | 90.9337 | 77.0719 | -97.3251 | -111.7689 | 140.9813 | 134.0174 | 8.0324 | 32.9906 | 65.9046
4 | 14 | 18 | -21.1598 | -33.6134 | 35.973 | 28.7699 | -62.7809 | -80.2828 | 96.5804 | 85.3599 | -105.7947 | -116.1418 | 149.7354 | 148.4277 | 9.9697 | 38.8767 | 76.2266
4 | 14 | 19 | -22.8433 | -34.8739 | 38.1608 | 31.6492 | -67.7759 | -83.2934 | 102.4624 | 93.9028 | -114.2119 | -120.4972 | 158.8614 | 163.285 | 12.0928 | 45.2959 | 87.4374
4 | 14 | 20 | -23.7795 | -35.624 | 39.4466 | 33.3024 | -70.5535 | -85.0851 | 105.9218 | 98.8077 | -118.8927 | -123.0891 | 164.2309 | 171.8137 | 13.3454 | 49.0909 | 94.0628
4 | 14 | 21 | -24.7091 | -36.3785 | 40.6884 | 34.8964 | -73.3116 | -86.8871 | 109.2602 | 103.5371 | -123.5405 | -125.696 | 169.4102 | 180.0382 | 14.4972 | 52.5985 | 100.2119
4 | 14 | 22 | -25.6475 | -37.1288 | 42.0439 | 36.5824 | -76.0959 | -88.6791 | 112.9029 | 108.5395 | -128.2325 | -128.2884 | 175.0607 | 188.7388 | 15.85 | 56.6674 | 107.2786
4 | 14 | 23 | -26.1273 | -37.4753 | 42.5666 | 37.3066 | -77.5195 | -89.5066 | 114.3077 | 110.6881 | -130.6314 | -129.4855 | 177.24 | 192.4697 | 16.2705 | 57.9697 | 109.5927
4 | 15 | 0 | -26.5915 | -37.8212 | 43.4419 | 38.2752 | -78.8967 | -90.3328 | 116.6621 | 113.5622 | -132.9522 | -130.6807 | 180.8939 | 197.4681 | 17.3044 | 60.9948 | 114.7292
4 | 15 | 1 | -27.0665 | -38.1726 | 44.1306 | 39.0955 | -80.3058 | -91.1721 | 118.5063 | 115.996 | -135.3268 | -131.8949 | 183.7489 | 201.6942 | 17.9871 | 63.0244 | 118.2215
4 | 15 | 2 | -26.1389 | -37.6062 | 42.9579 | 37.461 | -77.5537 | -89.8194 | 115.3365 | 111.1462 | -130.689 | -129.938 | 178.8166 | 193.2658 | 16.6738 | 59.1095 | 111.4553
4 | 15 | 3 | -25.2544 | -37.0886 | 41.6909 | 35.7839 | -74.9294 | -88.583 | 111.9218 | 106.1705 | -126.2666 | -128.1494 | 173.5119 | 184.6178 | 15.1319 | 54.5799 | 103.7137
4 | 15 | 4 | -24.3471 | -36.5328 | 40.7299 | 34.2968 | -72.2375 | -87.2556 | 109.3295 | 101.7582 | -121.7304 | -126.2291 | 169.4826 | 176.9504 | 14.1468 | 51.5947 | 98.4735
4 | 15 | 5 | -22.9282 | -35.4323 | 38.7338 | 31.7723 | -68.0278 | -84.6271 | 103.9642 | 94.268 | -114.6365 | -122.4266 | 161.1591 | 163.9244 | 12.1456 | 45.5773 | 88.0205
4 | 15 | 6 | -21.5649 | -34.3765 | 36.9098 | 29.4186 | -63.9828 | -82.1054 | 99.062 | 87.2847 | -107.8201 | -118.7785 | 153.5547 | 151.7849 | 10.3871 | 40.2586 | 78.741
4 | 15 | 7 | -20.1449 | -33.2733 | 35.3385 | 27.2069 | -59.7695 | -79.4706 | 94.8417 | 80.7224 | -100.7201 | -114.9668 | 147.0103 | 140.3773 | 9.1272 | 36.324 | 71.7007
4 | 15 | 8 | -19.0387 | -32.3437 | 33.7608 | 25.3514 | -56.4875 | -77.2503 | 90.6155 | 75.2171 | -95.1894 | -111.7548 | 140.4663 | 130.803 | 7.7298 | 32.0949 | 64.3251
4 | 15 | 9 | -17.967 | -31.4489 | 32.4576 | 23.7387 | -53.3078 | -75.1132 | 87.1217 | 70.4325 | -89.8312 | -108.6631 | 135.0535 | 122.4856 | 6.7805 | 29.1333 | 59.0448
4 | 15 | 10 | -16.8335 | -30.5078 | 31.1913 | 22.1123 | -49.9448 | -72.8653 | 83.7328 | 65.6068 | -84.164 | -105.4112 | 129.8089 | 114.0946 | 5.9622 | 26.5295 | 54.3282
4 | 15 | 11 | -16.7704 | -30.4307 | 31.0529 | 21.9935 | -49.7575 | -72.6812 | 83.3658 | 65.2545 | -83.8485 | -105.145 | 129.2435 | 113.4827 | 5.8453 | 26.1816 | 53.7327
4 | 15 | 12 | -16.7237 | -30.3631 | 30.9347 | 21.8846 | -49.6191 | -72.5198 | 83.0504 | 64.9313 | -83.6152 | -104.9114 | 128.7564 | 112.9203 | 5.7324 | 25.8428 | 53.1501
4 | 15 | 13 | -16.7278 | -30.3296 | 30.7937 | 21.8397 | -49.6312 | -72.4399 | 82.6771 | 64.798 | -83.6356 | -104.7958 | 128.182 | 112.6861 | 5.5759 | 25.4041 | 52.4368
4 | 15 | 14 | -18.487 | -31.6498 | 32.8842 | 24.6484 | -54.8507 | -75.5929 | 88.2898 | 73.1315 | -92.4313 | -109.3571 | 136.8836 | 127.1772 | 7.3958 | 30.9777 | 62.2725
4 | 15 | 15 | -20.296 | -33.0215 | 35.121 | 27.6806 | -60.2181 | -78.8691 | 94.2973 | 82.1281 | -101.4761 | -114.0967 | 146.1994 | 142.8252 | 9.4841 | 37.3382 | 73.4518
4 | 15 | 16 | -22.1294 | -34.3941 | 37.4723 | 30.8118 | -65.6578 | -82.1476 | 100.622 | 91.4181 | -110.6427 | -118.8395 | 156.0148 | 158.9803 | 11.7605 | 44.2347 | 85.5129
4 | 15 | 17 | -23.1392 | -35.1789 | 38.8473 | 32.4514 | -68.6538 | -84.0219 | 104.325 | 96.2828 | -115.6915 | -121.551 | 161.7652 | 167.4357 | 12.9806 | 47.932 | 91.9584
4 | 15 | 18 | -24.135 | -35.971 | 40.1796 | 34.0613 | -71.6083 | -85.9138 | 107.9098 | 101.0596 | -120.6702 | -124.288 | 167.3297 | 175.7354 | 14.1349 | 51.4472 | 98.107
4 | 15 | 19 | -25.1511 | -36.7568 | 41.5622 | 35.8098 | -74.623 | -87.7907 | 111.6386 | 106.2471 | -125.7504 | -127.0032 | 173.125 | 184.7448 | 15.464 | 55.472 | 105.1161
4 | 15 | 20 | -25.4791 | -37.0561 | 42.1539 | 36.4139 | -75.5961 | -88.5053 | 113.224 | 108.0396 | -127.3901 | -128.037 | 175.5801 | 187.8616 | 16.0326 | 57.1622 | 108.0147
4 | 15 | 21 | -25.8196 | -37.3585 | 42.5503 | 36.8712 | -76.6063 | -89.2277 | 114.2832 | 109.3962 | -129.0926 | -129.082 | 177.218 | 190.2144 | 16.2434 | 57.8454 | 109.2578
4 | 15 | 22 | -26.1436 | -37.6554 | 43.1854 | 37.5119 | -77.5676 | -89.9368 | 115.9857 | 111.2975 | -130.7124 | -130.1078 | 179.8555 | 193.52 | 16.8984 | 59.7789 | 112.5552
4 | 15 | 23 | -25.7705 | -37.3891 | 42.5936 | 36.8002 | -76.4606 | -89.3008 | 114.3894 | 109.1856 | -128.847 | -129.1877 | 177.3744 | 189.8488 | 16.2342 | 57.8137 | 109.1884
4 | 16 | 0 | -25.4291 | -37.1146 | 42.1621 | 36.2241 | -75.4478 | -88.6453 | 113.2236 | 107.4764 | -127.1402 | -128.2395 | 175.5608 | 186.8799 | 15.8424 | 56.6069 | 107.061
4 | 16 | 1 | -25.0623 | -36.8507 | 41.4863 | 35.433 | -74.3595 | -88.0149 | 111.3999 | 105.1291 | -125.3063 | -127.3275 | 172.7253 | 182.7991 | 15.0063 | 54.1546 | 102.8905
4 | 16 | 2 | -22.7269 | -35.1432 | 38.3956 | 31.3436 | -67.4304 | -83.9365 | 103.0704 | 92.996 | -113.6298 | -121.4275 | 159.7853 | 161.7044 | 11.8691 | 44.6994 | 86.4324
4 | 16 | 3 | -20.3726 | -33.4353 | 35.5023 | 27.4012 | -60.4452 | -79.8573 | 95.2878 | 81.2989 | -101.8588 | -115.5263 | 147.7072 | 141.3654 | 9.0956 | 36.2842 | 71.6874
4 | 16 | 4 | -18.0377 | -31.7287 | 32.7316 | 23.6225 | -53.5176 | -75.7815 | 87.8483 | 70.0876 | -90.1847 | -109.6299 | 136.1726 | 121.8724 | 6.5876 | 28.6368 | 58.2304
4 | 16 | 5 | -15.6872 | -29.9214 | 29.9173 | 19.9007 | -46.5437 | -71.4649 | 80.2995 | 59.045 | -78.4328 | -103.3853 | 124.4752 | 102.6682 | 4.2093 | 21.336 | 45.3254
4 | 16 | 6 | -13.3644 | -28.1117 | 27.3775 | 16.478 | -39.652 | -67.1426 | 73.4893 | 48.8901 | -66.8192 | -97.1324 | 113.924 | 85.0103 | 2.3794 | 15.5849 | 34.9827
4 | 16 | 7 | -11.0291 | -26.3129 | 24.773 | 13.1585 | -32.7232 | -62.8461 | 66.5044 | 39.0413 | -55.1432 | -90.9169 | 103.1011 | 67.8833 | 0.58962 | 9.9763 | 24.9243
4 | 16 | 8 | -10.5721 | -26.1739 | 24.5719 | 12.7184 | -31.3672 | -62.5143 | 65.9586 | 37.7354 | -52.8581 | -90.4369 | 102.2501 | 65.6213 | 0.54433 | 9.8126 | 24.5765
4 | 16 | 9 | -10.1475 | -26.0502 | 24.4677 | 12.3166 | -30.1074 | -62.2187 | 65.6712 | 36.5433 | -50.7352 | -90.0092 | 101.798 | 63.556 | 0.58674 | 9.8884 | 24.6096
4 | 16 | 10 | -9.6699 | -25.8703 | 24.1899 | 11.8275 | -28.6905 | -61.7892 | 64.9214 | 35.0921 | -48.3476 | -89.3879 | 100.6322 | 61.0404 | 0.47715 | 9.5337 | 23.9372
4 | 16 | 11 | -10.1685 | -26.2779 | 24.5616 | 12.4186 | -30.1699 | -62.7625 | 65.921 | 36.8458 | -50.8405 | -90.796 | 102.1835 | 64.0886 | 0.53378 | 9.8344 | 24.6356
4 | 16 | 12 | -10.6423 | -26.6446 | 25.0643 | 13.0287 | -31.5757 | -63.6385 | 67.2681 | 38.6561 | -53.2096 | -92.0632 | 104.2699 | 67.2344 | 0.80603 | 10.71 | 26.2315
4 | 16 | 13 | -11.1007 | -27.0067 | 25.5721 | 13.643 | -32.9357 | -64.5033 | 68.6303 | 40.4785 | -55.5013 | -93.3142 | 106.3809 | 70.401 | 1.1076 | 11.6698 | 27.9664
4 | 16 | 14 | -12.3867 | -27.8118 | 26.7938 | 15.4052 | -36.7511 | -66.4262 | 71.9159 | 45.707 | -61.9308 | -96.096 | 111.4794 | 79.4913 | 2.0005 | 14.4457 | 32.9439
4 | 16 | 15 | -13.69 | -28.6248 | 28.0542 | 17.2759 | -40.618 | -68.3679 | 75.3081 | 51.2572 | -68.4471 | -98.9051 | 116.7456 | 89.1404 | 3.0153 | 17.5794 | 38.5337
4 | 16 | 16 | -14.9915 | -29.4293 | 29.1719 | 19.0934 | -44.4797 | -70.2896 | 78.317 | 56.6499 | -74.9546 | -101.685 | 121.4171 | 98.5139 | 3.8444 | 20.1976 | 43.2913
4 | 16 | 17 | -15.2804 | -29.5624 | 29.547 | 19.554 | -45.3367 | -70.6074 | 79.3253 | 58.0164 | -76.3988 | -102.1448 | 122.9814 | 100.8882 | 4.2582 | 21.3976 | 45.3259
4 | 16 | 18 | -15.5283 | -29.6451 | 29.7292 | 19.8736 | -46.0722 | -70.805 | 79.8199 | 58.9647 | -77.6383 | -102.4306 | 123.7529 | 102.534 | 4.4294 | 21.9075 | 46.218
4 | 16 | 19 | -15.799 | -29.7598 | 29.9329 | 20.2116 | -46.8754 | -71.0788 | 80.3705 | 59.9676 | -78.9917 | -102.8268 | 124.6095 | 104.274 | 4.5858 | 22.3839 | 47.0649
4 | 16 | 20 | -15.3072 | -29.3203 | 29.1818 | 19.3621 | -45.4163 | -70.0291 | 78.3614 | 57.4472 | -76.5329 | -101.3082 | 121.5008 | 99.8895 | 3.9165 | 20.3632 | 43.5491
4 | 16 | 21 | -14.793 | -28.8413 | 28.6874 | 18.6315 | -43.8906 | -68.8851 | 77.0412 | 55.2793 | -73.9618 | -99.6533 | 119.4601 | 96.1153 | 3.6846 | 19.5449 | 41.9603
4 | 16 | 22 | -14.3323 | -28.4047 | 27.996 | 17.8511 | -42.5239 | -67.8423 | 75.1925 | 52.9641 | -71.6588 | -98.1446 | 116.6 | 92.0861 | 3.1101 | 17.7904 | 38.8827
4 | 16 | 23 | -13.5945 | -27.7451 | 27.0491 | 16.69 | -40.3348 | -66.267 | 72.6561 | 49.519 | -67.9699 | -95.8657 | 112.6727 | 86.0923 | 2.3994 | 15.5732 | 34.9293
4 | 17 | 0 | -12.871 | -27.0821 | 26.1499 | 15.5964 | -38.188 | -64.6833 | 70.2504 | 46.2744 | -64.3521 | -93.5747 | 108.9501 | 80.4464 | 1.7932 | 13.6535 | 31.4696
4 | 17 | 1 | -12.1655 | -26.4259 | 25.4174 | 14.6151 | -36.0948 | -63.1161 | 68.2907 | 43.3629 | -60.8248 | -91.3075 | 105.9177 | 75.3805 | 1.4412 | 12.4428 | 29.1659
4 | 17 | 2 | -10.7929 | -25.3957 | 23.9401 | 12.7541 | -32.0224 | -60.6556 | 64.3299 | 37.8414 | -53.9623 | -87.7479 | 99.7816 | 65.781 | 0.5056 | 9.4934 | 23.8524
4 | 17 | 3 | -9.419 | -24.336 | 22.6523 | 11.0213 | -27.9461 | -58.1246 | 60.8765 | 32.7 | -47.0932 | -84.0864 | 94.4309 | 56.8423 | -0.081466 | 7.5058 | 20.0935
4 | 17 | 4 | -8.0701 | -23.3046 | 21.376 | 9.3916 | -23.9438 | -55.6612 | 57.4523 | 27.8649 | -40.3487 | -80.5228 | 89.1242 | 48.4397 | -0.60709 | 5.7122 | 16.6925
4 | 17 | 5 | -6.8869 | -22.402 | 20.1339 | 7.9667 | -20.4335 | -53.5052 | 54.1172 | 23.637 | -34.4333 | -77.4038 | 83.9532 | 41.0886 | -1.1883 | 3.8155 | 13.2046
4 | 17 | 6 | -5.9226 | -21.5383 | 19.0972 | 6.7424 | -17.5724 | -51.4424 | 51.3317 | 20.0047 | -29.612 | -74.4196 | 79.6327 | 34.7679 | -1.6213 | 2.3216 | 10.369
4 | 17 | 7 | -5.1386 | -20.635 | 18.0393 | 5.6831 | -15.2462 | -49.2851 | 48.4908 | 16.8616 | -25.692 | -71.2987 | 75.2278 | 29.294 | -2.0512 | 0.82114 | 7.5311
4 | 17 | 8 | -4.4217 | -20.0478 | 17.3103 | 4.8233 | -13.119 | -47.8825 | 46.5316 | 14.3107 | -22.1075 | -69.2696 | 72.1888 | 24.8608 | -2.3359 | -0.15922 | 5.6725
4 | 17 | 9 | -3.762 | -19.5036 | 16.6792 | 4.1176 | -11.1618 | -46.5827 | 44.8386 | 12.2168 | -18.8093 | -67.3892 | 69.5651 | 21.2243 | -2.4688 | -0.68907 | 4.5909
4 | 17 | 10 | -3.4591 | -18.9678 | 16.1637 | 3.844 | -10.2632 | -45.303 | 43.452 | 11.4051 | -17.295 | -65.5379 | 67.4133 | 19.8186 | -2.4192 | -0.70909 | 4.3989
4 | 17 | 11 | -3.3156 | -18.9359 | 16.0952 | 3.6923 | -9.8374 | -45.2268 | 43.2678 | 10.9552 | -16.5774 | -65.4277 | 67.1274 | 19.041 | -2.4639 | -0.84117 | 4.1633
4 | 17 | 12 | -3.1553 | -18.9401 | 16.103 | 3.575 | -9.3618 | -45.2369 | 43.2872 | 10.6071 | -15.776 | -65.4423 | 67.156 | 18.4413 | -2.4174 | -0.70444 | 4.379
4 | 17 | 13 | -3.001 | -18.8996 | 15.9289 | 3.4505 | -8.904 | -45.1401 | 42.82 | 10.2377 | -15.0045 | -65.3023 | 66.4321 | 17.805 | -2.5212 | -0.9864 | 3.9302
4 | 17 | 14 | -2.9712 | -19.4334 | 16.4674 | 3.3869 | -8.8157 | -46.415 | 44.2592 | 10.0489 | -14.8556 | -67.1467 | 68.6578 | 17.4754 | -2.5503 | -0.9225 | 4.1309
4 | 17 | 15 | -3.1769 | -19.9586 | 16.9981 | 3.6526 | -9.426 | -47.6694 | 45.6759 | 10.8374 | -15.8841 | -68.9614 | 70.8473 | 18.8501 | -2.4847 | -0.58212 | 4.8519
4 | 17 | 16 | -3.4677 | -20.4775 | 17.5587 | 4.0857 | -10.2886 | -48.9088 | 47.174 | 12.1222 | -17.3377 | -70.7544 | 73.1642 | 21.0912 | -2.3008 | 0.098821 | 6.1634
4 | 17 | 17 | -3.9413 | -21.0232 | 18.1349 | 4.6601 | -11.6937 | -50.2122 | 48.7177 | 13.8265 | -19.7056 | -72.6399 | 75.5548 | 24.0561 | -2.1694 | 0.63842 | 7.2655
4 | 17 | 18 | -4.8133 | -21.5993 | 18.8124 | 5.4522 | -14.2811 | -51.5881 | 50.5279 | 16.1766 | -24.0657 | -74.6303 | 78.3539 | 28.1324 | -2.148 | 0.83536 | 7.7903
4 | 17 | 19 | -5.6755 | -22.1421 | 19.4245 | 6.2738 | -16.8391 | -52.8845 | 52.1694 | 18.6143 | -28.3762 | -76.5058 | 80.8972 | 32.3589 | -2.1192 | 1.0601 | 8.374
4 | 17 | 20 | -6.756 | -22.9495 | 20.5367 | 7.5214 | -20.0449 | -54.813 | 55.152 | 22.3158 | -33.7785 | -79.2957 | 85.5185 | 38.7922 | -1.6474 | 2.6099 | 11.2364
4 | 17 | 21 | -7.8075 | -23.715 | 21.5132 | 8.7578 | -23.1647 | -56.6412 | 57.7745 | 25.9844 | -39.0359 | -81.9406 | 89.5851 | 45.1657 | -1.2514 | 3.9529 | 13.7743
4 | 17 | 22 | -8.8982 | -24.5196 | 22.5331 | 10.0524 | -26.4008 | -58.5631 | 60.5114 | 29.8253 | -44.4891 | -84.7208 | 93.8272 | 51.8402 | -0.83238 | 5.3727 | 16.4574
4 | 17 | 23 | -9.6028 | -25.0123 | 23.1069 | 10.8426 | -28.4914 | -59.7398 | 62.0509 | 32.1698 | -48.0121 | -86.4232 | 96.2132 | 55.9115 | -0.66567 | 5.9895 | 17.6895
4 | 18 | 0 | -10.2982 | -25.5072 | 23.7996 | 11.6992 | -30.5547 | -60.9218 | 63.9093 | 34.7115 | -51.489 | -88.133 | 99.0931 | 60.3261 | -0.30651 | 7.1444 | 19.7972
4 | 18 | 1 | -11.0048 | -25.9958 | 24.4343 | 12.5441 | -32.6511 | -62.0888 | 65.6154 | 37.2181 | -55.0217 | -89.8213 | 101.7398 | 64.677 | -0.022219 | 8.0935 | 21.5738
4 | 18 | 2 | -8.8731 | -24.5785 | 22.5307 | 9.953 | -26.3263 | -58.7037 | 60.5019 | 29.5305 | -44.3636 | -84.9242 | 93.8099 | 51.3248 | -0.96788 | 5.0024 | 15.8469
4 | 18 | 3 | -6.7634 | -23.1611 | 20.6012 | 7.46 | -20.0669 | -55.3183 | 55.3211 | 22.1337 | -33.8155 | -80.0267 | 85.7772 | 38.474 | -1.8633 | 2.0696 | 10.409
4 | 18 | 4 | -4.6189 | -21.701 | 18.8585 | 5.0845 | -13.7043 | -51.831 | 50.641 | 15.0856 | -23.0938 | -74.9818 | 78.5204 | 26.228 | -2.3769 | 0.19137 | 6.6729
4 | 18 | 5 | -3.9344 | -21.1744 | 18.1647 | 4.3146 | -11.6732 | -50.5732 | 48.782 | 12.8014 | -19.671 | -73.1622 | 75.6411 | 22.259 | -2.6294 | -0.66307 | 5.0668
4 | 18 | 6 | -3.2455 | -20.6381 | 17.5106 | 3.5749 | -9.6294 | -49.2924 | 47.0307 | 10.6066 | -16.2269 | -71.3093 | 72.9302 | 18.4454 | -2.7982 | -1.2845 | 3.8395
4 | 18 | 7 | -2.5436 | -20.0714 | 16.958 | 2.8202 | -7.5467 | -47.9388 | 45.5498 | 8.3674 | -12.7173 | -69.3511 | 70.6363 | 14.5539 | -2.8367 | -1.5684 | 3.1219
4 | 18 | 8 | -2.3062 | -19.9802 | 16.8125 | 2.5663 | -6.8425 | -47.7212 | 45.1541 | 7.6142 | -11.5306 | -69.0362 | 70.0189 | 13.2451 | -2.9076 | -1.7953 | 2.6972
4 | 18 | 9 | -2.0275 | -19.8344 | 16.5378 | 2.2564 | -6.0156 | -47.3729 | 44.4148 | 6.6947 | -10.1372 | -68.5325 | 68.8711 | 11.6466 | -3.0678 | -2.2791 | 1.8481
4 | 18 | 10 | -1.7785 | -19.7291 | 16.4363 | 1.998 | -5.2768 | -47.1213 | 44.1374 | 5.9282 | -8.8922 | -68.1684 | 68.4369 | 10.3146 | -3.0733 | -2.3325 | 1.6909
4 | 18 | 11 | -2.2135 | -20.0347 | 16.8186 | 2.4025 | -6.5675 | -47.8511 | 45.1639 | 7.128 | -11.0672 | -69.2243 | 70.0285 | 12.3973 | -3.0271 | -2.1267 | 2.1343
4 | 18 | 12 | -2.6259 | -20.3282 | 17.1028 | 2.795 | -7.791 | -48.5522 | 45.9261 | 8.2928 | -13.129 | -70.2384 | 71.2097 | 14.4187 | -3.0563 | -2.1243 | 2.261
4 | 18 | 13 | -3.0813 | -20.6662 | 17.5385 | 3.2599 | -9.1423 | -49.3596 | 47.096 | 9.672 | -15.4061 | -71.4065 | 73.0235 | 16.8133 | -2.9493 | -1.734 | 3.0242
4 | 18 | 14 | -4.6579 | -21.7281 | 18.8522 | 5.0599 | -13.82 | -51.8957 | 50.6254 | 15.0126 | -23.2887 | -75.0754 | 78.4973 | 26.0995 | -2.4739 | -0.07774 | 6.2328
4 | 18 | 15 | -6.2471 | -22.8061 | 20.1878 | 6.9499 | -18.5352 | -54.4704 | 54.2136 | 20.6204 | -31.2344 | -78.8001 | 84.0624 | 35.8505 | -1.9154 | 1.8285 | 9.8784
4 | 18 | 16 | -7.8585 | -23.9205 | 21.6022 | 8.9596 | -23.3159 | -57.1322 | 58.0131 | 26.5831 | -39.2906 | -82.6509 | 89.9545 | 46.2197 | -1.2171 | 4.148 | 14.2327
4 | 18 | 17 | -8.2281 | -24.2151 | 22.0539 | 9.4494 | -24.4126 | -57.8358 | 59.2231 | 28.0362 | -41.1387 | -83.6687 | 91.8282 | 48.746 | -0.93986 | 5.0109 | 15.7668
4 | 18 | 18 | -8.6113 | -24.519 | 22.371 | 9.9254 | -25.5497 | -58.5615 | 60.076 | 29.4487 | -43.0549 | -84.7186 | 93.152 | 51.2017 | -0.83387 | 5.4134 | 16.5801
4 | 18 | 19 | -8.9932 | -24.8314 | 22.8618 | 10.453 | -26.6827 | -59.3077 | 61.3891 | 31.0139 | -44.9642 | -85.798 | 95.1837 | 53.924 | -0.50975 | 6.4125 | 18.3455
4 | 18 | 20 | -9.4962 | -25.2019 | 23.2888 | 11.0934 | -28.1752 | -60.1927 | 62.536 | 32.9139 | -47.4791 | -87.0784 | 96.9623 | 57.2275 | -0.31599 | 7.082 | 19.6323
4 | 18 | 21 | -9.9329 | -25.5274 | 23.7784 | 11.6835 | -29.4707 | -60.97 | 63.8513 | 34.6649 | -49.6623 | -88.2028 | 99.0022 | 60.2707 | 0.0017208 | 8.0755 | 21.4077
4 | 18 | 22 | -10.4198 | -25.9035 | 24.1539 | 12.2664 | -30.9153 | -61.8684 | 64.8583 | 36.3943 | -52.0966 | -89.5024 | 100.5624 | 63.2773 | 0.097092 | 8.4689 | 22.2407
4 | 18 | 23 | -10.6234 | -26.053 | 24.4941 | 12.6024 | -31.5194 | -62.2253 | 65.7697 | 37.3912 | -53.1147 | -90.0188 | 101.9739 | 65.0109 | 0.42022 | 9.4161 | 23.8512
4 | 19 | 0 | -10.7682 | -26.1606 | 24.6256 | 12.7677 | -31.9492 | -62.4823 | 66.1216 | 37.8817 | -53.8389 | -90.3906 | 102.5184 | 65.8633 | 0.46459 | 9.5718 | 24.1522
4 | 19 | 1 | -10.973 | -26.324 | 24.8051 | 13.0263 | -32.5568 | -62.8726 | 66.6 | 38.6489 | -54.8628 | -90.9553 | 103.2574 | 67.1965 | 0.53445 | 9.8195 | 24.6358
4 | 19 | 2 | -8.8123 | -24.7499 | 22.6857 | 10.1757 | -26.146 | -59.113 | 60.9143 | 30.1912 | -44.0598 | -85.5164 | 94.4462 | 52.4906 | -0.70079 | 5.8465 | 17.3607
4 | 19 | 3 | -6.7041 | -23.2009 | 20.664 | 7.5068 | -19.8909 | -55.4134 | 55.4885 | 22.2727 | -33.519 | -80.1643 | 86.0358 | 38.7223 | -1.7341 | 2.4568 | 11.0748
4 | 19 | 4 | -4.5549 | -21.6 | 18.6798 | 4.9212 | -13.5143 | -51.5898 | 50.1646 | 14.6011 | -22.7736 | -74.6328 | 77.7847 | 25.3829 | -2.5539 | -0.33837 | 5.7613
4 | 19 | 5 | -3.2751 | -20.6434 | 17.5769 | 3.4353 | -9.7171 | -49.305 | 47.2037 | 10.1925 | -16.3748 | -71.3275 | 73.1941 | 17.7161 | -2.9062 | -1.6259 | 3.2079
4 | 19 | 6 | -2.0522 | -19.7154 | 16.3708 | 2.0742 | -6.0888 | -47.0886 | 43.9658 | 6.154 | -10.2605 | -68.1211 | 68.1745 | 10.6948 | -3.3226 | -3.0575 | 0.48766
4 | 19 | 7 | -1.0637 | -18.7672 | 15.3417 | 0.98212 | -3.1559 | -44.8238 | 41.2025 | 2.9139 | -5.3181 | -64.8448 | 63.8902 | 5.059 | -3.5071 | -3.8633 | -1.2138
4 | 19 | 8 | -0.70428 | -18.4623 | 15.0394 | 0.61684 | -2.0896 | -44.0958 | 40.3965 | 1.8302 | -3.5213 | -63.7915 | 62.6449 | 3.1754 | -3.5103 | -3.9587 | -1.4924
4 | 19 | 9 | -0.44772 | -18.1557 | 14.6742 | 0.37402 | -1.3284 | -43.3634 | 39.4213 | 1.1097 | -2.2385 | -62.732 | 61.1376 | 1.9243 | -3.5552 | -4.1607 | -1.9085
4 | 19 | 10 | -0.25444 | -17.8403 | 14.3665 | 0.21922 | -0.75492 | -42.61 | 38.6001 | 0.65041 | -1.2721 | -61.6421 | 59.8685 | 1.1286 | -3.5089 | -4.1144 | -1.9172
4 | 19 | 11 | -0.38189 | -18.4498 | 14.9943 | 0.33235 | -1.1331 | -44.0657 | 40.2812 | 0.98607 | -1.9094 | -63.7481 | 62.4711 | 1.7113 | -3.505 | -3.9316 | -1.4751
4 | 19 | 12 | -0.93034 | -19.0608 | 15.6832 | 0.91935 | -2.7603 | -45.5251 | 42.1258 | 2.7277 | -4.6515 | -65.8593 | 65.3268 | 4.7397 | -3.3886 | -3.432 | -0.44432
4 | 19 | 13 | -1.6579 | -19.6671 | 16.3236 | 1.7314 | -4.9188 | -46.9733 | 43.8409 | 5.1371 | -8.2889 | -67.9544 | 67.9822 | 8.9303 | -3.2699 | -2.9142 | 0.66915
4 | 19 | 14 | -2.6773 | -20.4577 | 17.2632 | 2.8979 | -7.9435 | -48.8615 | 46.36 | 8.5979 | -13.386 | -70.6859 | 71.8851 | 14.9502 | -2.974 | -1.8471 | 2.7634
4 | 19 | 15 | -3.6768 | -21.2406 | 18.2044 | 4.0845 | -10.909 | -50.7315 | 48.8842 | 12.1187 | -18.3832 | -73.3912 | 75.7961 | 21.0753 | -2.6285 | -0.63759 | 5.097
4 | 19 | 16 | -4.7028 | -22.0381 | 19.161 | 5.3362 | -13.9531 | -52.6362 | 51.4478 | 15.8325 | -23.5129 | -76.1466 | 79.7667 | 27.5368 | -2.2436 | 0.69108 | 7.6441
4 | 19 | 17 | -5.4214 | -22.5574 | 19.7459 | 6.1889 | -16.0852 | -53.8764 | 53.0193 | 18.3625 | -27.1059 | -77.9408 | 82.204 | 31.9365 | -2.0439 | 1.4202 | 9.0939
4 | 19 | 18 | -6.14 | -23.0381 | 20.4343 | 7.0675 | -18.2173 | -55.0245 | 54.8644 | 20.9692 | -30.6988 | -79.6017 | 85.0622 | 36.4695 | -1.6763 | 2.5918 | 11.2312
4 | 19 | 19 | -6.866 | -23.5519 | 21.1318 | 7.9844 | -20.3712 | -56.2517 | 56.7378 | 23.6895 | -34.3284 | -81.3771 | 87.9671 | 41.2 | -1.3017 | 3.8043 | 13.4616
4 | 19 | 20 | -7.2014 | -23.7506 | 21.4051 | 8.3983 | -21.3664 | -56.7263 | 57.4725 | 24.9178 | -36.0055 | -82.0637 | 89.1069 | 43.3356 | -1.1485 | 4.2975 | 14.3733
4 | 19 | 21 | -7.5667 | -23.9878 | 21.6622 | 8.8318 | -22.4502 | -57.2928 | 58.1635 | 26.2037 | -37.8318 | -82.8831 | 90.1789 | 45.5712 | -1.0605 | 4.6242 | 15.0353
4 | 19 | 22 | -7.9155 | -24.1862 | 21.9675 | 9.2737 | -23.4853 | -57.7669 | 58.9861 | 27.5151 | -39.5761 | -83.5689 | 91.4566 | 47.851 | -0.8605 | 5.249 | 16.1626
4 | 19 | 23 | -8.2715 | -24.3978 | 22.2366 | 9.6825 | -24.5413 | -58.2721 | 59.709 | 28.7279 | -41.3556 | -84.2998 | 92.5777 | 49.9583 | -0.75014 | 5.6234 | 16.8806
4 | 20 | 0 | -8.6859 | -24.653 | 22.5628 | 10.1788 | -25.771 | -58.8816 | 60.5851 | 30.2003 | -43.4277 | -85.1816 | 93.9363 | 52.5178 | -0.59726 | 6.1329 | 17.8448
4 | 20 | 1 | -9.0742 | -24.9023 | 22.8434 | 10.6369 | -26.923 | -59.4772 | 61.34 | 31.5595 | -45.3691 | -86.0432 | 95.108 | 54.8792 | -0.49627 | 6.4993 | 18.5748
4 | 20 | 2 | -8.6779 | -24.5575 | 22.5093 | 10.1456 | -25.7473 | -58.6535 | 60.4461 | 30.1018 | -43.3879 | -84.8516 | 93.7248 | 52.3437 | -0.58053 | 6.1471 | 17.829
4 | 20 | 3 | -8.2914 | -24.2063 | 22.047 | 9.6002 | -24.6005 | -57.8149 | 59.2091 | 28.4836 | -41.4553 | -83.6384 | 91.8105 | 49.5276 | -0.8506 | 5.2773 | 16.2444
4 | 20 | 4 | -7.8982 | -23.8602 | 21.6713 | 9.0893 | -23.4337 | -56.9882 | 58.2025 | 26.9677 | -39.4892 | -82.4424 | 90.2516 | 46.8901 | -0.99782 | 4.7483 | 15.2101
4 | 20 | 5 | -8.0377 | -24.0128 | 21.8429 | 9.2862 | -23.8476 | -57.3526 | 58.6593 | 27.552 | -40.1866 | -82.9697 | 90.9564 | 47.907 | -0.92134 | 5.0111 | 15.7071
4 | 20 | 6 | -8.2137 | -24.2052 | 21.9889 | 9.4926 | -24.37 | -57.8121 | 59.048 | 28.1644 | -41.067 | -83.6343 | 91.5566 | 48.9721 | -0.93747 | 5.0303 | 15.8274
4 | 20 | 7 | -8.3832 | -24.3897 | 22.2013 | 9.7479 | -24.8729 | -58.2528 | 59.6159 | 28.9219 | -41.9143 | -84.2719 | 92.4347 | 50.2894 | -0.82368 | 5.4121 | 16.5379
4 | 20 | 8 | -8.7593 | -24.7412 | 22.7401 | 10.2871 | -25.9889 | -59.0924 | 61.0546 | 30.5216 | -43.795 | -85.4866 | 94.6588 | 53.0718 | -0.47344 | 6.4949 | 18.449
4 | 20 | 9 | -9.1154 | -25.0925 | 23.0381 | 10.7315 | -27.0451 | -59.9313 | 61.8491 | 31.8403 | -45.5749 | -86.7001 | 95.8859 | 55.3652 | -0.43823 | 6.7129 | 18.9761
4 | 20 | 10 | -9.4919 | -25.4398 | 23.5403 | 11.269 | -28.1623 | -60.7609 | 63.1906 | 33.435 | -47.4575 | -87.9003 | 97.96 | 58.1373 | -0.1224 | 7.7023 | 20.7395
4 | 20 | 11 | -9.4425 | -25.3965 | 23.5192 | 11.2246 | -28.0159 | -60.6575 | 63.1367 | 33.3032 | -47.2107 | -87.7508 | 97.8789 | 57.9089 | -0.095307 | 7.7665 | 20.8263
4 | 20 | 12 | -9.387 | -25.3427 | 23.4545 | 11.1762 | -27.8512 | -60.5289 | 62.9657 | 33.1596 | -46.9332 | -87.5647 | 97.6158 | 57.6602 | -0.098986 | 7.7452 | 20.7781
4 | 20 | 13 | -9.3254 | -25.2952 | 23.4593 | 11.1486 | -27.6683 | -60.4154 | 62.9815 | 33.0778 | -46.6251 | -87.4005 | 97.6427 | 57.5186 | -0.012647 | 7.9755 | 21.1358
4 | 20 | 14 | -10.7326 | -26.3423 | 24.7688 | 12.9876 | -31.8434 | -62.9165 | 66.4962 | 38.5342 | -53.6607 | -91.0188 | 103.0911 | 67.0082 | 0.68152 | 10.2704 | 25.4198
4 | 20 | 15 | -12.2133 | -27.4433 | 26.3921 | 15.109 | -36.2366 | -65.5462 | 70.8514 | 44.8283 | -61.0639 | -94.823 | 109.8406 | 77.955 | 1.8445 | 13.8969 | 31.9087
4 | 20 | 16 | -13.6255 | -28.4917 | 27.8112 | 17.1015 | -40.4267 | -68.05 | 74.6591 | 50.74 | -68.1247 | -98.4452 | 115.7421 | 88.2361 | 2.7955 | 16.9223 | 37.4084
4 | 20 | 17 | -14.2334 | -28.9948 | 28.5447 | 18.0483 | -42.2304 | -69.2516 | 76.627 | 53.5492 | -71.1642 | -100.1835 | 118.7921 | 93.1248 | 3.3648 | 18.6943 | 40.5693
4 | 20 | 18 | -14.8619 | -29.5096 | 29.3501 | 19.0699 | -44.095 | -70.4813 | 78.7875 | 56.58 | -74.3064 | -101.9625 | 122.1399 | 98.3979 | 4.0485 | 20.7912 | 44.269
4 | 20 | 19 | -15.4731 | -30.0051 | 30.132 | 20.0532 | -45.9085 | -71.6646 | 80.8852 | 59.4977 | -77.3624 | -103.6743 | 125.3909 | 103.4747 | 4.7071 | 22.8098 | 47.829
4 | 20 | 20 | -15.854 | -30.2799 | 30.4358 | 20.5115 | -47.0386 | -72.3209 | 81.7011 | 60.8575 | -79.2668 | -104.6237 | 126.6561 | 105.8341 | 4.8135 | 23.199 | 48.5997
4 | 20 | 21 | -16.2501 | -30.5646 | 30.9555 | 21.0985 | -48.2139 | -73.0011 | 83.0931 | 62.599 | -81.2473 | -105.6076 | 128.8114 | 108.8595 | 5.2393 | 24.4771 | 50.816
4 | 20 | 22 | -16.5864 | -30.785 | 31.1967 | 21.4724 | -49.2117 | -73.5275 | 83.7425 | 63.7085 | -82.9287 | -106.3692 | 129.8197 | 110.7855 | 5.2977 | 24.7118 | 51.3073
4 | 20 | 23 | -16.2607 | -30.4645 | 30.6612 | 20.8613 | -48.2452 | -72.762 | 82.3071 | 61.8952 | -81.3 | -105.2618 | 127.5964 | 107.6301 | 4.7973 | 23.1951 | 48.6647
4 | 21 | 0 | -15.9628 | -30.1837 | 30.3525 | 20.4574 | -47.3614 | -72.0914 | 81.481 | 60.6969 | -79.8107 | -104.2916 | 126.3178 | 105.5465 | 4.6634 | 22.7251 | 47.7619
4 | 21 | 1 | -15.6341 | -29.8619 | 29.8284 | 19.8863 | -46.3862 | -71.3226 | 80.0774 | 59.0023 | -78.1674 | -103.1795 | 124.1445 | 102.5981 | 4.2187 | 21.3708 | 45.3957
4 | 21 | 2 | -13.0698 | -27.9332 | 27.1219 | 16.2029 | -38.778 | -66.7161 | 72.8174 | 48.0738 | -65.3465 | -96.5155 | 112.8942 | 83.5964 | 2.3218 | 15.3971 | 34.6286
4 | 21 | 3 | -10.5005 | -25.9937 | 24.4265 | 12.6378 | -31.1547 | -62.0838 | 65.5863 | 37.4963 | -52.5001 | -89.8141 | 101.6879 | 65.2032 | 0.57021 | 9.844 | 24.5769
4 | 21 | 4 | -7.9257 | -24.0592 | 21.8116 | 9.2518 | -23.5156 | -57.4634 | 58.5721 | 27.4499 | -39.6271 | -83.13 | 90.8187 | 47.7342 | -0.92158 | 5.043 | 15.7959
4 | 21 | 5 | -6.9487 | -23.2907 | 20.8514 | 7.9483 | -20.6168 | -55.628 | 55.9973 | 23.5826 | -34.7422 | -80.4747 | 86.8295 | 41.0059 | -1.4398 | 3.3351 | 12.6184
4 | 21 | 6 | -6.0112 | -22.5633 | 19.9606 | 6.7248 | -17.8351 | -53.8906 | 53.6072 | 19.9525 | -30.0547 | -77.9614 | 83.1252 | 34.6901 | -1.8891 | 1.8339 | 9.7992
4 | 21 | 7 | -5.0626 | -21.8338 | 19.0497 | 5.498 | -15.0205 | -52.1483 | 51.1635 | 16.3125 | -25.3117 | -75.4408 | 79.338 | 28.3573 | -2.3487 | 0.30717 | 6.9428
4 | 21 | 8 | -4.0895 | -21.1163 | 18.1599 | 4.4216 | -12.1336 | -50.4346 | 48.7788 | 13.1188 | -20.4468 | -72.9616 | 75.6444 | 22.807 | -2.6244 | -0.67055 | 5.0429
4 | 21 | 9 | -3.1791 | -20.3929 | 17.4167 | 3.4397 | -9.4323 | -48.7068 | 46.7879 | 10.2055 | -15.8948 | -70.4622 | 72.5616 | 17.7423 | -2.7157 | -1.1458 | 3.9469
4 | 21 | 10 | -2.4066 | -19.6691 | 16.5896 | 2.5976 | -7.1404 | -46.978 | 44.5708 | 7.7069 | -12.0326 | -67.9611 | 69.1272 | 13.3976 | -2.8885 | -1.8406 | 2.5311
4 | 21 | 11 | -2.6329 | -19.8251 | 16.7695 | 2.8608 | -7.8117 | -47.3506 | 45.0531 | 8.4881 | -13.1638 | -68.5001 | 69.8743 | 14.7557 | -2.8276 | -1.621 | 2.9661
4 | 21 | 12 | -2.8632 | -19.9757 | 16.9397 | 3.1387 | -8.4951 | -47.7103 | 45.5116 | 9.3124 | -14.3155 | -69.0206 | 70.5864 | 16.1894 | -2.7606 | -1.3815 | 3.4397
4 | 21 | 13 | -3.1043 | -20.1322 | 17.1203 | 3.4173 | -9.2104 | -48.0842 | 45.9964 | 10.1391 | -15.5208 | -69.5615 | 71.3381 | 17.6271 | -2.6989 | -1.159 | 3.883
4 | 21 | 14 | -4.9153 | -21.6139 | 18.9336 | 5.5637 | -14.5835 | -51.6231 | 50.8639 | 16.5074 | -24.5753 | -74.6811 | 78.8837 | 28.7024 | -2.032 | 1.1646 | 8.3298
4 | 21 | 15 | -7.0044 | -23.1113 | 20.8343 | 8.098 | -20.7818 | -55.1995 | 55.9643 | 24.0266 | -35.0203 | -79.8549 | 86.7888 | 41.7769 | -1.1834 | 4.0095 | 13.6905
4 | 21 | 16 | -9.1143 | -24.6166 | 22.7086 | 10.745 | -27.0419 | -58.7947 | 60.9951 | 31.8802 | -45.5694 | -85.0558 | 94.5876 | 55.4324 | -0.27731 | 7.0387 | 19.3947
4 | 21 | 17 | -10.1359 | -25.341 | 23.696 | 12.1299 | -30.073 | -60.5249 | 63.6497 | 35.9891 | -50.6773 | -87.5589 | 98.7061 | 62.5784 | 0.34899 | 9.0409 | 23.0484
4 | 21 | 18 | -11.2201 | -26.1182 | 24.7903 | 13.6566 | -33.29 | -62.3811 | 66.589 | 40.5191 | -56.0984 | -90.2442 | 103.2641 | 70.4566 | 1.1087 | 11.4369 | 27.3781
4 | 21 | 19 | -12.2965 | -26.891 | 25.8908 | 15.1956 | -36.4835 | -64.227 | 69.5439 | 45.0851 | -61.4798 | -92.9145 | 107.8457 | 78.3973 | 1.8989 | 13.9186 | 31.8487
4 | 21 | 20 | -12.4524 | -27.0332 | 26.1788 | 15.4631 | -36.9461 | -64.5666 | 70.3137 | 45.8788 | -62.2594 | -93.4058 | 109.0363 | 79.7792 | 2.1563 | 14.6798 | 33.1503
4 | 21 | 21 | -12.5873 | -27.16 | 26.2947 | 15.6214 | -37.3462 | -64.8694 | 70.6233 | 46.3485 | -62.9337 | -93.8439 | 109.5151 | 80.5966 | 2.1688 | 14.7562 | 33.3341
4 | 21 | 22 | -12.7456 | -27.2983 | 26.4397 | 15.8193 | -37.8161 | -65.1997 | 71.0108 | 46.9357 | -63.7256 | -94.3217 | 110.1143 | 81.618 | 2.2151 | 14.9307 | 33.685
4 | 21 | 23 | -13.6259 | -27.9693 | 27.4364 | 17.0809 | -40.4278 | -66.8024 | 73.6833 | 50.6789 | -68.1266 | -96.6403 | 114.2545 | 88.1241 | 2.9222 | 17.1319 | 37.6118
4 | 22 | 0 | -14.5004 | -28.6408 | 28.3508 | 18.2639 | -43.0226 | -68.4061 | 76.1314 | 54.1889 | -72.4991 | -98.9603 | 118.0445 | 94.2249 | 3.4736 | 18.8917 | 40.81
4 | 22 | 1 | -15.3494 | -29.2792 | 29.2817 | 19.4581 | -45.5414 | -69.9309 | 78.6268 | 57.7321 | -76.7438 | -101.1662 | 121.9099 | 100.3829 | 4.1113 | 20.8865 | 44.3829
4 | 22 | 2 | -12.4066 | -27.1023 | 26.1349 | 15.2134 | -36.8104 | -64.7317 | 70.1838 | 45.1379 | -62.0307 | -93.6447 | 108.8248 | 78.4862 | 1.8393 | 13.7796 | 31.6356
4 | 22 | 3 | -9.4976 | -24.9706 | 23.152 | 11.2627 | -28.1794 | -59.6402 | 62.1807 | 33.4162 | -47.4862 | -86.279 | 96.4215 | 58.1063 | -0.053555 | 7.7773 | 20.7626
4 | 22 | 4 | -6.5332 | -22.7868 | 20.3232 | 7.5456 | -19.384 | -54.4245 | 54.5914 | 22.3877 | -32.6648 | -78.7337 | 84.66 | 38.9314 | -1.4513 | 3.1705 | 12.1928
4 | 22 | 5 | -5.067 | -21.7287 | 19.0579 | 5.8211 | -15.0336 | -51.8971 | 51.1975 | 17.2713 | -25.3338 | -75.0774 | 79.4009 | 30.0353 | -1.9166 | 1.5381 | 9.025
4 | 22 | 6 | -3.6316 | -20.6711 | 17.7733 | 4.1622 | -10.7749 | -49.3711 | 47.751 | 12.3493 | -18.1572 | -71.4231 | 74.0594 | 21.4783 | -2.3671 | -0.045606 | 5.9574
4 | 22 | 7 | -2.497 | -19.5777 | 16.5715 | 2.7605 | -7.4086 | -46.7598 | 44.5261 | 8.1905 | -12.4846 | -67.6455 | 69.0611 | 14.2398 | -2.7427 | -1.4519 | 3.1709
4 | 22 | 8 | -2.1928 | -18.9643 | 15.8157 | 2.3405 | -6.5059 | -45.2948 | 42.4971 | 6.9444 | -10.9633 | -65.5261 | 65.9155 | 12.0694 | -3.0008 | -2.3592 | 1.4955
4 | 22 | 9 | -1.9825 | -18.3461 | 15.0836 | 2.0543 | -5.882 | -43.8182 | 40.5321 | 6.0952 | -9.9121 | -63.3899 | 62.8694 | 10.5916 | -3.1906 | -3.0729 | 0.159
4 | 22 | 10 | -1.759 | -17.7393 | 14.3782 | 1.7628 | -5.219 | -42.3688 | 38.6369 | 5.2302 | -8.7948 | -61.2932 | 59.93 | 9.0861 | -3.3573 | -3.7208 | -1.0719
4 | 22 | 11 | -1.7304 | -17.4624 | 14.1193 | 1.7219 | -5.134 | -41.7074 | 37.9439 | 5.1089 | -8.6515 | -60.3364 | 58.8574 | 8.8749 | -3.3515 | -3.7886 | -1.2555
4 | 22 | 12 | -1.6951 | -17.1453 | 13.7934 | 1.6841 | -5.0293 | -40.9503 | 37.0716 | 4.9968 | -8.4751 | -59.2411 | 57.5072 | 8.6801 | -3.3629 | -3.9112 | -1.5289
4 | 22 | 13 | -1.6624 | -16.8648 | 13.5723 | 1.6453 | -4.9324 | -40.2801 | 36.4798 | 4.8815 | -8.3119 | -58.2716 | 56.5912 | 8.4795 | -3.3096 | -3.8513 | -1.5128
4 | 22 | 14 | -2.7607 | -19.0882 | 16.0922 | 3.0659 | -8.1908 | -45.5906 | 43.2429 | 9.0965 | -13.8027 | -65.954 | 67.0746 | 15.8139 | -2.6907 | -1.4421 | 3.1317
4 | 22 | 15 | -5.0794 | -21.2672 | 18.7253 | 5.7162 | -15.0705 | -50.795 | 50.3087 | 16.96 | -25.396 | -73.483 | 78.0263 | 29.4811 | -1.905 | 1.4032 | 8.6285
4 | 22 | 16 | -8.3796 | -23.4847 | 21.5678 | 9.6748 | -24.8621 | -56.0912 | 57.9358 | 28.7049 | -41.8961 | -81.1448 | 89.8474 | 49.8955 | -0.62167 | 5.6874 | 16.702
4 | 22 | 17 | -10.0037 | -24.5901 | 23.042 | 11.6672 | -29.6809 | -58.7313 | 61.9009 | 34.6165 | -50.0165 | -84.9642 | 96.0006 | 60.1665 | 0.1155 | 8.1052 | 21.1864
4 | 22 | 18 | -11.6811 | -25.737 | 24.5644 | 13.7455 | -34.6578 | -61.4708 | 65.9932 | 40.7827 | -58.4033 | -88.9273 | 102.3495 | 70.8794 | 0.89175 | 10.6474 | 25.8983
4 | 22 | 19 | -13.2692 | -26.8221 | 26.147 | 15.7895 | -39.3695 | -64.0625 | 70.2482 | 46.8474 | -66.3431 | -92.6766 | 108.9513 | 81.4157 | 1.8452 | 13.6636 | 31.3472
4 | 22 | 20 | -14.9637 | -28.2384 | 28.021 | 18.1916 | -44.397 | -67.4451 | 75.2737 | 53.9743 | -74.8153 | -97.57 | 116.738 | 93.8093 | 3.0105 | 17.4059 | 38.162
4 | 22 | 21 | -16.5596 | -29.6002 | 30.0271 | 20.6494 | -49.1321 | -70.6977 | 80.6532 | 61.2665 | -82.7946 | -102.2755 | 125.0727 | 106.4912 | 4.5166 | 22.0898 | 46.4938
4 | 22 | 22 | -18.1952 | -30.9736 | 31.9178 | 23.1383 | -53.9848 | -73.9779 | 85.7234 | 68.651 | -90.9721 | -107.0208 | 132.9284 | 119.3346 | 5.8873 | 26.4116 | 54.2701
4 | 22 | 23 | -18.4412 | -31.18 | 32.169 | 23.5514 | -54.7147 | -74.4708 | 86.3984 | 69.8768 | -92.202 | -107.7339 | 133.9753 | 121.4704 | 6.0993 | 27.0897 | 55.5099
4 | 23 | 0 | -18.7465 | -31.4307 | 32.6027 | 24.1302 | -55.6205 | -75.0696 | 87.5608 | 71.594 | -93.7285 | -108.6001 | 135.776 | 124.4609 | 6.5557 | 28.4648 | 57.9084
4 | 23 | 1 | -19.0105 | -31.6429 | 32.9275 | 24.6464 | -56.4038 | -75.5764 | 88.4355 | 73.1256 | -95.0484 | -109.3333 | 137.1343 | 127.1279 | 6.9205 | 29.5809 | 59.8805
4 | 23 | 2 | -14.4715 | -28.4094 | 28.1223 | 17.886 | -42.9366 | -67.8536 | 75.5308 | 53.0675 | -72.3543 | -98.161 | 117.124 | 92.259 | 3.1274 | 17.808 | 38.8676
4 | 23 | 3 | -9.9019 | -25.1265 | 23.4414 | 11.5493 | -29.3787 | -60.0125 | 62.9664 | 34.2665 | -49.5074 | -86.8176 | 97.6471 | 59.5719 | -0.037677 | 7.8417 | 20.8941
4 | 23 | 4 | -5.3691 | -21.8837 | 19.2427 | 5.9279 | -15.9302 | -52.2674 | 51.6968 | 17.5881 | -26.8446 | -75.6131 | 80.1775 | 30.5749 | -2.0822 | 1.0873 | 8.2947
4 | 23 | 5 | -2.3776 | -19.5629 | 16.4597 | 2.5231 | -7.0542 | -46.7243 | 44.2258 | 7.486 | -11.8874 | -67.5941 | 68.5954 | 13.0112 | -2.9577 | -2.0667 | 2.1251
4 | 23 | 6 | -1.3422 | -17.2321 | 13.8429 | 1.2467 | -3.9824 | -41.1574 | 37.2015 | 3.6989 | -6.7109 | -59.5407 | 57.7063 | 6.4218 | -3.4847 | -4.2394 | -2.1235
4 | 23 | 7 | -0.70236 | -14.9065 | 11.4594 | 0.53226 | -2.0839 | -35.6029 | 30.8059 | 1.5792 | -3.5117 | -51.5052 | 47.7937 | 2.7352 | -3.6172 | -5.3017 | -4.488
4 | 23 | 8 | -0.44705 | -13.5196 | 10.0869 | 0.27651 | -1.3264 | -32.2903 | 27.1237 | 0.82042 | -2.2352 | -46.7131 | 42.0871 | 1.4166 | -3.6032 | -5.6726 | -5.4446
4 | 23 | 9 | -0.24668 | -12.1748 | 8.8804 | 0.097909 | -0.73189 | -29.0785 | 23.8874 | 0.29049 | -1.2333 | -42.0667 | 37.0721 | 0.49657 | -3.4432 | -5.6325 | -5.7314
4 | 23 | 10 | -0.1825 | -10.8364 | 7.7509 | 0.070204 | -0.54147 | -25.8819 | 20.8575 | 0.2083 | -0.91245 | -37.4422 | 32.3768 | 0.35596 | -3.1978 | -5.3575 | -5.6219
4 | 23 | 11 | -0.17988 | -10.8647 | 7.7889 | 0.068863 | -0.53369 | -25.9494 | 20.9597 | 0.20432 | -0.89935 | -37.54 | 32.5356 | 0.34906 | -3.1868 | -5.3191 | -5.5547
4 | 23 | 12 | -0.17247 | -10.8907 | 7.7943 | 0.065626 | -0.51173 | -26.0115 | 20.9755 | 0.19471 | -0.86233 | -37.6298 | 32.561 | 0.33253 | -3.2032 | -5.3531 | -5.5987
4 | 23 | 13 | -0.16985 | -10.8826 | 7.8159 | 0.064803 | -0.50395 | -25.9922 | 21.0353 | 0.19227 | -0.84923 | -37.6018 | 32.6553 | 0.32824 | -3.1717 | -5.2685 | -5.4674
4 | 23 | 14 | -0.6878 | -14.3729 | 11.0555 | 0.55644 | -2.0407 | -34.3285 | 29.731 | 1.651 | -3.4388 | -49.6617 | 46.1351 | 2.8623 | -3.4488 | -4.9873 | -4.1031
4 | 23 | 15 | -1.5674 | -17.8777 | 14.6322 | 1.6032 | -4.6505 | -42.6994 | 39.3323 | 4.7566 | -7.8367 | -61.7714 | 61.0193 | 8.266 | -3.2097 | -3.261 | -0.32281
4 | 23 | 16 | -5.0683 | -21.3316 | 18.6724 | 5.4412 | -15.0375 | -50.9487 | 50.1765 | 16.144 | -25.3403 | -73.7054 | 77.8296 | 28.0599 | -2.2862 | 0.33437 | 6.8438
4 | 23 | 17 | -7.3 | -22.8341 | 20.4919 | 8.1083 | -21.6591 | -54.5374 | 55.0679 | 24.0571 | -36.4987 | -78.897 | 85.4183 | 41.8161 | -1.534 | 2.9284 | 11.8387
4 | 23 | 18 | -9.4672 | -24.2828 | 22.4392 | 10.8354 | -28.0891 | -57.9974 | 60.3015 | 32.1486 | -47.3342 | -83.9025 | 93.5369 | 55.8828 | -0.47535 | 6.3635 | 18.1831
4 | 23 | 19 | -11.6552 | -25.743 | 24.5451 | 13.7859 | -34.581 | -61.4851 | 65.9607 | 40.9027 | -58.2738 | -88.948 | 102.3153 | 71.1018 | 0.93272 | 10.7973 | 26.1953
4 | 23 | 20 | -12.6661 | -26.511 | 25.5696 | 15.1856 | -37.58 | -63.3193 | 68.7125 | 45.0555 | -63.3277 | -91.6015 | 106.5826 | 78.3218 | 1.5781 | 12.8686 | 29.9753
4 | 23 | 21 | -13.6239 | -27.2277 | 26.6113 | 16.5572 | -40.4218 | -65.031 | 71.5091 | 49.1251 | -68.1165 | -94.0777 | 110.9182 | 85.3971 | 2.317 | 15.1814 | 34.1211
4 | 23 | 22 | -14.6486 | -27.9992 | 27.6573 | 17.9785 | -43.4622 | -66.8737 | 74.3164 | 53.3419 | -73.2399 | -96.7435 | 115.2699 | 92.727 | 2.988 | 17.3225 | 38.0135
4 | 23 | 23 | -15.0541 | -28.4359 | 28.2946 | 18.5704 | -44.6653 | -67.9167 | 76.0202 | 55.0981 | -75.2674 | -98.2523 | 117.9051 | 95.7802 | 3.375 | 18.5362 | 40.1656
4 | 24 | 0 | -15.4158 | -28.8508 | 28.7238 | 19.0152 | -45.7386 | -68.9077 | 77.1638 | 56.4179 | -77.076 | -99.686 | 119.6709 | 98.0724 | 3.4724 | 18.9354 | 40.9814
4 | 24 | 1 | -15.8553 | -29.3284 | 29.397 | 19.6644 | -47.0423 | -70.0486 | 78.962 | 58.344 | -79.273 | -101.3364 | 122.4511 | 101.4203 | 3.8776 | 20.215 | 43.262
4 | 24 | 2 | -10.7084 | -25.5046 | 24.0832 | 12.4319 | -31.7716 | -60.9157 | 64.7035 | 36.8853 | -53.5397 | -88.1242 | 100.3517 | 64.1142 | 0.30214 | 8.9015 | 22.802
4 | 24 | 3 | -5.5603 | -21.6733 | 19.0988 | 5.9233 | -16.4973 | -51.7649 | 51.3295 | 17.5745 | -27.8003 | -74.8862 | 79.624 | 30.5403 | -2.2115 | 0.64173 | 7.4778
4 | 24 | 4 | -1.5332 | -17.837 | 14.6394 | 1.7217 | -4.5489 | -42.6023 | 39.3627 | 5.1081 | -7.6656 | -61.631 | 61.0759 | 8.8846 | -3.0091 | -2.6804 | 0.6638
4 | 24 | 5 | -1.0049 | -14.9854 | 11.6936 | 1.1202 | -2.9817 | -35.7914 | 31.457 | 3.3236 | -5.0245 | -51.778 | 48.8217 | 5.7825 | -3.1765 | -3.9925 | -2.1983
4 | 24 | 6 | -0.52137 | -12.0919 | 8.9369 | 0.59741 | -1.5469 | -28.8804 | 24.0593 | 1.7725 | -2.6067 | -41.7801 | 37.3555 | 3.0853 | -3.079 | -4.5956 | -3.946
4 | 24 | 7 | -0.11667 | -9.2323 | 6.4874 | 0.13217 | -0.34615 | -22.0505 | 17.485 | 0.39214 | -0.58332 | -31.8995 | 27.1646 | 0.68287 | -2.7293 | -4.5195 | -4.6354
4 | 24 | 8 | 0 | -7.9316 | 5.4134 | 0 | 0 | -18.9439 | 14.5997 | 0 | 0 | -27.4053 | 22.6898 | 0 | -2.5181 | -4.3442 | -4.7156
4 | 24 | 9 | 0 | -6.5897 | 4.3744 | 0 | 0 | -15.739 | 11.8081 | 0 | 0 | -22.769 | 18.3601 | 0 | -2.2153 | -3.9309 | -4.4089
4 | 24 | 10 | 0 | -5.2861 | 3.399 | 0 | 0 | -12.6254 | 9.1875 | 0 | 0 | -18.2647 | 14.2956 | 0 | -1.8871 | -3.438 | -3.9691
4 | 24 | 11 | 0 | -5.7842 | 3.7106 | 0 | 0 | -13.8151 | 10.0195 | 0 | 0 | -19.9858 | 15.5816 | 0 | -2.0736 | -3.7956 | -4.4041
4 | 24 | 12 | 0 | -6.2825 | 4.0364 | 0 | 0 | -15.0053 | 10.8898 | 0 | 0 | -21.7075 | 16.9274 | 0 | -2.2462 | -4.1155 | -4.7801
4 | 24 | 13 | 0 | -6.7796 | 4.3326 | 0 | 0 | -16.1926 | 11.6798 | 0 | 0 | -23.4251 | 18.1477 | 0 | -2.447 | -4.5128 | -5.2774
4 | 24 | 14 | 0 | -10.3968 | 7.2065 | 0 | 0 | -24.8319 | 19.3899 | 0 | 0 | -35.9232 | 30.0964 | 0 | -3.1903 | -5.442 | -5.8269
4 | 24 | 15 | -0.01966 | -14.0722 | 10.5433 | 0.032056 | -0.058331 | -33.6104 | 28.3422 | 0.095109 | -0.098296 | -48.6228 | 43.9707 | 0.16618 | -3.5166 | -5.2314 | -4.5842
4 | 24 | 16 | -0.39911 | -17.7397 | 14.3075 | 0.60206 | -1.1842 | -42.3699 | 38.4399 | 1.7863 | -1.9955 | -61.2948 | 59.6186 | 3.1175 | -3.2293 | -3.3279 | -0.55417
4 | 24 | 17 | -1.7437 | -19.2842 | 16.0431 | 2.1026 | -5.1736 | -46.0588 | 43.099 | 6.2385 | -8.7182 | -66.6314 | 66.8414 | 10.8604 | -2.8822 | -1.8949 | 2.3521
4 | 24 | 18 | -3.5496 | -20.8881 | 17.9482 | 4.0942 | -10.5315 | -49.8894 | 48.2118 | 12.1476 | -17.7472 | -72.173 | 74.7664 | 21.1309 | -2.3952 | -0.061651 | 5.9772
4 | 24 | 19 | -5.5451 | -22.4324 | 19.7275 | 6.3354 | -16.4522 | -53.578 | 52.9883 | 18.797 | -27.7242 | -77.5091 | 82.1715 | 32.6875 | -1.9146 | 1.7552 | 9.6257
4 | 24 | 20 | -6.509 | -23.0867 | 20.5374 | 7.3889 | -19.3121 | -55.1406 | 55.1628 | 21.9227 | -32.5436 | -79.7697 | 85.5428 | 38.1174 | -1.6694 | 2.6328 | 11.3469
4 | 24 | 21 | -7.5068 | -23.7625 | 21.4483 | 8.5258 | -22.2726 | -56.7548 | 57.609 | 25.296 | -37.5324 | -82.1048 | 89.3357 | 43.977 | -1.2952 | 3.8776 | 13.6754
4 | 24 | 22 | -8.4604 | -24.41 | 22.3258 | 9.6456 | -25.1018 | -58.3013 | 59.9654 | 28.6185 | -42.3002 | -84.3421 | 92.9895 | 49.7489 | -0.89897 | 5.1807 | 16.0961
4 | 24 | 23 | -9.0802 | -24.8769 | 23.0139 | 10.4596 | -26.9408 | -59.4165 | 61.8116 | 31.0334 | -45.3991 | -85.9554 | 95.8506 | 53.9464 | -0.4836 | 6.4877 | 18.4425
4 | 25 | 0 | -9.6714 | -25.3375 | 23.5438 | 11.1925 | -28.6948 | -60.5165 | 63.2318 | 33.2079 | -48.3548 | -87.5468 | 98.0504 | 57.7263 | -0.27254 | 7.2284 | 19.8751
4 | 25 | 1 | -10.29 | -25.8155 | 24.2417 | 12.0428 | -30.5304 | -61.6582 | 65.1031 | 35.7309 | -51.4481 | -89.1984 | 100.9496 | 62.112 | 0.17899 | 8.6453 | 22.415
4 | 25 | 2 | -5.4598 | -22.2921 | 19.5469 | 5.8828 | -16.1992 | -53.2429 | 52.5026 | 17.4542 | -27.2979 | -77.0243 | 81.4175 | 30.3346 | -2.3222 | 0.51469 | 7.4299
4 | 25 | 3 | -1.0227 | -18.7688 | 15.3834 | 1.0562 | -3.0342 | -44.8278 | 41.3295 | 3.1336 | -5.1131 | -64.8505 | 64.0996 | 5.4458 | -3.3519 | -3.3989 | -0.41823
4 | 25 | 4 | -0.097201 | -15.2428 | 11.6447 | 0.034283 | -0.28839 | -36.4061 | 31.2941 | 0.10172 | -0.48598 | -52.6672 | 48.5429 | 0.17289 | -3.661 | -5.2987 | -4.4374
4 | 25 | 5 | -0.090258 | -12.3179 | 8.8182 | 0.031834 | -0.26779 | -29.4203 | 23.7125 | 0.094451 | -0.45127 | -42.5611 | 36.7943 | 0.16054 | -3.5581 | -5.8811 | -6.0576
4 | 25 | 6 | -0.083315 | -9.4021 | 6.3351 | 0.028949 | -0.24719 | -22.4561 | 17.0506 | 0.085892 | -0.41656 | -32.4863 | 26.47 | 0.14599 | -3.1213 | -5.5667 | -6.2869
4 | 25 | 7 | -0.076372 | -6.477 | 4.0404 | 0.026537 | -0.2266 | -15.4697 | 10.8946 | 0.078735 | -0.38184 | -22.3794 | 16.9298 | 0.13382 | -2.4864 | -4.723 | -5.6976
4 | 25 | 8 | -0.047212 | -5.7837 | 3.5444 | 0.015914 | -0.14008 | -13.8138 | 9.5634 | 0.047217 | -0.23605 | -19.9838 | 14.8664 | 0.080253 | -2.2705 | -4.3432 | -5.2733
4 | 25 | 9 | -0.018052 | -5.0254 | 3.0298 | 0.0058991 | -0.053559 | -12.0027 | 8.183 | 0.017503 | -0.090254 | -17.3638 | 12.7274 | 0.029749 | -2.0077 | -3.8557 | -4.697
4 | 25 | 10 | 0 | -4.332 | 2.5748 | 0 | 0 | -10.3466 | 6.9623 | 0 | 0 | -14.9679 | 10.8354 | 0 | -1.7571 | -3.3843 | -4.1326
4 | 25 | 11 | 0 | -4.8691 | 2.9417 | 0 | 0 | -11.6296 | 7.9462 | 0 | 0 | -16.824 | 12.3599 | 0 | -1.9275 | -3.6834 | -4.4641
4 | 25 | 12 | 0 | -5.3888 | 3.2937 | 0 | 0 | -12.8708 | 8.89 | 0 | 0 | -18.6197 | 13.822 | 0 | -2.0951 | -3.9808 | -4.7977
4 | 25 | 13 | 0 | -5.9287 | 3.6858 | 0 | 0 | -14.1602 | 9.9413 | 0 | 0 | -20.485 | 15.4511 | 0 | -2.2429 | -4.2188 | -5.0339
4 | 25 | 14 | 0 | -8.2351 | 5.3927 | 0 | 0 | -19.6689 | 14.5203 | 0 | 0 | -28.4541 | 22.5469 | 0 | -2.8424 | -5.1486 | -5.9073
4 | 25 | 15 | 0 | -10.5396 | 7.3279 | 0 | 0 | -25.173 | 19.7127 | 0 | 0 | -36.4168 | 30.5943 | 0 | -3.2117 | -5.4604 | -5.8225
4 | 25 | 16 | 0 | -12.8416 | 9.3693 | 0 | 0 | -30.6711 | 25.1885 | 0 | 0 | -44.3706 | 39.0797 | 0 | -3.4723 | -5.4826 | -5.2909
4 | 25 | 17 | 0 | -13.5788 | 9.9947 | 0 | 0 | -32.4319 | 26.8677 | 0 | 0 | -46.9179 | 41.6832 | 0 | -3.5841 | -5.5642 | -5.2347
4 | 25 | 18 | -0.0055544 | -14.3266 | 10.7426 | 0.0017868 | -0.01648 | -34.218 | 28.8766 | 0.0053014 | -0.027771 | -49.5018 | 44.7984 | 0.0090107 | -3.5878 | -5.3526 | -4.7222
4 | 25 | 19 | -0.034715 | -15.1104 | 11.5369 | 0.011522 | -0.103 | -36.0899 | 31.0078 | 0.034187 | -0.17357 | -52.2098 | 48.1016 | 0.058107 | -3.5966 | -5.1509 | -4.2236
4 | 25 | 20 | -0.026383 | -15.1049 | 11.5469 | 0.0086218 | -0.078278 | -36.0768 | 31.0369 | 0.025581 | -0.13191 | -52.1909 | 48.1486 | 0.043479 | -3.5758 | -5.0927 | -4.1307
4 | 25 | 21 | -0.018052 | -15.1581 | 11.6111 | 0.0058991 | -0.053559 | -36.2038 | 31.2116 | 0.017503 | -0.090254 | -52.3745 | 48.4213 | 0.029749 | -3.5591 | -5.0283 | -4.0138
4 | 25 | 22 | -0.011109 | -15.1923 | 11.6846 | 0.0035736 | -0.032959 | -36.2855 | 31.4121 | 0.010603 | -0.055541 | -52.4927 | 48.7349 | 0.018021 | -3.5152 | -4.8957 | -3.7953
4 | 25 | 23 | -0.0013886 | -15.1078 | 11.6123 | 0.00044671 | -0.00412 | -36.0837 | 31.2195 | 0.0013254 | -0.0069429 | -52.2009 | 48.4376 | 0.0022527 | -3.4964 | -4.867 | -3.768
4 | 26 | 0 | 0 | -15.0286 | 11.5571 | 0 | 0 | -35.8945 | 31.0725 | 0 | 0 | -51.9271 | 48.2106 | 0 | -3.4715 | -4.822 | -3.7165
4 | 26 | 1 | 0 | -14.9415 | 11.4789 | 0 | 0 | -35.6866 | 30.8644 | 0 | 0 | -51.6263 | 47.8895 | 0 | -3.4626 | -4.8222 | -3.7368
4 | 26 | 2 | 0 | -14.0479 | 10.5689 | 0 | 0 | -33.5521 | 28.4194 | 0 | 0 | -48.5385 | 44.0974 | 0 | -3.479 | -5.1328 | -4.4411
4 | 26 | 3 | 0 | -13.1591 | 9.6942 | 0 | 0 | -31.4294 | 26.0684 | 0 | 0 | -45.4676 | 40.4505 | 0 | -3.4649 | -5.361 | -5.0172
4 | 26 | 4 | 0 | -12.2746 | 8.8533 | 0 | 0 | -29.317 | 23.809 | 0 | 0 | -42.4117 | 36.946 | 0 | -3.4214 | -5.5079 | -5.4657
4 | 26 | 5 | 0 | -11.6926 | 8.273 | 0 | 0 | -27.9267 | 22.2471 | 0 | 0 | -40.4004 | 34.5211 | 0 | -3.4195 | -5.6796 | -5.8793
4 | 26 | 6 | 0 | -11.1152 | 7.7122 | 0 | 0 | -26.5477 | 20.7368 | 0 | 0 | -38.4055 | 32.1755 | 0 | -3.403 | -5.811 | -6.23
4 | 26 | 7 | 0 | -10.5415 | 7.2383 | 0 | 0 | -25.1775 | 19.4596 | 0 | 0 | -36.4232 | 30.1915 | 0 | -3.3032 | -5.7178 | -6.2317
4 | 26 | 8 | 0 | -10.292 | 6.9799 | 0 | 0 | -24.5815 | 18.7682 | 0 | 0 | -35.5611 | 29.1216 | 0 | -3.3121 | -5.8133 | -6.4394
4 | 26 | 9 | 0 | -10.001 | 6.7757 | 0 | 0 | -23.8867 | 18.2229 | 0 | 0 | -34.5559 | 28.2784 | 0 | -3.2253 | -5.6638 | -6.2774
4 | 26 | 10 | 0 | -9.7522 | 6.5396 | 0 | 0 | -23.2923 | 17.5909 | 0 | 0 | -33.696 | 27.3003 | 0 | -3.2126 | -5.7014 | -6.3957
4 | 26 | 11 | 0 | -9.8331 | 6.6789 | 0 | 0 | -23.4856 | 17.9681 | 0 | 0 | -33.9756 | 27.8878 | 0 | -3.1542 | -5.5175 | -6.0878
4 | 26 | 12 | 0 | -9.9196 | 6.7755 | 0 | 0 | -23.6921 | 18.2305 | 0 | 0 | -34.2744 | 28.2972 | 0 | -3.1441 | -5.4616 | -5.9772
4 | 26 | 13 | 0 | -9.9971 | 6.8827 | 0 | 0 | -23.8773 | 18.5223 | 0 | 0 | -34.5423 | 28.7529 | 0 | -3.1144 | -5.355 | -5.7894
4 | 26 | 14 | 0 | -11.2793 | 7.9771 | 0 | 0 | -26.9396 | 21.4567 | 0 | 0 | -38.9724 | 33.299 | 0 | -3.3021 | -5.4829 | -5.6734
4 | 26 | 15 | 0 | -12.5867 | 9.072 | 0 | 0 | -30.0624 | 24.3923 | 0 | 0 | -43.4901 | 37.8469 | 0 | -3.5147 | -5.6701 | -5.6431
4 | 26 | 16 | 0 | -13.9073 | 10.3278 | 0 | 0 | -33.2164 | 27.7594 | 0 | 0 | -48.0528 | 43.0635 | 0 | -3.5795 | -5.457 | -4.9893
4 | 26 | 17 | 0 | -14.3416 | 10.7172 | 0 | 0 | -34.2538 | 28.8054 | 0 | 0 | -49.5536 | 44.6857 | 0 | -3.6244 | -5.4484 | -4.8679
4 | 26 | 18 | 0 | -14.8152 | 11.2589 | 0 | 0 | -35.385 | 30.259 | 0 | 0 | -51.19 | 46.9386 | 0 | -3.5563 | -5.126 | -4.2515
4 | 26 | 19 | 0 | -15.2907 | 11.6936 | 0 | 0 | -36.5205 | 31.4256 | 0 | 0 | -52.8327 | 48.747 | 0 | -3.5971 | -5.0949 | -4.0857
4 | 26 | 20 | 0 | -15.8379 | 12.2984 | 0 | 0 | -37.8275 | 33.0482 | 0 | 0 | -54.7235 | 51.2617 | 0 | -3.5395 | -4.7792 | -3.4618
4 | 26 | 21 | 0 | -16.422 | 12.8151 | 0 | 0 | -39.2226 | 34.4328 | 0 | 0 | -56.7417 | 53.4059 | 0 | -3.6069 | -4.7898 | -3.3358
4 | 26 | 22 | 0 | -16.96 | 13.426 | 0 | 0 | -40.5075 | 36.0712 | 0 | 0 | -58.6006 | 55.9448 | 0 | -3.534 | -4.4363 | -2.6558
4 | 26 | 23 | 0 | -17.462 | 13.9935 | 0 | 0 | -41.7066 | 37.5917 | 0 | 0 | -60.3353 | 58.2994 | 0 | -3.4686 | -4.1149 | -2.0358
4 | 27 | 0 | 0 | -17.9351 | 14.4288 | 0 | 0 | -42.8366 | 38.757 | 0 | 0 | -61.9699 | 60.1031 | 0 | -3.5063 | -4.0796 | -1.8668
4 | 27 | 1 | 0 | -18.3973 | 14.9922 | 0 | 0 | -43.9404 | 40.2676 | 0 | 0 | -63.5668 | 62.4435 | 0 | -3.4051 | -3.6728 | -1.1233
4 | 27 | 2 | 0 | -16.0561 | 12.3826 | 0 | 0 | -38.3488 | 33.2688 | 0 | 0 | -55.4776 | 51.5991 | 0 | -3.6736 | -5.0799 | -3.8785
4 | 27 | 3 | 0 | -13.6761 | 10.0627 | 0 | 0 | -32.6642 | 27.0476 | 0 | 0 | -47.2539 | 41.9598 | 0 | -3.6133 | -5.6166 | -5.2941
4 | 27 | 4 | 0 | -11.3402 | 7.9446 | 0 | 0 | -27.085 | 21.3663 | 0 | 0 | -39.1828 | 33.1562 | 0 | -3.3955 | -5.7187 | -6.0266
4 | 27 | 5 | 0 | -9.0867 | 6.0382 | 0 | 0 | -21.7029 | 16.2516 | 0 | 0 | -31.3967 | 25.2296 | 0 | -3.0485 | -5.4513 | -6.1671
4 | 27 | 6 | 0 | -6.8735 | 4.3164 | 0 | 0 | -16.4167 | 11.6316 | 0 | 0 | -23.7494 | 18.0691 | 0 | -2.5571 | -4.7851 | -5.6803
4 | 27 | 7 | 0 | -4.6614 | 2.7681 | 0 | 0 | -11.1333 | 7.478 | 0 | 0 | -16.106 | 11.6323 | 0 | -1.8933 | -3.6553 | -4.4737
4 | 27 | 8 | 0 | -3.4613 | 1.9757 | 0 | 0 | -8.2671 | 5.3525 | 0 | 0 | -11.9597 | 8.3386 | 0 | -1.4856 | -2.9146 | -3.6211
4 | 27 | 9 | 0 | -2.2987 | 1.2479 | 0 | 0 | -5.4902 | 3.4001 | 0 | 0 | -7.9424 | 5.3129 | 0 | -1.0508 | -2.0901 | -2.6296
4 | 27 | 10 | 0 | -1.1395 | 0.59979 | 0 | 0 | -2.7217 | 1.6482 | 0 | 0 | -3.9373 | 2.587 | 0 | -0.53974 | -1.0735 | -1.3503
4 | 27 | 11 | 0 | -1.1093 | 0.57582 | 0 | 0 | -2.6495 | 1.5848 | 0 | 0 | -3.833 | 2.4895 | 0 | -0.5335 | -1.0647 | -1.3435
4 | 27 | 12 | 0 | -1.1105 | 0.56039 | 0 | 0 | -2.6524 | 1.546 | 0 | 0 | -3.8371 | 2.4315 | 0 | -0.55013 | -1.1064 | -1.4056
4 | 27 | 13 | 0 | -1.0884 | 0.53877 | 0 | 0 | -2.5995 | 1.4891 | 0 | 0 | -3.7606 | 2.3443 | 0 | -0.54962 | -1.1104 | -1.4164
4 | 27 | 14 | 0 | -4.5547 | 2.6796 | 0 | 0 | -10.8784 | 7.2405 | 0 | 0 | -15.7374 | 11.2641 | 0 | -1.875 | -3.6379 | -4.4733
4 | 27 | 15 | 0 | -8.0526 | 5.2204 | 0 | 0 | -19.2331 | 14.0566 | 0 | 0 | -27.8237 | 21.8272 | 0 | -2.8323 | -5.1764 | -5.9964
4 | 27 | 16 | 0 | -11.5426 | 8.1117 | 0 | 0 | -27.5685 | 21.8109 | 0 | 0 | -39.8822 | 33.8421 | 0 | -3.4309 | -5.7576 | -6.0401
4 | 27 | 17 | 0 | -13.1182 | 9.5251 | 0 | 0 | -31.3317 | 25.6004 | 0 | 0 | -45.3263 | 39.7129 | 0 | -3.5931 | -5.7313 | -5.6134
4 | 27 | 18 | 0 | -14.7297 | 11.035 | 0 | 0 | -35.1806 | 29.6481 | 0 | 0 | -50.8943 | 45.9835 | 0 | -3.6947 | -5.5324 | -4.9108
4 | 27 | 19 | 0 | -16.2922 | 12.685 | 0 | 0 | -38.9125 | 34.0714 | 0 | 0 | -56.2931 | 52.8354 | 0 | -3.6071 | -4.8411 | -3.4577
4 | 27 | 20 | 0 | -16.3384 | 12.6843 | 0 | 0 | -39.023 | 34.0733 | 0 | 0 | -56.453 | 52.8416 | 0 | -3.6541 | -4.9497 | -3.6114
4 | 27 | 21 | 0 | -16.416 | 12.8002 | 0 | 0 | -39.2083 | 34.387 | 0 | 0 | -56.721 | 53.3301 | 0 | -3.6158 | -4.8212 | -3.3908
4 | 27 | 22 | 0 | -16.502 | 12.9296 | 0 | 0 | -39.4138 | 34.7371 | 0 | 0 | -57.0183 | 53.8752 | 0 | -3.5724 | -4.6766 | -3.1431
4 | 27 | 23 | 0 | -16.1217 | 12.5253 | 0 | 0 | -38.5054 | 33.658 | 0 | 0 | -55.7041 | 52.2075 | 0 | -3.5964 | -4.8473 | -3.4967
4 | 28 | 0 | 0 | -15.7762 | 12.2652 | 0 | 0 | -37.6801 | 32.9651 | 0 | 0 | -54.5103 | 51.1377 | 0 | -3.511 | -4.715 | -3.3726
4 | 28 | 1 | 0 | -15.3862 | 11.8918 | 0 | 0 | -36.7486 | 31.97 | 0 | 0 | -53.1626 | 49.6013 | 0 | -3.4944 | -4.7785 | -3.5613
4 | 28 | 2 | 0 | -13.2532 | 9.7877 | 0 | 0 | -31.6541 | 26.3229 | 0 | 0 | -45.7927 | 40.8478 | 0 | -3.4655 | -5.3312 | -4.9449
4 | 28 | 3 | 0 | -11.0649 | 7.8232 | 0 | 0 | -26.4275 | 21.0524 | 0 | 0 | -38.2316 | 32.6797 | 0 | -3.2416 | -5.3751 | -5.5519
4 | 28 | 4 | 0 | -8.8899 | 6.0162 | 0 | 0 | -21.2329 | 16.2029 | 0 | 0 | -30.7168 | 25.1627 | 0 | -2.8738 | -5.0301 | -5.554
4 | 28 | 5 | 0 | -7.7073 | 4.9868 | 0 | 0 | -18.4083 | 13.4308 | 0 | 0 | -26.6306 | 20.8579 | 0 | -2.7205 | -4.9775 | -5.7727
4 | 28 | 6 | 0 | -6.5381 | 4.0653 | 0 | 0 | -15.6157 | 10.9486 | 0 | 0 | -22.5905 | 17.0029 | 0 | -2.4728 | -4.6671 | -5.5876
4 | 28 | 7 | 0 | -5.3263 | 3.1505 | 0 | 0 | -12.7213 | 8.4864 | 0 | 0 | -18.4034 | 13.1805 | 0 | -2.1758 | -4.2349 | -5.223
4 | 28 | 8 | 0 | -4.8265 | 2.799 | 0 | 0 | -11.5277 | 7.5458 | 0 | 0 | -16.6767 | 11.7248 | 0 | -2.0275 | -3.9819 | -4.9518
4 | 28 | 9 | 0 | -4.401 | 2.5246 | 0 | 0 | -10.5115 | 6.8113 | 0 | 0 | -15.2066 | 10.5877 | 0 | -1.8764 | -3.7002 | -4.6189
4 | 28 | 10 | 0 | -3.9776 | 2.2873 | 0 | 0 | -9.5002 | 6.1774 | 0 | 0 | -13.7435 | 9.6076 | 0 | -1.6903 | -3.3228 | -4.1359
4 | 28 | 11 | 0 | -4.0351 | 2.3177 | 0 | 0 | -9.6375 | 6.2592 | 0 | 0 | -13.9422 | 9.7348 | 0 | -1.7174 | -3.3783 | -4.2074
4 | 28 | 12 | 0 | -4.124 | 2.3657 | 0 | 0 | -9.8498 | 6.3873 | 0 | 0 | -14.2494 | 9.9326 | 0 | -1.7583 | -3.4626 | -4.3167
4 | 28 | 13 | 0 | -4.1873 | 2.4008 | 0 | 0 | -10.0011 | 6.4809 | 0 | 0 | -14.4682 | 10.0773 | 0 | -1.7865 | -3.5202 | -4.3909
4 | 28 | 14 | 0 | -6.4066 | 3.938 | 0 | 0 | -15.3015 | 10.6053 | 0 | 0 | -22.1361 | 16.4693 | 0 | -2.4685 | -4.6962 | -5.6668
4 | 28 | 15 | 0 | -8.6401 | 5.6429 | 0 | 0 | -20.6362 | 15.1771 | 0 | 0 | -29.8536 | 23.5526 | 0 | -2.9972 | -5.4591 | -6.301
4 | 28 | 16 | 0 | -10.9203 | 7.4775 | 0 | 0 | -26.0822 | 20.097 | 0 | 0 | -37.732 | 31.1756 | 0 | -3.4427 | -5.9852 | -6.5564
4 | 28 | 17 | 0 | -11.8754 | 8.3193 | 0 | 0 | -28.3634 | 22.356 | 0 | 0 | -41.0321 | 34.677 | 0 | -3.5561 | -6.0073 | -6.3551
4 | 28 | 18 | 0 | -12.8241 | 9.1815 | 0 | 0 | -30.6292 | 24.6709 | 0 | 0 | -44.3101 | 38.266 | 0 | -3.6425 | -5.9583 | -6.044
4 | 28 | 19 | 0 | -13.7805 | 10.0938 | 0 | 0 | -32.9135 | 27.1199 | 0 | 0 | -47.6146 | 42.0627 | 0 | -3.6867 | -5.7936 | -5.5519
4 | 28 | 20 | 0 | -13.8241 | 10.1934 | 0 | 0 | -33.0176 | 27.3875 | 0 | 0 | -47.7653 | 42.4777 | 0 | -3.6307 | -5.6301 | -5.2876
4 | 28 | 21 | 0 | -13.8804 | 10.2661 | 0 | 0 | -33.1521 | 27.5843 | 0 | 0 | -47.9598 | 42.7842 | 0 | -3.6143 | -5.5678 | -5.1755
4 | 28 | 22 | 0 | -13.9145 | 10.277 | 0 | 0 | -33.2336 | 27.6144 | 0 | 0 | -48.0777 | 42.8314 | 0 | -3.6375 | -5.6193 | -5.2464
4 | 28 | 23 | 0 | -13.8081 | 10.1275 | 0 | 0 | -32.9795 | 27.2144 | 0 | 0 | -47.7101 | 42.2125 | 0 | -3.6806 | -5.7651 | -5.4976
4 | 29 | 0 | 0 | -13.6398 | 10.0275 | 0 | 0 | -32.5775 | 26.9477 | 0 | 0 | -47.1285 | 41.8005 | 0 | -3.6122 | -5.6297 | -5.328
4 | 29 | 1 | 0 | -13.513 | 9.8666 | 0 | 0 | -32.2746 | 26.5163 | 0 | 0 | -46.6903 | 41.1321 | 0 | -3.6463 | -5.7583 | -5.5583
4 | 29 | 2 | 0 | -12.4343 | 8.9103 | 0 | 0 | -29.6982 | 23.9555 | 0 | 0 | -42.9632 | 37.1676 | 0 | -3.524 | -5.7427 | -5.7956
4 | 29 | 3 | 0 | -11.3633 | 8.0462 | 0 | 0 | -27.1402 | 21.6415 | 0 | 0 | -39.2627 | 33.5851 | 0 | -3.3171 | -5.4987 | -5.6776
4 | 29 | 4 | 0 | -10.3364 | 7.1937 | 0 | 0 | -24.6877 | 19.359 | 0 | 0 | -35.7146 | 30.0514 | 0 | -3.1427 | -5.3287 | -5.6632
4 | 29 | 5 | 0 | -9.8175 | 6.7114 | 0 | 0 | -23.4484 | 18.0624 | 0 | 0 | -33.9218 | 28.0398 | 0 | -3.1061 | -5.386 | -5.882
4 | 29 | 6 | 0 | -9.3395 | 6.3213 | 0 | 0 | -22.3065 | 17.0131 | 0 | 0 | -32.27 | 26.4114 | 0 | -3.0182 | -5.2935 | -5.8586
4 | 29 | 7 | 0 | -8.8176 | 5.8713 | 0 | 0 | -21.0602 | 15.8044 | 0 | 0 | -30.4669 | 24.5368 | 0 | -2.9463 | -5.2558 | -5.9301
4 | 29 | 8 | 0 | -8.1636 | 5.3924 | 0 | 0 | -19.4981 | 14.5205 | 0 | 0 | -28.2071 | 22.5482 | 0 | -2.7712 | -4.9775 | -5.6589
4 | 29 | 9 | 0 | -7.5097 | 4.9142 | 0 | 0 | -17.9362 | 13.2395 | 0 | 0 | -25.9475 | 20.5644 | 0 | -2.5955 | -4.6967 | -5.3831
4 | 29 | 10 | 0 | -6.8502 | 4.4568 | 0 | 0 | -16.3612 | 12.0137 | 0 | 0 | -23.6691 | 18.6659 | 0 | -2.3934 | -4.3475 | -5.0032
4 | 29 | 11 | 0 | -6.104 | 3.9459 | 0 | 0 | -14.579 | 10.6459 | 0 | 0 | -21.0908 | 16.5486 | 0 | -2.1582 | -3.9331 | -4.5422
4 | 29 | 12 | 0 | -5.3674 | 3.4548 | 0 | 0 | -12.8195 | 9.3314 | 0 | 0 | -18.5454 | 14.5138 | 0 | -1.9125 | -3.4881 | -4.0317
4 | 29 | 13 | 0 | -4.6222 | 2.9988 | 0 | 0 | -11.0398 | 8.1074 | 0 | 0 | -15.9708 | 12.6166 | 0 | -1.6235 | -2.9324 | -3.3542
4 | 29 | 14 | 0 | -6.3949 | 4.2593 | 0 | 0 | -15.2737 | 11.4944 | 0 | 0 | -22.0958 | 17.8698 | 0 | -2.1356 | -3.7793 | -4.226
4 | 29 | 15 | 0 | -8.214 | 5.6605 | 0 | 0 | -19.6186 | 15.2562 | 0 | 0 | -28.3814 | 23.702 | 0 | -2.5536 | -4.3624 | -4.6794
4 | 29 | 16 | 0 | -9.9845 | 7.1492 | 0 | 0 | -23.847 | 19.2531 | 0 | 0 | -34.4985 | 29.8988 | 0 | -2.8353 | -4.5939 | -4.5998
4 | 29 | 17 | 0 | -11.511 | 8.4734 | 0 | 0 | -27.493 | 22.81 | 0 | 0 | -39.773 | 35.4144 | 0 | -3.0375 | -4.6831 | -4.3586
4 | 29 | 18 | 0 | -13.0239 | 9.8864 | 0 | 0 | -31.1065 | 26.605 | 0 | 0 | -45.0004 | 41.2993 | 0 | -3.1375 | -4.5015 | -3.7012
4 | 29 | 19 | 0 | -14.5912 | 11.4349 | 0 | 0 | -34.8499 | 30.764 | 0 | 0 | -50.4159 | 47.7487 | 0 | -3.1563 | -4.0859 | -2.6673
4 | 29 | 20 | 0 | -15.2007 | 12.0369 | 0 | 0 | -36.3056 | 32.377 | 0 | 0 | -52.5218 | 50.2467 | 0 | -3.1638 | -3.9286 | -2.2751
4 | 29 | 21 | 0 | -15.8613 | 12.7323 | 0 | 0 | -37.8834 | 34.2426 | 0 | 0 | -54.8043 | 53.1379 | 0 | -3.129 | -3.6408 | -1.6664
4 | 29 | 22 | 0 | -16.4708 | 13.3083 | 0 | 0 | -39.3392 | 35.7872 | 0 | 0 | -56.9104 | 55.5311 | 0 | -3.1625 | -3.552 | -1.3793
4 | 29 | 23 | 0 | -16.7773 | 13.6754 | 0 | 0 | -40.0712 | 36.7725 | 0 | 0 | -57.9694 | 57.0583 | 0 | -3.1019 | -3.2987 | -0.91112
4 | 30 | 0 | 0 | -17.0383 | 13.9333 | 0 | 0 | -40.6947 | 37.4648 | 0 | 0 | -58.8713 | 58.1316 | 0 | -3.105 | -3.2299 | -0.73975
4 | 30 | 1 | 0 | -17.3326 | 14.2543 | 0 | 0 | -41.3975 | 38.326 | 0 | 0 | -59.8881 | 59.4665 | 0 | -3.0784 | -3.0715 | -0.42165
4 | 30 | 2 | 0 | -16.5046 | 13.255 | 0 | 0 | -39.42 | 35.6365 | 0 | 0 | -57.0272 | 55.2911 | 0 | -3.2496 | -3.7834 | -1.7362
4 | 30 | 3 | 0 | -15.6958 | 12.2216 | 0 | 0 | -37.4881 | 32.8561 | 0 | 0 | -54.2325 | 50.9755 | 0 | -3.4742 | -4.632 | -3.257
4 | 30 | 4 | 0 | -14.8659 | 11.3302 | 0 | 0 | -35.5059 | 30.4567 | 0 | 0 | -51.3649 | 47.2505 | 0 | -3.5357 | -5.0492 | -4.1144
4 | 30 | 5 | 0 | -14.3401 | 10.7344 | 0 | 0 | -34.2501 | 28.854 | 0 | 0 | -49.5483 | 44.7629 | 0 | -3.6057 | -5.3962 | -4.7854
4 | 30 | 6 | 0 | -13.8125 | 10.2177 | 0 | 0 | -32.9901 | 27.4619 | 0 | 0 | -47.7254 | 42.6005 | 0 | -3.5948 | -5.5282 | -5.1249
4 | 30 | 7 | 0 | -13.2824 | 9.7424 | 0 | 0 | -31.7239 | 26.181 | 0 | 0 | -45.8937 | 40.6108 | 0 | -3.54 | -5.5429 | -5.2829
4 | 30 | 8 | 0 | -13.4268 | 9.7907 | 0 | 0 | -32.0689 | 26.3127 | 0 | 0 | -46.3928 | 40.8167 | 0 | -3.6361 | -5.7562 | -5.5761
4 | 30 | 9 | 0 | -13.5761 | 9.9486 | 0 | 0 | -32.4254 | 26.7372 | 0 | 0 | -46.9086 | 41.4753 | 0 | -3.6275 | -5.6882 | -5.4333
4 | 30 | 10 | 0 | -13.7251 | 10.1316 | 0 | 0 | -32.7813 | 27.2295 | 0 | 0 | -47.4234 | 42.2394 | 0 | -3.5935 | -5.5518 | -5.184
4 | 30 | 11 | 0 | -13.127 | 9.5723 | 0 | 0 | -31.3527 | 25.7321 | 0 | 0 | -45.3567 | 39.9214 | 0 | -3.5547 | -5.6206 | -5.4353
4 | 30 | 12 | 0 | -12.5531 | 9.0588 | 0 | 0 | -29.9822 | 24.358 | 0 | 0 | -43.374 | 37.7949 | 0 | -3.4944 | -5.6241 | -5.5791
4 | 30 | 13 | 0 | -11.9784 | 8.5637 | 0 | 0 | -28.6093 | 23.0327 | 0 | 0 | -41.3879 | 35.7434 | 0 | -3.4146 | -5.5766 | -5.6446
4 | 30 | 14 | 0 | -13.6555 | 10.0754 | 0 | 0 | -32.6151 | 27.0889 | 0 | 0 | -47.1829 | 42.0301 | 0 | -3.5801 | -5.5262 | -5.1528
4 | 30 | 15 | 0 | -15.3071 | 11.7399 | 0 | 0 | -36.5598 | 31.5549 | 0 | 0 | -52.8896 | 48.9515 | 0 | -3.5673 | -5.0049 | -3.9381
4 | 30 | 16 | 0 | -16.9559 | 13.4441 | 0 | 0 | -40.4977 | 36.1275 | 0 | 0 | -58.5864 | 56.0384 | 0 | -3.5118 | -4.3702 | -2.548
4 | 30 | 17 | 0 | -18.4614 | 15.1139 | 0 | 0 | -44.0936 | 40.6012 | 0 | 0 | -63.7885 | 62.9664 | 0 | -3.3475 | -3.4924 | -0.82209
4 | 30 | 18 | 0 | -19.9502 | 16.7475 | 0 | 0 | -47.6493 | 44.9783 | 0 | 0 | -68.9323 | 69.745 | 0 | -3.2026 | -2.6711 | 0.81269
4 | 30 | 19 | 0 | -21.4579 | 18.5005 | 0 | 0 | -51.2505 | 49.6757 | 0 | 0 | -74.142 | 77.0202 | 0 | -2.9574 | -1.5748 | 2.8782
4 | 30 | 20 | 0 | -22.1336 | 19.326 | 0 | 0 | -52.8643 | 51.8893 | 0 | 0 | -76.4766 | 80.4499 | 0 | -2.8076 | -0.97502 | 3.9733
4 | 30 | 21 | 0 | -22.8171 | 20.2053 | 0 | 0 | -54.4967 | 54.2507 | 0 | 0 | -78.8382 | 84.1115 | 0 | -2.6118 | -0.24605 | 5.2733
4 | 30 | 22 | 0 | -23.5344 | 20.968 | 0 | 0 | -56.2099 | 56.2966 | 0 | 0 | -81.3165 | 87.2819 | 0 | -2.5663 | 0.086751 | 5.9654
4 | 30 | 23 | 0 | -23.8606 | 21.4761 | 0 | 0 | -56.9892 | 57.6586 | 0 | 0 | -82.4439 | 89.3917 | 0 | -2.3846 | 0.66937 | 6.9478
5 | 1 | 0 | 0 | -24.1894 | 21.8861 | 0 | 0 | -57.7743 | 58.758 | 0 | 0 | -83.5797 | 91.0953 | 0 | -2.3033 | 0.98375 | 7.5156
5 | 1 | 1 | 0 | -24.5162 | 22.2846 | 0 | 0 | -58.5549 | 59.8262 | 0 | 0 | -84.7089 | 92.7497 | 0 | -2.2316 | 1.2713 | 8.0408
5 | 1 | 2 | 0 | -21.7395 | 18.8482 | 0 | 0 | -51.9231 | 50.6099 | 0 | 0 | -75.115 | 78.4692 | 0 | -2.8913 | -1.3132 | 3.3542
5 | 1 | 3 | 0 | -18.9677 | 15.5801 | 0 | 0 | -45.3027 | 41.8432 | 0 | 0 | -65.5375 | 64.8837 | 0 | -3.3875 | -3.4595 | -0.65382
5 | 1 | 4 | 0 | -16.1968 | 12.6548 | 0 | 0 | -38.6846 | 33.9964 | 0 | 0 | -55.9635 | 52.7242 | 0 | -3.5419 | -4.6883 | -3.2392
5 | 1 | 5 | 0 | -14.5363 | 10.9059 | 0 | 0 | -34.7187 | 29.2992 | 0 | 0 | -50.2261 | 45.4406 | 0 | -3.6304 | -5.4194 | -4.7854
5 | 1 | 6 | 0 | -12.8323 | 9.3114 | 0 | 0 | -30.6488 | 25.0165 | 0 | 0 | -44.3383 | 38.7992 | 0 | -3.5208 | -5.6323 | -5.5392
5 | 1 | 7 | 0 | -11.1754 | 7.8725 | 0 | 0 | -26.6916 | 21.1512 | 0 | 0 | -38.6137 | 32.8049 | 0 | -3.303 | -5.5404 | -5.8088
5 | 1 | 8 | 0 | -10.9446 | 7.6132 | 0 | 0 | -26.1403 | 20.4495 | 0 | 0 | -37.8161 | 31.7122 | 0 | -3.3314 | -5.6908 | -6.1039
5 | 1 | 9 | 0 | -10.7015 | 7.3743 | 0 | 0 | -25.5596 | 19.8029 | 0 | 0 | -36.9761 | 30.7054 | 0 | -3.3272 | -5.7567 | -6.2706
5 | 1 | 10 | 0 | -10.4122 | 7.1138 | 0 | 0 | -24.8687 | 19.0994 | 0 | 0 | -35.9765 | 29.6115 | 0 | -3.2984 | -5.7692 | -6.365
5 | 1 | 11 | 0 | -10.8985 | 7.5056 | 0 | 0 | -26.0301 | 20.1529 | 0 | 0 | -37.6566 | 31.2458 | 0 | -3.3928 | -5.8772 | -6.4108
5 | 1 | 12 | 0 | -11.3451 | 7.8647 | 0 | 0 | -27.0968 | 21.1206 | 0 | 0 | -39.1998 | 32.7491 | 0 | -3.4803 | -5.9762 | -6.4506
5 | 1 | 13 | 0 | -11.7978 | 8.2796 | 0 | 0 | -28.178 | 22.2355 | 0 | 0 | -40.7639 | 34.4785 | 0 | -3.5181 | -5.9424 | -6.2854
5 | 1 | 14 | 0 | -13.7242 | 10.0463 | 0 | 0 | -32.7792 | 26.9775 | 0 | 0 | -47.4203 | 41.8294 | 0 | -3.6779 | -5.8017 | -5.5909
5 | 1 | 15 | 0 | -15.6163 | 11.9058 | 0 | 0 | -37.2983 | 31.9691 | 0 | 0 | -53.958 | 49.5677 | 0 | -3.7106 | -5.3292 | -4.3903
5 | 1 | 16 | 0 | -17.4867 | 13.8651 | 0 | 0 | -41.7655 | 37.2286 | 0 | 0 | -60.4205 | 57.7211 | 0 | -3.6216 | -4.5369 | -2.6994
5 | 1 | 17 | 0 | -18.5942 | 15.1656 | 0 | 0 | -44.4108 | 40.7224 | 0 | 0 | -64.2472 | 63.1396 | 0 | -3.4287 | -3.6884 | -1.1076
5 | 1 | 18 | 0 | -19.6568 | 16.3745 | 0 | 0 | -46.9485 | 43.9713 | 0 | 0 | -67.9185 | 68.1792 | 0 | -3.2823 | -2.9773 | 0.26072
5 | 1 | 19 | 0 | -20.7702 | 17.6809 | 0 | 0 | -49.6079 | 47.48 | 0 | 0 | -71.7658 | 73.6202 | 0 | -3.0893 | -2.1279 | 1.8545
5 | 1 | 20 | 0 | -21.1027 | 18.0775 | 0 | 0 | -50.4021 | 48.5504 | 0 | 0 | -72.9146 | 75.2845 | 0 | -3.0253 | -1.8517 | 2.3698
5 | 1 | 21 | 0 | -21.4657 | 18.6754 | 0 | 0 | -51.2691 | 50.1585 | 0 | 0 | -74.1689 | 77.7801 | 0 | -2.7903 | -1.1105 | 3.6112
5 | 1 | 22 | 0 | -21.7993 | 19.1082 | 0 | 0 | -52.0659 | 51.3265 | 0 | 0 | -75.3216 | 79.5959 | 0 | -2.6911 | -0.73934 | 4.2743
5 | 1 | 23 | 0 | -22.4028 | 19.8127 | 0 | 0 | -53.5073 | 53.2151 | 0 | 0 | -77.4068 | 82.5215 | 0 | -2.5902 | -0.29221 | 5.1147
5 | 2 | 0 | 0 | -23.0442 | 20.5998 | 0 | 0 | -55.0391 | 55.3272 | 0 | 0 | -79.6228 | 85.795 | 0 | -2.4444 | 0.28809 | 6.1722
5 | 2 | 1 | 0 | -23.6387 | 21.3067 | 0 | 0 | -56.4592 | 57.223 | 0 | 0 | -81.6772 | 88.7326 | 0 | -2.3321 | 0.76386 | 7.0555
5 | 2 | 2 | 0 | -20.1407 | 17.0398 | 0 | 0 | -48.1043 | 45.7756 | 0 | 0 | -69.5906 | 70.9919 | 0 | -3.1009 | -2.3287 | 1.4014
5 | 2 | 3 | 0 | -16.5889 | 13.0046 | 0 | 0 | -39.6213 | 34.9494 | 0 | 0 | -57.3185 | 54.2135 | 0 | -3.5844 | -4.6719 | -3.1051
5 | 2 | 4 | 0 | -13.0843 | 9.5475 | 0 | 0 | -31.2507 | 25.6737 | 0 | 0 | -45.2091 | 39.8378 | 0 | -3.5368 | -5.577 | -5.3713
5 | 2 | 5 | 0 | -10.4187 | 7.1919 | 0 | 0 | -24.8843 | 19.3555 | 0 | 0 | -35.9991 | 30.0472 | 0 | -3.2268 | -5.5287 | -5.9519
5 | 2 | 6 | 0 | -7.7427 | 5.045 | 0 | 0 | -18.4929 | 13.5965 | 0 | 0 | -26.7529 | 21.1228 | 0 | -2.6977 | -4.8963 | -5.6301
5 | 2 | 7 | 0 | -5.0429 | 3.0882 | 0 | 0 | -12.0445 | 8.3471 | 0 | 0 | -17.4243 | 12.9877 | 0 | -1.9547 | -3.6975 | -4.4367
5 | 2 | 8 | 0 | -4.598 | 2.7901 | 0 | 0 | -10.9819 | 7.5454 | 0 | 0 | -15.8871 | 11.7436 | 0 | -1.8079 | -3.4366 | -4.1435
5 | 2 | 9 | 0 | -4.2364 | 2.546 | 0 | 0 | -10.1184 | 6.8818 | 0 | 0 | -14.6378 | 10.7081 | 0 | -1.6904 | -3.2365 | -3.9298
5 | 2 | 10 | 0 | -3.9276 | 2.333 | 0 | 0 | -9.3807 | 6.3058 | 0 | 0 | -13.5706 | 9.8116 | 0 | -1.5946 | -3.0748 | -3.759
5 | 2 | 11 | 0 | -3.6017 | 2.1167 | 0 | 0 | -8.6024 | 5.722 | 0 | 0 | -12.4447 | 8.9037 | 0 | -1.485 | -2.8804 | -3.541
5 | 2 | 12 | 0 | -3.2977 | 1.9226 | 0 | 0 | -7.8762 | 5.1994 | 0 | 0 | -11.3942 | 8.0924 | 0 | -1.375 | -2.6768 | -3.3018
5 | 2 | 13 | 0 | -3.1089 | 1.8358 | 0 | 0 | -7.4254 | 4.9672 | 0 | 0 | -10.742 | 7.7333 | 0 | -1.2732 | -2.4582 | -3.0087
5 | 2 | 14 | 0 | -5.3593 | 3.359 | 0 | 0 | -12.8002 | 9.0555 | 0 | 0 | -18.5175 | 14.0704 | 0 | -2.0002 | -3.7447 | -4.4471
5 | 2 | 15 | 0 | -8.235 | 5.4707 | 0 | 0 | -19.6687 | 14.7301 | 0 | 0 | -28.4538 | 22.8725 | 0 | -2.7643 | -4.9386 | -5.5813
5 | 2 | 16 | 0 | -11.1212 | 7.8702 | 0 | 0 | -26.562 | 21.1668 | 0 | 0 | -38.4262 | 32.8472 | 0 | -3.251 | -5.3953 | -5.5791
5 | 2 | 17 | 0 | -11.3638 | 8.1145 | 0 | 0 | -27.1414 | 21.8305 | 0 | 0 | -39.2644 | 33.8828 | 0 | -3.2493 | -5.3109 | -5.3816
5 | 2 | 18 | 0 | -11.6533 | 8.4244 | 0 | 0 | -27.833 | 22.6705 | 0 | 0 | -40.2648 | 35.1915 | 0 | -3.2289 | -5.1625 | -5.0733
5 | 2 | 19 | 0 | -11.8908 | 8.6823 | 0 | 0 | -28.4003 | 23.3712 | 0 | 0 | -41.0855 | 36.2849 | 0 | -3.2085 | -5.0291 | -4.8006
5 | 2 | 20 | 0 | -12.1438 | 8.9156 | 0 | 0 | -29.0046 | 23.999 | 0 | 0 | -41.9597 | 37.2594 | 0 | -3.2283 | -5.0056 | -4.7003
5 | 2 | 21 | 0 | -12.4011 | 9.1179 | 0 | 0 | -29.619 | 24.5425 | 0 | 0 | -42.8486 | 38.1026 | 0 | -3.2832 | -5.0765 | -4.746
5 | 2 | 22 | 0 | -12.6586 | 9.3653 | 0 | 0 | -30.2341 | 25.2077 | 0 | 0 | -43.7385 | 39.1345 | 0 | -3.2934 | -5.0264 | -4.6039
5 | 2 | 23 | 0 | -12.9215 | 9.5967 | 0 | 0 | -30.8618 | 25.8283 | 0 | 0 | -44.6466 | 40.0962 | 0 | -3.3247 | -5.0335 | -4.5504
5 | 3 | 0 | 0 | -13.1903 | 9.8343 | 0 | 0 | -31.5038 | 26.4638 | 0 | 0 | -45.5753 | 41.0795 | 0 | -3.356 | -5.04 | -4.4958
5 | 3 | 1 | 0 | -13.51 | 10.1527 | 0 | 0 | -32.2675 | 27.3171 | 0 | 0 | -46.6801 | 42.401 | 0 | -3.3573 | -4.9504 | -4.2791
5 | 3 | 2 | 0 | -11.7989 | 8.6022 | 0 | 0 | -28.1807 | 23.159 | 0 | 0 | -40.7679 | 35.9584 | 0 | -3.1967 | -5.0217 | -4.8095
5 | 3 | 3 | 0 | -10.1244 | 7.2468 | 0 | 0 | -24.1812 | 19.5247 | 0 | 0 | -34.9819 | 30.3278 | 0 | -2.8776 | -4.6565 | -4.6541
5 | 3 | 4 | 0 | -8.4641 | 6.0285 | 0 | 0 | -20.2158 | 16.2574 | 0 | 0 | -29.2454 | 25.2652 | 0 | -2.4356 | -3.9584 | -3.9802
5 | 3 | 5 | 0 | -8.1221 | 5.7337 | 0 | 0 | -19.399 | 15.4611 | 0 | 0 | -28.0637 | 24.0265 | 0 | -2.3884 | -3.9379 | -4.0371
5 | 3 | 6 | 0 | -7.8125 | 5.5397 | 0 | 0 | -18.6594 | 14.9342 | 0 | 0 | -26.9938 | 23.2047 | 0 | -2.2728 | -3.7252 | -3.7891
5 | 3 | 7 | 0 | -7.676 | 5.4646 | 0 | 0 | -18.3335 | 14.7268 | 0 | 0 | -26.5222 | 22.8784 | 0 | -2.2114 | -3.6066 | -3.6438
5 | 3 | 8 | 0 | -8.237 | 5.8869 | 0 | 0 | -19.6735 | 15.8594 | 0 | 0 | -28.4608 | 24.6334 | 0 | -2.3502 | -3.8141 | -3.8274
5 | 3 | 9 | 0 | -8.8529 | 6.3125 | 0 | 0 | -21.1444 | 17.0009 | 0 | 0 | -30.5888 | 26.4021 | 0 | -2.5404 | -4.1435 | -4.1867
5 | 3 | 10 | 0 | -9.4525 | 6.8056 | 0 | 0 | -22.5766 | 18.325 | 0 | 0 | -32.6606 | 28.455 | 0 | -2.6469 | -4.2516 | -4.2057
5 | 3 | 11 | 0 | -10.4493 | 7.5673 | 0 | 0 | -24.9573 | 20.3646 | 0 | 0 | -36.1047 | 31.6127 | 0 | -2.882 | -4.5927 | -4.492
5 | 3 | 12 | 0 | -11.4776 | 8.3618 | 0 | 0 | -27.4132 | 22.4929 | 0 | 0 | -39.6576 | 34.9083 | 0 | -3.1158 | -4.9203 | -4.7493
5 | 3 | 13 | 0 | -12.5232 | 9.2474 | 0 | 0 | -29.9107 | 24.8694 | 0 | 0 | -43.2705 | 38.5919 | 0 | -3.2758 | -5.0413 | -4.6787
5 | 3 | 14 | 0 | -13.6361 | 10.3081 | 0 | 0 | -32.5686 | 27.7205 | 0 | 0 | -47.1157 | 43.0148 | 0 | -3.328 | -4.8481 | -4.1009
5 | 3 | 15 | 0 | -14.763 | 11.53 | 0 | 0 | -35.2602 | 31.0045 | 0 | 0 | -51.0095 | 48.1093 | 0 | -3.233 | -4.2557 | -2.9002
5 | 3 | 16 | 0 | -15.9357 | 12.728 | 0 | 0 | -38.0612 | 34.2248 | 0 | 0 | -55.0616 | 53.1051 | 0 | -3.2077 | -3.8364 | -1.9565
5 | 3 | 17 | 0 | -16.5215 | 13.3039 | 0 | 0 | -39.4602 | 35.7731 | 0 | 0 | -57.0855 | 55.5072 | 0 | -3.2176 | -3.6871 | -1.5782
5 | 3 | 18 | 0 | -17.1373 | 13.967 | 0 | 0 | -40.9311 | 37.5527 | 0 | 0 | -59.2133 | 58.2656 | 0 | -3.1703 | -3.3784 | -0.94775
5 | 3 | 19 | 0 | -17.7651 | 14.6637 | 0 | 0 | -42.4305 | 39.425 | 0 | 0 | -61.3824 | 61.1698 | 0 | -3.1014 | -3.0055 | -0.21264
5 | 3 | 20 | 0 | -18.0978 | 14.9539 | 0 | 0 | -43.2252 | 40.2007 | 0 | 0 | -62.5321 | 62.3698 | 0 | -3.1439 | -3.0245 | -0.16232
5 | 3 | 21 | -0.1583 | -18.4696 | 15.3425 | 0.060017 | -0.46967 | -44.113 | 41.2396 | 0.17807 | -0.79146 | -63.8165 | 63.9768 | 0.30266 | -3.2254 | -3.165 | -0.32848
5 | 3 | 22 | -0.15274 | -18.8131 | 15.6202 | 0.057098 | -0.45319 | -44.9336 | 41.981 | 0.16941 | -0.76369 | -65.0036 | 65.1229 | 0.28794 | -3.2886 | -3.2364 | -0.3565
5 | 3 | 23 | -0.15136 | -18.9955 | 15.8906 | 0.056579 | -0.44907 | -45.3691 | 42.7029 | 0.16787 | -0.75675 | -65.6336 | 66.2385 | 0.28533 | -3.1996 | -2.9474 | 0.13353
5 | 4 | 0 | -0.14858 | -19.1722 | 16.0516 | 0.055541 | -0.44083 | -45.7913 | 43.1317 | 0.16479 | -0.74286 | -66.2444 | 66.9003 | 0.28009 | -3.2136 | -2.9356 | 0.19319
5 | 4 | 1 | -0.14719 | -19.3579 | 16.2246 | 0.055022 | -0.43671 | -46.2347 | 43.5939 | 0.16325 | -0.73592 | -66.8858 | 67.6151 | 0.27747 | -3.2254 | -2.9142 | 0.27084
5 | 4 | 2 | -0.14025 | -18.4449 | 15.2083 | 0.052427 | -0.41611 | -44.054 | 40.8709 | 0.15555 | -0.70121 | -63.7312 | 63.398 | 0.26438 | -3.3244 | -3.4437 | -0.76996
5 | 4 | 3 | -0.13192 | -17.485 | 14.1766 | 0.048613 | -0.39139 | -41.7616 | 38.1044 | 0.14423 | -0.65955 | -60.4147 | 59.1119 | 0.24515 | -3.3918 | -3.9044 | -1.7173
5 | 4 | 4 | -0.12497 | -16.5723 | 13.2444 | 0.045393 | -0.37079 | -39.5817 | 35.6053 | 0.13468 | -0.62484 | -57.2612 | 55.2404 | 0.22891 | -3.4075 | -4.2125 | -2.4167
5 | 4 | 5 | -0.11386 | -15.1473 | 11.8663 | 0.041358 | -0.33783 | -36.1781 | 31.9088 | 0.12271 | -0.5693 | -52.3373 | 49.5124 | 0.20857 | -3.3535 | -4.4844 | -3.1857
5 | 4 | 6 | -0.10414 | -13.7111 | 10.458 | 0.037279 | -0.30899 | -32.7479 | 28.1313 | 0.1106 | -0.5207 | -47.3751 | 43.6586 | 0.18799 | -3.32 | -4.815 | -4.0492
5 | 4 | 7 | -0.093035 | -12.3245 | 9.2501 | 0.032813 | -0.27603 | -29.4361 | 24.8909 | 0.097357 | -0.46516 | -42.584 | 38.6373 | 0.16548 | -3.1347 | -4.7238 | -4.2464
5 | 4 | 8 | -0.081926 | -11.2695 | 8.3133 | 0.028467 | -0.24307 | -26.9163 | 22.3762 | 0.084461 | -0.40962 | -38.9386 | 34.7388 | 0.14356 | -3.0097 | -4.6986 | -4.4659
5 | 4 | 9 | -0.069429 | -10.2211 | 7.4455 | 0.023763 | -0.206 | -24.4122 | 20.0474 | 0.070504 | -0.34713 | -35.3161 | 31.1291 | 0.11983 | -2.8213 | -4.5003 | -4.4143
5 | 4 | 10 | -0.058321 | -9.1809 | 6.5543 | 0.019961 | -0.17304 | -21.9278 | 17.6548 | 0.059223 | -0.29159 | -31.7221 | 27.4197 | 0.10066 | -2.6649 | -4.3868 | -4.4933
5 | 4 | 11 | -0.0486 | -8.3825 | 5.9134 | 0.016382 | -0.1442 | -20.021 | 15.9374 | 0.048605 | -0.24299 | -28.9636 | 24.7599 | 0.082613 | -2.5013 | -4.1792 | -4.3641
5 | 4 | 12 | -0.037492 | -7.5982 | 5.3111 | 0.012444 | -0.11124 | -18.1476 | 14.3244 | 0.036922 | -0.18745 | -26.2534 | 22.2626 | 0.062755 | -2.3122 | -3.8975 | -4.1155
5 | 4 | 13 | -0.027772 | -6.8194 | 4.7301 | 0.0090755 | -0.082398 | -16.2876 | 12.7683 | 0.026927 | -0.13885 | -23.5627 | 19.8532 | 0.045767 | -2.1081 | -3.5748 | -3.8025
5 | 4 | 14 | -0.043046 | -9.1692 | 6.4962 | 0.01451 | -0.12772 | -21.8998 | 17.5079 | 0.04305 | -0.21522 | -31.6816 | 27.1997 | 0.073172 | -2.7015 | -4.4766 | -4.624
5 | 4 | 15 | -0.058321 | -11.4719 | 8.3873 | 0.019961 | -0.17304 | -27.3997 | 22.5809 | 0.059223 | -0.29159 | -39.6381 | 35.061 | 0.10066 | -3.123 | -4.9327 | -4.7681
5 | 4 | 16 | -0.073595 | -13.781 | 10.4824 | 0.025572 | -0.21836 | -32.9149 | 28.2015 | 0.075871 | -0.36796 | -47.6166 | 43.7714 | 0.12896 | -3.3466 | -4.8558 | -4.0842
5 | 4 | 17 | -0.076372 | -14.7261 | 11.3294 | 0.026537 | -0.2266 | -35.1722 | 30.4686 | 0.078735 | -0.38184 | -50.8821 | 47.2806 | 0.13382 | -3.4466 | -4.8514 | -3.8495
5 | 4 | 18 | -0.079149 | -15.6759 | 12.2341 | 0.027502 | -0.23483 | -37.4407 | 32.8917 | 0.081598 | -0.39573 | -54.1639 | 51.0324 | 0.13869 | -3.4935 | -4.7022 | -3.3885
5 | 4 | 19 | -0.081926 | -16.5796 | 13.0942 | 0.028467 | -0.24307 | -39.599 | 35.1934 | 0.084461 | -0.40962 | -57.2863 | 54.5945 | 0.14356 | -3.5388 | -4.5642 | -2.9579
5 | 4 | 20 | -0.079149 | -16.7158 | 13.2798 | 0.027502 | -0.23483 | -39.9243 | 35.6936 | 0.081598 | -0.39573 | -57.7569 | 55.3716 | 0.13869 | -3.4876 | -4.384 | -2.6423
5 | 4 | 21 | -0.074984 | -16.8213 | 13.3998 | 0.026054 | -0.22248 | -40.1762 | 36.0176 | 0.077303 | -0.3749 | -58.1213 | 55.8756 | 0.13139 | -3.4704 | -4.3038 | -2.4892
5 | 4 | 22 | -0.072206 | -16.9437 | 13.5379 | 0.025089 | -0.21424 | -40.4687 | 36.3902 | 0.07444 | -0.36102 | -58.5445 | 56.4546 | 0.12652 | -3.4529 | -4.2183 | -2.3243
5 | 4 | 23 | -0.063875 | -16.9548 | 13.6528 | 0.021862 | -0.18952 | -40.4951 | 36.6994 | 0.064864 | -0.31936 | -58.5827 | 56.9347 | 0.11025 | -3.3441 | -3.9204 | -1.8571
5 | 5 | 0 | -0.055543 | -16.9411 | 13.6302 | 0.018722 | -0.1648 | -40.4624 | 36.6413 | 0.055549 | -0.27771 | -58.5353 | 56.8467 | 0.094415 | -3.3478 | -3.9304 | -1.8719
5 | 5 | 1 | -0.047212 | -16.9412 | 13.6031 | 0.015914 | -0.14008 | -40.4627 | 36.5694 | 0.047217 | -0.23605 | -58.5357 | 56.736 | 0.080253 | -3.3694 | -3.9861 | -1.9554
5 | 5 | 2 | -0.020829 | -14.0874 | 10.6741 | 0.0068067 | -0.061799 | -33.6465 | 28.7118 | 0.020195 | -0.10414 | -48.675 | 44.5591 | 0.034326 | -3.4273 | -4.9763 | -4.1858
5 | 5 | 3 | 0 | -11.2383 | 8.1069 | 0 | 0 | -26.8418 | 21.823 | 0 | 0 | -38.8309 | 33.8819 | 0 | -3.1315 | -5.0188 | -4.949
5 | 5 | 4 | 0 | -8.338 | 5.6764 | 0 | 0 | -19.9147 | 15.3009 | 0 | 0 | -28.8097 | 23.773 | 0 | -2.6616 | -4.6137 | -5.0367
5 | 5 | 5 | 0 | -6.0358 | 3.8389 | 0 | 0 | -14.4161 | 10.365 | 0 | 0 | -20.8552 | 16.1183 | 0 | -2.1969 | -4.0511 | -4.7369
5 | 5 | 6 | 0 | -3.78 | 2.2573 | 0 | 0 | -9.0281 | 6.1157 | 0 | 0 | -13.0606 | 9.528 | 0 | -1.5227 | -2.9124 | -3.5327
5 | 5 | 7 | 0 | -1.516 | 0.90175 | 0 | 0 | -3.6207 | 2.4509 | 0 | 0 | -5.238 | 3.8247 | 0 | -0.61421 | -1.1699 | -1.4133
5 | 5 | 8 | 0 | -1.94 | 1.1201 | 0 | 0 | -4.6335 | 3.0484 | 0 | 0 | -6.7031 | 4.7603 | 0 | -0.81985 | -1.5852 | -1.9428
5 | 5 | 9 | 0 | -2.4505 | 1.3939 | 0 | 0 | -5.8527 | 3.7943 | 0 | 0 | -8.4669 | 5.9259 | 0 | -1.0565 | -2.0584 | -2.5409
5 | 5 | 10 | 0 | -2.914 | 1.6833 | 0 | 0 | -6.9598 | 4.5707 | 0 | 0 | -10.0685 | 7.1291 | 0 | -1.2307 | -2.3892 | -2.9394
5 | 5 | 11 | 0 | -3.426 | 2.0396 | 0 | 0 | -8.1827 | 5.5294 | 0 | 0 | -11.8376 | 8.6174 | 0 | -1.3864 | -2.6533 | -3.2202
5 | 5 | 12 | 0 | -3.8947 | 2.3694 | 0 | 0 | -9.3022 | 6.4175 | 0 | 0 | -13.457 | 9.9965 | 0 | -1.5253 | -2.8846 | -3.4606
5 | 5 | 13 | 0 | -4.3648 | 2.7417 | 0 | 0 | -10.4249 | 7.4204 | 0 | 0 | -15.0813 | 11.5542 | 0 | -1.6231 | -3.0045 | -3.5271
5 | 5 | 14 | 0 | -7.0533 | 4.6328 | 0 | 0 | -16.8463 | 12.4965 | 0 | 0 | -24.3708 | 19.423 | 0 | -2.4205 | -4.3498 | -4.9478
5 | 5 | 15 | -0.0013886 | -9.7385 | 6.7724 | 0.00044671 | -0.00412 | -23.2595 | 18.2407 | 0.0013254 | -0.0069429 | -33.6486 | 28.3285 | 0.0022527 | -2.967 | -5.0216 | -5.3248
5 | 5 | 16 | -0.0097201 | -12.4317 | 9.1008 | 0.0031269 | -0.028839 | -29.6921 | 24.4907 | 0.0092775 | -0.048599 | -42.9544 | 38.0173 | 0.015769 | -3.3375 | -5.221 | -4.9699
5 | 5 | 17 | -0.0055544 | -13.7408 | 10.342 | 0.0017868 | -0.01648 | -32.8189 | 27.8234 | 0.0053014 | -0.027771 | -47.4777 | 43.1845 | 0.0090107 | -3.4026 | -5.0066 | -4.312
5 | 5 | 18 | -0.0027772 | -15.0501 | 11.6332 | 0.00089341 | -0.00824 | -35.946 | 31.29 | 0.0026507 | -0.013885 | -52.0016 | 48.5589 | 0.0045054 | -3.4188 | -4.6616 | -3.4521
5 | 5 | 19 | 0 | -16.3213 | 12.9628 | 0 | 0 | -38.982 | 34.8595 | 0 | 0 | -56.3937 | 54.0926 | 0 | -3.3584 | -4.1225 | -2.3011
5 | 5 | 20 | 0 | -17.0858 | 13.7894 | 0 | 0 | -40.8081 | 37.0784 | 0 | 0 | -59.0354 | 57.5323 | 0 | -3.2964 | -3.7298 | -1.5031
5 | 5 | 21 | 0 | -17.8577 | 14.6213 | 0 | 0 | -42.6516 | 39.3101 | 0 | 0 | -61.7023 | 60.991 | 0 | -3.2363 | -3.3414 | -0.71124
5 | 5 | 22 | 0 | -18.5776 | 15.4212 | 0 | 0 | -44.3711 | 41.4562 | 0 | 0 | -64.1898 | 64.317 | 0 | -3.1564 | -2.9149 | 0.12717
5 | 5 | 23 | -0.0055544 | -19.2205 | 16.125 | 0.0017868 | -0.01648 | -45.9067 | 43.3436 | 0.0053014 | -0.027771 | -66.4113 | 67.2413 | 0.0090107 | -3.0993 | -2.5742 | 0.81131
5 | 6 | 0 | -0.012497 | -19.8674 | 16.863 | 0.0040203 | -0.037079 | -47.4517 | 45.3206 | 0.011928 | -0.062484 | -68.6464 | 70.3027 | 0.020274 | -3.0129 | -2.1563 | 1.6141
5 | 6 | 1 | -0.01944 | -20.548 | 17.6156 | 0.0063529 | -0.057679 | -49.0772 | 47.3385 | 0.018849 | -0.097197 | -70.998 | 73.4291 | 0.032037 | -2.9455 | -1.7775 | 2.366
5 | 6 | 2 | 0 | -16.4047 | 12.9786 | 0 | 0 | -39.1813 | 34.8917 | 0 | 0 | -56.6819 | 54.1342 | 0 | -3.4261 | -4.2895 | -2.5478
5 | 6 | 3 | 0 | -12.3137 | 8.9491 | 0 | 0 | -29.4103 | 24.0747 | 0 | 0 | -42.5467 | 37.3648 | 0 | -3.3646 | -5.3357 | -5.1819
5 | 6 | 4 | 0 | -8.2218 | 5.438 | 0 | 0 | -19.6371 | 14.6492 | 0 | 0 | -28.4081 | 22.7528 | 0 | -2.7838 | -4.9878 | -5.6553
5 | 6 | 5 | 0 | -5.6427 | 3.4991 | 0 | 0 | -13.4772 | 9.4464 | 0 | 0 | -19.4969 | 14.689 | 0 | -2.1437 | -4.0308 | -4.8079
5 | 6 | 6 | 0 | -3.0269 | 1.7501 | 0 | 0 | -7.2296 | 4.7531 | 0 | 0 | -10.4587 | 7.4146 | 0 | -1.2768 | -2.4765 | -3.0441
5 | 6 | 7 | 0 | -0.71905 | 0.49534 | 0 | 0 | -1.7174 | 1.3552 | 0 | 0 | -2.4845 | 2.1221 | 0 | -0.22372 | -0.36224 | -0.36237
5 | 6 | 8 | 0 | -0.58392 | 0.41905 | 0 | 0 | -1.3946 | 1.1485 | 0 | 0 | -2.0176 | 1.8002 | 0 | -0.16487 | -0.24614 | -0.21737
5 | 6 | 9 | 0 | -0.492 | 0.36956 | 0 | 0 | -1.1751 | 1.0131 | 0 | 0 | -1.7 | 1.5882 | 0 | -0.12244 | -0.16199 | -0.1118
5 | 6 | 10 | 0 | -0.43012 | 0.33183 | 0 | 0 | -1.0273 | 0.91059 | 0 | 0 | -1.4862 | 1.4282 | 0 | -0.098286 | -0.11671 | -0.057937
5 | 6 | 11 | 0 | -1.1337 | 0.63025 | 0 | 0 | -2.7078 | 1.7364 | 0 | 0 | -3.9173 | 2.7291 | 0 | -0.50348 | -0.9714 | -1.1882
5 | 6 | 12 | 0 | -2.5527 | 1.4154 | 0 | 0 | -6.097 | 3.8393 | 0 | 0 | -8.8202 | 5.985 | 0 | -1.1373 | -2.2577 | -2.8353
5 | 6 | 13 | 0 | -4.1697 | 2.4092 | 0 | 0 | -9.959 | 6.5045 | 0 | 0 | -14.4072 | 10.1148 | 0 | -1.7605 | -3.4544 | -4.2924
5 | 6 | 14 | 0 | -6.6832 | 4.1513 | 0 | 0 | -15.9623 | 11.1788 | 0 | 0 | -23.0919 | 17.3592 | 0 | -2.5319 | -4.7835 | -5.7328
5 | 6 | 15 | 0 | -9.1695 | 6.0736 | 0 | 0 | -21.9006 | 16.3371 | 0 | 0 | -31.6827 | 25.3543 | 0 | -3.0959 | -5.5635 | -6.3285
5 | 6 | 16 | 0 | -11.6685 | 8.2176 | 0 | 0 | -27.8694 | 22.0911 | 0 | 0 | -40.3175 | 34.2731 | 0 | -3.451 | -5.7783 | -6.0443
5 | 6 | 17 | 0 | -12.3806 | 8.8061 | 0 | 0 | -29.57 | 23.6701 | 0 | 0 | -42.7777 | 36.7204 | 0 | -3.5745 | -5.8999 | -6.0573
5 | 6 | 18 | 0 | -13.1574 | 9.5472 | 0 | 0 | -31.4254 | 25.6572 | 0 | 0 | -45.4618 | 39.7989 | 0 | -3.6102 | -5.7682 | -5.6629
5 | 6 | 19 | 0 | -13.9197 | 10.2717 | 0 | 0 | -33.2462 | 27.5998 | 0 | 0 | -48.0958 | 42.8085 | 0 | -3.648 | -5.6464 | -5.2873
5 | 6 | 20 | 0 | -14.2091 | 10.5399 | 0 | 0 | -33.9373 | 28.3208 | 0 | 0 | -49.0957 | 43.9271 | 0 | -3.6692 | -5.6165 | -5.1687
5 | 6 | 21 | 0 | -14.5037 | 10.882 | 0 | 0 | -34.6409 | 29.24 | 0 | 0 | -50.1136 | 45.3531 | 0 | -3.6218 | -5.4009 | -4.7606
5 | 6 | 22 | 0 | -14.7895 | 11.14 | 0 | 0 | -35.3236 | 29.9338 | 0 | 0 | -51.1012 | 46.4293 | 0 | -3.6495 | -5.3899 | -4.6719
5 | 6 | 23 | 0 | -14.9195 | 11.2768 | 0 | 0 | -35.6339 | 30.301 | 0 | 0 | -51.5502 | 46.9986 | 0 | -3.6426 | -5.333 | -4.5516
5 | 7 | 0 | 0 | -15.0322 | 11.3968 | 0 | 0 | -35.9031 | 30.6239 | 0 | 0 | -51.9395 | 47.4998 | 0 | -3.6353 | -5.2792 | -4.4397
5 | 7 | 1 | 0 | -15.1141 | 11.48 | 0 | 0 | -36.0987 | 30.8475 | 0 | 0 | -52.2225 | 47.8467 | 0 | -3.6341 | -5.2512 | -4.3758
5 | 7 | 2 | 0 | -14.7716 | 11.1716 | 0 | 0 | -35.2808 | 30.0242 | 0 | 0 | -51.0392 | 46.5742 | 0 | -3.6 | -5.2566 | -4.4651
5 | 7 | 3 | 0 | -14.4357 | 10.9366 | 0 | 0 | -34.4785 | 29.3974 | 0 | 0 | -49.8787 | 45.606 | 0 | -3.4992 | -5.0811 | -4.2726
5 | 7 | 4 | 0 | -14.0993 | 10.646 | 0 | 0 | -33.6751 | 28.6202 | 0 | 0 | -48.7164 | 44.4035 | 0 | -3.4533 | -5.0549 | -4.3129
5 | 7 | 5 | 0 | -13.5986 | 10.154 | 0 | 0 | -32.4792 | 27.3007 | 0 | 0 | -46.9863 | 42.359 | 0 | -3.4447 | -5.1785 | -4.6273
5 | 7 | 6 | 0 | -13.1332 | 9.7572 | 0 | 0 | -31.3676 | 26.2354 | 0 | 0 | -45.3783 | 40.7073 | 0 | -3.376 | -5.1322 | -4.6709
5 | 7 | 7 | 0 | -12.6356 | 9.3636 | 0 | 0 | -30.179 | 25.1795 | 0 | 0 | -43.6587 | 39.0711 | 0 | -3.272 | -4.9995 | -4.5876
5 | 7 | 8 | 0 | -12.1262 | 8.8689 | 0 | 0 | -28.9623 | 23.8511 | 0 | 0 | -41.8986 | 37.0111 | 0 | -3.2572 | -5.1113 | -4.8875
5 | 7 | 9 | 0 | -11.6164 | 8.4001 | 0 | 0 | -27.7449 | 22.5918 | 0 | 0 | -40.1374 | 35.0584 | 0 | -3.2163 | -5.1531 | -5.079
5 | 7 | 10 | 0 | -11.1152 | 7.9849 | 0 | 0 | -26.5477 | 21.4757 | 0 | 0 | -38.4054 | 33.327 | 0 | -3.1303 | -5.0719 | -5.0784
5 | 7 | 11 | 0 | -11.2258 | 8.0667 | 0 | 0 | -26.8118 | 21.6948 | 0 | 0 | -38.7875 | 33.6661 | 0 | -3.1591 | -5.117 | -5.1214
5 | 7 | 12 | 0 | -11.3404 | 8.1423 | 0 | 0 | -27.0857 | 21.898 | 0 | 0 | -39.1837 | 33.9813 | 0 | -3.1981 | -5.1877 | -5.2025
5 | 7 | 13 | 0 | -11.432 | 8.1951 | 0 | 0 | -27.3043 | 22.0388 | 0 | 0 | -39.5 | 34.199 | 0 | -3.2369 | -5.2654 | -5.301
5 | 7 | 14 | 0 | -13.2237 | 9.9411 | 0 | 0 | -31.5837 | 26.7284 | 0 | 0 | -45.6908 | 41.471 | 0 | -3.2826 | -4.8553 | -4.2199
5 | 7 | 15 | 0 | -15.0078 | 11.8038 | 0 | 0 | -35.8449 | 31.7322 | 0 | 0 | -51.8553 | 49.2313 | 0 | -3.204 | -4.1127 | -2.624
5 | 7 | 16 | 0 | -16.7938 | 13.7065 | 0 | 0 | -40.1106 | 36.8445 | 0 | 0 | -58.0263 | 57.1604 | 0 | -3.0873 | -3.2661 | -0.86588
5 | 7 | 17 | 0 | -18.0981 | 15.1104 | 0 | 0 | -43.2257 | 40.6131 | 0 | 0 | -62.5329 | 63.0027 | 0 | -2.9877 | -2.6126 | 0.4698
5 | 7 | 18 | 0 | -19.4316 | 16.6256 | 0 | 0 | -46.4108 | 44.6809 | 0 | 0 | -67.1406 | 69.3091 | 0 | -2.806 | -1.7299 | 2.1685
5 | 7 | 19 | 0 | -20.7269 | 18.0702 | 0 | 0 | -49.5046 | 48.5598 | 0 | 0 | -71.6162 | 75.3233 | 0 | -2.6568 | -0.94473 | 3.7071
5 | 7 | 20 | 0 | -21.6182 | 19.0587 | 0 | 0 | -51.6333 | 51.2114 | 0 | 0 | -74.6958 | 79.4322 | 0 | -2.5595 | -0.42189 | 4.7364
5 | 7 | 21 | 0 | -22.5656 | 20.2533 | 0 | 0 | -53.896 | 54.4129 | 0 | 0 | -77.9692 | 84.3907 | 0 | -2.3122 | 0.51682 | 6.4215
5 | 7 | 22 | 0 | -23.4576 | 21.3118 | 0 | 0 | -56.0266 | 57.2528 | 0 | 0 | -81.0514 | 88.7921 | 0 | -2.1458 | 1.2262 | 7.7407
5 | 7 | 23 | -0.2069 | -24.4134 | 22.378 | 0.081756 | -0.61387 | -58.3094 | 60.109 | 0.24257 | -1.0345 | -84.3538 | 93.2149 | 0.41229 | -2.1605 | 1.4283 | 8.2389
5 | 8 | 0 | -0.20412 | -25.322 | 23.6527 | 0.080659 | -0.60563 | -60.4795 | 63.5247 | 0.23931 | -1.0206 | -87.4932 | 98.505 | 0.40676 | -1.7928 | 2.6788 | 10.398
5 | 8 | 1 | -0.20273 | -26.2745 | 24.9354 | 0.08011 | -0.60151 | -62.7545 | 66.9593 | 0.23769 | -1.0136 | -90.7843 | 103.8221 | 0.40399 | -1.4617 | 3.8409 | 12.4281
5 | 8 | 2 | -0.14302 | -22.6826 | 20.0675 | 0.053465 | -0.42435 | -54.1755 | 53.8975 | 0.15863 | -0.71509 | -78.3734 | 83.578 | 0.26962 | -2.7046 | -0.54365 | 4.7591
5 | 8 | 3 | -0.081926 | -19.1337 | 15.8066 | 0.028467 | -0.24307 | -45.6993 | 42.4628 | 0.084461 | -0.40962 | -66.1113 | 65.8542 | 0.14356 | -3.3806 | -3.3951 | -0.5232
5 | 8 | 4 | -0.020829 | -15.5451 | 11.9421 | 0.0068067 | -0.061799 | -37.1282 | 32.0919 | 0.020195 | -0.10414 | -53.7118 | 49.7791 | 0.034326 | -3.617 | -5.0779 | -4.0026
5 | 8 | 5 | 0 | -13.6996 | 10.1581 | 0 | 0 | -32.7203 | 27.306 | 0 | 0 | -47.3352 | 42.3623 | 0 | -3.5415 | -5.4144 | -4.9729
5 | 8 | 6 | 0 | -11.8455 | 8.4384 | 0 | 0 | -28.292 | 22.6916 | 0 | 0 | -40.9289 | 35.2106 | 0 | -3.4071 | -5.6004 | -5.7183
5 | 8 | 7 | 0 | -9.9935 | 6.8496 | 0 | 0 | -23.8687 | 18.4286 | 0 | 0 | -34.5299 | 28.6035 | 0 | -3.1439 | -5.4401 | -5.9264
5 | 8 | 8 | 0 | -9.2177 | 6.1859 | 0 | 0 | -22.0157 | 16.6473 | 0 | 0 | -31.8491 | 25.8424 | 0 | -3.0317 | -5.3683 | -6.0068
5 | 8 | 9 | 0 | -8.4549 | 5.5753 | 0 | 0 | -20.1939 | 15.0085 | 0 | 0 | -29.2136 | 23.3021 | 0 | -2.8796 | -5.1854 | -5.9115
5 | 8 | 10 | 0 | -7.6825 | 5.0059 | 0 | 0 | -18.349 | 13.4802 | 0 | 0 | -26.5448 | 20.933 | 0 | -2.6766 | -4.8688 | -5.6118
5 | 8 | 11 | 0 | -7.9718 | 5.1986 | 0 | 0 | -19.0399 | 13.9961 | 0 | 0 | -27.5443 | 21.7315 | 0 | -2.7731 | -5.0439 | -5.8128
5 | 8 | 12 | 0 | -8.2573 | 5.3957 | 0 | 0 | -19.7218 | 14.5236 | 0 | 0 | -28.5307 | 22.5481 | 0 | -2.8616 | -5.1982 | -5.9826
5 | 8 | 13 | 0 | -8.549 | 5.6419 | 0 | 0 | -20.4187 | 15.1837 | 0 | 0 | -29.5388 | 23.5706 | 0 | -2.9071 | -5.235 | -5.9682
5 | 8 | 14 | 0 | -11.5838 | 8.169 | 0 | 0 | -27.667 | 21.9661 | 0 | 0 | -40.0247 | 34.0841 | 0 | -3.4148 | -5.7008 | -5.9406
5 | 8 | 15 | 0 | -14.6017 | 11.0194 | 0 | 0 | -34.8751 | 29.6154 | 0 | 0 | -50.4523 | 45.9402 | 0 | -3.5824 | -5.2597 | -4.5121
5 | 8 | 16 | 0 | -17.6435 | 14.124 | 0 | 0 | -42.14 | 37.9484 | 0 | 0 | -60.9622 | 58.8576 | 0 | -3.5195 | -4.1916 | -2.1046
5 | 8 | 17 | 0 | -19.0503 | 15.6588 | 0 | 0 | -45.5001 | 42.0623 | 0 | 0 | -65.8231 | 65.2302 | 0 | -3.3915 | -3.4378 | -0.5929
5 | 8 | 18 | 0 | -20.5149 | 17.3101 | 0 | 0 | -48.9982 | 46.4891 | 0 | 0 | -70.8837 | 72.0877 | 0 | -3.2048 | -2.5091 | 1.204
5 | 8 | 19 | 0 | -21.9263 | 19.0003 | 0 | 0 | -52.3691 | 51.0209 | 0 | 0 | -75.7603 | 79.1086 | 0 | -2.926 | -1.3483 | 3.3484
5 | 8 | 20 | 0 | -22.4489 | 19.7236 | 0 | 0 | -53.6173 | 52.961 | 0 | 0 | -77.566 | 82.115 | 0 | -2.7253 | -0.65629 | 4.549
5 | 8 | 21 | 0 | -23.0092 | 20.3207 | 0 | 0 | -54.9555 | 54.564 | 0 | 0 | -79.5019 | 84.6003 | 0 | -2.6885 | -0.39149 | 5.0984
5 | 8 | 22 | 0 | -23.5664 | 21.1206 | 0 | 0 | -56.2863 | 56.7117 | 0 | 0 | -81.4271 | 87.9301 | 0 | -2.4458 | 0.42538 | 6.503
5 | 8 | 23 | -0.015274 | -24.0161 | 21.643 | 0.0049916 | -0.045319 | -57.3604 | 58.1136 | 0.01481 | -0.076369 | -82.981 | 90.1029 | 0.025172 | -2.3834 | 0.72265 | 7.0707
5 | 9 | 0 | -0.036103 | -24.4472 | 22.243 | 0.011983 | -0.10712 | -58.3902 | 59.7232 | 0.035554 | -0.18051 | -84.4707 | 92.5975 | 0.060431 | -2.2284 | 1.2614 | 8.0066
5 | 9 | 1 | -0.055543 | -24.8801 | 22.7408 | 0.018722 | -0.1648 | -59.424 | 61.0595 | 0.055549 | -0.27771 | -85.9663 | 94.6689 | 0.094415 | -2.1761 | 1.5263 | 8.5194
5 | 9 | 2 | -0.0055544 | -20.4991 | 17.3454 | 0.0017868 | -0.01648 | -48.9605 | 46.5847 | 0.0053014 | -0.027771 | -70.8291 | 72.2368 | 0.0090107 | -3.1575 | -2.3869 | 1.3889
5 | 9 | 3 | 0 | -16.1668 | 12.5335 | 0 | 0 | -38.6131 | 33.6775 | 0 | 0 | -55.86 | 52.2358 | 0 | -3.6334 | -4.9356 | -3.6242
5 | 9 | 4 | 0 | -11.7926 | 8.3665 | 0 | 0 | -28.1657 | 22.4978 | 0 | 0 | -40.7462 | 34.9095 | 0 | -3.4261 | -5.6679 | -5.8367
5 | 9 | 5 | 0 | -8.9618 | 5.9541 | 0 | 0 | -21.4045 | 16.0241 | 0 | 0 | -30.965 | 24.8755 | 0 | -3.0077 | -5.3804 | -6.0895
5 | 9 | 6 | 0 | -6.1143 | 3.7938 | 0 | 0 | -14.6035 | 10.2276 | 0 | 0 | -21.1263 | 15.8916 | 0 | -2.3205 | -4.3759 | -5.2346
5 | 9 | 7 | 0 | -3.2969 | 1.8845 | 0 | 0 | -7.8743 | 5.1037 | 0 | 0 | -11.3914 | 7.9496 | 0 | -1.4124 | -2.7706 | -3.4419
5 | 9 | 8 | 0 | -2.6879 | 1.5349 | 0 | 0 | -6.4197 | 4.1688 | 0 | 0 | -9.2872 | 6.5033 | 0 | -1.153 | -2.2509 | -2.7839
5 | 9 | 9 | 0 | -2.038 | 1.192 | 0 | 0 | -4.8677 | 3.2449 | 0 | 0 | -7.0419 | 5.068 | 0 | -0.84603 | -1.6228 | -1.9739
5 | 9 | 10 | 0 | -1.5831 | 0.98984 | 0 | 0 | -3.7811 | 2.6891 | 0 | 0 | -5.4699 | 4.1956 | 0 | -0.59324 | -1.0919 | -1.2744
5 | 9 | 11 | 0 | -2.0682 | 1.282 | 0 | 0 | -4.9398 | 3.4885 | 0 | 0 | -7.1461 | 5.4475 | 0 | -0.7862 | -1.4512 | -1.6987
5 | 9 | 12 | 0 | -2.5722 | 1.6146 | 0 | 0 | -6.1436 | 4.3856 | 0 | 0 | -8.8877 | 6.8418 | 0 | -0.95765 | -1.7579 | -2.0458
5 | 9 | 13 | 0 | -3.1296 | 1.9754 | 0 | 0 | -7.4748 | 5.3605 | 0 | 0 | -10.8134 | 8.3583 | 0 | -1.1542 | -2.1143 | -2.4552
5 | 9 | 14 | -0.015274 | -6.5626 | 4.3577 | 0.0049916 | -0.045319 | -15.6742 | 11.7595 | 0.01481 | -0.076369 | -22.6753 | 18.2816 | 0.025172 | -2.2151 | -3.9452 | -4.4449
5 | 9 | 15 | -0.073595 | -10.0459 | 7.1409 | 0.025572 | -0.21836 | -23.9939 | 19.2309 | 0.075871 | -0.36796 | -34.711 | 29.8644 | 0.12896 | -2.953 | -4.9054 | -5.0856
5 | 9 | 16 | -0.13053 | -13.5122 | 10.3411 | 0.048101 | -0.38727 | -32.2729 | 27.8209 | 0.14271 | -0.65261 | -46.6878 | 43.1804 | 0.24257 | -3.2536 | -4.6966 | -3.9175
5 | 9 | 17 | -0.14858 | -15.1498 | 11.94 | 0.055541 | -0.44083 | -36.1841 | 32.1134 | 0.16479 | -0.74286 | -52.346 | 49.8351 | 0.28009 | -3.3028 | -4.3467 | -2.9736
5 | 9 | 18 | -0.16663 | -16.7924 | 13.6505 | 0.063175 | -0.49439 | -40.1072 | 36.7059 | 0.18744 | -0.83312 | -58.0214 | 56.9554 | 0.31859 | -3.2453 | -3.7082 | -1.5805
5 | 9 | 19 | -0.18607 | -18.4301 | 15.4404 | 0.072531 | -0.55207 | -44.0188 | 41.512 | 0.2152 | -0.93031 | -63.6802 | 64.407 | 0.36577 | -3.1032 | -2.8436 | 0.16227
5 | 9 | 20 | -0.18607 | -19.7529 | 16.9001 | 0.072531 | -0.55207 | -47.1782 | 45.4226 | 0.2152 | -0.93031 | -68.2507 | 70.463 | 0.36577 | -2.9664 | -2.0924 | 1.6477
5 | 9 | 21 | -0.18746 | -21.0335 | 18.2758 | 0.073072 | -0.55619 | -50.2368 | 49.1109 | 0.2168 | -0.93726 | -72.6755 | 76.177 | 0.3685 | -2.8721 | -1.4652 | 2.9327
5 | 9 | 22 | -2.2146 | -22.3507 | 19.8363 | 2.8566 | -6.5706 | -53.3828 | 53.2931 | 8.4756 | -11.0724 | -77.2267 | 82.6545 | 14.7505 | -1.8723 | 1.8153 | 9.1059
5 | 9 | 23 | -2.1903 | -23.0623 | 20.6855 | 2.8319 | -6.4985 | -55.0823 | 55.566 | 8.4021 | -10.9509 | -79.6854 | 86.1725 | 14.6231 | -1.7352 | 2.3873 | 10.1594
5 | 10 | 0 | -2.5345 | -23.8249 | 21.6383 | 2.9792 | -7.5197 | -56.9039 | 58.1182 | 8.8394 | -12.6718 | -82.3205 | 90.1245 | 15.3722 | -1.7419 | 2.534 | 10.5044
5 | 10 | 1 | -2.6771 | -24.5857 | 22.5656 | 3.352 | -7.9428 | -58.7209 | 60.5999 | 9.9455 | -13.3847 | -84.949 | 93.9652 | 17.3063 | -1.345 | 3.8817 | 12.9377
5 | 10 | 2 | -1.7322 | -22.7014 | 20.0035 | 2.0196 | -5.1394 | -54.2204 | 53.7074 | 5.9921 | -8.6607 | -78.4384 | 83.268 | 10.4266 | -2.4105 | 0.33965 | 6.5955
5 | 10 | 3 | -0.80882 | -20.8213 | 17.6203 | 0.85238 | -2.3998 | -49.73 | 47.2957 | 2.529 | -4.044 | -71.9424 | 73.3165 | 4.399 | -3.1575 | -2.305 | 1.7292
5 | 10 | 4 | -0.0033935 | -18.9447 | 15.3339 | 0.001362 | -0.010068 | -45.2478 | 41.1477 | 0.0040411 | -0.016967 | -65.4581 | 63.7768 | 0.0069352 | -3.6128 | -4.1061 | -1.6914
5 | 10 | 5 | 0 | -17.7929 | 14.0505 | 0 | 0 | -42.4969 | 37.7099 | 0 | 0 | -61.4785 | 58.4536 | 0 | -3.7424 | -4.7869 | -3.0249
5 | 10 | 6 | 0 | -16.5975 | 12.7861 | 0 | 0 | -39.6418 | 34.3238 | 0 | 0 | -57.3482 | 53.2109 | 0 | -3.8114 | -5.318 | -4.1373
5 | 10 | 7 | 0 | -15.4501 | 11.6395 | 0 | 0 | -36.9014 | 31.2516 | 0 | 0 | -53.3837 | 48.4531 | 0 | -3.8106 | -5.6497 | -4.9305
5 | 10 | 8 | 0 | -15.2221 | 11.508 | 0 | 0 | -36.3568 | 30.9063 | 0 | 0 | -52.5958 | 47.9242 | 0 | -3.7141 | -5.4504 | -4.6716
5 | 10 | 9 | 0 | -14.9936 | 11.2949 | 0 | 0 | -35.8111 | 30.3424 | 0 | 0 | -51.8064 | 47.0567 | 0 | -3.6987 | -5.4687 | -4.7497
5 | 10 | 10 | 0 | -14.7243 | 11.0969 | 0 | 0 | -35.1677 | 29.8202 | 0 | 0 | -50.8756 | 46.255 | 0 | -3.6273 | -5.3475 | -4.6207
5 | 10 | 11 | -0.087501 | -14.3654 | 10.8259 | 0.099125 | -0.25962 | -34.3106 | 29.0975 | 0.2941 | -0.43749 | -49.6358 | 45.1387 | 0.51215 | -3.5279 | -5.1787 | -4.4224
5 | 10 | 12 | -0.18959 | -14.0243 | 10.4932 | 0.21818 | -0.5625 | -33.4959 | 28.2093 | 0.64733 | -0.94789 | -48.4571 | 43.7659 | 1.1273 | -3.5025 | -5.2018 | -4.5118
5 | 10 | 13 | -0.29167 | -13.6388 | 10.2056 | 0.33566 | -0.86538 | -32.575 | 27.4414 | 0.9959 | -1.4583 | -47.125 | 42.579 | 1.7342 | -3.3892 | -5.0031 | -4.27
5 | 10 | 14 | -0.32084 | -14.1684 | 10.7324 | 0.37503 | -0.95192 | -33.84 | 28.8561 | 1.1127 | -1.6041 | -48.9549 | 44.7725 | 1.9376 | -3.3818 | -4.8232 | -3.8489
5 | 10 | 15 | -0.35206 | -14.7074 | 11.1847 | 0.40984 | -1.0446 | -35.1273 | 30.0705 | 1.216 | -1.7602 | -50.8172 | 46.6555 | 2.1174 | -3.4649 | -4.8853 | -3.8046
5 | 10 | 16 | -0.38329 | -15.2079 | 11.7221 | 0.44466 | -1.1372 | -36.3228 | 31.5127 | 1.3193 | -1.9164 | -52.5467 | 48.8909 | 2.2972 | -3.4245 | -4.628 | -3.2749
5 | 10 | 17 | -0.26456 | -15.4565 | 11.9116 | 0.30282 | -0.78496 | -36.9165 | 32.0188 | 0.89846 | -1.3228 | -53.4056 | 49.6731 | 1.5645 | -3.5066 | -4.7842 | -3.4908
5 | 10 | 18 | -0.14584 | -15.7181 | 12.2001 | 0.16521 | -0.43269 | -37.5413 | 32.7884 | 0.49017 | -0.72915 | -54.3094 | 50.8623 | 0.85358 | -3.4986 | -4.6954 | -3.3227
5 | 10 | 19 | -0.029167 | -15.9853 | 12.4406 | 0.033042 | -0.086539 | -38.1795 | 33.432 | 0.098035 | -0.14583 | -55.2328 | 51.8582 | 0.17072 | -3.5408 | -4.736 | -3.3497
5 | 10 | 20 | 0 | -16.2118 | 12.5991 | 0 | 0 | -38.7205 | 33.8555 | 0 | 0 | -56.0153 | 52.5132 | 0 | -3.6127 | -4.8649 | -3.5021
5 | 10 | 21 | 0 | -16.4886 | 12.9201 | 0 | 0 | -39.3817 | 34.7147 | 0 | 0 | -56.9719 | 53.843 | 0 | -3.5685 | -4.667 | -3.1289
5 | 10 | 22 | 0 | -16.7514 | 13.1935 | 0 | 0 | -40.0093 | 35.4459 | 0 | 0 | -57.8798 | 54.9743 | 0 | -3.5579 | -4.5634 | -2.9055
5 | 10 | 23 | 0 | -16.9571 | 13.3798 | 0 | 0 | -40.5005 | 35.9432 | 0 | 0 | -58.5904 | 55.7429 | 0 | -3.5773 | -4.5574 | -2.8476
5 | 11 | 0 | 0 | -17.1979 | 13.5855 | 0 | 0 | -41.0757 | 36.4938 | 0 | 0 | -59.4225 | 56.5952 | 0 | -3.6124 | -4.5819 | -2.8273
5 | 11 | 1 | 0 | -17.431 | 13.873 | 0 | 0 | -41.6325 | 37.2625 | 0 | 0 | -60.228 | 57.7842 | 0 | -3.558 | -4.37 | -2.4438
5 | 11 | 2 | 0 | -15.2597 | 11.5826 | 0 | 0 | -36.4467 | 31.1184 | 0 | 0 | -52.7259 | 48.263 | 0 | -3.6772 | -5.3283 | -4.4629
5 | 11 | 3 | 0 | -13.0957 | 9.4649 | 0 | 0 | -31.2781 | 25.4367 | 0 | 0 | -45.2487 | 39.4575 | 0 | -3.6308 | -5.8413 | -5.7912
5 | 11 | 4 | 0 | -10.9174 | 7.5551 | 0 | 0 | -26.0753 | 20.3137 | 0 | 0 | -37.7221 | 31.5186 | 0 | -3.3623 | -5.7617 | -6.2035
5 | 11 | 5 | 0 | -9.5995 | 6.4556 | 0 | 0 | -22.9276 | 17.3682 | 0 | 0 | -33.1684 | 26.9572 | 0 | -3.1439 | -5.5594 | -6.2112
5 | 11 | 6 | 0 | -8.2789 | 5.4376 | 0 | 0 | -19.7735 | 14.6398 | 0 | 0 | -28.6055 | 22.7312 | 0 | -2.8413 | -5.1337 | -5.8743
5 | 11 | 7 | 0 | -6.9625 | 4.5251 | 0 | 0 | -16.6293 | 12.1949 | 0 | 0 | -24.0569 | 18.9449 | 0 | -2.4373 | -4.4344 | -5.112
5 | 11 | 8 | 0 | -7.8706 | 5.23 | 0 | 0 | -18.7982 | 14.0862 | 0 | 0 | -27.1946 | 21.8762 | 0 | -2.6406 | -4.712 | -5.3184
5 | 11 | 9 | 0 | -8.7839 | 5.9765 | 0 | 0 | -20.9795 | 16.0887 | 0 | 0 | -30.3503 | 24.9794 | 0 | -2.8074 | -4.8908 | -5.3708
5 | 11 | 10 | 0 | -9.6948 | 6.7551 | 0 | 0 | -23.1552 | 18.1777 | 0 | 0 | -33.4977 | 28.2169 | 0 | -2.9397 | -4.9775 | -5.2808
5 | 11 | 11 | 0 | -10.1236 | 7.1303 | 0 | 0 | -24.1795 | 19.1868 | 0 | 0 | -34.9794 | 29.7829 | 0 | -2.9933 | -4.9927 | -5.1965
5 | 11 | 12 | 0 | -10.5548 | 7.4921 | 0 | 0 | -25.2092 | 20.1598 | 0 | 0 | -36.4691 | 31.2927 | 0 | -3.0626 | -5.0494 | -5.1765
5 | 11 | 13 | 0 | -11.0362 | 7.9295 | 0 | 0 | -26.359 | 21.3355 | 0 | 0 | -38.1325 | 33.1167 | 0 | -3.1067 | -5.0235 | -5.0158
5 | 11 | 14 | 0 | -13.6584 | 10.3517 | 0 | 0 | -32.622 | 27.8382 | 0 | 0 | -47.193 | 43.1979 | 0 | -3.3067 | -4.7838 | -3.995
5 | 11 | 15 | 0 | -16.2755 | 12.9305 | 0 | 0 | -38.8728 | 34.7615 | 0 | 0 | -56.2357 | 53.9311 | 0 | -3.345 | -4.1113 | -2.3045
5 | 11 | 16 | -0.20134 | -18.8969 | 15.8887 | 0.079562 | -0.59739 | -45.1336 | 42.7025 | 0.23606 | -1.0067 | -65.2929 | 66.2419 | 0.40122 | -3.1299 | -2.7924 | 0.34352
5 | 11 | 17 | -0.20273 | -20.1943 | 17.3283 | 0.08011 | -0.60151 | -48.2324 | 46.5663 | 0.23769 | -1.0136 | -69.7759 | 72.2309 | 0.40399 | -2.9886 | -2.03 | 1.8454
5 | 11 | 18 | -0.20273 | -21.4684 | 18.7714 | 0.08011 | -0.60151 | -51.2755 | 50.4404 | 0.23769 | -1.0136 | -74.1781 | 78.2373 | 0.40399 | -2.8197 | -1.1989 | 3.4496
5 | 11 | 19 | -0.20273 | -22.7939 | 20.4357 | 0.08011 | -0.60151 | -54.4414 | 54.9085 | 0.23769 | -1.0136 | -78.7581 | 85.1642 | 0.40399 | -2.4809 | 0.1033 | 5.7965
5 | 11 | 20 | -0.2069 | -23.3901 | 21.1905 | 0.081756 | -0.61387 | -55.8654 | 56.9297 | 0.24257 | -1.0345 | -80.8182 | 88.2931 | 0.41229 | -2.3247 | 0.69298 | 6.8528
5 | 11 | 21 | -0.21106 | -23.9853 | 22.0202 | 0.084533 | -0.62623 | -57.2869 | 59.151 | 0.25081 | -1.0553 | -82.8746 | 91.7318 | 0.42629 | -2.0916 | 1.4887 | 8.2282
5 | 11 | 22 | -0.21523 | -24.5831 | 22.6935 | 0.086201 | -0.63859 | -58.7147 | 60.9558 | 0.25576 | -1.0761 | -84.9401 | 94.5275 | 0.43471 | -2.0186 | 1.8582 | 8.9459
5 | 11 | 23 | -2.025 | -25.2625 | 23.5372 | 2.5358 | -6.0081 | -60.3374 | 63.2078 | 7.5238 | -10.1245 | -87.2876 | 98.0081 | 13.0913 | -1.2144 | 4.3862 | 13.6873
5 | 12 | 0 | -1.9111 | -25.8881 | 24.3578 | 2.3471 | -5.6702 | -61.8317 | 65.3984 | 6.9639 | -9.555 | -89.4494 | 101.3937 | 12.1161 | -1.0943 | 4.8604 | 14.5054
5 | 12 | 1 | -1.8104 | -26.5243 | 25.0721 | 2.1815 | -5.3714 | -63.3512 | 67.305 | 6.4725 | -9.0516 | -91.6475 | 104.3404 | 11.2603 | -1.0811 | 5.0549 | 14.9016
5 | 12 | 2 | -1.5097 | -24.5638 | 22.407 | 1.7571 | -4.4792 | -58.6686 | 60.1593 | 5.2132 | -7.5482 | -84.8735 | 93.27 | 9.0686 | -1.9094 | 2.2247 | 9.917
5 | 12 | 3 | -1.2222 | -22.61 | 19.9082 | 1.39 | -3.6262 | -54.0021 | 53.4599 | 4.1241 | -6.1107 | -78.1227 | 82.8913 | 7.1735 | -2.5341 | -0.04443 | 5.8314
5 | 12 | 4 | -0.9347 | -20.6509 | 17.5315 | 1.0187 | -2.7732 | -49.3229 | 47.0869 | 3.0226 | -4.6733 | -71.3535 | 73.0175 | 5.2567 | -3.0354 | -1.9867 | 2.2473
5 | 12 | 5 | -0.77914 | -19.4587 | 16.1979 | 0.82411 | -2.3117 | -46.4756 | 43.5105 | 2.4451 | -3.8956 | -67.2343 | 67.476 | 4.2517 | -3.2159 | -2.8317 | 0.59775
5 | 12 | 6 | -0.85057 | -18.3031 | 14.9222 | 0.74657 | -2.5236 | -43.7155 | 40.0878 | 2.2151 | -4.2527 | -63.2414 | 62.1715 | 3.8445 | -3.4849 | -3.9362 | -1.478
5 | 12 | 7 | -0.68106 | -17.1553 | 13.6511 | 0.56599 | -2.0207 | -40.9739 | 36.678 | 1.6793 | -3.4052 | -59.2753 | 56.8876 | 2.9131 | -3.6193 | -4.6373 | -2.8799
5 | 12 | 8 | -0.57579 | -15.9116 | 12.4158 | 0.4492 | -1.7084 | -38.0034 | 33.3659 | 1.3328 | -2.8788 | -54.978 | 51.7561 | 2.3101 | -3.6224 | -5.0132 | -3.7906
5 | 12 | 9 | -0.43878 | -14.6611 | 11.1935 | 0.31585 | -1.3019 | -35.0168 | 30.0905 | 0.93712 | -2.1938 | -50.6573 | 46.6833 | 1.6225 | -3.5905 | -5.291 | -4.5453
5 | 12 | 10 | -0.32166 | -13.4139 | 9.9901 | 0.20124 | -0.95437 | -32.0381 | 26.8639 | 0.59709 | -1.6082 | -46.3481 | 41.6845 | 1.0314 | -3.5442 | -5.5314 | -5.2404
5 | 12 | 11 | -0.24731 | -13.1188 | 9.7457 | 0.1385 | -0.73378 | -31.3331 | 26.2099 | 0.41092 | -1.2365 | -45.3284 | 40.6723 | 0.70832 | -3.4819 | -5.4461 | -5.1843
5 | 12 | 12 | -0.17503 | -12.8129 | 9.4903 | 0.076824 | -0.51931 | -30.6026 | 25.5271 | 0.22794 | -0.8751 | -44.2716 | 39.6161 | 0.39061 | -3.4208 | -5.3669 | -5.1399
5 | 12 | 13 | -0.13669 | -12.5112 | 9.1706 | 0.050402 | -0.40556 | -29.882 | 24.6705 | 0.14954 | -0.68342 | -43.2291 | 38.2894 | 0.25484 | -3.4269 | -5.4676 | -5.3684
5 | 12 | 14 | -0.42821 | -14.9506 | 11.459 | 0.33193 | -1.2705 | -35.7083 | 30.8102 | 0.98483 | -2.141 | -51.6578 | 47.8048 | 1.7066 | -3.5879 | -5.1838 | -4.2873
5 | 12 | 15 | -0.77494 | -17.3976 | 14.031 | 0.69188 | -2.2992 | -41.5527 | 37.7094 | 2.0528 | -3.8745 | -60.1126 | 58.4961 | 3.5631 | -3.4496 | -4.0897 | -1.9279
5 | 12 | 16 | -1.1345 | -19.8387 | 16.6946 | 1.1085 | -3.366 | -47.3832 | 44.8531 | 3.289 | -5.6722 | -68.5473 | 69.5652 | 5.714 | -3.1701 | -2.607 | 1.0598
5 | 12 | 17 | -1.4438 | -21.4455 | 18.5796 | 1.513 | -4.2836 | -51.2208 | 49.9087 | 4.4891 | -7.2185 | -74.0991 | 77.3989 | 7.8034 | -2.7967 | -1.1066 | 3.8848
5 | 12 | 18 | -1.7558 | -23.0588 | 20.5881 | 1.946 | -5.2094 | -55.074 | 55.2969 | 5.7736 | -8.7786 | -79.6733 | 85.7489 | 10.0398 | -2.2805 | 0.78708 | 7.3368
5 | 12 | 19 | -2.0649 | -24.6305 | 22.576 | 2.3965 | -6.1267 | -58.8278 | 60.6284 | 7.1104 | -10.3243 | -85.1038 | 94.0101 | 12.3674 | -1.7229 | 2.7844 | 10.9494
5 | 12 | 20 | -2.0117 | -25.3072 | 23.4642 | 2.3564 | -5.9688 | -60.4441 | 63.0077 | 6.9913 | -10.0583 | -87.4421 | 97.6944 | 12.1615 | -1.4983 | 3.586 | 12.3554
5 | 12 | 21 | -1.9456 | -25.9806 | 24.3521 | 2.2682 | -5.7725 | -62.0525 | 65.3858 | 6.7296 | -9.7274 | -89.7688 | 101.3765 | 11.7069 | -1.3059 | 4.2905 | 13.5872
5 | 12 | 22 | -1.8778 | -26.6201 | 25.262 | 2.2135 | -5.5714 | -63.58 | 67.824 | 6.5674 | -9.3885 | -91.9786 | 105.1528 | 11.4259 | -1.0225 | 5.2401 | 15.2116
5 | 12 | 23 | -1.963 | -27.1713 | 25.8902 | 2.3083 | -5.8241 | -64.8964 | 69.5092 | 6.8488 | -9.8144 | -93.883 | 107.7643 | 11.9149 | -0.93578 | 5.6374 | 15.9817
5 | 13 | 0 | -2.9265 | -27.7185 | 26.7009 | 3.4781 | -8.6828 | -66.2034 | 71.6823 | 10.3195 | -14.6318 | -95.7737 | 111.1304 | 17.9477 | -0.46602 | 7.1155 | 18.6726
5 | 13 | 1 | -3.0497 | -28.2749 | 27.5338 | 3.6609 | -9.0484 | -67.5323 | 73.9166 | 10.8618 | -15.2479 | -97.6962 | 114.593 | 18.8904 | -0.12993 | 8.1978 | 20.5393
5 | 13 | 2 | -1.6435 | -23.9352 | 21.602 | 1.8013 | -4.8762 | -57.1673 | 58.0023 | 5.3444 | -8.2172 | -82.7015 | 89.9292 | 9.2931 | -2.1754 | 1.3032 | 8.3036
5 | 13 | 3 | -0.26157 | -19.5932 | 16.2339 | 0.23402 | -0.77608 | -46.7967 | 43.6001 | 0.69434 | -1.3078 | -67.6988 | 67.6092 | 1.205 | -3.3868 | -3.2783 | -0.19249
5 | 13 | 4 | -4.4868e-08 | -15.2475 | 11.6204 | 1.1395e-08 | -1.3312e-07 | -36.4174 | 31.223 | 3.3808e-08 | -2.2433e-07 | -52.6836 | 48.4276 | 5.6972e-08 | -3.6271 | -5.1944 | -4.256
5 | 13 | 5 | 0 | -12.6535 | 9.1195 | 0 | 0 | -30.2217 | 24.5165 | 0 | 0 | -43.7206 | 38.0369 | 0 | -3.534 | -5.7052 | -5.6836
5 | 13 | 6 | 0 | -10.0271 | 6.8694 | 0 | 0 | -23.9489 | 18.4817 | 0 | 0 | -34.6459 | 28.6859 | 0 | -3.1577 | -5.4671 | -5.96
5 | 13 | 7 | 0 | -7.4375 | 4.8243 | 0 | 0 | -17.7638 | 12.9972 | 0 | 0 | -25.6981 | 20.1882 | 0 | -2.6132 | -4.7665 | -5.5099
5 | 13 | 8 | 0 | -6.8295 | 4.3952 | 0 | 0 | -16.3117 | 11.8464 | 0 | 0 | -23.5974 | 18.405 | 0 | -2.4343 | -4.4652 | -5.1925
5 | 13 | 9 | 0 | -6.2291 | 3.945 | 0 | 0 | -14.8776 | 10.6381 | 0 | 0 | -21.5229 | 16.5318 | 0 | -2.2841 | -4.2396 | -4.991
5 | 13 | 10 | 0 | -5.622 | 3.5106 | 0 | 0 | -13.4277 | 9.4728 | 0 | 0 | -19.4254 | 14.7261 | 0 | -2.1114 | -3.9549 | -4.6992
5 | 13 | 11 | 0 | -5.8656 | 3.7014 | 0 | 0 | -14.0096 | 9.9866 | 0 | 0 | -20.2671 | 15.524 | 0 | -2.1643 | -4.023 | -4.743
5 | 13 | 12 | 0 | -6.0993 | 3.85 | 0 | 0 | -14.5677 | 10.3864 | 0 | 0 | -21.0745 | 16.1444 | 0 | -2.2493 | -4.1813 | -4.9301
5 | 13 | 13 | 0 | -6.3709 | 4.0705 | 0 | 0 | -15.2163 | 10.98 | 0 | 0 | -22.0128 | 17.0661 | 0 | -2.3003 | -4.2363 | -4.9467
5 | 13 | 14 | -0.015274 | -9.919 | 6.7997 | 0.0049916 | -0.045319 | -23.6906 | 18.301 | 0.01481 | -0.076369 | -34.2722 | 28.411 | 0.025172 | -3.1295 | -5.4201 | -5.9125
5 | 13 | 15 | -0.056932 | -13.4581 | 9.9587 | 0.019485 | -0.16892 | -32.1436 | 26.7753 | 0.057813 | -0.28465 | -46.5009 | 41.5434 | 0.098264 | -3.5368 | -5.4794 | -5.1438
5 | 13 | 16 | -0.27257 | -16.9966 | 13.421 | 0.20096 | -0.80871 | -40.5949 | 36.0604 | 0.59624 | -1.3628 | -58.727 | 55.9302 | 1.0327 | -3.6472 | -4.7469 | -3.1269
5 | 13 | 17 | -0.56442 | -18.5977 | 15.1471 | 0.53577 | -1.6746 | -44.4191 | 40.6913 | 1.5896 | -2.822 | -64.2593 | 63.1069 | 2.762 | -3.4792 | -3.8128 | -1.2124
5 | 13 | 18 | -0.87771 | -20.2095 | 16.9583 | 0.91154 | -2.6041 | -48.2687 | 45.5487 | 2.7045 | -4.3883 | -69.8283 | 70.6333 | 4.7026 | -3.2174 | -2.6195 | 1.1193
5 | 13 | 19 | -1.1716 | -21.8037 | 18.967 | 1.2889 | -3.4762 | -52.0764 | 50.9388 | 3.8242 | -5.8579 | -75.3368 | 78.9875 | 6.6516 | -2.7195 | -0.78963 | 4.4444
5 | 13 | 20 | -1.2707 | -22.5852 | 19.8208 | 1.4114 | -3.7701 | -53.9428 | 53.2301 | 4.1876 | -6.3531 | -78.0369 | 82.5389 | 7.2835 | -2.6236 | -0.29513 | 5.4325
5 | 13 | 21 | -1.3663 | -23.4079 | 20.8514 | 1.5148 | -4.0538 | -55.9079 | 55.9952 | 4.4943 | -6.8313 | -80.8797 | 86.8246 | 7.8166 | -2.4081 | 0.52771 | 6.9301
5 | 13 | 22 | -1.462 | -24.1734 | 21.863 | 1.6409 | -4.3376 | -57.7361 | 58.7111 | 4.8685 | -7.3095 | -83.5244 | 91.0348 | 8.4673 | -2.1314 | 1.5059 | 8.6682
5 | 13 | 23 | -1.5351 | -24.6415 | 22.5407 | 1.8208 | -4.5547 | -58.8542 | 60.5258 | 5.4022 | -7.6754 | -85.142 | 93.8445 | 9.4007 | -1.8152 | 2.519 | 10.4278
5 | 14 | 0 | -2.0321 | -25.0972 | 23.1872 | 2.4022 | -6.0293 | -59.9425 | 62.2592 | 7.1272 | -10.1603 | -86.7164 | 96.53 | 12.4 | -1.54 | 3.4145 | 12.0533
5 | 14 | 1 | -2.0808 | -25.5599 | 23.735 | 2.48 | -6.1737 | -61.0478 | 63.7287 | 7.3582 | -10.4036 | -88.3153 | 98.8071 | 12.8021 | -1.4257 | 3.8653 | 12.8902
5 | 14 | 2 | -0.89514 | -21.5027 | 18.5072 | 1.0111 | -2.6559 | -51.3575 | 49.701 | 2.9999 | -4.4755 | -74.2968 | 77.0656 | 5.2201 | -2.8796 | -1.3124 | 3.5134
5 | 14 | 3 | 0 | -17.4907 | 13.9441 | 0 | 0 | -41.7751 | 37.4567 | 0 | 0 | -60.4343 | 58.088 | 0 | -3.5466 | -4.3184 | -2.3464
5 | 14 | 4 | 0 | -13.4793 | 9.8893 | 0 | 0 | -32.1943 | 26.5778 | 0 | 0 | -46.5742 | 41.2279 | 0 | -3.59 | -5.6165 | -5.3463
5 | 14 | 5 | 0 | -11.4297 | 7.9684 | 0 | 0 | -27.2989 | 21.4234 | 0 | 0 | -39.4922 | 33.2391 | 0 | -3.4613 | -5.8755 | -6.2531
5 | 14 | 6 | 0 | -9.3314 | 6.2087 | 0 | 0 | -22.2873 | 16.7024 | 0 | 0 | -32.2421 | 25.9225 | 0 | -3.1227 | -5.5849 | -6.3196
5 | 14 | 7 | 0 | -7.279 | 4.6102 | 0 | 0 | -17.3853 | 12.4139 | 0 | 0 | -25.1506 | 19.2765 | 0 | -2.6688 | -4.9714 | -5.8742
5 | 14 | 8 | 0 | -6.2911 | 3.886 | 0 | 0 | -15.0259 | 10.4711 | 0 | 0 | -21.7373 | 16.2659 | 0 | -2.4052 | -4.5547 | -5.4714
5 | 14 | 9 | 0 | -5.2907 | 3.1588 | 0 | 0 | -12.6365 | 8.5206 | 0 | 0 | -18.2807 | 13.2434 | 0 | -2.132 | -4.1159 | -5.0373
5 | 14 | 10 | 0 | -4.3104 | 2.498 | 0 | 0 | -10.2951 | 6.7485 | 0 | 0 | -14.8935 | 10.4975 | 0 | -1.8124 | -3.5466 | -4.396
5 | 14 | 11 | 0 | -4.3889 | 2.5513 | 0 | 0 | -10.4825 | 6.8912 | 0 | 0 | -15.1647 | 10.7185 | 0 | -1.8376 | -3.5913 | -4.4461
5 | 14 | 12 | 0 | -4.4526 | 2.5944 | 0 | 0 | -10.6347 | 7.0068 | 0 | 0 | -15.3848 | 10.8976 | 0 | -1.8582 | -3.6279 | -4.4872
5 | 14 | 13 | 0 | -4.5261 | 2.6448 | 0 | 0 | -10.8102 | 7.142 | 0 | 0 | -15.6386 | 11.1071 | 0 | -1.8812 | -3.6682 | -4.5315
5 | 14 | 14 | 0 | -7.5596 | 4.8211 | 0 | 0 | -18.0555 | 12.9807 | 0 | 0 | -26.1202 | 20.1557 | 0 | -2.7385 | -5.0748 | -5.9645
5 | 14 | 15 | 0 | -10.587 | 7.28 | 0 | 0 | -25.2862 | 19.5772 | 0 | 0 | -36.5804 | 30.3785 | 0 | -3.307 | -5.709 | -6.2019
5 | 14 | 16 | 0 | -13.6183 | 10.0318 | 0 | 0 | -32.5261 | 26.9586 | 0 | 0 | -47.0542 | 41.8169 | 0 | -3.5865 | -5.5675 | -5.2373
5 | 14 | 17 | 0 | -14.779 | 11.1513 | 0 | 0 | -35.2983 | 29.9654 | 0 | 0 | -51.0646 | 46.4795 | 0 | -3.6277 | -5.333 | -4.5852
5 | 14 | 18 | 0 | -15.9292 | 12.2695 | 0 | 0 | -38.0455 | 32.9679 | 0 | 0 | -55.0388 | 51.1346 | 0 | -3.6596 | -5.0776 | -3.9043
5 | 14 | 19 | -0.001545 | -17.1283 | 13.6026 | 0.00054351 | -0.0045841 | -40.9095 | 36.547 | 0.0016126 | -0.0077248 | -59.1821 | 56.6837 | 0.0027201 | -3.5266 | -4.3654 | -2.5034
5 | 14 | 20 | -0.10981 | -17.7808 | 14.2435 | 0.11841 | -0.3258 | -42.468 | 38.2691 | 0.35131 | -0.54902 | -61.4368 | 59.3548 | 0.61132 | -3.5288 | -4.1735 | -2.0197
5 | 14 | 21 | -0.20349 | -18.4781 | 15.047 | 0.22322 | -0.60375 | -44.1334 | 40.427 | 0.6623 | -1.0174 | -63.846 | 62.7007 | 1.1525 | -3.4114 | -3.6479 | -1.0102
5 | 14 | 22 | -0.31175 | -19.1811 | 15.8266 | 0.34306 | -0.92497 | -45.8124 | 42.5198 | 1.0178 | -1.5587 | -66.275 | 65.9453 | 1.7713 | -3.3232 | -3.1997 | -0.11713
5 | 14 | 23 | -0.021628 | -19.7316 | 16.5261 | 0.0080881 | -0.064171 | -47.1274 | 44.3968 | 0.023997 | -0.10814 | -68.1773 | 68.8543 | 0.040478 | -3.219 | -2.7708 | 0.60937
5 | 15 | 0 | 0 | -20.3205 | 17.2366 | 0 | 0 | -48.5338 | 46.3031 | 0 | 0 | -70.2119 | 71.8088 | 0 | -3.0839 | -2.2307 | 1.5969
5 | 15 | 1 | 0 | -20.906 | 17.8043 | 0 | 0 | -49.9323 | 47.8265 | 0 | 0 | -72.235 | 74.17 | 0 | -3.1017 | -2.1059 | 1.9349
5 | 15 | 2 | 0 | -16.7692 | 13.156 | 0 | 0 | -40.0517 | 35.3518 | 0 | 0 | -57.9412 | 54.8338 | 0 | -3.6132 | -4.7 | -3.1074
5 | 15 | 3 | 0 | -12.6211 | 9.073 | 0 | 0 | -30.1444 | 24.3938 | 0 | 0 | -43.6087 | 37.8483 | 0 | -3.5481 | -5.7506 | -5.7604
5 | 15 | 4 | 0 | -8.4699 | 5.5222 | 0 | 0 | -20.2296 | 14.8639 | 0 | 0 | -29.2653 | 23.0762 | 0 | -2.9477 | -5.3657 | -6.1891
5 | 15 | 5 | 0 | -6.3244 | 3.8945 | 0 | 0 | -15.1052 | 10.4943 | 0 | 0 | -21.8521 | 16.3022 | 0 | -2.4299 | -4.6109 | -5.5499
5 | 15 | 6 | 0 | -4.1994 | 2.4098 | 0 | 0 | -10.03 | 6.5075 | 0 | 0 | -14.51 | 10.1205 | 0 | -1.7897 | -3.5225 | -4.3895
5 | 15 | 7 | 0 | -2.3423 | 1.2596 | 0 | 0 | -5.5943 | 3.4123 | 0 | 0 | -8.093 | 5.3159 | 0 | -1.0827 | -2.182 | -2.7771
5 | 15 | 8 | 0 | -2.26 | 1.2008 | 0 | 0 | -5.3979 | 3.2532 | 0 | 0 | -7.809 | 5.0683 | 0 | -1.0593 | -2.1447 | -2.7407
5 | 15 | 9 | 0 | -2.1523 | 1.113 | 0 | 0 | -5.1406 | 3.0171 | 0 | 0 | -7.4367 | 4.7017 | 0 | -1.0393 | -2.1235 | -2.735
5 | 15 | 10 | 0 | -2.1052 | 1.0681 | 0 | 0 | -5.0282 | 2.8964 | 0 | 0 | -7.274 | 4.5146 | 0 | -1.0372 | -2.1318 | -2.7595
5 | 15 | 11 | 0 | -2.8652 | 1.5463 | 0 | 0 | -6.8434 | 4.1786 | 0 | 0 | -9.9 | 6.5012 | 0 | -1.319 | -2.6647 | -3.3988
5 | 15 | 12 | 0 | -3.8305 | 2.1492 | 0 | 0 | -9.1488 | 5.8024 | 0 | 0 | -13.2352 | 9.0228 | 0 | -1.6813 | -3.3464 | -4.2124
5 | 15 | 13 | 0 | -4.8324 | 2.8208 | 0 | 0 | -11.5419 | 7.6055 | 0 | 0 | -16.6971 | 11.8182 | 0 | -2.0116 | -3.9364 | -4.8789
5 | 15 | 14 | 0 | -6.3829 | 3.902 | 0 | 0 | -15.2449 | 10.5114 | 0 | 0 | -22.0542 | 16.3259 | 0 | -2.4808 | -4.7336 | -5.7283
5 | 15 | 15 | 0 | -8.0084 | 5.1316 | 0 | 0 | -19.1274 | 13.8094 | 0 | 0 | -27.6708 | 21.4364 | 0 | -2.8768 | -5.318 | -6.2344
5 | 15 | 16 | 0 | -9.5882 | 6.3993 | 0 | 0 | -22.9007 | 17.2094 | 0 | 0 | -33.1296 | 26.7047 | 0 | -3.1889 | -5.6913 | -6.4248
5 | 15 | 17 | 0 | -10.1365 | 6.9113 | 0 | 0 | -24.2101 | 18.587 | 0 | 0 | -35.0237 | 28.843 | 0 | -3.2251 | -5.6231 | -6.1808
5 | 15 | 18 | 0 | -10.7246 | 7.3914 | 0 | 0 | -25.6149 | 19.8779 | 0 | 0 | -37.056 | 30.8459 | 0 | -3.3332 | -5.7371 | -6.2101
5 | 15 | 19 | 0 | -11.2743 | 7.8342 | 0 | 0 | -26.9278 | 21.0686 | 0 | 0 | -38.9553 | 32.6938 | 0 | -3.4402 | -5.8592 | -6.2616
5 | 15 | 20 | 0 | -11.2699 | 7.9221 | 0 | 0 | -26.9172 | 21.3088 | 0 | 0 | -38.94 | 33.0696 | 0 | -3.3478 | -5.6083 | -5.8704
5 | 15 | 21 | 0 | -11.2578 | 7.943 | 0 | 0 | -26.8883 | 21.3687 | 0 | 0 | -38.8982 | 33.1655 | 0 | -3.3148 | -5.5197 | -5.7327
5 | 15 | 22 | 0 | -11.2581 | 8.0067 | 0 | 0 | -26.8891 | 21.5423 | 0 | 0 | -38.8993 | 33.4369 | 0 | -3.2514 | -5.3468 | -5.4624
5 | 15 | 23 | 0 | -13.5697 | 10.1352 | 0 | 0 | -32.41 | 27.2517 | 0 | 0 | -46.8862 | 42.2842 | 0 | -3.4345 | -5.1583 | -4.602
5 | 16 | 0 | 0 | -15.878 | 12.3566 | 0 | 0 | -37.9233 | 33.2096 | 0 | 0 | -54.8621 | 51.5161 | 0 | -3.5214 | -4.7137 | -3.346
5 | 16 | 1 | 0 | -18.1878 | 14.8403 | 0 | 0 | -43.4401 | 39.8702 | 0 | 0 | -62.843 | 61.8359 | 0 | -3.3475 | -3.57 | -1.0071
5 | 16 | 2 | 0 | -18.1424 | 14.7885 | 0 | 0 | -43.3315 | 39.732 | 0 | 0 | -62.6859 | 61.6225 | 0 | -3.3539 | -3.5996 | -1.0635
5 | 16 | 3 | 0 | -18.0857 | 14.7235 | 0 | 0 | -43.1962 | 39.5573 | 0 | 0 | -62.4901 | 61.3515 | 0 | -3.3622 | -3.6389 | -1.1386
5 | 16 | 4 | 0 | -18.0401 | 14.681 | 0 | 0 | -43.0872 | 39.4435 | 0 | 0 | -62.3324 | 61.1752 | 0 | -3.359 | -3.6437 | -1.1572
5 | 16 | 5 | 0 | -16.7082 | 13.3757 | 0 | 0 | -39.9062 | 35.9451 | 0 | 0 | -57.7306 | 55.7567 | 0 | -3.3325 | -3.961 | -1.9739
5 | 16 | 6 | 0 | -15.4048 | 12.038 | 0 | 0 | -36.7931 | 32.3594 | 0 | 0 | -53.2271 | 50.2021 | 0 | -3.3668 | -4.4337 | -3.025
5 | 16 | 7 | 0 | -14.0606 | 10.7254 | 0 | 0 | -33.5826 | 28.8402 | 0 | 0 | -48.5825 | 44.7503 | 0 | -3.3352 | -4.7424 | -3.8322
5 | 16 | 8 | 0 | -13.2319 | 9.9609 | 0 | 0 | -31.6033 | 26.79 | 0 | 0 | -45.7192 | 41.5738 | 0 | -3.271 | -4.8133 | -4.1454
5 | 16 | 9 | 0 | -12.3373 | 9.1476 | 0 | 0 | -29.4667 | 24.6082 | 0 | 0 | -42.6283 | 38.1926 | 0 | -3.1897 | -4.8585 | -4.4357
5 | 16 | 10 | 0 | -11.4916 | 8.4282 | 0 | 0 | -27.4467 | 22.6796 | 0 | 0 | -39.706 | 35.2048 | 0 | -3.0634 | -4.7671 | -4.5012
5 | 16 | 11 | 0 | -11.3892 | 8.3373 | 0 | 0 | -27.2021 | 22.4346 | 0 | 0 | -39.3522 | 34.8241 | 0 | -3.0518 | -4.7675 | -4.528
5 | 16 | 12 | 0 | -11.2854 | 8.1865 | 0 | 0 | -26.9542 | 22.0284 | 0 | 0 | -38.9935 | 34.1934 | 0 | -3.0989 | -4.9257 | -4.8
5 | 16 | 13 | 0 | -11.1827 | 8.0618 | 0 | 0 | -26.7091 | 21.6942 | 0 | 0 | -38.6389 | 33.6756 | 0 | -3.1209 | -5.0149 | -4.9633
5 | 16 | 14 | 0 | -14.0151 | 10.6759 | 0 | 0 | -33.4738 | 28.7076 | 0 | 0 | -48.4252 | 44.545 | 0 | -3.3392 | -4.7662 | -3.8802
5 | 16 | 15 | 0 | -16.8879 | 13.4791 | 0 | 0 | -40.3352 | 36.229 | 0 | 0 | -58.3513 | 56.2019 | 0 | -3.4087 | -4.1063 | -2.1494
5 | 16 | 16 | 0 | -19.7656 | 16.646 | 0 | 0 | -47.2084 | 44.7241 | 0 | 0 | -68.2945 | 69.3663 | 0 | -3.1196 | -2.4844 | 1.0718
5 | 16 | 17 | 0 | -20.9966 | 18.0273 | 0 | 0 | -50.1486 | 48.4293 | 0 | 0 | -72.5479 | 75.108 | 0 | -2.9693 | -1.7193 | 2.5601
5 | 16 | 18 | 0 | -22.2743 | 19.6778 | 0 | 0 | -53.2004 | 52.8543 | 0 | 0 | -76.9628 | 81.9632 | 0 | -2.5966 | -0.3461 | 5.0004
5 | 16 | 19 | 0 | -23.5105 | 21.1633 | 0 | 0 | -56.153 | 56.8384 | 0 | 0 | -81.2342 | 88.1366 | 0 | -2.3473 | 0.68538 | 6.9023
5 | 16 | 20 | 0 | -23.8916 | 21.6007 | 0 | 0 | -57.0631 | 58.0136 | 0 | 0 | -82.5508 | 89.9591 | 0 | -2.2909 | 0.95047 | 7.4083
5 | 16 | 21 | 0 | -24.2724 | 22.1945 | 0 | 0 | -57.9727 | 59.6069 | 0 | 0 | -83.8667 | 92.4287 | 0 | -2.0779 | 1.6343 | 8.562
5 | 16 | 22 | 0 | -24.6542 | 22.6421 | 0 | 0 | -58.8845 | 60.8101 | 0 | 0 | -85.1857 | 94.2954 | 0 | -2.0121 | 1.9257 | 9.1097
5 | 16 | 23 | 0 | -24.5531 | 22.5372 | 0 | 0 | -58.6431 | 60.5319 | 0 | 0 | -84.8365 | 93.8669 | 0 | -2.0159 | 1.8888 | 9.0304
5 | 17 | 0 | 0 | -24.4503 | 22.4674 | 0 | 0 | -58.3976 | 60.3491 | 0 | 0 | -84.4814 | 93.5873 | 0 | -1.9829 | 1.9515 | 9.1058
5 | 17 | 1 | 0 | -24.3147 | 22.3378 | 0 | 0 | -58.0737 | 60.0041 | 0 | 0 | -84.0129 | 93.0549 | 0 | -1.9769 | 1.9304 | 9.042
5 | 17 | 2 | 0 | -20.4268 | 17.425 | 0 | 0 | -48.7877 | 46.8176 | 0 | 0 | -70.5791 | 72.6139 | 0 | -3.0018 | -1.97 | 2.0347
5 | 17 | 3 | 0 | -16.5473 | 13.0404 | 0 | 0 | -39.5218 | 35.0497 | 0 | 0 | -57.1745 | 54.3724 | 0 | -3.5069 | -4.4721 | -2.8022
5 | 17 | 4 | 0 | -12.6693 | 9.2652 | 0 | 0 | -30.2595 | 24.9173 | 0 | 0 | -43.7752 | 38.6662 | 0 | -3.4041 | -5.3423 | -5.109
5 | 17 | 5 | 0 | -9.7089 | 6.6406 | 0 | 0 | -23.189 | 17.8745 | 0 | 0 | -33.5466 | 27.7504 | 0 | -3.0684 | -5.3145 | -5.7962
5 | 17 | 6 | 0 | -6.753 | 4.3287 | 0 | 0 | -16.1289 | 11.6702 | 0 | 0 | -23.3331 | 18.1337 | 0 | -2.4243 | -4.4588 | -5.1994
5 | 17 | 7 | 0 | -3.8305 | 2.2657 | 0 | 0 | -9.1488 | 6.1327 | 0 | 0 | -13.2352 | 9.5494 | 0 | -1.5648 | -3.0161 | -3.6858
5 | 17 | 8 | 0 | -2.593 | 1.4801 | 0 | 0 | -6.1931 | 4.0187 | 0 | 0 | -8.9593 | 6.2682 | 0 | -1.1129 | -2.1744 | -2.6911
5 | 17 | 9 | 0 | -1.3775 | 0.77083 | 0 | 0 | -3.2901 | 2.1044 | 0 | 0 | -4.7596 | 3.2918 | 0 | -0.60668 | -1.1857 | -1.4678
5 | 17 | 10 | 0 | -0.8075 | 0.47345 | 0 | 0 | -1.9286 | 1.2897 | 0 | 0 | -2.7901 | 2.015 | 0 | -0.33404 | -0.63894 | -0.77504
5 | 17 | 11 | 0 | -1.659 | 1.0698 | 0 | 0 | -3.9625 | 2.891 | 0 | 0 | -5.7324 | 4.4978 | 0 | -0.58922 | -1.0715 | -1.2346
5 | 17 | 12 | 0 | -2.7662 | 1.8715 | 0 | 0 | -6.6069 | 5.0565 | 0 | 0 | -9.5579 | 7.8661 | 0 | -0.8947 | -1.5504 | -1.6918
5 | 17 | 13 | 0 | -4.0712 | 2.8649 | 0 | 0 | -9.7238 | 7.7366 | 0 | 0 | -14.067 | 12.032 | 0 | -1.2063 | -1.9872 | -2.0349
5 | 17 | 14 | 0 | -7.248 | 5.1138 | 0 | 0 | -17.3114 | 13.7816 | 0 | 0 | -25.0436 | 21.41 | 0 | -2.1342 | -3.5298 | -3.6336
5 | 17 | 15 | 0 | -10.5169 | 7.7534 | 0 | 0 | -25.1188 | 20.8705 | 0 | 0 | -36.3383 | 32.4024 | 0 | -2.7635 | -4.2482 | -3.9359
5 | 17 | 16 | 0 | -13.7981 | 10.7802 | 0 | 0 | -32.9556 | 28.999 | 0 | 0 | -47.6755 | 45.0062 | 0 | -3.0179 | -3.9566 | -2.6693
5 | 17 | 17 | 0 | -15.882 | 12.7284 | 0 | 0 | -37.9329 | 34.2251 | 0 | 0 | -54.8759 | 53.1049 | 0 | -3.1537 | -3.7078 | -1.771
5 | 17 | 18 | -0.20829 | -18.007 | 14.8459 | 0.082305 | -0.61799 | -43.0083 | 39.9045 | 0.2442 | -1.0414 | -62.2183 | 61.9054 | 0.41506 | -3.2871 | -3.4776 | -0.93925
5 | 17 | 19 | -0.22912 | -20.1429 | 17.2631 | 0.09299 | -0.67979 | -48.1097 | 46.3879 | 0.2759 | -1.1455 | -69.5983 | 71.9517 | 0.46894 | -3.0159 | -2.1257 | 1.6768
5 | 17 | 20 | -0.23745 | -21.0014 | 18.1873 | 0.097646 | -0.7045 | -50.1601 | 48.8678 | 0.28971 | -1.1872 | -72.5645 | 75.7952 | 0.49242 | -2.9538 | -1.7071 | 2.5359
5 | 17 | 21 | -0.24717 | -21.8697 | 19.302 | 0.10164 | -0.73334 | -52.234 | 51.8598 | 0.30157 | -1.2358 | -75.5648 | 80.4333 | 0.51258 | -2.7132 | -0.80597 | 4.1453
5 | 17 | 22 | -0.2555 | -22.7252 | 20.4282 | 0.10644 | -0.75806 | -54.2773 | 54.8806 | 0.31581 | -1.2774 | -78.5207 | 85.1143 | 0.53677 | -2.446 | 0.16109 | 5.853
5 | 17 | 23 | -0.24856 | -23.0813 | 20.841 | 0.10221 | -0.73746 | -55.1279 | 55.9884 | 0.30327 | -1.2427 | -79.7512 | 86.8315 | 0.51546 | -2.3867 | 0.42631 | 6.353
5 | 18 | 0 | -0.24161 | -23.4728 | 21.322 | 0.099359 | -0.71686 | -56.0629 | 57.2777 | 0.2948 | -1.208 | -81.1039 | 88.8287 | 0.50106 | -2.2931 | 0.79272 | 7.0178
5 | 18 | 1 | -0.23467 | -23.8753 | 21.9303 | 0.095245 | -0.69626 | -57.0242 | 58.9075 | 0.28259 | -1.1733 | -82.4946 | 91.3526 | 0.48031 | -2.0844 | 1.4696 | 8.165
5 | 18 | 2 | -0.19857 | -22.0809 | 19.5541 | 0.078464 | -0.58915 | -52.7384 | 52.5292 | 0.2328 | -0.9928 | -76.2945 | 81.4649 | 0.39569 | -2.6469 | -0.56556 | 4.5734
5 | 18 | 3 | -0.16246 | -20.2924 | 17.3337 | 0.061596 | -0.48203 | -48.4668 | 46.5698 | 0.18275 | -0.81229 | -70.1149 | 72.2275 | 0.31062 | -3.0596 | -2.1962 | 1.6109
5 | 18 | 4 | -0.12775 | -18.5019 | 15.2144 | 0.047077 | -0.37903 | -44.1903 | 40.8807 | 0.13968 | -0.63872 | -63.9283 | 63.4078 | 0.23741 | -3.3682 | -3.549 | -0.92187
5 | 18 | 5 | -0.10692 | -16.3255 | 12.8638 | 0.038273 | -0.31723 | -38.9922 | 34.5718 | 0.11355 | -0.53458 | -56.4084 | 53.6285 | 0.19301 | -3.5304 | -4.624 | -3.1214
5 | 18 | 6 | -0.086092 | -14.1991 | 10.7068 | 0.030365 | -0.25543 | -33.9135 | 28.7835 | 0.090092 | -0.43044 | -49.0613 | 44.6566 | 0.15313 | -3.5481 | -5.2954 | -4.682
5 | 18 | 7 | -0.065263 | -12.0743 | 8.7668 | 0.022337 | -0.19364 | -28.8385 | 23.5761 | 0.066274 | -0.3263 | -41.7195 | 36.5842 | 0.11264 | -3.3504 | -5.3898 | -5.349
5 | 18 | 8 | -0.10074 | -11.9295 | 8.6129 | 0.036468 | -0.2989 | -28.4927 | 23.1651 | 0.1082 | -0.50369 | -41.2191 | 35.949 | 0.18444 | -3.3809 | -5.5183 | -5.5894
5 | 18 | 9 | -0.12404 | -11.797 | 8.5382 | 0.045553 | -0.36802 | -28.1763 | 22.9656 | 0.13515 | -0.62016 | -40.7614 | 35.6403 | 0.23053 | -3.3373 | -5.4436 | -5.5107
5 | 18 | 10 | -0.14733 | -11.7038 | 8.5115 | 0.054951 | -0.43713 | -27.9535 | 22.8966 | 0.16304 | -0.73662 | -40.4392 | 35.5359 | 0.2782 | -3.2847 | -5.331 | -5.3617
5 | 18 | 11 | -0.17942 | -12.0027 | 8.7781 | 0.068608 | -0.53233 | -28.6675 | 23.6117 | 0.20356 | -0.89705 | -41.4721 | 36.6439 | 0.34756 | -3.3354 | -5.3846 | -5.3777
5 | 18 | 12 | -0.2095 | -12.3117 | 9.079 | 0.080519 | -0.62158 | -29.4054 | 24.4184 | 0.2389 | -1.0474 | -42.5395 | 37.8936 | 0.40805 | -3.3616 | -5.3696 | -5.2853
5 | 18 | 13 | -0.34506 | -12.6631 | 9.3889 | 0.21091 | -1.0238 | -30.2448 | 25.2503 | 0.62575 | -1.7252 | -43.7539 | 39.1833 | 1.0804 | -3.4084 | -5.3925 | -5.2154
5 | 18 | 14 | -1.2727 | -14.7143 | 11.4137 | 1.1707 | -3.7762 | -35.1439 | 30.6856 | 3.4734 | -6.3634 | -50.8412 | 47.6091 | 6.0293 | -3.4027 | -4.7611 | -3.5662
5 | 18 | 15 | -2.2525 | -16.7617 | 13.6019 | 2.425 | -6.6832 | -40.0339 | 36.5589 | 7.1949 | -11.2621 | -57.9154 | 56.7136 | 12.5051 | -2.9873 | -2.9633 | 0.041204
5 | 18 | 16 | -3.1733 | -18.8452 | 15.9468 | 3.6344 | -9.415 | -45.0101 | 42.8552 | 10.7832 | -15.8656 | -65.1143 | 66.4756 | 18.7452 | -2.4372 | -0.78681 | 4.2409
5 | 18 | 17 | -3.3657 | -19.8353 | 17.0345 | 3.9032 | -9.986 | -47.375 | 45.7764 | 11.5808 | -16.8279 | -68.5354 | 71.0057 | 20.1328 | -2.2633 | -0.003776 | 5.7752
5 | 18 | 18 | -3.55 | -20.8551 | 18.2794 | 4.1646 | -10.5327 | -49.8107 | 49.1201 | 12.3563 | -17.7491 | -72.0591 | 76.1907 | 21.4818 | -1.9611 | 1.133 | 7.8643
5 | 18 | 19 | -3.7424 | -21.8346 | 19.4636 | 4.4529 | -11.1038 | -52.1501 | 52.2999 | 13.2118 | -18.7114 | -75.4435 | 81.1209 | 22.97 | -1.6605 | 2.2578 | 9.9361
5 | 18 | 20 | -3.9482 | -23.023 | 20.8081 | 4.6496 | -11.7143 | -54.9885 | 55.9042 | 13.7954 | -19.7403 | -79.5496 | 86.7043 | 23.9808 | -1.5135 | 2.9967 | 11.3951
5 | 18 | 21 | -4.0281 | -24.2525 | 22.2758 | 4.8094 | -11.9512 | -57.9252 | 59.8392 | 14.2695 | -20.1395 | -83.798 | 92.8006 | 24.807 | -1.1954 | 4.2324 | 13.6701
5 | 18 | 22 | -4.1259 | -25.4399 | 23.7533 | 4.9603 | -12.2414 | -60.761 | 63.8 | 14.7171 | -20.6285 | -87.9005 | 98.936 | 25.5867 | -0.85211 | 5.5146 | 15.9938
5 | 18 | 23 | -4.4671 | -26.1833 | 24.7417 | 5.5785 | -13.254 | -62.5367 | 66.4526 | 16.5514 | -22.3348 | -90.4692 | 103.0478 | 28.7835 | -0.33021 | 7.2134 | 19.0273
5 | 19 | 0 | -4.4703 | -26.9317 | 25.7875 | 5.6269 | -13.2634 | -64.3243 | 69.26 | 16.695 | -22.3507 | -93.0552 | 107.4002 | 29.0349 | 0.012318 | 8.3674 | 21.0291
5 | 19 | 1 | -4.4731 | -27.6739 | 26.7835 | 5.6275 | -13.2717 | -66.0968 | 71.933 | 16.6967 | -22.3647 | -95.6196 | 111.5433 | 29.0388 | 0.26399 | 9.2612 | 22.5978
5 | 19 | 2 | -2.82 | -23.4652 | 21.0619 | 3.2681 | -8.3668 | -56.0446 | 56.574 | 9.6965 | -14.0993 | -81.0775 | 87.7332 | 16.8624 | -1.9551 | 1.859 | 9.4189
5 | 19 | 3 | -1.1923 | -19.2644 | 15.9788 | 1.2448 | -3.5375 | -46.0114 | 42.9313 | 3.6933 | -5.9612 | -66.5628 | 66.5856 | 6.4207 | -3.2331 | -2.9243 | 0.48235
5 | 19 | 4 | -0.01944 | -15.0199 | 11.4323 | 0.0063529 | -0.057679 | -35.8739 | 30.727 | 0.018849 | -0.097197 | -51.8972 | 47.6661 | 0.032037 | -3.6007 | -5.1857 | -4.2963
5 | 19 | 5 | -4.4868e-08 | -12.8728 | 9.3915 | 1.1395e-08 | -1.3312e-07 | -30.7456 | 25.25 | 3.3808e-08 | -2.2433e-07 | -44.4784 | 39.1768 | 5.6972e-08 | -3.4813 | -5.4955 | -5.3016
5 | 19 | 6 | 0 | -10.6711 | 7.4104 | 0 | 0 | -25.4871 | 19.9347 | 0 | 0 | -36.8712 | 30.9388 | 0 | -3.2607 | -5.5525 | -5.9324
5 | 19 | 7 | 0 | -8.4775 | 5.6157 | 0 | 0 | -20.2478 | 15.1181 | 0 | 0 | -29.2917 | 23.4729 | 0 | -2.8618 | -5.1297 | -5.8188
5 | 19 | 8 | 0 | -7.4449 | 4.7899 | 0 | 0 | -17.7815 | 12.9035 | 0 | 0 | -25.7238 | 20.0416 | 0 | -2.655 | -4.878 | -5.6822
5 | 19 | 9 | 0 | -6.4258 | 4.051 | 0 | 0 | -15.3475 | 10.9218 | 0 | 0 | -22.2026 | 16.9711 | 0 | -2.3748 | -4.4257 | -5.2315
5 | 19 | 10 | 0 | -5.3599 | 3.2989 | 0 | 0 | -12.8017 | 8.9048 | 0 | 0 | -18.5197 | 13.8458 | 0 | -2.061 | -3.8969 | -4.6739
5 | 19 | 11 | 0 | -5.5097 | 3.3908 | 0 | 0 | -13.1594 | 9.1516 | 0 | 0 | -19.0372 | 14.2283 | 0 | -2.1188 | -4.0078 | -4.8089
5 | 19 | 12 | 0 | -5.6131 | 3.4805 | 0 | 0 | -13.4064 | 9.3926 | 0 | 0 | -19.3945 | 14.6022 | 0 | -2.1326 | -4.0138 | -4.7923
5 | 19 | 13 | 0 | -5.7659 | 3.5668 | 0 | 0 | -13.7713 | 9.6244 | 0 | 0 | -19.9223 | 14.9615 | 0 | -2.199 | -4.1469 | -4.9608
5 | 19 | 14 | 0 | -8.8652 | 5.9147 | 0 | 0 | -21.1737 | 15.9225 | 0 | 0 | -30.6311 | 24.7213 | 0 | -2.9504 | -5.2512 | -5.9098
5 | 19 | 15 | 0 | -11.9931 | 8.5629 | 0 | 0 | -28.6445 | 23.0258 | 0 | 0 | -41.4388 | 35.7287 | 0 | -3.4302 | -5.6186 | -5.7101
5 | 19 | 16 | -0.023606 | -15.1005 | 11.5332 | 0.0077142 | -0.070039 | -36.0662 | 30.9932 | 0.022888 | -0.11802 | -52.1755 | 48.0751 | 0.038902 | -3.5832 | -5.1202 | -4.1795
5 | 19 | 17 | -0.10757 | -15.9578 | 12.4032 | 0.1058 | -0.31915 | -38.1138 | 33.3278 | 0.31391 | -0.53781 | -55.1377 | 51.6934 | 0.54573 | -3.5564 | -4.7913 | -3.4363
5 | 19 | 18 | -0.29567 | -16.782 | 13.193 | 0.32545 | -0.87725 | -40.0825 | 35.4497 | 0.9656 | -1.4783 | -57.9858 | 54.9844 | 1.6805 | -3.5592 | -4.5445 | -2.7992
5 | 19 | 19 | -0.49097 | -17.5896 | 14.0905 | 0.56791 | -1.4567 | -42.0114 | 37.859 | 1.685 | -2.4547 | -60.7762 | 58.7195 | 2.9331 | -3.4222 | -3.9242 | -1.5784
5 | 19 | 20 | -0.53295 | -17.4435 | 14.0411 | 0.60534 | -1.5813 | -41.6624 | 37.7325 | 1.796 | -2.6646 | -60.2713 | 58.5285 | 3.1259 | -3.33 | -3.7151 | -1.2815
5 | 19 | 21 | -0.58157 | -17.2781 | 13.8498 | 0.65008 | -1.7255 | -41.2674 | 37.2241 | 1.9288 | -2.9077 | -59.6998 | 57.7448 | 3.3565 | -3.3598 | -3.8399 | -1.5062
5 | 19 | 22 | -0.63018 | -17.1115 | 13.7607 | 0.69508 | -1.8697 | -40.8694 | 36.9906 | 2.0623 | -3.1508 | -59.1241 | 57.3875 | 3.5883 | -3.2859 | -3.6862 | -1.299
5 | 19 | 23 | -0.42136 | -16.2976 | 12.8715 | 0.4593 | -1.2502 | -38.9255 | 34.6045 | 1.3627 | -2.1067 | -56.3119 | 53.6891 | 2.3712 | -3.3882 | -4.2085 | -2.3584
5 | 20 | 0 | -0.26964 | -15.4822 | 12.0808 | 0.29285 | -0.80002 | -36.9781 | 32.483 | 0.86888 | -1.3481 | -53.4947 | 50.4012 | 1.5119 | -3.3783 | -4.4262 | -2.9297
5 | 20 | 1 | -0.13689 | -14.6207 | 11.2135 | 0.13895 | -0.40615 | -34.9203 | 30.1564 | 0.41225 | -0.68442 | -50.5178 | 46.7958 | 0.71695 | -3.4052 | -4.7578 | -3.6894
5 | 20 | 2 | 0 | -12.7909 | 9.4147 | 0 | 0 | -30.55 | 25.3283 | 0 | 0 | -44.1955 | 39.3114 | 0 | -3.3762 | -5.2217 | -4.8841
5 | 20 | 3 | 0 | -10.9529 | 7.789 | 0 | 0 | -26.16 | 20.9645 | 0 | 0 | -37.8446 | 32.5467 | 0 | -3.1639 | -5.1955 | -5.2979
5 | 20 | 4 | 0 | -9.1194 | 6.2211 | 0 | 0 | -21.7809 | 16.756 | 0 | 0 | -31.5096 | 26.0227 | 0 | -2.8983 | -5.0249 | -5.4869
5 | 20 | 5 | 0 | -8.2984 | 5.5438 | 0 | 0 | -19.8201 | 14.9357 | 0 | 0 | -28.673 | 23.1991 | 0 | -2.7546 | -4.8844 | -5.4739
5 | 20 | 6 | 0 | -7.5098 | 4.8714 | 0 | 0 | -17.9366 | 13.1282 | 0 | 0 | -25.9481 | 20.3949 | 0 | -2.6384 | -4.8084 | -5.5532
5 | 20 | 7 | 0 | -6.6849 | 4.2311 | 0 | 0 | -15.9664 | 11.4067 | 0 | 0 | -23.098 | 17.7239 | 0 | -2.4538 | -4.5597 | -5.374
5 | 20 | 8 | 0 | -6.0255 | 3.7419 | 0 | 0 | -14.3914 | 10.0941 | 0 | 0 | -20.8194 | 15.6897 | 0 | -2.2836 | -4.2973 | -5.1297
5 | 20 | 9 | 0 | -5.4134 | 3.2968 | 0 | 0 | -12.9295 | 8.8998 | 0 | 0 | -18.7046 | 13.8387 | 0 | -2.1167 | -4.0297 | -4.8659
5 | 20 | 10 | 0 | -4.7539 | 2.8344 | 0 | 0 | -11.3544 | 7.6597 | 0 | 0 | -16.4259 | 11.9169 | 0 | -1.9195 | -3.6947 | -4.509
5 | 20 | 11 | 0 | -4.7378 | 2.8029 | 0 | 0 | -11.3158 | 7.5735 | 0 | 0 | -16.3702 | 11.782 | 0 | -1.9349 | -3.7424 | -4.5882
5 | 20 | 12 | 0 | -4.7264 | 2.7982 | 0 | 0 | -11.2887 | 7.5586 | 0 | 0 | -16.3309 | 11.7569 | 0 | -1.9282 | -3.7301 | -4.574
5 | 20 | 13 | 0 | -4.7264 | 2.8076 | 0 | 0 | -11.2886 | 7.5818 | 0 | 0 | -16.3308 | 11.7911 | 0 | -1.9188 | -3.7068 | -4.5396
5 | 20 | 14 | 0 | -5.806 | 3.6102 | 0 | 0 | -13.8672 | 9.7395 | 0 | 0 | -20.0611 | 15.1391 | 0 | -2.1958 | -4.1277 | -4.922
5 | 20 | 15 | 0 | -6.8529 | 4.3946 | 0 | 0 | -16.3675 | 11.8492 | 0 | 0 | -23.6782 | 18.4129 | 0 | -2.4583 | -4.5183 | -5.2653
5 | 20 | 16 | 0 | -7.8881 | 5.238 | 0 | 0 | -18.84 | 14.118 | 0 | 0 | -27.2551 | 21.934 | 0 | -2.65 | -4.722 | -5.3211
5 | 20 | 17 | 0 | -9.3275 | 6.3979 | 0 | 0 | -22.278 | 17.2307 | 0 | 0 | -32.2287 | 26.7589 | 0 | -2.9296 | -5.0473 | -5.4698
5 | 20 | 18 | 0 | -10.8133 | 7.6798 | 0 | 0 | -25.8266 | 20.671 | 0 | 0 | -37.3623 | 32.0914 | 0 | -3.1335 | -5.1556 | -5.271
5 | 20 | 19 | -0.0097201 | -12.252 | 8.994 | 0.0031269 | -0.028839 | -29.263 | 24.1985 | 0.0092775 | -0.048599 | -42.3336 | 37.5597 | 0.015769 | -3.2647 | -5.0841 | -4.8068
5 | 20 | 20 | -0.027772 | -13.2605 | 9.9084 | 0.0090755 | -0.082398 | -31.6715 | 26.6537 | 0.026927 | -0.13885 | -45.8179 | 41.3662 | 0.045767 | -3.3708 | -5.0733 | -4.5448
5 | 20 | 21 | -0.047212 | -14.221 | 10.8221 | 0.015914 | -0.14008 | -33.9657 | 29.1082 | 0.047217 | -0.23605 | -49.1368 | 45.1728 | 0.080253 | -3.4302 | -4.9503 | -4.1198
5 | 20 | 22 | -0.10599 | -15.1781 | 11.7922 | 0.03894 | -0.31446 | -36.2515 | 31.714 | 0.11554 | -0.5299 | -52.4436 | 49.2139 | 0.19719 | -3.4529 | -4.7364 | -3.5624
5 | 20 | 23 | -0.15658 | -16.0691 | 12.682 | 0.059385 | -0.46458 | -38.3798 | 34.1014 | 0.17619 | -0.78288 | -55.5224 | 52.914 | 0.30098 | -3.4844 | -4.5667 | -3.0903
5 | 21 | 0 | -0.098589 | -16.9707 | 13.6267 | 0.03529 | -0.29251 | -40.5331 | 36.6374 | 0.10471 | -0.49293 | -58.6376 | 56.8453 | 0.17797 | -3.4073 | -4.0835 | -2.1072
5 | 21 | 1 | -0.11525 | -17.8741 | 14.6851 | 0.041862 | -0.34195 | -42.6907 | 39.4763 | 0.12421 | -0.57624 | -61.7589 | 61.2445 | 0.21111 | -3.2624 | -3.4322 | -0.87961
5 | 21 | 2 | -0.056932 | -14.4772 | 11.0947 | 0.019485 | -0.16892 | -34.5777 | 29.8361 | 0.057813 | -0.28465 | -50.0221 | 46.2979 | 0.098264 | -3.42 | -4.8527 | -3.9106
5 | 21 | 3 | 0 | -11.0918 | 7.8916 | 0 | 0 | -26.4919 | 21.2357 | 0 | 0 | -38.3247 | 32.9635 | 0 | -3.2002 | -5.2562 | -5.3612
5 | 21 | 4 | 0 | -7.6995 | 5.0623 | 0 | 0 | -18.3896 | 13.6396 | 0 | 0 | -26.6034 | 21.1867 | 0 | -2.6371 | -4.75 | -5.4167
5 | 21 | 5 | 0 | -6.0515 | 3.8078 | 0 | 0 | -14.4535 | 10.2714 | 0 | 0 | -20.9093 | 15.9648 | 0 | -2.2437 | -4.1821 | -4.9445
5 | 21 | 6 | 0 | -4.3635 | 2.616 | 0 | 0 | -10.4219 | 7.0719 | 0 | 0 | -15.0769 | 11.0044 | 0 | -1.7475 | -3.35 | -4.0725
5 | 21 | 7 | 0 | -2.672 | 1.4927 | 0 | 0 | -6.3819 | 4.056 | 0 | 0 | -9.2324 | 6.3286 | 0 | -1.1793 | -2.3259 | -2.9039
5 | 21 | 8 | 0 | -2.021 | 1.0983 | 0 | 0 | -4.827 | 2.9973 | 0 | 0 | -6.983 | 4.6874 | 0 | -0.92268 | -1.8297 | -2.2956
5 | 21 | 9 | 0 | -1.4151 | 0.77415 | 0 | 0 | -3.3798 | 2.1161 | 0 | 0 | -4.8895 | 3.3122 | 0 | -0.64095 | -1.2637 | -1.5773
5 | 21 | 10 | 0 | -0.87419 | 0.52499 | 0 | 0 | -2.0879 | 1.4288 | 0 | 0 | -3.0205 | 2.2313 | 0 | -0.3492 | -0.65915 | -0.78927
5 | 21 | 11 | 0 | -0.91556 | 0.55126 | 0 | 0 | -2.1867 | 1.501 | 0 | 0 | -3.1635 | 2.3445 | 0 | -0.3643 | -0.68579 | -0.81894
5 | 21 | 12 | 0 | -1.0319 | 0.6037 | 0 | 0 | -2.4646 | 1.6476 | 0 | 0 | -3.5654 | 2.5767 | 0 | -0.42818 | -0.817 | -0.98869
5 | 21 | 13 | 0 | -1.1192 | 0.65098 | 0 | 0 | -2.673 | 1.7785 | 0 | 0 | -3.867 | 2.783 | 0 | -0.46818 | -0.89455 | -1.084
5 | 21 | 14 | 0 | -3.9292 | 2.3436 | 0 | 0 | -9.3846 | 6.3465 | 0 | 0 | -13.5763 | 9.885 | 0 | -1.5856 | -3.0381 | -3.6913
5 | 21 | 15 | 0 | -6.7078 | 4.3411 | 0 | 0 | -16.0211 | 11.7114 | 0 | 0 | -23.177 | 18.2041 | 0 | -2.3667 | -4.3097 | -4.9729
5 | 21 | 16 | 0 | -9.4849 | 6.5324 | 0 | 0 | -22.6538 | 17.596 | 0 | 0 | -32.7724 | 27.3286 | 0 | -2.9525 | -5.0579 | -5.4438
5 | 21 | 17 | 0 | -11.1761 | 8.0193 | 0 | 0 | -26.6932 | 21.5878 | 0 | 0 | -38.6159 | 33.5171 | 0 | -3.1568 | -5.1054 | -5.0988
5 | 21 | 18 | 0 | -12.8699 | 9.5345 | 0 | 0 | -30.7387 | 25.6574 | 0 | 0 | -44.4684 | 39.8277 | 0 | -3.3353 | -5.0813 | -4.6407
5 | 21 | 19 | 0 | -14.565 | 11.235 | 0 | 0 | -34.7872 | 30.2234 | 0 | 0 | -50.3252 | 46.9071 | 0 | -3.3299 | -4.5639 | -3.4181
5 | 21 | 20 | 0 | -16.3363 | 13.0108 | 0 | 0 | -39.018 | 34.9885 | 0 | 0 | -56.4457 | 54.2928 | 0 | -3.3255 | -4.0294 | -2.1529
5 | 21 | 21 | 0 | -18.1444 | 15.035 | 0 | 0 | -43.3365 | 40.4215 | 0 | 0 | -62.6931 | 62.7147 | 0 | -3.1095 | -2.915 | 0.021571
5 | 21 | 22 | 0 | -19.906 | 17.0341 | 0 | 0 | -47.5438 | 45.786 | 0 | 0 | -68.7796 | 71.0294 | 0 | -2.8719 | -1.7578 | 2.2498
5 | 21 | 23 | 0 | -20.6822 | 17.9125 | 0 | 0 | -49.3976 | 48.1431 | 0 | 0 | -71.4615 | 74.6826 | 0 | -2.7696 | -1.2545 | 3.2211
5 | 22 | 0 | 0 | -21.5024 | 18.9234 | 0 | 0 | -51.3566 | 50.8573 | 0 | 0 | -74.2955 | 78.8908 | 0 | -2.579 | -0.49934 | 4.5954
5 | 22 | 1 | 0 | -22.3133 | 19.8928 | 0 | 0 | -53.2934 | 53.4576 | 0 | 0 | -77.0974 | 82.9204 | 0 | -2.4205 | 0.16421 | 5.823
5 | 22 | 2 | 0 | -19.1241 | 16.1132 | 0 | 0 | -45.6763 | 43.3101 | 0 | 0 | -66.078 | 67.188 | 0 | -3.0109 | -2.3662 | 1.11
5 | 22 | 3 | 0 | -15.8916 | 12.5522 | 0 | 0 | -37.9557 | 33.7491 | 0 | 0 | -54.909 | 52.3645 | 0 | -3.3394 | -4.2066 | -2.5444
5 | 22 | 4 | 0 | -12.6921 | 9.3936 | 0 | 0 | -30.314 | 25.2698 | 0 | 0 | -43.8541 | 39.219 | 0 | -3.2985 | -5.0443 | -4.6351
5 | 22 | 5 | 0 | -10.6142 | 7.5745 | 0 | 0 | -25.3511 | 20.3877 | 0 | 0 | -36.6744 | 31.6517 | 0 | -3.0397 | -4.9634 | -5.0227
5 | 22 | 6 | 0 | -8.4903 | 5.8553 | 0 | 0 | -20.2783 | 15.7745 | 0 | 0 | -29.3358 | 24.5016 | 0 | -2.635 | -4.5038 | -4.8341
5 | 22 | 7 | 0 | -6.3993 | 4.2406 | 0 | 0 | -15.2841 | 11.4385 | 0 | 0 | -22.1109 | 17.7785 | 0 | -2.1586 | -3.8456 | -4.3324
5 | 22 | 8 | 0 | -5.304 | 3.4367 | 0 | 0 | -12.6682 | 9.2771 | 0 | 0 | -18.3265 | 14.4249 | 0 | -1.8673 | -3.391 | -3.9016
5 | 22 | 9 | 0 | -4.3647 | 2.7607 | 0 | 0 | -10.4248 | 7.4553 | 0 | 0 | -15.0811 | 11.5947 | 0 | -1.604 | -2.9695 | -3.4864
5 | 22 | 10 | 0 | -3.4821 | 2.1283 | 0 | 0 | -8.3167 | 5.7546 | 0 | 0 | -12.0314 | 8.9556 | 0 | -1.3538 | -2.5621 | -3.0758
5 | 22 | 11 | 0 | -3.3838 | 2.0567 | 0 | 0 | -8.0819 | 5.5622 | 0 | 0 | -11.6918 | 8.6573 | 0 | -1.3271 | -2.5197 | -3.0345
5 | 22 | 12 | 0 | -3.2806 | 1.9588 | 0 | 0 | -7.8355 | 5.2999 | 0 | 0 | -11.3353 | 8.2511 | 0 | -1.3219 | -2.5356 | -3.0842
5 | 22 | 13 | 0 | -3.1865 | 1.88 | 0 | 0 | -7.6107 | 5.086 | 0 | 0 | -11.0101 | 7.9174 | 0 | -1.3065 | -2.5247 | -3.0928
5 | 22 | 14 | 0 | -5.6198 | 3.4752 | 0 | 0 | -13.4225 | 9.3775 | 0 | 0 | -19.4178 | 14.5782 | 0 | -2.1447 | -4.045 | -4.8396
5 | 22 | 15 | 0 | -8.3329 | 5.5114 | 0 | 0 | -19.9025 | 14.8411 | 0 | 0 | -28.7921 | 23.046 | 0 | -2.8216 | -5.0614 | -5.7461
5 | 22 | 16 | 0 | -11.0484 | 7.7242 | 0 | 0 | -26.3883 | 20.7786 | 0 | 0 | -38.1749 | 32.2485 | 0 | -3.3242 | -5.6097 | -5.9263
5 | 22 | 17 | 0 | -12.1552 | 8.7296 | 0 | 0 | -29.0316 | 23.4757 | 0 | 0 | -41.9989 | 36.428 | 0 | -3.4255 | -5.5559 | -5.5709
5 | 22 | 18 | 0 | -13.2906 | 9.7281 | 0 | 0 | -31.7435 | 26.1542 | 0 | 0 | -45.922 | 40.5789 | 0 | -3.5625 | -5.5893 | -5.3432
5 | 22 | 19 | 0 | -14.4208 | 10.8537 | 0 | 0 | -34.4428 | 29.1737 | 0 | 0 | -49.827 | 45.2582 | 0 | -3.5671 | -5.2691 | -4.5688
5 | 22 | 20 | 0 | -14.6155 | 11.0257 | 0 | 0 | -34.9078 | 29.6339 | 0 | 0 | -50.4997 | 45.9704 | 0 | -3.5898 | -5.2739 | -4.5293
5 | 22 | 21 | 0 | -14.8376 | 11.2255 | 0 | 0 | -35.4384 | 30.1688 | 0 | 0 | -51.2672 | 46.7985 | 0 | -3.6121 | -5.2695 | -4.4688
5 | 22 | 22 | 0 | -15.0838 | 11.4782 | 0 | 0 | -36.0265 | 30.845 | 0 | 0 | -52.1181 | 47.8449 | 0 | -3.6056 | -5.1815 | -4.2732
5 | 22 | 23 | 0 | -15.1003 | 11.4802 | 0 | 0 | -36.0659 | 30.849 | 0 | 0 | -52.1751 | 47.85 | 0 | -3.6201 | -5.2169 | -4.3251
5 | 23 | 0 | 0 | -15.1269 | 11.4447 | 0 | 0 | -36.1293 | 30.7534 | 0 | 0 | -52.2668 | 47.7014 | 0 | -3.6821 | -5.3759 | -4.5654
5 | 23 | 1 | 0 | -15.1661 | 11.4699 | 0 | 0 | -36.223 | 30.819 | 0 | 0 | -52.4024 | 47.8013 | 0 | -3.6962 | -5.404 | -4.601
5 | 23 | 2 | 0 | -14.3056 | 10.6414 | 0 | 0 | -34.1678 | 28.5935 | 0 | 0 | -49.4291 | 44.3501 | 0 | -3.6642 | -5.5742 | -5.079
5 | 23 | 3 | 0 | -13.4905 | 9.8496 | 0 | 0 | -32.2209 | 26.4674 | 0 | 0 | -46.6126 | 41.0535 | 0 | -3.6408 | -5.7535 | -5.5591
5 | 23 | 4 | 0 | -12.6744 | 9.0732 | 0 | 0 | -30.2719 | 24.3811 | 0 | 0 | -43.7931 | 37.8176 | 0 | -3.6012 | -5.8907 | -5.9754
5 | 23 | 5 | 0 | -11.532 | 8.0256 | 0 | 0 | -27.5433 | 21.5729 | 0 | 0 | -39.8457 | 33.4675 | 0 | -3.5064 | -5.9704 | -6.3782
5 | 23 | 6 | 0 | -10.422 | 7.1164 | 0 | 0 | -24.8922 | 19.1357 | 0 | 0 | -36.0105 | 29.6921 | 0 | -3.3056 | -5.7565 | -6.3184
5 | 23 | 7 | 0 | -9.3108 | 6.1965 | 0 | 0 | -22.238 | 16.6699 | 0 | 0 | -32.1708 | 25.8726 | 0 | -3.1143 | -5.5681 | -6.2982
5 | 23 | 8 | 0 | -8.3236 | 5.4166 | 0 | 0 | -19.8802 | 14.5783 | 0 | 0 | -28.7599 | 22.6317 | 0 | -2.907 | -5.3019 | -6.1282
5 | 23 | 9 | 0 | -7.3805 | 4.6993 | 0 | 0 | -17.6277 | 12.6541 | 0 | 0 | -25.5013 | 19.6498 | 0 | -2.6812 | -4.9736 | -5.8514
5 | 23 | 10 | 0 | -6.4325 | 3.9973 | 0 | 0 | -15.3636 | 10.771 | 0 | 0 | -22.2258 | 16.7317 | 0 | -2.4353 | -4.5926 | -5.4941
5 | 23 | 11 | 0 | -6.5644 | 4.1381 | 0 | 0 | -15.6785 | 11.1518 | 0 | 0 | -22.6815 | 17.3244 | 0 | -2.4263 | -4.5267 | -5.3571
5 | 23 | 12 | 0 | -6.7292 | 4.3005 | 0 | 0 | -16.0721 | 11.5902 | 0 | 0 | -23.2509 | 18.0059 | 0 | -2.4287 | -4.482 | -5.245
5 | 23 | 13 | 0 | -6.896 | 4.4681 | 0 | 0 | -16.4706 | 12.0417 | 0 | 0 | -23.8274 | 18.7073 | 0 | -2.4279 | -4.4289 | -5.1201
5 | 23 | 14 | 0 | -8.7973 | 5.9814 | 0 | 0 | -21.0115 | 16.1079 | 0 | 0 | -30.3965 | 25.0143 | 0 | -2.8159 | -4.9036 | -5.3822
5 | 23 | 15 | 0 | -10.7287 | 7.6979 | 0 | 0 | -25.6246 | 20.7203 | 0 | 0 | -37.07 | 32.1684 | 0 | -3.0308 | -4.9043 | -4.9016
5 | 23 | 16 | 0 | -12.6676 | 9.5218 | 0 | 0 | -30.2556 | 25.6218 | 0 | 0 | -43.7696 | 39.7713 | 0 | -3.1458 | -4.6339 | -3.9982
5 | 23 | 17 | 0 | -15.2453 | 11.9057 | 0 | 0 | -36.4122 | 32.0092 | 0 | 0 | -52.676 | 49.6636 | 0 | -3.3396 | -4.4029 | -3.0124
5 | 23 | 18 | 0 | -17.7763 | 14.453 | 0 | 0 | -42.4572 | 38.8332 | 0 | 0 | -61.4211 | 60.2307 | 0 | -3.3233 | -3.624 | -1.1904
5 | 23 | 19 | 0 | -20.3448 | 17.2466 | 0 | 0 | -48.5918 | 46.315 | 0 | 0 | -70.2957 | 71.8149 | 0 | -3.0982 | -2.2768 | 1.5192
5 | 23 | 20 | 0 | -21.9359 | 19.0014 | 0 | 0 | -52.3921 | 51.0228 | 0 | 0 | -75.7935 | 79.1107 | 0 | -2.9345 | -1.3693 | 3.3172
5 | 23 | 21 | 0 | -23.5306 | 20.9887 | 0 | 0 | -56.201 | 56.3515 | 0 | 0 | -81.3037 | 87.3665 | 0 | -2.542 | 0.15044 | 6.0628
5 | 23 | 22 | 0 | -25.1283 | 23.0824 | 0 | 0 | -60.0168 | 61.9651 | 0 | 0 | -86.8239 | 96.0632 | 0 | -2.0459 | 1.9482 | 9.2393
5 | 23 | 23 | 0 | -26.1526 | 24.5354 | 0 | 0 | -62.4634 | 65.8634 | 0 | 0 | -90.3632 | 102.1049 | 0 | -1.6172 | 3.4 | 11.7417
5 | 24 | 0 | 0 | -27.1337 | 25.8939 | 0 | 0 | -64.8066 | 69.5112 | 0 | 0 | -93.753 | 107.7607 | 0 | -1.2398 | 4.7046 | 14.0076
5 | 24 | 1 | 0 | -28.118 | 27.2704 | 0 | 0 | -67.1574 | 73.2058 | 0 | 0 | -97.1539 | 113.4877 | 0 | -0.84755 | 6.0483 | 16.3338
5 | 24 | 2 | 0 | -25.6739 | 23.8288 | 0 | 0 | -61.32 | 63.9684 | 0 | 0 | -88.7092 | 99.1687 | 0 | -1.8451 | 2.6484 | 10.4595
5 | 24 | 3 | 0 | -23.2257 | 20.6209 | 0 | 0 | -55.4726 | 55.3635 | 0 | 0 | -80.2499 | 85.8342 | 0 | -2.6047 | -0.10905 | 5.5843
5 | 24 | 4 | 0 | -20.7878 | 17.6373 | 0 | 0 | -49.6498 | 47.3572 | 0 | 0 | -71.8264 | 73.4248 | 0 | -3.1504 | -2.2926 | 1.5985
5 | 24 | 5 | 0 | -19.5017 | 16.1455 | 0 | 0 | -46.5783 | 43.3591 | 0 | 0 | -67.3828 | 67.2322 | 0 | -3.3562 | -3.2192 | -0.15061
5 | 24 | 6 | -0.1097 | -18.2504 | 14.7862 | 0.039267 | -0.32547 | -43.5895 | 39.7129 | 0.1165 | -0.54847 | -63.0592 | 61.5821 | 0.19802 | -3.5347 | -4.0856 | -1.8275
5 | 24 | 7 | -0.099978 | -17.0012 | 13.4164 | 0.035787 | -0.29663 | -40.606 | 36.0406 | 0.10618 | -0.49987 | -58.743 | 55.8931 | 0.18047 | -3.649 | -4.7559 | -3.1693
5 | 24 | 8 | -0.10414 | -16.5302 | 12.9969 | 0.037279 | -0.30899 | -39.4811 | 34.9162 | 0.1106 | -0.5207 | -57.1157 | 54.1516 | 0.18799 | -3.6002 | -4.7633 | -3.2968
5 | 24 | 9 | -0.10831 | -16.033 | 12.4735 | 0.03877 | -0.32135 | -38.2936 | 33.5137 | 0.11503 | -0.54153 | -55.3977 | 51.9793 | 0.19551 | -3.629 | -4.9862 | -3.7644
5 | 24 | 10 | -0.11248 | -15.5628 | 12.0703 | 0.040854 | -0.33371 | -37.1705 | 32.4343 | 0.12121 | -0.56235 | -53.7731 | 50.3085 | 0.20602 | -3.5642 | -4.9488 | -3.8209
5 | 24 | 11 | -0.12497 | -15.5632 | 12.0623 | 0.045393 | -0.37079 | -37.1714 | 32.4162 | 0.13468 | -0.62484 | -53.7744 | 50.2833 | 0.22891 | -3.5805 | -4.9913 | -3.8871
5 | 24 | 12 | -0.13747 | -15.6167 | 12.151 | 0.050659 | -0.40787 | -37.2992 | 32.6571 | 0.15031 | -0.68732 | -53.9592 | 50.6591 | 0.25547 | -3.5525 | -4.8997 | -3.732
5 | 24 | 13 | -0.14997 | -15.6259 | 12.2362 | 0.05606 | -0.44495 | -37.3212 | 32.8885 | 0.16633 | -0.7498 | -53.9911 | 51.02 | 0.28271 | -3.4836 | -4.7114 | -3.4382
5 | 24 | 14 | -0.19162 | -17.2041 | 13.8858 | 0.074696 | -0.56855 | -41.0905 | 37.3176 | 0.22162 | -0.95808 | -59.4439 | 57.887 | 0.37669 | -3.4352 | -4.1198 | -2.1383
5 | 24 | 15 | -0.23328 | -18.8156 | 15.7582 | 0.094681 | -0.69214 | -44.9396 | 42.3412 | 0.28092 | -1.1664 | -65.0122 | 65.6726 | 0.47747 | -3.196 | -3.0096 | -0.028537
5 | 24 | 16 | -0.27633 | -20.4363 | 17.6477 | 0.1166 | -0.81986 | -48.8105 | 47.4148 | 0.34595 | -1.3816 | -70.6121 | 73.5391 | 0.58801 | -2.9484 | -1.8696 | 2.1334
5 | 24 | 17 | -0.26939 | -21.285 | 18.7134 | 0.11367 | -0.79926 | -50.8375 | 50.2803 | 0.33726 | -1.3469 | -73.5446 | 77.9855 | 0.57324 | -2.7274 | -1.0192 | 3.6673
5 | 24 | 18 | -0.26383 | -22.1712 | 19.7291 | 0.10991 | -0.78278 | -52.954 | 53.0134 | 0.3261 | -1.3191 | -76.6063 | 82.2278 | 0.55427 | -2.596 | -0.39724 | 4.8566
5 | 24 | 19 | -0.74015 | -23.0187 | 20.9123 | 0.34524 | -2.196 | -54.9784 | 56.1947 | 1.0243 | -3.7006 | -79.535 | 87.1637 | 1.7526 | -2.5014 | 0.044581 | 5.6807
5 | 24 | 20 | -0.68199 | -22.9725 | 20.7442 | 0.3139 | -2.0235 | -54.8678 | 55.7398 | 0.93135 | -3.4098 | -79.375 | 86.4554 | 1.5936 | -2.5963 | -0.22017 | 5.2641
5 | 24 | 21 | -0.62044 | -22.9306 | 20.6435 | 0.27782 | -1.8408 | -54.7679 | 55.4655 | 0.82429 | -3.1021 | -79.2304 | 86.0271 | 1.4104 | -2.6298 | -0.3189 | 5.105
5 | 24 | 22 | -0.56367 | -22.8776 | 20.5653 | 0.24888 | -1.6724 | -54.6414 | 55.2528 | 0.73843 | -2.8183 | -79.0474 | 85.6949 | 1.2634 | -2.6272 | -0.32258 | 5.0926
5 | 24 | 23 | -0.50135 | -22.2957 | 19.7268 | 0.21757 | -1.4875 | -53.2514 | 53.0001 | 0.64552 | -2.5067 | -77.0366 | 82.2011 | 1.1046 | -2.8527 | -1.0933 | 3.7624
5 | 25 | 0 | -0.44042 | -21.7679 | 19.0878 | 0.18782 | -1.3067 | -51.9908 | 51.2815 | 0.55725 | -2.202 | -75.2129 | 79.5343 | 0.95361 | -2.9327 | -1.4587 | 3.073
5 | 25 | 1 | -0.37948 | -21.1921 | 18.3442 | 0.15907 | -1.1259 | -50.6156 | 49.2862 | 0.47197 | -1.8973 | -73.2235 | 76.4416 | 0.80775 | -3.0683 | -1.9833 | 2.1285
5 | 25 | 2 | -0.29557 | -19.6888 | 16.5722 | 0.12017 | -0.87694 | -47.0251 | 44.5292 | 0.35653 | -1.4778 | -68.0293 | 69.0668 | 0.61002 | -3.292 | -3.0164 | 0.1698
5 | 25 | 3 | -0.20826 | -18.1878 | 14.9261 | 0.081744 | -0.6179 | -43.44 | 40.1105 | 0.24253 | -1.0412 | -62.8429 | 62.2168 | 0.41474 | -3.3882 | -3.7049 | -1.2526
5 | 25 | 4 | -0.12434 | -16.6393 | 13.1781 | 0.046334 | -0.36892 | -39.7416 | 35.4177 | 0.13747 | -0.62168 | -57.4926 | 54.9415 | 0.23481 | -3.5392 | -4.5554 | -2.938
5 | 25 | 5 | -0.071738 | -14.6885 | 11.2671 | 0.02549 | -0.21285 | -35.0822 | 30.2934 | 0.075629 | -0.35868 | -50.7519 | 47.0022 | 0.12895 | -3.4676 | -4.926 | -3.9794
5 | 25 | 6 | -0.034715 | -12.7051 | 9.3646 | 0.011522 | -0.103 | -30.345 | 25.1911 | 0.034187 | -0.17357 | -43.8989 | 39.0966 | 0.058107 | -3.3637 | -5.2227 | -4.9178
5 | 25 | 7 | -0.01944 | -10.736 | 7.686 | 0.0063529 | -0.057679 | -25.6421 | 20.689 | 0.018849 | -0.097197 | -37.0953 | 32.1204 | 0.032037 | -3.0631 | -4.9919 | -5.0401
5 | 25 | 8 | 0 | -9.4897 | 6.6617 | 0 | 0 | -22.6653 | 17.938 | 0 | 0 | -32.789 | 27.8546 | 0 | -2.828 | -4.7273 | -4.9344
5 | 25 | 9 | 0 | -8.5049 | 5.8625 | 0 | 0 | -20.3132 | 15.7829 | 0 | 0 | -29.3862 | 24.5054 | 0 | -2.6424 | -4.5303 | -4.8809
5 | 25 | 10 | 0 | -7.6713 | 5.2007 | 0 | 0 | -18.3222 | 13.9949 | 0 | 0 | -26.5059 | 21.724 | 0 | -2.4706 | -4.3273 | -4.7819
5 | 25 | 11 | 0 | -6.237 | 4.0473 | 0 | 0 | -14.8966 | 10.9014 | 0 | 0 | -21.5503 | 16.9306 | 0 | -2.1897 | -3.9952 | -4.6197
5 | 25 | 12 | 0 | -4.768 | 2.9945 | 0 | 0 | -11.388 | 8.0782 | 0 | 0 | -16.4746 | 12.5564 | 0 | -1.7735 | -3.3098 | -3.9182
5 | 25 | 13 | 0 | -3.3383 | 2.029 | 0 | 0 | -7.9732 | 5.4868 | 0 | 0 | -11.5345 | 8.5395 | 0 | -1.3093 | -2.4864 | -2.995
5 | 25 | 14 | 0 | -5.1013 | 3.2288 | 0 | 0 | -12.184 | 8.7118 | 0 | 0 | -17.6262 | 13.5426 | 0 | -1.8725 | -3.4723 | -4.0836
5 | 25 | 15 | 0 | -7.01 | 4.6516 | 0 | 0 | -16.7428 | 12.5405 | 0 | 0 | -24.2211 | 19.4859 | 0 | -2.3584 | -4.2022 | -4.7351
5 | 25 | 16 | -0.0055544 | -9.3 | 6.4391 | 0.0017868 | -0.01648 | -22.2123 | 17.3371 | 0.0053014 | -0.027771 | -32.1337 | 26.9204 | 0.0090107 | -2.8647 | -4.8864 | -5.2321
5 | 25 | 17 | -0.023606 | -9.8898 | 6.8985 | 0.0077142 | -0.070039 | -23.621 | 18.5721 | 0.022888 | -0.11802 | -34.1716 | 28.8362 | 0.038902 | -3.0072 | -5.0961 | -5.4145
5 | 25 | 18 | -0.040269 | -10.4349 | 7.3991 | 0.013366 | -0.11948 | -24.9229 | 19.9182 | 0.039657 | -0.20134 | -36.0549 | 30.9248 | 0.067404 | -3.0627 | -5.0846 | -5.2641
5 | 25 | 19 | -0.058321 | -11.0305 | 7.9572 | 0.019961 | -0.17304 | -26.3454 | 21.4179 | 0.059223 | -0.29159 | -38.1127 | 33.2511 | 0.10066 | -3.1116 | -5.0413 | -5.0526
5 | 25 | 20 | -0.065263 | -11.7635 | 8.5459 | 0.022337 | -0.19364 | -28.0961 | 22.998 | 0.066274 | -0.3263 | -40.6455 | 35.7005 | 0.11264 | -3.2605 | -5.2255 | -5.1587
5 | 25 | 21 | -0.073595 | -12.4526 | 9.1994 | 0.025572 | -0.21836 | -29.7421 | 24.7531 | 0.075871 | -0.36796 | -43.0266 | 38.4221 | 0.12896 | -3.3013 | -5.1314 | -4.8435
5 | 25 | 22 | -0.081926 | -13.1783 | 9.8856 | 0.028467 | -0.24307 | -31.4754 | 26.5956 | 0.084461 | -0.40962 | -45.5341 | 41.2788 | 0.14356 | -3.3462 | -5.0383 | -4.5214
5 | 25 | 23 | -0.28054 | -13.3574 | 10.0103 | 0.2615 | -0.83236 | -31.9029 | 26.9307 | 0.77586 | -1.4026 | -46.1527 | 41.7985 | 1.3478 | -3.3661 | -5.0288 | -4.409
5 | 26 | 0 | -0.27499 | -13.5771 | 10.2708 | 0.25957 | -0.81588 | -32.4278 | 27.6304 | 0.77014 | -1.3749 | -46.912 | 42.8837 | 1.3381 | -3.3218 | -4.8432 | -4.0652
5 | 26 | 1 | -0.26804 | -13.7547 | 10.3927 | 0.25682 | -0.79528 | -32.852 | 27.9581 | 0.76199 | -1.3402 | -47.5256 | 43.392 | 1.3242 | -3.3732 | -4.9271 | -4.1495
5 | 26 | 2 | -0.041658 | -11.7913 | 8.5632 | 0.013827 | -0.1236 | -28.1626 | 23.0489 | 0.041024 | -0.20828 | -40.7417 | 35.7832 | 0.069728 | -3.256 | -5.1963 | -5.0971
5 | 26 | 3 | -0.020829 | -9.8126 | 6.9103 | 0.0068067 | -0.061799 | -23.4366 | 18.6133 | 0.020195 | -0.10414 | -33.9048 | 28.9081 | 0.034326 | -2.9163 | -4.8649 | -5.0665
5 | 26 | 4 | 0 | -7.8505 | 5.327 | 0 | 0 | -18.7504 | 14.3635 | 0 | 0 | -27.1254 | 22.3202 | 0 | -2.5235 | -4.3869 | -4.8052
5 | 26 | 5 | 0 | -6.153 | 4.1012 | 0 | 0 | -14.696 | 11.0672 | 0 | 0 | -21.26 | 17.2052 | 0 | -2.0518 | -3.6288 | -4.0549
5 | 26 | 6 | 0 | -4.6816 | 3.0592 | 0 | 0 | -11.1816 | 8.2595 | 0 | 0 | -16.176 | 12.844 | 0 | -1.6224 | -2.9221 | -3.3321
5 | 26 | 7 | 0 | -3.3912 | 2.209 | 0 | 0 | -8.0995 | 5.9731 | 0 | 0 | -11.7172 | 9.296 | 0 | -1.1822 | -2.1264 | -2.4212
5 | 26 | 8 | 0 | -2.963 | 2.0068 | 0 | 0 | -7.077 | 5.4336 | 0 | 0 | -10.2379 | 8.4624 | 0 | -0.95628 | -1.6434 | -1.7755
5 | 26 | 9 | 0 | -2.5376 | 1.8997 | 0 | 0 | -6.061 | 5.1299 | 0 | 0 | -8.7682 | 7.978 | 0 | -0.63793 | -0.93105 | -0.7902
5 | 26 | 10 | -0.006943 | -2.6088 | 1.9854 | 0.0022335 | -0.0206 | -6.2308 | 5.3585 | 0.0066268 | -0.034713 | -9.0138 | 8.3312 | 0.011263 | -0.62809 | -0.88625 | -0.70605
5 | 26 | 11 | -0.018052 | -3.0074 | 2.2819 | 0.0058991 | -0.053559 | -7.1829 | 6.1645 | 0.017503 | -0.090254 | -10.3912 | 9.5889 | 0.029749 | -0.73761 | -1.0545 | -0.86282
5 | 26 | 12 | -0.02916 | -3.8912 | 2.8256 | 0.0096788 | -0.086518 | -9.2938 | 7.6404 | 0.028717 | -0.1458 | -13.4449 | 11.8907 | 0.04881 | -1.0851 | -1.7112 | -1.6512
5 | 26 | 13 | -0.040269 | -4.7964 | 3.485 | 0.013366 | -0.11948 | -11.4559 | 9.4141 | 0.039657 | -0.20134 | -16.5727 | 14.6435 | 0.067404 | -1.3383 | -2.1216 | -2.0632
5 | 26 | 14 | -0.068041 | -7.0258 | 5.0832 | 0.023288 | -0.20188 | -16.7806 | 13.7091 | 0.069094 | -0.34019 | -24.2759 | 21.3058 | 0.11744 | -1.9874 | -3.2043 | -3.1928
5 | 26 | 15 | -0.094424 | -9.4495 | 6.9639 | 0.033303 | -0.28015 | -22.5693 | 18.7657 | 0.09881 | -0.4721 | -32.6501 | 29.1512 | 0.16795 | -2.5467 | -3.985 | -3.803
5 | 26 | 16 | -0.23765 | -12.0944 | 9.175 | 0.14916 | -0.70511 | -28.8865 | 24.7 | 0.44256 | -1.1882 | -41.7889 | 38.3501 | 0.7641 | -3.0079 | -4.449 | -3.8629
5 | 26 | 17 | -0.54169 | -14.3839 | 11.1915 | 0.48258 | -1.6072 | -34.3547 | 30.1043 | 1.4318 | -2.7083 | -49.6996 | 46.7206 | 2.4858 | -3.2515 | -4.4258 | -3.2015
5 | 26 | 18 | -0.83944 | -16.7107 | 13.4588 | 0.81938 | -2.4906 | -39.9121 | 36.1815 | 2.4311 | -4.197 | -57.7392 | 56.1343 | 4.2245 | -3.272 | -3.7901 | -1.5774
5 | 26 | 19 | -1.1489 | -18.9988 | 15.8151 | 1.1791 | -3.4088 | -45.3771 | 42.4943 | 3.4985 | -5.7442 | -65.6452 | 65.9102 | 6.0818 | -3.1535 | -2.7932 | 0.60253
5 | 26 | 20 | -1.3166 | -20.4943 | 17.49 | 1.3852 | -3.9063 | -48.949 | 46.9855 | 4.1099 | -6.5827 | -70.8126 | 72.8686 | 7.1457 | -2.9358 | -1.7599 | 2.6191
5 | 26 | 21 | -1.5042 | -21.9802 | 19.268 | 1.6197 | -4.4629 | -52.4979 | 51.7541 | 4.8056 | -7.5206 | -75.9466 | 80.2576 | 8.3561 | -2.5967 | -0.40106 | 5.1465
5 | 26 | 22 | -1.6738 | -23.4349 | 21.0239 | 1.8365 | -4.9661 | -55.9723 | 56.4625 | 5.4487 | -8.3685 | -80.9729 | 87.5524 | 9.4751 | -2.2483 | 0.97283 | 7.686
5 | 26 | 23 | -1.786 | -24.3278 | 22.2342 | 1.9861 | -5.299 | -58.105 | 59.709 | 5.8928 | -8.9295 | -84.0582 | 92.5833 | 10.2474 | -1.8935 | 2.1979 | 9.8431
5 | 27 | 0 | -1.8974 | -25.2208 | 23.3386 | 2.1145 | -5.6297 | -60.2379 | 62.6681 | 6.2737 | -9.4869 | -87.1437 | 97.1659 | 10.9095 | -1.6652 | 3.0741 | 11.4448
5 | 27 | 1 | -2.0116 | -26.1118 | 24.5555 | 2.2683 | -5.9683 | -62.3658 | 65.9291 | 6.73 | -10.0574 | -90.222 | 102.2165 | 11.7032 | -1.2995 | 4.3251 | 13.6404
5 | 27 | 2 | -1.3776 | -23.1506 | 20.5823 | 1.4656 | -4.0872 | -55.2934 | 55.2707 | 4.3484 | -6.8875 | -79.9907 | 85.6993 | 7.5604 | -2.4803 | 0.23845 | 6.3815
5 | 27 | 3 | -0.7329 | -20.1552 | 16.9234 | 0.70504 | -2.1745 | -48.1391 | 45.4527 | 2.0918 | -3.6643 | -69.6409 | 70.4825 | 3.6349 | -3.2597 | -2.7691 | 0.81223
5 | 27 | 4 | -0.11493 | -17.1957 | 13.6898 | 0.042594 | -0.341 | -41.0706 | 36.7776 | 0.12638 | -0.57464 | -59.4151 | 57.0383 | 0.21568 | -3.5783 | -4.5076 | -2.7358
5 | 27 | 5 | -0.045823 | -15.22 | 11.6317 | 0.015446 | -0.13596 | -36.3516 | 31.2588 | 0.045828 | -0.22911 | -52.5884 | 48.4878 | 0.077893 | -3.6186 | -5.1829 | -4.2518
5 | 27 | 6 | -0.020829 | -13.2541 | 9.7677 | 0.0068067 | -0.061799 | -31.6564 | 26.2602 | 0.020195 | -0.10414 | -45.796 | 40.743 | 0.034326 | -3.5004 | -5.4378 | -5.1228
5 | 27 | 7 | 0 | -11.2845 | 7.9661 | 0 | 0 | -26.9522 | 21.4279 | 0 | 0 | -38.9906 | 33.2551 | 0 | -3.3185 | -5.5243 | -5.7356
5 | 27 | 8 | 0 | -10.6713 | 7.4906 | 0 | 0 | -25.4874 | 20.1531 | 0 | 0 | -36.8716 | 31.2802 | 0 | -3.1807 | -5.3343 | -5.5914
5 | 27 | 9 | 0 | -10.0573 | 6.9493 | 0 | 0 | -24.0211 | 18.7017 | 0 | 0 | -34.7504 | 29.0315 | 0 | -3.1081 | -5.3194 | -5.7189
5 | 27 | 10 | 0 | -9.4461 | 6.4379 | 0 | 0 | -22.5613 | 17.3307 | 0 | 0 | -32.6385 | 26.9078 | 0 | -3.0083 | -5.2305 | -5.7307
5 | 27 | 11 | 0 | -9.5984 | 6.5752 | 0 | 0 | -22.925 | 17.6992 | 0 | 0 | -33.1647 | 27.4788 | 0 | -3.0233 | -5.2259 | -5.6859
5 | 27 | 12 | 0 | -9.7201 | 6.6658 | 0 | 0 | -23.2157 | 17.943 | 0 | 0 | -33.5853 | 27.8571 | 0 | -3.0543 | -5.2728 | -5.7281
5 | 27 | 13 | 0 | -9.8878 | 6.8194 | 0 | 0 | -23.6162 | 18.3551 | 0 | 0 | -34.1645 | 28.4959 | 0 | -3.0683 | -5.261 | -5.6686
5 | 27 | 14 | -0.016663 | -12.6066 | 9.2052 | 0.0054453 | -0.049439 | -30.1098 | 24.7542 | 0.016156 | -0.083312 | -43.5586 | 38.4117 | 0.02746 | -3.4126 | -5.3889 | -5.2028
5 | 27 | 15 | -0.26588 | -15.3279 | 11.8089 | 0.25628 | -0.78887 | -36.6094 | 31.7381 | 0.76039 | -1.3294 | -52.9614 | 49.2338 | 1.3216 | -3.5286 | -4.8998 | -3.7354
5 | 27 | 16 | -0.96552 | -18.0156 | 14.6502 | 1.009 | -2.8647 | -43.0287 | 39.359 | 2.9936 | -4.8274 | -62.2479 | 61.0429 | 5.2053 | -3.3219 | -3.5408 | -0.8271
5 | 27 | 17 | -1.2283 | -19.4295 | 16.1632 | 1.3016 | -3.6444 | -46.4057 | 43.4197 | 3.8617 | -6.1413 | -67.1333 | 67.3373 | 6.7149 | -3.193 | -2.7686 | 0.77772
5 | 27 | 18 | -1.2743 | -20.8308 | 17.8234 | 1.4969 | -3.7808 | -49.7527 | 47.8748 | 4.4412 | -6.3712 | -71.9752 | 74.2424 | 7.7284 | -2.7849 | -1.2175 | 3.6245
5 | 27 | 19 | -1.4896 | -22.202 | 19.5856 | 1.8096 | -4.4195 | -53.0277 | 52.6073 | 5.369 | -7.4476 | -76.713 | 81.5808 | 9.3435 | -2.2964 | 0.52906 | 6.7637
5 | 27 | 20 | -0.13053 | -22.9517 | 20.4881 | 0.048101 | -0.38727 | -54.8182 | 55.0239 | 0.14271 | -0.65261 | -79.3032 | 85.3219 | 0.24257 | -2.546 | -0.038864 | 5.6087
5 | 27 | 21 | -0.12914 | -23.6962 | 21.4009 | 0.047589 | -0.38315 | -56.5964 | 57.4721 | 0.1412 | -0.64567 | -81.8757 | 89.1156 | 0.23999 | -2.3768 | 0.63376 | 6.8342
5 | 27 | 22 | -0.12636 | -24.4841 | 22.4172 | 0.046566 | -0.37491 | -58.4782 | 60.1947 | 0.13816 | -0.63178 | -84.598 | 93.3314 | 0.23483 | -2.1466 | 1.4797 | 8.3364
5 | 27 | 23 | -0.1222 | -24.263 | 22.0281 | 0.044384 | -0.36255 | -57.9501 | 59.1545 | 0.13169 | -0.61095 | -83.834 | 91.7224 | 0.22383 | -2.3126 | 0.97355 | 7.5013
5 | 28 | 0 | -0.11942 | -24.0455 | 21.8596 | 0.043376 | -0.35431 | -57.4308 | 58.7061 | 0.12869 | -0.59707 | -83.0828 | 91.0306 | 0.21874 | -2.262 | 1.0497 | 7.5695
5 | 28 | 1 | -0.11525 | -23.856 | 21.6823 | 0.041862 | -0.34195 | -56.978 | 58.232 | 0.12421 | -0.57624 | -82.4278 | 90.2973 | 0.21111 | -2.2471 | 1.0362 | 7.5043
5 | 28 | 2 | -0.072206 | -20.9537 | 17.8946 | 0.025089 | -0.21424 | -50.0463 | 48.0669 | 0.07444 | -0.36102 | -72.3999 | 74.5413 | 0.12652 | -3.1063 | -2.1191 | 1.9069
5 | 28 | 3 | -0.027772 | -18.002 | 14.5803 | 0.0090755 | -0.082398 | -42.9962 | 39.1721 | 0.026927 | -0.13885 | -62.2009 | 60.7536 | 0.045767 | -3.4403 | -3.8796 | -1.5403
5 | 28 | 4 | 0 | -15.0971 | 11.5085 | 0 | 0 | -36.0582 | 30.9252 | 0 | 0 | -52.1639 | 47.9681 | 0 | -3.5886 | -5.133 | -4.1958
5 | 28 | 5 | 0 | -13.9608 | 10.3861 | 0 | 0 | -33.3441 | 27.917 | 0 | 0 | -48.2376 | 43.3087 | 0 | -3.5746 | -5.4271 | -4.9288
5 | 28 | 6 | 0 | -12.7662 | 9.2631 | 0 | 0 | -30.491 | 24.9054 | 0 | 0 | -44.11 | 38.6424 | 0 | -3.5031 | -5.5856 | -5.4677
5 | 28 | 7 | 0 | -11.5758 | 8.2221 | 0 | 0 | -27.6477 | 22.1142 | 0 | 0 | -39.9969 | 34.3181 | 0 | -3.3536 | -5.5335 | -5.6787
5 | 28 | 8 | 0 | -10.9294 | 7.6248 | 0 | 0 | -26.1041 | 20.5065 | 0 | 0 | -37.7637 | 31.8222 | 0 | -3.3046 | -5.5976 | -5.9415
5 | 28 | 9 | 0 | -10.2832 | 7.1223 | 0 | 0 | -24.5605 | 19.1529 | 0 | 0 | -35.5306 | 29.7199 | 0 | -3.1609 | -5.4076 | -5.8107
5 | 28 | 10 | 0 | -9.6335 | 6.5546 | 0 | 0 | -23.0088 | 17.6249 | 0 | 0 | -33.2859 | 27.3478 | 0 | -3.0789 | -5.3839 | -5.9381
5 | 28 | 11 | 0 | -9.2517 | 6.25 | 0 | 0 | -22.0969 | 16.8129 | 0 | 0 | -31.9666 | 26.0937 | 0 | -3.0016 | -5.284 | -5.873
5 | 28 | 12 | 0 | -8.8566 | 5.9622 | 0 | 0 | -21.1532 | 16.0462 | 0 | 0 | -30.6014 | 24.91 | 0 | -2.8944 | -5.107 | -5.6914
5 | 28 | 13 | 0 | -8.4768 | 5.6866 | 0 | 0 | -20.246 | 15.3116 | 0 | 0 | -29.2891 | 23.7755 | 0 | -2.7902 | -4.9345 | -5.5135
5 | 28 | 14 | 0 | -10.2861 | 7.1521 | 0 | 0 | -24.5675 | 19.2445 | 0 | 0 | -35.5408 | 29.8715 | 0 | -3.134 | -5.323 | -5.6694
5 | 28 | 15 | 0 | -12.0492 | 8.7595 | 0 | 0 | -28.7785 | 23.5582 | 0 | 0 | -41.6327 | 36.558 | 0 | -3.2897 | -5.2203 | -5.0747
5 | 28 | 16 | -0.018052 | -13.8607 | 10.4165 | 0.0058991 | -0.053559 | -33.1051 | 28.0042 | 0.017503 | -0.090254 | -47.8918 | 43.4485 | 0.029749 | -3.4563 | -5.137 | -4.5039
5 | 28 | 17 | -0.013886 | -14.5634 | 11.1222 | 0.004467 | -0.041199 | -34.7834 | 29.8983 | 0.013254 | -0.069427 | -50.3198 | 46.3847 | 0.022527 | -3.4506 | -4.9131 | -3.982
5 | 28 | 18 | -0.0083315 | -15.3138 | 11.8601 | 0.0026802 | -0.02472 | -36.5758 | 31.8776 | 0.0079521 | -0.041656 | -52.9127 | 49.4518 | 0.013516 | -3.4593 | -4.7149 | -3.4891
5 | 28 | 19 | -0.0041658 | -16.0145 | 12.4783 | 0.0013401 | -0.01236 | -38.2493 | 33.5371 | 0.0039761 | -0.020828 | -55.3336 | 52.0246 | 0.0067581 | -3.539 | -4.7205 | -3.3231
5 | 28 | 20 | -0.51042 | -15.9175 | 12.4273 | 0.60591 | -1.5144 | -38.0177 | 33.4017 | 1.7977 | -2.552 | -54.9986 | 51.8159 | 3.1306 | -3.3948 | -4.3326 | -2.6042
5 | 28 | 21 | -0.48126 | -15.809 | 12.3165 | 0.57129 | -1.4279 | -37.7586 | 33.1049 | 1.695 | -2.4062 | -54.6238 | 51.3562 | 2.9517 | -3.4025 | -4.3865 | -2.7221
5 | 28 | 22 | -0.45209 | -15.7116 | 12.2418 | 0.53667 | -1.3413 | -37.5259 | 32.9061 | 1.5923 | -2.2604 | -54.2872 | 51.0493 | 2.7728 | -3.3852 | -4.3689 | -2.7255
5 | 28 | 23 | -0.21875 | -15.2667 | 11.7164 | 0.25174 | -0.64904 | -36.4632 | 31.494 | 0.74692 | -1.0937 | -52.7499 | 48.859 | 1.3007 | -3.5173 | -4.8713 | -3.6839
5 | 29 | 0 | -1.337e-07 | -14.8659 | 11.2918 | 1.193e-07 | -3.967e-07 | -35.5059 | 30.3519 | 3.5395e-07 | -6.685e-07 | -51.3649 | 47.0865 | 6.1515e-07 | -3.5741 | -5.154 | -4.2784
5 | 29 | 1 | 0 | -14.4752 | 10.9342 | 0 | 0 | -34.5727 | 29.3901 | 0 | 0 | -50.015 | 45.594 | 0 | -3.541 | -5.1826 | -4.4209
5 | 29 | 2 | 0 | -12.8591 | 9.3985 | 0 | 0 | -30.7128 | 25.2724 | 0 | 0 | -44.431 | 39.2144 | 0 | -3.4606 | -5.4404 | -5.2166
5 | 29 | 3 | 0 | -11.2396 | 7.9402 | 0 | 0 | -26.8449 | 21.3616 | 0 | 0 | -38.8354 | 33.1549 | 0 | -3.2994 | -5.4833 | -5.6805
5 | 29 | 4 | 0 | -9.6376 | 6.5911 | 0 | 0 | -23.0186 | 17.7446 | 0 | 0 | -33.3001 | 27.5514 | 0 | -3.0465 | -5.274 | -5.7487
5 | 29 | 5 | 0 | -7.3752 | 4.8092 | 0 | 0 | -17.615 | 12.9633 | 0 | 0 | -25.4829 | 20.141 | 0 | -2.566 | -4.6517 | -5.3419
5 | 29 | 6 | 0 | -5.1554 | 3.2046 | 0 | 0 | -12.3134 | 8.656 | 0 | 0 | -17.8132 | 13.4639 | 0 | -1.9509 | -3.6573 | -4.3494
5 | 29 | 7 | 0 | -3.0899 | 1.8465 | 0 | 0 | -7.38 | 5.0022 | 0 | 0 | -10.6764 | 7.7928 | 0 | -1.2435 | -2.3778 | -2.8836
5 | 29 | 8 | 0 | -1.9271 | 1.1704 | 0 | 0 | -4.6026 | 3.1852 | 0 | 0 | -6.6585 | 4.9739 | 0 | -0.75662 | -1.4175 | -1.6845
5 | 29 | 9 | 0 | -1.1958 | 0.82035 | 0 | 0 | -2.8562 | 2.2234 | 0 | 0 | -4.1319 | 3.4646 | 0 | -0.37549 | -0.63276 | -0.66729
5 | 29 | 10 | 0 | -1.0567 | 0.71712 | 0 | 0 | -2.5238 | 1.9448 | 0 | 0 | -3.6511 | 3.0315 | 0 | -0.33957 | -0.57899 | -0.61961
5 | 29 | 11 | 0 | -1.4502 | 1.0095 | 0 | 0 | -3.4636 | 2.7302 | 0 | 0 | -5.0107 | 4.2495 | 0 | -0.44073 | -0.73344 | -0.76115
5 | 29 | 12 | 0 | -1.8657 | 1.3291 | 0 | 0 | -4.4562 | 3.5888 | 0 | 0 | -6.4465 | 5.5811 | 0 | -0.53663 | -0.8673 | -0.86539
5 | 29 | 13 | 0 | -2.8896 | 1.9337 | 0 | 0 | -6.9016 | 5.2353 | 0 | 0 | -9.9843 | 8.1534 | 0 | -0.95597 | -1.6663 | -1.831
5 | 29 | 14 | -4.4868e-08 | -4.9813 | 3.292 | 1.1395e-08 | -1.3312e-07 | -11.8974 | 8.8832 | 3.3808e-08 | -2.2433e-07 | -17.2114 | 13.8097 | 5.6972e-08 | -1.6893 | -3.0142 | -3.4017
5 | 29 | 15 | -0.0083315 | -7.3768 | 5.0344 | 0.0026802 | -0.02472 | -17.6188 | 13.5644 | 0.0079521 | -0.041656 | -25.4885 | 21.07 | 0.013516 | -2.348 | -4.0712 | -4.4466
5 | 29 | 16 | -0.016663 | -10.0732 | 7.092 | 0.0054453 | -0.049439 | -24.0589 | 19.0893 | 0.016156 | -0.083312 | -34.8051 | 29.6362 | 0.02746 | -2.9924 | -5.0029 | -5.2247
5 | 29 | 17 | -0.024995 | -11.7756 | 8.577 | 0.008168 | -0.074159 | -28.125 | 23.0731 | 0.024234 | -0.12497 | -40.6873 | 35.8099 | 0.041191 | -3.2154 | -5.1018 | -4.9611
5 | 29 | 18 | -0.033326 | -13.4686 | 10.0771 | 0.011062 | -0.098878 | -32.1687 | 27.0971 | 0.032819 | -0.16662 | -46.5372 | 42.0458 | 0.055783 | -3.4138 | -5.1377 | -4.6022
5 | 29 | 19 | -0.041658 | -15.1592 | 11.6619 | 0.013827 | -0.1236 | -36.2066 | 31.348 | 0.041024 | -0.20828 | -52.3786 | 48.6329 | 0.069728 | -3.5252 | -4.9412 | -3.8843
5 | 29 | 20 | -0.052766 | -16.3192 | 12.8504 | 0.017786 | -0.15656 | -38.977 | 34.5353 | 0.052771 | -0.26382 | -56.3864 | 53.5712 | 0.089695 | -3.5037 | -4.5455 | -2.9893
5 | 29 | 21 | -0.065263 | -17.4802 | 14.0134 | 0.022337 | -0.19364 | -41.75 | 37.6553 | 0.066274 | -0.3263 | -60.398 | 58.4065 | 0.11264 | -3.5097 | -4.2221 | -2.2052
5 | 29 | 22 | -0.077761 | -18.678 | 15.354 | 0.027019 | -0.23072 | -44.611 | 41.2499 | 0.080166 | -0.38879 | -64.5369 | 63.9756 | 0.13626 | -3.3748 | -3.5116 | -0.81384
5 | 29 | 23 | -0.087481 | -19.4608 | 16.223 | 0.030854 | -0.25955 | -46.4806 | 43.5814 | 0.091545 | -0.43739 | -67.2416 | 67.5889 | 0.1556 | -3.2945 | -3.0672 | 0.06551
5 | 30 | 0 | -0.097201 | -20.2996 | 17.2288 | 0.034283 | -0.28839 | -48.484 | 46.2789 | 0.10172 | -0.48598 | -70.1398 | 71.7687 | 0.17289 | -3.1338 | -2.3917 | 1.3158
5 | 30 | 1 | -0.10553 | -21.0837 | 18.0336 | 0.037776 | -0.31311 | -50.3566 | 48.4398 | 0.11208 | -0.52764 | -72.8488 | 75.119 | 0.1905 | -3.1178 | -2.1178 | 1.933
5 | 30 | 2 | -0.094424 | -17.9299 | 14.5079 | 0.033303 | -0.28015 | -42.824 | 38.9836 | 0.09881 | -0.4721 | -61.9518 | 60.4664 | 0.16795 | -3.4831 | -4.0217 | -1.7895
5 | 30 | 3 | -0.083315 | -14.7306 | 11.3017 | 0.028949 | -0.24719 | -35.1829 | 30.3848 | 0.085892 | -0.41656 | -50.8977 | 47.1427 | 0.14599 | -3.4833 | -4.9595 | -4.0256
5 | 30 | 4 | -0.070818 | -11.5832 | 8.4143 | 0.024607 | -0.21012 | -27.6656 | 22.6403 | 0.073008 | -0.35407 | -40.0227 | 35.1422 | 0.12409 | -3.2152 | -5.1624 | -5.1104
5 | 30 | 5 | -0.062486 | -10.3959 | 7.3732 | 0.021387 | -0.1854 | -24.8299 | 19.8451 | 0.063454 | -0.31242 | -35.9203 | 30.8088 | 0.10785 | -3.0639 | -5.1067 | -5.3161
5 | 30 | 6 | -0.054155 | -9.163 | 6.3754 | 0.018254 | -0.16068 | -21.8851 | 17.1657 | 0.05416 | -0.27076 | -31.6603 | 26.6543 | 0.092055 | -2.8236 | -4.8259 | -5.1847
5 | 30 | 7 | -0.045823 | -7.9696 | 5.4264 | 0.015446 | -0.13596 | -19.0348 | 14.6191 | 0.045828 | -0.22911 | -27.5368 | 22.7071 | 0.077893 | -2.5736 | -4.5058 | -4.981
5 | 30 | 8 | -0.043046 | -7.1045 | 4.8114 | 0.01451 | -0.12772 | -16.9684 | 12.9688 | 0.04305 | -0.21522 | -24.5475 | 20.1492 | 0.073172 | -2.3216 | -4.0842 | -4.5403
5 | 30 | 9 | -0.03888 | -6.2533 | 4.2101 | 0.012905 | -0.11536 | -14.9355 | 11.3545 | 0.038289 | -0.19439 | -21.6066 | 17.6463 | 0.06508 | -2.0691 | -3.6581 | -4.0896
5 | 30 | 10 | -0.036103 | -5.4682 | 3.7009 | 0.011983 | -0.10712 | -13.0604 | 9.9828 | 0.035554 | -0.18051 | -18.894 | 15.516 | 0.060431 | -1.7914 | -3.1491 | -3.498
5 | 30 | 11 | -0.034715 | -5.4002 | 3.6739 | 0.011522 | -0.103 | -12.898 | 9.9099 | 0.034187 | -0.17357 | -18.659 | 15.4028 | 0.058107 | -1.7495 | -3.0569 | -3.3717
5 | 30 | 12 | -0.034715 | -5.3298 | 3.6385 | 0.011522 | -0.103 | -12.7298 | 9.8152 | 0.034187 | -0.17357 | -18.4156 | 15.256 | 0.058107 | -1.7145 | -2.9834 | -3.2751
5 | 30 | 13 | -0.033326 | -5.2611 | 3.6181 | 0.011062 | -0.098878 | -12.5657 | 9.7604 | 0.032819 | -0.16662 | -18.1782 | 15.1711 | 0.055783 | -1.6653 | -2.8714 | -3.118
5 | 30 | 14 | -0.065263 | -8.0712 | 5.6915 | 0.022337 | -0.19364 | -19.2775 | 15.332 | 0.066274 | -0.3263 | -27.888 | 23.8133 | 0.11264 | -2.4227 | -4.0729 | -4.2883
5 | 30 | 15 | -0.097201 | -10.9178 | 8.0167 | 0.034283 | -0.28839 | -26.0764 | 21.5716 | 0.10172 | -0.48598 | -37.7236 | 33.4843 | 0.17289 | -2.9641 | -4.6915 | -4.5524
5 | 30 | 16 | -0.12914 | -13.7667 | 10.609 | 0.047589 | -0.38315 | -32.8805 | 28.5282 | 0.1412 | -0.64567 | -47.5669 | 44.2671 | 0.23999 | -3.2392 | -4.5943 | -3.7056
5 | 30 | 17 | -0.12914 | -14.8125 | 11.6935 | 0.047589 | -0.38315 | -35.3783 | 31.4432 | 0.1412 | -0.64567 | -51.1804 | 48.7889 | 0.23999 | -3.2005 | -4.1771 | -2.7971
5 | 30 | 18 | -0.12914 | -15.804 | 12.6962 | 0.047589 | -0.38315 | -37.7466 | 34.1406 | 0.1412 | -0.64567 | -54.6065 | 52.9756 | 0.23999 | -3.1894 | -3.848 | -2.0366
5 | 30 | 19 | -0.13053 | -16.8052 | 13.7602 | 0.048101 | -0.38727 | -40.1378 | 37.0031 | 0.14271 | -0.65261 | -58.0657 | 57.4185 | 0.24257 | -3.1275 | -3.3793 | -1.0573
5 | 30 | 20 | -0.12358 | -17.8843 | 14.7656 | 0.044889 | -0.36667 | -42.7151 | 39.698 | 0.13318 | -0.61789 | -61.7942 | 61.5928 | 0.22637 | -3.1974 | -3.2506 | -0.59287
5 | 30 | 21 | -0.11664 | -18.9606 | 15.9165 | 0.042367 | -0.34607 | -45.2859 | 42.7808 | 0.1257 | -0.58318 | -65.5132 | 66.3664 | 0.21365 | -3.1184 | -2.7254 | 0.48368
5 | 30 | 22 | -0.11109 | -20.0421 | 17.1385 | 0.039764 | -0.32959 | -47.8688 | 46.0552 | 0.11798 | -0.55541 | -69.2499 | 71.4374 | 0.20053 | -2.9749 | -2.0253 | 1.8326
5 | 30 | 23 | -0.10276 | -20.2692 | 17.3266 | 0.036781 | -0.30487 | -48.4114 | 46.5608 | 0.10913 | -0.51376 | -70.0348 | 72.2217 | 0.18549 | -3.0086 | -2.0463 | 1.8587
5 | 31 | 0 | -0.093035 | -20.4996 | 17.676 | 0.032813 | -0.27603 | -48.9615 | 47.4988 | 0.097357 | -0.46516 | -70.8306 | 73.676 | 0.16548 | -2.8838 | -1.6414 | 2.5458
5 | 31 | 1 | -0.084704 | -20.7096 | 17.8756 | 0.029875 | -0.25131 | -49.4632 | 48.037 | 0.088639 | -0.4235 | -71.5564 | 74.5123 | 0.15066 | -2.8889 | -1.5889 | 2.6831
5 | 31 | 2 | -0.018052 | -15.9995 | 12.6203 | 0.0058991 | -0.053559 | -38.2134 | 33.9363 | 0.017503 | -0.090254 | -55.2818 | 52.6583 | 0.029749 | -3.3913 | -4.3132 | -2.6839
5 | 31 | 3 | 0 | -11.2871 | 8.1108 | 0 | 0 | -26.9583 | 21.8366 | 0 | 0 | -38.9994 | 33.9055 | 0 | -3.1762 | -5.1216 | -5.0939
5 | 31 | 4 | 0 | -6.5698 | 4.3131 | 0 | 0 | -15.6915 | 11.644 | 0 | 0 | -22.7003 | 18.1062 | 0 | -2.2568 | -4.0475 | -4.594
5 | 31 | 5 | 0 | -3.6243 | 2.2277 | 0 | 0 | -8.6564 | 6.0446 | 0 | 0 | -12.5229 | 9.4246 | 0 | -1.3966 | -2.6118 | -3.0983
5 | 31 | 6 | 0 | -0.98669 | 0.67269 | 0 | 0 | -2.3566 | 1.8325 | 0 | 0 | -3.4092 | 2.8632 | 0 | -0.314 | -0.52411 | -0.54604
5 | 31 | 7 | 0 | -0.38885 | 0.26834 | 0 | 0 | -0.92875 | 0.73377 | 0 | 0 | -1.3436 | 1.1487 | 0 | -0.12051 | -0.19498 | -0.19483
5 | 31 | 8 | 0 | -0.26435 | 0.1802 | 0 | 0 | -0.63138 | 0.49345 | 0 | 0 | -0.91339 | 0.77308 | 0 | -0.084144 | -0.13793 | -0.14031
5 | 31 | 9 | 0 | -0.16222 | 0.10175 | 0 | 0 | -0.38746 | 0.28064 | 0 | 0 | -0.56052 | 0.44133 | 0 | -0.060479 | -0.10682 | -0.11919
5 | 31 | 10 | 0 | -0.0601 | 0.033797 | 0 | 0 | -0.14354 | 0.095626 | 0 | 0 | -0.20766 | 0.15234 | 0 | -0.026303 | -0.047917 | -0.055316
5 | 31 | 11 | 0 | -0.082581 | 0.048273 | 0 | 0 | -0.19724 | 0.13611 | 0 | 0 | -0.28534 | 0.21645 | 0 | -0.034308 | -0.061131 | -0.068885
5 | 31 | 12 | 0 | -0.10792 | 0.068158 | 0 | 0 | -0.25775 | 0.19076 | 0 | 0 | -0.37288 | 0.30223 | 0 | -0.03976 | -0.066998 | -0.070649
5 | 31 | 13 | 0 | -0.14523 | 0.093005 | 0 | 0 | -0.34687 | 0.25896 | 0 | 0 | -0.5018 | 0.40923 | 0 | -0.052223 | -0.087904 | -0.092569
5 | 31 | 14 | 0 | -0.66747 | 0.46091 | 0 | 0 | -1.5942 | 1.2587 | 0 | 0 | -2.3062 | 1.9692 | 0 | -0.20656 | -0.33549 | -0.33704
5 | 31 | 15 | 0 | -1.8159 | 1.2552 | 0 | 0 | -4.3372 | 3.4118 | 0 | 0 | -6.2744 | 5.3246 | 0 | -0.56076 | -0.92537 | -0.94979
5 | 31 | 16 | 0 | -5.2231 | 3.4368 | 0 | 0 | -12.475 | 9.2972 | 0 | 0 | -18.047 | 14.4728 | 0 | -1.7863 | -3.1777 | -3.5743
5 | 31 | 17 | 0 | -6.354 | 4.2939 | 0 | 0 | -15.1759 | 11.6014 | 0 | 0 | -21.9544 | 18.0475 | 0 | -2.06 | -3.5745 | -3.9069
5 | 31 | 18 | 0 | -7.4382 | 5.1512 | 0 | 0 | -17.7656 | 13.9066 | 0 | 0 | -25.7008 | 21.6245 | 0 | -2.287 | -3.859 | -4.0763
5 | 31 | 19 | 0 | -8.5741 | 6.0933 | 0 | 0 | -20.4786 | 16.4392 | 0 | 0 | -29.6256 | 25.5537 | 0 | -2.4808 | -4.0394 | -4.0719
5 | 31 | 20 | 0 | -9.5174 | 6.8336 | 0 | 0 | -22.7316 | 18.4245 | 0 | 0 | -32.8849 | 28.6296 | 0 | -2.6838 | -4.3071 | -4.2553
5 | 31 | 21 | 0 | -10.4545 | 7.5672 | 0 | 0 | -24.9696 | 20.3916 | 0 | 0 | -36.1225 | 31.6774 | 0 | -2.8872 | -4.578 | -4.4451
5 | 31 | 22 | 0 | -11.403 | 8.3446 | 0 | 0 | -27.2352 | 22.4764 | 0 | 0 | -39.4001 | 34.9075 | 0 | -3.0584 | -4.7588 | -4.4925
5 | 31 | 23 | 0 | -11.7864 | 8.6665 | 0 | 0 | -28.1509 | 23.338 | 0 | 0 | -40.7247 | 36.241 | 0 | -3.1199 | -4.8129 | -4.4837
6 | 1 | 0 | 0 | -12.1347 | 9.0005 | 0 | 0 | -28.9827 | 24.232 | 0 | 0 | -41.9281 | 37.625 | 0 | -3.1342 | -4.7507 | -4.3031
6 | 1 | 1 | 0 | -12.5101 | 9.2745 | 0 | 0 | -29.8793 | 24.9659 | 0 | 0 | -43.2252 | 38.7612 | 0 | -3.2356 | -4.9135 | -4.464
6 | 1 | 2 | 0 | -8.8118 | 6.1071 | 0 | 0 | -21.0462 | 16.4666 | 0 | 0 | -30.4466 | 25.5881 | 0 | -2.7047 | -4.5795 | -4.8586
6 | 1 | 3 | 0 | -5.1339 | 3.3358 | 0 | 0 | -12.2618 | 9.0297 | 0 | 0 | -17.7387 | 14.0612 | 0 | -1.7981 | -3.2321 | -3.6775
6 | 1 | 4 | 0 | -1.5002 | 1.0173 | 0 | 0 | -3.583 | 2.788 | 0 | 0 | -5.1834 | 4.3699 | 0 | -0.48289 | -0.79502 | -0.81349
6 | 1 | 5 | 0 | -0.51814 | 0.3902 | 0 | 0 | -1.2375 | 1.0696 | 0 | 0 | -1.7903 | 1.6767 | 0 | -0.12795 | -0.16794 | -0.11363
6 | 1 | 6 | 0 | -0.23813 | 0.17708 | 0 | 0 | -0.56875 | 0.48481 | 0 | 0 | -0.82279 | 0.75946 | 0 | -0.061047 | -0.083946 | -0.063325
6 | 1 | 7 | 0 | -0.11803 | 0.078468 | 0 | 0 | -0.2819 | 0.21664 | 0 | 0 | -0.40781 | 0.34085 | 0 | -0.039559 | -0.065261 | -0.066957
6 | 1 | 8 | 0 | -0.084305 | 0.05193 | 0 | 0 | -0.20135 | 0.14453 | 0 | 0 | -0.29129 | 0.22834 | 0 | -0.032375 | -0.056825 | -0.062947
6 | 1 | 9 | 0 | -0.056203 | 0.03043 | 0 | 0 | -0.13424 | 0.0861 | 0 | 0 | -0.19419 | 0.13717 | 0 | -0.025773 | -0.048137 | -0.057029
6 | 1 | 10 | 0 | -0.022481 | 0.012172 | 0 | 0 | -0.053695 | 0.03444 | 0 | 0 | -0.077678 | 0.054866 | 0 | -0.010309 | -0.019255 | -0.022812
6 | 1 | 11 | 0 | -0.039342 | 0.021301 | 0 | 0 | -0.093966 | 0.06027 | 0 | 0 | -0.13594 | 0.096016 | 0 | -0.018041 | -0.033696 | -0.03992
6 | 1 | 12 | 0 | -0.056203 | 0.03043 | 0 | 0 | -0.13424 | 0.0861 | 0 | 0 | -0.19419 | 0.13717 | 0 | -0.025773 | -0.048137 | -0.057029
6 | 1 | 13 | 0 | -0.073064 | 0.043553 | 0 | 0 | -0.17451 | 0.12179 | 0 | 0 | -0.25245 | 0.19288 | 0 | -0.029512 | -0.05272 | -0.059576
6 | 1 | 14 | 0 | -0.32062 | 0.24622 | 0 | 0 | -0.76578 | 0.67342 | 0 | 0 | -1.1078 | 1.0544 | 0 | -0.074401 | -0.092355 | -0.053428
6 | 1 | 15 | 0 | -0.71766 | 0.571 | 0 | 0 | -1.7141 | 1.5584 | 0 | 0 | -2.4797 | 2.4372 | 0 | -0.14666 | -0.1557 | -0.042443
6 | 1 | 16 | 0 | -2.6144 | 1.682 | 0 | 0 | -6.2442 | 4.5673 | 0 | 0 | -9.0333 | 7.124 | 0 | -0.93242 | -1.677 | -1.9093
6 | 1 | 17 | 0 | -3.5049 | 2.2769 | 0 | 0 | -8.3711 | 6.1681 | 0 | 0 | -12.1101 | 9.6088 | 0 | -1.228 | -2.203 | -2.5012
6 | 1 | 18 | 0 | -4.4987 | 2.9473 | 0 | 0 | -10.7447 | 7.9758 | 0 | 0 | -15.5439 | 12.418 | 0 | -1.5513 | -2.7689 | -3.1259
6 | 1 | 19 | 0 | -5.6668 | 3.7869 | 0 | 0 | -13.5348 | 10.2365 | 0 | 0 | -19.5802 | 15.9284 | 0 | -1.88 | -3.2983 | -3.6518
6 | 1 | 20 | 0 | -6.027 | 4.0702 | 0 | 0 | -14.3949 | 10.999 | 0 | 0 | -20.8246 | 17.1122 | 0 | -1.9568 | -3.3959 | -3.7124
6 | 1 | 21 | 0 | -6.425 | 4.3801 | 0 | 0 | -15.3457 | 11.8326 | 0 | 0 | -22.2 | 18.4057 | 0 | -2.0449 | -3.5131 | -3.7943
6 | 1 | 22 | 0 | -6.7873 | 4.6729 | 0 | 0 | -16.2108 | 12.6202 | 0 | 0 | -23.4516 | 19.628 | 0 | -2.1143 | -3.5907 | -3.8236
6 | 1 | 23 | 0 | -6.8856 | 4.7211 | 0 | 0 | -16.4458 | 12.7483 | 0 | 0 | -23.7915 | 19.8255 | 0 | -2.1645 | -3.6975 | -3.966
6 | 2 | 0 | 0 | -6.9734 | 4.7784 | 0 | 0 | -16.6554 | 12.9015 | 0 | 0 | -24.0947 | 20.0626 | 0 | -2.195 | -3.7539 | -4.032
6 | 2 | 1 | 0 | -7.074 | 4.831 | 0 | 0 | -16.8957 | 13.0413 | 0 | 0 | -24.4422 | 20.2782 | 0 | -2.243 | -3.8543 | -4.1641
6 | 2 | 2 | 0 | -5.8237 | 3.927 | 0 | 0 | -13.9094 | 10.6138 | 0 | 0 | -20.1221 | 16.5143 | 0 | -1.8967 | -3.2956 | -3.6078
6 | 2 | 3 | 0 | -4.5912 | 3.0548 | 0 | 0 | -10.9658 | 8.271 | 0 | 0 | -15.8637 | 12.8812 | 0 | -1.5364 | -2.6947 | -2.9825
6 | 2 | 4 | 0 | -3.3169 | 2.2395 | 0 | 0 | -7.9221 | 6.0737 | 0 | 0 | -11.4606 | 9.4677 | 0 | -1.0774 | -1.8484 | -1.9928
6 | 2 | 5 | 0 | -2.2202 | 1.5499 | 0 | 0 | -5.3027 | 4.2166 | 0 | 0 | -7.6711 | 6.5836 | 0 | -0.67025 | -1.086 | -1.0875
6 | 2 | 6 | 0 | -1.4858 | 1.1985 | 0 | 0 | -3.5486 | 3.2524 | 0 | 0 | -5.1337 | 5.0714 | 0 | -0.28729 | -0.29623 | -0.062209
6 | 2 | 7 | 0 | -1.3051 | 1.0527 | 0 | 0 | -3.117 | 2.8606 | 0 | 0 | -4.5093 | 4.4636 | 0 | -0.25237 | -0.25646 | -0.045675
6 | 2 | 8 | 0 | -1.6662 | 1.2828 | 0 | 0 | -3.9796 | 3.4797 | 0 | 0 | -5.7572 | 5.4246 | 0 | -0.3834 | -0.49991 | -0.33256
6 | 2 | 9 | 0 | -2.255 | 1.7062 | 0 | 0 | -5.386 | 4.6261 | 0 | 0 | -7.7916 | 7.2102 | 0 | -0.54885 | -0.75981 | -0.58148
6 | 2 | 10 | 0 | -2.9316 | 2.2655 | 0 | 0 | -7.0019 | 6.1364 | 0 | 0 | -10.1294 | 9.5589 | 0 | -0.66614 | -0.86551 | -0.5705
6 | 2 | 11 | 0 | -4.2349 | 3.0635 | 0 | 0 | -10.1146 | 8.3019 | 0 | 0 | -14.6324 | 12.9354 | 0 | -1.1714 | -1.8128 | -1.697
6 | 2 | 12 | 0 | -7.4973 | 5.1687 | 0 | 0 | -17.9066 | 13.9397 | 0 | 0 | -25.9048 | 21.6641 | 0 | -2.3285 | -3.9669 | -4.2407
6 | 2 | 13 | 0 | -10.7504 | 7.6628 | 0 | 0 | -25.6764 | 20.6167 | 0 | 0 | -37.1451 | 31.9999 | 0 | -3.0876 | -5.0597 | -5.1452
6 | 2 | 14 | 0 | -12.5689 | 9.2171 | 0 | 0 | -30.0197 | 24.7833 | 0 | 0 | -43.4282 | 38.4545 | 0 | -3.3518 | -5.2363 | -4.9737
6 | 2 | 15 | 0 | -14.4298 | 10.8889 | 0 | 0 | -34.4643 | 29.2646 | 0 | 0 | -49.8581 | 45.3961 | 0 | -3.5408 | -5.1996 | -4.462
6 | 2 | 16 | 0 | -16.2587 | 12.7455 | 0 | 0 | -38.8325 | 34.2397 | 0 | 0 | -56.1774 | 53.1015 | 0 | -3.5132 | -4.5928 | -3.0759
6 | 2 | 17 | 0 | -16.9455 | 13.3648 | 0 | 0 | -40.4729 | 35.9019 | 0 | 0 | -58.5505 | 55.6781 | 0 | -3.5807 | -4.571 | -2.8724
6 | 2 | 18 | 0 | -17.6438 | 14.1148 | 0 | 0 | -42.1407 | 37.9147 | 0 | 0 | -60.9633 | 58.7978 | 0 | -3.529 | -4.2261 | -2.1655
6 | 2 | 19 | 0 | -18.3747 | 14.9055 | 0 | 0 | -43.8865 | 40.0331 | 0 | 0 | -63.4887 | 62.0785 | 0 | -3.4692 | -3.8533 | -1.4103
6 | 2 | 20 | 0 | -19.2372 | 15.8496 | 0 | 0 | -45.9465 | 42.5658 | 0 | 0 | -66.4689 | 66.0034 | 0 | -3.3876 | -3.3807 | -0.46548
6 | 2 | 21 | 0 | -20.0889 | 16.8329 | 0 | 0 | -47.9808 | 45.2026 | 0 | 0 | -69.4118 | 70.0888 | 0 | -3.256 | -2.7782 | 0.67696
6 | 2 | 22 | 0 | -20.9454 | 17.8208 | 0 | 0 | -50.0264 | 47.8524 | 0 | 0 | -72.3711 | 74.1949 | 0 | -3.1246 | -2.1739 | 1.8238
6 | 2 | 23 | 0 | -21.583 | 18.6018 | 0 | 0 | -51.5492 | 49.9457 | 0 | 0 | -74.5741 | 77.4372 | 0 | -2.9812 | -1.6035 | 2.8631
6 | 3 | 0 | 0 | -22.178 | 19.3672 | 0 | 0 | -52.9704 | 51.9955 | 0 | 0 | -76.6301 | 80.6109 | 0 | -2.8109 | -0.97493 | 3.9808
6 | 3 | 1 | 0 | -22.7871 | 20.064 | 0 | 0 | -54.4252 | 53.8653 | 0 | 0 | -78.7347 | 83.5091 | 0 | -2.7232 | -0.55989 | 4.7744
6 | 3 | 2 | 0 | -21.5359 | 18.5601 | 0 | 0 | -51.4367 | 49.8345 | 0 | 0 | -74.4114 | 77.2656 | 0 | -2.9758 | -1.6022 | 2.8542
6 | 3 | 3 | 0 | -20.2549 | 17.0784 | 0 | 0 | -48.3771 | 45.8657 | 0 | 0 | -69.9852 | 71.12 | 0 | -3.1765 | -2.5115 | 1.1348
6 | 3 | 4 | 0 | -18.9782 | 15.6446 | 0 | 0 | -45.328 | 42.0246 | 0 | 0 | -65.5741 | 65.1722 | 0 | -3.3337 | -3.3033 | -0.40192
6 | 3 | 5 | 0 | -17.4907 | 13.9987 | 0 | 0 | -41.7751 | 37.6088 | 0 | 0 | -60.4344 | 58.3285 | 0 | -3.4921 | -4.1664 | -2.1059
6 | 3 | 6 | 0 | -16.0465 | 12.5602 | 0 | 0 | -38.3259 | 33.7492 | 0 | 0 | -55.4444 | 52.3467 | 0 | -3.4864 | -4.5767 | -3.0977
6 | 3 | 7 | 0 | -14.5576 | 11.0475 | 0 | 0 | -34.7697 | 29.6921 | 0 | 0 | -50.2999 | 46.0602 | 0 | -3.5102 | -5.0777 | -4.2397
6 | 3 | 8 | 0 | -14.5569 | 11.0824 | 0 | 0 | -34.7678 | 29.7876 | 0 | 0 | -50.2972 | 46.21 | 0 | -3.4745 | -4.9802 | -4.0872
6 | 3 | 9 | 0 | -14.594 | 11.0912 | 0 | 0 | -34.8565 | 29.8117 | 0 | 0 | -50.4255 | 46.2477 | 0 | -3.5028 | -5.0448 | -4.1779
6 | 3 | 10 | 0 | -14.5872 | 11.1489 | 0 | 0 | -34.8403 | 29.9683 | 0 | 0 | -50.402 | 46.4916 | 0 | -3.4382 | -4.872 | -3.9104
6 | 3 | 11 | 0 | -15.3274 | 11.8633 | 0 | 0 | -36.6082 | 31.8848 | 0 | 0 | -52.9596 | 49.4618 | 0 | -3.4641 | -4.7234 | -3.4978
6 | 3 | 12 | 0 | -16.0731 | 12.7166 | 0 | 0 | -38.3892 | 34.1747 | 0 | 0 | -55.5361 | 53.011 | 0 | -3.3565 | -4.2146 | -2.5251
6 | 3 | 13 | 0 | -16.82 | 13.503 | 0 | 0 | -40.1731 | 36.2852 | 0 | 0 | -58.1167 | 56.2826 | 0 | -3.317 | -3.8878 | -1.8341
6 | 3 | 14 | 0 | -19.4059 | 16.2623 | 0 | 0 | -46.3494 | 43.6856 | 0 | 0 | -67.0517 | 67.7491 | 0 | -3.1435 | -2.6638 | 0.69737
6 | 3 | 15 | 0 | -21.9583 | 19.2265 | 0 | 0 | -52.4456 | 51.6357 | 0 | 0 | -75.8709 | 80.0682 | 0 | -2.7318 | -0.80987 | 4.1973
6 | 3 | 16 | 0 | -24.5 | 22.4384 | 0 | 0 | -58.5163 | 60.2512 | 0 | 0 | -84.6531 | 93.4188 | 0 | -2.0616 | 1.735 | 8.7657
6 | 3 | 17 | 0 | -25.843 | 24.2214 | 0 | 0 | -61.7239 | 65.0341 | 0 | 0 | -89.2934 | 100.8307 | 0 | -1.6216 | 3.3102 | 11.5373
6 | 3 | 18 | 0 | -27.1832 | 25.9891 | 0 | 0 | -64.9249 | 69.7819 | 0 | 0 | -93.9241 | 108.1928 | 0 | -1.1941 | 4.857 | 14.2687
6 | 3 | 19 | 0 | -28.5324 | 27.9379 | 0 | 0 | -68.1472 | 75.011 | 0 | 0 | -98.5857 | 116.2975 | 0 | -0.59444 | 6.8638 | 17.7117
6 | 3 | 20 | 0 | -29.2514 | 28.9308 | 0 | 0 | -69.8645 | 77.6725 | 0 | 0 | -101.07 | 120.4204 | 0 | -0.32057 | 7.8081 | 19.3504
6 | 3 | 21 | 0 | -30.0095 | 30.1542 | 0 | 0 | -71.6752 | 80.9519 | 0 | 0 | -103.6896 | 125.5002 | 0 | 0.14468 | 9.2766 | 21.8106
6 | 3 | 22 | 0 | -30.7875 | 31.2421 | 0 | 0 | -73.5335 | 83.8667 | 0 | 0 | -106.3778 | 130.0141 | 0 | 0.45463 | 10.3332 | 23.6363
6 | 3 | 23 | 0 | -30.8733 | 31.351 | 0 | 0 | -73.7384 | 84.1545 | 0 | 0 | -106.6743 | 130.4565 | 0 | 0.47767 | 10.4161 | 23.7822
6 | 4 | 0 | 0 | -30.9965 | 31.506 | 0 | 0 | -74.0327 | 84.5672 | 0 | 0 | -107.1 | 131.0934 | 0 | 0.50947 | 10.5345 | 23.9934
6 | 4 | 1 | 0 | -31.0811 | 31.6569 | 0 | 0 | -74.2346 | 84.969 | 0 | 0 | -107.3921 | 131.7137 | 0 | 0.57587 | 10.7345 | 24.3216
6 | 4 | 2 | 0 | -27.5572 | 26.387 | 0 | 0 | -65.8182 | 70.8337 | 0 | 0 | -95.2165 | 109.81 | 0 | -1.1703 | 5.0155 | 14.5936
6 | 4 | 3 | 0 | -24.0366 | 21.7073 | 0 | 0 | -57.4094 | 58.2812 | 0 | 0 | -83.0518 | 90.3586 | 0 | -2.3293 | 0.87176 | 7.3067
6 | 4 | 4 | 0 | -20.5051 | 17.2988 | 0 | 0 | -48.9748 | 46.4581 | 0 | 0 | -70.8499 | 72.039 | 0 | -3.2063 | -2.5167 | 1.1892
6 | 4 | 5 | 0 | -18.7143 | 15.338 | 0 | 0 | -44.6975 | 41.2016 | 0 | 0 | -64.6621 | 63.8963 | 0 | -3.3763 | -3.4959 | -0.76575
6 | 4 | 6 | 0 | -16.8816 | 13.3988 | 0 | 0 | -40.3202 | 36.0013 | 0 | 0 | -58.3296 | 55.8388 | 0 | -3.4827 | -4.3189 | -2.4908
6 | 4 | 7 | 0 | -15.0899 | 11.5439 | 0 | 0 | -36.041 | 31.0279 | 0 | 0 | -52.139 | 48.1337 | 0 | -3.546 | -5.0131 | -4.0053
6 | 4 | 8 | -0.077761 | -14.2728 | 10.7774 | 0.027019 | -0.23072 | -34.0894 | 28.9733 | 0.080166 | -0.38879 | -49.3158 | 44.9511 | 0.13626 | -3.5461 | -5.2667 | -4.6172
6 | 4 | 9 | -0.076372 | -13.4546 | 9.9816 | 0.026537 | -0.2266 | -32.1352 | 26.8382 | 0.078735 | -0.38184 | -46.4887 | 41.6422 | 0.13382 | -3.5229 | -5.4449 | -5.0945
6 | 4 | 10 | -0.076372 | -12.6354 | 9.2679 | 0.026537 | -0.2266 | -30.1787 | 24.9255 | 0.078735 | -0.38184 | -43.6582 | 38.6797 | 0.13382 | -3.4173 | -5.401 | -5.2266
6 | 4 | 11 | -0.076372 | -12.8696 | 9.4637 | 0.026537 | -0.2266 | -30.7381 | 25.4456 | 0.078735 | -0.38184 | -44.4675 | 39.4813 | 0.13382 | -3.4558 | -5.4404 | -5.2342
6 | 4 | 12 | -0.074984 | -13.1362 | 9.6479 | 0.026054 | -0.22248 | -31.3748 | 25.936 | 0.077303 | -0.3749 | -45.3886 | 40.2382 | 0.13139 | -3.5372 | -5.5839 | -5.3939
6 | 4 | 13 | -0.074984 | -13.4204 | 9.9368 | 0.026054 | -0.22248 | -32.0536 | 26.7067 | 0.077303 | -0.3749 | -46.3706 | 41.4288 | 0.13139 | -3.5325 | -5.4921 | -5.1853
6 | 4 | 14 | -0.14363 | -15.7398 | 12.1544 | 0.052887 | -0.42616 | -37.5931 | 32.6522 | 0.15691 | -0.71813 | -54.3844 | 50.6398 | 0.26737 | -3.6761 | -5.2101 | -4.1954
6 | 4 | 15 | -0.49854 | -18.0679 | 14.5709 | 0.39402 | -1.4792 | -43.1536 | 39.1313 | 1.1691 | -2.4926 | -62.4285 | 60.6773 | 2.0263 | -3.6015 | -4.3324 | -2.2175
6 | 4 | 16 | -0.93666 | -20.3858 | 17.1709 | 0.85703 | -2.7791 | -48.6899 | 46.1044 | 2.5428 | -4.6831 | -70.4376 | 71.482 | 4.4141 | -3.2945 | -2.8218 | 0.77539
6 | 4 | 17 | -1.1804 | -20.9003 | 17.7854 | 1.1248 | -3.5022 | -49.9186 | 47.7575 | 3.3371 | -5.9018 | -72.2151 | 74.0478 | 5.7951 | -3.1705 | -2.3262 | 1.726
6 | 4 | 18 | -1.4241 | -21.3757 | 18.3793 | 1.3993 | -4.2254 | -51.0541 | 49.3574 | 4.1518 | -7.1205 | -73.8579 | 76.5327 | 7.2115 | -3.0212 | -1.7703 | 2.7659
6 | 4 | 19 | -1.665 | -21.8965 | 19.0142 | 1.6804 | -4.9401 | -52.2979 | 51.0672 | 4.9858 | -8.3247 | -75.6572 | 79.1879 | 8.6615 | -2.8669 | -1.185 | 3.8676
6 | 4 | 20 | -2.1432 | -21.8247 | 18.9453 | 2.314 | -6.3587 | -52.1264 | 50.882 | 6.8657 | -10.7154 | -75.4091 | 78.9007 | 11.9344 | -2.7085 | -0.73747 | 4.7107
6 | 4 | 21 | -2.1722 | -21.8021 | 18.9376 | 2.3431 | -6.445 | -52.0726 | 50.861 | 6.9518 | -10.8607 | -75.3313 | 78.8679 | 12.084 | -2.6937 | -0.70475 | 4.7599
6 | 4 | 22 | -2.2456 | -21.7427 | 18.8762 | 2.392 | -6.6625 | -51.9306 | 50.6956 | 7.0971 | -11.2273 | -75.1259 | 78.6109 | 12.3344 | -2.72 | -0.80038 | 4.5921
6 | 4 | 23 | -2.1604 | -21.5577 | 18.7299 | 2.3075 | -6.4099 | -51.4888 | 50.3046 | 6.8464 | -10.8017 | -74.4867 | 78.0062 | 11.8991 | -2.6807 | -0.74775 | 4.6169
6 | 5 | 0 | -2.2418 | -21.3789 | 18.5078 | 2.4777 | -6.6514 | -51.0618 | 49.7075 | 7.3512 | -11.2085 | -73.869 | 77.0798 | 12.7804 | -2.6352 | -0.65443 | 4.7827
6 | 5 | 1 | -2.148 | -21.1505 | 18.1532 | 2.3641 | -6.373 | -50.5162 | 48.7573 | 7.0143 | -10.7394 | -73.0797 | 75.608 | 12.1951 | -2.7811 | -1.1176 | 3.984
6 | 5 | 2 | -1.7879 | -20.6047 | 17.531 | 1.934 | -5.3048 | -49.2127 | 47.0843 | 5.7383 | -8.9393 | -71.1941 | 73.0124 | 9.9762 | -2.9277 | -1.695 | 2.8552
6 | 5 | 3 | -1.4377 | -20.0637 | 16.8292 | 1.5402 | -4.2657 | -47.9205 | 45.1974 | 4.5698 | -7.1883 | -69.3246 | 70.0848 | 7.9447 | -3.132 | -2.4189 | 1.5166
6 | 5 | 4 | -1.0825 | -19.5186 | 16.2185 | 1.1342 | -3.2118 | -46.6187 | 43.5572 | 3.3653 | -5.4123 | -67.4413 | 67.5411 | 5.8502 | -3.2484 | -2.908 | 0.53771
6 | 5 | 5 | -1.1157 | -19.2848 | 15.8919 | 1.1754 | -3.3103 | -46.0602 | 42.6808 | 3.4873 | -5.5784 | -66.6334 | 66.1828 | 6.0627 | -3.3333 | -3.2025 | 0.033701
6 | 5 | 6 | -1.2153 | -19.0806 | 15.6924 | 1.2536 | -3.6057 | -45.5724 | 42.1471 | 3.7193 | -6.0761 | -65.9277 | 65.3571 | 6.4649 | -3.3499 | -3.3117 | -0.18175
6 | 5 | 7 | -1.2572 | -18.8444 | 15.4508 | 1.3129 | -3.73 | -45.0083 | 41.4971 | 3.8955 | -6.2856 | -65.1116 | 64.3482 | 6.7724 | -3.3379 | -3.3458 | -0.27668
6 | 5 | 8 | -1.4018 | -18.7022 | 15.2988 | 1.4921 | -4.1592 | -44.6687 | 41.0896 | 4.4272 | -7.0088 | -64.6204 | 63.7171 | 7.6981 | -3.3131 | -3.3111 | -0.21395
6 | 5 | 9 | -1.3724 | -18.571 | 15.1738 | 1.4531 | -4.0719 | -44.3552 | 40.7535 | 4.3114 | -6.8616 | -64.1669 | 63.1953 | 7.4963 | -3.3164 | -3.3622 | -0.33685
6 | 5 | 10 | -1.3369 | -18.4317 | 15.0459 | 1.4197 | -3.9666 | -44.0226 | 40.4105 | 4.2124 | -6.6843 | -63.6857 | 62.664 | 7.3239 | -3.303 | -3.3664 | -0.38209
6 | 5 | 11 | -1.397 | -18.4781 | 15.0996 | 1.4829 | -4.1448 | -44.1334 | 40.5564 | 4.3997 | -6.9846 | -63.846 | 62.8916 | 7.6495 | -3.2926 | -3.3221 | -0.28944
6 | 5 | 12 | -1.4361 | -18.5281 | 15.1515 | 1.5189 | -4.2609 | -44.2529 | 40.6968 | 4.5066 | -7.1802 | -64.0188 | 63.1103 | 7.8351 | -3.2938 | -3.3103 | -0.25356
6 | 5 | 13 | -1.4789 | -18.5684 | 15.2116 | 1.5633 | -4.3879 | -44.3492 | 40.859 | 4.6382 | -7.3942 | -64.1582 | 63.3623 | 8.0637 | -3.2725 | -3.24 | -0.12647
6 | 5 | 14 | -2.0058 | -19.2029 | 15.8348 | 2.197 | -5.9512 | -45.8646 | 42.5328 | 6.5185 | -10.0286 | -66.3505 | 65.9579 | 11.3364 | -3.1769 | -2.7644 | 0.91521
6 | 5 | 15 | -2.5809 | -19.8326 | 16.6185 | 2.8867 | -7.6574 | -47.3685 | 44.6357 | 8.5647 | -12.9038 | -68.5261 | 69.2171 | 14.8963 | -2.9083 | -1.8255 | 2.6835
6 | 5 | 16 | -3.3246 | -20.4717 | 17.3845 | 3.6895 | -9.8639 | -48.895 | 46.6911 | 10.9466 | -16.6221 | -70.7344 | 72.403 | 19.0368 | -2.7223 | -1.1212 | 4.0832
6 | 5 | 17 | -3.7179 | -20.837 | 17.7969 | 4.1608 | -11.0309 | -49.7675 | 47.7974 | 12.3451 | -18.5886 | -71.9966 | 74.1173 | 21.4692 | -2.5972 | -0.65584 | 5.0013
6 | 5 | 18 | -4.1575 | -21.2097 | 18.2871 | 4.6735 | -12.3353 | -50.6576 | 49.1124 | 13.8661 | -20.7867 | -73.2843 | 76.1552 | 24.1139 | -2.4067 | -0.014335 | 6.1981
6 | 5 | 19 | -4.5686 | -21.573 | 18.6651 | 5.1277 | -13.555 | -51.5252 | 50.1264 | 15.2137 | -22.8421 | -74.5394 | 77.7262 | 26.4571 | -2.3488 | 0.25983 | 6.8017
6 | 5 | 20 | -4.9216 | -21.898 | 18.9933 | 5.5379 | -14.6024 | -52.3016 | 51.005 | 16.4309 | -24.6072 | -75.6625 | 79.0864 | 28.5732 | -2.2884 | 0.53188 | 7.3899
6 | 5 | 21 | -5.2869 | -22.2213 | 19.4728 | 5.9926 | -15.6861 | -53.0737 | 52.2911 | 17.7799 | -26.4333 | -76.7796 | 81.0793 | 30.9194 | -2.0428 | 1.3112 | 8.7858
6 | 5 | 22 | -5.6271 | -22.5399 | 19.8079 | 6.4149 | -16.6956 | -53.8347 | 53.1899 | 19.0329 | -28.1345 | -77.8804 | 82.472 | 33.0987 | -1.9443 | 1.6924 | 9.5558
6 | 5 | 23 | -5.762 | -22.6804 | 19.9428 | 6.573 | -17.0959 | -54.1702 | 53.5514 | 19.5019 | -28.8091 | -78.3658 | 83.0318 | 33.9145 | -1.9266 | 1.7872 | 9.7715
6 | 6 | 0 | -5.8581 | -22.7796 | 20.0779 | 6.7021 | -17.3809 | -54.4073 | 53.9127 | 19.8852 | -29.2892 | -78.7088 | 83.5908 | 34.5815 | -1.8577 | 2.0097 | 10.1742
6 | 6 | 1 | -5.9773 | -22.9136 | 20.3261 | 6.8908 | -17.7347 | -54.7274 | 54.5767 | 20.4449 | -29.8855 | -79.1718 | 84.6183 | 35.5559 | -1.6741 | 2.5595 | 11.117
6 | 6 | 2 | -5.1267 | -22.2252 | 19.4112 | 5.8669 | -15.2107 | -53.0831 | 52.1221 | 17.407 | -25.6323 | -76.7932 | 80.8143 | 30.2746 | -2.0738 | 1.2353 | 8.6635
6 | 6 | 3 | -4.2855 | -21.5376 | 18.5359 | 4.8935 | -12.7149 | -51.4407 | 49.7735 | 14.519 | -21.4265 | -74.4171 | 77.1744 | 25.2542 | -2.3937 | 0.13687 | 6.5851
6 | 6 | 4 | -3.4313 | -20.8474 | 17.7991 | 3.9595 | -10.1805 | -49.7924 | 47.7964 | 11.7478 | -17.1556 | -72.0326 | 74.1097 | 20.4372 | -2.5201 | -0.42879 | 5.3587
6 | 6 | 5 | -2.0137 | -19.6088 | 16.3381 | 2.288 | -5.9746 | -46.8341 | 43.8768 | 6.7884 | -10.068 | -67.753 | 68.0355 | 11.8099 | -2.9964 | -2.1434 | 2.0244
6 | 6 | 6 | -1.1221 | -18.3279 | 14.8894 | 1.148 | -3.3293 | -43.7746 | 39.9914 | 3.406 | -5.6103 | -63.3269 | 62.0152 | 5.9197 | -3.4126 | -3.7064 | -1.0023
6 | 6 | 7 | -0.77573 | -17.0458 | 13.5169 | 0.7452 | -2.3016 | -40.7126 | 36.3109 | 2.211 | -3.8785 | -58.8973 | 56.3125 | 3.8406 | -3.5594 | -4.4923 | -2.6226
6 | 6 | 8 | -0.55979 | -16.3487 | 12.7862 | 0.50177 | -1.6609 | -39.0476 | 34.351 | 1.4887 | -2.7988 | -56.4885 | 53.2755 | 2.5841 | -3.6205 | -4.8687 | -3.4278
6 | 6 | 9 | -0.38721 | -15.6592 | 12.0808 | 0.31182 | -1.1488 | -37.4007 | 32.4601 | 0.92516 | -1.9359 | -54.1061 | 50.3466 | 1.6036 | -3.6538 | -5.1643 | -4.0918
6 | 6 | 10 | -0.26746 | -15.0164 | 11.4927 | 0.18388 | -0.79354 | -35.8655 | 30.8822 | 0.54558 | -1.3372 | -51.8851 | 47.9012 | 0.94348 | -3.6073 | -5.2312 | -4.3777
6 | 6 | 11 | -0.15111 | -14.2438 | 10.7261 | 0.073215 | -0.44835 | -34.0201 | 28.827 | 0.21723 | -0.75554 | -49.2154 | 44.7171 | 0.37328 | -3.5955 | -5.4242 | -4.8806
6 | 6 | 12 | -0.095032 | -13.524 | 10.0271 | 0.034531 | -0.28196 | -32.3008 | 26.9531 | 0.10245 | -0.47514 | -46.7283 | 41.8144 | 0.17481 | -3.5574 | -5.5272 | -5.2143
6 | 6 | 13 | -0.063563 | -12.8087 | 9.3507 | 0.022298 | -0.18859 | -30.5925 | 25.1389 | 0.066158 | -0.3178 | -44.2569 | 39.003 | 0.11271 | -3.4992 | -5.576 | -5.4589
6 | 6 | 14 | -0.17958 | -14.0834 | 10.5563 | 0.089597 | -0.5328 | -33.6371 | 28.3716 | 0.26583 | -0.89785 | -48.6614 | 44.0115 | 0.45715 | -3.6171 | -5.5325 | -5.0906
6 | 6 | 15 | -0.5871 | -15.3678 | 11.8288 | 0.5103 | -1.7419 | -36.7047 | 31.7845 | 1.5141 | -2.9354 | -53.0992 | 49.2999 | 2.6271 | -3.6158 | -5.148 | -4.1076
6 | 6 | 16 | -1.1776 | -16.6608 | 13.1713 | 1.1695 | -3.4938 | -39.7931 | 35.3842 | 3.4699 | -5.8876 | -57.567 | 54.8768 | 6.0283 | -3.4976 | -4.4328 | -2.5495
6 | 6 | 17 | -1.4784 | -17.4364 | 14.0334 | 1.5437 | -4.3865 | -41.6454 | 37.701 | 4.5801 | -7.3918 | -60.2466 | 58.4705 | 7.9601 | -3.3377 | -3.7507 | -1.2079
6 | 6 | 18 | -1.7655 | -18.2104 | 14.917 | 1.9129 | -5.2383 | -43.494 | 40.0772 | 5.6754 | -8.8273 | -62.921 | 62.1578 | 9.8666 | -3.1461 | -2.9798 | 0.27601
6 | 6 | 19 | -2.1596 | -18.9518 | 15.7945 | 2.3948 | -6.4076 | -45.2649 | 42.4361 | 7.1053 | -10.7976 | -65.4829 | 65.8175 | 12.3541 | -2.9221 | -2.131 | 1.8911
6 | 6 | 20 | -2.7511 | -19.8437 | 16.7989 | 2.8714 | -8.1625 | -47.395 | 45.1347 | 8.5194 | -13.755 | -68.5645 | 70.0032 | 14.8038 | -2.9246 | -1.9034 | 2.4875
6 | 6 | 21 | -3.0603 | -20.7121 | 17.8057 | 3.5273 | -9.0799 | -49.4693 | 47.8371 | 10.4655 | -15.3009 | -71.5651 | 74.1922 | 18.2039 | -2.4394 | -0.24658 | 5.5301
6 | 6 | 22 | -3.7622 | -21.5649 | 18.8148 | 4.4421 | -11.1625 | -51.506 | 50.5498 | 13.1798 | -18.8104 | -74.5116 | 78.4007 | 22.9302 | -2.0702 | 1.061 | 8.0089
6 | 6 | 23 | -4.6538 | -22.579 | 20.0716 | 5.7036 | -13.8077 | -53.9281 | 53.9207 | 16.9225 | -23.268 | -78.0156 | 83.6239 | 29.4487 | -1.4575 | 3.1073 | 11.789
6 | 7 | 0 | -5.5689 | -23.6116 | 21.4341 | 7.0642 | -16.523 | -56.3944 | 57.5758 | 20.9594 | -27.8436 | -81.5835 | 89.2886 | 36.4794 | -0.6823 | 5.6179 | 16.341
6 | 7 | 1 | -6.4637 | -24.6328 | 22.6688 | 8.1145 | -19.1779 | -58.8334 | 60.8902 | 24.0757 | -32.3174 | -85.1119 | 94.4265 | 41.8934 | -0.31323 | 6.9546 | 18.8907
6 | 7 | 2 | -2.7308 | -20.5216 | 17.5533 | 3.0951 | -8.1022 | -49.0142 | 47.1589 | 9.1831 | -13.6534 | -70.9068 | 73.1404 | 15.9743 | -2.604 | -0.77432 | 4.5546
6 | 7 | 3 | -0.27967 | -16.4012 | 12.9176 | 0.24797 | -0.82979 | -39.173 | 34.7176 | 0.73573 | -1.3983 | -56.67 | 53.8555 | 1.2777 | -3.5153 | -4.5495 | -2.935
6 | 7 | 4 | 0 | -12.2905 | 8.8551 | 0 | 0 | -29.3547 | 23.8136 | 0 | 0 | -42.4663 | 36.9528 | 0 | -3.4354 | -5.5411 | -5.5135
6 | 7 | 5 | 0 | -10.058 | 6.8948 | 0 | 0 | -24.0228 | 18.5537 | 0 | 0 | -34.7528 | 28.8006 | 0 | -3.1632 | -5.4691 | -5.9522
6 | 7 | 6 | 0 | -7.8159 | 5.1263 | 0 | 0 | -18.6675 | 13.8081 | 0 | 0 | -27.0055 | 21.4454 | 0 | -2.6896 | -4.8594 | -5.5601
6 | 7 | 7 | 0 | -5.5757 | 3.4622 | 0 | 0 | -13.3172 | 9.3428 | 0 | 0 | -19.2654 | 14.5243 | 0 | -2.1135 | -3.9744 | -4.7411
6 | 7 | 8 | 0 | -4.7816 | 2.8903 | 0 | 0 | -11.4205 | 7.807 | 0 | 0 | -16.5216 | 12.1432 | 0 | -1.8913 | -3.6135 | -4.3784
6 | 7 | 9 | 0 | -3.9386 | 2.3249 | 0 | 0 | -9.4071 | 6.2887 | 0 | 0 | -13.6089 | 9.7888 | 0 | -1.6137 | -3.1185 | -3.8201
6 | 7 | 10 | 0 | -3.1084 | 1.7904 | 0 | 0 | -7.4241 | 4.8516 | 0 | 0 | -10.7402 | 7.5592 | 0 | -1.318 | -2.5726 | -3.181
6 | 7 | 11 | 0 | -3.5945 | 2.0754 | 0 | 0 | -8.5852 | 5.6168 | 0 | 0 | -12.4198 | 8.7456 | 0 | -1.5191 | -2.9684 | -3.6742
6 | 7 | 12 | 0 | -4.1009 | 2.3909 | 0 | 0 | -9.7946 | 6.4641 | 0 | 0 | -14.1694 | 10.0595 | 0 | -1.71 | -3.3304 | -4.1099
6 | 7 | 13 | 0 | -4.5968 | 2.7111 | 0 | 0 | -10.9791 | 7.322 | 0 | 0 | -15.8831 | 11.3879 | 0 | -1.8857 | -3.6571 | -4.4951
6 | 7 | 14 | 0 | -7.2189 | 4.5922 | 0 | 0 | -17.2417 | 12.3693 | 0 | 0 | -24.9429 | 19.2104 | 0 | -2.6267 | -4.8725 | -5.7325
6 | 7 | 15 | 0 | -9.886 | 6.6879 | 0 | 0 | -23.6119 | 17.992 | 0 | 0 | -34.1583 | 27.9246 | 0 | -3.1981 | -5.6198 | -6.2337
6 | 7 | 16 | 0 | -12.5341 | 8.9908 | 0 | 0 | -29.9368 | 24.17 | 0 | 0 | -43.3083 | 37.4989 | 0 | -3.5434 | -5.7667 | -5.8094
6 | 7 | 17 | 0 | -14.0681 | 10.4568 | 0 | 0 | -33.6005 | 28.1051 | 0 | 0 | -48.6085 | 43.5989 | 0 | -3.6113 | -5.4954 | -5.0096
6 | 7 | 18 | 0 | -15.5807 | 12.0004 | 0 | 0 | -37.2132 | 32.2481 | 0 | 0 | -53.8349 | 50.0209 | 0 | -3.5803 | -4.9652 | -3.814
6 | 7 | 19 | -0.0030898 | -17.1092 | 13.5056 | 0.0010868 | -0.0091673 | -40.8638 | 36.2889 | 0.0032245 | -0.015448 | -59.116 | 56.2856 | 0.0054389 | -3.6056 | -4.5808 | -2.8404
6 | 7 | 20 | -0.064884 | -17.6879 | 14.1672 | 0.068478 | -0.19251 | -42.246 | 38.0662 | 0.20317 | -0.32441 | -61.1156 | 59.0418 | 0.35344 | -3.517 | -4.1691 | -2.0448
6 | 7 | 21 | -0.14746 | -18.2153 | 14.7807 | 0.15497 | -0.43751 | -43.5058 | 39.7118 | 0.4598 | -0.73726 | -62.938 | 61.592 | 0.79984 | -3.4272 | -3.7717 | -1.2834
6 | 7 | 22 | -0.24361 | -18.794 | 15.4504 | 0.25074 | -0.72277 | -44.8878 | 41.51 | 0.74394 | -1.218 | -64.9373 | 64.3797 | 1.2937 | -3.3364 | -3.3567 | -0.4819
6 | 7 | 23 | -0.21405 | -18.7388 | 15.3297 | 0.22789 | -0.63508 | -44.7562 | 41.1868 | 0.67614 | -1.0702 | -64.7469 | 63.8795 | 1.1762 | -3.3953 | -3.5282 | -0.76138
6 | 8 | 0 | -0.18476 | -18.7238 | 15.3703 | 0.1966 | -0.54817 | -44.7202 | 41.2961 | 0.5833 | -0.92374 | -64.6949 | 64.0492 | 1.0146 | -3.3416 | -3.389 | -0.55485
6 | 8 | 1 | -0.18004 | -18.6688 | 15.3427 | 0.19115 | -0.53417 | -44.589 | 41.2229 | 0.56715 | -0.90016 | -64.5051 | 63.9363 | 0.98658 | -3.315 | -3.3331 | -0.48233
6 | 8 | 2 | 0 | -16.0535 | 12.5094 | 0 | 0 | -38.3425 | 33.6151 | 0 | 0 | -55.4685 | 52.1406 | 0 | -3.5441 | -4.7274 | -3.3278
6 | 8 | 3 | 0 | -13.4035 | 9.8239 | 0 | 0 | -32.0131 | 26.4079 | 0 | 0 | -46.3121 | 40.9693 | 0 | -3.5796 | -5.6053 | -5.3428
6 | 8 | 4 | 0 | -10.7532 | 7.4369 | 0 | 0 | -25.6832 | 20.0002 | 0 | 0 | -37.1549 | 31.0357 | 0 | -3.3163 | -5.683 | -6.1192
6 | 8 | 5 | 0 | -9.7669 | 6.6004 | 0 | 0 | -23.3275 | 17.7565 | 0 | 0 | -33.7469 | 27.559 | 0 | -3.1665 | -5.571 | -6.1879
6 | 8 | 6 | 0 | -8.7324 | 5.7331 | 0 | 0 | -20.8567 | 15.4297 | 0 | 0 | -30.1726 | 23.9529 | 0 | -2.9993 | -5.4271 | -6.2196
6 | 8 | 7 | 0 | -7.7495 | 5.0015 | 0 | 0 | -18.509 | 13.4663 | 0 | 0 | -26.7762 | 20.9097 | 0 | -2.748 | -5.0427 | -5.8665
6 | 8 | 8 | 0 | -6.8246 | 4.3237 | 0 | 0 | -16.3 | 11.6492 | 0 | 0 | -23.5806 | 18.0949 | 0 | -2.5009 | -4.6508 | -5.4857
6 | 8 | 9 | 0 | -5.8965 | 3.6243 | 0 | 0 | -14.0832 | 9.7737 | 0 | 0 | -20.3736 | 15.1891 | 0 | -2.2722 | -4.3095 | -5.1846
6 | 8 | 10 | 0 | -4.9688 | 3.009 | 0 | 0 | -11.8675 | 8.1205 | 0 | 0 | -17.1683 | 12.6247 | 0 | -1.9598 | -3.7471 | -4.5436
6 | 8 | 11 | 0 | -5.0424 | 3.1025 | 0 | 0 | -12.0433 | 8.3728 | 0 | 0 | -17.4226 | 13.0169 | 0 | -1.9399 | -3.6706 | -4.4057
6 | 8 | 12 | 0 | -5.1264 | 3.1656 | 0 | 0 | -12.2439 | 8.543 | 0 | 0 | -17.7128 | 13.2815 | 0 | -1.9608 | -3.701 | -4.4313
6 | 8 | 13 | 0 | -5.2312 | 3.2581 | 0 | 0 | -12.4943 | 8.7908 | 0 | 0 | -18.0751 | 13.6653 | 0 | -1.9731 | -3.7035 | -4.4097
6 | 8 | 14 | 0 | -6.9358 | 4.4451 | 0 | 0 | -16.5655 | 11.9793 | 0 | 0 | -23.9646 | 18.61 | 0 | -2.4907 | -4.5862 | -5.3546
6 | 8 | 15 | 0 | -8.6319 | 5.7179 | 0 | 0 | -20.6165 | 15.3919 | 0 | 0 | -29.8251 | 23.8971 | 0 | -2.914 | -5.2246 | -5.928
6 | 8 | 16 | 0 | -10.3764 | 7.1304 | 0 | 0 | -24.7832 | 19.1791 | 0 | 0 | -35.8528 | 29.7642 | 0 | -3.246 | -5.6041 | -6.0886
6 | 8 | 17 | 0 | -11.7438 | 8.3333 | 0 | 0 | -28.0492 | 22.4083 | 0 | 0 | -40.5776 | 34.7704 | 0 | -3.4105 | -5.6408 | -5.8072
6 | 8 | 18 | 0 | -13.1562 | 9.6305 | 0 | 0 | -31.4224 | 25.8897 | 0 | 0 | -45.4575 | 40.1669 | 0 | -3.5257 | -5.5327 | -5.2907
6 | 8 | 19 | 0 | -14.5601 | 10.9382 | 0 | 0 | -34.7757 | 29.401 | 0 | 0 | -50.3085 | 45.6108 | 0 | -3.6219 | -5.3747 | -4.6977
6 | 8 | 20 | 0 | -15.2181 | 11.6306 | 0 | 0 | -36.3472 | 31.2613 | 0 | 0 | -52.582 | 48.4963 | 0 | -3.5876 | -5.0859 | -4.0858
6 | 8 | 21 | 0 | -15.8578 | 12.2664 | 0 | 0 | -37.875 | 32.971 | 0 | 0 | -54.7922 | 51.1492 | 0 | -3.5914 | -4.904 | -3.643
6 | 8 | 22 | 0 | -16.5044 | 13.0093 | 0 | 0 | -39.4193 | 34.968 | 0 | 0 | -57.0263 | 54.2473 | 0 | -3.495 | -4.4513 | -2.779
6 | 8 | 23 | 0 | -16.9785 | 13.4789 | 0 | 0 | -40.5518 | 36.2291 | 0 | 0 | -58.6647 | 56.2027 | 0 | -3.4996 | -4.3227 | -2.462
6 | 9 | 0 | 0 | -17.4268 | 14.0498 | 0 | 0 | -41.6225 | 37.7626 | 0 | 0 | -60.2135 | 58.5807 | 0 | -3.377 | -3.8599 | -1.6328
6 | 9 | 1 | 0 | -17.869 | 14.534 | 0 | 0 | -42.6787 | 39.0635 | 0 | 0 | -61.7415 | 60.5984 | 0 | -3.335 | -3.6152 | -1.1432
6 | 9 | 2 | 0 | -13.7546 | 10.2685 | 0 | 0 | -32.8518 | 27.6131 | 0 | 0 | -47.5254 | 42.8474 | 0 | -3.4861 | -5.2387 | -4.678
6 | 9 | 3 | 0 | -9.6423 | 6.5782 | 0 | 0 | -23.0298 | 17.7081 | 0 | 0 | -33.3162 | 27.4933 | 0 | -3.064 | -5.3217 | -5.823
6 | 9 | 4 | 0 | -5.5675 | 3.4194 | 0 | 0 | -13.2976 | 9.2283 | 0 | 0 | -19.237 | 14.3472 | 0 | -2.1481 | -4.0693 | -4.8899
6 | 9 | 5 | 0 | -3.9193 | 2.2813 | 0 | 0 | -9.3609 | 6.1725 | 0 | 0 | -13.5421 | 9.6095 | 0 | -1.638 | -3.1884 | -3.9325
6 | 9 | 6 | 0 | -2.3047 | 1.2486 | 0 | 0 | -5.5046 | 3.3999 | 0 | 0 | -7.9632 | 5.3109 | 0 | -1.0561 | -2.1047 | -2.6524
6 | 9 | 7 | 0 | -0.91379 | 0.51602 | 0 | 0 | -2.1825 | 1.4016 | 0 | 0 | -3.1574 | 2.1865 | 0 | -0.39778 | -0.78093 | -0.97086
6 | 9 | 8 | 0 | -0.81896 | 0.46301 | 0 | 0 | -1.956 | 1.2594 | 0 | 0 | -2.8297 | 1.9663 | 0 | -0.35595 | -0.69656 | -0.8634
6 | 9 | 9 | 0 | -0.74708 | 0.43621 | 0 | 0 | -1.7843 | 1.1872 | 0 | 0 | -2.5813 | 1.854 | 0 | -0.31087 | -0.59714 | -0.72731
6 | 9 | 10 | 0 | -0.72314 | 0.42757 | 0 | 0 | -1.7272 | 1.164 | 0 | 0 | -2.4986 | 1.8181 | 0 | -0.29557 | -0.56313 | -0.68049
6 | 9 | 11 | 0 | -0.99248 | 0.57847 | 0 | 0 | -2.3705 | 1.5758 | 0 | 0 | -3.4292 | 2.462 | 0 | -0.41401 | -0.79467 | -0.96721
6 | 9 | 12 | 0 | -1.5786 | 0.84917 | 0 | 0 | -3.7703 | 2.3214 | 0 | 0 | -5.4543 | 3.6337 | 0 | -0.7294 | -1.4489 | -1.8207
6 | 9 | 13 | 0 | -2.2199 | 1.2239 | 0 | 0 | -5.302 | 3.33 | 0 | 0 | -7.6702 | 5.1995 | 0 | -0.99592 | -1.972 | -2.4706
6 | 9 | 14 | 0 | -4.7265 | 2.8519 | 0 | 0 | -11.2889 | 7.7064 | 0 | 0 | -16.3311 | 11.9892 | 0 | -1.8746 | -3.5825 | -4.342
6 | 9 | 15 | 0 | -7.302 | 4.7253 | 0 | 0 | -17.4402 | 12.7354 | 0 | 0 | -25.23 | 19.7855 | 0 | -2.5767 | -4.7048 | -5.4446
6 | 9 | 16 | 0 | -9.8874 | 6.7991 | 0 | 0 | -23.6153 | 18.3025 | 0 | 0 | -34.1633 | 28.4159 | 0 | -3.0883 | -5.3128 | -5.7474
6 | 9 | 17 | 0 | -11.3203 | 8.0738 | 0 | 0 | -27.0375 | 21.7269 | 0 | 0 | -39.1141 | 33.7267 | 0 | -3.2465 | -5.3106 | -5.3873
6 | 9 | 18 | 0 | -12.7431 | 9.4196 | 0 | 0 | -30.4358 | 25.3424 | 0 | 0 | -44.0302 | 39.3342 | 0 | -3.3235 | -5.0934 | -4.6961
6 | 9 | 19 | 0 | -14.1836 | 10.7984 | 0 | 0 | -33.8764 | 29.0475 | 0 | 0 | -49.0075 | 45.0811 | 0 | -3.3852 | -4.8289 | -3.9264
6 | 9 | 20 | 0 | -15.4525 | 12.0272 | 0 | 0 | -36.9069 | 32.3431 | 0 | 0 | -53.3918 | 50.1877 | 0 | -3.4253 | -4.5638 | -3.2041
6 | 9 | 21 | 0 | -16.7118 | 13.292 | 0 | 0 | -39.9148 | 35.734 | 0 | 0 | -57.743 | 55.4406 | 0 | -3.4198 | -4.1808 | -2.3024
6 | 9 | 22 | 0 | -17.9746 | 14.6332 | 0 | 0 | -42.9308 | 39.3307 | 0 | 0 | -62.1063 | 61.0134 | 0 | -3.3414 | -3.6002 | -1.0928
6 | 9 | 23 | 0 | -18.3026 | 14.9189 | 0 | 0 | -43.7144 | 40.0961 | 0 | 0 | -63.2398 | 62.1989 | 0 | -3.3838 | -3.6182 | -1.0409
6 | 10 | 0 | 0 | -18.5921 | 15.2873 | 0 | 0 | -44.4057 | 41.0837 | 0 | 0 | -64.2399 | 63.7285 | 0 | -3.3048 | -3.322 | -0.51136
6 | 10 | 1 | 0 | -18.8863 | 15.5667 | 0 | 0 | -45.1083 | 41.8321 | 0 | 0 | -65.2563 | 64.8874 | 0 | -3.3196 | -3.2763 | -0.36894
6 | 10 | 2 | 0 | -15.1271 | 11.5924 | 0 | 0 | -36.1298 | 31.1698 | 0 | 0 | -52.2675 | 48.3635 | 0 | -3.5347 | -4.96 | -3.904
6 | 10 | 3 | 0 | -11.3231 | 8.0579 | 0 | 0 | -27.0443 | 21.6857 | 0 | 0 | -39.1238 | 33.6642 | 0 | -3.2652 | -5.3586 | -5.4597
6 | 10 | 4 | 0 | -7.5279 | 5.0086 | 0 | 0 | -17.9799 | 13.5031 | 0 | 0 | -26.0108 | 20.9816 | 0 | -2.5193 | -4.4768 | -5.0291
6 | 10 | 5 | 0 | -6.355 | 4.1207 | 0 | 0 | -15.1783 | 11.1196 | 0 | 0 | -21.9578 | 17.2867 | 0 | -2.2343 | -4.0587 | -4.6711
6 | 10 | 6 | 0 | -5.1554 | 3.2941 | 0 | 0 | -12.3132 | 8.9012 | 0 | 0 | -17.8129 | 13.8481 | 0 | -1.8613 | -3.4119 | -3.9648
6 | 10 | 7 | 0 | -3.9929 | 2.5041 | 0 | 0 | -9.5366 | 6.7805 | 0 | 0 | -13.7963 | 10.5604 | 0 | -1.4888 | -2.7561 | -3.2358
6 | 10 | 8 | 0 | -4.8712 | 3.0913 | 0 | 0 | -11.6343 | 8.3551 | 0 | 0 | -16.8309 | 12.9999 | 0 | -1.7798 | -3.2792 | -3.831
6 | 10 | 9 | 0 | -5.7476 | 3.706 | 0 | 0 | -13.7276 | 10.0031 | 0 | 0 | -19.8591 | 15.5531 | 0 | -2.0416 | -3.7245 | -4.306
6 | 10 | 10 | 0 | -6.6269 | 4.3307 | 0 | 0 | -15.8277 | 11.6781 | 0 | 0 | -22.8973 | 18.148 | 0 | -2.2962 | -4.1496 | -4.7493
6 | 10 | 11 | 0 | -7.4616 | 4.9584 | 0 | 0 | -17.8215 | 13.3623 | 0 | 0 | -25.7817 | 20.7584 | 0 | -2.5033 | -4.4592 | -5.0233
6 | 10 | 12 | 0 | -8.2724 | 5.5869 | 0 | 0 | -19.7579 | 15.0481 | 0 | 0 | -28.583 | 23.3704 | 0 | -2.6855 | -4.7099 | -5.2126
6 | 10 | 13 | 0 | -9.1041 | 6.2435 | 0 | 0 | -21.7443 | 16.8094 | 0 | 0 | -31.4566 | 26.1 | 0 | -2.8606 | -4.9349 | -5.3566
6 | 10 | 14 | 0 | -10.8454 | 7.7018 | 0 | 0 | -25.9033 | 20.723 | 0 | 0 | -37.4732 | 32.1662 | 0 | -3.1436 | -5.1802 | -5.307
6 | 10 | 15 | 0 | -12.6391 | 9.2964 | 0 | 0 | -30.1874 | 25.0018 | 0 | 0 | -43.6709 | 38.7978 | 0 | -3.3427 | -5.1856 | -4.8731
6 | 10 | 16 | 0 | -14.4293 | 10.995 | 0 | 0 | -34.4633 | 29.5596 | 0 | 0 | -49.8566 | 45.8619 | 0 | -3.4343 | -4.9037 | -3.9947
6 | 10 | 17 | 0 | -15.6345 | 12.2233 | 0 | 0 | -37.3417 | 32.8579 | 0 | 0 | -54.0207 | 50.9759 | 0 | -3.4112 | -4.4838 | -3.0448
6 | 10 | 18 | 0 | -16.8774 | 13.4651 | 0 | 0 | -40.3103 | 36.1922 | 0 | 0 | -58.3152 | 56.1457 | 0 | -3.4123 | -4.118 | -2.1695
6 | 10 | 19 | 0 | -18.0757 | 14.8035 | 0 | 0 | -43.1722 | 39.7858 | 0 | 0 | -62.4555 | 61.7173 | 0 | -3.2722 | -3.3864 | -0.73819
6 | 10 | 20 | 0 | -18.7551 | 15.5246 | 0 | 0 | -44.795 | 41.7187 | 0 | 0 | -64.8031 | 64.7114 | 0 | -3.2305 | -3.0763 | -0.091719
6 | 10 | 21 | 0 | -19.4274 | 16.288 | 0 | 0 | -46.4007 | 43.7666 | 0 | 0 | -67.126 | 67.8849 | 0 | -3.1394 | -2.6341 | 0.75892
6 | 10 | 22 | 0 | -20.1096 | 17.0887 | 0 | 0 | -48.0301 | 45.9128 | 0 | 0 | -69.4831 | 71.2093 | 0 | -3.0208 | -2.1173 | 1.7262
6 | 10 | 23 | 0 | -20.3368 | 17.2763 | 0 | 0 | -48.5728 | 46.4151 | 0 | 0 | -70.2683 | 71.9871 | 0 | -3.0605 | -2.1577 | 1.7188
6 | 11 | 0 | 0 | -20.5815 | 17.6038 | 0 | 0 | -49.1572 | 47.2895 | 0 | 0 | -71.1137 | 73.3386 | 0 | -2.9777 | -1.8677 | 2.2249
6 | 11 | 1 | 0 | -20.8103 | 17.763 | 0 | 0 | -49.7036 | 47.7148 | 0 | 0 | -71.9041 | 73.9962 | 0 | -3.0473 | -1.9888 | 2.092
6 | 11 | 2 | 0 | -19.2702 | 15.9513 | 0 | 0 | -46.0252 | 42.8502 | 0 | 0 | -66.5827 | 66.4538 | 0 | -3.3189 | -3.175 | -0.12891
6 | 11 | 3 | 0 | -17.7215 | 14.2481 | 0 | 0 | -42.3264 | 38.2781 | 0 | 0 | -61.2318 | 59.3661 | 0 | -3.4735 | -4.0482 | -1.8657
6 | 11 | 4 | 0 | -16.1883 | 12.5902 | 0 | 0 | -38.6645 | 33.8269 | 0 | 0 | -55.9343 | 52.4648 | 0 | -3.5981 | -4.8376 | -3.4695
6 | 11 | 5 | 0 | -15.1459 | 11.5778 | 0 | 0 | -36.1748 | 31.1122 | 0 | 0 | -52.3325 | 48.2589 | 0 | -3.5681 | -5.0625 | -4.0736
6 | 11 | 6 | 0 | -14.1473 | 10.6022 | 0 | 0 | -33.7896 | 28.4958 | 0 | 0 | -48.8821 | 44.2047 | 0 | -3.5451 | -5.2939 | -4.6774
6 | 11 | 7 | 0 | -13.1064 | 9.6234 | 0 | 0 | -31.3037 | 25.8696 | 0 | 0 | -45.2857 | 40.1347 | 0 | -3.4831 | -5.4341 | -5.151
6 | 11 | 8 | 0 | -12.9912 | 9.5612 | 0 | 0 | -31.0285 | 25.7039 | 0 | 0 | -44.8876 | 39.8789 | 0 | -3.43 | -5.3246 | -5.0087
6 | 11 | 9 | 0 | -12.9153 | 9.4386 | 0 | 0 | -30.847 | 25.3762 | 0 | 0 | -44.6252 | 39.3721 | 0 | -3.4766 | -5.4708 | -5.2531
6 | 11 | 10 | 0 | -12.8024 | 9.3616 | 0 | 0 | -30.5774 | 25.1704 | 0 | 0 | -44.2351 | 39.0539 | 0 | -3.4408 | -5.407 | -5.1813
6 | 11 | 11 | 0 | -13.24 | 9.7807 | 0 | 0 | -31.6226 | 26.2948 | 0 | 0 | -45.747 | 40.7964 | 0 | -3.4593 | -5.3277 | -4.9506
6 | 11 | 12 | 0 | -13.7312 | 10.282 | 0 | 0 | -32.7959 | 27.641 | 0 | 0 | -47.4444 | 42.8836 | 0 | -3.4492 | -5.1549 | -4.5608
6 | 11 | 13 | 0 | -14.1739 | 10.6743 | 0 | 0 | -33.8533 | 28.6952 | 0 | 0 | -48.9742 | 44.5191 | 0 | -3.4997 | -5.1581 | -4.4551
6 | 11 | 14 | -0.095812 | -15.5297 | 12.0491 | 0.033793 | -0.28427 | -37.0914 | 32.3819 | 0.10026 | -0.47904 | -53.6587 | 50.231 | 0.17042 | -3.5426 | -4.8936 | -3.7363
6 | 11 | 15 | -0.11664 | -16.8322 | 13.3816 | 0.042367 | -0.34607 | -40.2024 | 35.9559 | 0.1257 | -0.58318 | -58.1592 | 55.7692 | 0.21365 | -3.5249 | -4.4668 | -2.7595
6 | 11 | 16 | -0.13886 | -18.1921 | 14.7779 | 0.051171 | -0.41199 | -43.4503 | 39.6997 | 0.15182 | -0.69426 | -62.8577 | 61.5693 | 0.25805 | -3.5019 | -4.0107 | -1.7246
6 | 11 | 17 | -0.14164 | -18.8589 | 15.5615 | 0.052946 | -0.42023 | -45.0429 | 41.8017 | 0.15709 | -0.70815 | -65.1618 | 64.8267 | 0.267 | -3.3861 | -3.5044 | -0.7762
6 | 11 | 18 | -0.1458 | -19.5357 | 16.3184 | 0.054503 | -0.43259 | -46.6595 | 43.8309 | 0.16171 | -0.72898 | -67.5004 | 67.9701 | 0.27486 | -3.3086 | -3.0995 | 0.015592
6 | 11 | 19 | -0.14858 | -20.1941 | 17.1309 | 0.055541 | -0.44083 | -48.2319 | 46.011 | 0.16479 | -0.74286 | -69.7751 | 71.349 | 0.28009 | -3.1562 | -2.4969 | 1.1112
6 | 11 | 20 | -0.16246 | -20.6701 | 17.6277 | 0.061596 | -0.48203 | -49.3689 | 47.345 | 0.18275 | -0.81229 | -71.42 | 73.4173 | 0.31062 | -3.1433 | -2.3232 | 1.4957
6 | 11 | 21 | -0.17635 | -21.1574 | 18.2194 | 0.0678 | -0.52323 | -50.5327 | 48.936 | 0.20116 | -0.88171 | -73.1036 | 75.8861 | 0.34191 | -3.0466 | -1.9188 | 2.2427
6 | 11 | 22 | -0.19024 | -21.6282 | 18.91 | 0.074155 | -0.56443 | -51.6571 | 50.7928 | 0.22002 | -0.95114 | -74.7302 | 78.767 | 0.37396 | -2.8342 | -1.2087 | 3.4595
6 | 11 | 23 | -0.18746 | -21.9146 | 19.2409 | 0.073072 | -0.55619 | -52.3412 | 51.6801 | 0.2168 | -0.93726 | -75.7199 | 80.1417 | 0.3685 | -2.7881 | -1.0005 | 3.853
6 | 12 | 0 | -0.18468 | -22.2529 | 19.6481 | 0.07199 | -0.54795 | -53.1491 | 52.7733 | 0.21359 | -0.92337 | -76.8887 | 81.8367 | 0.36304 | -2.7175 | -0.71017 | 4.3877
6 | 12 | 1 | -0.1819 | -22.5851 | 20.0243 | 0.070907 | -0.53971 | -53.9426 | 53.7845 | 0.21038 | -0.90949 | -78.0365 | 83.4052 | 0.35758 | -2.6717 | -0.48739 | 4.8168
6 | 12 | 2 | -0.13886 | -18.9789 | 15.7585 | 0.051171 | -0.41199 | -45.3295 | 42.3422 | 0.15182 | -0.69426 | -65.5763 | 65.6742 | 0.25805 | -3.308 | -3.2474 | -0.33831
6 | 12 | 3 | -0.095812 | -15.3964 | 11.9992 | 0.033793 | -0.28427 | -36.7732 | 32.2585 | 0.10026 | -0.47904 | -53.1982 | 50.0485 | 0.17042 | -3.4593 | -4.6987 | -3.4583
6 | 12 | 4 | -0.052766 | -11.7787 | 8.5818 | 0.017786 | -0.15656 | -28.1324 | 23.0931 | 0.052771 | -0.26382 | -40.698 | 35.8467 | 0.089695 | -3.2318 | -5.1431 | -5.0254
6 | 12 | 5 | -0.022217 | -9.4275 | 6.5789 | 0.0072604 | -0.065919 | -22.5169 | 17.7194 | 0.021542 | -0.11108 | -32.5742 | 27.5186 | 0.036614 | -2.8636 | -4.8419 | -5.1301
6 | 12 | 6 | 0 | -7.0649 | 4.7371 | 0 | 0 | -16.8739 | 12.7775 | 0 | 0 | -24.4108 | 19.8594 | 0 | -2.3278 | -4.0964 | -4.5514
6 | 12 | 7 | 0 | -4.6707 | 3.0341 | 0 | 0 | -11.1555 | 8.2071 | 0 | 0 | -16.1382 | 12.7751 | 0 | -1.6366 | -2.9484 | -3.3631
6 | 12 | 8 | 0 | -3.8481 | 2.4811 | 0 | 0 | -9.1909 | 6.7158 | 0 | 0 | -13.2961 | 10.4575 | 0 | -1.367 | -2.4751 | -2.8386
6 | 12 | 9 | 0 | -3.1062 | 1.9967 | 0 | 0 | -7.4189 | 5.4127 | 0 | 0 | -10.7327 | 8.435 | 0 | -1.1095 | -2.0063 | -2.2977
6 | 12 | 10 | 0 | -2.4824 | 1.5872 | 0 | 0 | -5.9289 | 4.3134 | 0 | 0 | -8.5771 | 6.7307 | 0 | -0.89511 | -1.6155 | -1.8464
6 | 12 | 11 | 0 | -2.7801 | 1.7691 | 0 | 0 | -6.6401 | 4.8013 | 0 | 0 | -9.6059 | 7.4869 | 0 | -1.011 | -1.8388 | -2.119
6 | 12 | 12 | 0 | -3.1195 | 1.9892 | 0 | 0 | -7.4507 | 5.3923 | 0 | 0 | -10.7786 | 8.4031 | 0 | -1.1303 | -2.0584 | -2.3755
6 | 12 | 13 | 0 | -3.4225 | 2.194 | 0 | 0 | -8.1744 | 5.9426 | 0 | 0 | -11.8256 | 9.257 | 0 | -1.2286 | -2.2318 | -2.5686
6 | 12 | 14 | 0 | -5.8731 | 3.7817 | 0 | 0 | -14.0274 | 10.208 | 0 | 0 | -20.2928 | 15.8718 | 0 | -2.0913 | -3.8194 | -4.421
6 | 12 | 15 | 0 | -8.499 | 5.7016 | 0 | 0 | -20.2991 | 15.3562 | 0 | 0 | -29.3659 | 23.8484 | 0 | -2.7974 | -4.943 | -5.5176
6 | 12 | 16 | 0 | -11.1267 | 7.883 | 0 | 0 | -26.5753 | 21.2058 | 0 | 0 | -38.4454 | 32.9115 | 0 | -3.2437 | -5.3695 | -5.534
6 | 12 | 17 | 0 | -12.3795 | 8.9499 | 0 | 0 | -29.5674 | 24.0701 | 0 | 0 | -42.7739 | 37.3522 | 0 | -3.4296 | -5.4972 | -5.4216
6 | 12 | 18 | 0 | -13.6762 | 10.1848 | 0 | 0 | -32.6645 | 27.3848 | 0 | 0 | -47.2544 | 42.4903 | 0 | -3.4914 | -5.2798 | -4.7641
6 | 12 | 19 | 0 | -14.9316 | 11.4607 | 0 | 0 | -35.6628 | 30.8099 | 0 | 0 | -51.5919 | 47.8003 | 0 | -3.4708 | -4.8528 | -3.7915
6 | 12 | 20 | 0 | -15.0357 | 11.5302 | 0 | 0 | -35.9115 | 30.9973 | 0 | 0 | -51.9517 | 48.0916 | 0 | -3.5055 | -4.9142 | -3.8601
6 | 12 | 21 | 0 | -15.1424 | 11.6134 | 0 | 0 | -36.1665 | 31.2215 | 0 | 0 | -52.3205 | 48.4399 | 0 | -3.529 | -4.9449 | -3.8807
6 | 12 | 22 | 0 | -15.3003 | 11.7525 | 0 | 0 | -36.5435 | 31.5965 | 0 | 0 | -52.8659 | 49.0223 | 0 | -3.5477 | -4.947 | -3.8436
6 | 12 | 23 | 0 | -15.0847 | 11.5586 | 0 | 0 | -36.0287 | 31.075 | 0 | 0 | -52.1212 | 48.2134 | 0 | -3.5262 | -4.9536 | -3.9078
6 | 13 | 0 | 0 | -14.8765 | 11.3684 | 0 | 0 | -35.5312 | 30.5629 | 0 | 0 | -51.4015 | 47.4182 | 0 | -3.5081 | -4.9683 | -3.9833
6 | 13 | 1 | 0 | -14.6697 | 11.1899 | 0 | 0 | -35.0373 | 30.0843 | 0 | 0 | -50.6871 | 46.6765 | 0 | -3.4798 | -4.9531 | -4.0105
6 | 13 | 2 | 0 | -12.1141 | 8.6934 | 0 | 0 | -28.9335 | 23.3859 | 0 | 0 | -41.8568 | 36.2951 | 0 | -3.4207 | -5.5476 | -5.5617
6 | 13 | 3 | 0 | -9.5569 | 6.4877 | 0 | 0 | -22.8258 | 17.4675 | 0 | 0 | -33.0212 | 27.1223 | 0 | -3.0692 | -5.3583 | -5.8989
6 | 13 | 4 | 0 | -6.9615 | 4.4668 | 0 | 0 | -16.6269 | 12.0452 | 0 | 0 | -24.0534 | 18.7187 | 0 | -2.4947 | -4.5816 | -5.3348
6 | 13 | 5 | 0 | -4.1016 | 2.4856 | 0 | 0 | -9.7963 | 6.7254 | 0 | 0 | -14.1719 | 10.4704 | 0 | -1.6159 | -3.0708 | -3.7015
6 | 13 | 6 | 0 | -1.6694 | 0.96683 | 0 | 0 | -3.9871 | 2.6424 | 0 | 0 | -5.768 | 4.1356 | 0 | -0.70253 | -1.3448 | -1.6324
6 | 13 | 7 | 0 | -0.67926 | 0.44373 | 0 | 0 | -1.6224 | 1.2131 | 0 | 0 | -2.347 | 1.8989 | 0 | -0.23553 | -0.40926 | -0.44806
6 | 13 | 8 | 0 | -0.5345 | 0.34506 | 0 | 0 | -1.2766 | 0.94301 | 0 | 0 | -1.8468 | 1.4759 | 0 | -0.18944 | -0.3336 | -0.37094
6 | 13 | 9 | 0 | -0.44054 | 0.2797 | 0 | 0 | -1.0522 | 0.76538 | 0 | 0 | -1.5222 | 1.1987 | 0 | -0.16084 | -0.28681 | -0.32346
6 | 13 | 10 | 0 | -0.36194 | 0.22737 | 0 | 0 | -0.86447 | 0.62366 | 0 | 0 | -1.2506 | 0.97795 | 0 | -0.13457 | -0.24081 | -0.27264
6 | 13 | 11 | 0 | -0.44888 | 0.29758 | 0 | 0 | -1.0721 | 0.81379 | 0 | 0 | -1.551 | 1.2741 | 0 | -0.15131 | -0.25833 | -0.27689
6 | 13 | 12 | 0 | -0.55309 | 0.37742 | 0 | 0 | -1.321 | 1.0301 | 0 | 0 | -1.9111 | 1.611 | 0 | -0.17567 | -0.29094 | -0.30003
6 | 13 | 13 | 0 | -0.65361 | 0.46023 | 0 | 0 | -1.5611 | 1.255 | 0 | 0 | -2.2584 | 1.9618 | 0 | -0.19339 | -0.30615 | -0.29659
6 | 13 | 14 | 0 | -1.3589 | 0.9874 | 0 | 0 | -3.2455 | 2.6813 | 0 | 0 | -4.6952 | 4.1824 | 0 | -0.37146 | -0.56422 | -0.51281
6 | 13 | 15 | -0.0083315 | -2.7061 | 1.8874 | 0.0026802 | -0.02472 | -6.4634 | 5.1198 | 0.0079521 | -0.041656 | -9.3503 | 7.9813 | 0.013516 | -0.82435 | -1.3604 | -1.3972
6 | 13 | 16 | -0.0486 | -5.839 | 3.9664 | 0.016382 | -0.1442 | -13.946 | 10.7079 | 0.048605 | -0.24299 | -20.175 | 16.6505 | 0.082613 | -1.9048 | -3.3336 | -3.6849
6 | 13 | 17 | -0.062486 | -7.7868 | 5.3876 | 0.021387 | -0.1854 | -18.5981 | 14.5306 | 0.063454 | -0.31242 | -26.9051 | 22.5828 | 0.10785 | -2.4403 | -4.1895 | -4.5269
6 | 13 | 18 | -0.074984 | -9.7179 | 6.9967 | 0.026054 | -0.22248 | -23.2105 | 18.8604 | 0.077303 | -0.3749 | -33.5777 | 29.3037 | 0.13139 | -2.7702 | -4.4953 | -4.5175
6 | 13 | 19 | -0.088869 | -11.6764 | 8.7768 | 0.031344 | -0.26367 | -27.8881 | 23.6512 | 0.092998 | -0.44433 | -40.3445 | 36.741 | 0.15807 | -2.9571 | -4.4075 | -3.8897
6 | 13 | 20 | -0.091647 | -12.0085 | 9.0564 | 0.032324 | -0.27191 | -28.6812 | 24.3988 | 0.095904 | -0.45821 | -41.492 | 37.8974 | 0.16301 | -3.0114 | -4.4585 | -3.8897
6 | 13 | 21 | -0.095812 | -12.3462 | 9.3397 | 0.033793 | -0.28427 | -29.4879 | 25.1562 | 0.10026 | -0.47904 | -42.6589 | 39.0689 | 0.17042 | -3.0685 | -4.5157 | -3.8986
6 | 13 | 22 | -0.099978 | -12.7232 | 9.6623 | 0.035787 | -0.29663 | -30.3884 | 26.0201 | 0.10618 | -0.49987 | -43.9616 | 40.4064 | 0.18047 | -3.1251 | -4.5588 | -3.8746
6 | 13 | 23 | -0.097201 | -13.1708 | 10.0677 | 0.034283 | -0.28839 | -31.4574 | 27.1039 | 0.10172 | -0.48598 | -45.5082 | 42.0829 | 0.17289 | -3.166 | -4.5402 | -3.7384
6 | 14 | 0 | -0.094424 | -13.5793 | 10.4354 | 0.033303 | -0.28015 | -32.4331 | 28.0866 | 0.09881 | -0.4721 | -46.9196 | 43.6028 | 0.16795 | -3.205 | -4.5278 | -3.621
6 | 14 | 1 | -0.090258 | -14.0385 | 10.7878 | 0.031834 | -0.26779 | -33.5298 | 29.0291 | 0.094451 | -0.45127 | -48.5062 | 45.0611 | 0.16054 | -3.3091 | -4.674 | -3.7358
6 | 14 | 2 | -0.083315 | -13.5952 | 10.3707 | 0.028949 | -0.24719 | -32.4711 | 27.9064 | 0.085892 | -0.41656 | -46.9746 | 43.318 | 0.14599 | -3.2789 | -4.726 | -3.9272
6 | 14 | 3 | -0.074984 | -13.1795 | 9.9884 | 0.026054 | -0.22248 | -31.4781 | 26.8774 | 0.077303 | -0.3749 | -45.5381 | 41.7206 | 0.13139 | -3.24 | -4.7459 | -4.061
6 | 14 | 4 | -0.066652 | -12.7394 | 9.6502 | 0.022812 | -0.19776 | -30.4269 | 25.9674 | 0.067684 | -0.33325 | -44.0174 | 40.3079 | 0.11504 | -3.133 | -4.5896 | -3.9277
6 | 14 | 5 | -0.068041 | -12.0176 | 9.0263 | 0.023288 | -0.20188 | -28.7031 | 24.2935 | 0.069094 | -0.34019 | -41.5236 | 37.7137 | 0.11744 | -3.0361 | -4.5424 | -4.0327
6 | 14 | 6 | -0.070818 | -11.3701 | 8.5548 | 0.024607 | -0.21012 | -27.1565 | 23.0248 | 0.073008 | -0.35407 | -39.2862 | 35.7445 | 0.12409 | -2.8615 | -4.2688 | -3.7717
6 | 14 | 7 | -0.072206 | -10.7432 | 8.0884 | 0.025089 | -0.21424 | -25.6593 | 21.7685 | 0.07444 | -0.36102 | -37.1202 | 33.7932 | 0.12652 | -2.7019 | -4.0306 | -3.5614
6 | 14 | 8 | -0.072206 | -10.5339 | 7.9565 | 0.025089 | -0.21424 | -25.1593 | 21.4158 | 0.07444 | -0.36102 | -36.397 | 33.2476 | 0.12652 | -2.6245 | -3.8833 | -3.3838
6 | 14 | 9 | -0.073595 | -10.3242 | 7.7661 | 0.025572 | -0.21836 | -24.6584 | 20.9065 | 0.075871 | -0.36796 | -35.6724 | 32.4597 | 0.12896 | -2.6061 | -3.8944 | -3.4516
6 | 14 | 10 | -0.074984 | -10.1143 | 7.6459 | 0.026054 | -0.22248 | -24.1573 | 20.5852 | 0.077303 | -0.3749 | -34.9473 | 31.9629 | 0.13139 | -2.5174 | -3.7172 | -3.228
6 | 14 | 11 | -0.068041 | -10.3739 | 7.7411 | 0.023288 | -0.20188 | -24.7773 | 20.8431 | 0.069094 | -0.34019 | -35.8443 | 32.3644 | 0.11744 | -2.6776 | -4.067 | -3.7027
6 | 14 | 12 | -0.059709 | -10.6276 | 7.9363 | 0.020436 | -0.17716 | -25.3831 | 21.3652 | 0.060633 | -0.29853 | -36.7207 | 33.1723 | 0.10306 | -2.7306 | -4.1344 | -3.7439
6 | 14 | 13 | -0.052766 | -10.9473 | 8.1103 | 0.017786 | -0.15656 | -26.1466 | 21.8305 | 0.052771 | -0.26382 | -37.8252 | 33.8922 | 0.089695 | -2.8719 | -4.4199 | -4.1072
6 | 14 | 14 | -0.058321 | -11.8937 | 8.8529 | 0.019961 | -0.17304 | -28.407 | 23.8224 | 0.059223 | -0.29159 | -41.0953 | 36.9788 | 0.10066 | -3.0791 | -4.6984 | -4.3074
6 | 14 | 15 | -0.063875 | -12.8495 | 9.6976 | 0.021862 | -0.18952 | -30.6901 | 26.089 | 0.064864 | -0.31936 | -44.3981 | 40.4917 | 0.11025 | -3.194 | -4.7258 | -4.1154
6 | 14 | 16 | -0.070818 | -13.8674 | 10.5786 | 0.024607 | -0.21012 | -33.1211 | 28.4514 | 0.073008 | -0.35407 | -47.915 | 44.1517 | 0.12409 | -3.335 | -4.8069 | -3.9932
6 | 14 | 17 | -0.070818 | -14.6973 | 11.2971 | 0.024607 | -0.21012 | -35.1033 | 30.3778 | 0.073008 | -0.35407 | -50.7825 | 47.1365 | 0.12409 | -3.4464 | -4.8626 | -3.876
6 | 14 | 18 | -0.070818 | -15.518 | 12.1313 | 0.024607 | -0.21012 | -37.0635 | 32.6139 | 0.073008 | -0.35407 | -53.6182 | 50.6002 | 0.12409 | -3.4329 | -4.5867 | -3.248
6 | 14 | 19 | -0.072206 | -16.3899 | 13.0312 | 0.025089 | -0.21424 | -39.146 | 35.0252 | 0.07444 | -0.36102 | -56.6309 | 54.3348 | 0.12652 | -3.4059 | -4.2606 | -2.5306
6 | 14 | 20 | -0.073595 | -17.134 | 13.7779 | 0.025572 | -0.21836 | -40.9232 | 37.0259 | 0.075871 | -0.36796 | -59.2018 | 57.4331 | 0.12896 | -3.4041 | -4.0397 | -2.0078
6 | 14 | 21 | -0.074984 | -17.8623 | 14.4507 | 0.026054 | -0.22248 | -42.6627 | 38.8284 | 0.077303 | -0.3749 | -61.7184 | 60.2243 | 0.13139 | -3.4605 | -3.9795 | -1.7376
6 | 14 | 22 | 0 | -18.6018 | 15.2476 | 0 | 0 | -44.4289 | 40.9632 | 0 | 0 | -64.2735 | 63.5303 | 0 | -3.3542 | -3.4657 | -0.74319
6 | 14 | 23 | 0 | -18.9313 | 15.6272 | 0 | 0 | -45.2158 | 41.9782 | 0 | 0 | -65.4118 | 65.1003 | 0 | -3.3041 | -3.2376 | -0.31148
6 | 15 | 0 | 0 | -19.2978 | 15.9429 | 0 | 0 | -46.0911 | 42.8248 | 0 | 0 | -66.6781 | 66.4121 | 0 | -3.3548 | -3.2663 | -0.26602
6 | 15 | 1 | 0 | -19.6316 | 16.3476 | 0 | 0 | -46.8886 | 43.9079 | 0 | 0 | -67.8318 | 68.0883 | 0 | -3.284 | -2.9807 | 0.25649
6 | 15 | 2 | 0 | -19.0069 | 15.6246 | 0 | 0 | -45.3964 | 41.9671 | 0 | 0 | -65.6731 | 65.0795 | 0 | -3.3823 | -3.4294 | -0.59361
6 | 15 | 3 | 0 | -18.3494 | 14.9358 | 0 | 0 | -43.8259 | 40.1183 | 0 | 0 | -63.4012 | 62.2138 | 0 | -3.4135 | -3.7076 | -1.1874
6 | 15 | 4 | 0 | -17.7275 | 14.2106 | 0 | 0 | -42.3408 | 38.1733 | 0 | 0 | -61.2527 | 59.1999 | 0 | -3.517 | -4.1675 | -2.0528
6 | 15 | 5 | 0 | -16.0047 | 12.4018 | 0 | 0 | -38.2259 | 33.3156 | 0 | 0 | -55.2999 | 51.6675 | 0 | -3.6029 | -4.9104 | -3.6324
6 | 15 | 6 | 0 | -14.2444 | 10.5926 | 0 | 0 | -34.0216 | 28.4589 | 0 | 0 | -49.2177 | 44.1384 | 0 | -3.6518 | -5.5627 | -5.0793
6 | 15 | 7 | 0 | -12.5296 | 8.9285 | 0 | 0 | -29.9259 | 23.9908 | 0 | 0 | -43.2925 | 37.211 | 0 | -3.601 | -5.935 | -6.0815
6 | 15 | 8 | 0 | -9.8864 | 6.6892 | 0 | 0 | -23.6128 | 17.9859 | 0 | 0 | -34.1597 | 27.9072 | 0 | -3.1972 | -5.6269 | -6.2525
6 | 15 | 9 | 0 | -7.2471 | 4.5915 | 0 | 0 | -17.309 | 12.3601 | 0 | 0 | -25.0403 | 19.1903 | 0 | -2.6556 | -4.9489 | -5.85
6 | 15 | 10 | 0 | -4.6144 | 2.7507 | 0 | 0 | -11.0212 | 7.4236 | 0 | 0 | -15.9438 | 11.5415 | 0 | -1.8637 | -3.5976 | -4.4023
6 | 15 | 11 | 0 | -4.1359 | 2.4349 | 0 | 0 | -9.8782 | 6.5778 | 0 | 0 | -14.2903 | 10.2321 | 0 | -1.701 | -3.3003 | -4.0582
6 | 15 | 12 | 0 | -3.671 | 2.1426 | 0 | 0 | -8.7679 | 5.7939 | 0 | 0 | -12.6841 | 9.0172 | 0 | -1.5283 | -2.974 | -3.6669
6 | 15 | 13 | 0 | -3.2133 | 1.875 | 0 | 0 | -7.6748 | 5.0768 | 0 | 0 | -11.1028 | 7.9068 | 0 | -1.3383 | -2.598 | -3.196
6 | 15 | 14 | 0 | -5.7223 | 3.5597 | 0 | 0 | -13.6673 | 9.6009 | 0 | 0 | -19.772 | 14.9216 | 0 | -2.1626 | -4.0664 | -4.8504
6 | 15 | 15 | 0 | -8.1966 | 5.4206 | 0 | 0 | -19.5768 | 14.5946 | 0 | 0 | -28.321 | 22.6615 | 0 | -2.776 | -4.9823 | -5.6596
6 | 15 | 16 | 0 | -10.7263 | 7.5198 | 0 | 0 | -25.6188 | 20.229 | 0 | 0 | -37.0617 | 31.3956 | 0 | -3.2064 | -5.3898 | -5.6661
6 | 15 | 17 | 0 | -12.3418 | 8.9436 | 0 | 0 | -29.4774 | 24.0527 | 0 | 0 | -42.6437 | 37.3248 | 0 | -3.3982 | -5.4247 | -5.3189
6 | 15 | 18 | 0 | -14.0102 | 10.5261 | 0 | 0 | -33.4623 | 28.3007 | 0 | 0 | -48.4086 | 43.9101 | 0 | -3.4842 | -5.1617 | -4.4984
6 | 15 | 19 | 0 | -15.6355 | 12.1295 | 0 | 0 | -37.3442 | 32.6071 | 0 | 0 | -54.0243 | 50.5879 | 0 | -3.506 | -4.7371 | -3.4364
6 | 15 | 20 | 0 | -16.1754 | 12.732 | 0 | 0 | -38.6337 | 34.2269 | 0 | 0 | -55.8897 | 53.101 | 0 | -3.4434 | -4.4068 | -2.7888
6 | 15 | 21 | 0 | -16.7172 | 13.3262 | 0 | 0 | -39.9277 | 35.8246 | 0 | 0 | -57.7618 | 55.5801 | 0 | -3.391 | -4.1031 | -2.1816
6 | 15 | 22 | 0 | -17.2547 | 13.9447 | 0 | 0 | -41.2115 | 37.4865 | 0 | 0 | -59.6189 | 58.1577 | 0 | -3.31 | -3.725 | -1.4612
6 | 15 | 23 | 0 | -17.2789 | 13.9467 | 0 | 0 | -41.2693 | 37.4923 | 0 | 0 | -59.7026 | 58.1671 | 0 | -3.3322 | -3.777 | -1.5354
6 | 16 | 0 | 0 | -17.3464 | 14.0058 | 0 | 0 | -41.4305 | 37.6512 | 0 | 0 | -59.9357 | 58.4138 | 0 | -3.3406 | -3.7792 | -1.522
6 | 16 | 1 | 0 | -17.3624 | 13.9991 | 0 | 0 | -41.4687 | 37.6327 | 0 | 0 | -59.991 | 58.3846 | 0 | -3.3633 | -3.836 | -1.6065
6 | 16 | 2 | 0 | -12.9249 | 9.4845 | 0 | 0 | -30.87 | 25.5176 | 0 | 0 | -44.6583 | 39.6064 | 0 | -3.4404 | -5.3524 | -5.0519
6 | 16 | 3 | 0 | -8.5291 | 5.7081 | 0 | 0 | -20.371 | 15.3818 | 0 | 0 | -29.4699 | 23.8948 | 0 | -2.821 | -4.9892 | -5.5751
6 | 16 | 4 | 0 | -4.0795 | 2.4626 | 0 | 0 | -9.7436 | 6.671 | 0 | 0 | -14.0957 | 10.3923 | 0 | -1.617 | -3.0726 | -3.7034
6 | 16 | 5 | 0 | -2.1381 | 1.1956 | 0 | 0 | -5.1068 | 3.26 | 0 | 0 | -7.3878 | 5.0961 | 0 | -0.94257 | -1.8468 | -2.2917
6 | 16 | 6 | 0 | -0.43515 | 0.23964 | 0 | 0 | -1.0393 | 0.66065 | 0 | 0 | -1.5035 | 1.0387 | 0 | -0.19551 | -0.37867 | -0.46487
6 | 16 | 7 | 0 | -0.10737 | 0.045438 | 0 | 0 | -0.25645 | 0.12665 | 0 | 0 | -0.37099 | 0.20024 | 0 | -0.061933 | -0.1298 | -0.17075
6 | 16 | 8 | 0 | -0.012454 | 0.0051797 | 0 | 0 | -0.029747 | 0.014656 | 0 | 0 | -0.043033 | 0.023348 | 0 | -0.0072748 | -0.015091 | -0.019685
6 | 16 | 9 | 0 | 0 | 0.0012092 | 0 | 0 | 0 | 0.0034214 | 0 | 0 | 0 | 0.0054506 | 0 | 0.0012092 | 0.0034214 | 0.0054506
6 | 16 | 10 | 0 | 0 | 0.00075575 | 0 | 0 | 0 | 0.0021384 | 0 | 0 | 0 | 0.0034067 | 0 | 0.00075575 | 0.0021384 | 0.0034067
6 | 16 | 11 | 0 | 0 | 0.0020008 | 0 | 0 | 0 | 0.0056613 | 0 | 0 | 0 | 0.0090191 | 0 | 0.0020008 | 0.0056613 | 0.0090191
6 | 16 | 12 | 0 | 0 | 0.003291 | 0 | 0 | 0 | 0.0093116 | 0 | 0 | 0 | 0.014834 | 0 | 0.003291 | 0.0093116 | 0.014834
6 | 16 | 13 | 0 | 0 | 0.0043879 | 0 | 0 | 0 | 0.012416 | 0 | 0 | 0 | 0.019779 | 0 | 0.0043879 | 0.012416 | 0.019779
6 | 16 | 14 | 0 | -0.37034 | 0.23987 | 0 | 0 | -0.88453 | 0.65929 | 0 | 0 | -1.2796 | 1.0349 | 0 | -0.13047 | -0.22524 | -0.2447
6 | 16 | 15 | 0 | -2.479 | 1.4505 | 0 | 0 | -5.9209 | 3.938 | 0 | 0 | -8.5656 | 6.1418 | 0 | -1.0285 | -1.983 | -2.4238
6 | 16 | 16 | 0 | -5.4177 | 3.4269 | 0 | 0 | -12.9398 | 9.2517 | 0 | 0 | -18.7195 | 14.3864 | 0 | -1.9909 | -3.6881 | -4.3331
6 | 16 | 17 | 0 | -6.8417 | 4.4645 | 0 | 0 | -16.3408 | 12.0411 | 0 | 0 | -23.6396 | 18.7139 | 0 | -2.3772 | -4.2997 | -4.9257
6 | 16 | 18 | 0 | -8.2357 | 5.5622 | 0 | 0 | -19.6704 | 14.9918 | 0 | 0 | -28.4563 | 23.2917 | 0 | -2.6736 | -4.6786 | -5.1646
6 | 16 | 19 | 0 | -9.6511 | 6.7944 | 0 | 0 | -23.0508 | 18.3046 | 0 | 0 | -33.3466 | 28.4314 | 0 | -2.8567 | -4.7462 | -4.9152
6 | 16 | 20 | 0 | -10.6132 | 7.6373 | 0 | 0 | -25.3487 | 20.5713 | 0 | 0 | -36.6709 | 31.9489 | 0 | -2.9759 | -4.7774 | -4.722
6 | 16 | 21 | 0 | -11.6218 | 8.5628 | 0 | 0 | -27.7577 | 23.0608 | 0 | 0 | -40.156 | 35.8123 | 0 | -3.059 | -4.6969 | -4.3436
6 | 16 | 22 | 0 | -12.5799 | 9.4835 | 0 | 0 | -30.046 | 25.5373 | 0 | 0 | -43.4663 | 39.6556 | 0 | -3.0963 | -4.5087 | -3.8107
6 | 16 | 23 | 0 | -13.3391 | 10.1761 | 0 | 0 | -31.8592 | 27.395 | 0 | 0 | -46.0894 | 42.5343 | 0 | -3.163 | -4.4643 | -3.5551
6 | 17 | 0 | 0 | -14.0452 | 10.8718 | 0 | 0 | -33.5458 | 29.2629 | 0 | 0 | -48.5293 | 45.4305 | 0 | -3.1734 | -4.2829 | -3.0988
6 | 17 | 1 | 0 | -14.8058 | 11.6301 | 0 | 0 | -35.3625 | 31.2986 | 0 | 0 | -51.1574 | 48.5861 | 0 | -3.1757 | -4.0639 | -2.5713
6 | 17 | 2 | 0 | -11.7087 | 8.5933 | 0 | 0 | -27.9652 | 23.141 | 0 | 0 | -40.4561 | 35.9354 | 0 | -3.1154 | -4.8242 | -4.5206
6 | 17 | 3 | 0 | -8.5783 | 5.9298 | 0 | 0 | -20.4885 | 15.9878 | 0 | 0 | -29.6399 | 24.8433 | 0 | -2.6485 | -4.5007 | -4.7966
6 | 17 | 4 | 0 | -5.4499 | 3.5134 | 0 | 0 | -13.0167 | 9.4945 | 0 | 0 | -18.8308 | 14.7716 | 0 | -1.9366 | -3.5222 | -4.0591
6 | 17 | 5 | 0 | -3.7299 | 2.3447 | 0 | 0 | -8.9085 | 6.3465 | 0 | 0 | -12.8875 | 9.8825 | 0 | -1.3852 | -2.562 | -3.0051
6 | 17 | 6 | 0 | -2.2468 | 1.3642 | 0 | 0 | -5.3663 | 3.706 | 0 | 0 | -7.7632 | 5.782 | 0 | -0.88258 | -1.6603 | -1.9813
6 | 17 | 7 | 0 | -1.1444 | 0.78651 | 0 | 0 | -2.7332 | 2.1331 | 0 | 0 | -3.954 | 3.325 | 0 | -0.35785 | -0.6001 | -0.62898
6 | 17 | 8 | 0 | -1.0278 | 0.71067 | 0 | 0 | -2.4549 | 1.929 | 0 | 0 | -3.5515 | 3.0082 | 0 | -0.31718 | -0.52592 | -0.54321
6 | 17 | 9 | 0 | -0.93114 | 0.64416 | 0 | 0 | -2.224 | 1.7488 | 0 | 0 | -3.2173 | 2.7274 | 0 | -0.28698 | -0.4752 | -0.48995
6 | 17 | 10 | 0 | -0.85482 | 0.5941 | 0 | 0 | -2.0417 | 1.6146 | 0 | 0 | -2.9536 | 2.5195 | 0 | -0.26071 | -0.4271 | -0.43411
6 | 17 | 11 | 0 | -0.90362 | 0.6462 | 0 | 0 | -2.1582 | 1.7567 | 0 | 0 | -3.1222 | 2.7418 | 0 | -0.25742 | -0.40149 | -0.3804
6 | 17 | 12 | 0 | -0.94739 | 0.69633 | 0 | 0 | -2.2628 | 1.8939 | 0 | 0 | -3.2735 | 2.9567 | 0 | -0.25106 | -0.36885 | -0.31679
6 | 17 | 13 | 0 | -1.0404 | 0.77616 | 0 | 0 | -2.485 | 2.1137 | 0 | 0 | -3.595 | 3.3019 | 0 | -0.26429 | -0.37133 | -0.29302
6 | 17 | 14 | 0 | -2.9146 | 1.9132 | 0 | 0 | -6.9612 | 5.1966 | 0 | 0 | -10.0704 | 8.1067 | 0 | -1.0013 | -1.7646 | -1.9638
6 | 17 | 15 | 0 | -5.9397 | 3.9783 | 0 | 0 | -14.1865 | 10.7515 | 0 | 0 | -20.5231 | 16.7279 | 0 | -1.9614 | -3.435 | -3.7951
6 | 17 | 16 | 0 | -9.1429 | 6.4602 | 0 | 0 | -21.8371 | 17.4143 | 0 | 0 | -31.5908 | 27.057 | 0 | -2.6827 | -4.4228 | -4.5338
6 | 17 | 17 | 0 | -11.184 | 8.1812 | 0 | 0 | -26.712 | 22.03 | 0 | 0 | -38.6432 | 34.209 | 0 | -3.0028 | -4.682 | -4.4342
6 | 17 | 18 | 0 | -13.2575 | 9.9624 | 0 | 0 | -31.6644 | 26.8067 | 0 | 0 | -45.8076 | 41.6099 | 0 | -3.295 | -4.8577 | -4.1976
6 | 17 | 19 | 0 | -15.332 | 11.9673 | 0 | 0 | -36.6193 | 32.1822 | 0 | 0 | -52.9756 | 49.9382 | 0 | -3.3648 | -4.437 | -3.0374
6 | 17 | 20 | 0 | -15.6205 | 12.2991 | 0 | 0 | -37.3084 | 33.0695 | 0 | 0 | -53.9725 | 51.3107 | 0 | -3.3214 | -4.2389 | -2.6618
6 | 17 | 21 | 0 | -15.9204 | 12.5754 | 0 | 0 | -38.0247 | 33.8081 | 0 | 0 | -55.0087 | 52.4532 | 0 | -3.3451 | -4.2166 | -2.5555
6 | 17 | 22 | 0 | -16.2193 | 12.8382 | 0 | 0 | -38.7384 | 34.5111 | 0 | 0 | -56.0412 | 53.541 | 0 | -3.3811 | -4.2273 | -2.5003
6 | 17 | 23 | 0 | -16.0281 | 12.6308 | 0 | 0 | -38.2819 | 33.9528 | 0 | 0 | -55.3808 | 52.6741 | 0 | -3.3973 | -4.3291 | -2.7068
6 | 18 | 0 | 0 | -15.8363 | 12.4326 | 0 | 0 | -37.8236 | 33.4189 | 0 | 0 | -54.7178 | 51.8451 | 0 | -3.4037 | -4.4047 | -2.8727
6 | 18 | 1 | 0 | -15.6487 | 12.1661 | 0 | 0 | -37.3757 | 32.7022 | 0 | 0 | -54.0699 | 50.7327 | 0 | -3.4826 | -4.6735 | -3.3372
6 | 18 | 2 | 0 | -14.5355 | 11.0741 | 0 | 0 | -34.7167 | 29.771 | 0 | 0 | -50.2233 | 46.1887 | 0 | -3.4613 | -4.9458 | -4.0346
6 | 18 | 3 | 0 | -13.4195 | 9.9937 | 0 | 0 | -32.0514 | 26.8698 | 0 | 0 | -46.3674 | 41.6904 | 0 | -3.4258 | -5.1816 | -4.677
6 | 18 | 4 | 0 | -12.3093 | 8.9159 | 0 | 0 | -29.3998 | 23.9763 | 0 | 0 | -42.5314 | 37.2046 | 0 | -3.3934 | -5.4235 | -5.3269
6 | 18 | 5 | 0 | -11.2294 | 7.9535 | 0 | 0 | -26.8205 | 21.3939 | 0 | 0 | -38.8001 | 33.2022 | 0 | -3.2759 | -5.4266 | -5.5979
6 | 18 | 6 | 0 | -10.1597 | 7.0625 | 0 | 0 | -24.2656 | 19.0043 | 0 | 0 | -35.1041 | 29.4995 | 0 | -3.0972 | -5.2613 | -5.6045
6 | 18 | 7 | 0 | -9.0968 | 6.1912 | 0 | 0 | -21.7271 | 16.6662 | 0 | 0 | -31.4316 | 25.8756 | 0 | -2.9056 | -5.0609 | -5.556
6 | 18 | 8 | 0 | -8.9526 | 6.0777 | 0 | 0 | -21.3825 | 16.3638 | 0 | 0 | -30.9332 | 25.4086 | 0 | -2.8749 | -5.0188 | -5.5247
6 | 18 | 9 | 0 | -8.797 | 5.9643 | 0 | 0 | -21.0109 | 16.0621 | 0 | 0 | -30.3956 | 24.9432 | 0 | -2.8327 | -4.9488 | -5.4524
6 | 18 | 10 | 0 | -8.6557 | 5.8596 | 0 | 0 | -20.6734 | 15.7835 | 0 | 0 | -29.9073 | 24.5133 | 0 | -2.7961 | -4.8899 | -5.394
6 | 18 | 11 | 0 | -8.1214 | 5.4363 | 0 | 0 | -19.3974 | 14.6494 | 0 | 0 | -28.0614 | 22.7571 | 0 | -2.6851 | -4.748 | -5.3043
6 | 18 | 12 | 0 | -7.5705 | 5.0556 | 0 | 0 | -18.0816 | 13.6292 | 0 | 0 | -26.1579 | 21.1772 | 0 | -2.515 | -4.4524 | -4.9807
6 | 18 | 13 | 0 | -7.0613 | 4.6655 | 0 | 0 | -16.8652 | 12.5836 | 0 | 0 | -24.3982 | 19.5576 | 0 | -2.3958 | -4.2816 | -4.8406
6 | 18 | 14 | 0 | -7.4531 | 4.9441 | 0 | 0 | -17.8011 | 13.329 | 0 | 0 | -25.7521 | 20.7111 | 0 | -2.509 | -4.472 | -5.041
6 | 18 | 15 | 0 | -7.8872 | 5.2576 | 0 | 0 | -18.8378 | 14.1675 | 0 | 0 | -27.2519 | 22.0083 | 0 | -2.6295 | -4.6703 | -5.2436
6 | 18 | 16 | 0 | -8.3169 | 5.5869 | 0 | 0 | -19.8643 | 15.0485 | 0 | 0 | -28.7368 | 23.3715 | 0 | -2.73 | -4.8158 | -5.3653
6 | 18 | 17 | 0 | -8.7203 | 5.8353 | 0 | 0 | -20.8277 | 15.7119 | 0 | 0 | -30.1306 | 24.397 | 0 | -2.885 | -5.1158 | -5.7336
6 | 18 | 18 | 0 | -9.1204 | 6.1613 | 0 | 0 | -21.7834 | 16.584 | 0 | 0 | -31.5132 | 25.7465 | 0 | -2.9592 | -5.1995 | -5.7667
6 | 18 | 19 | 0 | -9.52 | 6.4761 | 0 | 0 | -22.7377 | 17.426 | 0 | 0 | -32.8938 | 27.0492 | 0 | -3.0439 | -5.3118 | -5.8446
6 | 18 | 20 | 0 | -9.7033 | 6.6219 | 0 | 0 | -23.1755 | 17.8175 | 0 | 0 | -33.5271 | 27.6564 | 0 | -3.0814 | -5.358 | -5.8707
6 | 18 | 21 | 0 | -9.9366 | 6.7876 | 0 | 0 | -23.7327 | 18.2621 | 0 | 0 | -34.3332 | 28.3454 | 0 | -3.149 | -5.4707 | -5.9878
6 | 18 | 22 | 0 | -10.1052 | 6.9167 | 0 | 0 | -24.1355 | 18.6089 | 0 | 0 | -34.9158 | 28.8832 | 0 | -3.1885 | -5.5266 | -6.0326
6 | 18 | 23 | 0 | -9.7534 | 6.6541 | 0 | 0 | -23.2953 | 17.9048 | 0 | 0 | -33.7003 | 27.7923 | 0 | -3.0993 | -5.3905 | -5.908
6 | 19 | 0 | 0 | -9.3534 | 6.312 | 0 | 0 | -22.3399 | 16.9875 | 0 | 0 | -32.3182 | 26.3711 | 0 | -3.0414 | -5.3524 | -5.9472
6 | 19 | 1 | 0 | -8.9887 | 5.9842 | 0 | 0 | -21.4687 | 16.1077 | 0 | 0 | -31.0579 | 25.0073 | 0 | -3.0045 | -5.3611 | -6.0506
6 | 19 | 2 | 0 | -8.3144 | 5.4157 | 0 | 0 | -19.8582 | 14.5808 | 0 | 0 | -28.728 | 22.6397 | 0 | -2.8986 | -5.2773 | -6.0883
6 | 19 | 3 | 0 | -7.5871 | 4.8851 | 0 | 0 | -18.1212 | 13.156 | 0 | 0 | -26.2151 | 20.4304 | 0 | -2.702 | -4.9652 | -5.7848
6 | 19 | 4 | 0 | -6.913 | 4.3563 | 0 | 0 | -16.5111 | 11.7358 | 0 | 0 | -23.8859 | 18.2283 | 0 | -2.5567 | -4.7753 | -5.6577
6 | 19 | 5 | 0 | -4.4257 | 2.5876 | 0 | 0 | -10.5704 | 6.989 | 0 | 0 | -15.2918 | 10.8705 | 0 | -1.8381 | -3.5814 | -4.4213
6 | 19 | 6 | 0 | -2.2745 | 1.2762 | 0 | 0 | -5.4324 | 3.4576 | 0 | 0 | -7.8588 | 5.3867 | 0 | -0.99828 | -1.9748 | -2.4721
6 | 19 | 7 | 0 | -0.84149 | 0.55317 | 0 | 0 | -2.0098 | 1.5003 | 0 | 0 | -2.9075 | 2.3386 | 0 | -0.28832 | -0.50955 | -0.56891
6 | 19 | 8 | 0 | -0.59226 | 0.36416 | 0 | 0 | -1.4146 | 0.99011 | 0 | 0 | -2.0464 | 1.5454 | 0 | -0.22811 | -0.42446 | -0.50098
6 | 19 | 9 | 0 | -0.34387 | 0.19336 | 0 | 0 | -0.82131 | 0.52859 | 0 | 0 | -1.1882 | 0.82742 | 0 | -0.15051 | -0.29272 | -0.36074
6 | 19 | 10 | 0 | -0.19782 | 0.10719 | 0 | 0 | -0.47247 | 0.29329 | 0 | 0 | -0.68351 | 0.45932 | 0 | -0.09063 | -0.17918 | -0.22419
6 | 19 | 11 | 0 | -0.30658 | 0.17311 | 0 | 0 | -0.73223 | 0.46943 | 0 | 0 | -1.0593 | 0.73169 | 0 | -0.13346 | -0.2628 | -0.3276
6 | 19 | 12 | 0 | -0.53436 | 0.29811 | 0 | 0 | -1.2763 | 0.81122 | 0 | 0 | -1.8463 | 1.2668 | 0 | -0.23625 | -0.46504 | -0.57954
6 | 19 | 13 | 0 | -0.85331 | 0.4914 | 0 | 0 | -2.0381 | 1.3321 | 0 | 0 | -2.9484 | 2.076 | 0 | -0.36192 | -0.70596 | -0.87244
6 | 19 | 14 | 0 | -1.7882 | 1.0801 | 0 | 0 | -4.271 | 2.9288 | 0 | 0 | -6.1786 | 4.5648 | 0 | -0.70811 | -1.3422 | -1.6138
6 | 19 | 15 | 0 | -4.2495 | 2.5809 | 0 | 0 | -10.1496 | 6.9784 | 0 | 0 | -14.683 | 10.8603 | 0 | -1.6686 | -3.1712 | -3.8227
6 | 19 | 16 | 0 | -6.7116 | 4.3172 | 0 | 0 | -16.0302 | 11.6384 | 0 | 0 | -23.1902 | 18.0836 | 0 | -2.3945 | -4.3918 | -5.1066
6 | 19 | 17 | 0 | -8.0274 | 5.303 | 0 | 0 | -19.1728 | 14.2827 | 0 | 0 | -27.7364 | 22.1813 | 0 | -2.7244 | -4.89 | -5.5552
6 | 19 | 18 | 0 | -9.3051 | 6.2886 | 0 | 0 | -22.2245 | 16.9269 | 0 | 0 | -32.1512 | 26.2789 | 0 | -3.0165 | -5.2976 | -5.8723
6 | 19 | 19 | 0 | -10.5742 | 7.3601 | 0 | 0 | -25.2556 | 19.8013 | 0 | 0 | -36.5363 | 30.7335 | 0 | -3.2141 | -5.4543 | -5.8028
6 | 19 | 20 | 0 | -11.0682 | 7.8056 | 0 | 0 | -26.4354 | 20.9978 | 0 | 0 | -38.243 | 32.589 | 0 | -3.2626 | -5.4376 | -5.6541
6 | 19 | 21 | 0 | -11.5651 | 8.1964 | 0 | 0 | -27.6223 | 22.0476 | 0 | 0 | -39.9601 | 34.2169 | 0 | -3.3688 | -5.5748 | -5.7431
6 | 19 | 22 | 0 | -12.0043 | 8.6361 | 0 | 0 | -28.6714 | 23.2286 | 0 | 0 | -41.4777 | 36.0482 | 0 | -3.3682 | -5.4428 | -5.4294
6 | 19 | 23 | 0 | -12.5197 | 9.1165 | 0 | 0 | -29.9022 | 24.5201 | 0 | 0 | -43.2583 | 38.0519 | 0 | -3.4031 | -5.3822 | -5.2064
6 | 20 | 0 | 0 | -13.0318 | 9.6201 | 0 | 0 | -31.1253 | 25.8719 | 0 | 0 | -45.0277 | 40.1478 | 0 | -3.4117 | -5.2534 | -4.88
6 | 20 | 1 | 0 | -13.6029 | 10.1806 | 0 | 0 | -32.4894 | 27.3777 | 0 | 0 | -47.0011 | 42.483 | 0 | -3.4223 | -5.1117 | -4.5182
6 | 20 | 2 | 0 | -10.2253 | 7.0879 | 0 | 0 | -24.4222 | 19.0768 | 0 | 0 | -35.3306 | 29.6156 | 0 | -3.1374 | -5.3454 | -5.715
6 | 20 | 3 | 0 | -6.8518 | 4.4095 | 0 | 0 | -16.365 | 11.8877 | 0 | 0 | -23.6746 | 18.4714 | 0 | -2.4423 | -4.4772 | -5.2032
6 | 20 | 4 | 0 | -3.4799 | 2.0232 | 0 | 0 | -8.3114 | 5.4826 | 0 | 0 | -12.0237 | 8.5423 | 0 | -1.4566 | -2.8288 | -3.4814
6 | 20 | 5 | 0 | -1.6827 | 0.92914 | 0 | 0 | -4.019 | 2.536 | 0 | 0 | -5.8141 | 3.9663 | 0 | -0.75355 | -1.483 | -1.8477
6 | 20 | 6 | 0 | -0.65845 | 0.39563 | 0 | 0 | -1.5726 | 1.0764 | 0 | 0 | -2.2751 | 1.6808 | 0 | -0.26281 | -0.49621 | -0.5943
6 | 20 | 7 | 0 | -0.35568 | 0.20135 | 0 | 0 | -0.84951 | 0.55152 | 0 | 0 | -1.229 | 0.86421 | 0 | -0.15433 | -0.29799 | -0.36475
6 | 20 | 8 | 0 | -0.13124 | 0.076485 | 0 | 0 | -0.31346 | 0.21081 | 0 | 0 | -0.45347 | 0.3314 | 0 | -0.054757 | -0.10265 | -0.12207
6 | 20 | 9 | 0 | -0.05397 | 0.032565 | 0 | 0 | -0.1289 | 0.08935 | 0 | 0 | -0.18648 | 0.14013 | 0 | -0.021405 | -0.039552 | -0.046346
6 | 20 | 10 | 0 | -0.022833 | 0.014871 | 0 | 0 | -0.054535 | 0.041906 | 0 | 0 | -0.078894 | 0.066624 | 0 | -0.0079622 | -0.01263 | -0.01227
6 | 20 | 11 | 0 | -0.0062272 | 0.0084939 | 0 | 0 | -0.014873 | 0.024033 | 0 | 0 | -0.021516 | 0.038287 | 0 | 0.0022666 | 0.0091599 | 0.016771
6 | 20 | 12 | 0 | 0 | 0.0054248 | 0 | 0 | 0 | 0.015349 | 0 | 0 | 0 | 0.024453 | 0 | 0.0054248 | 0.015349 | 0.024453
6 | 20 | 13 | 0 | 0 | 0.0043879 | 0 | 0 | 0 | 0.012416 | 0 | 0 | 0 | 0.019779 | 0 | 0.0043879 | 0.012416 | 0.019779
6 | 20 | 14 | 0 | -0.16301 | 0.10252 | 0 | 0 | -0.38934 | 0.28657 | 0 | 0 | -0.56324 | 0.45377 | 0 | -0.060492 | -0.10276 | -0.10947
6 | 20 | 15 | 0 | -2.3326 | 1.2899 | 0 | 0 | -5.5712 | 3.5124 | 0 | 0 | -8.0596 | 5.4867 | 0 | -1.0427 | -2.0588 | -2.5729
6 | 20 | 16 | 0 | -5.7543 | 3.5265 | 0 | 0 | -13.7438 | 9.5149 | 0 | 0 | -19.8825 | 14.7908 | 0 | -2.2278 | -4.2288 | -5.0917
6 | 20 | 17 | 0 | -7.4603 | 4.787 | 0 | 0 | -17.8182 | 12.8977 | 0 | 0 | -25.7769 | 20.0342 | 0 | -2.6733 | -4.9205 | -5.7427
6 | 20 | 18 | 0 | -9.2203 | 6.2088 | 0 | 0 | -22.0219 | 16.712 | 0 | 0 | -31.8582 | 25.9455 | 0 | -3.0115 | -5.3099 | -5.9127
6 | 20 | 19 | 0 | -10.9353 | 7.6619 | 0 | 0 | -26.1181 | 20.6108 | 0 | 0 | -37.784 | 31.9877 | 0 | -3.2734 | -5.5074 | -5.7963
6 | 20 | 20 | 0 | -11.8594 | 8.4417 | 0 | 0 | -28.3253 | 22.7018 | 0 | 0 | -40.977 | 35.2275 | 0 | -3.4178 | -5.6235 | -5.7494
6 | 20 | 21 | 0 | -12.7336 | 9.2434 | 0 | 0 | -30.4132 | 24.8533 | 0 | 0 | -43.9975 | 38.5624 | 0 | -3.4902 | -5.5599 | -5.4351
6 | 20 | 22 | 0 | -13.6561 | 10.1012 | 0 | 0 | -32.6164 | 27.153 | 0 | 0 | -47.1847 | 42.125 | 0 | -3.5549 | -5.4634 | -5.0598
6 | 20 | 23 | 0 | -13.7548 | 10.1585 | 0 | 0 | -32.8523 | 27.3054 | 0 | 0 | -47.5261 | 42.3599 | 0 | -3.5963 | -5.5469 | -5.1661
6 | 21 | 0 | 0 | -13.8491 | 10.3058 | 0 | 0 | -33.0774 | 27.698 | 0 | 0 | -47.8517 | 42.9665 | 0 | -3.5433 | -5.3794 | -4.8853
6 | 21 | 1 | 0 | -13.9397 | 10.3511 | 0 | 0 | -33.2939 | 27.8167 | 0 | 0 | -48.1649 | 43.1479 | 0 | -3.5886 | -5.4772 | -5.017
6 | 21 | 2 | 0 | -11.3344 | 7.9531 | 0 | 0 | -27.0714 | 21.3842 | 0 | 0 | -39.1631 | 33.18 | 0 | -3.3813 | -5.6872 | -5.9831
6 | 21 | 3 | 0 | -8.7178 | 5.7527 | 0 | 0 | -20.8217 | 15.4815 | 0 | 0 | -30.1219 | 24.0326 | 0 | -2.9651 | -5.3402 | -6.0893
6 | 21 | 4 | 0 | -6.1015 | 3.7133 | 0 | 0 | -14.5728 | 10.0103 | 0 | 0 | -21.0819 | 15.5537 | 0 | -2.3881 | -4.5626 | -5.5282
6 | 21 | 5 | 0 | -3.2459 | 1.8068 | 0 | 0 | -7.7527 | 4.8885 | 0 | 0 | -11.2155 | 7.6103 | 0 | -1.4392 | -2.8642 | -3.6051
6 | 21 | 6 | 0 | -0.93255 | 0.40373 | 0 | 0 | -2.2273 | 1.1109 | 0 | 0 | -3.2222 | 1.7448 | 0 | -0.52882 | -1.1165 | -1.4774
6 | 21 | 7 | 0 | -0.08492 | 0.035841 | 0 | 0 | -0.20282 | 0.099589 | 0 | 0 | -0.29342 | 0.15721 | 0 | -0.049079 | -0.10323 | -0.1362
6 | 21 | 8 | 0 | -0.038685 | 0.023096 | 0 | 0 | -0.092395 | 0.064152 | 0 | 0 | -0.13366 | 0.10125 | 0 | -0.015588 | -0.028243 | -0.032414
6 | 21 | 9 | 0 | -0.035288 | 0.022231 | 0 | 0 | -0.084282 | 0.061703 | 0 | 0 | -0.12193 | 0.097348 | 0 | -0.013057 | -0.022579 | -0.024579
6 | 21 | 10 | 0 | -0.035288 | 0.022562 | 0 | 0 | -0.084282 | 0.062639 | 0 | 0 | -0.12193 | 0.098839 | 0 | -0.012726 | -0.021643 | -0.023088
6 | 21 | 11 | 0 | -0.088218 | 0.044832 | 0 | 0 | -0.2107 | 0.12429 | 0 | 0 | -0.30481 | 0.19598 | 0 | -0.043386 | -0.086412 | -0.10884
6 | 21 | 12 | 0 | -0.21782 | 0.11503 | 0 | 0 | -0.52024 | 0.31371 | 0 | 0 | -0.75261 | 0.49044 | 0 | -0.10279 | -0.20653 | -0.26217
6 | 21 | 13 | 0 | -0.39831 | 0.22093 | 0 | 0 | -0.95132 | 0.59928 | 0 | 0 | -1.3762 | 0.93424 | 0 | -0.17738 | -0.35203 | -0.44199
6 | 21 | 14 | 0 | -0.97985 | 0.60241 | 0 | 0 | -2.3403 | 1.63 | 0 | 0 | -3.3856 | 2.5378 | 0 | -0.37744 | -0.71024 | -0.84781
6 | 21 | 15 | 0 | -2.4169 | 1.4623 | 0 | 0 | -5.7726 | 3.975 | 0 | 0 | -8.351 | 6.2038 | 0 | -0.95465 | -1.7976 | -2.1472
6 | 21 | 16 | 0 | -4.7163 | 3.0202 | 0 | 0 | -11.2644 | 8.1668 | 0 | 0 | -16.2958 | 12.7103 | 0 | -1.6961 | -3.0976 | -3.5855
6 | 21 | 17 | 0 | -7.1174 | 4.729 | 0 | 0 | -16.9993 | 12.7515 | 0 | 0 | -24.5922 | 19.8157 | 0 | -2.3884 | -4.2477 | -4.7764
6 | 21 | 18 | 0 | -9.5078 | 6.6139 | 0 | 0 | -22.7085 | 17.8091 | 0 | 0 | -32.8515 | 27.6542 | 0 | -2.8939 | -4.8994 | -5.1972
6 | 21 | 19 | 0 | -11.8989 | 8.6513 | 0 | 0 | -28.4196 | 23.2746 | 0 | 0 | -41.1134 | 36.1241 | 0 | -3.2476 | -5.1449 | -4.9893
6 | 21 | 20 | 0 | -13.4839 | 10.1054 | 0 | 0 | -32.2053 | 27.1771 | 0 | 0 | -46.5901 | 42.1729 | 0 | -3.3785 | -5.0282 | -4.4172
6 | 21 | 21 | 0 | -15.0391 | 11.6208 | 0 | 0 | -35.9197 | 31.2444 | 0 | 0 | -51.9635 | 48.4778 | 0 | -3.4183 | -4.6753 | -3.4857
6 | 21 | 22 | 0 | -16.6408 | 13.236 | 0 | 0 | -39.7451 | 35.5782 | 0 | 0 | -57.4977 | 55.1946 | 0 | -3.4048 | -4.1669 | -2.3031
6 | 21 | 23 | 0 | -17.3867 | 13.9493 | 0 | 0 | -41.5267 | 37.4876 | 0 | 0 | -60.075 | 58.1502 | 0 | -3.4374 | -4.0391 | -1.9248
6 | 22 | 0 | 0 | -18.133 | 14.7002 | 0 | 0 | -43.3091 | 39.5004 | 0 | 0 | -62.6535 | 61.2679 | 0 | -3.4327 | -3.8087 | -1.3856
6 | 22 | 1 | 0 | -18.88 | 15.5618 | 0 | 0 | -45.0933 | 41.8068 | 0 | 0 | -65.2346 | 64.838 | 0 | -3.3182 | -3.2865 | -0.39661
6 | 22 | 2 | 0 | -15.1061 | 11.5101 | 0 | 0 | -36.0796 | 30.9357 | 0 | 0 | -52.1949 | 47.9897 | 0 | -3.596 | -5.1439 | -4.2052
6 | 22 | 3 | 0 | -11.316 | 7.9862 | 0 | 0 | -27.0274 | 21.4806 | 0 | 0 | -39.0994 | 33.3355 | 0 | -3.3298 | -5.5468 | -5.7639
6 | 22 | 4 | 0 | -7.5482 | 4.8711 | 0 | 0 | -18.0283 | 13.1219 | 0 | 0 | -26.0808 | 20.3805 | 0 | -2.6772 | -4.9065 | -5.7003
6 | 22 | 5 | 0 | -5.8958 | 3.6347 | 0 | 0 | -14.0816 | 9.8028 | 0 | 0 | -20.3713 | 15.2351 | 0 | -2.2611 | -4.2788 | -5.1362
6 | 22 | 6 | 0 | -4.261 | 2.5013 | 0 | 0 | -10.1771 | 6.7605 | 0 | 0 | -14.7228 | 10.519 | 0 | -1.7598 | -3.4166 | -4.2038
6 | 22 | 7 | 0 | -2.6305 | 1.4385 | 0 | 0 | -6.2828 | 3.9068 | 0 | 0 | -9.0891 | 6.0945 | 0 | -1.1921 | -2.376 | -2.9946
6 | 22 | 8 | 0 | -2.1364 | 1.1586 | 0 | 0 | -5.1026 | 3.151 | 0 | 0 | -7.3817 | 4.9189 | 0 | -0.97775 | -1.9516 | -2.4628
6 | 22 | 9 | 0 | -1.6766 | 0.89053 | 0 | 0 | -4.0045 | 2.429 | 0 | 0 | -5.7931 | 3.7977 | 0 | -0.78609 | -1.5755 | -1.9954
6 | 22 | 10 | 0 | -1.3075 | 0.69262 | 0 | 0 | -3.1229 | 1.8953 | 0 | 0 | -4.5178 | 2.9683 | 0 | -0.6149 | -1.2276 | -1.5495
6 | 22 | 11 | 0 | -1.4284 | 0.75508 | 0 | 0 | -3.4116 | 2.063 | 0 | 0 | -4.9354 | 3.2284 | 0 | -0.67331 | -1.3486 | -1.7071
6 | 22 | 12 | 0 | -1.555 | 0.8246 | 0 | 0 | -3.714 | 2.2499 | 0 | 0 | -5.3728 | 3.5184 | 0 | -0.73039 | -1.464 | -1.8544
6 | 22 | 13 | 0 | -1.6961 | 0.90104 | 0 | 0 | -4.0511 | 2.4563 | 0 | 0 | -5.8606 | 3.8392 | 0 | -0.79511 | -1.5948 | -2.0214
6 | 22 | 14 | 0 | -4.7559 | 2.8345 | 0 | 0 | -11.3591 | 7.6571 | 0 | 0 | -16.4327 | 11.9105 | 0 | -1.9214 | -3.702 | -4.5222
6 | 22 | 15 | 0 | -7.9425 | 5.1617 | 0 | 0 | -18.9699 | 13.9027 | 0 | 0 | -27.443 | 21.5915 | 0 | -2.7808 | -5.0672 | -5.8515
6 | 22 | 16 | 0 | -11.1734 | 7.8303 | 0 | 0 | -26.6867 | 21.0645 | 0 | 0 | -38.6065 | 32.6928 | 0 | -3.3431 | -5.6221 | -5.9137
6 | 22 | 17 | 0 | -12.7416 | 9.206 | 0 | 0 | -30.4323 | 24.7547 | 0 | 0 | -44.0252 | 38.411 | 0 | -3.5356 | -5.6776 | -5.6142
6 | 22 | 18 | 0 | -14.314 | 10.6731 | 0 | 0 | -34.1878 | 28.6886 | 0 | 0 | -49.4581 | 44.5058 | 0 | -3.6409 | -5.4992 | -4.9523
6 | 22 | 19 | 0 | -15.839 | 12.1751 | 0 | 0 | -37.8301 | 32.7188 | 0 | 0 | -54.7272 | 50.7524 | 0 | -3.6639 | -5.1113 | -3.9749
6 | 22 | 20 | 0 | -16.459 | 12.858 | 0 | 0 | -39.3109 | 34.5522 | 0 | 0 | -56.8695 | 53.5946 | 0 | -3.601 | -4.7587 | -3.2749
6 | 22 | 21 | 0 | -17.0786 | 13.5273 | 0 | 0 | -40.7908 | 36.3475 | 0 | 0 | -59.0104 | 56.3765 | 0 | -3.5513 | -4.4433 | -2.6339
6 | 22 | 22 | 0 | -17.7016 | 14.2655 | 0 | 0 | -42.2789 | 38.3296 | 0 | 0 | -61.1632 | 59.4496 | 0 | -3.4361 | -3.9494 | -1.7136
6 | 22 | 23 | 0 | -17.8444 | 14.4018 | 0 | 0 | -42.6199 | 38.6963 | 0 | 0 | -61.6564 | 60.0189 | 0 | -3.4426 | -3.9235 | -1.6375
6 | 23 | 0 | 0 | -17.9795 | 14.5228 | 0 | 0 | -42.9425 | 39.0198 | 0 | 0 | -62.1232 | 60.5194 | 0 | -3.4567 | -3.9227 | -1.6037
6 | 23 | 1 | 0 | -18.0905 | 14.662 | 0 | 0 | -43.2077 | 39.3953 | 0 | 0 | -62.5068 | 61.103 | 0 | -3.4285 | -3.8123 | -1.4038
6 | 23 | 2 | 0 | -13.6409 | 10.1015 | 0 | 0 | -32.5801 | 27.1581 | 0 | 0 | -47.1323 | 42.1365 | 0 | -3.5394 | -5.422 | -4.9958
6 | 23 | 3 | 0 | -9.2492 | 6.1776 | 0 | 0 | -22.091 | 16.6292 | 0 | 0 | -31.9582 | 25.8179 | 0 | -3.0717 | -5.4618 | -6.1403
6 | 23 | 4 | 0 | -4.8021 | 2.855 | 0 | 0 | -11.4694 | 7.7132 | 0 | 0 | -16.5923 | 11.9984 | 0 | -1.9471 | -3.7562 | -4.5939
6 | 23 | 5 | 0 | -2.7715 | 1.5053 | 0 | 0 | -6.6195 | 4.0861 | 0 | 0 | -9.5762 | 6.3722 | 0 | -1.2662 | -2.5334 | -3.2039
6 | 23 | 6 | 0 | -1.1004 | 0.49759 | 0 | 0 | -2.6282 | 1.3621 | 0 | 0 | -3.8021 | 2.1336 | 0 | -0.60279 | -1.2661 | -1.6685
6 | 23 | 7 | 0 | -0.01951 | 0.0085366 | 0 | 0 | -0.046597 | 0.024154 | 0 | 0 | -0.06741 | 0.03848 | 0 | -0.010973 | -0.022443 | -0.02893
6 | 23 | 8 | 0 | -0.0041515 | 0.004301 | 0 | 0 | -0.0099154 | 0.012169 | 0 | 0 | -0.014344 | 0.019387 | 0 | 0.0001495 | 0.002254 | 0.0050429
6 | 23 | 9 | 0 | 0 | 0.0024626 | 0 | 0 | 0 | 0.0069678 | 0 | 0 | 0 | 0.0111 | 0 | 0.0024626 | 0.0069678 | 0.0111
6 | 23 | 10 | 0 | 0 | 0.0020008 | 0 | 0 | 0 | 0.0056613 | 0 | 0 | 0 | 0.0090191 | 0 | 0.0020008 | 0.0056613 | 0.0090191
6 | 23 | 11 | 0 | -0.0021336 | 0.0041573 | 0 | 0 | -0.005096 | 0.011763 | 0 | 0 | -0.0073722 | 0.01874 | 0 | 0.0020237 | 0.0066669 | 0.011367
6 | 23 | 12 | 0 | -0.056554 | 0.04909 | 0 | 0 | -0.13507 | 0.13682 | 0 | 0 | -0.19541 | 0.21631 | 0 | -0.007464 | 0.0017421 | 0.020905
6 | 23 | 13 | 0 | -0.18521 | 0.12995 | 0 | 0 | -0.44235 | 0.35636 | 0 | 0 | -0.63993 | 0.55873 | 0 | -0.055254 | -0.08599 | -0.081203
6 | 23 | 14 | 0 | -1.1454 | 0.57365 | 0 | 0 | -2.7357 | 1.5766 | 0 | 0 | -3.9576 | 2.4747 | 0 | -0.57175 | -1.1591 | -1.4829
6 | 23 | 15 | 0 | -3.2763 | 1.8099 | 0 | 0 | -7.8252 | 4.8994 | 0 | 0 | -11.3204 | 7.6293 | 0 | -1.4664 | -2.9259 | -3.6911
6 | 23 | 16 | 0 | -5.6663 | 3.4108 | 0 | 0 | -13.5335 | 9.1962 | 0 | 0 | -19.5783 | 14.2898 | 0 | -2.2555 | -4.3373 | -5.2885
6 | 23 | 17 | 0 | -6.4366 | 3.9825 | 0 | 0 | -15.3732 | 10.7315 | 0 | 0 | -22.2398 | 16.6707 | 0 | -2.4541 | -4.6417 | -5.5691
6 | 23 | 18 | 0 | -7.2521 | 4.5988 | 0 | 0 | -17.3211 | 12.3867 | 0 | 0 | -25.0577 | 19.2372 | 0 | -2.6533 | -4.9344 | -5.8205
6 | 23 | 19 | 0 | -8.0331 | 5.2123 | 0 | 0 | -19.1865 | 14.0343 | 0 | 0 | -27.7563 | 21.792 | 0 | -2.8208 | -5.1522 | -5.9643
6 | 23 | 20 | 0 | -8.1504 | 5.3182 | 0 | 0 | -19.4665 | 14.3216 | 0 | 0 | -28.1613 | 22.24 | 0 | -2.8322 | -5.1448 | -5.9213
6 | 23 | 21 | 0 | -8.222 | 5.3982 | 0 | 0 | -19.6375 | 14.5389 | 0 | 0 | -28.4088 | 22.5789 | 0 | -2.8238 | -5.0987 | -5.8299
6 | 23 | 22 | 0 | -8.2958 | 5.4853 | 0 | 0 | -19.8138 | 14.7767 | 0 | 0 | -28.6638 | 22.9509 | 0 | -2.8105 | -5.0371 | -5.7128
6 | 23 | 23 | 0 | -8.1705 | 5.3944 | 0 | 0 | -19.5145 | 14.5321 | 0 | 0 | -28.2308 | 22.5711 | 0 | -2.776 | -4.9824 | -5.6597
6 | 24 | 0 | 0 | -8.0576 | 5.3 | 0 | 0 | -19.2448 | 14.2775 | 0 | 0 | -27.8407 | 22.1755 | 0 | -2.7576 | -4.9673 | -5.6652
6 | 24 | 1 | 0 | -7.9377 | 5.1626 | 0 | 0 | -18.9586 | 13.9079 | 0 | 0 | -27.4267 | 21.6019 | 0 | -2.7751 | -5.0508 | -5.8248
6 | 24 | 2 | 0 | -6.646 | 4.2154 | 0 | 0 | -15.8733 | 11.3662 | 0 | 0 | -22.9633 | 17.6626 | 0 | -2.4306 | -4.5071 | -5.3007
6 | 24 | 3 | 0 | -5.3599 | 3.2892 | 0 | 0 | -12.8016 | 8.8813 | 0 | 0 | -18.5196 | 13.8115 | 0 | -2.0707 | -3.9203 | -4.7081
6 | 24 | 4 | 0 | -4.1166 | 2.4343 | 0 | 0 | -9.8322 | 6.5871 | 0 | 0 | -14.2239 | 10.2554 | 0 | -1.6823 | -3.2451 | -3.9685
6 | 24 | 5 | 0 | -2.3881 | 1.3576 | 0 | 0 | -5.7037 | 3.6943 | 0 | 0 | -8.2513 | 5.769 | 0 | -1.0305 | -2.0094 | -2.4823
6 | 24 | 6 | 0 | -0.93749 | 0.57447 | 0 | 0 | -2.2391 | 1.5688 | 0 | 0 | -3.2392 | 2.4542 | 0 | -0.36302 | -0.67036 | -0.78502
6 | 24 | 7 | 0 | -0.52667 | 0.34535 | 0 | 0 | -1.2579 | 0.94681 | 0 | 0 | -1.8197 | 1.4843 | 0 | -0.18131 | -0.31109 | -0.33546
6 | 24 | 8 | 0 | -0.52546 | 0.34245 | 0 | 0 | -1.255 | 0.93825 | 0 | 0 | -1.8156 | 1.4704 | 0 | -0.18302 | -0.31678 | -0.34521
6 | 24 | 9 | 0 | -0.5215 | 0.34053 | 0 | 0 | -1.2456 | 0.93133 | 0 | 0 | -1.8019 | 1.4582 | 0 | -0.18097 | -0.31423 | -0.34371
6 | 24 | 10 | 0 | -0.5359 | 0.3471 | 0 | 0 | -1.28 | 0.94827 | 0 | 0 | -1.8517 | 1.4839 | 0 | -0.1888 | -0.33168 | -0.3678
6 | 24 | 11 | 0 | -0.57622 | 0.36471 | 0 | 0 | -1.3762 | 0.99602 | 0 | 0 | -1.991 | 1.5583 | 0 | -0.2115 | -0.38023 | -0.43269
6 | 24 | 12 | 0 | -0.64146 | 0.39073 | 0 | 0 | -1.5321 | 1.0663 | 0 | 0 | -2.2164 | 1.6677 | 0 | -0.25073 | -0.46573 | -0.54871
6 | 24 | 13 | 0 | -0.74127 | 0.44198 | 0 | 0 | -1.7705 | 1.2054 | 0 | 0 | -2.5613 | 1.8845 | 0 | -0.29929 | -0.56508 | -0.67679
6 | 24 | 14 | 0 | -1.1607 | 0.71429 | 0 | 0 | -2.7723 | 1.943 | 0 | 0 | -4.0105 | 3.0334 | 0 | -0.44642 | -0.82929 | -0.97709
6 | 24 | 15 | 0 | -1.8402 | 1.1206 | 0 | 0 | -4.3952 | 3.0502 | 0 | 0 | -6.3583 | 4.7637 | 0 | -0.71957 | -1.3449 | -1.5946
6 | 24 | 16 | 0 | -3.0387 | 1.8209 | 0 | 0 | -7.2577 | 4.9461 | 0 | 0 | -10.4994 | 7.7162 | 0 | -1.2178 | -2.3116 | -2.7832
6 | 24 | 17 | 0 | -3.7241 | 2.2844 | 0 | 0 | -8.8946 | 6.1913 | 0 | 0 | -12.8675 | 9.6473 | 0 | -1.4396 | -2.7034 | -3.2202
6 | 24 | 18 | 0 | -4.3789 | 2.7448 | 0 | 0 | -10.4586 | 7.428 | 0 | 0 | -15.13 | 11.5651 | 0 | -1.6341 | -3.0307 | -3.5649
6 | 24 | 19 | 0 | -5.0611 | 3.2205 | 0 | 0 | -12.0881 | 8.7055 | 0 | 0 | -17.4874 | 13.5459 | 0 | -1.8406 | -3.3827 | -3.9415
6 | 24 | 20 | 0 | -5.6243 | 3.6296 | 0 | 0 | -13.4332 | 9.8039 | 0 | 0 | -19.4332 | 15.2491 | 0 | -1.9947 | -3.6293 | -4.1842
6 | 24 | 21 | 0 | -6.1906 | 4.0663 | 0 | 0 | -14.7857 | 10.9769 | 0 | 0 | -21.3898 | 17.0682 | 0 | -2.1243 | -3.8088 | -4.3217
6 | 24 | 22 | 0 | -6.7605 | 4.4862 | 0 | 0 | -16.1468 | 12.1044 | 0 | 0 | -23.359 | 18.8164 | 0 | -2.2743 | -4.0424 | -4.5426
6 | 24 | 23 | 0 | -7.3648 | 4.9491 | 0 | 0 | -17.5903 | 13.3477 | 0 | 0 | -25.4472 | 20.7442 | 0 | -2.4157 | -4.2426 | -4.703
6 | 25 | 0 | 0 | -8.0094 | 5.4258 | 0 | 0 | -19.1298 | 14.6269 | 0 | 0 | -27.6743 | 22.7269 | 0 | -2.5836 | -4.5029 | -4.9474
6 | 25 | 1 | 0 | -8.6196 | 5.8975 | 0 | 0 | -20.5873 | 15.8929 | 0 | 0 | -29.7828 | 24.6894 | 0 | -2.7222 | -4.6944 | -5.0934
6 | 25 | 2 | 0 | -8.7783 | 5.9885 | 0 | 0 | -20.9662 | 16.135 | 0 | 0 | -30.331 | 25.0629 | 0 | -2.7898 | -4.8312 | -5.268
6 | 25 | 3 | 0 | -8.9392 | 6.1385 | 0 | 0 | -21.3506 | 16.5363 | 0 | 0 | -30.887 | 25.6839 | 0 | -2.8007 | -4.8143 | -5.2031
6 | 25 | 4 | 0 | -9.1149 | 6.25 | 0 | 0 | -21.7701 | 16.834 | 0 | 0 | -31.4939 | 26.144 | 0 | -2.8648 | -4.9361 | -5.3499
6 | 25 | 5 | 0 | -9.3326 | 6.3747 | 0 | 0 | -22.2902 | 17.164 | 0 | 0 | -32.2463 | 26.6518 | 0 | -2.958 | -5.1262 | -5.5946
6 | 25 | 6 | 0 | -9.5513 | 6.5562 | 0 | 0 | -22.8126 | 17.6468 | 0 | 0 | -33.0021 | 27.3965 | 0 | -2.9951 | -5.1658 | -5.6056
6 | 25 | 7 | 0 | -9.7785 | 6.7089 | 0 | 0 | -23.355 | 18.0521 | 0 | 0 | -33.7868 | 28.0211 | 0 | -3.0696 | -5.3029 | -5.7657
6 | 25 | 8 | 0 | -10.0224 | 6.8938 | 0 | 0 | -23.9378 | 18.549 | 0 | 0 | -34.6298 | 28.7915 | 0 | -3.1286 | -5.3888 | -5.8383
6 | 25 | 9 | 0 | -10.3139 | 7.184 | 0 | 0 | -24.634 | 19.3286 | 0 | 0 | -35.637 | 30.0007 | 0 | -3.13 | -5.3054 | -5.6363
6 | 25 | 10 | 0 | -10.5761 | 7.3965 | 0 | 0 | -25.2601 | 19.9001 | 0 | 0 | -36.5428 | 30.8874 | 0 | -3.1796 | -5.3601 | -5.6554
6 | 25 | 11 | 0 | -11.2796 | 8.0359 | 0 | 0 | -26.9404 | 21.6181 | 0 | 0 | -38.9736 | 33.5523 | 0 | -3.2437 | -5.3223 | -5.4214
6 | 25 | 12 | 0 | -11.9981 | 8.6914 | 0 | 0 | -28.6565 | 23.3784 | 0 | 0 | -41.4562 | 36.2817 | 0 | -3.3067 | -5.2781 | -5.1746
6 | 25 | 13 | 0 | -12.6582 | 9.2744 | 0 | 0 | -30.2332 | 24.9455 | 0 | 0 | -43.7371 | 38.7129 | 0 | -3.3839 | -5.2877 | -5.0242
6 | 25 | 14 | 0 | -13.6297 | 10.2261 | 0 | 0 | -32.5534 | 27.4989 | 0 | 0 | -47.0936 | 42.6703 | 0 | -3.4036 | -5.0544 | -4.4233
6 | 25 | 15 | 0 | -14.5933 | 11.1218 | 0 | 0 | -34.855 | 29.9029 | 0 | 0 | -50.4233 | 46.3966 | 0 | -3.4715 | -4.952 | -4.0267
6 | 25 | 16 | 0 | -15.5701 | 12.0737 | 0 | 0 | -37.188 | 32.4573 | 0 | 0 | -53.7984 | 50.3557 | 0 | -3.4964 | -4.7307 | -3.4427
6 | 25 | 17 | 0 | -16.4741 | 12.9752 | 0 | 0 | -39.347 | 34.8741 | 0 | 0 | -56.9217 | 54.0997 | 0 | -3.4989 | -4.4729 | -2.822
6 | 25 | 18 | 0 | -17.3665 | 13.9177 | 0 | 0 | -41.4784 | 37.4009 | 0 | 0 | -60.0051 | 58.0143 | 0 | -3.4488 | -4.0774 | -1.9908
6 | 25 | 19 | 0 | -18.3127 | 14.9107 | 0 | 0 | -43.7385 | 40.0623 | 0 | 0 | -63.2746 | 62.1363 | 0 | -3.402 | -3.6762 | -1.1383
6 | 25 | 20 | 0 | -18.7586 | 15.4387 | 0 | 0 | -44.8034 | 41.4779 | 0 | 0 | -64.8153 | 64.3297 | 0 | -3.32 | -3.3255 | -0.48563
6 | 25 | 21 | 0 | -19.1636 | 15.9448 | 0 | 0 | -45.7706 | 42.8331 | 0 | 0 | -66.2144 | 66.4278 | 0 | -3.2188 | -2.9374 | 0.21335
6 | 25 | 22 | 0 | -19.6034 | 16.3585 | 0 | 0 | -46.821 | 43.941 | 0 | 0 | -67.734 | 68.1428 | 0 | -3.2448 | -2.88 | 0.40873
6 | 25 | 23 | 0 | -20.0157 | 16.8613 | 0 | 0 | -47.8059 | 45.2918 | 0 | 0 | -69.1588 | 70.2378 | 0 | -3.1544 | -2.5141 | 1.079
6 | 26 | 0 | 0 | -20.3802 | 17.2654 | 0 | 0 | -48.6765 | 46.3783 | 0 | 0 | -70.4183 | 71.9236 | 0 | -3.1149 | -2.2983 | 1.5053
6 | 26 | 1 | 0 | -20.7973 | 17.807 | 0 | 0 | -49.6726 | 47.8331 | 0 | 0 | -71.8593 | 74.1796 | 0 | -2.9903 | -1.8396 | 2.3203
6 | 26 | 2 | 0 | -18.5173 | 15.1528 | 0 | 0 | -44.227 | 40.714 | 0 | 0 | -63.9813 | 63.1482 | 0 | -3.3644 | -3.5129 | -0.83311
6 | 26 | 3 | 0 | -16.2751 | 12.7984 | 0 | 0 | -38.8718 | 34.3971 | 0 | 0 | -56.2342 | 53.3582 | 0 | -3.4767 | -4.4747 | -2.876
6 | 26 | 4 | 0 | -14.0016 | 10.5468 | 0 | 0 | -33.4417 | 28.3571 | 0 | 0 | -48.3788 | 43.9982 | 0 | -3.4549 | -5.0847 | -4.3806
6 | 26 | 5 | 0 | -12.6612 | 9.3022 | 0 | 0 | -30.2402 | 25.0206 | 0 | 0 | -43.7472 | 38.8296 | 0 | -3.359 | -5.2196 | -4.9176
6 | 26 | 6 | 0 | -11.28 | 8.1202 | 0 | 0 | -26.9413 | 21.8502 | 0 | 0 | -38.9749 | 33.9168 | 0 | -3.1598 | -5.0911 | -5.0581
6 | 26 | 7 | 0 | -9.9288 | 6.9514 | 0 | 0 | -23.7142 | 18.7156 | 0 | 0 | -34.3064 | 29.0599 | 0 | -2.9774 | -4.9986 | -5.2465
6 | 26 | 8 | 0 | -8.9519 | 6.1654 | 0 | 0 | -21.381 | 16.6045 | 0 | 0 | -30.931 | 25.7862 | 0 | -2.7865 | -4.7765 | -5.1448
6 | 26 | 9 | 0 | -7.9319 | 5.3658 | 0 | 0 | -18.9448 | 14.4566 | 0 | 0 | -27.4066 | 22.4555 | 0 | -2.5662 | -4.4881 | -4.9511
6 | 26 | 10 | 0 | -6.9543 | 4.6361 | 0 | 0 | -16.6098 | 12.4965 | 0 | 0 | -24.0288 | 19.4155 | 0 | -2.3183 | -4.1134 | -4.6132
6 | 26 | 11 | 0 | -6.6085 | 4.3592 | 0 | 0 | -15.7838 | 11.7551 | 0 | 0 | -22.8338 | 18.2679 | 0 | -2.2493 | -4.0287 | -4.5659
6 | 26 | 12 | 0 | -6.252 | 4.1258 | 0 | 0 | -14.9323 | 11.1306 | 0 | 0 | -21.602 | 17.3014 | 0 | -2.1262 | -3.8017 | -4.3006
6 | 26 | 13 | 0 | -5.8837 | 3.8708 | 0 | 0 | -14.0527 | 10.4487 | 0 | 0 | -20.3294 | 16.2463 | 0 | -2.0128 | -3.604 | -4.0831
6 | 26 | 14 | 0 | -7.6889 | 5.2635 | 0 | 0 | -18.3644 | 14.1895 | 0 | 0 | -26.567 | 22.0475 | 0 | -2.4254 | -4.1748 | -4.5195
6 | 26 | 15 | 0 | -9.463 | 6.6916 | 0 | 0 | -22.6015 | 18.026 | 0 | 0 | -32.6967 | 27.9975 | 0 | -2.7714 | -4.5755 | -4.6992
6 | 26 | 16 | 0 | -11.2224 | 8.2877 | 0 | 0 | -26.8038 | 22.3146 | 0 | 0 | -38.7759 | 34.6492 | 0 | -2.9347 | -4.4891 | -4.1267
6 | 26 | 17 | 0 | -12.8142 | 9.6232 | 0 | 0 | -30.6058 | 25.8976 | 0 | 0 | -44.2761 | 40.202 | 0 | -3.1911 | -4.7082 | -4.0741
6 | 26 | 18 | 0 | -14.4147 | 11.1409 | 0 | 0 | -34.4284 | 29.9703 | 0 | 0 | -49.8061 | 46.5144 | 0 | -3.2738 | -4.4581 | -3.2917
6 | 26 | 19 | 0 | -15.9966 | 12.7123 | 0 | 0 | -38.2065 | 34.1851 | 0 | 0 | -55.2717 | 53.0455 | 0 | -3.2842 | -4.0214 | -2.2262
6 | 26 | 20 | 0 | -15.7806 | 12.4576 | 0 | 0 | -37.6906 | 33.5072 | 0 | 0 | -54.5254 | 51.9996 | 0 | -3.323 | -4.1834 | -2.5259
6 | 26 | 21 | 0 | -15.5267 | 12.275 | 0 | 0 | -37.0842 | 33.0213 | 0 | 0 | -53.6482 | 51.2498 | 0 | -3.2517 | -4.0629 | -2.3984
6 | 26 | 22 | 0 | -15.2693 | 12.0118 | 0 | 0 | -36.4695 | 32.3212 | 0 | 0 | -52.759 | 50.1698 | 0 | -3.2576 | -4.1484 | -2.5892
6 | 26 | 23 | 0 | -15.3663 | 12.055 | 0 | 0 | -36.7011 | 32.4289 | 0 | 0 | -53.094 | 50.3299 | 0 | -3.3113 | -4.2722 | -2.7641
6 | 27 | 0 | 0 | -15.4971 | 12.128 | 0 | 0 | -37.0136 | 32.6165 | 0 | 0 | -53.546 | 50.6138 | 0 | -3.3691 | -4.3971 | -2.9323
6 | 27 | 1 | 0 | -15.5967 | 12.1113 | 0 | 0 | -37.2514 | 32.5645 | 0 | 0 | -53.8901 | 50.5273 | 0 | -3.4854 | -4.6869 | -3.3628
6 | 27 | 2 | 0 | -11.289 | 8.0357 | 0 | 0 | -26.9628 | 21.6253 | 0 | 0 | -39.006 | 33.5697 | 0 | -3.2533 | -5.3375 | -5.4362
6 | 27 | 3 | 0 | -6.9271 | 4.4389 | 0 | 0 | -16.5447 | 11.9723 | 0 | 0 | -23.9346 | 18.6072 | 0 | -2.4881 | -4.5724 | -5.3274
6 | 27 | 4 | 0 | -2.6282 | 1.4997 | 0 | 0 | -6.2773 | 4.0783 | 0 | 0 | -9.0811 | 6.3663 | 0 | -1.1286 | -2.199 | -2.7148
6 | 27 | 5 | 0 | -0.31314 | 0.20889 | 0 | 0 | -0.74791 | 0.5749 | 0 | 0 | -1.082 | 0.90306 | 0 | -0.10425 | -0.17301 | -0.1789
6 | 27 | 6 | 0 | -0.020757 | 0.011538 | 0 | 0 | -0.049578 | 0.032648 | 0 | 0 | -0.071722 | 0.052011 | 0 | -0.009219 | -0.01693 | -0.019711
6 | 27 | 7 | 0 | 0 | 0.001693 | 0 | 0 | 0 | 0.0047904 | 0 | 0 | 0 | 0.0076315 | 0 | 0.001693 | 0.0047904 | 0.0076315
6 | 27 | 8 | 0 | 0 | 0.0006046 | 0 | 0 | 0 | 0.0017107 | 0 | 0 | 0 | 0.0027253 | 0 | 0.0006046 | 0.0017107 | 0.0027253
6 | 27 | 9 | 0 | 0 | 0 | 0 | 0 | 0 | 0 | 0 | 0 | 0 | 0 | 0 | 0 | 0 | 0
6 | 27 | 10 | 0 | 0 | 0 | 0 | 0 | 0 | 0 | 0 | 0 | 0 | 0 | 0 | 0 | 0 | 0
6 | 27 | 11 | 0 | 0 | 0 | 0 | 0 | 0 | 0 | 0 | 0 | 0 | 0 | 0 | 0 | 0 | 0
6 | 27 | 12 | 0 | 0 | 0 | 0 | 0 | 0 | 0 | 0 | 0 | 0 | 0 | 0 | 0 | 0 | 0
6 | 27 | 13 | 0 | 0 | 0 | 0 | 0 | 0 | 0 | 0 | 0 | 0 | 0 | 0 | 0 | 0 | 0
6 | 27 | 14 | 0 | -0.029253 | 0.029345 | 0 | 0 | -0.069869 | 0.081551 | 0 | 0 | -0.10108 | 0.12875 | 0 | 9.1548e-05 | 0.011682 | 0.027669
6 | 27 | 15 | 0 | -0.48767 | 0.23203 | 0 | 0 | -1.1648 | 0.64705 | 0 | 0 | -1.685 | 1.0233 | 0 | -0.25564 | -0.5177 | -0.6617
6 | 27 | 16 | 0 | -2.9848 | 1.6522 | 0 | 0 | -7.129 | 4.4762 | 0 | 0 | -10.3133 | 6.9736 | 0 | -1.3327 | -2.6528 | -3.3396
6 | 27 | 17 | 0 | -4.9947 | 2.9788 | 0 | 0 | -11.9295 | 8.0411 | 0 | 0 | -17.2579 | 12.5033 | 0 | -2.016 | -3.8884 | -4.7546
6 | 27 | 18 | 0 | -7.0099 | 4.4356 | 0 | 0 | -16.7426 | 11.9528 | 0 | 0 | -24.2208 | 18.5681 | 0 | -2.5743 | -4.7898 | -5.6528
6 | 27 | 19 | 0 | -9.0729 | 6.081 | 0 | 0 | -21.67 | 16.3697 | 0 | 0 | -31.349 | 25.4154 | 0 | -2.992 | -5.3003 | -5.9336
6 | 27 | 20 | 0 | -9.7038 | 6.6145 | 0 | 0 | -23.1768 | 17.8025 | 0 | 0 | -33.5289 | 27.6371 | 0 | -3.0893 | -5.3743 | -5.8918
6 | 27 | 21 | 0 | -10.3551 | 7.1225 | 0 | 0 | -24.7324 | 19.1664 | 0 | 0 | -35.7794 | 29.7517 | 0 | -3.2326 | -5.566 | -6.0277
6 | 27 | 22 | 0 | -10.9896 | 7.6836 | 0 | 0 | -26.2476 | 20.6731 | 0 | 0 | -37.9714 | 32.0878 | 0 | -3.3059 | -5.5745 | -5.8836
6 | 27 | 23 | 0 | -11.0147 | 7.6798 | 0 | 0 | -26.3077 | 20.6607 | 0 | 0 | -38.0582 | 32.0667 | 0 | -3.3349 | -5.647 | -5.9915
6 | 28 | 0 | 0 | -11.0965 | 7.7955 | 0 | 0 | -26.5031 | 20.9688 | 0 | 0 | -38.3409 | 32.5422 | 0 | -3.301 | -5.5343 | -5.7987
6 | 28 | 1 | 0 | -11.1259 | 7.7998 | 0 | 0 | -26.5734 | 20.9773 | 0 | 0 | -38.4426 | 32.5529 | 0 | -3.3261 | -5.5961 | -5.8897
6 | 28 | 2 | 0 | -7.9454 | 5.1701 | 0 | 0 | -18.9768 | 13.9218 | 0 | 0 | -27.453 | 21.6182 | 0 | -2.7752 | -5.0551 | -5.8349
6 | 28 | 3 | 0 | -4.7231 | 2.7745 | 0 | 0 | -11.2807 | 7.4935 | 0 | 0 | -16.3193 | 11.655 | 0 | -1.9486 | -3.7872 | -4.6643
6 | 28 | 4 | 0 | -1.61 | 0.79827 | 0 | 0 | -3.8454 | 2.1793 | 0 | 0 | -5.563 | 3.4088 | 0 | -0.81175 | -1.6661 | -2.1541
6 | 28 | 5 | 0 | -0.24118 | 0.091502 | 0 | 0 | -0.57603 | 0.25832 | 0 | 0 | -0.83332 | 0.41107 | 0 | -0.14967 | -0.31771 | -0.42225
6 | 28 | 6 | 0 | -0.0085345 | 0.0075457 | 0 | 0 | -0.020384 | 0.02135 | 0 | 0 | -0.029489 | 0.034013 | 0 | -0.00098883 | 0.00096627 | 0.0045244
6 | 28 | 7 | 0 | -1.3056e-08 | 4.9684e-09 | 0 | 0 | -3.1183e-08 | 1.4058e-08 | 0 | 0 | -4.5112e-08 | 2.2396e-08 | 0 | -8.0877e-09 | -1.7126e-08 | -2.2716e-08
6 | 28 | 8 | 0 | 0 | 0 | 0 | 0 | 0 | 0 | 0 | 0 | 0 | 0 | 0 | 0 | 0 | 0
6 | 28 | 9 | 0 | 0 | 0 | 0 | 0 | 0 | 0 | 0 | 0 | 0 | 0 | 0 | 0 | 0 | 0
6 | 28 | 10 | 0 | 0 | 0 | 0 | 0 | 0 | 0 | 0 | 0 | 0 | 0 | 0 | 0 | 0 | 0
6 | 28 | 11 | 0 | 0 | 0 | 0 | 0 | 0 | 0 | 0 | 0 | 0 | 0 | 0 | 0 | 0 | 0
6 | 28 | 12 | 0 | 0 | 0 | 0 | 0 | 0 | 0 | 0 | 0 | 0 | 0 | 0 | 0 | 0 | 0
6 | 28 | 13 | 0 | -1.3056e-08 | 0.00060461 | 0 | 0 | -3.1183e-08 | 0.0017107 | 0 | 0 | -4.5112e-08 | 0.0027253 | 0 | 0.0006046 | 0.0017107 | 0.0027253
6 | 28 | 14 | 0 | -0.49524 | 0.19745 | 0 | 0 | -1.1828 | 0.55396 | 0 | 0 | -1.7112 | 0.87879 | 0 | -0.29779 | -0.62887 | -0.83237
6 | 28 | 15 | 0 | -1.8255 | 0.94711 | 0 | 0 | -4.3599 | 2.5742 | 0 | 0 | -6.3073 | 4.0173 | 0 | -0.87834 | -1.7857 | -2.2901
6 | 28 | 16 | 0 | -3.4502 | 1.9655 | 0 | 0 | -8.2404 | 5.3163 | 0 | 0 | -11.9211 | 8.2752 | 0 | -1.4847 | -2.9241 | -3.6459
6 | 28 | 17 | 0 | -4.4362 | 2.6274 | 0 | 0 | -10.5956 | 7.0936 | 0 | 0 | -15.3282 | 11.0306 | 0 | -1.8088 | -3.502 | -4.2976
6 | 28 | 18 | 0 | -5.4535 | 3.3292 | 0 | 0 | -13.0252 | 8.9824 | 0 | 0 | -18.843 | 13.963 | 0 | -2.1243 | -4.0428 | -4.88
6 | 28 | 19 | 0 | -6.5163 | 4.116 | 0 | 0 | -15.5637 | 11.0972 | 0 | 0 | -22.5154 | 17.2437 | 0 | -2.4004 | -4.4665 | -5.2717
6 | 28 | 20 | 0 | -6.6121 | 4.1784 | 0 | 0 | -15.7924 | 11.2641 | 0 | 0 | -22.8462 | 17.5019 | 0 | -2.4336 | -4.5283 | -5.3443
6 | 28 | 21 | 0 | -6.6676 | 4.2151 | 0 | 0 | -15.925 | 11.3619 | 0 | 0 | -23.0381 | 17.6529 | 0 | -2.4525 | -4.5631 | -5.3852
6 | 28 | 22 | 0 | -6.7158 | 4.2497 | 0 | 0 | -16.0402 | 11.4543 | 0 | 0 | -23.2046 | 17.7958 | 0 | -2.4661 | -4.5858 | -5.4088
6 | 28 | 23 | 0 | -6.6358 | 4.1806 | 0 | 0 | -15.8491 | 11.2675 | 0 | 0 | -22.9283 | 17.505 | 0 | -2.4552 | -4.5816 | -5.4233
6 | 29 | 0 | 0 | -6.5242 | 4.1043 | 0 | 0 | -15.5824 | 11.0619 | 0 | 0 | -22.5424 | 17.1856 | 0 | -2.4199 | -4.5205 | -5.3568
6 | 29 | 1 | 0 | -6.4517 | 4.0436 | 0 | 0 | -15.4093 | 10.8974 | 0 | 0 | -22.2921 | 16.9295 | 0 | -2.4081 | -4.5119 | -5.3626
6 | 29 | 2 | 0 | -5.3358 | 3.233 | 0 | 0 | -12.744 | 8.7246 | 0 | 0 | -18.4362 | 13.5635 | 0 | -2.1027 | -4.0195 | -4.8728
6 | 29 | 3 | 0 | -4.1839 | 2.4451 | 0 | 0 | -9.9929 | 6.6127 | 0 | 0 | -14.4563 | 10.2923 | 0 | -1.7388 | -3.3802 | -4.164
6 | 29 | 4 | 0 | -3.0209 | 1.7215 | 0 | 0 | -7.2152 | 4.6698 | 0 | 0 | -10.4379 | 7.28 | 0 | -1.2994 | -2.5454 | -3.1579
6 | 29 | 5 | 0 | -2.3386 | 1.2627 | 0 | 0 | -5.5856 | 3.4246 | 0 | 0 | -8.0805 | 5.3383 | 0 | -1.0759 | -2.161 | -2.7422
6 | 29 | 6 | 0 | -2.0302 | 1.0547 | 0 | 0 | -4.8489 | 2.8623 | 0 | 0 | -7.0147 | 4.4632 | 0 | -0.97543 | -1.9865 | -2.5514
6 | 29 | 7 | 0 | -1.7393 | 0.85787 | 0 | 0 | -4.1541 | 2.3295 | 0 | 0 | -6.0095 | 3.6335 | 0 | -0.88139 | -1.8246 | -2.376
6 | 29 | 8 | 0 | -1.1123 | 0.5196 | 0 | 0 | -2.6568 | 1.4236 | 0 | 0 | -3.8434 | 2.2309 | 0 | -0.59275 | -1.2332 | -1.6125
6 | 29 | 9 | 0 | -0.6047 | 0.27789 | 0 | 0 | -1.4443 | 0.77145 | 0 | 0 | -2.0894 | 1.2172 | 0 | -0.32681 | -0.67283 | -0.87214
6 | 29 | 10 | 0 | -0.27649 | 0.16891 | 0 | 0 | -0.66039 | 0.46436 | 0 | 0 | -0.95535 | 0.72902 | 0 | -0.10758 | -0.19602 | -0.22634
6 | 29 | 11 | 0 | -0.20888 | 0.13806 | 0 | 0 | -0.49888 | 0.37964 | 0 | 0 | -0.72172 | 0.59609 | 0 | -0.070818 | -0.11924 | -0.12563
6 | 29 | 12 | 0 | -0.18106 | 0.12531 | 0 | 0 | -0.43246 | 0.34477 | 0 | 0 | -0.62562 | 0.54149 | 0 | -0.055753 | -0.087685 | -0.084127
6 | 29 | 13 | 0 | -0.17423 | 0.12572 | 0 | 0 | -0.41613 | 0.34525 | 0 | 0 | -0.602 | 0.54172 | 0 | -0.04851 | -0.070883 | -0.060287
6 | 29 | 14 | 0 | -0.25202 | 0.1822 | 0 | 0 | -0.60193 | 0.4998 | 0 | 0 | -0.87078 | 0.78375 | 0 | -0.069817 | -0.10213 | -0.087027
6 | 29 | 15 | 0 | -0.80028 | 0.40397 | 0 | 0 | -1.9114 | 1.1165 | 0 | 0 | -2.7652 | 1.7578 | 0 | -0.39631 | -0.79487 | -1.0074
6 | 29 | 16 | 0 | -1.9302 | 1.0504 | 0 | 0 | -4.6101 | 2.8522 | 0 | 0 | -6.6692 | 4.4486 | 0 | -0.87976 | -1.7579 | -2.2205
6 | 29 | 17 | 0 | -2.4283 | 1.3564 | 0 | 0 | -5.7999 | 3.6743 | 0 | 0 | -8.3905 | 5.7238 | 0 | -1.0719 | -2.1256 | -2.6667
6 | 29 | 18 | 0 | -2.9685 | 1.702 | 0 | 0 | -7.09 | 4.6077 | 0 | 0 | -10.2569 | 7.1755 | 0 | -1.2665 | -2.4823 | -3.0814
6 | 29 | 19 | 0 | -3.7354 | 2.1814 | 0 | 0 | -8.9216 | 5.9137 | 0 | 0 | -12.9065 | 9.216 | 0 | -1.5539 | -3.0079 | -3.6905
6 | 29 | 20 | 0 | -4.2197 | 2.4651 | 0 | 0 | -10.0785 | 6.6803 | 0 | 0 | -14.5801 | 10.4087 | 0 | -1.7546 | -3.3982 | -4.1714
6 | 29 | 21 | 0 | -4.699 | 2.7823 | 0 | 0 | -11.2233 | 7.5371 | 0 | 0 | -16.2362 | 11.7415 | 0 | -1.9168 | -3.6862 | -4.4948
6 | 29 | 22 | 0 | -4.7445 | 2.883 | 0 | 0 | -11.3319 | 7.791 | 0 | 0 | -16.3935 | 12.1214 | 0 | -1.8616 | -3.5409 | -4.272
6 | 29 | 23 | 0 | -4.5832 | 2.744 | 0 | 0 | -10.9465 | 7.4193 | 0 | 0 | -15.8359 | 11.5463 | 0 | -1.8392 | -3.5273 | -4.2896
6 | 30 | 0 | 0 | -4.4192 | 2.6467 | 0 | 0 | -10.5548 | 7.1605 | 0 | 0 | -15.2692 | 11.1471 | 0 | -1.7724 | -3.3943 | -4.1221
6 | 30 | 1 | 0 | -4.1178 | 2.4538 | 0 | 0 | -9.8349 | 6.6436 | 0 | 0 | -14.2278 | 10.3465 | 0 | -1.664 | -3.1913 | -3.8812
6 | 30 | 2 | 0 | -1.5384 | 0.81248 | 0 | 0 | -3.6743 | 2.2191 | 0 | 0 | -5.3155 | 3.472 | 0 | -0.72592 | -1.4552 | -1.8435
6 | 30 | 3 | 0 | -0.028102 | 0.016152 | 0 | 0 | -0.067118 | 0.0457 | 0 | 0 | -0.097097 | 0.072805 | 0 | -0.01195 | -0.021418 | -0.024292
6 | 30 | 4 | 0 | 0 | 0 | 0 | 0 | 0 | 0 | 0 | 0 | 0 | 0 | 0 | 0 | 0 | 0
6 | 30 | 5 | 0 | 0 | 0 | 0 | 0 | 0 | 0 | 0 | 0 | 0 | 0 | 0 | 0 | 0 | 0
6 | 30 | 6 | 0 | 0 | 0 | 0 | 0 | 0 | 0 | 0 | 0 | 0 | 0 | 0 | 0 | 0 | 0
6 | 30 | 7 | 0 | 0 | 0 | 0 | 0 | 0 | 0 | 0 | 0 | 0 | 0 | 0 | 0 | 0 | 0
6 | 30 | 8 | 0 | 0 | 0 | 0 | 0 | 0 | 0 | 0 | 0 | 0 | 0 | 0 | 0 | 0 | 0
6 | 30 | 9 | 0 | 0 | 0 | 0 | 0 | 0 | 0 | 0 | 0 | 0 | 0 | 0 | 0 | 0 | 0
6 | 30 | 10 | 0 | 0 | 0 | 0 | 0 | 0 | 0 | 0 | 0 | 0 | 0 | 0 | 0 | 0 | 0
6 | 30 | 11 | 0 | 0 | 0 | 0 | 0 | 0 | 0 | 0 | 0 | 0 | 0 | 0 | 0 | 0 | 0
6 | 30 | 12 | 0 | 0 | 0 | 0 | 0 | 0 | 0 | 0 | 0 | 0 | 0 | 0 | 0 | 0 | 0
6 | 30 | 13 | 0 | 0 | 0 | 0 | 0 | 0 | 0 | 0 | 0 | 0 | 0 | 0 | 0 | 0 | 0
6 | 30 | 14 | 0 | 0 | 0 | 0 | 0 | 0 | 0 | 0 | 0 | 0 | 0 | 0 | 0 | 0 | 0
6 | 30 | 15 | 0 | 0 | 0.0029243 | 0 | 0 | 0 | 0.0082743 | 0 | 0 | 0 | 0.013182 | 0 | 0.0029243 | 0.0082743 | 0.013182
6 | 30 | 16 | 0 | -0.21009 | 0.15821 | 0 | 0 | -0.50177 | 0.43418 | 0 | 0 | -0.72589 | 0.68102 | 0 | -0.051878 | -0.067588 | -0.044869
6 | 30 | 17 | 0 | -0.3947 | 0.31794 | 0 | 0 | -0.94271 | 0.87104 | 0 | 0 | -1.3638 | 1.365 | 0 | -0.076758 | -0.071673 | 0.0012105
6 | 30 | 18 | 0 | -1.5638 | 0.94004 | 0 | 0 | -3.735 | 2.572 | 0 | 0 | -5.4033 | 4.0277 | 0 | -0.62376 | -1.1631 | -1.3756
6 | 30 | 19 | 0 | -2.9152 | 1.7724 | 0 | 0 | -6.9628 | 4.8185 | 0 | 0 | -10.0728 | 7.5204 | 0 | -1.1428 | -2.1443 | -2.5524
6 | 30 | 20 | 0 | -3.3922 | 2.1317 | 0 | 0 | -8.1019 | 5.7828 | 0 | 0 | -11.7207 | 9.0153 | 0 | -1.2604 | -2.3191 | -2.7054
6 | 30 | 21 | 0 | -3.873 | 2.4529 | 0 | 0 | -9.2505 | 6.6381 | 0 | 0 | -13.3823 | 10.3354 | 0 | -1.4202 | -2.6124 | -3.0469
6 | 30 | 22 | 0 | -4.4199 | 2.8414 | 0 | 0 | -10.5565 | 7.6827 | 0 | 0 | -15.2716 | 11.9562 | 0 | -1.5784 | -2.8738 | -3.3155
6 | 30 | 23 | 0 | -4.3486 | 2.767 | 0 | 0 | -10.3863 | 7.4814 | 0 | 0 | -15.0254 | 11.6428 | 0 | -1.5816 | -2.9049 | -3.3826
7 | 1 | 0 | 0 | -4.276 | 2.7056 | 0 | 0 | -10.213 | 7.3157 | 0 | 0 | -14.7747 | 11.3853 | 0 | -1.5704 | -2.8972 | -3.3894
7 | 1 | 1 | 0 | -4.2002 | 2.611 | 0 | 0 | -10.0318 | 7.0651 | 0 | 0 | -14.5126 | 10.9996 | 0 | -1.5892 | -2.9667 | -3.513
7 | 1 | 2 | 0 | -3.1325 | 1.8568 | 0 | 0 | -7.4818 | 5.0331 | 0 | 0 | -10.8236 | 7.8432 | 0 | -1.2758 | -2.4488 | -2.9804
7 | 1 | 3 | 0 | -2.0127 | 1.143 | 0 | 0 | -4.8072 | 3.1043 | 0 | 0 | -6.9544 | 4.8426 | 0 | -0.86973 | -1.7029 | -2.1118
7 | 1 | 4 | 0 | -1.0042 | 0.47451 | 0 | 0 | -2.3984 | 1.3187 | 0 | 0 | -3.4697 | 2.0819 | 0 | -0.52968 | -1.0797 | -1.3879
7 | 1 | 5 | 0 | -0.18307 | 0.12026 | 0 | 0 | -0.43726 | 0.33141 | 0 | 0 | -0.63256 | 0.52093 | 0 | -0.062817 | -0.10585 | -0.11163
7 | 1 | 6 | 0 | -0.028102 | 0.015819 | 0 | 0 | -0.067118 | 0.044761 | 0 | 0 | -0.097097 | 0.071308 | 0 | -0.012282 | -0.022358 | -0.025789
7 | 1 | 7 | 0 | 0 | 0 | 0 | 0 | 0 | 0 | 0 | 0 | 0 | 0 | 0 | 0 | 0 | 0
7 | 1 | 8 | 0 | 0 | 0 | 0 | 0 | 0 | 0 | 0 | 0 | 0 | 0 | 0 | 0 | 0 | 0
7 | 1 | 9 | 0 | 0 | 0 | 0 | 0 | 0 | 0 | 0 | 0 | 0 | 0 | 0 | 0 | 0 | 0
7 | 1 | 10 | 0 | 0 | 0 | 0 | 0 | 0 | 0 | 0 | 0 | 0 | 0 | 0 | 0 | 0 | 0
7 | 1 | 11 | 0 | 0 | 0 | 0 | 0 | 0 | 0 | 0 | 0 | 0 | 0 | 0 | 0 | 0 | 0
7 | 1 | 12 | 0 | 0 | 0 | 0 | 0 | 0 | 0 | 0 | 0 | 0 | 0 | 0 | 0 | 0 | 0
7 | 1 | 13 | 0 | 0 | 0 | 0 | 0 | 0 | 0 | 0 | 0 | 0 | 0 | 0 | 0 | 0 | 0
7 | 1 | 14 | 0 | 0 | 0.001693 | 0 | 0 | 0 | 0.0047904 | 0 | 0 | 0 | 0.0076315 | 0 | 0.001693 | 0.0047904 | 0.0076315
7 | 1 | 15 | 0 | -0.0041515 | 0.0068071 | 0 | 0 | -0.0099154 | 0.01926 | 0 | 0 | -0.014344 | 0.030684 | 0 | 0.0026556 | 0.009345 | 0.016339
7 | 1 | 16 | 0 | -0.091925 | 0.052174 | 0 | 0 | -0.21955 | 0.14431 | 0 | 0 | -0.31762 | 0.22728 | 0 | -0.03975 | -0.075242 | -0.090345
7 | 1 | 17 | 0 | -0.5124 | 0.2587 | 0 | 0 | -1.2238 | 0.71668 | 0 | 0 | -1.7704 | 1.1296 | 0 | -0.25369 | -0.50714 | -0.64086
7 | 1 | 18 | 0 | -1.2614 | 0.60117 | 0 | 0 | -3.0127 | 1.6695 | 0 | 0 | -4.3584 | 2.6348 | 0 | -0.66022 | -1.3432 | -1.7236
7 | 1 | 19 | 0 | -1.9724 | 0.94567 | 0 | 0 | -4.7108 | 2.6272 | 0 | 0 | -6.8149 | 4.147 | 0 | -1.0267 | -2.0836 | -2.6679
7 | 1 | 20 | 0 | -2.4919 | 1.1885 | 0 | 0 | -5.9517 | 3.305 | 0 | 0 | -8.6101 | 5.2194 | 0 | -1.3034 | -2.6467 | -3.3907
7 | 1 | 21 | 0 | -0.95303 | 0.71543 | 0 | 0 | -2.2762 | 1.956 | 0 | 0 | -3.2929 | 3.062 | 0 | -0.2376 | -0.32023 | -0.23098
7 | 1 | 22 | 0 | -0.9973 | 0.75008 | 0 | 0 | -2.382 | 2.0432 | 0 | 0 | -3.4459 | 3.1923 | 0 | -0.24722 | -0.33877 | -0.25362
7 | 1 | 23 | 0 | -1.4488 | 1.0078 | 0 | 0 | -3.4602 | 2.7676 | 0 | 0 | -5.0058 | 4.3425 | 0 | -0.44098 | -0.69266 | -0.66327
7 | 2 | 0 | 0 | -1.5109 | 1.0543 | 0 | 0 | -3.6087 | 2.8947 | 0 | 0 | -5.2206 | 4.5414 | 0 | -0.45664 | -0.71405 | -0.67917
7 | 2 | 1 | 0 | -1.5641 | 1.107 | 0 | 0 | -3.7358 | 3.0389 | 0 | 0 | -5.4045 | 4.7673 | 0 | -0.45713 | -0.69691 | -0.63718
7 | 2 | 2 | 0 | -1.1885 | 0.80321 | 0 | 0 | -2.8386 | 2.2053 | 0 | 0 | -4.1065 | 3.46 | 0 | -0.38529 | -0.63329 | -0.64658
7 | 2 | 3 | 0 | -0.80827 | 0.52221 | 0 | 0 | -1.9305 | 1.4345 | 0 | 0 | -2.7928 | 2.2512 | 0 | -0.28606 | -0.49596 | -0.54156
7 | 2 | 4 | 0 | -0.43012 | 0.26933 | 0 | 0 | -1.0273 | 0.74099 | 0 | 0 | -1.4861 | 1.1638 | 0 | -0.16079 | -0.2863 | -0.32238
7 | 2 | 5 | 0 | -0.15356 | 0.099962 | 0 | 0 | -0.36678 | 0.27599 | 0 | 0 | -0.5306 | 0.43424 | 0 | -0.053603 | -0.090792 | -0.096364
7 | 2 | 6 | 0 | -0.0056203 | 0.0036476 | 0 | 0 | -0.013424 | 0.010321 | 0 | 0 | -0.019419 | 0.016442 | 0 | -0.0019727 | -0.003103 | -0.0029776
7 | 2 | 7 | 0 | 0 | 0 | 0 | 0 | 0 | 0 | 0 | 0 | 0 | 0 | 0 | 0 | 0 | 0
7 | 2 | 8 | 0 | 0 | 0 | 0 | 0 | 0 | 0 | 0 | 0 | 0 | 0 | 0 | 0 | 0 | 0
7 | 2 | 9 | 0 | 0 | 0 | 0 | 0 | 0 | 0 | 0 | 0 | 0 | 0 | 0 | 0 | 0 | 0
7 | 2 | 10 | 0 | 0 | 0 | 0 | 0 | 0 | 0 | 0 | 0 | 0 | 0 | 0 | 0 | 0 | 0
7 | 2 | 11 | 0 | 0 | 0 | 0 | 0 | 0 | 0 | 0 | 0 | 0 | 0 | 0 | 0 | 0 | 0
7 | 2 | 12 | 0 | 0 | 0 | 0 | 0 | 0 | 0 | 0 | 0 | 0 | 0 | 0 | 0 | 0 | 0
7 | 2 | 13 | 0 | 0 | 0 | 0 | 0 | 0 | 0 | 0 | 0 | 0 | 0 | 0 | 0 | 0 | 0
7 | 2 | 14 | 0 | 0 | 0 | 0 | 0 | 0 | 0 | 0 | 0 | 0 | 0 | 0 | 0 | 0 | 0
7 | 2 | 15 | 0 | -0.11241 | 0.076165 | 0 | 0 | -0.26847 | 0.2107 | 0 | 0 | -0.38839 | 0.33185 | 0 | -0.036242 | -0.057776 | -0.05654
7 | 2 | 16 | 0 | -0.33352 | 0.23524 | 0 | 0 | -0.79658 | 0.64581 | 0 | 0 | -1.1524 | 1.0131 | 0 | -0.098276 | -0.15077 | -0.13923
7 | 2 | 17 | 0 | -0.42673 | 0.3155 | 0 | 0 | -1.0192 | 0.86483 | 0 | 0 | -1.4745 | 1.3557 | 0 | -0.11123 | -0.15438 | -0.1188
7 | 2 | 18 | 0 | -0.51433 | 0.39003 | 0 | 0 | -1.2284 | 1.0683 | 0 | 0 | -1.7771 | 1.6738 | 0 | -0.12429 | -0.16017 | -0.10329
7 | 2 | 19 | 0 | -0.60192 | 0.46704 | 0 | 0 | -1.4376 | 1.2784 | 0 | 0 | -2.0798 | 2.0025 | 0 | -0.13488 | -0.15921 | -0.077237
7 | 2 | 20 | 0 | -0.61584 | 0.47547 | 0 | 0 | -1.4709 | 1.3018 | 0 | 0 | -2.1279 | 2.0393 | 0 | -0.14037 | -0.16914 | -0.088626
7 | 2 | 21 | 0 | -0.63539 | 0.4955 | 0 | 0 | -1.5176 | 1.3565 | 0 | 0 | -2.1954 | 2.125 | 0 | -0.13989 | -0.16104 | -0.070367
7 | 2 | 22 | 0 | -0.64931 | 0.50417 | 0 | 0 | -1.5508 | 1.3805 | 0 | 0 | -2.2435 | 2.1628 | 0 | -0.14514 | -0.17031 | -0.080719
7 | 2 | 23 | 0 | -0.63037 | 0.47983 | 0 | 0 | -1.5056 | 1.3141 | 0 | 0 | -2.1781 | 2.0589 | 0 | -0.15054 | -0.19151 | -0.11918
7 | 3 | 0 | 0 | -0.61498 | 0.46799 | 0 | 0 | -1.4688 | 1.2817 | 0 | 0 | -2.1249 | 2.0081 | 0 | -0.14699 | -0.18717 | -0.11678
7 | 3 | 1 | 0 | -0.59397 | 0.45111 | 0 | 0 | -1.4186 | 1.2355 | 0 | 0 | -2.0523 | 1.9359 | 0 | -0.14286 | -0.18312 | -0.11638
7 | 3 | 2 | 0 | -0.32228 | 0.22391 | 0 | 0 | -0.76973 | 0.61476 | 0 | 0 | -1.1135 | 0.96448 | 0 | -0.098369 | -0.15497 | -0.14906
7 | 3 | 3 | 0 | -0.052659 | 0.029122 | 0 | 0 | -0.12577 | 0.0824 | 0 | 0 | -0.18195 | 0.13127 | 0 | -0.023536 | -0.043371 | -0.050676
7 | 3 | 4 | 0 | 0 | 0 | 0 | 0 | 0 | 0 | 0 | 0 | 0 | 0 | 0 | 0 | 0 | 0
7 | 3 | 5 | 0 | 0 | 0 | 0 | 0 | 0 | 0 | 0 | 0 | 0 | 0 | 0 | 0 | 0 | 0
7 | 3 | 6 | 0 | 0 | 0 | 0 | 0 | 0 | 0 | 0 | 0 | 0 | 0 | 0 | 0 | 0 | 0
7 | 3 | 7 | 0 | 0 | 0 | 0 | 0 | 0 | 0 | 0 | 0 | 0 | 0 | 0 | 0 | 0 | 0
7 | 3 | 8 | 0 | 0 | 0 | 0 | 0 | 0 | 0 | 0 | 0 | 0 | 0 | 0 | 0 | 0 | 0
7 | 3 | 9 | 0 | 0 | 0 | 0 | 0 | 0 | 0 | 0 | 0 | 0 | 0 | 0 | 0 | 0 | 0
7 | 3 | 10 | 0 | 0 | 0 | 0 | 0 | 0 | 0 | 0 | 0 | 0 | 0 | 0 | 0 | 0 | 0
7 | 3 | 11 | 0 | 0 | 0 | 0 | 0 | 0 | 0 | 0 | 0 | 0 | 0 | 0 | 0 | 0 | 0
7 | 3 | 12 | 0 | 0 | 0 | 0 | 0 | 0 | 0 | 0 | 0 | 0 | 0 | 0 | 0 | 0 | 0
7 | 3 | 13 | 0 | 0 | 0 | 0 | 0 | 0 | 0 | 0 | 0 | 0 | 0 | 0 | 0 | 0 | 0
7 | 3 | 14 | 0 | 0 | 0 | 0 | 0 | 0 | 0 | 0 | 0 | 0 | 0 | 0 | 0 | 0 | 0
7 | 3 | 15 | 0 | 0 | 0 | 0 | 0 | 0 | 0 | 0 | 0 | 0 | 0 | 0 | 0 | 0 | 0
7 | 3 | 16 | 0 | 0 | 0 | 0 | 0 | 0 | 0 | 0 | 0 | 0 | 0 | 0 | 0 | 0 | 0
7 | 3 | 17 | 0 | 0 | 0 | 0 | 0 | 0 | 0 | 0 | 0 | 0 | 0 | 0 | 0 | 0 | 0
7 | 3 | 18 | 0 | -0.069343 | 0.066928 | 0 | 0 | -0.16562 | 0.18937 | 0 | 0 | -0.2396 | 0.30169 | 0 | -0.0024148 | 0.023751 | 0.062091
7 | 3 | 19 | 0 | -0.089612 | 0.089598 | 0 | 0 | -0.21403 | 0.25351 | 0 | 0 | -0.30963 | 0.40387 | 0 | -1.4526e-05 | 0.039482 | 0.094242
7 | 3 | 20 | 0 | -0.090679 | 0.090664 | 0 | 0 | -0.21658 | 0.25653 | 0 | 0 | -0.31332 | 0.40868 | 0 | -1.4699e-05 | 0.039952 | 0.095364
7 | 3 | 21 | 0 | -0.091746 | 0.092668 | 0 | 0 | -0.21913 | 0.2622 | 0 | 0 | -0.317 | 0.41771 | 0 | 0.00092182 | 0.043073 | 0.10071
7 | 3 | 22 | 0 | -0.11636 | 0.10604 | 0 | 0 | -0.27792 | 0.30003 | 0 | 0 | -0.40205 | 0.47797 | 0 | -0.010325 | 0.022108 | 0.075918
7 | 3 | 23 | 0 | -0.10512 | 0.09995 | 0 | 0 | -0.25107 | 0.28281 | 0 | 0 | -0.36321 | 0.45054 | 0 | -0.0051699 | 0.031735 | 0.087324
7 | 4 | 0 | 0 | -0.09388 | 0.093864 | 0 | 0 | -0.22422 | 0.26559 | 0 | 0 | -0.32438 | 0.42311 | 0 | -1.5218e-05 | 0.041362 | 0.09873
7 | 4 | 1 | 0 | -0.09388 | 0.094771 | 0 | 0 | -0.22422 | 0.26815 | 0 | 0 | -0.32438 | 0.42719 | 0 | 0.00089169 | 0.043928 | 0.10282
7 | 4 | 2 | 0 | -0.048007 | 0.044712 | 0 | 0 | -0.11466 | 0.12651 | 0 | 0 | -0.16587 | 0.20154 | 0 | -0.0032946 | 0.011851 | 0.035671
7 | 4 | 3 | 0 | 0 | 0 | 0 | 0 | 0 | 0 | 0 | 0 | 0 | 0 | 0 | 0 | 0 | 0
7 | 4 | 4 | 0 | 0 | 0 | 0 | 0 | 0 | 0 | 0 | 0 | 0 | 0 | 0 | 0 | 0 | 0
7 | 4 | 5 | 0 | 0 | 0 | 0 | 0 | 0 | 0 | 0 | 0 | 0 | 0 | 0 | 0 | 0 | 0
7 | 4 | 6 | 0 | 0 | 0 | 0 | 0 | 0 | 0 | 0 | 0 | 0 | 0 | 0 | 0 | 0 | 0
7 | 4 | 7 | 0 | 0 | 0 | 0 | 0 | 0 | 0 | 0 | 0 | 0 | 0 | 0 | 0 | 0 | 0
7 | 4 | 8 | 0 | 0 | 0 | 0 | 0 | 0 | 0 | 0 | 0 | 0 | 0 | 0 | 0 | 0 | 0
7 | 4 | 9 | 0 | 0 | 0 | 0 | 0 | 0 | 0 | 0 | 0 | 0 | 0 | 0 | 0 | 0 | 0
7 | 4 | 10 | 0 | 0 | 0 | 0 | 0 | 0 | 0 | 0 | 0 | 0 | 0 | 0 | 0 | 0 | 0
7 | 4 | 11 | 0 | 0 | 0 | 0 | 0 | 0 | 0 | 0 | 0 | 0 | 0 | 0 | 0 | 0 | 0
7 | 4 | 12 | 0 | 0 | 0 | 0 | 0 | 0 | 0 | 0 | 0 | 0 | 0 | 0 | 0 | 0 | 0
7 | 4 | 13 | 0 | 0 | 0 | 0 | 0 | 0 | 0 | 0 | 0 | 0 | 0 | 0 | 0 | 0 | 0
7 | 4 | 14 | 0 | 0 | 0 | 0 | 0 | 0 | 0 | 0 | 0 | 0 | 0 | 0 | 0 | 0 | 0
7 | 4 | 15 | 0 | 0 | 0 | 0 | 0 | 0 | 0 | 0 | 0 | 0 | 0 | 0 | 0 | 0 | 0
7 | 4 | 16 | 0 | 0 | 0 | 0 | 0 | 0 | 0 | 0 | 0 | 0 | 0 | 0 | 0 | 0 | 0
7 | 4 | 17 | 0 | 0 | 0 | 0 | 0 | 0 | 0 | 0 | 0 | 0 | 0 | 0 | 0 | 0 | 0
7 | 4 | 18 | 0 | 0 | 0 | 0 | 0 | 0 | 0 | 0 | 0 | 0 | 0 | 0 | 0 | 0 | 0
7 | 4 | 19 | 0 | 0 | 0 | 0 | 0 | 0 | 0 | 0 | 0 | 0 | 0 | 0 | 0 | 0 | 0
7 | 4 | 20 | 0 | 0 | 0 | 0 | 0 | 0 | 0 | 0 | 0 | 0 | 0 | 0 | 0 | 0 | 0
7 | 4 | 21 | 0 | 0 | 0 | 0 | 0 | 0 | 0 | 0 | 0 | 0 | 0 | 0 | 0 | 0 | 0
7 | 4 | 22 | 0 | 0 | 0 | 0 | 0 | 0 | 0 | 0 | 0 | 0 | 0 | 0 | 0 | 0 | 0
7 | 4 | 23 | 0 | 0 | 0 | 0 | 0 | 0 | 0 | 0 | 0 | 0 | 0 | 0 | 0 | 0 | 0
7 | 5 | 0 | 0 | 0 | 0 | 0 | 0 | 0 | 0 | 0 | 0 | 0 | 0 | 0 | 0 | 0 | 0
7 | 5 | 1 | 0 | 0 | 0 | 0 | 0 | 0 | 0 | 0 | 0 | 0 | 0 | 0 | 0 | 0 | 0
7 | 5 | 2 | 0 | 0 | 0 | 0 | 0 | 0 | 0 | 0 | 0 | 0 | 0 | 0 | 0 | 0 | 0
7 | 5 | 3 | 0 | 0 | 0 | 0 | 0 | 0 | 0 | 0 | 0 | 0 | 0 | 0 | 0 | 0 | 0
7 | 5 | 4 | 0 | 0 | 0 | 0 | 0 | 0 | 0 | 0 | 0 | 0 | 0 | 0 | 0 | 0 | 0
7 | 5 | 5 | 0 | 0 | 0 | 0 | 0 | 0 | 0 | 0 | 0 | 0 | 0 | 0 | 0 | 0 | 0
7 | 5 | 6 | 0 | 0 | 0 | 0 | 0 | 0 | 0 | 0 | 0 | 0 | 0 | 0 | 0 | 0 | 0
7 | 5 | 7 | 0 | 0 | 0 | 0 | 0 | 0 | 0 | 0 | 0 | 0 | 0 | 0 | 0 | 0 | 0
7 | 5 | 8 | 0 | 0 | 0 | 0 | 0 | 0 | 0 | 0 | 0 | 0 | 0 | 0 | 0 | 0 | 0
7 | 5 | 9 | 0 | 0 | 0 | 0 | 0 | 0 | 0 | 0 | 0 | 0 | 0 | 0 | 0 | 0 | 0
7 | 5 | 10 | 0 | 0 | 0 | 0 | 0 | 0 | 0 | 0 | 0 | 0 | 0 | 0 | 0 | 0 | 0
7 | 5 | 11 | 0 | 0 | 0 | 0 | 0 | 0 | 0 | 0 | 0 | 0 | 0 | 0 | 0 | 0 | 0
7 | 5 | 12 | 0 | 0 | 0 | 0 | 0 | 0 | 0 | 0 | 0 | 0 | 0 | 0 | 0 | 0 | 0
7 | 5 | 13 | 0 | 0 | 0 | 0 | 0 | 0 | 0 | 0 | 0 | 0 | 0 | 0 | 0 | 0 | 0
7 | 5 | 14 | 0 | 0 | 0 | 0 | 0 | 0 | 0 | 0 | 0 | 0 | 0 | 0 | 0 | 0 | 0
7 | 5 | 15 | 0 | 0 | 0 | 0 | 0 | 0 | 0 | 0 | 0 | 0 | 0 | 0 | 0 | 0 | 0
7 | 5 | 16 | 0 | 0 | 0 | 0 | 0 | 0 | 0 | 0 | 0 | 0 | 0 | 0 | 0 | 0 | 0
7 | 5 | 17 | 0 | 0 | 0 | 0 | 0 | 0 | 0 | 0 | 0 | 0 | 0 | 0 | 0 | 0 | 0
7 | 5 | 18 | 0 | 0 | 0 | 0 | 0 | 0 | 0 | 0 | 0 | 0 | 0 | 0 | 0 | 0 | 0
7 | 5 | 19 | 0 | 0 | 0 | 0 | 0 | 0 | 0 | 0 | 0 | 0 | 0 | 0 | 0 | 0 | 0
7 | 5 | 20 | 0 | 0 | 0 | 0 | 0 | 0 | 0 | 0 | 0 | 0 | 0 | 0 | 0 | 0 | 0
7 | 5 | 21 | 0 | 0 | 0 | 0 | 0 | 0 | 0 | 0 | 0 | 0 | 0 | 0 | 0 | 0 | 0
7 | 5 | 22 | 0 | 0 | 0 | 0 | 0 | 0 | 0 | 0 | 0 | 0 | 0 | 0 | 0 | 0 | 0
7 | 5 | 23 | 0 | 0 | 0 | 0 | 0 | 0 | 0 | 0 | 0 | 0 | 0 | 0 | 0 | 0 | 0
7 | 6 | 0 | 0 | 0 | 0 | 0 | 0 | 0 | 0 | 0 | 0 | 0 | 0 | 0 | 0 | 0 | 0
7 | 6 | 1 | 0 | 0 | 0 | 0 | 0 | 0 | 0 | 0 | 0 | 0 | 0 | 0 | 0 | 0 | 0
7 | 6 | 2 | 0 | 0 | 0 | 0 | 0 | 0 | 0 | 0 | 0 | 0 | 0 | 0 | 0 | 0 | 0
7 | 6 | 3 | 0 | 0 | 0 | 0 | 0 | 0 | 0 | 0 | 0 | 0 | 0 | 0 | 0 | 0 | 0
7 | 6 | 4 | 0 | 0 | 0 | 0 | 0 | 0 | 0 | 0 | 0 | 0 | 0 | 0 | 0 | 0 | 0
7 | 6 | 5 | 0 | 0 | 0 | 0 | 0 | 0 | 0 | 0 | 0 | 0 | 0 | 0 | 0 | 0 | 0
7 | 6 | 6 | 0 | 0 | 0 | 0 | 0 | 0 | 0 | 0 | 0 | 0 | 0 | 0 | 0 | 0 | 0
7 | 6 | 7 | 0 | 0 | 0 | 0 | 0 | 0 | 0 | 0 | 0 | 0 | 0 | 0 | 0 | 0 | 0
7 | 6 | 8 | 0 | 0 | 0 | 0 | 0 | 0 | 0 | 0 | 0 | 0 | 0 | 0 | 0 | 0 | 0
7 | 6 | 9 | 0 | 0 | 0 | 0 | 0 | 0 | 0 | 0 | 0 | 0 | 0 | 0 | 0 | 0 | 0
7 | 6 | 10 | 0 | 0 | 0 | 0 | 0 | 0 | 0 | 0 | 0 | 0 | 0 | 0 | 0 | 0 | 0
7 | 6 | 11 | 0 | 0 | 0 | 0 | 0 | 0 | 0 | 0 | 0 | 0 | 0 | 0 | 0 | 0 | 0
7 | 6 | 12 | 0 | 0 | 0 | 0 | 0 | 0 | 0 | 0 | 0 | 0 | 0 | 0 | 0 | 0 | 0
7 | 6 | 13 | 0 | 0 | 0 | 0 | 0 | 0 | 0 | 0 | 0 | 0 | 0 | 0 | 0 | 0 | 0
7 | 6 | 14 | 0 | 0 | 0 | 0 | 0 | 0 | 0 | 0 | 0 | 0 | 0 | 0 | 0 | 0 | 0
7 | 6 | 15 | 0 | 0 | 0 | 0 | 0 | 0 | 0 | 0 | 0 | 0 | 0 | 0 | 0 | 0 | 0
7 | 6 | 16 | 0 | 0 | 0 | 0 | 0 | 0 | 0 | 0 | 0 | 0 | 0 | 0 | 0 | 0 | 0
7 | 6 | 17 | 0 | 0 | 0 | 0 | 0 | 0 | 0 | 0 | 0 | 0 | 0 | 0 | 0 | 0 | 0
7 | 6 | 18 | 0 | 0 | 0 | 0 | 0 | 0 | 0 | 0 | 0 | 0 | 0 | 0 | 0 | 0 | 0
7 | 6 | 19 | 0 | 0 | 0 | 0 | 0 | 0 | 0 | 0 | 0 | 0 | 0 | 0 | 0 | 0 | 0
7 | 6 | 20 | 0 | 0 | 0 | 0 | 0 | 0 | 0 | 0 | 0 | 0 | 0 | 0 | 0 | 0 | 0
7 | 6 | 21 | 0 | 0 | 0 | 0 | 0 | 0 | 0 | 0 | 0 | 0 | 0 | 0 | 0 | 0 | 0
7 | 6 | 22 | 0 | 0 | 0 | 0 | 0 | 0 | 0 | 0 | 0 | 0 | 0 | 0 | 0 | 0 | 0
7 | 6 | 23 | 0 | 0 | 0 | 0 | 0 | 0 | 0 | 0 | 0 | 0 | 0 | 0 | 0 | 0 | 0
7 | 7 | 0 | 0 | 0 | 0 | 0 | 0 | 0 | 0 | 0 | 0 | 0 | 0 | 0 | 0 | 0 | 0
7 | 7 | 1 | 0 | 0 | 0 | 0 | 0 | 0 | 0 | 0 | 0 | 0 | 0 | 0 | 0 | 0 | 0
7 | 7 | 2 | 0 | 0 | 0 | 0 | 0 | 0 | 0 | 0 | 0 | 0 | 0 | 0 | 0 | 0 | 0
7 | 7 | 3 | 0 | 0 | 0 | 0 | 0 | 0 | 0 | 0 | 0 | 0 | 0 | 0 | 0 | 0 | 0
7 | 7 | 4 | 0 | 0 | 0 | 0 | 0 | 0 | 0 | 0 | 0 | 0 | 0 | 0 | 0 | 0 | 0
7 | 7 | 5 | 0 | 0 | 0 | 0 | 0 | 0 | 0 | 0 | 0 | 0 | 0 | 0 | 0 | 0 | 0
7 | 7 | 6 | 0 | 0 | 0 | 0 | 0 | 0 | 0 | 0 | 0 | 0 | 0 | 0 | 0 | 0 | 0
7 | 7 | 7 | 0 | 0 | 0 | 0 | 0 | 0 | 0 | 0 | 0 | 0 | 0 | 0 | 0 | 0 | 0
7 | 7 | 8 | 0 | 0 | 0.021304 | 0 | 0 | 0 | 0.06028 | 0 | 0 | 0 | 0.096032 | 0 | 0.021304 | 0.06028 | 0.096032
7 | 7 | 9 | 0 | 0 | 0.02057 | 0 | 0 | 0 | 0.058202 | 0 | 0 | 0 | 0.092721 | 0 | 0.02057 | 0.058202 | 0.092721
7 | 7 | 10 | 0 | 0 | 0.019315 | 0 | 0 | 0 | 0.054652 | 0 | 0 | 0 | 0.087066 | 0 | 0.019315 | 0.054652 | 0.087066
7 | 7 | 11 | 0 | 0 | 0.019135 | 0 | 0 | 0 | 0.054141 | 0 | 0 | 0 | 0.086252 | 0 | 0.019135 | 0.054141 | 0.086252
7 | 7 | 12 | 0 | 0 | 0.018774 | 0 | 0 | 0 | 0.05312 | 0 | 0 | 0 | 0.084625 | 0 | 0.018774 | 0.05312 | 0.084625
7 | 7 | 13 | 0 | 0 | 0.018413 | 0 | 0 | 0 | 0.052098 | 0 | 0 | 0 | 0.082997 | 0 | 0.018413 | 0.052098 | 0.082997
7 | 7 | 14 | 0 | -0.033071 | 0.058763 | 0 | 0 | -0.078988 | 0.16416 | 0 | 0 | -0.11427 | 0.25985 | 0 | 0.025691 | 0.08517 | 0.14558
7 | 7 | 15 | 0 | -0.069343 | 0.11022 | 0 | 0 | -0.16562 | 0.30602 | 0 | 0 | -0.2396 | 0.4829 | 0 | 0.040873 | 0.1404 | 0.24331
7 | 7 | 16 | 0 | -0.10561 | 0.16617 | 0 | 0 | -0.25225 | 0.46024 | 0 | 0 | -0.36492 | 0.72533 | 0 | 0.060559 | 0.20799 | 0.3604
7 | 7 | 17 | 0 | -0.12588 | 0.19669 | 0 | 0 | -0.30066 | 0.54403 | 0 | 0 | -0.43496 | 0.85679 | 0 | 0.070803 | 0.24336 | 0.42183
7 | 7 | 18 | 0 | -1.0904 | 0.90508 | 0 | 0 | -2.6043 | 2.5457 | 0 | 0 | -3.7675 | 4.0435 | 0 | -0.18529 | -0.058553 | 0.27603
7 | 7 | 19 | 0 | -1.1735 | 0.99729 | 0 | 0 | -2.8029 | 2.8036 | 0 | 0 | -4.0548 | 4.452 | 0 | -0.17624 | 0.00072943 | 0.39719
7 | 7 | 20 | 0 | -1.5122 | 1.1515 | 0 | 0 | -3.6119 | 3.2392 | 0 | 0 | -5.2251 | 5.1453 | 0 | -0.36071 | -0.37264 | -0.079803
7 | 7 | 21 | 0 | -1.5215 | 1.2133 | 0 | 0 | -3.634 | 3.4136 | 0 | 0 | -5.2572 | 5.4227 | 0 | -0.3082 | -0.22048 | 0.16545
7 | 7 | 22 | 0 | -1.7353 | 1.6916 | 0 | 0 | -4.1446 | 4.6521 | 0 | 0 | -5.9959 | 7.3048 | 0 | -0.04367 | 0.5075 | 1.3089
7 | 7 | 23 | 0 | -1.7186 | 1.6797 | 0 | 0 | -4.1046 | 4.6204 | 0 | 0 | -5.938 | 7.2558 | 0 | -0.038848 | 0.51575 | 1.3178
7 | 8 | 0 | 0 | -1.7061 | 1.6536 | 0 | 0 | -4.075 | 4.5499 | 0 | 0 | -5.8951 | 7.1463 | 0 | -0.052561 | 0.47494 | 1.2512
7 | 8 | 1 | 0 | -1.6894 | 1.7051 | 0 | 0 | -4.0349 | 4.6697 | 0 | 0 | -5.8372 | 7.3166 | 0 | 0.015678 | 0.63473 | 1.4794
7 | 8 | 2 | 0 | -1.2072 | 1.1165 | 0 | 0 | -2.8833 | 3.0599 | 0 | 0 | -4.1711 | 4.796 | 0 | -0.090659 | 0.17666 | 0.62495
7 | 8 | 3 | 0 | -0.95172 | 0.65672 | 0 | 0 | -2.2731 | 1.7997 | 0 | 0 | -3.2884 | 2.8208 | 0 | -0.295 | -0.47337 | -0.46759
7 | 8 | 4 | 0 | -0.26254 | 0.17847 | 0 | 0 | -0.62705 | 0.4933 | 0 | 0 | -0.90713 | 0.77663 | 0 | -0.084074 | -0.13375 | -0.13051
7 | 8 | 5 | 0 | -0.020263 | 0.015474 | 0 | 0 | -0.048395 | 0.043782 | 0 | 0 | -0.070012 | 0.069749 | 0 | -0.0047889 | -0.0046133 | -0.00026243
7 | 8 | 6 | 0 | 0 | 0.0006046 | 0 | 0 | 0 | 0.0017107 | 0 | 0 | 0 | 0.0027253 | 0 | 0.0006046 | 0.0017107 | 0.0027253
7 | 8 | 7 | 0 | 0 | 0 | 0 | 0 | 0 | 0 | 0 | 0 | 0 | 0 | 0 | 0 | 0 | 0
7 | 8 | 8 | 0 | 0 | 0 | 0 | 0 | 0 | 0 | 0 | 0 | 0 | 0 | 0 | 0 | 0 | 0
7 | 8 | 9 | 0 | 0 | 0 | 0 | 0 | 0 | 0 | 0 | 0 | 0 | 0 | 0 | 0 | 0 | 0
7 | 8 | 10 | 0 | 0 | 0 | 0 | 0 | 0 | 0 | 0 | 0 | 0 | 0 | 0 | 0 | 0 | 0
7 | 8 | 11 | 0 | 0 | 0 | 0 | 0 | 0 | 0 | 0 | 0 | 0 | 0 | 0 | 0 | 0 | 0
7 | 8 | 12 | 0 | 0 | 0 | 0 | 0 | 0 | 0 | 0 | 0 | 0 | 0 | 0 | 0 | 0 | 0
7 | 8 | 13 | 0 | 0 | 0 | 0 | 0 | 0 | 0 | 0 | 0 | 0 | 0 | 0 | 0 | 0 | 0
7 | 8 | 14 | 0 | -0.036833 | 0.033872 | 0 | 0 | -0.087973 | 0.094673 | 0 | 0 | -0.12727 | 0.1499 | 0 | -0.0029608 | 0.0066994 | 0.022629
7 | 8 | 15 | 0 | -0.54014 | 0.27283 | 0 | 0 | -1.2901 | 0.75236 | 0 | 0 | -1.8663 | 1.183 | 0 | -0.26731 | -0.53771 | -0.68325
7 | 8 | 16 | 0 | -3.5381 | 1.8478 | 0 | 0 | -8.4506 | 5.0305 | 0 | 0 | -12.2251 | 7.8572 | 0 | -1.6903 | -3.42 | -4.3678
7 | 8 | 17 | 0 | -5.1452 | 2.8247 | 0 | 0 | -12.2888 | 7.6757 | 0 | 0 | -17.7777 | 11.977 | 0 | -2.3204 | -4.6131 | -5.8007
7 | 8 | 18 | 0 | -6.7869 | 3.9612 | 0 | 0 | -16.2099 | 10.7403 | 0 | 0 | -23.4502 | 16.7396 | 0 | -2.8257 | -5.4695 | -6.7106
7 | 8 | 19 | 0 | -8.6581 | 5.278 | 0 | 0 | -20.6791 | 14.2992 | 0 | 0 | -29.9155 | 22.2768 | 0 | -3.3801 | -6.3798 | -7.6387
7 | 8 | 20 | 0 | -9.5565 | 6.2149 | 0 | 0 | -22.8249 | 16.7925 | 0 | 0 | -33.0198 | 26.1239 | 0 | -3.3416 | -6.0324 | -6.8959
7 | 8 | 21 | 0 | -10.2911 | 6.8812 | 0 | 0 | -24.5795 | 18.5601 | 0 | 0 | -35.5581 | 28.8466 | 0 | -3.4099 | -6.0193 | -6.7116
7 | 8 | 22 | 0 | -10.9641 | 7.4936 | 0 | 0 | -26.1868 | 20.2157 | 0 | 0 | -37.8833 | 31.4229 | 0 | -3.4705 | -5.971 | -6.4604
7 | 8 | 23 | 0 | -11.2572 | 7.8118 | 0 | 0 | -26.8868 | 21.0586 | 0 | 0 | -38.8961 | 32.72 | 0 | -3.4454 | -5.8283 | -6.1761
7 | 9 | 0 | 0 | -11.5511 | 8.0209 | 0 | 0 | -27.5889 | 21.6202 | 0 | 0 | -39.9117 | 33.5909 | 0 | -3.5302 | -5.9687 | -6.3207
7 | 9 | 1 | 0 | -11.8465 | 8.3231 | 0 | 0 | -28.2944 | 22.4328 | 0 | 0 | -40.9323 | 34.8516 | 0 | -3.5234 | -5.8616 | -6.0807
7 | 9 | 2 | 0 | -8.0227 | 5.2326 | 0 | 0 | -19.1615 | 14.0904 | 0 | 0 | -27.7202 | 21.8802 | 0 | -2.79 | -5.0711 | -5.8399
7 | 9 | 3 | 0 | -4.2058 | 2.438 | 0 | 0 | -10.0451 | 6.592 | 0 | 0 | -14.5318 | 10.2588 | 0 | -1.7677 | -3.4531 | -4.273
7 | 9 | 4 | 0 | -0.65539 | 0.27522 | 0 | 0 | -1.5654 | 0.76807 | 0 | 0 | -2.2645 | 1.2152 | 0 | -0.38018 | -0.79728 | -1.0494
7 | 9 | 5 | 0 | -1.3056e-08 | 4.9684e-09 | 0 | 0 | -3.1183e-08 | 1.4058e-08 | 0 | 0 | -4.5112e-08 | 2.2396e-08 | 0 | -8.0877e-09 | -1.7126e-08 | -2.2716e-08
7 | 9 | 6 | 0 | 0 | 0 | 0 | 0 | 0 | 0 | 0 | 0 | 0 | 0 | 0 | 0 | 0 | 0
7 | 9 | 7 | 0 | 0 | 0 | 0 | 0 | 0 | 0 | 0 | 0 | 0 | 0 | 0 | 0 | 0 | 0
7 | 9 | 8 | 0 | 0 | 0 | 0 | 0 | 0 | 0 | 0 | 0 | 0 | 0 | 0 | 0 | 0 | 0
7 | 9 | 9 | 0 | 0 | 0 | 0 | 0 | 0 | 0 | 0 | 0 | 0 | 0 | 0 | 0 | 0 | 0
7 | 9 | 10 | 0 | 0 | 0 | 0 | 0 | 0 | 0 | 0 | 0 | 0 | 0 | 0 | 0 | 0 | 0
7 | 9 | 11 | 0 | 0 | 0 | 0 | 0 | 0 | 0 | 0 | 0 | 0 | 0 | 0 | 0 | 0 | 0
7 | 9 | 12 | 0 | 0 | 0 | 0 | 0 | 0 | 0 | 0 | 0 | 0 | 0 | 0 | 0 | 0 | 0
7 | 9 | 13 | 0 | 0 | 0 | 0 | 0 | 0 | 0 | 0 | 0 | 0 | 0 | 0 | 0 | 0 | 0
7 | 9 | 14 | 0 | -0.0032005 | 0.0027729 | 0 | 0 | -0.007644 | 0.007846 | 0 | 0 | -0.011058 | 0.012499 | 0 | -0.0004275 | 0.00020194 | 0.0014411
7 | 9 | 15 | 0 | -0.12517 | 0.089975 | 0 | 0 | -0.29895 | 0.24803 | 0 | 0 | -0.43248 | 0.38994 | 0 | -0.035192 | -0.05092 | -0.042538
7 | 9 | 16 | 0 | -2.061 | 1.0809 | 0 | 0 | -4.9225 | 2.9287 | 0 | 0 | -7.1212 | 4.5629 | 0 | -0.98008 | -1.9938 | -2.5583
7 | 9 | 17 | 0 | -3.6238 | 2.033 | 0 | 0 | -8.6552 | 5.4888 | 0 | 0 | -12.5211 | 8.5352 | 0 | -1.5908 | -3.1664 | -3.9859
7 | 9 | 18 | 0 | -5.3888 | 3.2209 | 0 | 0 | -12.8707 | 8.6817 | 0 | 0 | -18.6195 | 13.4885 | 0 | -2.1679 | -4.189 | -5.131
7 | 9 | 19 | 0 | -7.2674 | 4.6238 | 0 | 0 | -17.3577 | 12.4471 | 0 | 0 | -25.1106 | 19.3253 | 0 | -2.6436 | -4.9106 | -5.7854
7 | 9 | 20 | 0 | -8.1146 | 5.2845 | 0 | 0 | -19.3811 | 14.2217 | 0 | 0 | -28.0378 | 22.0771 | 0 | -2.8301 | -5.1594 | -5.9607
7 | 9 | 21 | 0 | -8.985 | 5.9398 | 0 | 0 | -21.46 | 15.9819 | 0 | 0 | -31.0452 | 24.807 | 0 | -3.0453 | -5.478 | -6.2382
7 | 9 | 22 | 0 | -9.8907 | 6.7051 | 0 | 0 | -23.6232 | 18.0384 | 0 | 0 | -34.1747 | 27.9968 | 0 | -3.1857 | -5.5848 | -6.1779
7 | 9 | 23 | 0 | -10.2826 | 7.0707 | 0 | 0 | -24.5591 | 19.0203 | 0 | 0 | -35.5287 | 29.5193 | 0 | -3.2119 | -5.5388 | -6.0095
7 | 10 | 0 | 0 | -10.6964 | 7.4124 | 0 | 0 | -25.5475 | 19.9394 | 0 | 0 | -36.9586 | 30.9458 | 0 | -3.2841 | -5.6081 | -6.0128
7 | 10 | 1 | 0 | -11.143 | 7.8474 | 0 | 0 | -26.6141 | 21.1079 | 0 | 0 | -38.5015 | 32.7576 | 0 | -3.2956 | -5.5062 | -5.7439
7 | 10 | 2 | 0 | -7.339 | 4.689 | 0 | 0 | -17.5285 | 12.6322 | 0 | 0 | -25.3577 | 19.6208 | 0 | -2.65 | -4.8962 | -5.737
7 | 10 | 3 | 0 | -3.5614 | 2.0254 | 0 | 0 | -8.5061 | 5.483 | 0 | 0 | -12.3054 | 8.5384 | 0 | -1.536 | -3.0231 | -3.7669
7 | 10 | 4 | 0 | -0.27841 | 0.10124 | 0 | 0 | -0.66497 | 0.28627 | 0 | 0 | -0.96198 | 0.45591 | 0 | -0.17717 | -0.37869 | -0.50607
7 | 10 | 5 | 0 | 0 | 0 | 0 | 0 | 0 | 0 | 0 | 0 | 0 | 0 | 0 | 0 | 0 | 0
7 | 10 | 6 | 0 | 0 | 0 | 0 | 0 | 0 | 0 | 0 | 0 | 0 | 0 | 0 | 0 | 0 | 0
7 | 10 | 7 | 0 | 0 | 0 | 0 | 0 | 0 | 0 | 0 | 0 | 0 | 0 | 0 | 0 | 0 | 0
7 | 10 | 8 | 0 | 0 | 0 | 0 | 0 | 0 | 0 | 0 | 0 | 0 | 0 | 0 | 0 | 0 | 0
7 | 10 | 9 | 0 | 0 | 0 | 0 | 0 | 0 | 0 | 0 | 0 | 0 | 0 | 0 | 0 | 0 | 0
7 | 10 | 10 | 0 | 0 | 0 | 0 | 0 | 0 | 0 | 0 | 0 | 0 | 0 | 0 | 0 | 0 | 0
7 | 10 | 11 | 0 | 0 | 0 | 0 | 0 | 0 | 0 | 0 | 0 | 0 | 0 | 0 | 0 | 0 | 0
7 | 10 | 12 | 0 | 0 | 0 | 0 | 0 | 0 | 0 | 0 | 0 | 0 | 0 | 0 | 0 | 0 | 0
7 | 10 | 13 | 0 | 0 | 0 | 0 | 0 | 0 | 0 | 0 | 0 | 0 | 0 | 0 | 0 | 0 | 0
7 | 10 | 14 | 0 | 0 | 0 | 0 | 0 | 0 | 0 | 0 | 0 | 0 | 0 | 0 | 0 | 0 | 0
7 | 10 | 15 | 0 | -0.024144 | 0.022904 | 0 | 0 | -0.057665 | 0.063934 | 0 | 0 | -0.083422 | 0.10116 | 0 | -0.0012398 | 0.006269 | 0.01774
7 | 10 | 16 | 0 | -1.8847 | 0.9869 | 0 | 0 | -4.5015 | 2.6766 | 0 | 0 | -6.5122 | 4.1722 | 0 | -0.89784 | -1.825 | -2.34
7 | 10 | 17 | 0 | -2.9171 | 1.5906 | 0 | 0 | -6.9674 | 4.3045 | 0 | 0 | -10.0794 | 6.7021 | 0 | -1.3266 | -2.6629 | -3.3773
7 | 10 | 18 | 0 | -4.1008 | 2.3042 | 0 | 0 | -9.7944 | 6.2335 | 0 | 0 | -14.1692 | 9.7037 | 0 | -1.7966 | -3.5609 | -4.4655
7 | 10 | 19 | 0 | -5.3124 | 3.0374 | 0 | 0 | -12.6882 | 8.2211 | 0 | 0 | -18.3555 | 12.801 | 0 | -2.275 | -4.4672 | -5.5545
7 | 10 | 20 | 0 | -5.5696 | 3.2024 | 0 | 0 | -13.3025 | 8.6753 | 0 | 0 | -19.2441 | 13.5145 | 0 | -2.3671 | -4.6272 | -5.7296
7 | 10 | 21 | 0 | -4.9603 | 3.0191 | 0 | 0 | -11.8472 | 8.1432 | 0 | 0 | -17.1388 | 12.6564 | 0 | -1.9412 | -3.704 | -4.4824
7 | 10 | 22 | 0 | -4.9357 | 3.069 | 0 | 0 | -11.7886 | 8.2732 | 0 | 0 | -17.0541 | 12.8545 | 0 | -1.8667 | -3.5154 | -4.1996
7 | 10 | 23 | 0 | -5.1994 | 3.2383 | 0 | 0 | -12.4183 | 8.7263 | 0 | 0 | -17.965 | 13.5558 | 0 | -1.9611 | -3.692 | -4.4093
7 | 11 | 0 | 0 | -5.4643 | 3.4518 | 0 | 0 | -13.0511 | 9.2977 | 0 | 0 | -18.8805 | 14.4401 | 0 | -2.0125 | -3.7534 | -4.4403
7 | 11 | 1 | 0 | -5.7293 | 3.5321 | 0 | 0 | -13.6839 | 9.543 | 0 | 0 | -19.7959 | 14.8454 | 0 | -2.1972 | -4.1409 | -4.9504
7 | 11 | 2 | 0 | -3.6658 | 2.0889 | 0 | 0 | -8.7555 | 5.6533 | 0 | 0 | -12.6662 | 8.8023 | 0 | -1.5769 | -3.1022 | -3.8639
7 | 11 | 3 | 0 | -1.637 | 0.85028 | 0 | 0 | -3.9098 | 2.3146 | 0 | 0 | -5.6561 | 3.6151 | 0 | -0.78671 | -1.5952 | -2.0411
7 | 11 | 4 | 0 | -0.035598 | 0.036893 | 0 | 0 | -0.085023 | 0.1034 | 0 | 0 | -0.123 | 0.16394 | 0 | 0.0012953 | 0.018378 | 0.040946
7 | 11 | 5 | 0 | 0 | 0 | 0 | 0 | 0 | 0 | 0 | 0 | 0 | 0 | 0 | 0 | 0 | 0
7 | 11 | 6 | 0 | 0 | 0 | 0 | 0 | 0 | 0 | 0 | 0 | 0 | 0 | 0 | 0 | 0 | 0
7 | 11 | 7 | 0 | 0 | 0 | 0 | 0 | 0 | 0 | 0 | 0 | 0 | 0 | 0 | 0 | 0 | 0
7 | 11 | 8 | 0 | 0 | 0 | 0 | 0 | 0 | 0 | 0 | 0 | 0 | 0 | 0 | 0 | 0 | 0
7 | 11 | 9 | 0 | 0 | 0 | 0 | 0 | 0 | 0 | 0 | 0 | 0 | 0 | 0 | 0 | 0 | 0
7 | 11 | 10 | 0 | 0 | 0 | 0 | 0 | 0 | 0 | 0 | 0 | 0 | 0 | 0 | 0 | 0 | 0
7 | 11 | 11 | 0 | 0 | 0 | 0 | 0 | 0 | 0 | 0 | 0 | 0 | 0 | 0 | 0 | 0 | 0
7 | 11 | 12 | 0 | 0 | 0 | 0 | 0 | 0 | 0 | 0 | 0 | 0 | 0 | 0 | 0 | 0 | 0
7 | 11 | 13 | 0 | 0 | 0 | 0 | 0 | 0 | 0 | 0 | 0 | 0 | 0 | 0 | 0 | 0 | 0
7 | 11 | 14 | 0 | 0 | 0 | 0 | 0 | 0 | 0 | 0 | 0 | 0 | 0 | 0 | 0 | 0 | 0
7 | 11 | 15 | 0 | -0.11241 | 0.061973 | 0 | 0 | -0.26847 | 0.17535 | 0 | 0 | -0.38839 | 0.27935 | 0 | -0.050434 | -0.093124 | -0.10904
7 | 11 | 16 | 0 | -0.96734 | 0.44848 | 0 | 0 | -2.3104 | 1.2484 | 0 | 0 | -3.3424 | 1.9726 | 0 | -0.51886 | -1.062 | -1.3698
7 | 11 | 17 | 0 | -1.7544 | 0.90382 | 0 | 0 | -4.1903 | 2.4814 | 0 | 0 | -6.062 | 3.8929 | 0 | -0.85062 | -1.7089 | -2.1691
7 | 11 | 18 | 0 | -2.4912 | 1.3724 | 0 | 0 | -5.95 | 3.7445 | 0 | 0 | -8.6076 | 5.8554 | 0 | -1.1188 | -2.2055 | -2.7522
7 | 11 | 19 | 0 | -3.326 | 1.8902 | 0 | 0 | -7.9438 | 5.1412 | 0 | 0 | -11.4919 | 8.0261 | 0 | -1.4357 | -2.8026 | -3.4658
7 | 11 | 20 | 0 | -3.5669 | 1.5623 | 0 | 0 | -8.5193 | 4.4103 | 0 | 0 | -12.3246 | 7.0178 | 0 | -2.0046 | -4.1091 | -5.3068
7 | 11 | 21 | 0 | -3.7147 | 1.6714 | 0 | 0 | -8.8724 | 4.7174 | 0 | 0 | -12.8353 | 7.5059 | 0 | -2.0434 | -4.155 | -5.3293
7 | 11 | 22 | 0 | -3.9334 | 1.7979 | 0 | 0 | -9.3946 | 5.0739 | 0 | 0 | -13.5908 | 8.0726 | 0 | -2.1355 | -4.3207 | -5.5182
7 | 11 | 23 | 0 | -4.0149 | 1.8326 | 0 | 0 | -9.5892 | 5.1705 | 0 | 0 | -13.8723 | 8.2255 | 0 | -2.1822 | -4.4186 | -5.6468
7 | 12 | 0 | 0 | -4.0961 | 1.8712 | 0 | 0 | -9.7832 | 5.2786 | 0 | 0 | -14.153 | 8.3966 | 0 | -2.2249 | -4.5047 | -5.7564
7 | 12 | 1 | 0 | -4.1786 | 1.9161 | 0 | 0 | -9.9803 | 5.404 | 0 | 0 | -14.4382 | 8.5951 | 0 | -2.2625 | -4.5764 | -5.8431
7 | 12 | 2 | 0 | -3.1427 | 1.3592 | 0 | 0 | -7.5062 | 3.8372 | 0 | 0 | -10.8589 | 6.1061 | 0 | -1.7835 | -3.669 | -4.7527
7 | 12 | 3 | 0 | -2.1066 | 0.84124 | 0 | 0 | -5.0315 | 2.3794 | 0 | 0 | -7.2788 | 3.7899 | 0 | -1.2654 | -2.6521 | -3.489
7 | 12 | 4 | 0 | -1.1708 | 0.4403 | 0 | 0 | -2.7964 | 1.2458 | 0 | 0 | -4.0454 | 1.9847 | 0 | -0.7305 | -1.5505 | -2.0607
7 | 12 | 5 | 0 | -0.66622 | 0.27131 | 0 | 0 | -1.5912 | 0.76766 | 0 | 0 | -2.3019 | 1.223 | 0 | -0.39491 | -0.82354 | -1.079
7 | 12 | 6 | 0 | -0.36748 | 0.17509 | 0 | 0 | -0.87769 | 0.49541 | 0 | 0 | -1.2697 | 0.78924 | 0 | -0.19239 | -0.38228 | -0.48048
7 | 12 | 7 | 0 | -0.35691 | 0.2228 | 0 | 0 | -0.85246 | 0.61112 | 0 | 0 | -1.2332 | 0.95828 | 0 | -0.13411 | -0.24134 | -0.27494
7 | 12 | 8 | 0 | -0.43983 | 0.26241 | 0 | 0 | -1.0505 | 0.72106 | 0 | 0 | -1.5197 | 1.1317 | 0 | -0.17742 | -0.32943 | -0.38796
7 | 12 | 9 | 0 | -0.33335 | 0.21389 | 0 | 0 | -0.79618 | 0.58777 | 0 | 0 | -1.1518 | 0.92256 | 0 | -0.11946 | -0.20841 | -0.22924
7 | 12 | 10 | 0 | -0.2449 | 0.1723 | 0 | 0 | -0.58492 | 0.47406 | 0 | 0 | -0.84618 | 0.74456 | 0 | -0.072596 | -0.11085 | -0.10162
7 | 12 | 11 | 0 | -0.17887 | 0.10124 | 0 | 0 | -0.42721 | 0.28214 | 0 | 0 | -0.61803 | 0.44605 | 0 | -0.077622 | -0.14507 | -0.17198
7 | 12 | 12 | 0 | -0.14605 | 0.061117 | 0 | 0 | -0.34882 | 0.17293 | 0 | 0 | -0.50462 | 0.27549 | 0 | -0.084929 | -0.17589 | -0.22913
7 | 12 | 13 | 0 | -0.20404 | 0.081645 | 0 | 0 | -0.48733 | 0.23101 | 0 | 0 | -0.70499 | 0.36802 | 0 | -0.12239 | -0.25631 | -0.33697
7 | 12 | 14 | 0 | -0.68342 | 0.34711 | 0 | 0 | -1.6323 | 0.95784 | 0 | 0 | -2.3614 | 1.5067 | 0 | -0.33631 | -0.67445 | -0.8547
7 | 12 | 15 | 0 | -1.3822 | 0.88084 | 0 | 0 | -3.3012 | 2.382 | 0 | 0 | -4.7757 | 3.7072 | 0 | -0.50131 | -0.91921 | -1.0685
7 | 12 | 16 | 0 | -3.5466 | 2.2113 | 0 | 0 | -8.4709 | 5.9682 | 0 | 0 | -12.2544 | 9.2791 | 0 | -1.3354 | -2.5027 | -2.9753
7 | 12 | 17 | 0 | -4.9999 | 3.2227 | 0 | 0 | -11.9419 | 8.6826 | 0 | 0 | -17.2759 | 13.4866 | 0 | -1.7773 | -3.2594 | -3.7893
7 | 12 | 18 | 0 | -7.0093 | 4.6231 | 0 | 0 | -16.7411 | 12.479 | 0 | 0 | -24.2186 | 19.4029 | 0 | -2.3862 | -4.2621 | -4.8157
7 | 12 | 19 | 0 | -8.5523 | 5.896 | 0 | 0 | -20.4264 | 15.8995 | 0 | 0 | -29.55 | 24.7086 | 0 | -2.6563 | -4.5269 | -4.8414
7 | 12 | 20 | 0 | -9.0369 | 6.3299 | 0 | 0 | -21.5838 | 17.0628 | 0 | 0 | -31.2245 | 26.5108 | 0 | -2.707 | -4.521 | -4.7136
7 | 12 | 21 | 0 | -9.5094 | 6.7345 | 0 | 0 | -22.7125 | 18.1475 | 0 | 0 | -32.8572 | 28.191 | 0 | -2.7749 | -4.565 | -4.6662
7 | 12 | 22 | 0 | -9.9497 | 7.1591 | 0 | 0 | -23.7639 | 19.2872 | 0 | 0 | -34.3783 | 29.9577 | 0 | -2.7905 | -4.4767 | -4.4206
7 | 12 | 23 | 0 | -9.7005 | 6.9109 | 0 | 0 | -23.1687 | 18.623 | 0 | 0 | -33.5173 | 28.9299 | 0 | -2.7895 | -4.5457 | -4.5874
7 | 13 | 0 | 0 | -9.458 | 6.7392 | 0 | 0 | -22.5897 | 18.1632 | 0 | 0 | -32.6796 | 28.218 | 0 | -2.7188 | -4.4265 | -4.4616
7 | 13 | 1 | 0 | -9.2089 | 6.4994 | 0 | 0 | -21.9948 | 17.5216 | 0 | 0 | -31.8189 | 27.2252 | 0 | -2.7096 | -4.4732 | -4.5938
7 | 13 | 2 | 0 | -6.6532 | 4.3217 | 0 | 0 | -15.8906 | 11.6626 | 0 | 0 | -22.9883 | 18.1311 | 0 | -2.3315 | -4.228 | -4.8572
7 | 13 | 3 | 0 | -4.135 | 2.4531 | 0 | 0 | -9.8762 | 6.635 | 0 | 0 | -14.2874 | 10.3275 | 0 | -1.6819 | -3.2412 | -3.9599
7 | 13 | 4 | 0 | -1.576 | 0.81408 | 0 | 0 | -3.7641 | 2.2179 | 0 | 0 | -5.4454 | 3.4656 | 0 | -0.7619 | -1.5462 | -1.9798
7 | 13 | 5 | 0 | -0.63253 | 0.32034 | 0 | 0 | -1.5108 | 0.87757 | 0 | 0 | -2.1855 | 1.3752 | 0 | -0.31219 | -0.63318 | -0.81033
7 | 13 | 6 | 0 | -0.19136 | 0.084487 | 0 | 0 | -0.45706 | 0.23472 | 0 | 0 | -0.6612 | 0.37049 | 0 | -0.10688 | -0.22234 | -0.29072
7 | 13 | 7 | 0 | -0.022456 | 0.010244 | 0 | 0 | -0.053635 | 0.028985 | 0 | 0 | -0.077592 | 0.046175 | 0 | -0.012212 | -0.02465 | -0.031416
7 | 13 | 8 | 0 | 0 | 0.0026165 | 0 | 0 | 0 | 0.0074033 | 0 | 0 | 0 | 0.011794 | 0 | 0.0026165 | 0.0074033 | 0.011794
7 | 13 | 9 | 0 | 0 | 0.001693 | 0 | 0 | 0 | 0.0047904 | 0 | 0 | 0 | 0.0076315 | 0 | 0.001693 | 0.0047904 | 0.0076315
7 | 13 | 10 | 0 | 0 | 0.00090691 | 0 | 0 | 0 | 0.0025661 | 0 | 0 | 0 | 0.004088 | 0 | 0.00090691 | 0.0025661 | 0.004088
7 | 13 | 11 | 0 | 0 | 0.0012092 | 0 | 0 | 0 | 0.0034214 | 0 | 0 | 0 | 0.0054506 | 0 | 0.0012092 | 0.0034214 | 0.0054506
7 | 13 | 12 | 0 | 0 | 0.001693 | 0 | 0 | 0 | 0.0047904 | 0 | 0 | 0 | 0.0076315 | 0 | 0.001693 | 0.0047904 | 0.0076315
7 | 13 | 13 | 0 | 0 | 0.0021548 | 0 | 0 | 0 | 0.0060968 | 0 | 0 | 0 | 0.0097128 | 0 | 0.0021548 | 0.0060968 | 0.0097128
7 | 13 | 14 | 0 | -0.63119 | 0.29316 | 0 | 0 | -1.5076 | 0.81453 | 0 | 0 | -2.1809 | 1.2858 | 0 | -0.33803 | -0.69302 | -0.89516
7 | 13 | 15 | 0 | -3.261 | 1.8786 | 0 | 0 | -7.7887 | 5.0866 | 0 | 0 | -11.2676 | 7.9221 | 0 | -1.3825 | -2.7021 | -3.3456
7 | 13 | 16 | 0 | -6.1056 | 3.8803 | 0 | 0 | -14.5827 | 10.4756 | 0 | 0 | -21.0962 | 16.2893 | 0 | -2.2253 | -4.1071 | -4.8069
7 | 13 | 17 | 0 | -7.3036 | 4.815 | 0 | 0 | -17.4442 | 12.9918 | 0 | 0 | -25.2357 | 20.1958 | 0 | -2.4886 | -4.4524 | -5.0399
7 | 13 | 18 | 0 | -8.517 | 5.8126 | 0 | 0 | -20.3421 | 15.6764 | 0 | 0 | -29.4281 | 24.3635 | 0 | -2.7044 | -4.6657 | -5.0646
7 | 13 | 19 | 0 | -9.7245 | 6.879 | 0 | 0 | -23.2262 | 18.5479 | 0 | 0 | -33.6003 | 28.8223 | 0 | -2.8455 | -4.6783 | -4.778
7 | 13 | 20 | 0 | -10.2252 | 7.4105 | 0 | 0 | -24.422 | 19.9611 | 0 | 0 | -35.3303 | 31.0016 | 0 | -2.8147 | -4.4609 | -4.3287
7 | 13 | 21 | 0 | -11.2274 | 8.3151 | 0 | 0 | -26.8156 | 22.4394 | 0 | 0 | -38.7931 | 34.8855 | 0 | -2.9123 | -4.3762 | -3.9076
7 | 13 | 22 | 0 | -11.7246 | 8.8288 | 0 | 0 | -28.0032 | 23.8253 | 0 | 0 | -40.511 | 37.0397 | 0 | -2.8958 | -4.1779 | -3.4714
7 | 13 | 23 | 0 | -11.9277 | 9.0133 | 0 | 0 | -28.4883 | 24.3276 | 0 | 0 | -41.2128 | 37.8242 | 0 | -2.9144 | -4.1607 | -3.3886
7 | 14 | 0 | 0 | -12.087 | 9.1763 | 0 | 0 | -28.8687 | 24.7726 | 0 | 0 | -41.7632 | 38.5206 | 0 | -2.9107 | -4.0961 | -3.2426
7 | 14 | 1 | 0 | -12.2876 | 9.3602 | 0 | 0 | -29.3479 | 25.2747 | 0 | 0 | -42.4564 | 39.3057 | 0 | -2.9274 | -4.0733 | -3.1508
7 | 14 | 2 | 0 | -10.2309 | 6.8834 | 0 | 0 | -24.4357 | 18.6354 | 0 | 0 | -35.3501 | 29.0214 | 0 | -3.3475 | -5.8002 | -6.3287
7 | 14 | 3 | 0 | -6.9457 | 4.2886 | 0 | 0 | -16.5893 | 11.6139 | 0 | 0 | -23.9991 | 18.0892 | 0 | -2.6571 | -4.9755 | -5.9099
7 | 14 | 4 | 0 | -3.655 | 2.024 | 0 | 0 | -8.7296 | 5.4873 | 0 | 0 | -12.6288 | 8.552 | 0 | -1.631 | -3.2423 | -4.0768
7 | 14 | 5 | 0 | -2.2436 | 1.1564 | 0 | 0 | -5.3587 | 3.1366 | 0 | 0 | -7.7522 | 4.8895 | 0 | -1.0872 | -2.2221 | -2.8627
7 | 14 | 6 | 0 | -1.1146 | 0.50532 | 0 | 0 | -2.6621 | 1.3832 | 0 | 0 | -3.8512 | 2.1667 | 0 | -0.60927 | -1.2789 | -1.6844
7 | 14 | 7 | 0 | -0.16236 | 0.064406 | 0 | 0 | -0.38777 | 0.17945 | 0 | 0 | -0.56098 | 0.28368 | 0 | -0.097951 | -0.20832 | -0.2773
7 | 14 | 8 | 0 | -0.19684 | 0.08695 | 0 | 0 | -0.47013 | 0.24214 | 0 | 0 | -0.68011 | 0.38267 | 0 | -0.10989 | -0.22799 | -0.29744
7 | 14 | 9 | 0 | -0.23354 | 0.11697 | 0 | 0 | -0.55779 | 0.3239 | 0 | 0 | -0.80693 | 0.5104 | 0 | -0.11657 | -0.23389 | -0.29653
7 | 14 | 10 | 0 | -0.26926 | 0.14599 | 0 | 0 | -0.64311 | 0.40263 | 0 | 0 | -0.93037 | 0.63314 | 0 | -0.12327 | -0.24048 | -0.29722
7 | 14 | 11 | 0 | -0.27652 | 0.16639 | 0 | 0 | -0.66045 | 0.45738 | 0 | 0 | -0.95545 | 0.71802 | 0 | -0.11013 | -0.20307 | -0.23743
7 | 14 | 12 | 0 | -0.28295 | 0.18489 | 0 | 0 | -0.67581 | 0.50671 | 0 | 0 | -0.97766 | 0.79422 | 0 | -0.098064 | -0.1691 | -0.18345
7 | 14 | 13 | 0 | -0.29395 | 0.20505 | 0 | 0 | -0.70208 | 0.56097 | 0 | 0 | -1.0157 | 0.87844 | 0 | -0.088898 | -0.14111 | -0.13723
7 | 14 | 14 | 0 | -0.51176 | 0.33773 | 0 | 0 | -1.2223 | 0.9231 | 0 | 0 | -1.7682 | 1.4448 | 0 | -0.17402 | -0.29919 | -0.32342
7 | 14 | 15 | 0 | -1.2768 | 0.70841 | 0 | 0 | -3.0496 | 1.9391 | 0 | 0 | -4.4117 | 3.0373 | 0 | -0.5684 | -1.1105 | -1.3744
7 | 14 | 16 | 0 | -2.8457 | 1.6157 | 0 | 0 | -6.7968 | 4.3809 | 0 | 0 | -9.8326 | 6.8282 | 0 | -1.2301 | -2.4158 | -3.0044
7 | 14 | 17 | 0 | -3.9746 | 2.302 | 0 | 0 | -9.4929 | 6.2257 | 0 | 0 | -13.733 | 9.69 | 0 | -1.6726 | -3.2672 | -4.043
7 | 14 | 18 | 0 | -5.2534 | 3.1425 | 0 | 0 | -12.5474 | 8.4878 | 0 | 0 | -18.1518 | 13.2018 | 0 | -2.1109 | -4.0595 | -4.95
7 | 14 | 19 | 0 | -6.4817 | 3.9598 | 0 | 0 | -15.481 | 10.6857 | 0 | 0 | -22.3958 | 16.6121 | 0 | -2.5219 | -4.7954 | -5.7837
7 | 14 | 20 | 0 | -6.8749 | 4.2375 | 0 | 0 | -16.4202 | 11.4329 | 0 | 0 | -23.7545 | 17.772 | 0 | -2.6374 | -4.9873 | -5.9824
7 | 14 | 21 | 0 | -7.2315 | 4.4606 | 0 | 0 | -17.2718 | 12.0337 | 0 | 0 | -24.9864 | 18.7052 | 0 | -2.7709 | -5.2381 | -6.2812
7 | 14 | 22 | 0 | -7.617 | 4.7581 | 0 | 0 | -18.1925 | 12.8346 | 0 | 0 | -26.3184 | 19.9486 | 0 | -2.8589 | -5.3579 | -6.3698
7 | 14 | 23 | 0 | -7.5953 | 4.7854 | 0 | 0 | -18.1407 | 12.8999 | 0 | 0 | -26.2434 | 20.0429 | 0 | -2.8099 | -5.2409 | -6.2005
7 | 15 | 0 | 0 | -7.5593 | 4.7787 | 0 | 0 | -18.0547 | 12.8847 | 0 | 0 | -26.119 | 20.0218 | 0 | -2.7806 | -5.17 | -6.0971
7 | 15 | 1 | 0 | -7.5203 | 4.7176 | 0 | 0 | -17.9616 | 12.7232 | 0 | 0 | -25.9844 | 19.7736 | 0 | -2.8027 | -5.2385 | -6.2108
7 | 15 | 2 | 0 | -4.6858 | 2.7176 | 0 | 0 | -11.1917 | 7.3497 | 0 | 0 | -16.1906 | 11.4394 | 0 | -1.9682 | -3.842 | -4.7512
7 | 15 | 3 | 0 | -1.8047 | 0.89358 | 0 | 0 | -4.3103 | 2.4485 | 0 | 0 | -6.2356 | 3.8373 | 0 | -0.91111 | -1.8619 | -2.3983
7 | 15 | 4 | 0 | -0.05119 | 0.027568 | 0 | 0 | -0.12226 | 0.078003 | 0 | 0 | -0.17687 | 0.12427 | 0 | -0.023622 | -0.04426 | -0.052606
7 | 15 | 5 | 0 | 0 | 0 | 0 | 0 | 0 | 0 | 0 | 0 | 0 | 0 | 0 | 0 | 0 | 0
7 | 15 | 6 | 0 | 0 | 0 | 0 | 0 | 0 | 0 | 0 | 0 | 0 | 0 | 0 | 0 | 0 | 0
7 | 15 | 7 | 0 | 0 | 0 | 0 | 0 | 0 | 0 | 0 | 0 | 0 | 0 | 0 | 0 | 0 | 0
7 | 15 | 8 | 0 | 0 | 0 | 0 | 0 | 0 | 0 | 0 | 0 | 0 | 0 | 0 | 0 | 0 | 0
7 | 15 | 9 | 0 | 0 | 0 | 0 | 0 | 0 | 0 | 0 | 0 | 0 | 0 | 0 | 0 | 0 | 0
7 | 15 | 10 | 0 | 0 | 0 | 0 | 0 | 0 | 0 | 0 | 0 | 0 | 0 | 0 | 0 | 0 | 0
7 | 15 | 11 | 0 | 0 | 0 | 0 | 0 | 0 | 0 | 0 | 0 | 0 | 0 | 0 | 0 | 0 | 0
7 | 15 | 12 | 0 | 0 | 0 | 0 | 0 | 0 | 0 | 0 | 0 | 0 | 0 | 0 | 0 | 0 | 0
7 | 15 | 13 | 0 | 0 | 0 | 0 | 0 | 0 | 0 | 0 | 0 | 0 | 0 | 0 | 0 | 0 | 0
7 | 15 | 14 | 0 | 0 | 0 | 0 | 0 | 0 | 0 | 0 | 0 | 0 | 0 | 0 | 0 | 0 | 0
7 | 15 | 15 | 0 | 0 | 0.0015115 | 0 | 0 | 0 | 0.0042768 | 0 | 0 | 0 | 0.0068133 | 0 | 0.0015115 | 0.0042768 | 0.0068133
7 | 15 | 16 | 0 | -0.73635 | 0.30133 | 0 | 0 | -1.7587 | 0.83621 | 0 | 0 | -2.5443 | 1.3192 | 0 | -0.43503 | -0.92251 | -1.2251
7 | 15 | 17 | 0 | -1.6474 | 0.77522 | 0 | 0 | -3.9346 | 2.1177 | 0 | 0 | -5.692 | 3.3136 | 0 | -0.87215 | -1.8169 | -2.3784
7 | 15 | 18 | 0 | -2.7694 | 1.4149 | 0 | 0 | -6.6144 | 3.8467 | 0 | 0 | -9.5688 | 6.0039 | 0 | -1.3544 | -2.7677 | -3.5649
7 | 15 | 19 | 0 | -4.1047 | 2.2086 | 0 | 0 | -9.8036 | 5.9967 | 0 | 0 | -14.1825 | 9.3531 | 0 | -1.896 | -3.8069 | -4.8294
7 | 15 | 20 | 0 | -4.486 | 2.4443 | 0 | 0 | -10.7146 | 6.6495 | 0 | 0 | -15.5003 | 10.382 | 0 | -2.0418 | -4.0651 | -5.1183
7 | 15 | 21 | 0 | -4.8795 | 2.6945 | 0 | 0 | -11.6542 | 7.3357 | 0 | 0 | -16.8596 | 11.4579 | 0 | -2.185 | -4.3185 | -5.4018
7 | 15 | 22 | 0 | -5.2731 | 2.9418 | 0 | 0 | -12.5944 | 8.0138 | 0 | 0 | -18.2198 | 12.5208 | 0 | -2.3313 | -4.5807 | -5.699
7 | 15 | 23 | 0 | -5.4423 | 3.0502 | 0 | 0 | -12.9984 | 8.3093 | 0 | 0 | -18.8042 | 12.9829 | 0 | -2.3921 | -4.6891 | -5.8213
7 | 16 | 0 | 0 | -5.2664 | 2.9328 | 0 | 0 | -12.5782 | 7.9666 | 0 | 0 | -18.1964 | 12.4284 | 0 | -2.3335 | -4.6117 | -5.768
7 | 16 | 1 | 0 | -5.4265 | 3.0631 | 0 | 0 | -12.9608 | 8.3191 | 0 | 0 | -18.7499 | 12.9773 | 0 | -2.3634 | -4.6417 | -5.7725
7 | 16 | 2 | 0 | -2.5921 | 1.321 | 0 | 0 | -6.1909 | 3.607 | 0 | 0 | -8.9562 | 5.6427 | 0 | -1.2711 | -2.584 | -3.3135
7 | 16 | 3 | 0 | -0.11463 | 0.075841 | 0 | 0 | -0.2738 | 0.21118 | 0 | 0 | -0.39609 | 0.33373 | 0 | -0.038794 | -0.062616 | -0.062363
7 | 16 | 4 | 0 | 0 | 0 | 0 | 0 | 0 | 0 | 0 | 0 | 0 | 0 | 0 | 0 | 0 | 0
7 | 16 | 5 | 0 | 0 | 0 | 0 | 0 | 0 | 0 | 0 | 0 | 0 | 0 | 0 | 0 | 0 | 0
7 | 16 | 6 | 0 | 0 | 0 | 0 | 0 | 0 | 0 | 0 | 0 | 0 | 0 | 0 | 0 | 0 | 0
7 | 16 | 7 | 0 | 0 | 0 | 0 | 0 | 0 | 0 | 0 | 0 | 0 | 0 | 0 | 0 | 0 | 0
7 | 16 | 8 | 0 | 0 | 0 | 0 | 0 | 0 | 0 | 0 | 0 | 0 | 0 | 0 | 0 | 0 | 0
7 | 16 | 9 | 0 | 0 | 0 | 0 | 0 | 0 | 0 | 0 | 0 | 0 | 0 | 0 | 0 | 0 | 0
7 | 16 | 10 | 0 | 0 | 0 | 0 | 0 | 0 | 0 | 0 | 0 | 0 | 0 | 0 | 0 | 0 | 0
7 | 16 | 11 | 0 | 0 | 0 | 0 | 0 | 0 | 0 | 0 | 0 | 0 | 0 | 0 | 0 | 0 | 0
7 | 16 | 12 | 0 | 0 | 0 | 0 | 0 | 0 | 0 | 0 | 0 | 0 | 0 | 0 | 0 | 0 | 0
7 | 16 | 13 | 0 | 0 | 0 | 0 | 0 | 0 | 0 | 0 | 0 | 0 | 0 | 0 | 0 | 0 | 0
7 | 16 | 14 | 0 | 0 | 0 | 0 | 0 | 0 | 0 | 0 | 0 | 0 | 0 | 0 | 0 | 0 | 0
7 | 16 | 15 | 0 | -0.018708 | 0.012556 | 0 | 0 | -0.044683 | 0.035527 | 0 | 0 | -0.064642 | 0.056598 | 0 | -0.0061522 | -0.0091561 | -0.0080432
7 | 16 | 16 | 0 | -0.2182 | 0.13815 | 0 | 0 | -0.52116 | 0.38319 | 0 | 0 | -0.75395 | 0.60435 | 0 | -0.080054 | -0.13797 | -0.14959
7 | 16 | 17 | 0 | -0.35919 | 0.22998 | 0 | 0 | -0.8579 | 0.63545 | 0 | 0 | -1.2411 | 1.0002 | 0 | -0.12921 | -0.22244 | -0.24084
7 | 16 | 18 | 0 | -0.53209 | 0.34138 | 0 | 0 | -1.2709 | 0.94172 | 0 | 0 | -1.8385 | 1.4811 | 0 | -0.19071 | -0.32913 | -0.35743
7 | 16 | 19 | 0 | -0.81342 | 0.48961 | 0 | 0 | -1.9428 | 1.3538 | 0 | 0 | -2.8105 | 2.1318 | 0 | -0.32381 | -0.58897 | -0.67878
7 | 16 | 20 | 0 | -1.0865 | 0.60491 | 0 | 0 | -2.595 | 1.6755 | 0 | 0 | -3.7541 | 2.6406 | 0 | -0.48159 | -0.91955 | -1.1135
7 | 16 | 21 | 0 | -1.3944 | 0.71964 | 0 | 0 | -3.3305 | 2.0011 | 0 | 0 | -4.8181 | 3.1601 | 0 | -0.67479 | -1.3294 | -1.6579
7 | 16 | 22 | 0 | -1.4616 | 0.80982 | 0 | 0 | -3.491 | 2.253 | 0 | 0 | -5.0503 | 3.5589 | 0 | -0.65183 | -1.238 | -1.4914
7 | 16 | 23 | 0 | -2.0366 | 1.0131 | 0 | 0 | -4.8643 | 2.8296 | 0 | 0 | -7.0371 | 4.4786 | 0 | -1.0236 | -2.0348 | -2.5585
7 | 17 | 0 | 0 | -0.71181 | 0.54304 | 0 | 0 | -1.7001 | 1.5012 | 0 | 0 | -2.4595 | 2.3636 | 0 | -0.16877 | -0.19889 | -0.095892
7 | 17 | 1 | 0 | -0.66617 | 0.51539 | 0 | 0 | -1.5911 | 1.4252 | 0 | 0 | -2.3018 | 2.2443 | 0 | -0.15079 | -0.16587 | -0.057443
7 | 17 | 2 | 0 | -0.22097 | 0.18239 | 0 | 0 | -0.52777 | 0.50873 | 0 | 0 | -0.7635 | 0.80462 | 0 | -0.038576 | -0.019043 | 0.041118
7 | 17 | 3 | 0 | -0.023358 | 0.019704 | 0 | 0 | -0.055788 | 0.055656 | 0 | 0 | -0.080706 | 0.088589 | 0 | -0.0036532 | -0.00013166 | 0.0078831
7 | 17 | 4 | 0 | 0 | 0 | 0 | 0 | 0 | 0 | 0 | 0 | 0 | 0 | 0 | 0 | 0 | 0
7 | 17 | 5 | 0 | 0 | 0 | 0 | 0 | 0 | 0 | 0 | 0 | 0 | 0 | 0 | 0 | 0 | 0
7 | 17 | 6 | 0 | 0 | 0 | 0 | 0 | 0 | 0 | 0 | 0 | 0 | 0 | 0 | 0 | 0 | 0
7 | 17 | 7 | 0 | 0 | 0 | 0 | 0 | 0 | 0 | 0 | 0 | 0 | 0 | 0 | 0 | 0 | 0
7 | 17 | 8 | 0 | 0 | 0 | 0 | 0 | 0 | 0 | 0 | 0 | 0 | 0 | 0 | 0 | 0 | 0
7 | 17 | 9 | 0 | 0 | 0 | 0 | 0 | 0 | 0 | 0 | 0 | 0 | 0 | 0 | 0 | 0 | 0
7 | 17 | 10 | 0 | 0 | 0 | 0 | 0 | 0 | 0 | 0 | 0 | 0 | 0 | 0 | 0 | 0 | 0
7 | 17 | 11 | 0 | 0 | 0 | 0 | 0 | 0 | 0 | 0 | 0 | 0 | 0 | 0 | 0 | 0 | 0
7 | 17 | 12 | 0 | 0 | 0 | 0 | 0 | 0 | 0 | 0 | 0 | 0 | 0 | 0 | 0 | 0 | 0
7 | 17 | 13 | 0 | 0 | 0 | 0 | 0 | 0 | 0 | 0 | 0 | 0 | 0 | 0 | 0 | 0 | 0
7 | 17 | 14 | 0 | 0 | 0 | 0 | 0 | 0 | 0 | 0 | 0 | 0 | 0 | 0 | 0 | 0 | 0
7 | 17 | 15 | 0 | 0 | 0 | 0 | 0 | 0 | 0 | 0 | 0 | 0 | 0 | 0 | 0 | 0 | 0
7 | 17 | 16 | 0 | -0.014935 | 0.013178 | 0 | 0 | -0.035672 | 0.037286 | 0 | 0 | -0.051605 | 0.059401 | 0 | -0.0017575 | 0.0016144 | 0.0077957
7 | 17 | 17 | 0 | -0.030938 | 0.027796 | 0 | 0 | -0.073892 | 0.078647 | 0 | 0 | -0.1069 | 0.12529 | 0 | -0.0031417 | 0.0047555 | 0.018397
7 | 17 | 18 | 0 | -0.048007 | 0.044712 | 0 | 0 | -0.11466 | 0.12651 | 0 | 0 | -0.16587 | 0.20154 | 0 | -0.0032946 | 0.011851 | 0.035671
7 | 17 | 19 | 0 | -0.064009 | 0.060691 | 0 | 0 | -0.15288 | 0.17172 | 0 | 0 | -0.22117 | 0.27357 | 0 | -0.0033179 | 0.018843 | 0.052407
7 | 17 | 20 | 0 | -0.061875 | 0.058668 | 0 | 0 | -0.14778 | 0.166 | 0 | 0 | -0.21379 | 0.26445 | 0 | -0.0032073 | 0.018215 | 0.05066
7 | 17 | 21 | 0 | -0.059742 | 0.056645 | 0 | 0 | -0.14269 | 0.16027 | 0 | 0 | -0.20642 | 0.25533 | 0 | -0.0030967 | 0.017587 | 0.048913
7 | 17 | 22 | 0 | -0.057608 | 0.054622 | 0 | 0 | -0.13759 | 0.15455 | 0 | 0 | -0.19905 | 0.24621 | 0 | -0.0029861 | 0.016959 | 0.047166
7 | 17 | 23 | 0 | -0.055474 | 0.052599 | 0 | 0 | -0.1325 | 0.14883 | 0 | 0 | -0.19168 | 0.2371 | 0 | -0.0028755 | 0.016331 | 0.045419
7 | 18 | 0 | 0 | -0.053341 | 0.04968 | 0 | 0 | -0.1274 | 0.14057 | 0 | 0 | -0.1843 | 0.22394 | 0 | -0.0036607 | 0.013168 | 0.039635
7 | 18 | 1 | 0 | -0.052274 | 0.048686 | 0 | 0 | -0.12485 | 0.13776 | 0 | 0 | -0.18062 | 0.21946 | 0 | -0.0035875 | 0.012905 | 0.038842
7 | 18 | 2 | 0 | -0.033071 | 0.030254 | 0 | 0 | -0.078988 | 0.085601 | 0 | 0 | -0.11427 | 0.13637 | 0 | -0.0028177 | 0.0066134 | 0.022103
7 | 18 | 3 | 0 | -0.013869 | 0.012237 | 0 | 0 | -0.033124 | 0.034623 | 0 | 0 | -0.047919 | 0.055158 | 0 | -0.001632 | 0.001499 | 0.0072388
7 | 18 | 4 | 0 | 0 | 0 | 0 | 0 | 0 | 0 | 0 | 0 | 0 | 0 | 0 | 0 | 0 | 0
7 | 18 | 5 | 0 | 0 | 0 | 0 | 0 | 0 | 0 | 0 | 0 | 0 | 0 | 0 | 0 | 0 | 0
7 | 18 | 6 | 0 | 0 | 0 | 0 | 0 | 0 | 0 | 0 | 0 | 0 | 0 | 0 | 0 | 0 | 0
7 | 18 | 7 | 0 | 0 | 0 | 0 | 0 | 0 | 0 | 0 | 0 | 0 | 0 | 0 | 0 | 0 | 0
7 | 18 | 8 | 0 | 0 | 0 | 0 | 0 | 0 | 0 | 0 | 0 | 0 | 0 | 0 | 0 | 0 | 0
7 | 18 | 9 | 0 | 0 | 0 | 0 | 0 | 0 | 0 | 0 | 0 | 0 | 0 | 0 | 0 | 0 | 0
7 | 18 | 10 | 0 | 0 | 0 | 0 | 0 | 0 | 0 | 0 | 0 | 0 | 0 | 0 | 0 | 0 | 0
7 | 18 | 11 | 0 | 0 | 0 | 0 | 0 | 0 | 0 | 0 | 0 | 0 | 0 | 0 | 0 | 0 | 0
7 | 18 | 12 | 0 | 0 | 0 | 0 | 0 | 0 | 0 | 0 | 0 | 0 | 0 | 0 | 0 | 0 | 0
7 | 18 | 13 | 0 | 0 | 0 | 0 | 0 | 0 | 0 | 0 | 0 | 0 | 0 | 0 | 0 | 0 | 0
7 | 18 | 14 | 0 | 0 | 0 | 0 | 0 | 0 | 0 | 0 | 0 | 0 | 0 | 0 | 0 | 0 | 0
7 | 18 | 15 | 0 | 0 | 0 | 0 | 0 | 0 | 0 | 0 | 0 | 0 | 0 | 0 | 0 | 0 | 0
7 | 18 | 16 | 0 | -0.0053341 | 0.0046216 | 0 | 0 | -0.01274 | 0.013077 | 0 | 0 | -0.01843 | 0.020832 | 0 | -0.0007125 | 0.0003366 | 0.0024019
7 | 18 | 17 | 0 | -0.025604 | 0.023003 | 0 | 0 | -0.061152 | 0.065088 | 0 | 0 | -0.088466 | 0.10369 | 0 | -0.0026001 | 0.0039356 | 0.015225
7 | 18 | 18 | 0 | -0.04694 | 0.043718 | 0 | 0 | -0.11211 | 0.1237 | 0 | 0 | -0.16219 | 0.19707 | 0 | -0.0032214 | 0.011588 | 0.034878
7 | 18 | 19 | 0 | -0.067209 | 0.064869 | 0 | 0 | -0.16052 | 0.18354 | 0 | 0 | -0.23222 | 0.2924 | 0 | -0.0023405 | 0.02302 | 0.060181
7 | 18 | 20 | 0 | -0.07361 | 0.071047 | 0 | 0 | -0.17581 | 0.20102 | 0 | 0 | -0.25434 | 0.32025 | 0 | -0.0025634 | 0.025213 | 0.065912
7 | 18 | 21 | 0 | -0.078944 | 0.077555 | 0 | 0 | -0.18855 | 0.21944 | 0 | 0 | -0.27277 | 0.34959 | 0 | -0.0013893 | 0.030887 | 0.076818
7 | 18 | 22 | 0 | -0.085345 | 0.083843 | 0 | 0 | -0.20384 | 0.23723 | 0 | 0 | -0.29489 | 0.37793 | 0 | -0.0015019 | 0.033392 | 0.083046
7 | 18 | 23 | 0 | -0.089612 | 0.089598 | 0 | 0 | -0.21403 | 0.25351 | 0 | 0 | -0.30963 | 0.40387 | 0 | -1.4526e-05 | 0.039482 | 0.094242
7 | 19 | 0 | 0 | 0 | 0 | 0 | 0 | 0 | 0 | 0 | 0 | 0 | 0 | 0 | 0 | 0 | 0
7 | 19 | 1 | 0 | 0 | 0 | 0 | 0 | 0 | 0 | 0 | 0 | 0 | 0 | 0 | 0 | 0 | 0
7 | 19 | 2 | 0 | 0 | 0 | 0 | 0 | 0 | 0 | 0 | 0 | 0 | 0 | 0 | 0 | 0 | 0
7 | 19 | 3 | 0 | 0 | 0 | 0 | 0 | 0 | 0 | 0 | 0 | 0 | 0 | 0 | 0 | 0 | 0
7 | 19 | 4 | 0 | 0 | 0 | 0 | 0 | 0 | 0 | 0 | 0 | 0 | 0 | 0 | 0 | 0 | 0
7 | 19 | 5 | 0 | 0 | 0 | 0 | 0 | 0 | 0 | 0 | 0 | 0 | 0 | 0 | 0 | 0 | 0
7 | 19 | 6 | 0 | 0 | 0 | 0 | 0 | 0 | 0 | 0 | 0 | 0 | 0 | 0 | 0 | 0 | 0
7 | 19 | 7 | 0 | 0 | 0 | 0 | 0 | 0 | 0 | 0 | 0 | 0 | 0 | 0 | 0 | 0 | 0
7 | 19 | 8 | 0 | 0 | 0 | 0 | 0 | 0 | 0 | 0 | 0 | 0 | 0 | 0 | 0 | 0 | 0
7 | 19 | 9 | 0 | 0 | 0 | 0 | 0 | 0 | 0 | 0 | 0 | 0 | 0 | 0 | 0 | 0 | 0
7 | 19 | 10 | 0 | 0 | 0 | 0 | 0 | 0 | 0 | 0 | 0 | 0 | 0 | 0 | 0 | 0 | 0
7 | 19 | 11 | 0 | 0 | 0 | 0 | 0 | 0 | 0 | 0 | 0 | 0 | 0 | 0 | 0 | 0 | 0
7 | 19 | 12 | 0 | 0 | 0 | 0 | 0 | 0 | 0 | 0 | 0 | 0 | 0 | 0 | 0 | 0 | 0
7 | 19 | 13 | 0 | 0 | 0 | 0 | 0 | 0 | 0 | 0 | 0 | 0 | 0 | 0 | 0 | 0 | 0
7 | 19 | 14 | 0 | 0 | 0 | 0 | 0 | 0 | 0 | 0 | 0 | 0 | 0 | 0 | 0 | 0 | 0
7 | 19 | 15 | 0 | 0 | 0 | 0 | 0 | 0 | 0 | 0 | 0 | 0 | 0 | 0 | 0 | 0 | 0
7 | 19 | 16 | 0 | 0 | 0 | 0 | 0 | 0 | 0 | 0 | 0 | 0 | 0 | 0 | 0 | 0 | 0
7 | 19 | 17 | 0 | 0 | 0 | 0 | 0 | 0 | 0 | 0 | 0 | 0 | 0 | 0 | 0 | 0 | 0
7 | 19 | 18 | 0 | 0 | 0 | 0 | 0 | 0 | 0 | 0 | 0 | 0 | 0 | 0 | 0 | 0 | 0
7 | 19 | 19 | 0 | 0 | 0 | 0 | 0 | 0 | 0 | 0 | 0 | 0 | 0 | 0 | 0 | 0 | 0
7 | 19 | 20 | 0 | 0 | 0 | 0 | 0 | 0 | 0 | 0 | 0 | 0 | 0 | 0 | 0 | 0 | 0
7 | 19 | 21 | 0 | 0 | 0 | 0 | 0 | 0 | 0 | 0 | 0 | 0 | 0 | 0 | 0 | 0 | 0
7 | 19 | 22 | 0 | 0 | 0.023541 | 0 | 0 | 0 | 0.06661 | 0 | 0 | 0 | 0.10612 | 0 | 0.023541 | 0.06661 | 0.10612
7 | 19 | 23 | 0 | 0 | 0.023168 | 0 | 0 | 0 | 0.065552 | 0 | 0 | 0 | 0.10443 | 0 | 0.023168 | 0.065552 | 0.10443
7 | 20 | 0 | 0 | 0 | 0.022794 | 0 | 0 | 0 | 0.064495 | 0 | 0 | 0 | 0.10275 | 0 | 0.022794 | 0.064495 | 0.10275
7 | 20 | 1 | 0 | 0 | 0.022039 | 0 | 0 | 0 | 0.062359 | 0 | 0 | 0 | 0.099344 | 0 | 0.022039 | 0.062359 | 0.099344
7 | 20 | 2 | 0 | 0 | 0.014296 | 0 | 0 | 0 | 0.04045 | 0 | 0 | 0 | 0.06444 | 0 | 0.014296 | 0.04045 | 0.06444
7 | 20 | 3 | 0 | 0 | 0.007147 | 0 | 0 | 0 | 0.020222 | 0 | 0 | 0 | 0.032216 | 0 | 0.007147 | 0.020222 | 0.032216
7 | 20 | 4 | 0 | 0 | 0.00075575 | 0 | 0 | 0 | 0.0021384 | 0 | 0 | 0 | 0.0034067 | 0 | 0.00075575 | 0.0021384 | 0.0034067
7 | 20 | 5 | 0 | 0 | 0 | 0 | 0 | 0 | 0 | 0 | 0 | 0 | 0 | 0 | 0 | 0 | 0
7 | 20 | 6 | 0 | 0 | 0 | 0 | 0 | 0 | 0 | 0 | 0 | 0 | 0 | 0 | 0 | 0 | 0
7 | 20 | 7 | 0 | 0 | 0 | 0 | 0 | 0 | 0 | 0 | 0 | 0 | 0 | 0 | 0 | 0 | 0
7 | 20 | 8 | 0 | 0 | 0 | 0 | 0 | 0 | 0 | 0 | 0 | 0 | 0 | 0 | 0 | 0 | 0
7 | 20 | 9 | 0 | 0 | 0 | 0 | 0 | 0 | 0 | 0 | 0 | 0 | 0 | 0 | 0 | 0 | 0
7 | 20 | 10 | 0 | 0 | 0 | 0 | 0 | 0 | 0 | 0 | 0 | 0 | 0 | 0 | 0 | 0 | 0
7 | 20 | 11 | 0 | 0 | 0 | 0 | 0 | 0 | 0 | 0 | 0 | 0 | 0 | 0 | 0 | 0 | 0
7 | 20 | 12 | 0 | 0 | 0 | 0 | 0 | 0 | 0 | 0 | 0 | 0 | 0 | 0 | 0 | 0 | 0
7 | 20 | 13 | 0 | 0 | 0 | 0 | 0 | 0 | 0 | 0 | 0 | 0 | 0 | 0 | 0 | 0 | 0
7 | 20 | 14 | 0 | 0 | 0 | 0 | 0 | 0 | 0 | 0 | 0 | 0 | 0 | 0 | 0 | 0 | 0
7 | 20 | 15 | 0 | 0 | 0 | 0 | 0 | 0 | 0 | 0 | 0 | 0 | 0 | 0 | 0 | 0 | 0
7 | 20 | 16 | 0 | -0.017069 | 0.018978 | 0 | 0 | -0.040768 | 0.053698 | 0 | 0 | -0.058977 | 0.085547 | 0 | 0.0019092 | 0.01293 | 0.026569
7 | 20 | 17 | 0 | -0.043739 | 0.045843 | 0 | 0 | -0.10447 | 0.12971 | 0 | 0 | -0.15113 | 0.20664 | 0 | 0.0021039 | 0.025244 | 0.055515
7 | 20 | 18 | 0 | -0.069343 | 0.072991 | 0 | 0 | -0.16562 | 0.20653 | 0 | 0 | -0.2396 | 0.32902 | 0 | 0.0036482 | 0.040906 | 0.089421
7 | 20 | 19 | 0 | -0.096013 | 0.10331 | 0 | 0 | -0.22932 | 0.2923 | 0 | 0 | -0.33175 | 0.46567 | 0 | 0.0072939 | 0.062984 | 0.13392
7 | 20 | 20 | 0 | -0.10348 | 0.11309 | 0 | 0 | -0.24716 | 0.31997 | 0 | 0 | -0.35755 | 0.50975 | 0 | 0.0096058 | 0.072819 | 0.1522
7 | 20 | 21 | 0 | -0.10988 | 0.12189 | 0 | 0 | -0.26244 | 0.34487 | 0 | 0 | -0.37967 | 0.54941 | 0 | 0.012004 | 0.082427 | 0.16975
7 | 20 | 22 | 0 | -0.11735 | 0.13026 | 0 | 0 | -0.28028 | 0.36856 | 0 | 0 | -0.40547 | 0.58716 | 0 | 0.012909 | 0.088283 | 0.18169
7 | 20 | 23 | 0 | -0.11948 | 0.13495 | 0 | 0 | -0.28538 | 0.38185 | 0 | 0 | -0.41284 | 0.60832 | 0 | 0.015471 | 0.096474 | 0.19548
7 | 21 | 0 | 0 | -0.59828 | 0.43496 | 0 | 0 | -1.4289 | 1.2307 | 0 | 0 | -2.0672 | 1.9606 | 0 | -0.16332 | -0.19824 | -0.10656
7 | 21 | 1 | 0 | -0.61727 | 0.44807 | 0 | 0 | -1.4743 | 1.2678 | 0 | 0 | -2.1328 | 2.0197 | 0 | -0.1692 | -0.20651 | -0.1131
7 | 21 | 2 | 0 | -0.36131 | 0.24594 | 0 | 0 | -0.86297 | 0.69589 | 0 | 0 | -1.2484 | 1.1086 | 0 | -0.11537 | -0.16708 | -0.1398
7 | 21 | 3 | 0 | -0.10535 | 0.067343 | 0 | 0 | -0.25163 | 0.19054 | 0 | 0 | -0.36402 | 0.30356 | 0 | -0.038012 | -0.061087 | -0.060469
7 | 21 | 4 | 0 | 0 | 0 | 0 | 0 | 0 | 0 | 0 | 0 | 0 | 0 | 0 | 0 | 0 | 0
7 | 21 | 5 | 0 | 0 | 0 | 0 | 0 | 0 | 0 | 0 | 0 | 0 | 0 | 0 | 0 | 0 | 0
7 | 21 | 6 | 0 | 0 | 0 | 0 | 0 | 0 | 0 | 0 | 0 | 0 | 0 | 0 | 0 | 0 | 0
7 | 21 | 7 | 0 | 0 | 0 | 0 | 0 | 0 | 0 | 0 | 0 | 0 | 0 | 0 | 0 | 0 | 0
7 | 21 | 8 | 0 | 0 | 0 | 0 | 0 | 0 | 0 | 0 | 0 | 0 | 0 | 0 | 0 | 0 | 0
7 | 21 | 9 | 0 | 0 | 0 | 0 | 0 | 0 | 0 | 0 | 0 | 0 | 0 | 0 | 0 | 0 | 0
7 | 21 | 10 | 0 | 0 | 0 | 0 | 0 | 0 | 0 | 0 | 0 | 0 | 0 | 0 | 0 | 0 | 0
7 | 21 | 11 | 0 | 0 | 0 | 0 | 0 | 0 | 0 | 0 | 0 | 0 | 0 | 0 | 0 | 0 | 0
7 | 21 | 12 | 0 | 0 | 0 | 0 | 0 | 0 | 0 | 0 | 0 | 0 | 0 | 0 | 0 | 0 | 0
7 | 21 | 13 | 0 | 0 | 0 | 0 | 0 | 0 | 0 | 0 | 0 | 0 | 0 | 0 | 0 | 0 | 0
7 | 21 | 14 | 0 | 0 | 0 | 0 | 0 | 0 | 0 | 0 | 0 | 0 | 0 | 0 | 0 | 0 | 0
7 | 21 | 15 | 0 | 0 | 0 | 0 | 0 | 0 | 0 | 0 | 0 | 0 | 0 | 0 | 0 | 0 | 0
7 | 21 | 16 | 0 | -0.10187 | 0.067673 | 0 | 0 | -0.2433 | 0.19148 | 0 | 0 | -0.35198 | 0.30504 | 0 | -0.034195 | -0.051826 | -0.046935
7 | 21 | 17 | 0 | -0.14946 | 0.10007 | 0 | 0 | -0.35697 | 0.28313 | 0 | 0 | -0.51641 | 0.45106 | 0 | -0.049393 | -0.073837 | -0.065356
7 | 21 | 18 | 0 | -0.19705 | 0.13526 | 0 | 0 | -0.47064 | 0.38271 | 0 | 0 | -0.68085 | 0.60969 | 0 | -0.061791 | -0.087927 | -0.071156
7 | 21 | 19 | 0 | -0.24464 | 0.17099 | 0 | 0 | -0.5843 | 0.48381 | 0 | 0 | -0.84528 | 0.77075 | 0 | -0.073651 | -0.10049 | -0.074532
7 | 21 | 20 | 0 | -0.25588 | 0.17788 | 0 | 0 | -0.61115 | 0.50332 | 0 | 0 | -0.88412 | 0.80183 | 0 | -0.077996 | -0.10783 | -0.082292
7 | 21 | 21 | 0 | -0.26043 | 0.18054 | 0 | 0 | -0.62202 | 0.51082 | 0 | 0 | -0.89986 | 0.81379 | 0 | -0.079897 | -0.1112 | -0.086067
7 | 21 | 22 | 0 | -0.27167 | 0.18752 | 0 | 0 | -0.64887 | 0.53058 | 0 | 0 | -0.9387 | 0.84527 | 0 | -0.084155 | -0.11829 | -0.09343
7 | 21 | 23 | 0 | -0.27516 | 0.18915 | 0 | 0 | -0.6572 | 0.5352 | 0 | 0 | -0.95074 | 0.85262 | 0 | -0.08601 | -0.122 | -0.098122
7 | 22 | 0 | 0 | -0.27865 | 0.19062 | 0 | 0 | -0.66553 | 0.53936 | 0 | 0 | -0.96279 | 0.85926 | 0 | -0.088024 | -0.12616 | -0.10353
7 | 22 | 1 | 0 | -0.28213 | 0.19102 | 0 | 0 | -0.67385 | 0.5405 | 0 | 0 | -0.97484 | 0.86107 | 0 | -0.09111 | -0.13336 | -0.11377
7 | 22 | 2 | 0 | -0.14306 | 0.094672 | 0 | 0 | -0.34168 | 0.26787 | 0 | 0 | -0.4943 | 0.42674 | 0 | -0.048386 | -0.073811 | -0.067552
7 | 22 | 3 | 0 | -0.0096013 | 0.0083189 | 0 | 0 | -0.022932 | 0.023538 | 0 | 0 | -0.033175 | 0.037498 | 0 | -0.0012825 | 0.00060592 | 0.0043235
7 | 22 | 4 | 0 | 0 | 0 | 0 | 0 | 0 | 0 | 0 | 0 | 0 | 0 | 0 | 0 | 0 | 0
7 | 22 | 5 | 0 | 0 | 0 | 0 | 0 | 0 | 0 | 0 | 0 | 0 | 0 | 0 | 0 | 0 | 0
7 | 22 | 6 | 0 | 0 | 0 | 0 | 0 | 0 | 0 | 0 | 0 | 0 | 0 | 0 | 0 | 0 | 0
7 | 22 | 7 | 0 | 0 | 0 | 0 | 0 | 0 | 0 | 0 | 0 | 0 | 0 | 0 | 0 | 0 | 0
7 | 22 | 8 | 0 | 0 | 0 | 0 | 0 | 0 | 0 | 0 | 0 | 0 | 0 | 0 | 0 | 0 | 0
7 | 22 | 9 | 0 | 0 | 0 | 0 | 0 | 0 | 0 | 0 | 0 | 0 | 0 | 0 | 0 | 0 | 0
7 | 22 | 10 | 0 | 0 | 0 | 0 | 0 | 0 | 0 | 0 | 0 | 0 | 0 | 0 | 0 | 0 | 0
7 | 22 | 11 | 0 | 0 | 0 | 0 | 0 | 0 | 0 | 0 | 0 | 0 | 0 | 0 | 0 | 0 | 0
7 | 22 | 12 | 0 | 0 | 0 | 0 | 0 | 0 | 0 | 0 | 0 | 0 | 0 | 0 | 0 | 0 | 0
7 | 22 | 13 | 0 | 0 | 0 | 0 | 0 | 0 | 0 | 0 | 0 | 0 | 0 | 0 | 0 | 0 | 0
7 | 22 | 14 | 0 | 0 | 0 | 0 | 0 | 0 | 0 | 0 | 0 | 0 | 0 | 0 | 0 | 0 | 0
7 | 22 | 15 | 0 | 0 | 0 | 0 | 0 | 0 | 0 | 0 | 0 | 0 | 0 | 0 | 0 | 0 | 0
7 | 22 | 16 | 0 | 0 | 0 | 0 | 0 | 0 | 0 | 0 | 0 | 0 | 0 | 0 | 0 | 0 | 0
7 | 22 | 17 | 0 | 0 | 0 | 0 | 0 | 0 | 0 | 0 | 0 | 0 | 0 | 0 | 0 | 0 | 0
7 | 22 | 18 | 0 | 0 | 0 | 0 | 0 | 0 | 0 | 0 | 0 | 0 | 0 | 0 | 0 | 0 | 0
7 | 22 | 19 | 0 | 0 | 0 | 0 | 0 | 0 | 0 | 0 | 0 | 0 | 0 | 0 | 0 | 0 | 0
7 | 22 | 20 | 0 | 0 | 0 | 0 | 0 | 0 | 0 | 0 | 0 | 0 | 0 | 0 | 0 | 0 | 0
7 | 22 | 21 | 0 | 0 | 0 | 0 | 0 | 0 | 0 | 0 | 0 | 0 | 0 | 0 | 0 | 0 | 0
7 | 22 | 22 | 0 | 0 | 0 | 0 | 0 | 0 | 0 | 0 | 0 | 0 | 0 | 0 | 0 | 0 | 0
7 | 22 | 23 | 0 | 0 | 0 | 0 | 0 | 0 | 0 | 0 | 0 | 0 | 0 | 0 | 0 | 0 | 0
7 | 23 | 0 | 0 | 0 | 0 | 0 | 0 | 0 | 0 | 0 | 0 | 0 | 0 | 0 | 0 | 0 | 0
7 | 23 | 1 | 0 | 0 | 0 | 0 | 0 | 0 | 0 | 0 | 0 | 0 | 0 | 0 | 0 | 0 | 0
7 | 23 | 2 | 0 | 0 | 0 | 0 | 0 | 0 | 0 | 0 | 0 | 0 | 0 | 0 | 0 | 0 | 0
7 | 23 | 3 | 0 | 0 | 0 | 0 | 0 | 0 | 0 | 0 | 0 | 0 | 0 | 0 | 0 | 0 | 0
7 | 23 | 4 | 0 | 0 | 0 | 0 | 0 | 0 | 0 | 0 | 0 | 0 | 0 | 0 | 0 | 0 | 0
7 | 23 | 5 | 0 | 0 | 0 | 0 | 0 | 0 | 0 | 0 | 0 | 0 | 0 | 0 | 0 | 0 | 0
7 | 23 | 6 | 0 | 0 | 0 | 0 | 0 | 0 | 0 | 0 | 0 | 0 | 0 | 0 | 0 | 0 | 0
7 | 23 | 7 | 0 | 0 | 0 | 0 | 0 | 0 | 0 | 0 | 0 | 0 | 0 | 0 | 0 | 0 | 0
7 | 23 | 8 | 0 | 0 | 0 | 0 | 0 | 0 | 0 | 0 | 0 | 0 | 0 | 0 | 0 | 0 | 0
7 | 23 | 9 | 0 | 0 | 0 | 0 | 0 | 0 | 0 | 0 | 0 | 0 | 0 | 0 | 0 | 0 | 0
7 | 23 | 10 | 0 | 0 | 0 | 0 | 0 | 0 | 0 | 0 | 0 | 0 | 0 | 0 | 0 | 0 | 0
7 | 23 | 11 | 0 | 0 | 0 | 0 | 0 | 0 | 0 | 0 | 0 | 0 | 0 | 0 | 0 | 0 | 0
7 | 23 | 12 | 0 | 0 | 0 | 0 | 0 | 0 | 0 | 0 | 0 | 0 | 0 | 0 | 0 | 0 | 0
7 | 23 | 13 | 0 | 0 | 0 | 0 | 0 | 0 | 0 | 0 | 0 | 0 | 0 | 0 | 0 | 0 | 0
7 | 23 | 14 | 0 | 0 | 0 | 0 | 0 | 0 | 0 | 0 | 0 | 0 | 0 | 0 | 0 | 0 | 0
7 | 23 | 15 | 0 | 0 | 0 | 0 | 0 | 0 | 0 | 0 | 0 | 0 | 0 | 0 | 0 | 0 | 0
7 | 23 | 16 | 0 | 0 | 0 | 0 | 0 | 0 | 0 | 0 | 0 | 0 | 0 | 0 | 0 | 0 | 0
7 | 23 | 17 | 0 | 0 | 0 | 0 | 0 | 0 | 0 | 0 | 0 | 0 | 0 | 0 | 0 | 0 | 0
7 | 23 | 18 | 0 | 0 | 0 | 0 | 0 | 0 | 0 | 0 | 0 | 0 | 0 | 0 | 0 | 0 | 0
7 | 23 | 19 | 0 | 0 | 0 | 0 | 0 | 0 | 0 | 0 | 0 | 0 | 0 | 0 | 0 | 0 | 0
7 | 23 | 20 | 0 | 0 | 0 | 0 | 0 | 0 | 0 | 0 | 0 | 0 | 0 | 0 | 0 | 0 | 0
7 | 23 | 21 | 0 | 0 | 0 | 0 | 0 | 0 | 0 | 0 | 0 | 0 | 0 | 0 | 0 | 0 | 0
7 | 23 | 22 | 0 | 0 | 0 | 0 | 0 | 0 | 0 | 0 | 0 | 0 | 0 | 0 | 0 | 0 | 0
7 | 23 | 23 | 0 | 0 | 0 | 0 | 0 | 0 | 0 | 0 | 0 | 0 | 0 | 0 | 0 | 0 | 0
7 | 24 | 0 | 0 | 0 | 0 | 0 | 0 | 0 | 0 | 0 | 0 | 0 | 0 | 0 | 0 | 0 | 0
7 | 24 | 1 | 0 | 0 | 0 | 0 | 0 | 0 | 0 | 0 | 0 | 0 | 0 | 0 | 0 | 0 | 0
7 | 24 | 2 | 0 | 0 | 0 | 0 | 0 | 0 | 0 | 0 | 0 | 0 | 0 | 0 | 0 | 0 | 0
7 | 24 | 3 | 0 | 0 | 0 | 0 | 0 | 0 | 0 | 0 | 0 | 0 | 0 | 0 | 0 | 0 | 0
7 | 24 | 4 | 0 | 0 | 0 | 0 | 0 | 0 | 0 | 0 | 0 | 0 | 0 | 0 | 0 | 0 | 0
7 | 24 | 5 | 0 | 0 | 0 | 0 | 0 | 0 | 0 | 0 | 0 | 0 | 0 | 0 | 0 | 0 | 0
7 | 24 | 6 | 0 | 0 | 0 | 0 | 0 | 0 | 0 | 0 | 0 | 0 | 0 | 0 | 0 | 0 | 0
7 | 24 | 7 | 0 | 0 | 0 | 0 | 0 | 0 | 0 | 0 | 0 | 0 | 0 | 0 | 0 | 0 | 0
7 | 24 | 8 | 0 | 0 | 0 | 0 | 0 | 0 | 0 | 0 | 0 | 0 | 0 | 0 | 0 | 0 | 0
7 | 24 | 9 | 0 | 0 | 0 | 0 | 0 | 0 | 0 | 0 | 0 | 0 | 0 | 0 | 0 | 0 | 0
7 | 24 | 10 | 0 | 0 | 0 | 0 | 0 | 0 | 0 | 0 | 0 | 0 | 0 | 0 | 0 | 0 | 0
7 | 24 | 11 | 0 | 0 | 0 | 0 | 0 | 0 | 0 | 0 | 0 | 0 | 0 | 0 | 0 | 0 | 0
7 | 24 | 12 | 0 | 0 | 0 | 0 | 0 | 0 | 0 | 0 | 0 | 0 | 0 | 0 | 0 | 0 | 0
7 | 24 | 13 | 0 | 0 | 0 | 0 | 0 | 0 | 0 | 0 | 0 | 0 | 0 | 0 | 0 | 0 | 0
7 | 24 | 14 | 0 | 0 | 0 | 0 | 0 | 0 | 0 | 0 | 0 | 0 | 0 | 0 | 0 | 0 | 0
7 | 24 | 15 | 0 | 0 | 0 | 0 | 0 | 0 | 0 | 0 | 0 | 0 | 0 | 0 | 0 | 0 | 0
7 | 24 | 16 | 0 | 0 | 0 | 0 | 0 | 0 | 0 | 0 | 0 | 0 | 0 | 0 | 0 | 0 | 0
7 | 24 | 17 | 0 | 0 | 0 | 0 | 0 | 0 | 0 | 0 | 0 | 0 | 0 | 0 | 0 | 0 | 0
7 | 24 | 18 | 0 | 0 | 0 | 0 | 0 | 0 | 0 | 0 | 0 | 0 | 0 | 0 | 0 | 0 | 0
7 | 24 | 19 | 0 | 0 | 0 | 0 | 0 | 0 | 0 | 0 | 0 | 0 | 0 | 0 | 0 | 0 | 0
7 | 24 | 20 | 0 | 0 | 0 | 0 | 0 | 0 | 0 | 0 | 0 | 0 | 0 | 0 | 0 | 0 | 0
7 | 24 | 21 | 0 | 0 | 0 | 0 | 0 | 0 | 0 | 0 | 0 | 0 | 0 | 0 | 0 | 0 | 0
7 | 24 | 22 | 0 | 0 | 0 | 0 | 0 | 0 | 0 | 0 | 0 | 0 | 0 | 0 | 0 | 0 | 0
7 | 24 | 23 | 0 | 0 | 0 | 0 | 0 | 0 | 0 | 0 | 0 | 0 | 0 | 0 | 0 | 0 | 0
7 | 25 | 0 | 0 | 0 | 0 | 0 | 0 | 0 | 0 | 0 | 0 | 0 | 0 | 0 | 0 | 0 | 0
7 | 25 | 1 | 0 | 0 | 0 | 0 | 0 | 0 | 0 | 0 | 0 | 0 | 0 | 0 | 0 | 0 | 0
7 | 25 | 2 | 0 | 0 | 0 | 0 | 0 | 0 | 0 | 0 | 0 | 0 | 0 | 0 | 0 | 0 | 0
7 | 25 | 3 | 0 | 0 | 0 | 0 | 0 | 0 | 0 | 0 | 0 | 0 | 0 | 0 | 0 | 0 | 0
7 | 25 | 4 | 0 | 0 | 0 | 0 | 0 | 0 | 0 | 0 | 0 | 0 | 0 | 0 | 0 | 0 | 0
7 | 25 | 5 | 0 | 0 | 0 | 0 | 0 | 0 | 0 | 0 | 0 | 0 | 0 | 0 | 0 | 0 | 0
7 | 25 | 6 | 0 | 0 | 0 | 0 | 0 | 0 | 0 | 0 | 0 | 0 | 0 | 0 | 0 | 0 | 0
7 | 25 | 7 | 0 | 0 | 0 | 0 | 0 | 0 | 0 | 0 | 0 | 0 | 0 | 0 | 0 | 0 | 0
7 | 25 | 8 | 0 | 0 | 0 | 0 | 0 | 0 | 0 | 0 | 0 | 0 | 0 | 0 | 0 | 0 | 0
7 | 25 | 9 | 0 | 0 | 0 | 0 | 0 | 0 | 0 | 0 | 0 | 0 | 0 | 0 | 0 | 0 | 0
7 | 25 | 10 | 0 | 0 | 0 | 0 | 0 | 0 | 0 | 0 | 0 | 0 | 0 | 0 | 0 | 0 | 0
7 | 25 | 11 | 0 | 0 | 0 | 0 | 0 | 0 | 0 | 0 | 0 | 0 | 0 | 0 | 0 | 0 | 0
7 | 25 | 12 | 0 | 0 | 0 | 0 | 0 | 0 | 0 | 0 | 0 | 0 | 0 | 0 | 0 | 0 | 0
7 | 25 | 13 | 0 | 0 | 0 | 0 | 0 | 0 | 0 | 0 | 0 | 0 | 0 | 0 | 0 | 0 | 0
7 | 25 | 14 | 0 | 0 | 0 | 0 | 0 | 0 | 0 | 0 | 0 | 0 | 0 | 0 | 0 | 0 | 0
7 | 25 | 15 | 0 | 0 | 0 | 0 | 0 | 0 | 0 | 0 | 0 | 0 | 0 | 0 | 0 | 0 | 0
7 | 25 | 16 | 0 | 0 | 0 | 0 | 0 | 0 | 0 | 0 | 0 | 0 | 0 | 0 | 0 | 0 | 0
7 | 25 | 17 | 0 | 0 | 0 | 0 | 0 | 0 | 0 | 0 | 0 | 0 | 0 | 0 | 0 | 0 | 0
7 | 25 | 18 | 0 | 0 | 0 | 0 | 0 | 0 | 0 | 0 | 0 | 0 | 0 | 0 | 0 | 0 | 0
7 | 25 | 19 | 0 | 0 | 0 | 0 | 0 | 0 | 0 | 0 | 0 | 0 | 0 | 0 | 0 | 0 | 0
7 | 25 | 20 | 0 | 0 | 0 | 0 | 0 | 0 | 0 | 0 | 0 | 0 | 0 | 0 | 0 | 0 | 0
7 | 25 | 21 | 0 | 0 | 0 | 0 | 0 | 0 | 0 | 0 | 0 | 0 | 0 | 0 | 0 | 0 | 0
7 | 25 | 22 | 0 | 0 | 0 | 0 | 0 | 0 | 0 | 0 | 0 | 0 | 0 | 0 | 0 | 0 | 0
7 | 25 | 23 | 0 | 0 | 0 | 0 | 0 | 0 | 0 | 0 | 0 | 0 | 0 | 0 | 0 | 0 | 0
7 | 26 | 0 | 0 | 0 | 0 | 0 | 0 | 0 | 0 | 0 | 0 | 0 | 0 | 0 | 0 | 0 | 0
7 | 26 | 1 | 0 | 0 | 0 | 0 | 0 | 0 | 0 | 0 | 0 | 0 | 0 | 0 | 0 | 0 | 0
7 | 26 | 2 | 0 | 0 | 0 | 0 | 0 | 0 | 0 | 0 | 0 | 0 | 0 | 0 | 0 | 0 | 0
7 | 26 | 3 | 0 | 0 | 0 | 0 | 0 | 0 | 0 | 0 | 0 | 0 | 0 | 0 | 0 | 0 | 0
7 | 26 | 4 | 0 | 0 | 0 | 0 | 0 | 0 | 0 | 0 | 0 | 0 | 0 | 0 | 0 | 0 | 0
7 | 26 | 5 | 0 | 0 | 0 | 0 | 0 | 0 | 0 | 0 | 0 | 0 | 0 | 0 | 0 | 0 | 0
7 | 26 | 6 | 0 | 0 | 0 | 0 | 0 | 0 | 0 | 0 | 0 | 0 | 0 | 0 | 0 | 0 | 0
7 | 26 | 7 | 0 | 0 | 0 | 0 | 0 | 0 | 0 | 0 | 0 | 0 | 0 | 0 | 0 | 0 | 0
7 | 26 | 8 | 0 | 0 | 0 | 0 | 0 | 0 | 0 | 0 | 0 | 0 | 0 | 0 | 0 | 0 | 0
7 | 26 | 9 | 0 | 0 | 0 | 0 | 0 | 0 | 0 | 0 | 0 | 0 | 0 | 0 | 0 | 0 | 0
7 | 26 | 10 | 0 | 0 | 0 | 0 | 0 | 0 | 0 | 0 | 0 | 0 | 0 | 0 | 0 | 0 | 0
7 | 26 | 11 | 0 | 0 | 0 | 0 | 0 | 0 | 0 | 0 | 0 | 0 | 0 | 0 | 0 | 0 | 0
7 | 26 | 12 | 0 | 0 | 0 | 0 | 0 | 0 | 0 | 0 | 0 | 0 | 0 | 0 | 0 | 0 | 0
7 | 26 | 13 | 0 | 0 | 0 | 0 | 0 | 0 | 0 | 0 | 0 | 0 | 0 | 0 | 0 | 0 | 0
7 | 26 | 14 | 0 | 0 | 0 | 0 | 0 | 0 | 0 | 0 | 0 | 0 | 0 | 0 | 0 | 0 | 0
7 | 26 | 15 | 0 | 0 | 0 | 0 | 0 | 0 | 0 | 0 | 0 | 0 | 0 | 0 | 0 | 0 | 0
7 | 26 | 16 | 0 | 0 | 0 | 0 | 0 | 0 | 0 | 0 | 0 | 0 | 0 | 0 | 0 | 0 | 0
7 | 26 | 17 | 0 | 0 | 0 | 0 | 0 | 0 | 0 | 0 | 0 | 0 | 0 | 0 | 0 | 0 | 0
7 | 26 | 18 | 0 | 0 | 0 | 0 | 0 | 0 | 0 | 0 | 0 | 0 | 0 | 0 | 0 | 0 | 0
7 | 26 | 19 | 0 | 0 | 0 | 0 | 0 | 0 | 0 | 0 | 0 | 0 | 0 | 0 | 0 | 0 | 0
7 | 26 | 20 | 0 | 0 | 0 | 0 | 0 | 0 | 0 | 0 | 0 | 0 | 0 | 0 | 0 | 0 | 0
7 | 26 | 21 | 0 | 0 | 0 | 0 | 0 | 0 | 0 | 0 | 0 | 0 | 0 | 0 | 0 | 0 | 0
7 | 26 | 22 | 0 | 0 | 0 | 0 | 0 | 0 | 0 | 0 | 0 | 0 | 0 | 0 | 0 | 0 | 0
7 | 26 | 23 | 0 | 0 | 0 | 0 | 0 | 0 | 0 | 0 | 0 | 0 | 0 | 0 | 0 | 0 | 0
7 | 27 | 0 | 0 | 0 | 0 | 0 | 0 | 0 | 0 | 0 | 0 | 0 | 0 | 0 | 0 | 0 | 0
7 | 27 | 1 | 0 | 0 | 0 | 0 | 0 | 0 | 0 | 0 | 0 | 0 | 0 | 0 | 0 | 0 | 0
7 | 27 | 2 | 0 | 0 | 0 | 0 | 0 | 0 | 0 | 0 | 0 | 0 | 0 | 0 | 0 | 0 | 0
7 | 27 | 3 | 0 | 0 | 0 | 0 | 0 | 0 | 0 | 0 | 0 | 0 | 0 | 0 | 0 | 0 | 0
7 | 27 | 4 | 0 | 0 | 0 | 0 | 0 | 0 | 0 | 0 | 0 | 0 | 0 | 0 | 0 | 0 | 0
7 | 27 | 5 | 0 | 0 | 0 | 0 | 0 | 0 | 0 | 0 | 0 | 0 | 0 | 0 | 0 | 0 | 0
7 | 27 | 6 | 0 | 0 | 0 | 0 | 0 | 0 | 0 | 0 | 0 | 0 | 0 | 0 | 0 | 0 | 0
7 | 27 | 7 | 0 | 0 | 0 | 0 | 0 | 0 | 0 | 0 | 0 | 0 | 0 | 0 | 0 | 0 | 0
7 | 27 | 8 | 0 | 0 | 0 | 0 | 0 | 0 | 0 | 0 | 0 | 0 | 0 | 0 | 0 | 0 | 0
7 | 27 | 9 | 0 | 0 | 0 | 0 | 0 | 0 | 0 | 0 | 0 | 0 | 0 | 0 | 0 | 0 | 0
7 | 27 | 10 | 0 | 0 | 0 | 0 | 0 | 0 | 0 | 0 | 0 | 0 | 0 | 0 | 0 | 0 | 0
7 | 27 | 11 | 0 | 0 | 0 | 0 | 0 | 0 | 0 | 0 | 0 | 0 | 0 | 0 | 0 | 0 | 0
7 | 27 | 12 | 0 | 0 | 0 | 0 | 0 | 0 | 0 | 0 | 0 | 0 | 0 | 0 | 0 | 0 | 0
7 | 27 | 13 | 0 | 0 | 0 | 0 | 0 | 0 | 0 | 0 | 0 | 0 | 0 | 0 | 0 | 0 | 0
7 | 27 | 14 | 0 | 0 | 0 | 0 | 0 | 0 | 0 | 0 | 0 | 0 | 0 | 0 | 0 | 0 | 0
7 | 27 | 15 | 0 | 0 | 0 | 0 | 0 | 0 | 0 | 0 | 0 | 0 | 0 | 0 | 0 | 0 | 0
7 | 27 | 16 | 0 | 0 | 0 | 0 | 0 | 0 | 0 | 0 | 0 | 0 | 0 | 0 | 0 | 0 | 0
7 | 27 | 17 | 0 | 0 | 0 | 0 | 0 | 0 | 0 | 0 | 0 | 0 | 0 | 0 | 0 | 0 | 0
7 | 27 | 18 | 0 | 0 | 0 | 0 | 0 | 0 | 0 | 0 | 0 | 0 | 0 | 0 | 0 | 0 | 0
7 | 27 | 19 | 0 | 0 | 0 | 0 | 0 | 0 | 0 | 0 | 0 | 0 | 0 | 0 | 0 | 0 | 0
7 | 27 | 20 | 0 | 0 | 0 | 0 | 0 | 0 | 0 | 0 | 0 | 0 | 0 | 0 | 0 | 0 | 0
7 | 27 | 21 | 0 | 0 | 0 | 0 | 0 | 0 | 0 | 0 | 0 | 0 | 0 | 0 | 0 | 0 | 0
7 | 27 | 22 | 0 | 0 | 0 | 0 | 0 | 0 | 0 | 0 | 0 | 0 | 0 | 0 | 0 | 0 | 0
7 | 27 | 23 | 0 | 0 | 0 | 0 | 0 | 0 | 0 | 0 | 0 | 0 | 0 | 0 | 0 | 0 | 0
7 | 28 | 0 | 0 | 0 | 0 | 0 | 0 | 0 | 0 | 0 | 0 | 0 | 0 | 0 | 0 | 0 | 0
7 | 28 | 1 | 0 | 0 | 0 | 0 | 0 | 0 | 0 | 0 | 0 | 0 | 0 | 0 | 0 | 0 | 0
7 | 28 | 2 | 0 | 0 | 0 | 0 | 0 | 0 | 0 | 0 | 0 | 0 | 0 | 0 | 0 | 0 | 0
7 | 28 | 3 | 0 | 0 | 0 | 0 | 0 | 0 | 0 | 0 | 0 | 0 | 0 | 0 | 0 | 0 | 0
7 | 28 | 4 | 0 | 0 | 0 | 0 | 0 | 0 | 0 | 0 | 0 | 0 | 0 | 0 | 0 | 0 | 0
7 | 28 | 5 | 0 | 0 | 0 | 0 | 0 | 0 | 0 | 0 | 0 | 0 | 0 | 0 | 0 | 0 | 0
7 | 28 | 6 | 0 | 0 | 0 | 0 | 0 | 0 | 0 | 0 | 0 | 0 | 0 | 0 | 0 | 0 | 0
7 | 28 | 7 | 0 | 0 | 0 | 0 | 0 | 0 | 0 | 0 | 0 | 0 | 0 | 0 | 0 | 0 | 0
7 | 28 | 8 | 0 | 0 | 0 | 0 | 0 | 0 | 0 | 0 | 0 | 0 | 0 | 0 | 0 | 0 | 0
7 | 28 | 9 | 0 | 0 | 0 | 0 | 0 | 0 | 0 | 0 | 0 | 0 | 0 | 0 | 0 | 0 | 0
7 | 28 | 10 | 0 | 0 | 0 | 0 | 0 | 0 | 0 | 0 | 0 | 0 | 0 | 0 | 0 | 0 | 0
7 | 28 | 11 | 0 | 0 | 0 | 0 | 0 | 0 | 0 | 0 | 0 | 0 | 0 | 0 | 0 | 0 | 0
7 | 28 | 12 | 0 | 0 | 0 | 0 | 0 | 0 | 0 | 0 | 0 | 0 | 0 | 0 | 0 | 0 | 0
7 | 28 | 13 | 0 | 0 | 0 | 0 | 0 | 0 | 0 | 0 | 0 | 0 | 0 | 0 | 0 | 0 | 0
7 | 28 | 14 | 0 | 0 | 0 | 0 | 0 | 0 | 0 | 0 | 0 | 0 | 0 | 0 | 0 | 0 | 0
7 | 28 | 15 | 0 | 0 | 0 | 0 | 0 | 0 | 0 | 0 | 0 | 0 | 0 | 0 | 0 | 0 | 0
7 | 28 | 16 | 0 | 0 | 0 | 0 | 0 | 0 | 0 | 0 | 0 | 0 | 0 | 0 | 0 | 0 | 0
7 | 28 | 17 | 0 | 0 | 0 | 0 | 0 | 0 | 0 | 0 | 0 | 0 | 0 | 0 | 0 | 0 | 0
7 | 28 | 18 | 0 | 0 | 0 | 0 | 0 | 0 | 0 | 0 | 0 | 0 | 0 | 0 | 0 | 0 | 0
7 | 28 | 19 | 0 | 0 | 0 | 0 | 0 | 0 | 0 | 0 | 0 | 0 | 0 | 0 | 0 | 0 | 0
7 | 28 | 20 | 0 | 0 | 0 | 0 | 0 | 0 | 0 | 0 | 0 | 0 | 0 | 0 | 0 | 0 | 0
7 | 28 | 21 | 0 | 0 | 0 | 0 | 0 | 0 | 0 | 0 | 0 | 0 | 0 | 0 | 0 | 0 | 0
7 | 28 | 22 | 0 | 0 | 0 | 0 | 0 | 0 | 0 | 0 | 0 | 0 | 0 | 0 | 0 | 0 | 0
7 | 28 | 23 | 0 | 0 | 0 | 0 | 0 | 0 | 0 | 0 | 0 | 0 | 0 | 0 | 0 | 0 | 0
7 | 29 | 0 | 0 | 0 | 0 | 0 | 0 | 0 | 0 | 0 | 0 | 0 | 0 | 0 | 0 | 0 | 0
7 | 29 | 1 | 0 | 0 | 0 | 0 | 0 | 0 | 0 | 0 | 0 | 0 | 0 | 0 | 0 | 0 | 0
7 | 29 | 2 | 0 | 0 | 0 | 0 | 0 | 0 | 0 | 0 | 0 | 0 | 0 | 0 | 0 | 0 | 0
7 | 29 | 3 | 0 | 0 | 0 | 0 | 0 | 0 | 0 | 0 | 0 | 0 | 0 | 0 | 0 | 0 | 0
7 | 29 | 4 | 0 | 0 | 0 | 0 | 0 | 0 | 0 | 0 | 0 | 0 | 0 | 0 | 0 | 0 | 0
7 | 29 | 5 | 0 | 0 | 0 | 0 | 0 | 0 | 0 | 0 | 0 | 0 | 0 | 0 | 0 | 0 | 0
7 | 29 | 6 | 0 | 0 | 0 | 0 | 0 | 0 | 0 | 0 | 0 | 0 | 0 | 0 | 0 | 0 | 0
7 | 29 | 7 | 0 | 0 | 0 | 0 | 0 | 0 | 0 | 0 | 0 | 0 | 0 | 0 | 0 | 0 | 0
7 | 29 | 8 | 0 | 0 | 0 | 0 | 0 | 0 | 0 | 0 | 0 | 0 | 0 | 0 | 0 | 0 | 0
7 | 29 | 9 | 0 | 0 | 0 | 0 | 0 | 0 | 0 | 0 | 0 | 0 | 0 | 0 | 0 | 0 | 0
7 | 29 | 10 | 0 | 0 | 0 | 0 | 0 | 0 | 0 | 0 | 0 | 0 | 0 | 0 | 0 | 0 | 0
7 | 29 | 11 | 0 | 0 | 0 | 0 | 0 | 0 | 0 | 0 | 0 | 0 | 0 | 0 | 0 | 0 | 0
7 | 29 | 12 | 0 | 0 | 0 | 0 | 0 | 0 | 0 | 0 | 0 | 0 | 0 | 0 | 0 | 0 | 0
7 | 29 | 13 | 0 | 0 | 0 | 0 | 0 | 0 | 0 | 0 | 0 | 0 | 0 | 0 | 0 | 0 | 0
7 | 29 | 14 | 0 | 0 | 0 | 0 | 0 | 0 | 0 | 0 | 0 | 0 | 0 | 0 | 0 | 0 | 0
7 | 29 | 15 | 0 | 0 | 0 | 0 | 0 | 0 | 0 | 0 | 0 | 0 | 0 | 0 | 0 | 0 | 0
7 | 29 | 16 | 0 | 0 | 0 | 0 | 0 | 0 | 0 | 0 | 0 | 0 | 0 | 0 | 0 | 0 | 0
7 | 29 | 17 | 0 | 0 | 0 | 0 | 0 | 0 | 0 | 0 | 0 | 0 | 0 | 0 | 0 | 0 | 0
7 | 29 | 18 | 0 | 0 | 0 | 0 | 0 | 0 | 0 | 0 | 0 | 0 | 0 | 0 | 0 | 0 | 0
7 | 29 | 19 | 0 | 0 | 0 | 0 | 0 | 0 | 0 | 0 | 0 | 0 | 0 | 0 | 0 | 0 | 0
7 | 29 | 20 | 0 | 0 | 0 | 0 | 0 | 0 | 0 | 0 | 0 | 0 | 0 | 0 | 0 | 0 | 0
7 | 29 | 21 | 0 | 0 | 0 | 0 | 0 | 0 | 0 | 0 | 0 | 0 | 0 | 0 | 0 | 0 | 0
7 | 29 | 22 | 0 | 0 | 0 | 0 | 0 | 0 | 0 | 0 | 0 | 0 | 0 | 0 | 0 | 0 | 0
7 | 29 | 23 | 0 | 0 | 0 | 0 | 0 | 0 | 0 | 0 | 0 | 0 | 0 | 0 | 0 | 0 | 0
7 | 30 | 0 | 0 | 0 | 0 | 0 | 0 | 0 | 0 | 0 | 0 | 0 | 0 | 0 | 0 | 0 | 0
7 | 30 | 1 | 0 | 0 | 0 | 0 | 0 | 0 | 0 | 0 | 0 | 0 | 0 | 0 | 0 | 0 | 0
7 | 30 | 2 | 0 | 0 | 0 | 0 | 0 | 0 | 0 | 0 | 0 | 0 | 0 | 0 | 0 | 0 | 0
7 | 30 | 3 | 0 | 0 | 0 | 0 | 0 | 0 | 0 | 0 | 0 | 0 | 0 | 0 | 0 | 0 | 0
7 | 30 | 4 | 0 | 0 | 0 | 0 | 0 | 0 | 0 | 0 | 0 | 0 | 0 | 0 | 0 | 0 | 0
7 | 30 | 5 | 0 | 0 | 0 | 0 | 0 | 0 | 0 | 0 | 0 | 0 | 0 | 0 | 0 | 0 | 0
7 | 30 | 6 | 0 | 0 | 0 | 0 | 0 | 0 | 0 | 0 | 0 | 0 | 0 | 0 | 0 | 0 | 0
7 | 30 | 7 | 0 | 0 | 0 | 0 | 0 | 0 | 0 | 0 | 0 | 0 | 0 | 0 | 0 | 0 | 0
7 | 30 | 8 | 0 | 0 | 0 | 0 | 0 | 0 | 0 | 0 | 0 | 0 | 0 | 0 | 0 | 0 | 0
7 | 30 | 9 | 0 | 0 | 0 | 0 | 0 | 0 | 0 | 0 | 0 | 0 | 0 | 0 | 0 | 0 | 0
7 | 30 | 10 | 0 | 0 | 0 | 0 | 0 | 0 | 0 | 0 | 0 | 0 | 0 | 0 | 0 | 0 | 0
7 | 30 | 11 | 0 | 0 | 0 | 0 | 0 | 0 | 0 | 0 | 0 | 0 | 0 | 0 | 0 | 0 | 0
7 | 30 | 12 | 0 | 0 | 0 | 0 | 0 | 0 | 0 | 0 | 0 | 0 | 0 | 0 | 0 | 0 | 0
7 | 30 | 13 | 0 | 0 | 0 | 0 | 0 | 0 | 0 | 0 | 0 | 0 | 0 | 0 | 0 | 0 | 0
7 | 30 | 14 | 0 | 0 | 0 | 0 | 0 | 0 | 0 | 0 | 0 | 0 | 0 | 0 | 0 | 0 | 0
7 | 30 | 15 | 0 | 0 | 0 | 0 | 0 | 0 | 0 | 0 | 0 | 0 | 0 | 0 | 0 | 0 | 0
7 | 30 | 16 | 0 | 0 | 0 | 0 | 0 | 0 | 0 | 0 | 0 | 0 | 0 | 0 | 0 | 0 | 0
7 | 30 | 17 | 0 | 0 | 0 | 0 | 0 | 0 | 0 | 0 | 0 | 0 | 0 | 0 | 0 | 0 | 0
7 | 30 | 18 | 0 | 0 | 0 | 0 | 0 | 0 | 0 | 0 | 0 | 0 | 0 | 0 | 0 | 0 | 0
7 | 30 | 19 | 0 | 0 | 0 | 0 | 0 | 0 | 0 | 0 | 0 | 0 | 0 | 0 | 0 | 0 | 0
7 | 30 | 20 | 0 | 0 | 0 | 0 | 0 | 0 | 0 | 0 | 0 | 0 | 0 | 0 | 0 | 0 | 0
7 | 30 | 21 | 0 | 0 | 0 | 0 | 0 | 0 | 0 | 0 | 0 | 0 | 0 | 0 | 0 | 0 | 0
7 | 30 | 22 | 0 | 0 | 0 | 0 | 0 | 0 | 0 | 0 | 0 | 0 | 0 | 0 | 0 | 0 | 0
7 | 30 | 23 | 0 | 0 | 0 | 0 | 0 | 0 | 0 | 0 | 0 | 0 | 0 | 0 | 0 | 0 | 0
7 | 31 | 0 | 0 | 0 | 0 | 0 | 0 | 0 | 0 | 0 | 0 | 0 | 0 | 0 | 0 | 0 | 0
7 | 31 | 1 | 0 | 0 | 0 | 0 | 0 | 0 | 0 | 0 | 0 | 0 | 0 | 0 | 0 | 0 | 0
7 | 31 | 2 | 0 | 0 | 0 | 0 | 0 | 0 | 0 | 0 | 0 | 0 | 0 | 0 | 0 | 0 | 0
7 | 31 | 3 | 0 | 0 | 0 | 0 | 0 | 0 | 0 | 0 | 0 | 0 | 0 | 0 | 0 | 0 | 0
7 | 31 | 4 | 0 | 0 | 0 | 0 | 0 | 0 | 0 | 0 | 0 | 0 | 0 | 0 | 0 | 0 | 0
7 | 31 | 5 | 0 | 0 | 0 | 0 | 0 | 0 | 0 | 0 | 0 | 0 | 0 | 0 | 0 | 0 | 0
7 | 31 | 6 | 0 | 0 | 0 | 0 | 0 | 0 | 0 | 0 | 0 | 0 | 0 | 0 | 0 | 0 | 0
7 | 31 | 7 | 0 | 0 | 0 | 0 | 0 | 0 | 0 | 0 | 0 | 0 | 0 | 0 | 0 | 0 | 0
7 | 31 | 8 | 0 | 0 | 0 | 0 | 0 | 0 | 0 | 0 | 0 | 0 | 0 | 0 | 0 | 0 | 0
7 | 31 | 9 | 0 | 0 | 0 | 0 | 0 | 0 | 0 | 0 | 0 | 0 | 0 | 0 | 0 | 0 | 0
7 | 31 | 10 | 0 | 0 | 0 | 0 | 0 | 0 | 0 | 0 | 0 | 0 | 0 | 0 | 0 | 0 | 0
7 | 31 | 11 | 0 | 0 | 0 | 0 | 0 | 0 | 0 | 0 | 0 | 0 | 0 | 0 | 0 | 0 | 0
7 | 31 | 12 | 0 | 0 | 0 | 0 | 0 | 0 | 0 | 0 | 0 | 0 | 0 | 0 | 0 | 0 | 0
7 | 31 | 13 | 0 | 0 | 0 | 0 | 0 | 0 | 0 | 0 | 0 | 0 | 0 | 0 | 0 | 0 | 0
7 | 31 | 14 | 0 | 0 | 0 | 0 | 0 | 0 | 0 | 0 | 0 | 0 | 0 | 0 | 0 | 0 | 0
7 | 31 | 15 | 0 | 0 | 0 | 0 | 0 | 0 | 0 | 0 | 0 | 0 | 0 | 0 | 0 | 0 | 0
7 | 31 | 16 | 0 | 0 | 0 | 0 | 0 | 0 | 0 | 0 | 0 | 0 | 0 | 0 | 0 | 0 | 0
7 | 31 | 17 | 0 | 0 | 0 | 0 | 0 | 0 | 0 | 0 | 0 | 0 | 0 | 0 | 0 | 0 | 0
7 | 31 | 18 | 0 | 0 | 0 | 0 | 0 | 0 | 0 | 0 | 0 | 0 | 0 | 0 | 0 | 0 | 0
7 | 31 | 19 | 0 | 0 | 0 | 0 | 0 | 0 | 0 | 0 | 0 | 0 | 0 | 0 | 0 | 0 | 0
7 | 31 | 20 | 0 | 0 | 0 | 0 | 0 | 0 | 0 | 0 | 0 | 0 | 0 | 0 | 0 | 0 | 0
7 | 31 | 21 | 0 | 0 | 0 | 0 | 0 | 0 | 0 | 0 | 0 | 0 | 0 | 0 | 0 | 0 | 0
7 | 31 | 22 | 0 | 0 | 0.0079592 | 0 | 0 | 0 | 0.02252 | 0 | 0 | 0 | 0.035877 | 0 | 0.0079592 | 0.02252 | 0.035877
7 | 31 | 23 | 0 | 0 | 0.0079592 | 0 | 0 | 0 | 0.02252 | 0 | 0 | 0 | 0.035877 | 0 | 0.0079592 | 0.02252 | 0.035877
8 | 1 | 0 | 0 | 0 | 0.0079592 | 0 | 0 | 0 | 0.02252 | 0 | 0 | 0 | 0.035877 | 0 | 0.0079592 | 0.02252 | 0.035877
8 | 1 | 1 | 0 | 0 | 0.0079592 | 0 | 0 | 0 | 0.02252 | 0 | 0 | 0 | 0.035877 | 0 | 0.0079592 | 0.02252 | 0.035877
8 | 1 | 2 | 0 | 0 | 0.001693 | 0 | 0 | 0 | 0.0047904 | 0 | 0 | 0 | 0.0076315 | 0 | 0.001693 | 0.0047904 | 0.0076315
8 | 1 | 3 | 0 | 0 | 0 | 0 | 0 | 0 | 0 | 0 | 0 | 0 | 0 | 0 | 0 | 0 | 0
8 | 1 | 4 | 0 | 0 | 0 | 0 | 0 | 0 | 0 | 0 | 0 | 0 | 0 | 0 | 0 | 0 | 0
8 | 1 | 5 | 0 | 0 | 0 | 0 | 0 | 0 | 0 | 0 | 0 | 0 | 0 | 0 | 0 | 0 | 0
8 | 1 | 6 | 0 | 0 | 0 | 0 | 0 | 0 | 0 | 0 | 0 | 0 | 0 | 0 | 0 | 0 | 0
8 | 1 | 7 | 0 | 0 | 0 | 0 | 0 | 0 | 0 | 0 | 0 | 0 | 0 | 0 | 0 | 0 | 0
8 | 1 | 8 | 0 | 0 | 0 | 0 | 0 | 0 | 0 | 0 | 0 | 0 | 0 | 0 | 0 | 0 | 0
8 | 1 | 9 | 0 | 0 | 0 | 0 | 0 | 0 | 0 | 0 | 0 | 0 | 0 | 0 | 0 | 0 | 0
8 | 1 | 10 | 0 | 0 | 0 | 0 | 0 | 0 | 0 | 0 | 0 | 0 | 0 | 0 | 0 | 0 | 0
8 | 1 | 11 | 0 | 0 | 0 | 0 | 0 | 0 | 0 | 0 | 0 | 0 | 0 | 0 | 0 | 0 | 0
8 | 1 | 12 | 0 | 0 | 0 | 0 | 0 | 0 | 0 | 0 | 0 | 0 | 0 | 0 | 0 | 0 | 0
8 | 1 | 13 | 0 | 0 | 0 | 0 | 0 | 0 | 0 | 0 | 0 | 0 | 0 | 0 | 0 | 0 | 0
8 | 1 | 14 | 0 | 0 | 0 | 0 | 0 | 0 | 0 | 0 | 0 | 0 | 0 | 0 | 0 | 0 | 0
8 | 1 | 15 | 0 | 0 | 0 | 0 | 0 | 0 | 0 | 0 | 0 | 0 | 0 | 0 | 0 | 0 | 0
8 | 1 | 16 | 0 | 0 | 0 | 0 | 0 | 0 | 0 | 0 | 0 | 0 | 0 | 0 | 0 | 0 | 0
8 | 1 | 17 | 0 | 0 | 0 | 0 | 0 | 0 | 0 | 0 | 0 | 0 | 0 | 0 | 0 | 0 | 0
8 | 1 | 18 | 0 | 0 | 0 | 0 | 0 | 0 | 0 | 0 | 0 | 0 | 0 | 0 | 0 | 0 | 0
8 | 1 | 19 | 0 | 0 | 0 | 0 | 0 | 0 | 0 | 0 | 0 | 0 | 0 | 0 | 0 | 0 | 0
8 | 1 | 20 | 0 | 0 | 0 | 0 | 0 | 0 | 0 | 0 | 0 | 0 | 0 | 0 | 0 | 0 | 0
8 | 1 | 21 | 0 | 0 | 0 | 0 | 0 | 0 | 0 | 0 | 0 | 0 | 0 | 0 | 0 | 0 | 0
8 | 1 | 22 | 0 | 0 | 0 | 0 | 0 | 0 | 0 | 0 | 0 | 0 | 0 | 0 | 0 | 0 | 0
8 | 1 | 23 | 0 | 0 | 0 | 0 | 0 | 0 | 0 | 0 | 0 | 0 | 0 | 0 | 0 | 0 | 0
8 | 2 | 0 | 0 | 0 | 0 | 0 | 0 | 0 | 0 | 0 | 0 | 0 | 0 | 0 | 0 | 0 | 0
8 | 2 | 1 | 0 | 0 | 0 | 0 | 0 | 0 | 0 | 0 | 0 | 0 | 0 | 0 | 0 | 0 | 0
8 | 2 | 2 | 0 | 0 | 0 | 0 | 0 | 0 | 0 | 0 | 0 | 0 | 0 | 0 | 0 | 0 | 0
8 | 2 | 3 | 0 | 0 | 0 | 0 | 0 | 0 | 0 | 0 | 0 | 0 | 0 | 0 | 0 | 0 | 0
8 | 2 | 4 | 0 | 0 | 0 | 0 | 0 | 0 | 0 | 0 | 0 | 0 | 0 | 0 | 0 | 0 | 0
8 | 2 | 5 | 0 | 0 | 0 | 0 | 0 | 0 | 0 | 0 | 0 | 0 | 0 | 0 | 0 | 0 | 0
8 | 2 | 6 | 0 | 0 | 0 | 0 | 0 | 0 | 0 | 0 | 0 | 0 | 0 | 0 | 0 | 0 | 0
8 | 2 | 7 | 0 | 0 | 0 | 0 | 0 | 0 | 0 | 0 | 0 | 0 | 0 | 0 | 0 | 0 | 0
8 | 2 | 8 | 0 | 0 | 0 | 0 | 0 | 0 | 0 | 0 | 0 | 0 | 0 | 0 | 0 | 0 | 0
8 | 2 | 9 | 0 | 0 | 0 | 0 | 0 | 0 | 0 | 0 | 0 | 0 | 0 | 0 | 0 | 0 | 0
8 | 2 | 10 | 0 | 0 | 0 | 0 | 0 | 0 | 0 | 0 | 0 | 0 | 0 | 0 | 0 | 0 | 0
8 | 2 | 11 | 0 | 0 | 0 | 0 | 0 | 0 | 0 | 0 | 0 | 0 | 0 | 0 | 0 | 0 | 0
8 | 2 | 12 | 0 | 0 | 0 | 0 | 0 | 0 | 0 | 0 | 0 | 0 | 0 | 0 | 0 | 0 | 0
8 | 2 | 13 | 0 | 0 | 0 | 0 | 0 | 0 | 0 | 0 | 0 | 0 | 0 | 0 | 0 | 0 | 0
8 | 2 | 14 | 0 | 0 | 0 | 0 | 0 | 0 | 0 | 0 | 0 | 0 | 0 | 0 | 0 | 0 | 0
8 | 2 | 15 | 0 | 0 | 0 | 0 | 0 | 0 | 0 | 0 | 0 | 0 | 0 | 0 | 0 | 0 | 0
8 | 2 | 16 | 0 | 0 | 0 | 0 | 0 | 0 | 0 | 0 | 0 | 0 | 0 | 0 | 0 | 0 | 0
8 | 2 | 17 | 0 | 0 | 0 | 0 | 0 | 0 | 0 | 0 | 0 | 0 | 0 | 0 | 0 | 0 | 0
8 | 2 | 18 | 0 | 0 | 0 | 0 | 0 | 0 | 0 | 0 | 0 | 0 | 0 | 0 | 0 | 0 | 0
8 | 2 | 19 | 0 | 0 | 0 | 0 | 0 | 0 | 0 | 0 | 0 | 0 | 0 | 0 | 0 | 0 | 0
8 | 2 | 20 | 0 | 0 | 0 | 0 | 0 | 0 | 0 | 0 | 0 | 0 | 0 | 0 | 0 | 0 | 0
8 | 2 | 21 | 0 | 0 | 0 | 0 | 0 | 0 | 0 | 0 | 0 | 0 | 0 | 0 | 0 | 0 | 0
8 | 2 | 22 | 0 | 0 | 0 | 0 | 0 | 0 | 0 | 0 | 0 | 0 | 0 | 0 | 0 | 0 | 0
8 | 2 | 23 | 0 | 0 | 0 | 0 | 0 | 0 | 0 | 0 | 0 | 0 | 0 | 0 | 0 | 0 | 0
8 | 3 | 0 | 0 | 0 | 0 | 0 | 0 | 0 | 0 | 0 | 0 | 0 | 0 | 0 | 0 | 0 | 0
8 | 3 | 1 | 0 | 0 | 0 | 0 | 0 | 0 | 0 | 0 | 0 | 0 | 0 | 0 | 0 | 0 | 0
8 | 3 | 2 | 0 | 0 | 0 | 0 | 0 | 0 | 0 | 0 | 0 | 0 | 0 | 0 | 0 | 0 | 0
8 | 3 | 3 | 0 | 0 | 0 | 0 | 0 | 0 | 0 | 0 | 0 | 0 | 0 | 0 | 0 | 0 | 0
8 | 3 | 4 | 0 | 0 | 0 | 0 | 0 | 0 | 0 | 0 | 0 | 0 | 0 | 0 | 0 | 0 | 0
8 | 3 | 5 | 0 | 0 | 0 | 0 | 0 | 0 | 0 | 0 | 0 | 0 | 0 | 0 | 0 | 0 | 0
8 | 3 | 6 | 0 | 0 | 0 | 0 | 0 | 0 | 0 | 0 | 0 | 0 | 0 | 0 | 0 | 0 | 0
8 | 3 | 7 | 0 | 0 | 0 | 0 | 0 | 0 | 0 | 0 | 0 | 0 | 0 | 0 | 0 | 0 | 0
8 | 3 | 8 | 0 | 0 | 0 | 0 | 0 | 0 | 0 | 0 | 0 | 0 | 0 | 0 | 0 | 0 | 0
8 | 3 | 9 | 0 | 0 | 0 | 0 | 0 | 0 | 0 | 0 | 0 | 0 | 0 | 0 | 0 | 0 | 0
8 | 3 | 10 | 0 | 0 | 0 | 0 | 0 | 0 | 0 | 0 | 0 | 0 | 0 | 0 | 0 | 0 | 0
8 | 3 | 11 | 0 | 0 | 0 | 0 | 0 | 0 | 0 | 0 | 0 | 0 | 0 | 0 | 0 | 0 | 0
8 | 3 | 12 | 0 | 0 | 0 | 0 | 0 | 0 | 0 | 0 | 0 | 0 | 0 | 0 | 0 | 0 | 0
8 | 3 | 13 | 0 | 0 | 0 | 0 | 0 | 0 | 0 | 0 | 0 | 0 | 0 | 0 | 0 | 0 | 0
8 | 3 | 14 | 0 | 0 | 0 | 0 | 0 | 0 | 0 | 0 | 0 | 0 | 0 | 0 | 0 | 0 | 0
8 | 3 | 15 | 0 | 0 | 0 | 0 | 0 | 0 | 0 | 0 | 0 | 0 | 0 | 0 | 0 | 0 | 0
8 | 3 | 16 | 0 | 0 | 0 | 0 | 0 | 0 | 0 | 0 | 0 | 0 | 0 | 0 | 0 | 0 | 0
8 | 3 | 17 | 0 | 0 | 0 | 0 | 0 | 0 | 0 | 0 | 0 | 0 | 0 | 0 | 0 | 0 | 0
8 | 3 | 18 | 0 | 0 | 0 | 0 | 0 | 0 | 0 | 0 | 0 | 0 | 0 | 0 | 0 | 0 | 0
8 | 3 | 19 | 0 | 0 | 0 | 0 | 0 | 0 | 0 | 0 | 0 | 0 | 0 | 0 | 0 | 0 | 0
8 | 3 | 20 | 0 | 0 | 0 | 0 | 0 | 0 | 0 | 0 | 0 | 0 | 0 | 0 | 0 | 0 | 0
8 | 3 | 21 | 0 | 0 | 0 | 0 | 0 | 0 | 0 | 0 | 0 | 0 | 0 | 0 | 0 | 0 | 0
8 | 3 | 22 | 0 | 0 | 0 | 0 | 0 | 0 | 0 | 0 | 0 | 0 | 0 | 0 | 0 | 0 | 0
8 | 3 | 23 | 0 | 0 | 0 | 0 | 0 | 0 | 0 | 0 | 0 | 0 | 0 | 0 | 0 | 0 | 0
8 | 4 | 0 | 0 | 0 | 0 | 0 | 0 | 0 | 0 | 0 | 0 | 0 | 0 | 0 | 0 | 0 | 0
8 | 4 | 1 | 0 | 0 | 0 | 0 | 0 | 0 | 0 | 0 | 0 | 0 | 0 | 0 | 0 | 0 | 0
8 | 4 | 2 | 0 | 0 | 0 | 0 | 0 | 0 | 0 | 0 | 0 | 0 | 0 | 0 | 0 | 0 | 0
8 | 4 | 3 | 0 | 0 | 0 | 0 | 0 | 0 | 0 | 0 | 0 | 0 | 0 | 0 | 0 | 0 | 0
8 | 4 | 4 | 0 | 0 | 0 | 0 | 0 | 0 | 0 | 0 | 0 | 0 | 0 | 0 | 0 | 0 | 0
8 | 4 | 5 | 0 | 0 | 0 | 0 | 0 | 0 | 0 | 0 | 0 | 0 | 0 | 0 | 0 | 0 | 0
8 | 4 | 6 | 0 | 0 | 0 | 0 | 0 | 0 | 0 | 0 | 0 | 0 | 0 | 0 | 0 | 0 | 0
8 | 4 | 7 | 0 | 0 | 0 | 0 | 0 | 0 | 0 | 0 | 0 | 0 | 0 | 0 | 0 | 0 | 0
8 | 4 | 8 | 0 | 0 | 0 | 0 | 0 | 0 | 0 | 0 | 0 | 0 | 0 | 0 | 0 | 0 | 0
8 | 4 | 9 | 0 | 0 | 0 | 0 | 0 | 0 | 0 | 0 | 0 | 0 | 0 | 0 | 0 | 0 | 0
8 | 4 | 10 | 0 | 0 | 0 | 0 | 0 | 0 | 0 | 0 | 0 | 0 | 0 | 0 | 0 | 0 | 0
8 | 4 | 11 | 0 | 0 | 0 | 0 | 0 | 0 | 0 | 0 | 0 | 0 | 0 | 0 | 0 | 0 | 0
8 | 4 | 12 | 0 | 0 | 0 | 0 | 0 | 0 | 0 | 0 | 0 | 0 | 0 | 0 | 0 | 0 | 0
8 | 4 | 13 | 0 | 0 | 0 | 0 | 0 | 0 | 0 | 0 | 0 | 0 | 0 | 0 | 0 | 0 | 0
8 | 4 | 14 | 0 | 0 | 0 | 0 | 0 | 0 | 0 | 0 | 0 | 0 | 0 | 0 | 0 | 0 | 0
8 | 4 | 15 | 0 | 0 | 0 | 0 | 0 | 0 | 0 | 0 | 0 | 0 | 0 | 0 | 0 | 0 | 0
8 | 4 | 16 | 0 | 0 | 0 | 0 | 0 | 0 | 0 | 0 | 0 | 0 | 0 | 0 | 0 | 0 | 0
8 | 4 | 17 | 0 | 0 | 0 | 0 | 0 | 0 | 0 | 0 | 0 | 0 | 0 | 0 | 0 | 0 | 0
8 | 4 | 18 | 0 | 0 | 0 | 0 | 0 | 0 | 0 | 0 | 0 | 0 | 0 | 0 | 0 | 0 | 0
8 | 4 | 19 | 0 | 0 | 0 | 0 | 0 | 0 | 0 | 0 | 0 | 0 | 0 | 0 | 0 | 0 | 0
8 | 4 | 20 | 0 | 0 | 0 | 0 | 0 | 0 | 0 | 0 | 0 | 0 | 0 | 0 | 0 | 0 | 0
8 | 4 | 21 | 0 | 0 | 0 | 0 | 0 | 0 | 0 | 0 | 0 | 0 | 0 | 0 | 0 | 0 | 0
8 | 4 | 22 | 0 | 0 | 0 | 0 | 0 | 0 | 0 | 0 | 0 | 0 | 0 | 0 | 0 | 0 | 0
8 | 4 | 23 | 0 | 0 | 0 | 0 | 0 | 0 | 0 | 0 | 0 | 0 | 0 | 0 | 0 | 0 | 0
8 | 5 | 0 | 0 | 0 | 0 | 0 | 0 | 0 | 0 | 0 | 0 | 0 | 0 | 0 | 0 | 0 | 0
8 | 5 | 1 | 0 | 0 | 0 | 0 | 0 | 0 | 0 | 0 | 0 | 0 | 0 | 0 | 0 | 0 | 0
8 | 5 | 2 | 0 | 0 | 0 | 0 | 0 | 0 | 0 | 0 | 0 | 0 | 0 | 0 | 0 | 0 | 0
8 | 5 | 3 | 0 | 0 | 0 | 0 | 0 | 0 | 0 | 0 | 0 | 0 | 0 | 0 | 0 | 0 | 0
8 | 5 | 4 | 0 | 0 | 0 | 0 | 0 | 0 | 0 | 0 | 0 | 0 | 0 | 0 | 0 | 0 | 0
8 | 5 | 5 | 0 | 0 | 0 | 0 | 0 | 0 | 0 | 0 | 0 | 0 | 0 | 0 | 0 | 0 | 0
8 | 5 | 6 | 0 | 0 | 0 | 0 | 0 | 0 | 0 | 0 | 0 | 0 | 0 | 0 | 0 | 0 | 0
8 | 5 | 7 | 0 | 0 | 0 | 0 | 0 | 0 | 0 | 0 | 0 | 0 | 0 | 0 | 0 | 0 | 0
8 | 5 | 8 | 0 | 0 | 0 | 0 | 0 | 0 | 0 | 0 | 0 | 0 | 0 | 0 | 0 | 0 | 0
8 | 5 | 9 | 0 | 0 | 0 | 0 | 0 | 0 | 0 | 0 | 0 | 0 | 0 | 0 | 0 | 0 | 0
8 | 5 | 10 | 0 | 0 | 0 | 0 | 0 | 0 | 0 | 0 | 0 | 0 | 0 | 0 | 0 | 0 | 0
8 | 5 | 11 | 0 | 0 | 0 | 0 | 0 | 0 | 0 | 0 | 0 | 0 | 0 | 0 | 0 | 0 | 0
8 | 5 | 12 | 0 | 0 | 0 | 0 | 0 | 0 | 0 | 0 | 0 | 0 | 0 | 0 | 0 | 0 | 0
8 | 5 | 13 | 0 | 0 | 0 | 0 | 0 | 0 | 0 | 0 | 0 | 0 | 0 | 0 | 0 | 0 | 0
8 | 5 | 14 | 0 | 0 | 0 | 0 | 0 | 0 | 0 | 0 | 0 | 0 | 0 | 0 | 0 | 0 | 0
8 | 5 | 15 | 0 | 0 | 0 | 0 | 0 | 0 | 0 | 0 | 0 | 0 | 0 | 0 | 0 | 0 | 0
8 | 5 | 16 | 0 | 0 | 0 | 0 | 0 | 0 | 0 | 0 | 0 | 0 | 0 | 0 | 0 | 0 | 0
8 | 5 | 17 | 0 | 0 | 0 | 0 | 0 | 0 | 0 | 0 | 0 | 0 | 0 | 0 | 0 | 0 | 0
8 | 5 | 18 | 0 | 0 | 0 | 0 | 0 | 0 | 0 | 0 | 0 | 0 | 0 | 0 | 0 | 0 | 0
8 | 5 | 19 | 0 | 0 | 0 | 0 | 0 | 0 | 0 | 0 | 0 | 0 | 0 | 0 | 0 | 0 | 0
8 | 5 | 20 | 0 | 0 | 0 | 0 | 0 | 0 | 0 | 0 | 0 | 0 | 0 | 0 | 0 | 0 | 0
8 | 5 | 21 | 0 | 0 | 0 | 0 | 0 | 0 | 0 | 0 | 0 | 0 | 0 | 0 | 0 | 0 | 0
8 | 5 | 22 | 0 | 0 | 0 | 0 | 0 | 0 | 0 | 0 | 0 | 0 | 0 | 0 | 0 | 0 | 0
8 | 5 | 23 | 0 | 0 | 0 | 0 | 0 | 0 | 0 | 0 | 0 | 0 | 0 | 0 | 0 | 0 | 0
8 | 6 | 0 | 0 | 0 | 0 | 0 | 0 | 0 | 0 | 0 | 0 | 0 | 0 | 0 | 0 | 0 | 0
8 | 6 | 1 | 0 | 0 | 0 | 0 | 0 | 0 | 0 | 0 | 0 | 0 | 0 | 0 | 0 | 0 | 0
8 | 6 | 2 | 0 | 0 | 0 | 0 | 0 | 0 | 0 | 0 | 0 | 0 | 0 | 0 | 0 | 0 | 0
8 | 6 | 3 | 0 | 0 | 0 | 0 | 0 | 0 | 0 | 0 | 0 | 0 | 0 | 0 | 0 | 0 | 0
8 | 6 | 4 | 0 | 0 | 0 | 0 | 0 | 0 | 0 | 0 | 0 | 0 | 0 | 0 | 0 | 0 | 0
8 | 6 | 5 | 0 | 0 | 0 | 0 | 0 | 0 | 0 | 0 | 0 | 0 | 0 | 0 | 0 | 0 | 0
8 | 6 | 6 | 0 | 0 | 0 | 0 | 0 | 0 | 0 | 0 | 0 | 0 | 0 | 0 | 0 | 0 | 0
8 | 6 | 7 | 0 | 0 | 0 | 0 | 0 | 0 | 0 | 0 | 0 | 0 | 0 | 0 | 0 | 0 | 0
8 | 6 | 8 | 0 | 0 | 0 | 0 | 0 | 0 | 0 | 0 | 0 | 0 | 0 | 0 | 0 | 0 | 0
8 | 6 | 9 | 0 | 0 | 0 | 0 | 0 | 0 | 0 | 0 | 0 | 0 | 0 | 0 | 0 | 0 | 0
8 | 6 | 10 | 0 | 0 | 0 | 0 | 0 | 0 | 0 | 0 | 0 | 0 | 0 | 0 | 0 | 0 | 0
8 | 6 | 11 | 0 | 0 | 0 | 0 | 0 | 0 | 0 | 0 | 0 | 0 | 0 | 0 | 0 | 0 | 0
8 | 6 | 12 | 0 | 0 | 0 | 0 | 0 | 0 | 0 | 0 | 0 | 0 | 0 | 0 | 0 | 0 | 0
8 | 6 | 13 | 0 | 0 | 0 | 0 | 0 | 0 | 0 | 0 | 0 | 0 | 0 | 0 | 0 | 0 | 0
8 | 6 | 14 | 0 | 0 | 0 | 0 | 0 | 0 | 0 | 0 | 0 | 0 | 0 | 0 | 0 | 0 | 0
8 | 6 | 15 | 0 | 0 | 0 | 0 | 0 | 0 | 0 | 0 | 0 | 0 | 0 | 0 | 0 | 0 | 0
8 | 6 | 16 | 0 | 0 | 0 | 0 | 0 | 0 | 0 | 0 | 0 | 0 | 0 | 0 | 0 | 0 | 0
8 | 6 | 17 | 0 | 0 | 0 | 0 | 0 | 0 | 0 | 0 | 0 | 0 | 0 | 0 | 0 | 0 | 0
8 | 6 | 18 | 0 | 0 | 0 | 0 | 0 | 0 | 0 | 0 | 0 | 0 | 0 | 0 | 0 | 0 | 0
8 | 6 | 19 | 0 | 0 | 0 | 0 | 0 | 0 | 0 | 0 | 0 | 0 | 0 | 0 | 0 | 0 | 0
8 | 6 | 20 | 0 | 0 | 0 | 0 | 0 | 0 | 0 | 0 | 0 | 0 | 0 | 0 | 0 | 0 | 0
8 | 6 | 21 | 0 | 0 | 0 | 0 | 0 | 0 | 0 | 0 | 0 | 0 | 0 | 0 | 0 | 0 | 0
8 | 6 | 22 | 0 | 0 | 0 | 0 | 0 | 0 | 0 | 0 | 0 | 0 | 0 | 0 | 0 | 0 | 0
8 | 6 | 23 | 0 | 0 | 0 | 0 | 0 | 0 | 0 | 0 | 0 | 0 | 0 | 0 | 0 | 0 | 0
8 | 7 | 0 | 0 | 0 | 0 | 0 | 0 | 0 | 0 | 0 | 0 | 0 | 0 | 0 | 0 | 0 | 0
8 | 7 | 1 | 0 | 0 | 0 | 0 | 0 | 0 | 0 | 0 | 0 | 0 | 0 | 0 | 0 | 0 | 0
8 | 7 | 2 | 0 | 0 | 0 | 0 | 0 | 0 | 0 | 0 | 0 | 0 | 0 | 0 | 0 | 0 | 0
8 | 7 | 3 | 0 | 0 | 0 | 0 | 0 | 0 | 0 | 0 | 0 | 0 | 0 | 0 | 0 | 0 | 0
8 | 7 | 4 | 0 | 0 | 0 | 0 | 0 | 0 | 0 | 0 | 0 | 0 | 0 | 0 | 0 | 0 | 0
8 | 7 | 5 | 0 | 0 | 0 | 0 | 0 | 0 | 0 | 0 | 0 | 0 | 0 | 0 | 0 | 0 | 0
8 | 7 | 6 | 0 | 0 | 0 | 0 | 0 | 0 | 0 | 0 | 0 | 0 | 0 | 0 | 0 | 0 | 0
8 | 7 | 7 | 0 | 0 | 0 | 0 | 0 | 0 | 0 | 0 | 0 | 0 | 0 | 0 | 0 | 0 | 0
8 | 7 | 8 | 0 | 0 | 0 | 0 | 0 | 0 | 0 | 0 | 0 | 0 | 0 | 0 | 0 | 0 | 0
8 | 7 | 9 | 0 | 0 | 0 | 0 | 0 | 0 | 0 | 0 | 0 | 0 | 0 | 0 | 0 | 0 | 0
8 | 7 | 10 | 0 | 0 | 0 | 0 | 0 | 0 | 0 | 0 | 0 | 0 | 0 | 0 | 0 | 0 | 0
8 | 7 | 11 | 0 | 0 | 0 | 0 | 0 | 0 | 0 | 0 | 0 | 0 | 0 | 0 | 0 | 0 | 0
8 | 7 | 12 | 0 | 0 | 0 | 0 | 0 | 0 | 0 | 0 | 0 | 0 | 0 | 0 | 0 | 0 | 0
8 | 7 | 13 | 0 | 0 | 0 | 0 | 0 | 0 | 0 | 0 | 0 | 0 | 0 | 0 | 0 | 0 | 0
8 | 7 | 14 | 0 | 0 | 0 | 0 | 0 | 0 | 0 | 0 | 0 | 0 | 0 | 0 | 0 | 0 | 0
8 | 7 | 15 | 0 | 0 | 0 | 0 | 0 | 0 | 0 | 0 | 0 | 0 | 0 | 0 | 0 | 0 | 0
8 | 7 | 16 | 0 | 0 | 0 | 0 | 0 | 0 | 0 | 0 | 0 | 0 | 0 | 0 | 0 | 0 | 0
8 | 7 | 17 | 0 | 0 | 0 | 0 | 0 | 0 | 0 | 0 | 0 | 0 | 0 | 0 | 0 | 0 | 0
8 | 7 | 18 | 0 | 0 | 0 | 0 | 0 | 0 | 0 | 0 | 0 | 0 | 0 | 0 | 0 | 0 | 0
8 | 7 | 19 | 0 | 0 | 0 | 0 | 0 | 0 | 0 | 0 | 0 | 0 | 0 | 0 | 0 | 0 | 0
8 | 7 | 20 | 0 | 0 | 0 | 0 | 0 | 0 | 0 | 0 | 0 | 0 | 0 | 0 | 0 | 0 | 0
8 | 7 | 21 | 0 | 0 | 0 | 0 | 0 | 0 | 0 | 0 | 0 | 0 | 0 | 0 | 0 | 0 | 0
8 | 7 | 22 | 0 | 0 | 0 | 0 | 0 | 0 | 0 | 0 | 0 | 0 | 0 | 0 | 0 | 0 | 0
8 | 7 | 23 | 0 | 0 | 0 | 0 | 0 | 0 | 0 | 0 | 0 | 0 | 0 | 0 | 0 | 0 | 0
8 | 8 | 0 | 0 | 0 | 0 | 0 | 0 | 0 | 0 | 0 | 0 | 0 | 0 | 0 | 0 | 0 | 0
8 | 8 | 1 | 0 | 0 | 0 | 0 | 0 | 0 | 0 | 0 | 0 | 0 | 0 | 0 | 0 | 0 | 0
8 | 8 | 2 | 0 | 0 | 0 | 0 | 0 | 0 | 0 | 0 | 0 | 0 | 0 | 0 | 0 | 0 | 0
8 | 8 | 3 | 0 | 0 | 0 | 0 | 0 | 0 | 0 | 0 | 0 | 0 | 0 | 0 | 0 | 0 | 0
8 | 8 | 4 | 0 | 0 | 0 | 0 | 0 | 0 | 0 | 0 | 0 | 0 | 0 | 0 | 0 | 0 | 0
8 | 8 | 5 | 0 | 0 | 0 | 0 | 0 | 0 | 0 | 0 | 0 | 0 | 0 | 0 | 0 | 0 | 0
8 | 8 | 6 | 0 | 0 | 0 | 0 | 0 | 0 | 0 | 0 | 0 | 0 | 0 | 0 | 0 | 0 | 0
8 | 8 | 7 | 0 | 0 | 0 | 0 | 0 | 0 | 0 | 0 | 0 | 0 | 0 | 0 | 0 | 0 | 0
8 | 8 | 8 | 0 | 0 | 0 | 0 | 0 | 0 | 0 | 0 | 0 | 0 | 0 | 0 | 0 | 0 | 0
8 | 8 | 9 | 0 | 0 | 0 | 0 | 0 | 0 | 0 | 0 | 0 | 0 | 0 | 0 | 0 | 0 | 0
8 | 8 | 10 | 0 | 0 | 0 | 0 | 0 | 0 | 0 | 0 | 0 | 0 | 0 | 0 | 0 | 0 | 0
8 | 8 | 11 | 0 | 0 | 0 | 0 | 0 | 0 | 0 | 0 | 0 | 0 | 0 | 0 | 0 | 0 | 0
8 | 8 | 12 | 0 | 0 | 0 | 0 | 0 | 0 | 0 | 0 | 0 | 0 | 0 | 0 | 0 | 0 | 0
8 | 8 | 13 | 0 | 0 | 0 | 0 | 0 | 0 | 0 | 0 | 0 | 0 | 0 | 0 | 0 | 0 | 0
8 | 8 | 14 | 0 | 0 | 0 | 0 | 0 | 0 | 0 | 0 | 0 | 0 | 0 | 0 | 0 | 0 | 0
8 | 8 | 15 | 0 | 0 | 0 | 0 | 0 | 0 | 0 | 0 | 0 | 0 | 0 | 0 | 0 | 0 | 0
8 | 8 | 16 | 0 | 0 | 0 | 0 | 0 | 0 | 0 | 0 | 0 | 0 | 0 | 0 | 0 | 0 | 0
8 | 8 | 17 | 0 | 0 | 0 | 0 | 0 | 0 | 0 | 0 | 0 | 0 | 0 | 0 | 0 | 0 | 0
8 | 8 | 18 | 0 | 0 | 0 | 0 | 0 | 0 | 0 | 0 | 0 | 0 | 0 | 0 | 0 | 0 | 0
8 | 8 | 19 | 0 | 0 | 0 | 0 | 0 | 0 | 0 | 0 | 0 | 0 | 0 | 0 | 0 | 0 | 0
8 | 8 | 20 | 0 | 0 | 0 | 0 | 0 | 0 | 0 | 0 | 0 | 0 | 0 | 0 | 0 | 0 | 0
8 | 8 | 21 | 0 | 0 | 0 | 0 | 0 | 0 | 0 | 0 | 0 | 0 | 0 | 0 | 0 | 0 | 0
8 | 8 | 22 | 0 | 0 | 0 | 0 | 0 | 0 | 0 | 0 | 0 | 0 | 0 | 0 | 0 | 0 | 0
8 | 8 | 23 | 0 | 0 | 0 | 0 | 0 | 0 | 0 | 0 | 0 | 0 | 0 | 0 | 0 | 0 | 0
8 | 9 | 0 | 0 | 0 | 0 | 0 | 0 | 0 | 0 | 0 | 0 | 0 | 0 | 0 | 0 | 0 | 0
8 | 9 | 1 | 0 | 0 | 0 | 0 | 0 | 0 | 0 | 0 | 0 | 0 | 0 | 0 | 0 | 0 | 0
8 | 9 | 2 | 0 | 0 | 0 | 0 | 0 | 0 | 0 | 0 | 0 | 0 | 0 | 0 | 0 | 0 | 0
8 | 9 | 3 | 0 | 0 | 0 | 0 | 0 | 0 | 0 | 0 | 0 | 0 | 0 | 0 | 0 | 0 | 0
8 | 9 | 4 | 0 | 0 | 0 | 0 | 0 | 0 | 0 | 0 | 0 | 0 | 0 | 0 | 0 | 0 | 0
8 | 9 | 5 | 0 | 0 | 0 | 0 | 0 | 0 | 0 | 0 | 0 | 0 | 0 | 0 | 0 | 0 | 0
8 | 9 | 6 | 0 | 0 | 0 | 0 | 0 | 0 | 0 | 0 | 0 | 0 | 0 | 0 | 0 | 0 | 0
8 | 9 | 7 | 0 | 0 | 0 | 0 | 0 | 0 | 0 | 0 | 0 | 0 | 0 | 0 | 0 | 0 | 0
8 | 9 | 8 | 0 | 0 | 0 | 0 | 0 | 0 | 0 | 0 | 0 | 0 | 0 | 0 | 0 | 0 | 0
8 | 9 | 9 | 0 | 0 | 0 | 0 | 0 | 0 | 0 | 0 | 0 | 0 | 0 | 0 | 0 | 0 | 0
8 | 9 | 10 | 0 | 0 | 0 | 0 | 0 | 0 | 0 | 0 | 0 | 0 | 0 | 0 | 0 | 0 | 0
8 | 9 | 11 | 0 | 0 | 0 | 0 | 0 | 0 | 0 | 0 | 0 | 0 | 0 | 0 | 0 | 0 | 0
8 | 9 | 12 | 0 | 0 | 0 | 0 | 0 | 0 | 0 | 0 | 0 | 0 | 0 | 0 | 0 | 0 | 0
8 | 9 | 13 | 0 | 0 | 0 | 0 | 0 | 0 | 0 | 0 | 0 | 0 | 0 | 0 | 0 | 0 | 0
8 | 9 | 14 | 0 | 0 | 0 | 0 | 0 | 0 | 0 | 0 | 0 | 0 | 0 | 0 | 0 | 0 | 0
8 | 9 | 15 | 0 | 0 | 0 | 0 | 0 | 0 | 0 | 0 | 0 | 0 | 0 | 0 | 0 | 0 | 0
8 | 9 | 16 | 0 | 0 | 0 | 0 | 0 | 0 | 0 | 0 | 0 | 0 | 0 | 0 | 0 | 0 | 0
8 | 9 | 17 | 0 | 0 | 0 | 0 | 0 | 0 | 0 | 0 | 0 | 0 | 0 | 0 | 0 | 0 | 0
8 | 9 | 18 | 0 | 0 | 0 | 0 | 0 | 0 | 0 | 0 | 0 | 0 | 0 | 0 | 0 | 0 | 0
8 | 9 | 19 | 0 | 0 | 0 | 0 | 0 | 0 | 0 | 0 | 0 | 0 | 0 | 0 | 0 | 0 | 0
8 | 9 | 20 | 0 | 0 | 0 | 0 | 0 | 0 | 0 | 0 | 0 | 0 | 0 | 0 | 0 | 0 | 0
8 | 9 | 21 | 0 | 0 | 0 | 0 | 0 | 0 | 0 | 0 | 0 | 0 | 0 | 0 | 0 | 0 | 0
8 | 9 | 22 | 0 | 0 | 0 | 0 | 0 | 0 | 0 | 0 | 0 | 0 | 0 | 0 | 0 | 0 | 0
8 | 9 | 23 | 0 | 0 | 0 | 0 | 0 | 0 | 0 | 0 | 0 | 0 | 0 | 0 | 0 | 0 | 0
8 | 10 | 0 | 0 | 0 | 0 | 0 | 0 | 0 | 0 | 0 | 0 | 0 | 0 | 0 | 0 | 0 | 0
8 | 10 | 1 | 0 | 0 | 0 | 0 | 0 | 0 | 0 | 0 | 0 | 0 | 0 | 0 | 0 | 0 | 0
8 | 10 | 2 | 0 | 0 | 0 | 0 | 0 | 0 | 0 | 0 | 0 | 0 | 0 | 0 | 0 | 0 | 0
8 | 10 | 3 | 0 | 0 | 0 | 0 | 0 | 0 | 0 | 0 | 0 | 0 | 0 | 0 | 0 | 0 | 0
8 | 10 | 4 | 0 | 0 | 0 | 0 | 0 | 0 | 0 | 0 | 0 | 0 | 0 | 0 | 0 | 0 | 0
8 | 10 | 5 | 0 | 0 | 0 | 0 | 0 | 0 | 0 | 0 | 0 | 0 | 0 | 0 | 0 | 0 | 0
8 | 10 | 6 | 0 | 0 | 0 | 0 | 0 | 0 | 0 | 0 | 0 | 0 | 0 | 0 | 0 | 0 | 0
8 | 10 | 7 | 0 | 0 | 0 | 0 | 0 | 0 | 0 | 0 | 0 | 0 | 0 | 0 | 0 | 0 | 0
8 | 10 | 8 | 0 | 0 | 0 | 0 | 0 | 0 | 0 | 0 | 0 | 0 | 0 | 0 | 0 | 0 | 0
8 | 10 | 9 | 0 | 0 | 0 | 0 | 0 | 0 | 0 | 0 | 0 | 0 | 0 | 0 | 0 | 0 | 0
8 | 10 | 10 | 0 | 0 | 0 | 0 | 0 | 0 | 0 | 0 | 0 | 0 | 0 | 0 | 0 | 0 | 0
8 | 10 | 11 | 0 | 0 | 0 | 0 | 0 | 0 | 0 | 0 | 0 | 0 | 0 | 0 | 0 | 0 | 0
8 | 10 | 12 | 0 | 0 | 0 | 0 | 0 | 0 | 0 | 0 | 0 | 0 | 0 | 0 | 0 | 0 | 0
8 | 10 | 13 | 0 | 0 | 0 | 0 | 0 | 0 | 0 | 0 | 0 | 0 | 0 | 0 | 0 | 0 | 0
8 | 10 | 14 | 0 | 0 | 0 | 0 | 0 | 0 | 0 | 0 | 0 | 0 | 0 | 0 | 0 | 0 | 0
8 | 10 | 15 | 0 | 0 | 0 | 0 | 0 | 0 | 0 | 0 | 0 | 0 | 0 | 0 | 0 | 0 | 0
8 | 10 | 16 | 0 | 0 | 0 | 0 | 0 | 0 | 0 | 0 | 0 | 0 | 0 | 0 | 0 | 0 | 0
8 | 10 | 17 | 0 | 0 | 0 | 0 | 0 | 0 | 0 | 0 | 0 | 0 | 0 | 0 | 0 | 0 | 0
8 | 10 | 18 | 0 | 0 | 0 | 0 | 0 | 0 | 0 | 0 | 0 | 0 | 0 | 0 | 0 | 0 | 0
8 | 10 | 19 | 0 | 0 | 0 | 0 | 0 | 0 | 0 | 0 | 0 | 0 | 0 | 0 | 0 | 0 | 0
8 | 10 | 20 | 0 | 0 | 0 | 0 | 0 | 0 | 0 | 0 | 0 | 0 | 0 | 0 | 0 | 0 | 0
8 | 10 | 21 | 0 | 0 | 0 | 0 | 0 | 0 | 0 | 0 | 0 | 0 | 0 | 0 | 0 | 0 | 0
8 | 10 | 22 | 0 | 0 | 0 | 0 | 0 | 0 | 0 | 0 | 0 | 0 | 0 | 0 | 0 | 0 | 0
8 | 10 | 23 | 0 | 0 | 0 | 0 | 0 | 0 | 0 | 0 | 0 | 0 | 0 | 0 | 0 | 0 | 0
8 | 11 | 0 | 0 | 0 | 0.023168 | 0 | 0 | 0 | 0.065552 | 0 | 0 | 0 | 0.10443 | 0 | 0.023168 | 0.065552 | 0.10443
8 | 11 | 1 | 0 | 0 | 0.025086 | 0 | 0 | 0 | 0.070981 | 0 | 0 | 0 | 0.11308 | 0 | 0.025086 | 0.070981 | 0.11308
8 | 11 | 2 | 0 | 0 | 0.017564 | 0 | 0 | 0 | 0.049696 | 0 | 0 | 0 | 0.07917 | 0 | 0.017564 | 0.049696 | 0.07917
8 | 11 | 3 | 0 | 0 | 0.011108 | 0 | 0 | 0 | 0.031431 | 0 | 0 | 0 | 0.050073 | 0 | 0.011108 | 0.031431 | 0.050073
8 | 11 | 4 | 0 | 0 | 0.0052652 | 0 | 0 | 0 | 0.014898 | 0 | 0 | 0 | 0.023734 | 0 | 0.0052652 | 0.014898 | 0.023734
8 | 11 | 5 | 0 | 0 | 0.0036044 | 0 | 0 | 0 | 0.010198 | 0 | 0 | 0 | 0.016247 | 0 | 0.0036044 | 0.010198 | 0.016247
8 | 11 | 6 | 0 | 0 | 0.0020008 | 0 | 0 | 0 | 0.0056613 | 0 | 0 | 0 | 0.0090191 | 0 | 0.0020008 | 0.0056613 | 0.0090191
8 | 11 | 7 | 0 | 0 | 0.0003023 | 0 | 0 | 0 | 0.00085536 | 0 | 0 | 0 | 0.0013627 | 0 | 0.0003023 | 0.00085536 | 0.0013627
8 | 11 | 8 | 0 | 0 | 0 | 0 | 0 | 0 | 0 | 0 | 0 | 0 | 0 | 0 | 0 | 0 | 0
8 | 11 | 9 | 0 | 0 | 0 | 0 | 0 | 0 | 0 | 0 | 0 | 0 | 0 | 0 | 0 | 0 | 0
8 | 11 | 10 | 0 | 0 | 0 | 0 | 0 | 0 | 0 | 0 | 0 | 0 | 0 | 0 | 0 | 0 | 0
8 | 11 | 11 | 0 | 0 | 0 | 0 | 0 | 0 | 0 | 0 | 0 | 0 | 0 | 0 | 0 | 0 | 0
8 | 11 | 12 | 0 | 0 | 2.548e-09 | 0 | 0 | 0 | 7.2094e-09 | 0 | 0 | 0 | 1.1485e-08 | 0 | 2.548e-09 | 7.2094e-09 | 1.1485e-08
8 | 11 | 13 | 0 | 0 | 0.00075575 | 0 | 0 | 0 | 0.0021384 | 0 | 0 | 0 | 0.0034067 | 0 | 0.00075575 | 0.0021384 | 0.0034067
8 | 11 | 14 | 0 | 0 | 0.0057439 | 0 | 0 | 0 | 0.016252 | 0 | 0 | 0 | 0.025891 | 0 | 0.0057439 | 0.016252 | 0.025891
8 | 11 | 15 | 0 | 0 | 0.011277 | 0 | 0 | 0 | 0.031907 | 0 | 0 | 0 | 0.050831 | 0 | 0.011277 | 0.031907 | 0.050831
8 | 11 | 16 | 0 | 0 | 0.017209 | 0 | 0 | 0 | 0.048692 | 0 | 0 | 0 | 0.077571 | 0 | 0.017209 | 0.048692 | 0.077571
8 | 11 | 17 | 0 | 0 | 0.017209 | 0 | 0 | 0 | 0.048692 | 0 | 0 | 0 | 0.077571 | 0 | 0.017209 | 0.048692 | 0.077571
8 | 11 | 18 | 0 | 0 | 0.017031 | 0 | 0 | 0 | 0.04819 | 0 | 0 | 0 | 0.076771 | 0 | 0.017031 | 0.04819 | 0.076771
8 | 11 | 19 | 0 | 0 | 0.016854 | 0 | 0 | 0 | 0.047688 | 0 | 0 | 0 | 0.075971 | 0 | 0.016854 | 0.047688 | 0.075971
8 | 11 | 20 | 0 | 0 | 0.018232 | 0 | 0 | 0 | 0.051587 | 0 | 0 | 0 | 0.082184 | 0 | 0.018232 | 0.051587 | 0.082184
8 | 11 | 21 | 0 | 0 | 0.019315 | 0 | 0 | 0 | 0.054652 | 0 | 0 | 0 | 0.087066 | 0 | 0.019315 | 0.054652 | 0.087066
8 | 11 | 22 | 0 | 0 | 0.020754 | 0 | 0 | 0 | 0.058721 | 0 | 0 | 0 | 0.093549 | 0 | 0.020754 | 0.058721 | 0.093549
8 | 11 | 23 | 0 | 0 | 0.020386 | 0 | 0 | 0 | 0.057682 | 0 | 0 | 0 | 0.091893 | 0 | 0.020386 | 0.057682 | 0.091893
8 | 12 | 0 | 0 | 0 | 0.019676 | 0 | 0 | 0 | 0.055673 | 0 | 0 | 0 | 0.088693 | 0 | 0.019676 | 0.055673 | 0.088693
8 | 12 | 1 | 0 | 0 | 0.019496 | 0 | 0 | 0 | 0.055163 | 0 | 0 | 0 | 0.08788 | 0 | 0.019496 | 0.055163 | 0.08788
8 | 12 | 2 | 0 | 0 | 0.012505 | 0 | 0 | 0 | 0.035383 | 0 | 0 | 0 | 0.056369 | 0 | 0.012505 | 0.035383 | 0.056369
8 | 12 | 3 | 0 | 0 | 0.0062226 | 0 | 0 | 0 | 0.017607 | 0 | 0 | 0 | 0.028049 | 0 | 0.0062226 | 0.017607 | 0.028049
8 | 12 | 4 | 0 | 0 | 0.0006046 | 0 | 0 | 0 | 0.0017107 | 0 | 0 | 0 | 0.0027253 | 0 | 0.0006046 | 0.0017107 | 0.0027253
8 | 12 | 5 | 0 | 0 | 0 | 0 | 0 | 0 | 0 | 0 | 0 | 0 | 0 | 0 | 0 | 0 | 0
8 | 12 | 6 | 0 | 0 | 0 | 0 | 0 | 0 | 0 | 0 | 0 | 0 | 0 | 0 | 0 | 0 | 0
8 | 12 | 7 | 0 | 0 | 0 | 0 | 0 | 0 | 0 | 0 | 0 | 0 | 0 | 0 | 0 | 0 | 0
8 | 12 | 8 | 0 | 0 | 0 | 0 | 0 | 0 | 0 | 0 | 0 | 0 | 0 | 0 | 0 | 0 | 0
8 | 12 | 9 | 0 | 0 | 0 | 0 | 0 | 0 | 0 | 0 | 0 | 0 | 0 | 0 | 0 | 0 | 0
8 | 12 | 10 | 0 | 0 | 0 | 0 | 0 | 0 | 0 | 0 | 0 | 0 | 0 | 0 | 0 | 0 | 0
8 | 12 | 11 | 0 | 0 | 0 | 0 | 0 | 0 | 0 | 0 | 0 | 0 | 0 | 0 | 0 | 0 | 0
8 | 12 | 12 | 0 | 0 | 0 | 0 | 0 | 0 | 0 | 0 | 0 | 0 | 0 | 0 | 0 | 0 | 0
8 | 12 | 13 | 0 | 0 | 0 | 0 | 0 | 0 | 0 | 0 | 0 | 0 | 0 | 0 | 0 | 0 | 0
8 | 12 | 14 | 0 | 0 | 0 | 0 | 0 | 0 | 0 | 0 | 0 | 0 | 0 | 0 | 0 | 0 | 0
8 | 12 | 15 | 0 | 0 | 0.0037611 | 0 | 0 | 0 | 0.010642 | 0 | 0 | 0 | 0.016954 | 0 | 0.0037611 | 0.010642 | 0.016954
8 | 12 | 16 | 0 | 0 | 0.0097558 | 0 | 0 | 0 | 0.027604 | 0 | 0 | 0 | 0.043975 | 0 | 0.0097558 | 0.027604 | 0.043975
8 | 12 | 17 | 0 | 0 | 0.010435 | 0 | 0 | 0 | 0.029526 | 0 | 0 | 0 | 0.047038 | 0 | 0.010435 | 0.029526 | 0.047038
8 | 12 | 18 | 0 | 0 | 0.011108 | 0 | 0 | 0 | 0.031431 | 0 | 0 | 0 | 0.050073 | 0 | 0.011108 | 0.031431 | 0.050073
8 | 12 | 19 | 0 | 0 | 0.011613 | 0 | 0 | 0 | 0.03286 | 0 | 0 | 0 | 0.052349 | 0 | 0.011613 | 0.03286 | 0.052349
8 | 12 | 20 | 0 | 0 | 0.011782 | 0 | 0 | 0 | 0.033336 | 0 | 0 | 0 | 0.053107 | 0 | 0.011782 | 0.033336 | 0.053107
8 | 12 | 21 | 0 | 0 | 0.011782 | 0 | 0 | 0 | 0.033336 | 0 | 0 | 0 | 0.053107 | 0 | 0.011782 | 0.033336 | 0.053107
8 | 12 | 22 | 0 | 0 | 0.012163 | 0 | 0 | 0 | 0.034414 | 0 | 0 | 0 | 0.054825 | 0 | 0.012163 | 0.034414 | 0.054825
8 | 12 | 23 | 0 | 0 | 0.011782 | 0 | 0 | 0 | 0.033336 | 0 | 0 | 0 | 0.053107 | 0 | 0.011782 | 0.033336 | 0.053107
8 | 13 | 0 | 0 | 0 | 0.011782 | 0 | 0 | 0 | 0.033336 | 0 | 0 | 0 | 0.053107 | 0 | 0.011782 | 0.033336 | 0.053107
8 | 13 | 1 | 0 | 0 | 0.011782 | 0 | 0 | 0 | 0.033336 | 0 | 0 | 0 | 0.053107 | 0 | 0.011782 | 0.033336 | 0.053107
8 | 13 | 2 | 0 | 0 | 0.0052652 | 0 | 0 | 0 | 0.014898 | 0 | 0 | 0 | 0.023734 | 0 | 0.0052652 | 0.014898 | 0.023734
8 | 13 | 3 | 0 | 0 | 0 | 0 | 0 | 0 | 0 | 0 | 0 | 0 | 0 | 0 | 0 | 0 | 0
8 | 13 | 4 | 0 | 0 | 0 | 0 | 0 | 0 | 0 | 0 | 0 | 0 | 0 | 0 | 0 | 0 | 0
8 | 13 | 5 | 0 | 0 | 0 | 0 | 0 | 0 | 0 | 0 | 0 | 0 | 0 | 0 | 0 | 0 | 0
8 | 13 | 6 | 0 | 0 | 0 | 0 | 0 | 0 | 0 | 0 | 0 | 0 | 0 | 0 | 0 | 0 | 0
8 | 13 | 7 | 0 | 0 | 0 | 0 | 0 | 0 | 0 | 0 | 0 | 0 | 0 | 0 | 0 | 0 | 0
8 | 13 | 8 | 0 | 0 | 0 | 0 | 0 | 0 | 0 | 0 | 0 | 0 | 0 | 0 | 0 | 0 | 0
8 | 13 | 9 | 0 | 0 | 0 | 0 | 0 | 0 | 0 | 0 | 0 | 0 | 0 | 0 | 0 | 0 | 0
8 | 13 | 10 | 0 | 0 | 0 | 0 | 0 | 0 | 0 | 0 | 0 | 0 | 0 | 0 | 0 | 0 | 0
8 | 13 | 11 | 0 | 0 | 0 | 0 | 0 | 0 | 0 | 0 | 0 | 0 | 0 | 0 | 0 | 0 | 0
8 | 13 | 12 | 0 | 0 | 0 | 0 | 0 | 0 | 0 | 0 | 0 | 0 | 0 | 0 | 0 | 0 | 0
8 | 13 | 13 | 0 | 0 | 0 | 0 | 0 | 0 | 0 | 0 | 0 | 0 | 0 | 0 | 0 | 0 | 0
8 | 13 | 14 | 0 | 0 | 0 | 0 | 0 | 0 | 0 | 0 | 0 | 0 | 0 | 0 | 0 | 0 | 0
8 | 13 | 15 | 0 | 0 | 0 | 0 | 0 | 0 | 0 | 0 | 0 | 0 | 0 | 0 | 0 | 0 | 0
8 | 13 | 16 | 0 | 0 | 0.0042312 | 0 | 0 | 0 | 0.011972 | 0 | 0 | 0 | 0.019073 | 0 | 0.0042312 | 0.011972 | 0.019073
8 | 13 | 17 | 0 | 0 | 0.0047014 | 0 | 0 | 0 | 0.013302 | 0 | 0 | 0 | 0.021192 | 0 | 0.0047014 | 0.013302 | 0.021192
8 | 13 | 18 | 0 | 0 | 0.0054248 | 0 | 0 | 0 | 0.015349 | 0 | 0 | 0 | 0.024453 | 0 | 0.0054248 | 0.015349 | 0.024453
8 | 13 | 19 | 0 | 0 | 0.0059035 | 0 | 0 | 0 | 0.016704 | 0 | 0 | 0 | 0.026611 | 0 | 0.0059035 | 0.016704 | 0.026611
8 | 13 | 20 | 0 | 0 | 0.006063 | 0 | 0 | 0 | 0.017155 | 0 | 0 | 0 | 0.02733 | 0 | 0.006063 | 0.017155 | 0.02733
8 | 13 | 21 | 0 | 0 | 0.0062226 | 0 | 0 | 0 | 0.017607 | 0 | 0 | 0 | 0.028049 | 0 | 0.0062226 | 0.017607 | 0.028049
8 | 13 | 22 | 0 | 0 | 0.0063821 | 0 | 0 | 0 | 0.018058 | 0 | 0 | 0 | 0.028768 | 0 | 0.0063821 | 0.018058 | 0.028768
8 | 13 | 23 | 0 | 0 | 0.0069846 | 0 | 0 | 0 | 0.019763 | 0 | 0 | 0 | 0.031484 | 0 | 0.0069846 | 0.019763 | 0.031484
8 | 14 | 0 | 0 | 0 | 0.0073095 | 0 | 0 | 0 | 0.020682 | 0 | 0 | 0 | 0.032948 | 0 | 0.0073095 | 0.020682 | 0.032948
8 | 14 | 1 | 0 | 0 | 0.0077968 | 0 | 0 | 0 | 0.022061 | 0 | 0 | 0 | 0.035145 | 0 | 0.0077968 | 0.022061 | 0.035145
8 | 14 | 2 | 0 | 0 | 0.0021548 | 0 | 0 | 0 | 0.0060968 | 0 | 0 | 0 | 0.0097128 | 0 | 0.0021548 | 0.0060968 | 0.0097128
8 | 14 | 3 | 0 | 0 | 0 | 0 | 0 | 0 | 0 | 0 | 0 | 0 | 0 | 0 | 0 | 0 | 0
8 | 14 | 4 | 0 | 0 | 0 | 0 | 0 | 0 | 0 | 0 | 0 | 0 | 0 | 0 | 0 | 0 | 0
8 | 14 | 5 | 0 | 0 | 0 | 0 | 0 | 0 | 0 | 0 | 0 | 0 | 0 | 0 | 0 | 0 | 0
8 | 14 | 6 | 0 | 0 | 0 | 0 | 0 | 0 | 0 | 0 | 0 | 0 | 0 | 0 | 0 | 0 | 0
8 | 14 | 7 | 0 | 0 | 0 | 0 | 0 | 0 | 0 | 0 | 0 | 0 | 0 | 0 | 0 | 0 | 0
8 | 14 | 8 | 0 | 0 | 0 | 0 | 0 | 0 | 0 | 0 | 0 | 0 | 0 | 0 | 0 | 0 | 0
8 | 14 | 9 | 0 | 0 | 0 | 0 | 0 | 0 | 0 | 0 | 0 | 0 | 0 | 0 | 0 | 0 | 0
8 | 14 | 10 | 0 | 0 | 0 | 0 | 0 | 0 | 0 | 0 | 0 | 0 | 0 | 0 | 0 | 0 | 0
8 | 14 | 11 | 0 | 0 | 0 | 0 | 0 | 0 | 0 | 0 | 0 | 0 | 0 | 0 | 0 | 0 | 0
8 | 14 | 12 | 0 | 0 | 0 | 0 | 0 | 0 | 0 | 0 | 0 | 0 | 0 | 0 | 0 | 0 | 0
8 | 14 | 13 | 0 | 0 | 0 | 0 | 0 | 0 | 0 | 0 | 0 | 0 | 0 | 0 | 0 | 0 | 0
8 | 14 | 14 | 0 | 0 | 0 | 0 | 0 | 0 | 0 | 0 | 0 | 0 | 0 | 0 | 0 | 0 | 0
8 | 14 | 15 | 0 | 0 | 0 | 0 | 0 | 0 | 0 | 0 | 0 | 0 | 0 | 0 | 0 | 0 | 0
8 | 14 | 16 | 0 | 0 | 0 | 0 | 0 | 0 | 0 | 0 | 0 | 0 | 0 | 0 | 0 | 0 | 0
8 | 14 | 17 | 0 | 0 | 0.0003023 | 0 | 0 | 0 | 0.00085536 | 0 | 0 | 0 | 0.0013627 | 0 | 0.0003023 | 0.00085536 | 0.0013627
8 | 14 | 18 | 0 | 0 | 0.00075575 | 0 | 0 | 0 | 0.0021384 | 0 | 0 | 0 | 0.0034067 | 0 | 0.00075575 | 0.0021384 | 0.0034067
8 | 14 | 19 | 0 | 0 | 0 | 0 | 0 | 0 | 0 | 0 | 0 | 0 | 0 | 0 | 0 | 0 | 0
8 | 14 | 20 | 0 | 0 | 0 | 0 | 0 | 0 | 0 | 0 | 0 | 0 | 0 | 0 | 0 | 0 | 0
8 | 14 | 21 | 0 | 0 | 0 | 0 | 0 | 0 | 0 | 0 | 0 | 0 | 0 | 0 | 0 | 0 | 0
8 | 14 | 22 | 0 | 0 | 0 | 0 | 0 | 0 | 0 | 0 | 0 | 0 | 0 | 0 | 0 | 0 | 0
8 | 14 | 23 | 0 | 0 | 0 | 0 | 0 | 0 | 0 | 0 | 0 | 0 | 0 | 0 | 0 | 0 | 0
8 | 15 | 0 | 0 | 0 | 0 | 0 | 0 | 0 | 0 | 0 | 0 | 0 | 0 | 0 | 0 | 0 | 0
8 | 15 | 1 | 0 | 0 | 0 | 0 | 0 | 0 | 0 | 0 | 0 | 0 | 0 | 0 | 0 | 0 | 0
8 | 15 | 2 | 0 | 0 | 0 | 0 | 0 | 0 | 0 | 0 | 0 | 0 | 0 | 0 | 0 | 0 | 0
8 | 15 | 3 | 0 | 0 | 0 | 0 | 0 | 0 | 0 | 0 | 0 | 0 | 0 | 0 | 0 | 0 | 0
8 | 15 | 4 | 0 | 0 | 0 | 0 | 0 | 0 | 0 | 0 | 0 | 0 | 0 | 0 | 0 | 0 | 0
8 | 15 | 5 | 0 | 0 | 0 | 0 | 0 | 0 | 0 | 0 | 0 | 0 | 0 | 0 | 0 | 0 | 0
8 | 15 | 6 | 0 | 0 | 0 | 0 | 0 | 0 | 0 | 0 | 0 | 0 | 0 | 0 | 0 | 0 | 0
8 | 15 | 7 | 0 | 0 | 0 | 0 | 0 | 0 | 0 | 0 | 0 | 0 | 0 | 0 | 0 | 0 | 0
8 | 15 | 8 | 0 | 0 | 0 | 0 | 0 | 0 | 0 | 0 | 0 | 0 | 0 | 0 | 0 | 0 | 0
8 | 15 | 9 | 0 | 0 | 0 | 0 | 0 | 0 | 0 | 0 | 0 | 0 | 0 | 0 | 0 | 0 | 0
8 | 15 | 10 | 0 | 0 | 0 | 0 | 0 | 0 | 0 | 0 | 0 | 0 | 0 | 0 | 0 | 0 | 0
8 | 15 | 11 | 0 | 0 | 0 | 0 | 0 | 0 | 0 | 0 | 0 | 0 | 0 | 0 | 0 | 0 | 0
8 | 15 | 12 | 0 | 0 | 0 | 0 | 0 | 0 | 0 | 0 | 0 | 0 | 0 | 0 | 0 | 0 | 0
8 | 15 | 13 | 0 | 0 | 0 | 0 | 0 | 0 | 0 | 0 | 0 | 0 | 0 | 0 | 0 | 0 | 0
8 | 15 | 14 | 0 | 0 | 0 | 0 | 0 | 0 | 0 | 0 | 0 | 0 | 0 | 0 | 0 | 0 | 0
8 | 15 | 15 | 0 | 0 | 0 | 0 | 0 | 0 | 0 | 0 | 0 | 0 | 0 | 0 | 0 | 0 | 0
8 | 15 | 16 | 0 | 0 | 0 | 0 | 0 | 0 | 0 | 0 | 0 | 0 | 0 | 0 | 0 | 0 | 0
8 | 15 | 17 | 0 | 0 | 0 | 0 | 0 | 0 | 0 | 0 | 0 | 0 | 0 | 0 | 0 | 0 | 0
8 | 15 | 18 | 0 | 0 | 0 | 0 | 0 | 0 | 0 | 0 | 0 | 0 | 0 | 0 | 0 | 0 | 0
8 | 15 | 19 | 0 | 0 | 0 | 0 | 0 | 0 | 0 | 0 | 0 | 0 | 0 | 0 | 0 | 0 | 0
8 | 15 | 20 | 0 | 0 | 0 | 0 | 0 | 0 | 0 | 0 | 0 | 0 | 0 | 0 | 0 | 0 | 0
8 | 15 | 21 | 0 | 0 | 0 | 0 | 0 | 0 | 0 | 0 | 0 | 0 | 0 | 0 | 0 | 0 | 0
8 | 15 | 22 | 0 | 0 | 0 | 0 | 0 | 0 | 0 | 0 | 0 | 0 | 0 | 0 | 0 | 0 | 0
8 | 15 | 23 | 0 | 0 | 0 | 0 | 0 | 0 | 0 | 0 | 0 | 0 | 0 | 0 | 0 | 0 | 0
8 | 16 | 0 | 0 | 0 | 0 | 0 | 0 | 0 | 0 | 0 | 0 | 0 | 0 | 0 | 0 | 0 | 0
8 | 16 | 1 | 0 | 0 | 0 | 0 | 0 | 0 | 0 | 0 | 0 | 0 | 0 | 0 | 0 | 0 | 0
8 | 16 | 2 | 0 | 0 | 0 | 0 | 0 | 0 | 0 | 0 | 0 | 0 | 0 | 0 | 0 | 0 | 0
8 | 16 | 3 | 0 | 0 | 0 | 0 | 0 | 0 | 0 | 0 | 0 | 0 | 0 | 0 | 0 | 0 | 0
8 | 16 | 4 | 0 | 0 | 0 | 0 | 0 | 0 | 0 | 0 | 0 | 0 | 0 | 0 | 0 | 0 | 0
8 | 16 | 5 | 0 | 0 | 0 | 0 | 0 | 0 | 0 | 0 | 0 | 0 | 0 | 0 | 0 | 0 | 0
8 | 16 | 6 | 0 | 0 | 0 | 0 | 0 | 0 | 0 | 0 | 0 | 0 | 0 | 0 | 0 | 0 | 0
8 | 16 | 7 | 0 | 0 | 0 | 0 | 0 | 0 | 0 | 0 | 0 | 0 | 0 | 0 | 0 | 0 | 0
8 | 16 | 8 | 0 | 0 | 0 | 0 | 0 | 0 | 0 | 0 | 0 | 0 | 0 | 0 | 0 | 0 | 0
8 | 16 | 9 | 0 | 0 | 0 | 0 | 0 | 0 | 0 | 0 | 0 | 0 | 0 | 0 | 0 | 0 | 0
8 | 16 | 10 | 0 | 0 | 0 | 0 | 0 | 0 | 0 | 0 | 0 | 0 | 0 | 0 | 0 | 0 | 0
8 | 16 | 11 | 0 | 0 | 0 | 0 | 0 | 0 | 0 | 0 | 0 | 0 | 0 | 0 | 0 | 0 | 0
8 | 16 | 12 | 0 | 0 | 0 | 0 | 0 | 0 | 0 | 0 | 0 | 0 | 0 | 0 | 0 | 0 | 0
8 | 16 | 13 | 0 | 0 | 0 | 0 | 0 | 0 | 0 | 0 | 0 | 0 | 0 | 0 | 0 | 0 | 0
8 | 16 | 14 | 0 | 0 | 0 | 0 | 0 | 0 | 0 | 0 | 0 | 0 | 0 | 0 | 0 | 0 | 0
8 | 16 | 15 | 0 | 0 | 0 | 0 | 0 | 0 | 0 | 0 | 0 | 0 | 0 | 0 | 0 | 0 | 0
8 | 16 | 16 | 0 | 0 | 0 | 0 | 0 | 0 | 0 | 0 | 0 | 0 | 0 | 0 | 0 | 0 | 0
8 | 16 | 17 | 0 | 0 | 0 | 0 | 0 | 0 | 0 | 0 | 0 | 0 | 0 | 0 | 0 | 0 | 0
8 | 16 | 18 | 0 | 0 | 0 | 0 | 0 | 0 | 0 | 0 | 0 | 0 | 0 | 0 | 0 | 0 | 0
8 | 16 | 19 | 0 | 0 | 0 | 0 | 0 | 0 | 0 | 0 | 0 | 0 | 0 | 0 | 0 | 0 | 0
8 | 16 | 20 | 0 | 0 | 0 | 0 | 0 | 0 | 0 | 0 | 0 | 0 | 0 | 0 | 0 | 0 | 0
8 | 16 | 21 | 0 | 0 | 0 | 0 | 0 | 0 | 0 | 0 | 0 | 0 | 0 | 0 | 0 | 0 | 0
8 | 16 | 22 | 0 | 0 | 0 | 0 | 0 | 0 | 0 | 0 | 0 | 0 | 0 | 0 | 0 | 0 | 0
8 | 16 | 23 | 0 | 0 | 0 | 0 | 0 | 0 | 0 | 0 | 0 | 0 | 0 | 0 | 0 | 0 | 0
8 | 17 | 0 | 0 | 0 | 0 | 0 | 0 | 0 | 0 | 0 | 0 | 0 | 0 | 0 | 0 | 0 | 0
8 | 17 | 1 | 0 | 0 | 0 | 0 | 0 | 0 | 0 | 0 | 0 | 0 | 0 | 0 | 0 | 0 | 0
8 | 17 | 2 | 0 | 0 | 0 | 0 | 0 | 0 | 0 | 0 | 0 | 0 | 0 | 0 | 0 | 0 | 0
8 | 17 | 3 | 0 | 0 | 0 | 0 | 0 | 0 | 0 | 0 | 0 | 0 | 0 | 0 | 0 | 0 | 0
8 | 17 | 4 | 0 | 0 | 0 | 0 | 0 | 0 | 0 | 0 | 0 | 0 | 0 | 0 | 0 | 0 | 0
8 | 17 | 5 | 0 | 0 | 0.013019 | 0 | 0 | 0 | 0.036837 | 0 | 0 | 0 | 0.058686 | 0 | 0.013019 | 0.036837 | 0.058686
8 | 17 | 6 | 0 | 0 | 0.0099211 | 0 | 0 | 0 | 0.028071 | 0 | 0 | 0 | 0.044721 | 0 | 0.0099211 | 0.028071 | 0.044721
8 | 17 | 7 | 0 | 0 | 0.007147 | 0 | 0 | 0 | 0.020222 | 0 | 0 | 0 | 0.032216 | 0 | 0.007147 | 0.020222 | 0.032216
8 | 17 | 8 | 0 | 0 | 0.0066597 | 0 | 0 | 0 | 0.018844 | 0 | 0 | 0 | 0.03002 | 0 | 0.0066597 | 0.018844 | 0.03002
8 | 17 | 9 | 0 | 0 | 0.0062226 | 0 | 0 | 0 | 0.017607 | 0 | 0 | 0 | 0.028049 | 0 | 0.0062226 | 0.017607 | 0.028049
8 | 17 | 10 | 0 | 0 | 0.0057439 | 0 | 0 | 0 | 0.016252 | 0 | 0 | 0 | 0.025891 | 0 | 0.0057439 | 0.016252 | 0.025891
8 | 17 | 11 | 0 | 0 | 0.006063 | 0 | 0 | 0 | 0.017155 | 0 | 0 | 0 | 0.02733 | 0 | 0.006063 | 0.017155 | 0.02733
8 | 17 | 12 | 0 | 0 | 0.0066597 | 0 | 0 | 0 | 0.018844 | 0 | 0 | 0 | 0.03002 | 0 | 0.0066597 | 0.018844 | 0.03002
8 | 17 | 13 | 0 | 0 | 0.0069846 | 0 | 0 | 0 | 0.019763 | 0 | 0 | 0 | 0.031484 | 0 | 0.0069846 | 0.019763 | 0.031484
8 | 17 | 14 | 0 | 0 | 0.011782 | 0 | 0 | 0 | 0.033336 | 0 | 0 | 0 | 0.053107 | 0 | 0.011782 | 0.033336 | 0.053107
8 | 17 | 15 | 0 | 0 | 0.017386 | 0 | 0 | 0 | 0.049194 | 0 | 0 | 0 | 0.07837 | 0 | 0.017386 | 0.049194 | 0.07837
8 | 17 | 16 | 0 | 0 | 0.023355 | 0 | 0 | 0 | 0.066081 | 0 | 0 | 0 | 0.10527 | 0 | 0.023355 | 0.066081 | 0.10527
8 | 17 | 17 | 0 | 0 | 0.025276 | 0 | 0 | 0 | 0.071519 | 0 | 0 | 0 | 0.11394 | 0 | 0.025276 | 0.071519 | 0.11394
8 | 17 | 18 | 0 | 0 | 0.027254 | 0 | 0 | 0 | 0.077115 | 0 | 0 | 0 | 0.12285 | 0 | 0.027254 | 0.077115 | 0.12285
8 | 17 | 19 | 0 | 0 | 0.028801 | 0 | 0 | 0 | 0.08149 | 0 | 0 | 0 | 0.12982 | 0 | 0.028801 | 0.08149 | 0.12982
8 | 17 | 20 | 0 | 0 | 0.028801 | 0 | 0 | 0 | 0.08149 | 0 | 0 | 0 | 0.12982 | 0 | 0.028801 | 0.08149 | 0.12982
8 | 17 | 21 | 0 | 0 | 0.028994 | 0 | 0 | 0 | 0.082037 | 0 | 0 | 0 | 0.13069 | 0 | 0.028994 | 0.082037 | 0.13069
8 | 17 | 22 | 0 | -0.23456 | 0.11298 | 0 | 0 | -0.56023 | 0.31967 | 0 | 0 | -0.81046 | 0.50926 | 0 | -0.12158 | -0.24056 | -0.3012
8 | 17 | 23 | 0 | -0.23248 | 0.11088 | 0 | 0 | -0.55527 | 0.31373 | 0 | 0 | -0.80329 | 0.49981 | 0 | -0.1216 | -0.24154 | -0.30348
8 | 18 | 0 | 0 | -0.22833 | 0.1062 | 0 | 0 | -0.54535 | 0.30049 | 0 | 0 | -0.78894 | 0.47871 | 0 | -0.12213 | -0.24487 | -0.31023
8 | 18 | 1 | 0 | -0.22626 | 0.10391 | 0 | 0 | -0.5404 | 0.29401 | 0 | 0 | -0.78177 | 0.46839 | 0 | -0.12235 | -0.24638 | -0.31338
8 | 18 | 2 | 0 | -0.17021 | 0.075233 | 0 | 0 | -0.40654 | 0.21287 | 0 | 0 | -0.58812 | 0.33912 | 0 | -0.094979 | -0.19367 | -0.249
8 | 18 | 3 | 0 | -0.11209 | 0.047235 | 0 | 0 | -0.26772 | 0.13365 | 0 | 0 | -0.3873 | 0.21292 | 0 | -0.064856 | -0.13407 | -0.17438
8 | 18 | 4 | 0 | -0.05397 | 0.021907 | 0 | 0 | -0.1289 | 0.061986 | 0 | 0 | -0.18648 | 0.09875 | 0 | -0.032062 | -0.066916 | -0.087727
8 | 18 | 5 | 0 | -0.026985 | 0.012795 | 0 | 0 | -0.064451 | 0.036203 | 0 | 0 | -0.093238 | 0.057674 | 0 | -0.01419 | -0.028248 | -0.035564
8 | 18 | 6 | 0 | -7.6101e-10 | 0.0039178 | 0 | 0 | -1.8176e-09 | 0.011085 | 0 | 0 | -2.6295e-09 | 0.01766 | 0 | 0.0039178 | 0.011085 | 0.01766
8 | 18 | 7 | 0 | 0 | 0.003291 | 0 | 0 | 0 | 0.0093116 | 0 | 0 | 0 | 0.014834 | 0 | 0.003291 | 0.0093116 | 0.014834
8 | 18 | 8 | 0 | -0.0041515 | 0.0066475 | 0 | 0 | -0.0099154 | 0.018809 | 0 | 0 | -0.014344 | 0.029965 | 0 | 0.0024961 | 0.0088935 | 0.01562
8 | 18 | 9 | 0 | -0.11549 | 0.046695 | 0 | 0 | -0.27584 | 0.13075 | 0 | 0 | -0.39904 | 0.20721 | 0 | -0.068794 | -0.14508 | -0.19183
8 | 18 | 10 | 0 | -0.30082 | 0.12788 | 0 | 0 | -0.71848 | 0.35775 | 0 | 0 | -1.0394 | 0.56669 | 0 | -0.17294 | -0.36074 | -0.47271
8 | 18 | 11 | 0 | -0.30794 | 0.13815 | 0 | 0 | -0.7355 | 0.38628 | 0 | 0 | -1.064 | 0.61173 | 0 | -0.16979 | -0.34921 | -0.45228
8 | 18 | 12 | 0 | -0.3297 | 0.15638 | 0 | 0 | -0.78747 | 0.43732 | 0 | 0 | -1.1392 | 0.69261 | 0 | -0.17333 | -0.35015 | -0.4466
8 | 18 | 13 | 0 | -0.3466 | 0.19308 | 0 | 0 | -0.82782 | 0.53143 | 0 | 0 | -1.1976 | 0.83482 | 0 | -0.15352 | -0.29639 | -0.36275
8 | 18 | 14 | 0 | -0.54993 | 0.29683 | 0 | 0 | -1.3135 | 0.81975 | 0 | 0 | -1.9001 | 1.29 | 0 | -0.2531 | -0.49371 | -0.61014
8 | 18 | 15 | 0 | -0.63615 | 0.36371 | 0 | 0 | -1.5194 | 0.99873 | 0 | 0 | -2.198 | 1.567 | 0 | -0.27244 | -0.52066 | -0.63107
8 | 18 | 16 | 0 | -0.71783 | 0.42402 | 0 | 0 | -1.7145 | 1.1626 | 0 | 0 | -2.4803 | 1.8226 | 0 | -0.2938 | -0.5519 | -0.65766
8 | 18 | 17 | 0 | -0.79875 | 0.47059 | 0 | 0 | -1.9077 | 1.2894 | 0 | 0 | -2.7599 | 2.0208 | 0 | -0.32816 | -0.61832 | -0.73904
8 | 18 | 18 | 0 | -0.94922 | 0.54642 | 0 | 0 | -2.2671 | 1.4985 | 0 | 0 | -3.2798 | 2.3495 | 0 | -0.4028 | -0.76863 | -0.93024
8 | 18 | 19 | 0 | -1.0342 | 0.59528 | 0 | 0 | -2.4702 | 1.6318 | 0 | 0 | -3.5735 | 2.558 | 0 | -0.43896 | -0.83836 | -1.0155
8 | 18 | 20 | 0 | -1.0755 | 0.6611 | 0 | 0 | -2.5687 | 1.7972 | 0 | 0 | -3.7161 | 2.805 | 0 | -0.41439 | -0.77151 | -0.91109
8 | 18 | 21 | 0 | -1.1155 | 0.68222 | 0 | 0 | -2.6642 | 1.8541 | 0 | 0 | -3.8542 | 2.8933 | 0 | -0.43325 | -0.81011 | -0.96087
8 | 18 | 22 | 0 | -1.1604 | 0.70912 | 0 | 0 | -2.7715 | 1.9267 | 0 | 0 | -4.0094 | 3.0063 | 0 | -0.45127 | -0.84475 | -1.0031
8 | 18 | 23 | 0 | -1.2059 | 0.73966 | 0 | 0 | -2.8801 | 2.0097 | 0 | 0 | -4.1665 | 3.1357 | 0 | -0.4662 | -0.87041 | -1.0308
8 | 19 | 0 | 0 | -1.256 | 0.77541 | 0 | 0 | -2.9999 | 2.1066 | 0 | 0 | -4.3399 | 3.2867 | 0 | -0.48062 | -0.89331 | -1.0531
8 | 19 | 1 | 0 | -1.4953 | 0.96536 | 0 | 0 | -3.5715 | 2.6359 | 0 | 0 | -5.1667 | 4.1235 | 0 | -0.52997 | -0.93557 | -1.0432
8 | 19 | 2 | 0 | -1.3433 | 0.87906 | 0 | 0 | -3.2084 | 2.3927 | 0 | 0 | -4.6414 | 3.7368 | 0 | -0.46425 | -0.81569 | -0.90464
8 | 19 | 3 | 0 | -1.1889 | 0.76017 | 0 | 0 | -2.8396 | 2.0691 | 0 | 0 | -4.108 | 3.2314 | 0 | -0.42874 | -0.77052 | -0.87653
8 | 19 | 4 | 0 | -1.0338 | 0.64903 | 0 | 0 | -2.4691 | 1.7667 | 0 | 0 | -3.5719 | 2.7593 | 0 | -0.38474 | -0.70238 | -0.81266
8 | 19 | 5 | 0 | -0.61897 | 0.36036 | 0 | 0 | -1.4783 | 0.98253 | 0 | 0 | -2.1387 | 1.5358 | 0 | -0.2586 | -0.49582 | -0.60283
8 | 19 | 6 | 0 | -0.31191 | 0.16666 | 0 | 0 | -0.74496 | 0.45859 | 0 | 0 | -1.0777 | 0.7203 | 0 | -0.14525 | -0.28637 | -0.3574
8 | 19 | 7 | 0 | -0.088866 | 0.040454 | 0 | 0 | -0.21225 | 0.11358 | 0 | 0 | -0.30705 | 0.18025 | 0 | -0.048412 | -0.098667 | -0.1268
8 | 19 | 8 | 0 | 0 | 0.0036044 | 0 | 0 | 0 | 0.010198 | 0 | 0 | 0 | 0.016247 | 0 | 0.0036044 | 0.010198 | 0.016247
8 | 19 | 9 | 0 | 0 | 0.0024626 | 0 | 0 | 0 | 0.0069678 | 0 | 0 | 0 | 0.0111 | 0 | 0.0024626 | 0.0069678 | 0.0111
8 | 19 | 10 | 0 | 0 | 0.0013604 | 0 | 0 | 0 | 0.0038491 | 0 | 0 | 0 | 0.006132 | 0 | 0.0013604 | 0.0038491 | 0.006132
8 | 19 | 11 | 0 | 0 | 0.0023087 | 0 | 0 | 0 | 0.0065323 | 0 | 0 | 0 | 0.010407 | 0 | 0.0023087 | 0.0065323 | 0.010407
8 | 19 | 12 | 0 | 0 | 0.003291 | 0 | 0 | 0 | 0.0093116 | 0 | 0 | 0 | 0.014834 | 0 | 0.003291 | 0.0093116 | 0.014834
8 | 19 | 13 | 0 | 0 | 0.0042312 | 0 | 0 | 0 | 0.011972 | 0 | 0 | 0 | 0.019073 | 0 | 0.0042312 | 0.011972 | 0.019073
8 | 19 | 14 | 0 | -0.16347 | 0.08193 | 0 | 0 | -0.39043 | 0.2292 | 0 | 0 | -0.56481 | 0.36306 | 0 | -0.081536 | -0.16123 | -0.20176
8 | 19 | 15 | 0 | -0.83186 | 0.5144 | 0 | 0 | -1.9868 | 1.3974 | 0 | 0 | -2.8743 | 2.1801 | 0 | -0.31746 | -0.58946 | -0.6942
8 | 19 | 16 | 0 | -1.8803 | 1.2049 | 0 | 0 | -4.4909 | 3.2729 | 0 | 0 | -6.4968 | 5.1061 | 0 | -0.67541 | -1.218 | -1.3908
8 | 19 | 17 | 0 | -3.0187 | 1.7174 | 0 | 0 | -7.2098 | 4.702 | 0 | 0 | -10.4301 | 7.3658 | 0 | -1.3012 | -2.5079 | -3.0643
8 | 19 | 18 | 0 | -4.1562 | 2.264 | 0 | 0 | -9.9268 | 6.2267 | 0 | 0 | -14.3607 | 9.7776 | 0 | -1.8922 | -3.7001 | -4.583
8 | 19 | 19 | 0 | -5.2441 | 2.8149 | 0 | 0 | -12.5252 | 7.7641 | 0 | 0 | -18.1197 | 12.2097 | 0 | -2.4292 | -4.7611 | -5.9099
8 | 19 | 20 | 0 | -5.7469 | 3.0493 | 0 | 0 | -13.7261 | 8.4258 | 0 | 0 | -19.857 | 13.2627 | 0 | -2.6976 | -5.3003 | -6.5943
8 | 19 | 21 | 0 | -6.2207 | 3.2945 | 0 | 0 | -14.8576 | 9.1159 | 0 | 0 | -21.4938 | 14.3594 | 0 | -2.9261 | -5.7416 | -7.1345
8 | 19 | 22 | 0 | -6.7224 | 3.5351 | 0 | 0 | -16.0559 | 9.7951 | 0 | 0 | -23.2273 | 15.4402 | 0 | -3.1873 | -6.2608 | -7.7872
8 | 19 | 23 | 0 | -6.9702 | 3.7177 | 0 | 0 | -16.6477 | 10.2988 | 0 | 0 | -24.0836 | 16.2325 | 0 | -3.2525 | -6.3489 | -7.8511
8 | 20 | 0 | 0 | -7.2549 | 3.8741 | 0 | 0 | -17.3278 | 10.7293 | 0 | 0 | -25.0674 | 16.9086 | 0 | -3.3808 | -6.5985 | -8.1588
8 | 20 | 1 | 0 | -7.5001 | 4.9267 | 0 | 0 | -17.9134 | 13.298 | 0 | 0 | -25.9145 | 20.6759 | 0 | -2.5734 | -4.6154 | -5.2386
8 | 20 | 2 | 0 | -5.0697 | 2.6459 | 0 | 0 | -12.1085 | 7.3055 | 0 | 0 | -17.5169 | 11.4947 | 0 | -2.4237 | -4.803 | -6.0222
8 | 20 | 3 | 0 | -2.6255 | 1.3157 | 0 | 0 | -6.2708 | 3.6314 | 0 | 0 | -9.0718 | 5.7129 | 0 | -1.3098 | -2.6394 | -3.3589
8 | 20 | 4 | 0 | -0.39764 | 0.22373 | 0 | 0 | -0.94972 | 0.61584 | 0 | 0 | -1.3739 | 0.96746 | 0 | -0.17391 | -0.33388 | -0.40646
8 | 20 | 5 | 0 | 0 | 0.0020008 | 0 | 0 | 0 | 0.0056613 | 0 | 0 | 0 | 0.0090191 | 0 | 0.0020008 | 0.0056613 | 0.0090191
8 | 20 | 6 | 0 | 0 | 0 | 0 | 0 | 0 | 0 | 0 | 0 | 0 | 0 | 0 | 0 | 0 | 0
8 | 20 | 7 | 0 | 0 | 0 | 0 | 0 | 0 | 0 | 0 | 0 | 0 | 0 | 0 | 0 | 0 | 0
8 | 20 | 8 | 0 | 0 | 0 | 0 | 0 | 0 | 0 | 0 | 0 | 0 | 0 | 0 | 0 | 0 | 0
8 | 20 | 9 | 0 | 0 | 0 | 0 | 0 | 0 | 0 | 0 | 0 | 0 | 0 | 0 | 0 | 0 | 0
8 | 20 | 10 | 0 | 0 | 0 | 0 | 0 | 0 | 0 | 0 | 0 | 0 | 0 | 0 | 0 | 0 | 0
8 | 20 | 11 | 0 | 0 | 0 | 0 | 0 | 0 | 0 | 0 | 0 | 0 | 0 | 0 | 0 | 0 | 0
8 | 20 | 12 | 0 | 0 | 0 | 0 | 0 | 0 | 0 | 0 | 0 | 0 | 0 | 0 | 0 | 0 | 0
8 | 20 | 13 | 0 | 0 | 0 | 0 | 0 | 0 | 0 | 0 | 0 | 0 | 0 | 0 | 0 | 0 | 0
8 | 20 | 14 | 0 | 0 | 0.0027704 | 0 | 0 | 0 | 0.0078388 | 0 | 0 | 0 | 0.012488 | 0 | 0.0027704 | 0.0078388 | 0.012488
8 | 20 | 15 | 0 | -0.30959 | 0.19141 | 0 | 0 | -0.73943 | 0.52678 | 0 | 0 | -1.0697 | 0.82748 | 0 | -0.11818 | -0.21265 | -0.24222
8 | 20 | 16 | 0 | -1.5905 | 0.82135 | 0 | 0 | -3.7987 | 2.2586 | 0 | 0 | -5.4954 | 3.5464 | 0 | -0.76911 | -1.5401 | -1.9491
8 | 20 | 17 | 0 | -2.2837 | 1.1714 | 0 | 0 | -5.4543 | 3.2249 | 0 | 0 | -7.8906 | 5.0667 | 0 | -1.1123 | -2.2294 | -2.8239
8 | 20 | 18 | 0 | -3.0745 | 1.5923 | 0 | 0 | -7.3433 | 4.386 | 0 | 0 | -10.6233 | 6.8927 | 0 | -1.4822 | -2.9573 | -3.7306
8 | 20 | 19 | 0 | -3.8642 | 2.0131 | 0 | 0 | -9.2293 | 5.549 | 0 | 0 | -13.3517 | 8.7235 | 0 | -1.8511 | -3.6803 | -4.6282
8 | 20 | 20 | 0 | -4.2233 | 2.2136 | 0 | 0 | -10.0871 | 6.1046 | 0 | 0 | -14.5926 | 9.5993 | 0 | -2.0097 | -3.9825 | -4.9933
8 | 20 | 21 | 0 | -4.6199 | 2.4212 | 0 | 0 | -11.0342 | 6.6792 | 0 | 0 | -15.9627 | 10.5048 | 0 | -2.1987 | -4.355 | -5.458
8 | 20 | 22 | 0 | -4.9734 | 2.6333 | 0 | 0 | -11.8786 | 7.267 | 0 | 0 | -17.1842 | 11.4311 | 0 | -2.3401 | -4.6116 | -5.7531
8 | 20 | 23 | 0 | -5.398 | 2.8494 | 0 | 0 | -12.8926 | 7.8703 | 0 | 0 | -18.6512 | 12.3859 | 0 | -2.5486 | -5.0223 | -6.2653
8 | 21 | 0 | 0 | -5.7769 | 3.0299 | 0 | 0 | -13.7978 | 8.3729 | 0 | 0 | -19.9606 | 13.1802 | 0 | -2.747 | -5.4248 | -6.7804
8 | 21 | 1 | 0 | -6.1976 | 3.2527 | 0 | 0 | -14.8024 | 8.9957 | 0 | 0 | -21.414 | 14.1665 | 0 | -2.9449 | -5.8066 | -7.2475
8 | 21 | 2 | 0 | -4.083 | 2.0573 | 0 | 0 | -9.7519 | 5.688 | 0 | 0 | -14.1077 | 8.9561 | 0 | -2.0257 | -4.0639 | -5.1516
8 | 21 | 3 | 0 | -1.9696 | 0.97365 | 0 | 0 | -4.7041 | 2.6896 | 0 | 0 | -6.8053 | 4.2329 | 0 | -0.99591 | -2.0145 | -2.5723
8 | 21 | 4 | 0 | -0.31914 | 0.16859 | 0 | 0 | -0.76224 | 0.46603 | 0 | 0 | -1.1027 | 0.73371 | 0 | -0.15055 | -0.29621 | -0.36899
8 | 21 | 5 | 0 | -0.010379 | 0.0069746 | 0 | 0 | -0.024789 | 0.019735 | 0 | 0 | -0.035861 | 0.031439 | 0 | -0.0034041 | -0.0050542 | -0.0044218
8 | 21 | 6 | 0 | 0 | 0.00090691 | 0 | 0 | 0 | 0.0025661 | 0 | 0 | 0 | 0.004088 | 0 | 0.00090691 | 0.0025661 | 0.004088
8 | 21 | 7 | 0 | 0 | 0 | 0 | 0 | 0 | 0 | 0 | 0 | 0 | 0 | 0 | 0 | 0 | 0
8 | 21 | 8 | 0 | 0 | 0 | 0 | 0 | 0 | 0 | 0 | 0 | 0 | 0 | 0 | 0 | 0 | 0
8 | 21 | 9 | 0 | 0 | 0 | 0 | 0 | 0 | 0 | 0 | 0 | 0 | 0 | 0 | 0 | 0 | 0
8 | 21 | 10 | 0 | 0 | 0 | 0 | 0 | 0 | 0 | 0 | 0 | 0 | 0 | 0 | 0 | 0 | 0
8 | 21 | 11 | 0 | 0 | 0 | 0 | 0 | 0 | 0 | 0 | 0 | 0 | 0 | 0 | 0 | 0 | 0
8 | 21 | 12 | 0 | 0 | 0 | 0 | 0 | 0 | 0 | 0 | 0 | 0 | 0 | 0 | 0 | 0 | 0
8 | 21 | 13 | 0 | 0 | 0 | 0 | 0 | 0 | 0 | 0 | 0 | 0 | 0 | 0 | 0 | 0 | 0
8 | 21 | 14 | 0 | -0.044963 | 0.028418 | 0 | 0 | -0.10739 | 0.080408 | 0 | 0 | -0.15536 | 0.1281 | 0 | -0.016544 | -0.026981 | -0.027257
8 | 21 | 15 | 0 | -0.22283 | 0.15741 | 0 | 0 | -0.53222 | 0.43254 | 0 | 0 | -0.76994 | 0.6789 | 0 | -0.065428 | -0.099682 | -0.091043
8 | 21 | 16 | 0 | -0.47355 | 0.33719 | 0 | 0 | -1.131 | 0.92095 | 0 | 0 | -1.6362 | 1.4409 | 0 | -0.13637 | -0.2101 | -0.19534
8 | 21 | 17 | 0 | -0.65005 | 0.44988 | 0 | 0 | -1.5526 | 1.2271 | 0 | 0 | -2.2461 | 1.9186 | 0 | -0.20017 | -0.32549 | -0.32749
8 | 21 | 18 | 0 | -0.83876 | 0.58878 | 0 | 0 | -2.0033 | 1.6019 | 0 | 0 | -2.8981 | 2.5012 | 0 | -0.24997 | -0.40138 | -0.39685
8 | 21 | 19 | 0 | -1.064 | 0.74317 | 0 | 0 | -2.5413 | 2.0202 | 0 | 0 | -3.6763 | 3.1528 | 0 | -0.32083 | -0.52108 | -0.52348
8 | 21 | 20 | 0 | -1.1714 | 0.81165 | 0 | 0 | -2.7977 | 2.2061 | 0 | 0 | -4.0473 | 3.4428 | 0 | -0.3597 | -0.59159 | -0.60452
8 | 21 | 21 | 0 | -1.2735 | 0.87692 | 0 | 0 | -3.0417 | 2.3834 | 0 | 0 | -4.4003 | 3.7194 | 0 | -0.3966 | -0.6583 | -0.68088
8 | 21 | 22 | 0 | -1.3775 | 0.95462 | 0 | 0 | -3.29 | 2.5944 | 0 | 0 | -4.7595 | 4.0487 | 0 | -0.42286 | -0.69556 | -0.71086
8 | 21 | 23 | 0 | -1.3874 | 0.95684 | 0 | 0 | -3.3137 | 2.6 | 0 | 0 | -4.7938 | 4.0568 | 0 | -0.43057 | -0.71375 | -0.73697
8 | 22 | 0 | 0 | -1.4076 | 0.95649 | 0 | 0 | -3.3618 | 2.5984 | 0 | 0 | -4.8634 | 4.054 | 0 | -0.45107 | -0.76341 | -0.80946
8 | 22 | 1 | 0 | -1.4153 | 0.95545 | 0 | 0 | -3.3804 | 2.5951 | 0 | 0 | -4.8903 | 4.0484 | 0 | -0.45988 | -0.7853 | -0.84192
8 | 22 | 2 | 0 | -0.93341 | 0.60276 | 0 | 0 | -2.2294 | 1.6397 | 0 | 0 | -3.2251 | 2.5601 | 0 | -0.33065 | -0.58964 | -0.66503
8 | 22 | 3 | 0 | -0.45481 | 0.27909 | 0 | 0 | -1.0863 | 0.76286 | 0 | 0 | -1.5715 | 1.194 | 0 | -0.17572 | -0.32341 | -0.37742
8 | 22 | 4 | 0 | -0.094174 | 0.050496 | 0 | 0 | -0.22493 | 0.14096 | 0 | 0 | -0.32539 | 0.22304 | 0 | -0.043678 | -0.083968 | -0.10235
8 | 22 | 5 | 0 | 0 | 0.00090691 | 0 | 0 | 0 | 0.0025661 | 0 | 0 | 0 | 0.004088 | 0 | 0.00090691 | 0.0025661 | 0.004088
8 | 22 | 6 | 0 | 0 | 0 | 0 | 0 | 0 | 0 | 0 | 0 | 0 | 0 | 0 | 0 | 0 | 0
8 | 22 | 7 | 0 | 0 | 0 | 0 | 0 | 0 | 0 | 0 | 0 | 0 | 0 | 0 | 0 | 0 | 0
8 | 22 | 8 | 0 | 0 | 0 | 0 | 0 | 0 | 0 | 0 | 0 | 0 | 0 | 0 | 0 | 0 | 0
8 | 22 | 9 | 0 | 0 | 0 | 0 | 0 | 0 | 0 | 0 | 0 | 0 | 0 | 0 | 0 | 0 | 0
8 | 22 | 10 | 0 | 0 | 0 | 0 | 0 | 0 | 0 | 0 | 0 | 0 | 0 | 0 | 0 | 0 | 0
8 | 22 | 11 | 0 | 0 | 0 | 0 | 0 | 0 | 0 | 0 | 0 | 0 | 0 | 0 | 0 | 0 | 0
8 | 22 | 12 | 0 | 0 | 0 | 0 | 0 | 0 | 0 | 0 | 0 | 0 | 0 | 0 | 0 | 0 | 0
8 | 22 | 13 | 0 | 0 | 0.00015115 | 0 | 0 | 0 | 0.00042768 | 0 | 0 | 0 | 0.00068134 | 0 | 0.00015115 | 0.00042768 | 0.00068134
8 | 22 | 14 | 0 | 0 | 0.00075575 | 0 | 0 | 0 | 0.0021384 | 0 | 0 | 0 | 0.0034067 | 0 | 0.00075575 | 0.0021384 | 0.0034067
8 | 22 | 15 | 0 | 0 | 0.0013604 | 0 | 0 | 0 | 0.0038491 | 0 | 0 | 0 | 0.006132 | 0 | 0.0013604 | 0.0038491 | 0.006132
8 | 22 | 16 | 0 | 0 | 0.0020008 | 0 | 0 | 0 | 0.0056613 | 0 | 0 | 0 | 0.0090191 | 0 | 0.0020008 | 0.0056613 | 0.0090191
8 | 22 | 17 | 0 | 0 | 0.0018469 | 0 | 0 | 0 | 0.0052258 | 0 | 0 | 0 | 0.0083253 | 0 | 0.0018469 | 0.0052258 | 0.0083253
8 | 22 | 18 | 0 | 0 | 0.0018469 | 0 | 0 | 0 | 0.0052258 | 0 | 0 | 0 | 0.0083253 | 0 | 0.0018469 | 0.0052258 | 0.0083253
8 | 22 | 19 | 0 | 0 | 0.0018469 | 0 | 0 | 0 | 0.0052258 | 0 | 0 | 0 | 0.0083253 | 0 | 0.0018469 | 0.0052258 | 0.0083253
8 | 22 | 20 | 0 | 0 | 0.001693 | 0 | 0 | 0 | 0.0047904 | 0 | 0 | 0 | 0.0076315 | 0 | 0.001693 | 0.0047904 | 0.0076315
8 | 22 | 21 | 0 | 0 | 0.0015115 | 0 | 0 | 0 | 0.0042768 | 0 | 0 | 0 | 0.0068133 | 0 | 0.0015115 | 0.0042768 | 0.0068133
8 | 22 | 22 | 0 | -0.0024897 | 0.0016867 | 0 | 0 | -0.0059464 | 0.0047723 | 0 | 0 | -0.0086024 | 0.0076028 | 0 | -0.00080302 | -0.0011741 | -0.00099961
8 | 22 | 23 | 0 | -0.011773 | 0.0042257 | 0 | 0 | -0.028119 | 0.011956 | 0 | 0 | -0.040678 | 0.019048 | 0 | -0.0075472 | -0.016162 | -0.02163
8 | 23 | 0 | 0 | -0.027564 | 0.0089286 | 0 | 0 | -0.065835 | 0.025263 | 0 | 0 | -0.09524 | 0.040247 | 0 | -0.018636 | -0.040572 | -0.054994
8 | 23 | 1 | 0 | -0.019293 | 0.0068506 | 0 | 0 | -0.046079 | 0.019384 | 0 | 0 | -0.06666 | 0.03088 | 0 | -0.012442 | -0.026695 | -0.03578
8 | 23 | 2 | 0 | 0 | 0 | 0 | 0 | 0 | 0 | 0 | 0 | 0 | 0 | 0 | 0 | 0 | 0
8 | 23 | 3 | 0 | 0 | 0 | 0 | 0 | 0 | 0 | 0 | 0 | 0 | 0 | 0 | 0 | 0 | 0
8 | 23 | 4 | 0 | 0 | 0 | 0 | 0 | 0 | 0 | 0 | 0 | 0 | 0 | 0 | 0 | 0 | 0
8 | 23 | 5 | 0 | 0 | 0 | 0 | 0 | 0 | 0 | 0 | 0 | 0 | 0 | 0 | 0 | 0 | 0
8 | 23 | 6 | 0 | 0 | 0 | 0 | 0 | 0 | 0 | 0 | 0 | 0 | 0 | 0 | 0 | 0 | 0
8 | 23 | 7 | 0 | 0 | 0 | 0 | 0 | 0 | 0 | 0 | 0 | 0 | 0 | 0 | 0 | 0 | 0
8 | 23 | 8 | 0 | 0 | 0 | 0 | 0 | 0 | 0 | 0 | 0 | 0 | 0 | 0 | 0 | 0 | 0
8 | 23 | 9 | 0 | 0 | 0 | 0 | 0 | 0 | 0 | 0 | 0 | 0 | 0 | 0 | 0 | 0 | 0
8 | 23 | 10 | 0 | 0 | 0 | 0 | 0 | 0 | 0 | 0 | 0 | 0 | 0 | 0 | 0 | 0 | 0
8 | 23 | 11 | 0 | 0 | 0 | 0 | 0 | 0 | 0 | 0 | 0 | 0 | 0 | 0 | 0 | 0 | 0
8 | 23 | 12 | 0 | 0 | 0 | 0 | 0 | 0 | 0 | 0 | 0 | 0 | 0 | 0 | 0 | 0 | 0
8 | 23 | 13 | 0 | 0 | 0 | 0 | 0 | 0 | 0 | 0 | 0 | 0 | 0 | 0 | 0 | 0 | 0
8 | 23 | 14 | 0 | 0 | 0 | 0 | 0 | 0 | 0 | 0 | 0 | 0 | 0 | 0 | 0 | 0 | 0
8 | 23 | 15 | 0 | 0 | 0 | 0 | 0 | 0 | 0 | 0 | 0 | 0 | 0 | 0 | 0 | 0 | 0
8 | 23 | 16 | 0 | 0 | 0.0026165 | 0 | 0 | 0 | 0.0074033 | 0 | 0 | 0 | 0.011794 | 0 | 0.0026165 | 0.0074033 | 0.011794
8 | 23 | 17 | 0 | 0 | 0.0043879 | 0 | 0 | 0 | 0.012416 | 0 | 0 | 0 | 0.019779 | 0 | 0.0043879 | 0.012416 | 0.019779
8 | 23 | 18 | 0 | 0 | 0.0062226 | 0 | 0 | 0 | 0.017607 | 0 | 0 | 0 | 0.028049 | 0 | 0.0062226 | 0.017607 | 0.028049
8 | 23 | 19 | 0 | -0.022833 | 0.01497 | 0 | 0 | -0.054535 | 0.042357 | 0 | 0 | -0.078894 | 0.067479 | 0 | -0.0078633 | -0.012178 | -0.011415
8 | 23 | 20 | 0 | -0.037364 | 0.021473 | 0 | 0 | -0.08924 | 0.060758 | 0 | 0 | -0.1291 | 0.096793 | 0 | -0.01589 | -0.028482 | -0.032306
8 | 23 | 21 | 0 | 0 | 0.012163 | 0 | 0 | 0 | 0.034414 | 0 | 0 | 0 | 0.054825 | 0 | 0.012163 | 0.034414 | 0.054825
8 | 23 | 22 | 0 | 0 | 0.014121 | 0 | 0 | 0 | 0.039956 | 0 | 0 | 0 | 0.063654 | 0 | 0.014121 | 0.039956 | 0.063654
8 | 23 | 23 | 0 | 0 | 0.015691 | 0 | 0 | 0 | 0.044396 | 0 | 0 | 0 | 0.070727 | 0 | 0.015691 | 0.044396 | 0.070727
8 | 24 | 0 | 0 | 0 | 0.017386 | 0 | 0 | 0 | 0.049194 | 0 | 0 | 0 | 0.07837 | 0 | 0.017386 | 0.049194 | 0.07837
8 | 24 | 1 | 0 | 0 | 0.019315 | 0 | 0 | 0 | 0.054652 | 0 | 0 | 0 | 0.087066 | 0 | 0.019315 | 0.054652 | 0.087066
8 | 24 | 2 | 0 | 0 | 0.013533 | 0 | 0 | 0 | 0.038292 | 0 | 0 | 0 | 0.061002 | 0 | 0.013533 | 0.038292 | 0.061002
8 | 24 | 3 | 0 | 0 | 0.008433 | 0 | 0 | 0 | 0.023861 | 0 | 0 | 0 | 0.038013 | 0 | 0.008433 | 0.023861 | 0.038013
8 | 24 | 4 | 0 | 0 | 0.0036044 | 0 | 0 | 0 | 0.010198 | 0 | 0 | 0 | 0.016247 | 0 | 0.0036044 | 0.010198 | 0.016247
8 | 24 | 5 | 0 | 0 | 0.001693 | 0 | 0 | 0 | 0.0047904 | 0 | 0 | 0 | 0.0076315 | 0 | 0.001693 | 0.0047904 | 0.0076315
8 | 24 | 6 | 0 | 0 | 0 | 0 | 0 | 0 | 0 | 0 | 0 | 0 | 0 | 0 | 0 | 0 | 0
8 | 24 | 7 | 0 | 0 | 0 | 0 | 0 | 0 | 0 | 0 | 0 | 0 | 0 | 0 | 0 | 0 | 0
8 | 24 | 8 | 0 | 0 | 0 | 0 | 0 | 0 | 0 | 0 | 0 | 0 | 0 | 0 | 0 | 0 | 0
8 | 24 | 9 | 0 | 0 | 0 | 0 | 0 | 0 | 0 | 0 | 0 | 0 | 0 | 0 | 0 | 0 | 0
8 | 24 | 10 | 0 | 0 | 0 | 0 | 0 | 0 | 0 | 0 | 0 | 0 | 0 | 0 | 0 | 0 | 0
8 | 24 | 11 | 0 | 0 | 0 | 0 | 0 | 0 | 0 | 0 | 0 | 0 | 0 | 0 | 0 | 0 | 0
8 | 24 | 12 | 0 | 0 | 0 | 0 | 0 | 0 | 0 | 0 | 0 | 0 | 0 | 0 | 0 | 0 | 0
8 | 24 | 13 | 0 | 0 | 0 | 0 | 0 | 0 | 0 | 0 | 0 | 0 | 0 | 0 | 0 | 0 | 0
8 | 24 | 14 | 0 | 0 | 0.0023087 | 0 | 0 | 0 | 0.0065323 | 0 | 0 | 0 | 0.010407 | 0 | 0.0023087 | 0.0065323 | 0.010407
8 | 24 | 15 | 0 | 0 | 0.0068222 | 0 | 0 | 0 | 0.019303 | 0 | 0 | 0 | 0.030752 | 0 | 0.0068222 | 0.019303 | 0.030752
8 | 24 | 16 | 0 | 0 | 0.011445 | 0 | 0 | 0 | 0.032383 | 0 | 0 | 0 | 0.05159 | 0 | 0.011445 | 0.032383 | 0.05159
8 | 24 | 17 | 0 | 0 | 0.011108 | 0 | 0 | 0 | 0.031431 | 0 | 0 | 0 | 0.050073 | 0 | 0.011108 | 0.031431 | 0.050073
8 | 24 | 18 | 0 | 0 | 0.01094 | 0 | 0 | 0 | 0.030955 | 0 | 0 | 0 | 0.049314 | 0 | 0.01094 | 0.030955 | 0.049314
8 | 24 | 19 | 0 | 0 | 0.010604 | 0 | 0 | 0 | 0.030002 | 0 | 0 | 0 | 0.047797 | 0 | 0.010604 | 0.030002 | 0.047797
8 | 24 | 20 | 0 | 0 | 0.010604 | 0 | 0 | 0 | 0.030002 | 0 | 0 | 0 | 0.047797 | 0 | 0.010604 | 0.030002 | 0.047797
8 | 24 | 21 | 0 | 0 | 0.010772 | 0 | 0 | 0 | 0.030479 | 0 | 0 | 0 | 0.048555 | 0 | 0.010772 | 0.030479 | 0.048555
8 | 24 | 22 | 0 | 0 | 0.010772 | 0 | 0 | 0 | 0.030479 | 0 | 0 | 0 | 0.048555 | 0 | 0.010772 | 0.030479 | 0.048555
8 | 24 | 23 | 0 | 0 | 0.01094 | 0 | 0 | 0 | 0.030955 | 0 | 0 | 0 | 0.049314 | 0 | 0.01094 | 0.030955 | 0.049314
8 | 25 | 0 | 0 | 0 | 0.01094 | 0 | 0 | 0 | 0.030955 | 0 | 0 | 0 | 0.049314 | 0 | 0.01094 | 0.030955 | 0.049314
8 | 25 | 1 | 0 | 0 | 0.01094 | 0 | 0 | 0 | 0.030955 | 0 | 0 | 0 | 0.049314 | 0 | 0.01094 | 0.030955 | 0.049314
8 | 25 | 2 | 0 | 0 | 0.0054248 | 0 | 0 | 0 | 0.015349 | 0 | 0 | 0 | 0.024453 | 0 | 0.0054248 | 0.015349 | 0.024453
8 | 25 | 3 | 0 | 0 | 0.0003023 | 0 | 0 | 0 | 0.00085536 | 0 | 0 | 0 | 0.0013627 | 0 | 0.0003023 | 0.00085536 | 0.0013627
8 | 25 | 4 | 0 | 0 | 0 | 0 | 0 | 0 | 0 | 0 | 0 | 0 | 0 | 0 | 0 | 0 | 0
8 | 25 | 5 | 0 | 0 | 0 | 0 | 0 | 0 | 0 | 0 | 0 | 0 | 0 | 0 | 0 | 0 | 0
8 | 25 | 6 | 0 | 0 | 0 | 0 | 0 | 0 | 0 | 0 | 0 | 0 | 0 | 0 | 0 | 0 | 0
8 | 25 | 7 | 0 | 0 | 0 | 0 | 0 | 0 | 0 | 0 | 0 | 0 | 0 | 0 | 0 | 0 | 0
8 | 25 | 8 | 0 | 0 | 0 | 0 | 0 | 0 | 0 | 0 | 0 | 0 | 0 | 0 | 0 | 0 | 0
8 | 25 | 9 | 0 | 0 | 0 | 0 | 0 | 0 | 0 | 0 | 0 | 0 | 0 | 0 | 0 | 0 | 0
8 | 25 | 10 | 0 | 0 | 0 | 0 | 0 | 0 | 0 | 0 | 0 | 0 | 0 | 0 | 0 | 0 | 0
8 | 25 | 11 | 0 | 0 | 0 | 0 | 0 | 0 | 0 | 0 | 0 | 0 | 0 | 0 | 0 | 0 | 0
8 | 25 | 12 | 0 | 0 | 0 | 0 | 0 | 0 | 0 | 0 | 0 | 0 | 0 | 0 | 0 | 0 | 0
8 | 25 | 13 | 0 | 0 | 0 | 0 | 0 | 0 | 0 | 0 | 0 | 0 | 0 | 0 | 0 | 0 | 0
8 | 25 | 14 | 0 | 0 | 0 | 0 | 0 | 0 | 0 | 0 | 0 | 0 | 0 | 0 | 0 | 0 | 0
8 | 25 | 15 | 0 | 0 | 0 | 0 | 0 | 0 | 0 | 0 | 0 | 0 | 0 | 0 | 0 | 0 | 0
8 | 25 | 16 | 0 | 0 | 0.0021548 | 0 | 0 | 0 | 0.0060968 | 0 | 0 | 0 | 0.0097128 | 0 | 0.0021548 | 0.0060968 | 0.0097128
8 | 25 | 17 | 0 | 0 | 0.0027704 | 0 | 0 | 0 | 0.0078388 | 0 | 0 | 0 | 0.012488 | 0 | 0.0027704 | 0.0078388 | 0.012488
8 | 25 | 18 | 0 | 0 | 0.003291 | 0 | 0 | 0 | 0.0093116 | 0 | 0 | 0 | 0.014834 | 0 | 0.003291 | 0.0093116 | 0.014834
8 | 25 | 19 | 0 | 0 | 0.0037611 | 0 | 0 | 0 | 0.010642 | 0 | 0 | 0 | 0.016954 | 0 | 0.0037611 | 0.010642 | 0.016954
8 | 25 | 20 | 0 | 0 | 0.0059035 | 0 | 0 | 0 | 0.016704 | 0 | 0 | 0 | 0.026611 | 0 | 0.0059035 | 0.016704 | 0.026611
8 | 25 | 21 | 0 | 0 | 0.0079592 | 0 | 0 | 0 | 0.02252 | 0 | 0 | 0 | 0.035877 | 0 | 0.0079592 | 0.02252 | 0.035877
8 | 25 | 22 | 0 | 0 | 0.010435 | 0 | 0 | 0 | 0.029526 | 0 | 0 | 0 | 0.047038 | 0 | 0.010435 | 0.029526 | 0.047038
8 | 25 | 23 | 0 | 0 | 0.011445 | 0 | 0 | 0 | 0.032383 | 0 | 0 | 0 | 0.05159 | 0 | 0.011445 | 0.032383 | 0.05159
8 | 26 | 0 | 0 | 0 | 0.012677 | 0 | 0 | 0 | 0.035868 | 0 | 0 | 0 | 0.057141 | 0 | 0.012677 | 0.035868 | 0.057141
8 | 26 | 1 | 0 | -0.11842 | 0.13844 | 0 | 0 | -0.28283 | 0.39171 | 0 | 0 | -0.40916 | 0.62404 | 0 | 0.020025 | 0.10889 | 0.21488
8 | 26 | 2 | 0 | -0.3304 | 0.12229 | 0 | 0 | -0.78914 | 0.34601 | 0 | 0 | -1.1416 | 0.55123 | 0 | -0.20812 | -0.44314 | -0.5904
8 | 26 | 3 | 0 | -0.16706 | 0.055428 | 0 | 0 | -0.39901 | 0.15683 | 0 | 0 | -0.57723 | 0.24985 | 0 | -0.11163 | -0.24218 | -0.32738
8 | 26 | 4 | 0 | -0.0087719 | 0.0011114 | 0 | 0 | -0.020951 | 0.0031447 | 0 | 0 | -0.030309 | 0.0050098 | 0 | -0.0076605 | -0.017806 | -0.025299
8 | 26 | 5 | 0 | 0 | 0 | 0 | 0 | 0 | 0 | 0 | 0 | 0 | 0 | 0 | 0 | 0 | 0
8 | 26 | 6 | 0 | 0 | 0 | 0 | 0 | 0 | 0 | 0 | 0 | 0 | 0 | 0 | 0 | 0 | 0
8 | 26 | 7 | 0 | 0 | 0 | 0 | 0 | 0 | 0 | 0 | 0 | 0 | 0 | 0 | 0 | 0 | 0
8 | 26 | 8 | 0 | 0 | 0 | 0 | 0 | 0 | 0 | 0 | 0 | 0 | 0 | 0 | 0 | 0 | 0
8 | 26 | 9 | 0 | 0 | 0 | 0 | 0 | 0 | 0 | 0 | 0 | 0 | 0 | 0 | 0 | 0 | 0
8 | 26 | 10 | 0 | 0 | 0 | 0 | 0 | 0 | 0 | 0 | 0 | 0 | 0 | 0 | 0 | 0 | 0
8 | 26 | 11 | 0 | 0 | 0 | 0 | 0 | 0 | 0 | 0 | 0 | 0 | 0 | 0 | 0 | 0 | 0
8 | 26 | 12 | 0 | 0 | 0 | 0 | 0 | 0 | 0 | 0 | 0 | 0 | 0 | 0 | 0 | 0 | 0
8 | 26 | 13 | 0 | 0 | 0 | 0 | 0 | 0 | 0 | 0 | 0 | 0 | 0 | 0 | 0 | 0 | 0
8 | 26 | 14 | 0 | 0 | 0 | 0 | 0 | 0 | 0 | 0 | 0 | 0 | 0 | 0 | 0 | 0 | 0
8 | 26 | 15 | 0 | -0.021811 | 0.010308 | 0 | 0 | -0.052094 | 0.029166 | 0 | 0 | -0.075362 | 0.046465 | 0 | -0.011503 | -0.022928 | -0.028898
8 | 26 | 16 | 0 | -0.23198 | 0.088206 | 0 | 0 | -0.55406 | 0.24958 | 0 | 0 | -0.80154 | 0.3976 | 0 | -0.14377 | -0.30449 | -0.40394
8 | 26 | 17 | 0 | -0.26098 | 0.1014 | 0 | 0 | -0.62333 | 0.28692 | 0 | 0 | -0.90175 | 0.45709 | 0 | -0.15958 | -0.33641 | -0.44465
8 | 26 | 18 | 0 | -0.28706 | 0.11333 | 0 | 0 | -0.68562 | 0.32066 | 0 | 0 | -0.99185 | 0.51085 | 0 | -0.17373 | -0.36495 | -0.481
8 | 26 | 19 | 0 | -0.082145 | 0.093204 | 0 | 0 | -0.1962 | 0.26372 | 0 | 0 | -0.28383 | 0.42013 | 0 | 0.01106 | 0.067523 | 0.1363
8 | 26 | 20 | 0 | -0.085345 | 0.096348 | 0 | 0 | -0.20384 | 0.27261 | 0 | 0 | -0.29489 | 0.4343 | 0 | 0.011003 | 0.068775 | 0.13942
8 | 26 | 21 | 0 | -0.088546 | 0.10121 | 0 | 0 | -0.21148 | 0.28636 | 0 | 0 | -0.30594 | 0.45621 | 0 | 0.012662 | 0.07488 | 0.15026
8 | 26 | 22 | 0 | -0.090679 | 0.10334 | 0 | 0 | -0.21658 | 0.2924 | 0 | 0 | -0.31332 | 0.46582 | 0 | 0.012662 | 0.07582 | 0.15251
8 | 26 | 23 | 0 | -0.090679 | 0.10334 | 0 | 0 | -0.21658 | 0.2924 | 0 | 0 | -0.31332 | 0.46582 | 0 | 0.012662 | 0.07582 | 0.15251
8 | 27 | 0 | 0 | -0.089612 | 0.10227 | 0 | 0 | -0.21403 | 0.28938 | 0 | 0 | -0.30963 | 0.46101 | 0 | 0.012662 | 0.07535 | 0.15138
8 | 27 | 1 | 0 | -0.088546 | 0.10121 | 0 | 0 | -0.21148 | 0.28636 | 0 | 0 | -0.30594 | 0.45621 | 0 | 0.012662 | 0.07488 | 0.15026
8 | 27 | 2 | 0 | -0.055474 | 0.059908 | 0 | 0 | -0.1325 | 0.16951 | 0 | 0 | -0.19168 | 0.27004 | 0 | 0.004434 | 0.037013 | 0.078367
8 | 27 | 3 | 0 | -0.022403 | 0.022591 | 0 | 0 | -0.053508 | 0.063919 | 0 | 0 | -0.077408 | 0.10183 | 0 | 0.00018754 | 0.010411 | 0.024422
8 | 27 | 4 | 0 | 0 | 0 | 0 | 0 | 0 | 0 | 0 | 0 | 0 | 0 | 0 | 0 | 0 | 0
8 | 27 | 5 | 0 | 0 | 0 | 0 | 0 | 0 | 0 | 0 | 0 | 0 | 0 | 0 | 0 | 0 | 0
8 | 27 | 6 | 0 | 0 | 0 | 0 | 0 | 0 | 0 | 0 | 0 | 0 | 0 | 0 | 0 | 0 | 0
8 | 27 | 7 | 0 | 0 | 0 | 0 | 0 | 0 | 0 | 0 | 0 | 0 | 0 | 0 | 0 | 0 | 0
8 | 27 | 8 | 0 | 0 | 0 | 0 | 0 | 0 | 0 | 0 | 0 | 0 | 0 | 0 | 0 | 0 | 0
8 | 27 | 9 | 0 | 0 | 0 | 0 | 0 | 0 | 0 | 0 | 0 | 0 | 0 | 0 | 0 | 0 | 0
8 | 27 | 10 | 0 | 0 | 0 | 0 | 0 | 0 | 0 | 0 | 0 | 0 | 0 | 0 | 0 | 0 | 0
8 | 27 | 11 | 0 | 0 | 0 | 0 | 0 | 0 | 0 | 0 | 0 | 0 | 0 | 0 | 0 | 0 | 0
8 | 27 | 12 | 0 | 0 | 0 | 0 | 0 | 0 | 0 | 0 | 0 | 0 | 0 | 0 | 0 | 0 | 0
8 | 27 | 13 | 0 | 0 | 0.00075575 | 0 | 0 | 0 | 0.0021384 | 0 | 0 | 0 | 0.0034067 | 0 | 0.00075575 | 0.0021384 | 0.0034067
8 | 27 | 14 | 0 | 0 | 0.0042312 | 0 | 0 | 0 | 0.011972 | 0 | 0 | 0 | 0.019073 | 0 | 0.0042312 | 0.011972 | 0.019073
8 | 27 | 15 | 0 | 0 | 0.0081216 | 0 | 0 | 0 | 0.02298 | 0 | 0 | 0 | 0.036609 | 0 | 0.0081216 | 0.02298 | 0.036609
8 | 27 | 16 | 0 | 0 | 0.012334 | 0 | 0 | 0 | 0.034899 | 0 | 0 | 0 | 0.055597 | 0 | 0.012334 | 0.034899 | 0.055597
8 | 27 | 17 | 0 | 0 | 0.012848 | 0 | 0 | 0 | 0.036353 | 0 | 0 | 0 | 0.057914 | 0 | 0.012848 | 0.036353 | 0.057914
8 | 27 | 18 | 0 | 0 | 0.013191 | 0 | 0 | 0 | 0.037322 | 0 | 0 | 0 | 0.059458 | 0 | 0.013191 | 0.037322 | 0.059458
8 | 27 | 19 | 0 | 0 | 0.013704 | 0 | 0 | 0 | 0.038776 | 0 | 0 | 0 | 0.061774 | 0 | 0.013704 | 0.038776 | 0.061774
8 | 27 | 20 | 0 | 0 | 0.013704 | 0 | 0 | 0 | 0.038776 | 0 | 0 | 0 | 0.061774 | 0 | 0.013704 | 0.038776 | 0.061774
8 | 27 | 21 | 0 | 0 | 0.013704 | 0 | 0 | 0 | 0.038776 | 0 | 0 | 0 | 0.061774 | 0 | 0.013704 | 0.038776 | 0.061774
8 | 27 | 22 | 0 | 0 | 0.013704 | 0 | 0 | 0 | 0.038776 | 0 | 0 | 0 | 0.061774 | 0 | 0.013704 | 0.038776 | 0.061774
8 | 27 | 23 | 0 | 0 | 0.013704 | 0 | 0 | 0 | 0.038776 | 0 | 0 | 0 | 0.061774 | 0 | 0.013704 | 0.038776 | 0.061774
8 | 28 | 0 | 0 | 0 | 0.013704 | 0 | 0 | 0 | 0.038776 | 0 | 0 | 0 | 0.061774 | 0 | 0.013704 | 0.038776 | 0.061774
8 | 28 | 1 | 0 | 0 | 0.013533 | 0 | 0 | 0 | 0.038292 | 0 | 0 | 0 | 0.061002 | 0 | 0.013533 | 0.038292 | 0.061002
8 | 28 | 2 | 0 | 0 | 0.0077968 | 0 | 0 | 0 | 0.022061 | 0 | 0 | 0 | 0.035145 | 0 | 0.0077968 | 0.022061 | 0.035145
8 | 28 | 3 | 0 | 0 | 0.0026165 | 0 | 0 | 0 | 0.0074033 | 0 | 0 | 0 | 0.011794 | 0 | 0.0026165 | 0.0074033 | 0.011794
8 | 28 | 4 | 0 | 0 | 0 | 0 | 0 | 0 | 0 | 0 | 0 | 0 | 0 | 0 | 0 | 0 | 0
8 | 28 | 5 | 0 | 0 | 0 | 0 | 0 | 0 | 0 | 0 | 0 | 0 | 0 | 0 | 0 | 0 | 0
8 | 28 | 6 | 0 | 0 | 0 | 0 | 0 | 0 | 0 | 0 | 0 | 0 | 0 | 0 | 0 | 0 | 0
8 | 28 | 7 | 0 | 0 | 0 | 0 | 0 | 0 | 0 | 0 | 0 | 0 | 0 | 0 | 0 | 0 | 0
8 | 28 | 8 | 0 | 0 | 0 | 0 | 0 | 0 | 0 | 0 | 0 | 0 | 0 | 0 | 0 | 0 | 0
8 | 28 | 9 | 0 | 0 | 0 | 0 | 0 | 0 | 0 | 0 | 0 | 0 | 0 | 0 | 0 | 0 | 0
8 | 28 | 10 | 0 | 0 | 0 | 0 | 0 | 0 | 0 | 0 | 0 | 0 | 0 | 0 | 0 | 0 | 0
8 | 28 | 11 | 0 | 0 | 0 | 0 | 0 | 0 | 0 | 0 | 0 | 0 | 0 | 0 | 0 | 0 | 0
8 | 28 | 12 | 0 | 0 | 0 | 0 | 0 | 0 | 0 | 0 | 0 | 0 | 0 | 0 | 0 | 0 | 0
8 | 28 | 13 | 0 | 0 | 0 | 0 | 0 | 0 | 0 | 0 | 0 | 0 | 0 | 0 | 0 | 0 | 0
8 | 28 | 14 | 0 | 0 | 0 | 0 | 0 | 0 | 0 | 0 | 0 | 0 | 0 | 0 | 0 | 0 | 0
8 | 28 | 15 | 0 | 0 | 0 | 0 | 0 | 0 | 0 | 0 | 0 | 0 | 0 | 0 | 0 | 0 | 0
8 | 28 | 16 | 0 | 0 | 0 | 0 | 0 | 0 | 0 | 0 | 0 | 0 | 0 | 0 | 0 | 0 | 0
8 | 28 | 17 | 0 | 0 | 0 | 0 | 0 | 0 | 0 | 0 | 0 | 0 | 0 | 0 | 0 | 0 | 0
8 | 28 | 18 | 0 | 0 | 0 | 0 | 0 | 0 | 0 | 0 | 0 | 0 | 0 | 0 | 0 | 0 | 0
8 | 28 | 19 | 0 | 0 | 0 | 0 | 0 | 0 | 0 | 0 | 0 | 0 | 0 | 0 | 0 | 0 | 0
8 | 28 | 20 | 0 | 0 | 0 | 0 | 0 | 0 | 0 | 0 | 0 | 0 | 0 | 0 | 0 | 0 | 0
8 | 28 | 21 | 0 | 0 | 0 | 0 | 0 | 0 | 0 | 0 | 0 | 0 | 0 | 0 | 0 | 0 | 0
8 | 28 | 22 | 0 | 0 | 0 | 0 | 0 | 0 | 0 | 0 | 0 | 0 | 0 | 0 | 0 | 0 | 0
8 | 28 | 23 | 0 | 0 | 0 | 0 | 0 | 0 | 0 | 0 | 0 | 0 | 0 | 0 | 0 | 0 | 0
8 | 29 | 0 | 0 | 0 | 0 | 0 | 0 | 0 | 0 | 0 | 0 | 0 | 0 | 0 | 0 | 0 | 0
8 | 29 | 1 | 0 | 0 | 0 | 0 | 0 | 0 | 0 | 0 | 0 | 0 | 0 | 0 | 0 | 0 | 0
8 | 29 | 2 | 0 | 0 | 0 | 0 | 0 | 0 | 0 | 0 | 0 | 0 | 0 | 0 | 0 | 0 | 0
8 | 29 | 3 | 0 | 0 | 0 | 0 | 0 | 0 | 0 | 0 | 0 | 0 | 0 | 0 | 0 | 0 | 0
8 | 29 | 4 | 0 | 0 | 0 | 0 | 0 | 0 | 0 | 0 | 0 | 0 | 0 | 0 | 0 | 0 | 0
8 | 29 | 5 | 0 | 0 | 0 | 0 | 0 | 0 | 0 | 0 | 0 | 0 | 0 | 0 | 0 | 0 | 0
8 | 29 | 6 | 0 | 0 | 0 | 0 | 0 | 0 | 0 | 0 | 0 | 0 | 0 | 0 | 0 | 0 | 0
8 | 29 | 7 | 0 | 0 | 0 | 0 | 0 | 0 | 0 | 0 | 0 | 0 | 0 | 0 | 0 | 0 | 0
8 | 29 | 8 | 0 | 0 | 0 | 0 | 0 | 0 | 0 | 0 | 0 | 0 | 0 | 0 | 0 | 0 | 0
8 | 29 | 9 | 0 | 0 | 0 | 0 | 0 | 0 | 0 | 0 | 0 | 0 | 0 | 0 | 0 | 0 | 0
8 | 29 | 10 | 0 | 0 | 0 | 0 | 0 | 0 | 0 | 0 | 0 | 0 | 0 | 0 | 0 | 0 | 0
8 | 29 | 11 | 0 | 0 | 0 | 0 | 0 | 0 | 0 | 0 | 0 | 0 | 0 | 0 | 0 | 0 | 0
8 | 29 | 12 | 0 | 0 | 0.0010581 | 0 | 0 | 0 | 0.0029937 | 0 | 0 | 0 | 0.0047693 | 0 | 0.0010581 | 0.0029937 | 0.0047693
8 | 29 | 13 | 0 | 0 | 0.0020008 | 0 | 0 | 0 | 0.0056613 | 0 | 0 | 0 | 0.0090191 | 0 | 0.0020008 | 0.0056613 | 0.0090191
8 | 29 | 14 | 0 | 0 | 0.0057439 | 0 | 0 | 0 | 0.016252 | 0 | 0 | 0 | 0.025891 | 0 | 0.0057439 | 0.016252 | 0.025891
8 | 29 | 15 | 0 | 0 | 0.0097558 | 0 | 0 | 0 | 0.027604 | 0 | 0 | 0 | 0.043975 | 0 | 0.0097558 | 0.027604 | 0.043975
8 | 29 | 16 | 0 | 0 | 0.014121 | 0 | 0 | 0 | 0.039956 | 0 | 0 | 0 | 0.063654 | 0 | 0.014121 | 0.039956 | 0.063654
8 | 29 | 17 | 0 | 0 | 0.016322 | 0 | 0 | 0 | 0.046182 | 0 | 0 | 0 | 0.073572 | 0 | 0.016322 | 0.046182 | 0.073572
8 | 29 | 18 | 0 | 0 | 0.018413 | 0 | 0 | 0 | 0.052098 | 0 | 0 | 0 | 0.082997 | 0 | 0.018413 | 0.052098 | 0.082997
8 | 29 | 19 | 0 | 0 | 0.02057 | 0 | 0 | 0 | 0.058202 | 0 | 0 | 0 | 0.092721 | 0 | 0.02057 | 0.058202 | 0.092721
8 | 29 | 20 | 0 | 0 | 0.016854 | 0 | 0 | 0 | 0.047688 | 0 | 0 | 0 | 0.075971 | 0 | 0.016854 | 0.047688 | 0.075971
8 | 29 | 21 | 0 | 0 | 0.013362 | 0 | 0 | 0 | 0.037807 | 0 | 0 | 0 | 0.06023 | 0 | 0.013362 | 0.037807 | 0.06023
8 | 29 | 22 | 0 | 0 | 0.010435 | 0 | 0 | 0 | 0.029526 | 0 | 0 | 0 | 0.047038 | 0 | 0.010435 | 0.029526 | 0.047038
8 | 29 | 23 | 0 | 0 | 0.0077968 | 0 | 0 | 0 | 0.022061 | 0 | 0 | 0 | 0.035145 | 0 | 0.0077968 | 0.022061 | 0.035145
8 | 30 | 0 | 0 | 0 | 0.0055843 | 0 | 0 | 0 | 0.015801 | 0 | 0 | 0 | 0.025172 | 0 | 0.0055843 | 0.015801 | 0.025172
8 | 30 | 1 | 0 | 0 | 0.0034477 | 0 | 0 | 0 | 0.0097551 | 0 | 0 | 0 | 0.015541 | 0 | 0.0034477 | 0.0097551 | 0.015541
8 | 30 | 2 | 0 | 0 | 0.0015115 | 0 | 0 | 0 | 0.0042768 | 0 | 0 | 0 | 0.0068133 | 0 | 0.0015115 | 0.0042768 | 0.0068133
8 | 30 | 3 | 0 | 0 | 0 | 0 | 0 | 0 | 0 | 0 | 0 | 0 | 0 | 0 | 0 | 0 | 0
8 | 30 | 4 | 0 | 0 | 0 | 0 | 0 | 0 | 0 | 0 | 0 | 0 | 0 | 0 | 0 | 0 | 0
8 | 30 | 5 | 0 | 0 | 0 | 0 | 0 | 0 | 0 | 0 | 0 | 0 | 0 | 0 | 0 | 0 | 0
8 | 30 | 6 | 0 | 0 | 0 | 0 | 0 | 0 | 0 | 0 | 0 | 0 | 0 | 0 | 0 | 0 | 0
8 | 30 | 7 | 0 | 0 | 0 | 0 | 0 | 0 | 0 | 0 | 0 | 0 | 0 | 0 | 0 | 0 | 0
8 | 30 | 8 | 0 | 0 | 0 | 0 | 0 | 0 | 0 | 0 | 0 | 0 | 0 | 0 | 0 | 0 | 0
8 | 30 | 9 | 0 | 0 | 0 | 0 | 0 | 0 | 0 | 0 | 0 | 0 | 0 | 0 | 0 | 0 | 0
8 | 30 | 10 | 0 | 0 | 0.00045345 | 0 | 0 | 0 | 0.001283 | 0 | 0 | 0 | 0.002044 | 0 | 0.00045345 | 0.001283 | 0.002044
8 | 30 | 11 | 0 | 0 | 0.0027704 | 0 | 0 | 0 | 0.0078388 | 0 | 0 | 0 | 0.012488 | 0 | 0.0027704 | 0.0078388 | 0.012488
8 | 30 | 12 | 0 | 0 | 0.0052652 | 0 | 0 | 0 | 0.014898 | 0 | 0 | 0 | 0.023734 | 0 | 0.0052652 | 0.014898 | 0.023734
8 | 30 | 13 | 0 | 0 | 0.0077968 | 0 | 0 | 0 | 0.022061 | 0 | 0 | 0 | 0.035145 | 0 | 0.0077968 | 0.022061 | 0.035145
8 | 30 | 14 | 0 | 0 | 0.011782 | 0 | 0 | 0 | 0.033336 | 0 | 0 | 0 | 0.053107 | 0 | 0.011782 | 0.033336 | 0.053107
8 | 30 | 15 | 0 | 0 | 0.016322 | 0 | 0 | 0 | 0.046182 | 0 | 0 | 0 | 0.073572 | 0 | 0.016322 | 0.046182 | 0.073572
8 | 30 | 16 | 0 | 0 | 0.021121 | 0 | 0 | 0 | 0.059761 | 0 | 0 | 0 | 0.095205 | 0 | 0.021121 | 0.059761 | 0.095205
8 | 30 | 17 | 0 | 0 | 0.022794 | 0 | 0 | 0 | 0.064495 | 0 | 0 | 0 | 0.10275 | 0 | 0.022794 | 0.064495 | 0.10275
8 | 30 | 18 | 0 | 0 | 0.024289 | 0 | 0 | 0 | 0.068724 | 0 | 0 | 0 | 0.10948 | 0 | 0.024289 | 0.068724 | 0.10948
8 | 30 | 19 | 0 | 0 | 0.026227 | 0 | 0 | 0 | 0.074207 | 0 | 0 | 0 | 0.11822 | 0 | 0.026227 | 0.074207 | 0.11822
8 | 30 | 20 | 0 | 0 | 0.028221 | 0 | 0 | 0 | 0.07985 | 0 | 0 | 0 | 0.12721 | 0 | 0.028221 | 0.07985 | 0.12721
8 | 30 | 21 | 0 | 0 | 0.030075 | 0 | 0 | 0 | 0.085096 | 0 | 0 | 0 | 0.13557 | 0 | 0.030075 | 0.085096 | 0.13557
8 | 30 | 22 | 0 | 0 | 0.03218 | 0 | 0 | 0 | 0.091053 | 0 | 0 | 0 | 0.14506 | 0 | 0.03218 | 0.091053 | 0.14506
8 | 30 | 23 | 0 | 0 | 0.03298 | 0 | 0 | 0 | 0.093315 | 0 | 0 | 0 | 0.14866 | 0 | 0.03298 | 0.093315 | 0.14866
8 | 31 | 0 | 0 | 0 | 0.033779 | 0 | 0 | 0 | 0.095577 | 0 | 0 | 0 | 0.15226 | 0 | 0.033779 | 0.095577 | 0.15226
8 | 31 | 1 | 0 | 0 | 0.035156 | 0 | 0 | 0 | 0.099473 | 0 | 0 | 0 | 0.15847 | 0 | 0.035156 | 0.099473 | 0.15847
8 | 31 | 2 | 0 | 0 | 0.028414 | 0 | 0 | 0 | 0.080396 | 0 | 0 | 0 | 0.12808 | 0 | 0.028414 | 0.080396 | 0.12808
8 | 31 | 3 | 0 | 0 | 0.022607 | 0 | 0 | 0 | 0.063966 | 0 | 0 | 0 | 0.1019 | 0 | 0.022607 | 0.063966 | 0.1019
8 | 31 | 4 | 0 | 0 | 0.016854 | 0 | 0 | 0 | 0.047688 | 0 | 0 | 0 | 0.075971 | 0 | 0.016854 | 0.047688 | 0.075971
8 | 31 | 5 | 0 | 0 | 0.013704 | 0 | 0 | 0 | 0.038776 | 0 | 0 | 0 | 0.061774 | 0 | 0.013704 | 0.038776 | 0.061774
8 | 31 | 6 | 0 | 0 | 0.01094 | 0 | 0 | 0 | 0.030955 | 0 | 0 | 0 | 0.049314 | 0 | 0.01094 | 0.030955 | 0.049314
8 | 31 | 7 | 0 | 0 | 0.008433 | 0 | 0 | 0 | 0.023861 | 0 | 0 | 0 | 0.038013 | 0 | 0.008433 | 0.023861 | 0.038013
8 | 31 | 8 | 0 | 0 | 0.0079592 | 0 | 0 | 0 | 0.02252 | 0 | 0 | 0 | 0.035877 | 0 | 0.0079592 | 0.02252 | 0.035877
8 | 31 | 9 | 0 | -0.0062272 | 0.0094684 | 0 | 0 | -0.014873 | 0.026791 | 0 | 0 | -0.021516 | 0.04268 | 0 | 0.0032412 | 0.011917 | 0.021164
8 | 31 | 10 | 0 | 0 | 0.0073095 | 0 | 0 | 0 | 0.020682 | 0 | 0 | 0 | 0.032948 | 0 | 0.0073095 | 0.020682 | 0.032948
8 | 31 | 11 | 0 | -0.010379 | 0.01182 | 0 | 0 | -0.024789 | 0.033446 | 0 | 0 | -0.035861 | 0.053282 | 0 | 0.0014418 | 0.0086569 | 0.017421
8 | 31 | 12 | 0 | -0.024909 | 0.017738 | 0 | 0 | -0.059493 | 0.050189 | 0 | 0 | -0.086066 | 0.079955 | 0 | -0.0071712 | -0.0093045 | -0.0061108
8 | 31 | 13 | 0 | -0.037364 | 0.02282 | 0 | 0 | -0.08924 | 0.064568 | 0 | 0 | -0.1291 | 0.10286 | 0 | -0.014544 | -0.024672 | -0.026237
8 | 31 | 14 | 0 | -0.085106 | 0.049617 | 0 | 0 | -0.20327 | 0.14039 | 0 | 0 | -0.29406 | 0.22365 | 0 | -0.035489 | -0.062879 | -0.070406
8 | 31 | 15 | 0 | -0.13077 | 0.1005 | 0 | 0 | -0.31234 | 0.27443 | 0 | 0 | -0.45185 | 0.42933 | 0 | -0.030272 | -0.037905 | -0.02252
8 | 31 | 16 | 0 | -0.78905 | 0.53788 | 0 | 0 | -1.8846 | 1.5074 | 0 | 0 | -2.7264 | 2.3899 | 0 | -0.25117 | -0.37722 | -0.3365
8 | 31 | 17 | 0 | -1.6221 | 0.92404 | 0 | 0 | -3.8742 | 2.5963 | 0 | 0 | -5.6047 | 4.1216 | 0 | -0.69805 | -1.278 | -1.4831
8 | 31 | 18 | 0 | -1.709 | 0.98179 | 0 | 0 | -4.0818 | 2.7561 | 0 | 0 | -5.9049 | 4.3734 | 0 | -0.72719 | -1.3257 | -1.5316
8 | 31 | 19 | 0 | -1.795 | 1.0446 | 0 | 0 | -4.2872 | 2.9297 | 0 | 0 | -6.2021 | 4.6466 | 0 | -0.75039 | -1.3575 | -1.5555
8 | 31 | 20 | 0 | -1.8736 | 1.1037 | 0 | 0 | -4.4749 | 3.0959 | 0 | 0 | -6.4736 | 4.9105 | 0 | -0.76986 | -1.379 | -1.5631
8 | 31 | 21 | 0 | -1.9486 | 1.4302 | 0 | 0 | -4.6541 | 3.8974 | 0 | 0 | -6.7329 | 6.0907 | 0 | -0.51845 | -0.75666 | -0.64216
8 | 31 | 22 | 0 | -2.0272 | 1.6221 | 0 | 0 | -4.8418 | 4.3819 | 0 | 0 | -7.0044 | 6.8162 | 0 | -0.40512 | -0.45983 | -0.1882
8 | 31 | 23 | 0 | -2.0657 | 1.6569 | 0 | 0 | -4.9337 | 4.4746 | 0 | 0 | -7.1374 | 6.9591 | 0 | -0.4088 | -0.45913 | -0.17826
9 | 1 | 0 | 0 | -2.0987 | 1.6866 | 0 | 0 | -5.0125 | 4.5538 | 0 | 0 | -7.2514 | 7.0816 | 0 | -0.41208 | -0.45868 | -0.16983
9 | 1 | 1 | 0 | -2.3189 | 1.7446 | 0 | 0 | -5.5385 | 4.7134 | 0 | 0 | -8.0124 | 7.3322 | 0 | -0.57431 | -0.82508 | -0.6801
9 | 1 | 2 | 0 | -1.8402 | 1.3068 | 0 | 0 | -4.3952 | 3.5323 | 0 | 0 | -6.3584 | 5.4963 | 0 | -0.53344 | -0.86293 | -0.86212
9 | 1 | 3 | 0 | -1.3559 | 0.90357 | 0 | 0 | -3.2385 | 2.4445 | 0 | 0 | -4.685 | 3.8055 | 0 | -0.45234 | -0.79396 | -0.87952
9 | 1 | 4 | 0 | -1.0636 | 0.62349 | 0 | 0 | -2.5404 | 1.7 | 0 | 0 | -3.6751 | 2.6575 | 0 | -0.44016 | -0.84039 | -1.0176
9 | 1 | 5 | 0 | -0.68215 | 0.38609 | 0 | 0 | -1.6293 | 1.0544 | 0 | 0 | -2.357 | 1.6497 | 0 | -0.29606 | -0.57481 | -0.70726
9 | 1 | 6 | 0 | -0.30338 | 0.16499 | 0 | 0 | -0.72459 | 0.45352 | 0 | 0 | -1.0482 | 0.71195 | 0 | -0.13839 | -0.27107 | -0.33629
9 | 1 | 7 | 0 | -0.05626 | 0.030639 | 0 | 0 | -0.13437 | 0.086178 | 0 | 0 | -0.19439 | 0.13688 | 0 | -0.025621 | -0.048193 | -0.057507
9 | 1 | 8 | 0 | -0.066934 | 0.038183 | 0 | 0 | -0.15987 | 0.10701 | 0 | 0 | -0.23127 | 0.16966 | 0 | -0.028751 | -0.052856 | -0.061608
9 | 1 | 9 | 0 | -0.087946 | 0.050383 | 0 | 0 | -0.21005 | 0.14119 | 0 | 0 | -0.30387 | 0.22384 | 0 | -0.037563 | -0.068865 | -0.080035
9 | 1 | 10 | 0 | -0.10541 | 0.063287 | 0 | 0 | -0.25177 | 0.17667 | 0 | 0 | -0.36423 | 0.27955 | 0 | -0.042127 | -0.075104 | -0.084681
9 | 1 | 11 | 0 | -0.16283 | 0.10517 | 0 | 0 | -0.38891 | 0.29027 | 0 | 0 | -0.56262 | 0.45665 | 0 | -0.057665 | -0.098637 | -0.10597
9 | 1 | 12 | 0 | -0.23612 | 0.15402 | 0 | 0 | -0.56394 | 0.42356 | 0 | 0 | -0.81583 | 0.66508 | 0 | -0.082098 | -0.14038 | -0.15076
9 | 1 | 13 | 0 | -0.32703 | 0.20938 | 0 | 0 | -0.78109 | 0.57499 | 0 | 0 | -1.13 | 0.90219 | 0 | -0.11766 | -0.2061 | -0.22778
9 | 1 | 14 | 0 | -0.70536 | 0.46375 | 0 | 0 | -1.6847 | 1.2612 | 0 | 0 | -2.4372 | 1.9689 | 0 | -0.24161 | -0.42346 | -0.4683
9 | 1 | 15 | 0 | -1.2142 | 0.81241 | 0 | 0 | -2.9001 | 2.203 | 0 | 0 | -4.1955 | 3.4336 | 0 | -0.40183 | -0.69714 | -0.76183
9 | 1 | 16 | 0 | -1.7642 | 1.2246 | 0 | 0 | -4.2136 | 3.3149 | 0 | 0 | -6.0956 | 5.162 | 0 | -0.53957 | -0.89869 | -0.93368
9 | 1 | 17 | 0 | -1.9023 | 1.3471 | 0 | 0 | -4.5434 | 3.6395 | 0 | 0 | -6.5728 | 5.6617 | 0 | -0.55522 | -0.90394 | -0.9111
9 | 1 | 18 | 0 | -6.3631 | 3.1783 | 0 | 0 | -15.1977 | 8.8041 | 0 | 0 | -21.9859 | 13.8761 | 0 | -3.1847 | -6.3936 | -8.1098
9 | 1 | 19 | 0 | -6.9553 | 3.5007 | 0 | 0 | -16.6121 | 9.7005 | 0 | 0 | -24.0321 | 15.2916 | 0 | -3.4546 | -6.9116 | -8.7404
9 | 1 | 20 | 0 | -7.5051 | 3.9048 | 0 | 0 | -17.9252 | 10.8316 | 0 | 0 | -25.9317 | 17.0839 | 0 | -3.6003 | -7.0936 | -8.8478
9 | 1 | 21 | 0 | -7.792 | 4.114 | 0 | 0 | -18.6106 | 11.413 | 0 | 0 | -26.9232 | 18.0016 | 0 | -3.678 | -7.1976 | -8.9216
9 | 1 | 22 | 0 | -8.0823 | 4.3 | 0 | 0 | -19.3039 | 11.9279 | 0 | 0 | -27.9261 | 18.8128 | 0 | -3.7823 | -7.376 | -9.1133
9 | 1 | 23 | 0 | -8.2897 | 4.4372 | 0 | 0 | -19.7993 | 12.304 | 0 | 0 | -28.6428 | 19.4024 | 0 | -3.8525 | -7.4953 | -9.2404
9 | 2 | 0 | 0 | -8.5282 | 4.646 | 0 | 0 | -20.3689 | 12.8806 | 0 | 0 | -29.4668 | 20.3098 | 0 | -3.8822 | -7.4883 | -9.157
9 | 2 | 1 | 0 | -8.7332 | 4.7826 | 0 | 0 | -20.8586 | 13.2548 | 0 | 0 | -30.1753 | 20.8963 | 0 | -3.9506 | -7.6038 | -9.279
9 | 2 | 2 | 0 | -6.4253 | 4.0998 | 0 | 0 | -15.3463 | 11.0616 | 0 | 0 | -22.2008 | 17.1951 | 0 | -2.3255 | -4.2847 | -5.0057
9 | 2 | 3 | 0 | -4.1734 | 2.52 | 0 | 0 | -9.9678 | 6.8038 | 0 | 0 | -14.42 | 10.5804 | 0 | -1.6534 | -3.164 | -3.8396
9 | 2 | 4 | 0 | -1.9105 | 1.0296 | 0 | 0 | -4.563 | 2.8036 | 0 | 0 | -6.6012 | 4.3793 | 0 | -0.88084 | -1.7595 | -2.2219
9 | 2 | 5 | 0 | -0.15942 | 0.082456 | 0 | 0 | -0.38077 | 0.2299 | 0 | 0 | -0.55084 | 0.36356 | 0 | -0.076967 | -0.15087 | -0.18728
9 | 2 | 6 | 0 | -7.6101e-10 | 0.0034477 | 0 | 0 | -1.8176e-09 | 0.0097551 | 0 | 0 | -2.6295e-09 | 0.015541 | 0 | 0.0034477 | 0.0097551 | 0.015541
9 | 2 | 7 | 0 | 0 | 0.00045345 | 0 | 0 | 0 | 0.001283 | 0 | 0 | 0 | 0.002044 | 0 | 0.00045345 | 0.001283 | 0.002044
9 | 2 | 8 | 0 | 0 | 0 | 0 | 0 | 0 | 0 | 0 | 0 | 0 | 0 | 0 | 0 | 0 | 0
9 | 2 | 9 | 0 | 0 | 0 | 0 | 0 | 0 | 0 | 0 | 0 | 0 | 0 | 0 | 0 | 0 | 0
9 | 2 | 10 | 0 | 0 | 0 | 0 | 0 | 0 | 0 | 0 | 0 | 0 | 0 | 0 | 0 | 0 | 0
9 | 2 | 11 | 0 | 0 | 0 | 0 | 0 | 0 | 0 | 0 | 0 | 0 | 0 | 0 | 0 | 0 | 0
9 | 2 | 12 | 0 | 0 | 0 | 0 | 0 | 0 | 0 | 0 | 0 | 0 | 0 | 0 | 0 | 0 | 0
9 | 2 | 13 | 0 | 0 | 0 | 0 | 0 | 0 | 0 | 0 | 0 | 0 | 0 | 0 | 0 | 0 | 0
9 | 2 | 14 | 0 | 0 | 0.0018469 | 0 | 0 | 0 | 0.0052258 | 0 | 0 | 0 | 0.0083253 | 0 | 0.0018469 | 0.0052258 | 0.0083253
9 | 2 | 15 | 0 | -0.64668 | 0.28189 | 0 | 0 | -1.5445 | 0.78518 | 0 | 0 | -2.2344 | 1.241 | 0 | -0.36479 | -0.75936 | -0.9934
9 | 2 | 16 | 0 | -3.4039 | 1.9296 | 0 | 0 | -8.1299 | 5.2135 | 0 | 0 | -11.7611 | 8.1103 | 0 | -1.4743 | -2.9164 | -3.6508
9 | 2 | 17 | 0 | -4.1924 | 2.4401 | 0 | 0 | -10.0132 | 6.5904 | 0 | 0 | -14.4856 | 10.2505 | 0 | -1.7523 | -3.4227 | -4.2351
9 | 2 | 18 | 0 | -5.0209 | 3.0006 | 0 | 0 | -11.9921 | 8.1009 | 0 | 0 | -17.3484 | 12.597 | 0 | -2.0204 | -3.8912 | -4.7515
9 | 2 | 19 | 0 | -5.812 | 3.5582 | 0 | 0 | -13.8816 | 9.6042 | 0 | 0 | -20.0819 | 14.933 | 0 | -2.2539 | -4.2773 | -5.1489
9 | 2 | 20 | 0 | -5.9439 | 3.64 | 0 | 0 | -14.1966 | 9.8255 | 0 | 0 | -20.5376 | 15.2775 | 0 | -2.304 | -4.371 | -5.2601
9 | 2 | 21 | 0 | -6.0651 | 3.7111 | 0 | 0 | -14.486 | 10.0178 | 0 | 0 | -20.9563 | 15.5765 | 0 | -2.354 | -4.4682 | -5.3798
9 | 2 | 22 | 0 | -6.1876 | 3.7836 | 0 | 0 | -14.7785 | 10.2136 | 0 | 0 | -21.3795 | 15.8812 | 0 | -2.404 | -4.5649 | -5.4983
9 | 2 | 23 | 0 | -6.0055 | 3.6702 | 0 | 0 | -14.3437 | 9.9104 | 0 | 0 | -20.7505 | 15.4121 | 0 | -2.3353 | -4.4333 | -5.3384
9 | 3 | 0 | 0 | -5.8708 | 3.587 | 0 | 0 | -14.0218 | 9.6882 | 0 | 0 | -20.2848 | 15.0686 | 0 | -2.2838 | -4.3336 | -5.2162
9 | 3 | 1 | 0 | -5.7315 | 3.4605 | 0 | 0 | -13.6893 | 9.3498 | 0 | 0 | -19.8037 | 14.5449 | 0 | -2.271 | -4.3395 | -5.2588
9 | 3 | 2 | 0 | -3.6797 | 2.0887 | 0 | 0 | -8.7886 | 5.649 | 0 | 0 | -12.7141 | 8.7925 | 0 | -1.591 | -3.1396 | -3.9216
9 | 3 | 3 | 0 | -1.7801 | 0.90425 | 0 | 0 | -4.2517 | 2.4567 | 0 | 0 | -6.1507 | 3.8331 | 0 | -0.87586 | -1.7949 | -2.3176
9 | 3 | 4 | 0 | -0.18752 | 0.087123 | 0 | 0 | -0.44787 | 0.24246 | 0 | 0 | -0.64791 | 0.38305 | 0 | -0.10039 | -0.20541 | -0.26486
9 | 3 | 5 | 0 | 0 | 0 | 0 | 0 | 0 | 0 | 0 | 0 | 0 | 0 | 0 | 0 | 0 | 0
9 | 3 | 6 | 0 | 0 | 0 | 0 | 0 | 0 | 0 | 0 | 0 | 0 | 0 | 0 | 0 | 0 | 0
9 | 3 | 7 | 0 | 0 | 0 | 0 | 0 | 0 | 0 | 0 | 0 | 0 | 0 | 0 | 0 | 0 | 0
9 | 3 | 8 | 0 | 0 | 0 | 0 | 0 | 0 | 0 | 0 | 0 | 0 | 0 | 0 | 0 | 0 | 0
9 | 3 | 9 | 0 | 0 | 0 | 0 | 0 | 0 | 0 | 0 | 0 | 0 | 0 | 0 | 0 | 0 | 0
9 | 3 | 10 | 0 | 0 | 0 | 0 | 0 | 0 | 0 | 0 | 0 | 0 | 0 | 0 | 0 | 0 | 0
9 | 3 | 11 | 0 | 0 | 0 | 0 | 0 | 0 | 0 | 0 | 0 | 0 | 0 | 0 | 0 | 0 | 0
9 | 3 | 12 | 0 | 0 | 0 | 0 | 0 | 0 | 0 | 0 | 0 | 0 | 0 | 0 | 0 | 0 | 0
9 | 3 | 13 | 0 | 0 | 0 | 0 | 0 | 0 | 0 | 0 | 0 | 0 | 0 | 0 | 0 | 0 | 0
9 | 3 | 14 | 0 | 0 | 0 | 0 | 0 | 0 | 0 | 0 | 0 | 0 | 0 | 0 | 0 | 0 | 0
9 | 3 | 15 | 0 | -0.013089 | 0.0040218 | 0 | 0 | -0.031263 | 0.01138 | 0 | 0 | -0.045227 | 0.018129 | 0 | -0.0090675 | -0.019883 | -0.027098
9 | 3 | 16 | 0 | -1.838 | 0.94215 | 0 | 0 | -4.3898 | 2.5569 | 0 | 0 | -6.3505 | 3.9871 | 0 | -0.8958 | -1.8329 | -2.3635
9 | 3 | 17 | 0 | -2.2155 | 1.1737 | 0 | 0 | -5.2916 | 3.1801 | 0 | 0 | -7.6552 | 4.9545 | 0 | -1.0418 | -2.1115 | -2.7008
9 | 3 | 18 | 0 | -2.7229 | 1.4762 | 0 | 0 | -6.5034 | 3.999 | 0 | 0 | -9.4082 | 6.2298 | 0 | -1.2466 | -2.5043 | -3.1784
9 | 3 | 19 | 0 | -3.2596 | 1.815 | 0 | 0 | -7.7853 | 4.9185 | 0 | 0 | -11.2627 | 7.6636 | 0 | -1.4446 | -2.8668 | -3.5991
9 | 3 | 20 | 0 | -3.4053 | 1.9018 | 0 | 0 | -8.1333 | 5.1529 | 0 | 0 | -11.7661 | 8.0282 | 0 | -1.5035 | -2.9804 | -3.7379
9 | 3 | 21 | 0 | -3.4991 | 1.9448 | 0 | 0 | -8.3574 | 5.2641 | 0 | 0 | -12.0903 | 8.1972 | 0 | -1.5544 | -3.0933 | -3.8931
9 | 3 | 22 | 0 | -3.5147 | 1.954 | 0 | 0 | -8.3946 | 5.2726 | 0 | 0 | -12.1442 | 8.1965 | 0 | -1.5607 | -3.1221 | -3.9477
9 | 3 | 23 | 0 | -3.1829 | 1.75 | 0 | 0 | -7.6021 | 4.7161 | 0 | 0 | -10.9977 | 7.3264 | 0 | -1.4329 | -2.8861 | -3.6714
9 | 4 | 0 | 0 | -3.044 | 1.6646 | 0 | 0 | -7.2704 | 4.4871 | 0 | 0 | -10.5178 | 6.9716 | 0 | -1.3795 | -2.7834 | -3.5462
9 | 4 | 1 | 0 | -2.9031 | 1.5743 | 0 | 0 | -6.9337 | 4.2449 | 0 | 0 | -10.0308 | 6.5964 | 0 | -1.3288 | -2.6888 | -3.4343
9 | 4 | 2 | 0 | -1.7068 | 0.85809 | 0 | 0 | -4.0766 | 2.3291 | 0 | 0 | -5.8974 | 3.6322 | 0 | -0.84873 | -1.7474 | -2.2652
9 | 4 | 3 | 0 | -0.50405 | 0.20698 | 0 | 0 | -1.2039 | 0.57978 | 0 | 0 | -1.7416 | 0.91899 | 0 | -0.29707 | -0.62411 | -0.82263
9 | 4 | 4 | 0 | -0.0601 | 0.032212 | 0 | 0 | -0.14354 | 0.091143 | 0 | 0 | -0.20766 | 0.1452 | 0 | -0.027888 | -0.0524 | -0.062458
9 | 4 | 5 | 0 | 0 | 0.001693 | 0 | 0 | 0 | 0.0047904 | 0 | 0 | 0 | 0.0076315 | 0 | 0.001693 | 0.0047904 | 0.0076315
9 | 4 | 6 | 0 | 0 | 0.0006046 | 0 | 0 | 0 | 0.0017107 | 0 | 0 | 0 | 0.0027253 | 0 | 0.0006046 | 0.0017107 | 0.0027253
9 | 4 | 7 | 0 | 0 | 0 | 0 | 0 | 0 | 0 | 0 | 0 | 0 | 0 | 0 | 0 | 0 | 0
9 | 4 | 8 | 0 | 0 | 0 | 0 | 0 | 0 | 0 | 0 | 0 | 0 | 0 | 0 | 0 | 0 | 0
9 | 4 | 9 | 0 | 0 | 0 | 0 | 0 | 0 | 0 | 0 | 0 | 0 | 0 | 0 | 0 | 0 | 0
9 | 4 | 10 | 0 | 0 | 0 | 0 | 0 | 0 | 0 | 0 | 0 | 0 | 0 | 0 | 0 | 0 | 0
9 | 4 | 11 | 0 | 0 | 0.00090691 | 0 | 0 | 0 | 0.0025661 | 0 | 0 | 0 | 0.004088 | 0 | 0.00090691 | 0.0025661 | 0.004088
9 | 4 | 12 | 0 | 0 | 0.003291 | 0 | 0 | 0 | 0.0093116 | 0 | 0 | 0 | 0.014834 | 0 | 0.003291 | 0.0093116 | 0.014834
9 | 4 | 13 | 0 | 0 | 0.0057439 | 0 | 0 | 0 | 0.016252 | 0 | 0 | 0 | 0.025891 | 0 | 0.0057439 | 0.016252 | 0.025891
9 | 4 | 14 | 0 | -0.035288 | 0.023906 | 0 | 0 | -0.084282 | 0.066441 | 0 | 0 | -0.12193 | 0.1049 | 0 | -0.011382 | -0.017841 | -0.017031
9 | 4 | 15 | 0 | -0.64457 | 0.38315 | 0 | 0 | -1.5395 | 1.0533 | 0 | 0 | -2.2271 | 1.6535 | 0 | -0.26142 | -0.48622 | -0.5736
9 | 4 | 16 | 0 | -1.3794 | 0.88405 | 0 | 0 | -3.2945 | 2.424 | 0 | 0 | -4.766 | 3.8004 | 0 | -0.49532 | -0.87049 | -0.96567
9 | 4 | 17 | 0 | -1.4868 | 0.95521 | 0 | 0 | -3.5511 | 2.6188 | 0 | 0 | -5.1373 | 4.1055 | 0 | -0.5316 | -0.93232 | -1.0318
9 | 4 | 18 | 0 | -1.5877 | 1.0326 | 0 | 0 | -3.792 | 2.8311 | 0 | 0 | -5.4858 | 4.4384 | 0 | -0.55507 | -0.96091 | -1.0474
9 | 4 | 19 | 0 | -1.6972 | 1.1219 | 0 | 0 | -4.0536 | 3.0757 | 0 | 0 | -5.8642 | 4.8216 | 0 | -0.57528 | -0.9779 | -1.0426
9 | 4 | 20 | 0 | -1.7779 | 1.1741 | 0 | 0 | -4.2463 | 3.2193 | 0 | 0 | -6.143 | 5.0471 | 0 | -0.60378 | -1.027 | -1.0959
9 | 4 | 21 | 0 | -1.8539 | 1.2255 | 0 | 0 | -4.428 | 3.3606 | 0 | 0 | -6.4058 | 5.2689 | 0 | -0.62843 | -1.0674 | -1.1369
9 | 4 | 22 | 0 | -1.9389 | 1.2977 | 0 | 0 | -4.631 | 3.5587 | 0 | 0 | -6.6995 | 5.5796 | 0 | -0.64121 | -1.0723 | -1.1199
9 | 4 | 23 | 0 | -2.0486 | 1.3886 | 0 | 0 | -4.8928 | 3.807 | 0 | 0 | -7.0782 | 5.9683 | 0 | -0.65998 | -1.0858 | -1.1099
9 | 5 | 0 | 0 | -2.1571 | 1.4839 | 0 | 0 | -5.1521 | 4.0682 | 0 | 0 | -7.4534 | 6.3776 | 0 | -0.67327 | -1.0839 | -1.0757
9 | 5 | 1 | 0 | -2.271 | 1.5769 | 0 | 0 | -5.4242 | 4.323 | 0 | 0 | -7.8469 | 6.7769 | 0 | -0.69412 | -1.1012 | -1.0701
9 | 5 | 2 | 0 | -1.7106 | 1.1039 | 0 | 0 | -4.0856 | 3.0283 | 0 | 0 | -5.9105 | 4.749 | 0 | -0.60668 | -1.0573 | -1.1615
9 | 5 | 3 | 0 | -1.1578 | 0.68981 | 0 | 0 | -2.7654 | 1.8953 | 0 | 0 | -4.0006 | 2.9746 | 0 | -0.46802 | -0.87011 | -1.026
9 | 5 | 4 | 0 | -0.59525 | 0.31915 | 0 | 0 | -1.4217 | 0.88054 | 0 | 0 | -2.0567 | 1.385 | 0 | -0.2761 | -0.54117 | -0.67177
9 | 5 | 5 | 0 | -0.21018 | 0.10977 | 0 | 0 | -0.502 | 0.30587 | 0 | 0 | -0.72622 | 0.48355 | 0 | -0.10041 | -0.19613 | -0.24267
9 | 5 | 6 | 0 | -0.012454 | 0.01049 | 0 | 0 | -0.029747 | 0.029682 | 0 | 0 | -0.043033 | 0.047287 | 0 | -0.0019641 | -6.4311e-05 | 0.0042536
9 | 5 | 7 | 0 | 0 | 0.0037611 | 0 | 0 | 0 | 0.010642 | 0 | 0 | 0 | 0.016954 | 0 | 0.0037611 | 0.010642 | 0.016954
9 | 5 | 8 | 0 | 0 | 0.003291 | 0 | 0 | 0 | 0.0093116 | 0 | 0 | 0 | 0.014834 | 0 | 0.003291 | 0.0093116 | 0.014834
9 | 5 | 9 | 0 | 0 | 0.0027704 | 0 | 0 | 0 | 0.0078388 | 0 | 0 | 0 | 0.012488 | 0 | 0.0027704 | 0.0078388 | 0.012488
9 | 5 | 10 | 0 | 0 | 0.0023087 | 0 | 0 | 0 | 0.0065323 | 0 | 0 | 0 | 0.010407 | 0 | 0.0023087 | 0.0065323 | 0.010407
9 | 5 | 11 | 0 | 0 | 0.003291 | 0 | 0 | 0 | 0.0093116 | 0 | 0 | 0 | 0.014834 | 0 | 0.003291 | 0.0093116 | 0.014834
9 | 5 | 12 | 0 | 0 | 0.0043879 | 0 | 0 | 0 | 0.012416 | 0 | 0 | 0 | 0.019779 | 0 | 0.0043879 | 0.012416 | 0.019779
9 | 5 | 13 | 0 | 0 | 0.0055843 | 0 | 0 | 0 | 0.015801 | 0 | 0 | 0 | 0.025172 | 0 | 0.0055843 | 0.015801 | 0.025172
9 | 5 | 14 | 0 | -0.06572 | 0.04061 | 0 | 0 | -0.15697 | 0.1149 | 0 | 0 | -0.22708 | 0.18305 | 0 | -0.02511 | -0.042063 | -0.044024
9 | 5 | 15 | 0 | -0.44945 | 0.28347 | 0 | 0 | -1.0735 | 0.77941 | 0 | 0 | -1.5529 | 1.2237 | 0 | -0.16598 | -0.29406 | -0.32922
9 | 5 | 16 | 0 | -1.0184 | 0.6253 | 0 | 0 | -2.4325 | 1.717 | 0 | 0 | -3.519 | 2.6939 | 0 | -0.39315 | -0.71546 | -0.82502
9 | 5 | 17 | 0 | -1.1389 | 0.75235 | 0 | 0 | -2.7201 | 2.0478 | 0 | 0 | -3.9351 | 3.1981 | 0 | -0.38653 | -0.67235 | -0.73699
9 | 5 | 18 | 0 | -1.2648 | 0.83539 | 0 | 0 | -3.0209 | 2.2734 | 0 | 0 | -4.3702 | 3.5502 | 0 | -0.42942 | -0.74749 | -0.82004
9 | 5 | 19 | 0 | -1.3796 | 0.91735 | 0 | 0 | -3.2951 | 2.496 | 0 | 0 | -4.7669 | 3.8974 | 0 | -0.46228 | -0.79913 | -0.86954
9 | 5 | 20 | 0 | -1.3408 | 0.87908 | 0 | 0 | -3.2023 | 2.3912 | 0 | 0 | -4.6327 | 3.7331 | 0 | -0.46169 | -0.81115 | -0.89955
9 | 5 | 21 | 0 | -1.3055 | 0.85604 | 0 | 0 | -3.118 | 2.3276 | 0 | 0 | -4.5107 | 3.6331 | 0 | -0.44942 | -0.79039 | -0.87753
9 | 5 | 22 | 0 | -1.2666 | 0.83147 | 0 | 0 | -3.0252 | 2.2601 | 0 | 0 | -4.3764 | 3.5271 | 0 | -0.43513 | -0.7651 | -0.84927
9 | 5 | 23 | 0 | -1.1519 | 0.74913 | 0 | 0 | -2.7512 | 2.0374 | 0 | 0 | -3.9801 | 3.1805 | 0 | -0.40278 | -0.71389 | -0.79966
9 | 6 | 0 | 0 | -1.0385 | 0.6663 | 0 | 0 | -2.4803 | 1.8134 | 0 | 0 | -3.5882 | 2.832 | 0 | -0.37219 | -0.6669 | -0.75617
9 | 6 | 1 | 0 | -0.92256 | 0.58741 | 0 | 0 | -2.2035 | 1.6001 | 0 | 0 | -3.1876 | 2.5001 | 0 | -0.33514 | -0.60332 | -0.68759
9 | 6 | 2 | 0 | -0.5536 | 0.33446 | 0 | 0 | -1.3222 | 0.91452 | 0 | 0 | -1.9128 | 1.4317 | 0 | -0.21915 | -0.40772 | -0.48113
9 | 6 | 3 | 0 | -0.1775 | 0.11026 | 0 | 0 | -0.42394 | 0.30424 | 0 | 0 | -0.61329 | 0.47855 | 0 | -0.067238 | -0.1197 | -0.13474
9 | 6 | 4 | 0 | 0 | 0 | 0 | 0 | 0 | 0 | 0 | 0 | 0 | 0 | 0 | 0 | 0 | 0
9 | 6 | 5 | 0 | 0 | 0 | 0 | 0 | 0 | 0 | 0 | 0 | 0 | 0 | 0 | 0 | 0 | 0
9 | 6 | 6 | 0 | 0 | 0 | 0 | 0 | 0 | 0 | 0 | 0 | 0 | 0 | 0 | 0 | 0 | 0
9 | 6 | 7 | 0 | 0 | 0 | 0 | 0 | 0 | 0 | 0 | 0 | 0 | 0 | 0 | 0 | 0 | 0
9 | 6 | 8 | 0 | 0 | 0 | 0 | 0 | 0 | 0 | 0 | 0 | 0 | 0 | 0 | 0 | 0 | 0
9 | 6 | 9 | 0 | 0 | 0 | 0 | 0 | 0 | 0 | 0 | 0 | 0 | 0 | 0 | 0 | 0 | 0
9 | 6 | 10 | 0 | 0 | 0 | 0 | 0 | 0 | 0 | 0 | 0 | 0 | 0 | 0 | 0 | 0 | 0
9 | 6 | 11 | 0 | 0 | 0 | 0 | 0 | 0 | 0 | 0 | 0 | 0 | 0 | 0 | 0 | 0 | 0
9 | 6 | 12 | 0 | 0 | 0.0023087 | 0 | 0 | 0 | 0.0065323 | 0 | 0 | 0 | 0.010407 | 0 | 0.0023087 | 0.0065323 | 0.010407
9 | 6 | 13 | 0 | 0 | 0.0055843 | 0 | 0 | 0 | 0.015801 | 0 | 0 | 0 | 0.025172 | 0 | 0.0055843 | 0.015801 | 0.025172
9 | 6 | 14 | 0 | 0 | 0.0087637 | 0 | 0 | 0 | 0.024796 | 0 | 0 | 0 | 0.039503 | 0 | 0.0087637 | 0.024796 | 0.039503
9 | 6 | 15 | 0 | -0.029061 | 0.022051 | 0 | 0 | -0.069409 | 0.061708 | 0 | 0 | -0.10041 | 0.097763 | 0 | -0.0070095 | -0.0077011 | -0.0026476
9 | 6 | 16 | 0 | -0.28131 | 0.13188 | 0 | 0 | -0.67188 | 0.36853 | 0 | 0 | -0.97199 | 0.58345 | 0 | -0.14943 | -0.30335 | -0.38854
9 | 6 | 17 | 0 | -0.51277 | 0.26967 | 0 | 0 | -1.2247 | 0.74697 | 0 | 0 | -1.7717 | 1.1773 | 0 | -0.2431 | -0.47774 | -0.59446
9 | 6 | 18 | 0 | -0.7427 | 0.42065 | 0 | 0 | -1.7739 | 1.1603 | 0 | 0 | -2.5662 | 1.8248 | 0 | -0.32205 | -0.61357 | -0.74143
9 | 6 | 19 | 0 | -0.96515 | 0.57395 | 0 | 0 | -2.3052 | 1.58 | 0 | 0 | -3.3348 | 2.4822 | 0 | -0.3912 | -0.7252 | -0.85264
9 | 6 | 20 | 0 | -1.132 | 0.69269 | 0 | 0 | -2.7037 | 1.9058 | 0 | 0 | -3.9113 | 2.9931 | 0 | -0.4393 | -0.79788 | -0.91814
9 | 6 | 21 | 0 | -1.2988 | 0.80897 | 0 | 0 | -3.1021 | 2.2249 | 0 | 0 | -4.4877 | 3.4936 | 0 | -0.48985 | -0.87728 | -0.99416
9 | 6 | 22 | 0 | -1.4569 | 0.92358 | 0 | 0 | -3.4798 | 2.5394 | 0 | 0 | -5.034 | 3.987 | 0 | -0.53335 | -0.94034 | -1.047
9 | 6 | 23 | 0 | -1.6492 | 1.1141 | 0 | 0 | -3.9389 | 3.04 | 0 | 0 | -5.6982 | 4.7538 | 0 | -0.53502 | -0.89889 | -0.94436
9 | 7 | 0 | 0 | -1.828 | 1.2464 | 0 | 0 | -4.366 | 3.4009 | 0 | 0 | -6.3162 | 5.3182 | 0 | -0.58157 | -0.96511 | -0.99793
9 | 7 | 1 | 0 | -2.0133 | 1.3925 | 0 | 0 | -4.8086 | 3.7991 | 0 | 0 | -6.9564 | 5.9406 | 0 | -0.6208 | -1.0095 | -1.0158
9 | 7 | 2 | 0 | -1.6205 | 1.0593 | 0 | 0 | -3.8704 | 2.8921 | 0 | 0 | -5.5992 | 4.5241 | 0 | -0.56124 | -0.97835 | -1.0751
9 | 7 | 3 | 0 | -1.2218 | 0.80767 | 0 | 0 | -2.9182 | 2.1875 | 0 | 0 | -4.2216 | 3.4073 | 0 | -0.41414 | -0.73075 | -0.81439
9 | 7 | 4 | 0 | -0.82564 | 0.50968 | 0 | 0 | -1.972 | 1.3826 | 0 | 0 | -2.8528 | 2.1555 | 0 | -0.31595 | -0.58933 | -0.69728
9 | 7 | 5 | 0 | -0.54799 | 0.32111 | 0 | 0 | -1.3088 | 0.87387 | 0 | 0 | -1.8934 | 1.3646 | 0 | -0.22689 | -0.43497 | -0.52879
9 | 7 | 6 | 0 | -0.27693 | 0.14879 | 0 | 0 | -0.66142 | 0.40913 | 0 | 0 | -0.95685 | 0.64237 | 0 | -0.12814 | -0.25229 | -0.31447
9 | 7 | 7 | 0 | -0.066613 | 0.034174 | 0 | 0 | -0.1591 | 0.095152 | 0 | 0 | -0.23016 | 0.15036 | 0 | -0.03244 | -0.063949 | -0.0798
9 | 7 | 8 | 0 | -0.04963 | 0.029188 | 0 | 0 | -0.11854 | 0.081045 | 0 | 0 | -0.17148 | 0.12789 | 0 | -0.020442 | -0.037491 | -0.043591
9 | 7 | 9 | 0 | -0.039439 | 0.026096 | 0 | 0 | -0.094197 | 0.072295 | 0 | 0 | -0.13627 | 0.11395 | 0 | -0.013344 | -0.021902 | -0.02232
9 | 7 | 10 | 0 | -0.037364 | 0.025085 | 0 | 0 | -0.08924 | 0.069606 | 0 | 0 | -0.1291 | 0.1098 | 0 | -0.012279 | -0.019633 | -0.019296
9 | 7 | 11 | 0 | -0.043591 | 0.029276 | 0 | 0 | -0.10411 | 0.080916 | 0 | 0 | -0.15062 | 0.12739 | 0 | -0.014315 | -0.023197 | -0.02323
9 | 7 | 12 | 0 | -0.049818 | 0.033427 | 0 | 0 | -0.11899 | 0.092139 | 0 | 0 | -0.17213 | 0.14485 | 0 | -0.016391 | -0.026848 | -0.027283
9 | 7 | 13 | 0 | -0.078527 | 0.049543 | 0 | 0 | -0.18755 | 0.13722 | 0 | 0 | -0.27133 | 0.21625 | 0 | -0.028983 | -0.050338 | -0.055079
9 | 7 | 14 | 0 | -0.39591 | 0.2522 | 0 | 0 | -0.9456 | 0.69178 | 0 | 0 | -1.368 | 1.0848 | 0 | -0.1437 | -0.25382 | -0.2832
9 | 7 | 15 | 0 | -0.90555 | 0.59568 | 0 | 0 | -2.1628 | 1.6199 | 0 | 0 | -3.1289 | 2.5287 | 0 | -0.30987 | -0.54292 | -0.60017
9 | 7 | 16 | 0 | -1.4285 | 0.97604 | 0 | 0 | -3.4119 | 2.6484 | 0 | 0 | -4.9358 | 4.1293 | 0 | -0.45246 | -0.7635 | -0.80655
9 | 7 | 17 | 0 | -1.7068 | 1.1968 | 0 | 0 | -4.0765 | 3.2444 | 0 | 0 | -5.8973 | 5.0561 | 0 | -0.50993 | -0.83206 | -0.84121
9 | 7 | 18 | 0 | -1.9836 | 1.4645 | 0 | 0 | -4.7378 | 3.9528 | 0 | 0 | -6.854 | 6.1458 | 0 | -0.51916 | -0.78498 | -0.70815
9 | 7 | 19 | 0 | -2.2693 | 1.7292 | 0 | 0 | -5.4199 | 4.6641 | 0 | 0 | -7.8408 | 7.2489 | 0 | -0.54 | -0.75583 | -0.59183
9 | 7 | 20 | 0 | -2.3644 | 1.807 | 0 | 0 | -5.6472 | 4.8726 | 0 | 0 | -8.1696 | 7.5718 | 0 | -0.55739 | -0.77466 | -0.59774
9 | 7 | 21 | 0 | -3.7997 | 2.824 | 0 | 0 | -9.0752 | 7.7353 | 0 | 0 | -13.1288 | 12.1209 | 0 | -0.97571 | -1.3399 | -1.0079
9 | 7 | 22 | 0 | -3.9646 | 2.9757 | 0 | 0 | -9.4692 | 8.1506 | 0 | 0 | -13.6987 | 12.7713 | 0 | -0.98892 | -1.3186 | -0.92742
9 | 7 | 23 | 0 | -4.1058 | 3.107 | 0 | 0 | -9.8064 | 8.5071 | 0 | 0 | -14.1865 | 13.3274 | 0 | -0.99883 | -1.2993 | -0.85912
9 | 8 | 0 | 0 | -4.2553 | 3.2366 | 0 | 0 | -10.1635 | 8.8615 | 0 | 0 | -14.7031 | 13.8823 | 0 | -1.0187 | -1.302 | -0.82074
9 | 8 | 1 | 0 | -4.3977 | 3.3671 | 0 | 0 | -10.5036 | 9.2163 | 0 | 0 | -15.1951 | 14.436 | 0 | -1.0307 | -1.2874 | -0.75913
9 | 8 | 2 | 0 | -3.5667 | 2.5684 | 0 | 0 | -8.5187 | 7.0307 | 0 | 0 | -12.3237 | 11.0131 | 0 | -0.99824 | -1.488 | -1.3106
9 | 8 | 3 | 0 | -2.7471 | 1.8472 | 0 | 0 | -6.5611 | 5.0577 | 0 | 0 | -9.4917 | 7.9236 | 0 | -0.89989 | -1.5034 | -1.5681
9 | 8 | 4 | 0 | -1.9152 | 1.1933 | 0 | 0 | -4.5742 | 3.2695 | 0 | 0 | -6.6173 | 5.1237 | 0 | -0.72181 | -1.3047 | -1.4936
9 | 8 | 5 | 0 | -1.3735 | 0.81545 | 0 | 0 | -3.2804 | 2.2327 | 0 | 0 | -4.7456 | 3.4978 | 0 | -0.55801 | -1.0477 | -1.2478
9 | 8 | 6 | 0 | -0.82822 | 0.46054 | 0 | 0 | -1.9781 | 1.26 | 0 | 0 | -2.8617 | 1.973 | 0 | -0.36768 | -0.71818 | -0.88865
9 | 8 | 7 | 0 | -0.35747 | 0.18874 | 0 | 0 | -0.85379 | 0.51535 | 0 | 0 | -1.2351 | 0.80618 | 0 | -0.16873 | -0.33844 | -0.42896
9 | 8 | 8 | 0 | -0.40284 | 0.21583 | 0 | 0 | -0.96214 | 0.59075 | 0 | 0 | -1.3919 | 0.92532 | 0 | -0.187 | -0.37139 | -0.46657
9 | 8 | 9 | 0 | -0.45375 | 0.25405 | 0 | 0 | -1.0838 | 0.69433 | 0 | 0 | -1.5678 | 1.0867 | 0 | -0.19971 | -0.38942 | -0.4811
9 | 8 | 10 | 0 | -0.50675 | 0.29841 | 0 | 0 | -1.2103 | 0.81379 | 0 | 0 | -1.7509 | 1.2722 | 0 | -0.20834 | -0.39654 | -0.47871
9 | 8 | 11 | 0 | -0.79651 | 0.48344 | 0 | 0 | -1.9024 | 1.3132 | 0 | 0 | -2.7521 | 2.0487 | 0 | -0.31307 | -0.58918 | -0.70338
9 | 8 | 12 | 0 | -1.1308 | 0.70067 | 0 | 0 | -2.7008 | 1.8986 | 0 | 0 | -3.9072 | 2.9581 | 0 | -0.43013 | -0.80222 | -0.94904
9 | 8 | 13 | 0 | -1.5312 | 0.95201 | 0 | 0 | -3.6571 | 2.579 | 0 | 0 | -5.2905 | 4.0176 | 0 | -0.57916 | -1.0781 | -1.2729
9 | 8 | 14 | 0 | -4.2223 | 2.3261 | 0 | 0 | -10.0845 | 6.3742 | 0 | 0 | -14.5889 | 9.9902 | 0 | -1.8961 | -3.7103 | -4.5987
9 | 8 | 15 | 0 | -7.1728 | 4.0714 | 0 | 0 | -17.1318 | 11.1763 | 0 | 0 | -24.7838 | 17.5325 | 0 | -3.1014 | -5.9554 | -7.2513
9 | 8 | 16 | 0 | -10.1732 | 6.1078 | 0 | 0 | -24.2979 | 16.7703 | 0 | 0 | -35.1508 | 26.3111 | 0 | -4.0654 | -7.5276 | -8.8397
9 | 8 | 17 | 0 | -10.8294 | 6.7038 | 0 | 0 | -25.865 | 18.3642 | 0 | 0 | -37.4179 | 28.7771 | 0 | -4.1256 | -7.5008 | -8.6408
9 | 8 | 18 | 0 | -11.442 | 8.3328 | 0 | 0 | -27.3283 | 22.4249 | 0 | 0 | -39.5347 | 34.8112 | 0 | -3.1092 | -4.9034 | -4.7235
9 | 8 | 19 | 0 | -13.6574 | 9.595 | 0 | 0 | -32.6196 | 25.9094 | 0 | 0 | -47.1894 | 40.2933 | 0 | -4.0624 | -6.7102 | -6.8961
9 | 8 | 20 | 0 | -14.3344 | 10.2461 | 0 | 0 | -34.2366 | 27.6583 | 0 | 0 | -49.5286 | 43.0054 | 0 | -4.0883 | -6.5783 | -6.5232
9 | 8 | 21 | 0 | -15.0021 | 10.9724 | 0 | 0 | -35.8313 | 29.5931 | 0 | 0 | -51.8357 | 45.9925 | 0 | -4.0297 | -6.2383 | -5.8432
9 | 8 | 22 | 0 | -15.8758 | 11.9001 | 0 | 0 | -37.918 | 32.122 | 0 | 0 | -54.8544 | 49.9452 | 0 | -3.9757 | -5.796 | -4.9093
9 | 8 | 23 | 0 | -16.9909 | 12.9516 | 0 | 0 | -40.5815 | 34.9447 | 0 | 0 | -58.7076 | 54.321 | 0 | -4.0393 | -5.6368 | -4.3865
9 | 9 | 0 | 0 | -18.1107 | 14.5021 | 0 | 0 | -43.2558 | 38.9709 | 0 | 0 | -62.5764 | 60.4491 | 0 | -3.6086 | -4.2849 | -2.1273
9 | 9 | 1 | 0 | -19.1821 | 15.7851 | 0 | 0 | -45.8148 | 42.4121 | 0 | 0 | -66.2784 | 65.7814 | 0 | -3.397 | -3.4027 | -0.49696
9 | 9 | 2 | 0 | -16.2696 | 12.6002 | 0 | 0 | -38.8587 | 33.8617 | 0 | 0 | -56.2152 | 52.5253 | 0 | -3.6694 | -4.997 | -3.6899
9 | 9 | 3 | 0 | -13.3144 | 9.7216 | 0 | 0 | -31.8005 | 26.1405 | 0 | 0 | -46.0044 | 40.561 | 0 | -3.5929 | -5.6599 | -5.4434
9 | 9 | 4 | 0 | -10.3563 | 7.0853 | 0 | 0 | -24.7351 | 19.055 | 0 | 0 | -35.7832 | 29.5693 | 0 | -3.2709 | -5.6801 | -6.2139
9 | 9 | 5 | 0 | -8.2656 | 5.3851 | 0 | 0 | -19.7417 | 14.495 | 0 | 0 | -28.5594 | 22.5035 | 0 | -2.8805 | -5.2467 | -6.056
9 | 9 | 6 | 0 | -6.1316 | 3.7894 | 0 | 0 | -14.6448 | 10.2143 | 0 | 0 | -21.186 | 15.8697 | 0 | -2.3422 | -4.4305 | -5.3162
9 | 9 | 7 | 0 | -3.9961 | 2.3276 | 0 | 0 | -9.5444 | 6.2931 | 0 | 0 | -13.8075 | 9.7933 | 0 | -1.6685 | -3.2513 | -4.0142
9 | 9 | 8 | 0 | -3.3037 | 1.8839 | 0 | 0 | -7.8907 | 5.1029 | 0 | 0 | -11.4152 | 7.9492 | 0 | -1.4199 | -2.7878 | -3.466
9 | 9 | 9 | 0 | -2.6252 | 1.4669 | 0 | 0 | -6.27 | 3.9842 | 0 | 0 | -9.0706 | 6.2153 | 0 | -1.1582 | -2.2858 | -2.8552
9 | 9 | 10 | 0 | -1.9367 | 1.079 | 0 | 0 | -4.6257 | 2.9392 | 0 | 0 | -6.6918 | 4.5922 | 0 | -0.85772 | -1.6865 | -2.0996
9 | 9 | 11 | 0 | -2.4566 | 1.3916 | 0 | 0 | -5.8674 | 3.783 | 0 | 0 | -8.4882 | 5.9041 | 0 | -1.065 | -2.0845 | -2.5841
9 | 9 | 12 | 0 | -3.0299 | 1.7495 | 0 | 0 | -7.2368 | 4.7448 | 0 | 0 | -10.4692 | 7.3962 | 0 | -1.2805 | -2.4919 | -3.073
9 | 9 | 13 | 0 | -3.5494 | 2.0935 | 0 | 0 | -8.4774 | 5.6694 | 0 | 0 | -12.2639 | 8.8305 | 0 | -1.4558 | -2.808 | -3.4335
9 | 9 | 14 | 0 | -6.1018 | 3.854 | 0 | 0 | -14.5736 | 10.3924 | 0 | 0 | -21.0831 | 16.1497 | 0 | -2.2477 | -4.1812 | -4.9334
9 | 9 | 15 | 0 | -8.6724 | 5.8131 | 0 | 0 | -20.7133 | 15.6476 | 0 | 0 | -29.965 | 24.2935 | 0 | -2.8593 | -5.0656 | -5.6715
9 | 9 | 16 | 0 | -11.277 | 8.0116 | 0 | 0 | -26.9341 | 21.545 | 0 | 0 | -38.9644 | 33.4323 | 0 | -3.2654 | -5.3891 | -5.5322
9 | 9 | 17 | 0 | -13.2189 | 9.6859 | 0 | 0 | -31.5723 | 26.0347 | 0 | 0 | -45.6744 | 40.3885 | 0 | -3.5331 | -5.5377 | -5.2859
9 | 9 | 18 | 0 | -15.1229 | 11.5293 | 0 | 0 | -36.1199 | 30.9784 | 0 | 0 | -52.2531 | 48.0485 | 0 | -3.5936 | -5.1415 | -4.2046
9 | 9 | 19 | 0 | -17.0599 | 13.4305 | 0 | 0 | -40.7463 | 36.0763 | 0 | 0 | -58.946 | 55.9467 | 0 | -3.6294 | -4.6699 | -2.9992
9 | 9 | 20 | 0 | -17.6981 | 14.1493 | 0 | 0 | -42.2705 | 38.0051 | 0 | 0 | -61.151 | 58.9363 | 0 | -3.5488 | -4.2654 | -2.2146
9 | 9 | 21 | 0 | -18.3243 | 14.8193 | 0 | 0 | -43.7662 | 39.8018 | 0 | 0 | -63.3147 | 61.72 | 0 | -3.505 | -3.9644 | -1.5948
9 | 9 | 22 | 0 | -19.001 | 15.5598 | 0 | 0 | -45.3823 | 41.7889 | 0 | 0 | -65.6527 | 64.7998 | 0 | -3.4411 | -3.5934 | -0.8529
9 | 9 | 23 | 0 | -19.3363 | 16.0142 | 0 | 0 | -46.1832 | 43.0067 | 0 | 0 | -66.8114 | 66.6861 | 0 | -3.3221 | -3.1765 | -0.12523
9 | 10 | 0 | 0 | -19.7098 | 16.3536 | 0 | 0 | -47.0753 | 43.9171 | 0 | 0 | -68.1019 | 68.0969 | 0 | -3.3562 | -3.1582 | -0.0049459
9 | 10 | 1 | 0 | -20.0604 | 16.8376 | 0 | 0 | -47.9126 | 45.2152 | 0 | 0 | -69.3132 | 70.1083 | 0 | -3.2227 | -2.6973 | 0.79512
9 | 10 | 2 | 0 | -16.7005 | 13.1385 | 0 | 0 | -39.8878 | 35.2944 | 0 | 0 | -57.704 | 54.7363 | 0 | -3.562 | -4.5934 | -2.9677
9 | 10 | 3 | 0 | -13.3134 | 9.7275 | 0 | 0 | -31.7979 | 26.1474 | 0 | 0 | -46.0008 | 40.564 | 0 | -3.5859 | -5.6506 | -5.4367
9 | 10 | 4 | 0 | -9.9625 | 6.7875 | 0 | 0 | -23.7945 | 18.2616 | 0 | 0 | -34.4226 | 28.3446 | 0 | -3.175 | -5.5329 | -6.078
9 | 10 | 5 | 0 | -7.0735 | 4.4913 | 0 | 0 | -16.8944 | 12.102 | 0 | 0 | -24.4405 | 18.7991 | 0 | -2.5822 | -4.7924 | -5.6414
9 | 10 | 6 | 0 | -4.227 | 2.5018 | 0 | 0 | -10.0957 | 6.7645 | 0 | 0 | -14.6051 | 10.5273 | 0 | -1.7252 | -3.3312 | -4.0777
9 | 10 | 7 | 0 | -1.4932 | 0.83751 | 0 | 0 | -3.5664 | 2.2873 | 0 | 0 | -5.1593 | 3.5786 | 0 | -0.65568 | -1.279 | -1.5807
9 | 10 | 8 | 0 | -0.87057 | 0.54821 | 0 | 0 | -2.0793 | 1.4885 | 0 | 0 | -3.008 | 2.3216 | 0 | -0.32236 | -0.59078 | -0.68636
9 | 10 | 9 | 0 | -0.68548 | 0.42956 | 0 | 0 | -1.6372 | 1.1678 | 0 | 0 | -2.3685 | 1.8227 | 0 | -0.25593 | -0.4694 | -0.5458
9 | 10 | 10 | 0 | -0.54737 | 0.33895 | 0 | 0 | -1.3073 | 0.92354 | 0 | 0 | -1.8913 | 1.4431 | 0 | -0.20842 | -0.3838 | -0.44814
9 | 10 | 11 | 0 | -0.59711 | 0.37639 | 0 | 0 | -1.4261 | 1.0247 | 0 | 0 | -2.0631 | 1.6004 | 0 | -0.22072 | -0.40147 | -0.46271
9 | 10 | 12 | 0 | -0.65503 | 0.41798 | 0 | 0 | -1.5645 | 1.1368 | 0 | 0 | -2.2633 | 1.7746 | 0 | -0.23705 | -0.42772 | -0.48869
9 | 10 | 13 | 0 | -0.72633 | 0.46786 | 0 | 0 | -1.7348 | 1.2723 | 0 | 0 | -2.5096 | 1.986 | 0 | -0.25846 | -0.4625 | -0.52363
9 | 10 | 14 | 0 | -4.1445 | 2.4506 | 0 | 0 | -9.8989 | 6.6267 | 0 | 0 | -14.3203 | 10.3133 | 0 | -1.6939 | -3.2722 | -4.007
9 | 10 | 15 | 0 | -8.2296 | 5.3594 | 0 | 0 | -19.6558 | 14.4253 | 0 | 0 | -28.4353 | 22.3949 | 0 | -2.8702 | -5.2305 | -6.0404
9 | 10 | 16 | 0 | -12.3076 | 8.82 | 0 | 0 | -29.3957 | 23.7022 | 0 | 0 | -42.5255 | 36.7658 | 0 | -3.4876 | -5.6934 | -5.7597
9 | 10 | 17 | 0 | -12.8134 | 9.3025 | 0 | 0 | -30.6037 | 25.0032 | 0 | 0 | -44.2731 | 38.7873 | 0 | -3.5109 | -5.6005 | -5.4857
9 | 10 | 18 | 0 | -13.2786 | 9.82 | 0 | 0 | -31.7149 | 26.4 | 0 | 0 | -45.8806 | 40.9592 | 0 | -3.4586 | -5.3149 | -4.9214
9 | 10 | 19 | 0 | -13.7798 | 10.3741 | 0 | 0 | -32.912 | 27.8965 | 0 | 0 | -47.6124 | 43.2867 | 0 | -3.4058 | -5.0155 | -4.3257
9 | 10 | 20 | 0 | -13.6733 | 10.2635 | 0 | 0 | -32.6575 | 27.6047 | 0 | 0 | -47.2443 | 42.8386 | 0 | -3.4098 | -5.0528 | -4.4057
9 | 10 | 21 | 0 | -13.6014 | 10.2632 | 0 | 0 | -32.4858 | 27.6098 | 0 | 0 | -46.9959 | 42.8516 | 0 | -3.3382 | -4.876 | -4.1442
9 | 10 | 22 | 0 | -13.4807 | 10.2453 | 0 | 0 | -32.1977 | 27.5675 | 0 | 0 | -46.579 | 42.7907 | 0 | -3.2354 | -4.6302 | -3.7883
9 | 10 | 23 | 0 | -12.8745 | 9.6629 | 0 | 0 | -30.7497 | 26.0067 | 0 | 0 | -44.4843 | 40.3731 | 0 | -3.2115 | -4.743 | -4.1112
9 | 11 | 0 | 0 | -12.2626 | 9.1475 | 0 | 0 | -29.2882 | 24.6255 | 0 | 0 | -42.3701 | 38.234 | 0 | -3.1151 | -4.6627 | -4.1361
9 | 11 | 1 | 0 | -11.6606 | 8.6235 | 0 | 0 | -27.8503 | 23.2221 | 0 | 0 | -40.2899 | 36.0612 | 0 | -3.0371 | -4.6282 | -4.2288
9 | 11 | 2 | 0 | -9.4643 | 6.6407 | 0 | 0 | -22.6047 | 17.8944 | 0 | 0 | -32.7014 | 27.7976 | 0 | -2.8236 | -4.7103 | -4.9038
9 | 11 | 3 | 0 | -7.2611 | 4.8338 | 0 | 0 | -17.3426 | 13.0392 | 0 | 0 | -25.0888 | 20.2671 | 0 | -2.4273 | -4.3033 | -4.8217
9 | 11 | 4 | 0 | -5.1135 | 3.2537 | 0 | 0 | -12.2131 | 8.7937 | 0 | 0 | -17.6682 | 13.6822 | 0 | -1.8598 | -3.4194 | -3.9861
9 | 11 | 5 | 0 | -4.0888 | 2.4898 | 0 | 0 | -9.7659 | 6.7404 | 0 | 0 | -14.1279 | 10.4967 | 0 | -1.5991 | -3.0255 | -3.6312
9 | 11 | 6 | 0 | -3.0814 | 1.797 | 0 | 0 | -7.3597 | 4.8775 | 0 | 0 | -10.647 | 7.6063 | 0 | -1.2845 | -2.4822 | -3.0407
9 | 11 | 7 | 0 | -2.0878 | 1.1789 | 0 | 0 | -4.9866 | 3.2148 | 0 | 0 | -7.2138 | 5.0256 | 0 | -0.9089 | -1.7718 | -2.1882
9 | 11 | 8 | 0 | -1.7712 | 0.97098 | 0 | 0 | -4.2304 | 2.6522 | 0 | 0 | -6.1199 | 4.1498 | 0 | -0.80024 | -1.5782 | -1.9701
9 | 11 | 9 | 0 | -1.4432 | 0.78002 | 0 | 0 | -3.4469 | 2.1316 | 0 | 0 | -4.9865 | 3.336 | 0 | -0.66316 | -1.3153 | -1.6505
9 | 11 | 10 | 0 | -1.1694 | 0.64773 | 0 | 0 | -2.7931 | 1.7591 | 0 | 0 | -4.0407 | 2.744 | 0 | -0.52172 | -1.0341 | -1.2967
9 | 11 | 11 | 0 | -1.2573 | 0.68575 | 0 | 0 | -3.0029 | 1.8714 | 0 | 0 | -4.3442 | 2.9267 | 0 | -0.57152 | -1.1315 | -1.4174
9 | 11 | 12 | 0 | -1.2963 | 0.71192 | 0 | 0 | -3.0961 | 1.9465 | 0 | 0 | -4.479 | 3.0473 | 0 | -0.58438 | -1.1496 | -1.4317
9 | 11 | 13 | 0 | -1.3446 | 0.75207 | 0 | 0 | -3.2114 | 2.0598 | 0 | 0 | -4.6458 | 3.2275 | 0 | -0.59252 | -1.1516 | -1.4184
9 | 11 | 14 | 0 | -1.3196 | 0.73653 | 0 | 0 | -3.1518 | 2.0174 | 0 | 0 | -4.5595 | 3.1612 | 0 | -0.58307 | -1.1343 | -1.3984
9 | 11 | 15 | 0 | -1.3553 | 0.7396 | 0 | 0 | -3.237 | 2.0256 | 0 | 0 | -4.6828 | 3.1739 | 0 | -0.61569 | -1.2113 | -1.5089
9 | 11 | 16 | 0 | -1.3739 | 0.75774 | 0 | 0 | -3.2815 | 2.0713 | 0 | 0 | -4.7472 | 3.2422 | 0 | -0.61617 | -1.2102 | -1.505
9 | 11 | 17 | 0 | -1.3306 | 0.7849 | 0 | 0 | -3.178 | 2.1426 | 0 | 0 | -4.5975 | 3.3514 | 0 | -0.5457 | -1.0354 | -1.2461
9 | 11 | 18 | 0 | -1.2907 | 0.8233 | 0 | 0 | -3.0826 | 2.2438 | 0 | 0 | -4.4595 | 3.5067 | 0 | -0.46737 | -0.83882 | -0.95283
9 | 11 | 19 | 0 | -1.3914 | 0.91968 | 0 | 0 | -3.3232 | 2.508 | 0 | 0 | -4.8075 | 3.9207 | 0 | -0.47168 | -0.81519 | -0.88677
9 | 11 | 20 | 0 | -1.5185 | 0.94005 | 0 | 0 | -3.6269 | 2.5723 | 0 | 0 | -5.2469 | 4.0286 | 0 | -0.57849 | -1.0546 | -1.2183
9 | 11 | 21 | 0 | -1.7748 | 1.0132 | 0 | 0 | -4.2389 | 2.7819 | 0 | 0 | -6.1323 | 4.3645 | 0 | -0.76157 | -1.457 | -1.7677
9 | 11 | 22 | 0 | -2.0379 | 1.1519 | 0 | 0 | -4.8674 | 3.1517 | 0 | 0 | -7.0415 | 4.9356 | 0 | -0.88601 | -1.7157 | -2.1058
9 | 11 | 23 | 0 | -2.109 | 1.1726 | 0 | 0 | -5.0372 | 3.2054 | 0 | 0 | -7.2872 | 5.0173 | 0 | -0.93646 | -1.8319 | -2.2699
9 | 12 | 0 | 0 | -2.1926 | 1.2039 | 0 | 0 | -5.2368 | 3.2871 | 0 | 0 | -7.5758 | 5.142 | 0 | -0.98862 | -1.9496 | -2.4338
9 | 12 | 1 | 0 | -2.228 | 1.2106 | 0 | 0 | -5.3213 | 3.3025 | 0 | 0 | -7.6982 | 5.1639 | 0 | -1.0174 | -2.0188 | -2.5343
9 | 12 | 2 | 0 | -1.6503 | 0.85371 | 0 | 0 | -3.9415 | 2.3414 | 0 | 0 | -5.702 | 3.6713 | 0 | -0.79655 | -1.6001 | -2.0307
9 | 12 | 3 | 0 | -1.0842 | 0.57032 | 0 | 0 | -2.5895 | 1.5615 | 0 | 0 | -3.7462 | 2.4463 | 0 | -0.51388 | -1.028 | -1.2999
9 | 12 | 4 | 0 | -0.7439 | 0.40611 | 0 | 0 | -1.7767 | 1.1077 | 0 | 0 | -2.5703 | 1.7318 | 0 | -0.33779 | -0.66909 | -0.83859
9 | 12 | 5 | 0 | -0.28215 | 0.12949 | 0 | 0 | -0.67389 | 0.35595 | 0 | 0 | -0.97488 | 0.55879 | 0 | -0.15266 | -0.31794 | -0.41609
9 | 12 | 6 | 0 | -0.13556 | 0.064245 | 0 | 0 | -0.32378 | 0.17728 | 0 | 0 | -0.46841 | 0.27886 | 0 | -0.071319 | -0.1465 | -0.18955
9 | 12 | 7 | 0 | -0.092829 | 0.043573 | 0 | 0 | -0.22172 | 0.12137 | 0 | 0 | -0.32075 | 0.19183 | 0 | -0.049256 | -0.10034 | -0.12891
9 | 12 | 8 | 0 | -0.078773 | 0.03822 | 0 | 0 | -0.18814 | 0.1066 | 0 | 0 | -0.27218 | 0.1686 | 0 | -0.040553 | -0.081543 | -0.10358
9 | 12 | 9 | 0 | -0.064717 | 0.033183 | 0 | 0 | -0.15457 | 0.092691 | 0 | 0 | -0.22361 | 0.14672 | 0 | -0.031534 | -0.061879 | -0.076895
9 | 12 | 10 | 0 | -0.049625 | 0.027873 | 0 | 0 | -0.11852 | 0.077838 | 0 | 0 | -0.17147 | 0.12319 | 0 | -0.021752 | -0.040687 | -0.048277
9 | 12 | 11 | 0 | -0.1581 | 0.080463 | 0 | 0 | -0.37762 | 0.22136 | 0 | 0 | -0.54628 | 0.34765 | 0 | -0.077639 | -0.15625 | -0.19863
9 | 12 | 12 | 0 | -0.26007 | 0.14231 | 0 | 0 | -0.62116 | 0.3868 | 0 | 0 | -0.89861 | 0.60363 | 0 | -0.11776 | -0.23436 | -0.29498
9 | 12 | 13 | 0 | -0.4243 | 0.23933 | 0 | 0 | -1.0134 | 0.6505 | 0 | 0 | -1.4661 | 1.0151 | 0 | -0.18497 | -0.36291 | -0.45092
9 | 12 | 14 | 0 | -1.0492 | 0.66547 | 0 | 0 | -2.5058 | 1.8004 | 0 | 0 | -3.6251 | 2.8027 | 0 | -0.38369 | -0.70546 | -0.82239
9 | 12 | 15 | 0 | -1.7716 | 1.2116 | 0 | 0 | -4.2314 | 3.2735 | 0 | 0 | -6.1214 | 5.0924 | 0 | -0.56001 | -0.95785 | -1.029
9 | 12 | 16 | 0 | -3.4241 | 2.2677 | 0 | 0 | -8.1782 | 6.1415 | 0 | 0 | -11.8311 | 9.566 | 0 | -1.1564 | -2.0367 | -2.2651
9 | 12 | 17 | 0 | -4.6091 | 3.03 | 0 | 0 | -11.0084 | 8.1881 | 0 | 0 | -15.9254 | 12.739 | 0 | -1.5791 | -2.8203 | -3.1864
9 | 12 | 18 | 0 | -5.8859 | 3.8875 | 0 | 0 | -14.0579 | 10.4931 | 0 | 0 | -20.337 | 16.3149 | 0 | -1.9984 | -3.5648 | -4.0221
9 | 12 | 19 | 0 | -7.203 | 4.8248 | 0 | 0 | -17.2038 | 13.0057 | 0 | 0 | -24.888 | 20.2072 | 0 | -2.3782 | -4.1981 | -4.6808
9 | 12 | 20 | 0 | -7.9624 | 5.3791 | 0 | 0 | -19.0174 | 14.4922 | 0 | 0 | -27.5118 | 22.5104 | 0 | -2.5833 | -4.5253 | -5.0014
9 | 12 | 21 | 0 | -8.7261 | 5.9542 | 0 | 0 | -20.8416 | 16.0338 | 0 | 0 | -30.1508 | 24.8983 | 0 | -2.7719 | -4.8079 | -5.2524
9 | 12 | 22 | 0 | -9.5294 | 6.5764 | 0 | 0 | -22.7602 | 17.7052 | 0 | 0 | -32.9262 | 27.4903 | 0 | -2.9529 | -5.055 | -5.4358
9 | 12 | 23 | 0 | -9.9171 | 6.9118 | 0 | 0 | -23.6861 | 18.6082 | 0 | 0 | -34.2657 | 28.8925 | 0 | -3.0053 | -5.0779 | -5.3731
9 | 13 | 0 | 0 | -10.3424 | 7.2396 | 0 | 0 | -24.702 | 19.4894 | 0 | 0 | -35.7353 | 30.2595 | 0 | -3.1028 | -5.2126 | -5.4758
9 | 13 | 1 | 0 | -10.7259 | 7.6037 | 0 | 0 | -25.6178 | 20.4684 | 0 | 0 | -37.0603 | 31.7786 | 0 | -3.1221 | -5.1495 | -5.2817
9 | 13 | 2 | 0 | -8.632 | 5.799 | 0 | 0 | -20.6169 | 15.6216 | 0 | 0 | -29.8256 | 24.2632 | 0 | -2.833 | -4.9953 | -5.5624
9 | 13 | 3 | 0 | -6.5468 | 4.1831 | 0 | 0 | -15.6364 | 11.2819 | 0 | 0 | -22.6206 | 17.5337 | 0 | -2.3636 | -4.3546 | -5.0869
9 | 13 | 4 | 0 | -4.4682 | 2.7043 | 0 | 0 | -10.672 | 7.3103 | 0 | 0 | -15.4387 | 11.3753 | 0 | -1.7639 | -3.3616 | -4.0633
9 | 13 | 5 | 0 | -1.594 | 0.87883 | 0 | 0 | -3.8072 | 2.4018 | 0 | 0 | -5.5077 | 3.7591 | 0 | -0.71519 | -1.4054 | -1.7486
9 | 13 | 6 | 0 | -0.44939 | 0.26364 | 0 | 0 | -1.0733 | 0.71956 | 0 | 0 | -1.5527 | 1.1254 | 0 | -0.18575 | -0.35376 | -0.42733
9 | 13 | 7 | 0 | -0.054831 | 0.029492 | 0 | 0 | -0.13096 | 0.081528 | 0 | 0 | -0.18945 | 0.12836 | 0 | -0.025339 | -0.049432 | -0.061093
9 | 13 | 8 | 0 | -0.020757 | 0.010658 | 0 | 0 | -0.049578 | 0.030157 | 0 | 0 | -0.071722 | 0.048044 | 0 | -0.010099 | -0.01942 | -0.023678
9 | 13 | 9 | 0 | -7.6101e-10 | 0.0034477 | 0 | 0 | -1.8176e-09 | 0.0097551 | 0 | 0 | -2.6295e-09 | 0.015541 | 0 | 0.0034477 | 0.0097551 | 0.015541
9 | 13 | 10 | 0 | 0 | 0.0024626 | 0 | 0 | 0 | 0.0069678 | 0 | 0 | 0 | 0.0111 | 0 | 0.0024626 | 0.0069678 | 0.0111
9 | 13 | 11 | 0 | 0 | 0.0037611 | 0 | 0 | 0 | 0.010642 | 0 | 0 | 0 | 0.016954 | 0 | 0.0037611 | 0.010642 | 0.016954
9 | 13 | 12 | 0 | -0.0041515 | 0.006488 | 0 | 0 | -0.0099154 | 0.018358 | 0 | 0 | -0.014344 | 0.029245 | 0 | 0.0023365 | 0.0084421 | 0.014901
9 | 13 | 13 | 0 | -0.018682 | 0.012324 | 0 | 0 | -0.04462 | 0.034872 | 0 | 0 | -0.06455 | 0.055554 | 0 | -0.0063572 | -0.0097481 | -0.0089955
9 | 13 | 14 | 0 | -0.26041 | 0.15262 | 0 | 0 | -0.62197 | 0.42033 | 0 | 0 | -0.89978 | 0.66052 | 0 | -0.10779 | -0.20163 | -0.23926
9 | 13 | 15 | 0 | -0.81591 | 0.48768 | 0 | 0 | -1.9487 | 1.3302 | 0 | 0 | -2.8191 | 2.0797 | 0 | -0.32823 | -0.61856 | -0.73949
9 | 13 | 16 | 0 | -3.6719 | 2.1085 | 0 | 0 | -8.7699 | 5.6871 | 0 | 0 | -12.6871 | 8.8391 | 0 | -1.5634 | -3.0828 | -3.8479
9 | 13 | 17 | 0 | -4.2889 | 2.4753 | 0 | 0 | -10.2436 | 6.6774 | 0 | 0 | -14.819 | 10.3789 | 0 | -1.8136 | -3.5662 | -4.4401
9 | 13 | 18 | 0 | -4.8887 | 2.9507 | 0 | 0 | -11.6762 | 7.954 | 0 | 0 | -16.8915 | 12.3582 | 0 | -1.9379 | -3.7223 | -4.5334
9 | 13 | 19 | 0 | -5.5195 | 3.4273 | 0 | 0 | -13.1829 | 9.2364 | 0 | 0 | -19.0711 | 14.3488 | 0 | -2.0922 | -3.9465 | -4.7224
9 | 13 | 20 | 0 | -6.313 | 3.9584 | 0 | 0 | -15.078 | 10.6762 | 0 | 0 | -21.8127 | 16.5927 | 0 | -2.3546 | -4.4018 | -5.22
9 | 13 | 21 | 0 | -7.0623 | 4.5247 | 0 | 0 | -16.8678 | 12.1996 | 0 | 0 | -24.4019 | 18.9571 | 0 | -2.5376 | -4.6682 | -5.4447
9 | 13 | 22 | 0 | -7.98 | 5.3248 | 0 | 0 | -19.0595 | 14.3689 | 0 | 0 | -27.5726 | 22.338 | 0 | -2.6552 | -4.6906 | -5.2346
9 | 13 | 23 | 0 | -8.2769 | 5.5454 | 0 | 0 | -19.7687 | 14.9616 | 0 | 0 | -28.5986 | 23.2572 | 0 | -2.7315 | -4.8071 | -5.3414
9 | 14 | 0 | 0 | -8.5823 | 5.8273 | 0 | 0 | -20.4981 | 15.719 | 0 | 0 | -29.6537 | 24.4322 | 0 | -2.755 | -4.779 | -5.2215
9 | 14 | 1 | 0 | -8.8858 | 6.074 | 0 | 0 | -21.223 | 16.3827 | 0 | 0 | -30.7024 | 25.4622 | 0 | -2.8118 | -4.8402 | -5.2402
9 | 14 | 2 | 0 | -6.7737 | 4.3761 | 0 | 0 | -16.1783 | 11.8129 | 0 | 0 | -23.4045 | 18.3677 | 0 | -2.3975 | -4.3654 | -5.0368
9 | 14 | 3 | 0 | -4.7135 | 2.8764 | 0 | 0 | -11.2579 | 7.7756 | 0 | 0 | -16.2863 | 12.0995 | 0 | -1.8372 | -3.4823 | -4.1868
9 | 14 | 4 | 0 | -2.6182 | 1.4769 | 0 | 0 | -6.2534 | 4.0083 | 0 | 0 | -9.0466 | 6.2504 | 0 | -1.1414 | -2.2452 | -2.7962
9 | 14 | 5 | 0 | -0.39086 | 0.22064 | 0 | 0 | -0.93353 | 0.60327 | 0 | 0 | -1.3505 | 0.9444 | 0 | -0.17022 | -0.33026 | -0.4061
9 | 14 | 6 | 0 | -0.023088 | 0.012656 | 0 | 0 | -0.055144 | 0.03581 | 0 | 0 | -0.079775 | 0.057049 | 0 | -0.010432 | -0.019334 | -0.022726
9 | 14 | 7 | 0 | 0 | 0 | 0 | 0 | 0 | 0 | 0 | 0 | 0 | 0 | 0 | 0 | 0 | 0
9 | 14 | 8 | 0 | 0 | 0 | 0 | 0 | 0 | 0 | 0 | 0 | 0 | 0 | 0 | 0 | 0 | 0
9 | 14 | 9 | 0 | 0 | 0 | 0 | 0 | 0 | 0 | 0 | 0 | 0 | 0 | 0 | 0 | 0 | 0
9 | 14 | 10 | 0 | 0 | 0 | 0 | 0 | 0 | 0 | 0 | 0 | 0 | 0 | 0 | 0 | 0 | 0
9 | 14 | 11 | 0 | 0 | 0 | 0 | 0 | 0 | 0 | 0 | 0 | 0 | 0 | 0 | 0 | 0 | 0
9 | 14 | 12 | 0 | 0 | 0 | 0 | 0 | 0 | 0 | 0 | 0 | 0 | 0 | 0 | 0 | 0 | 0
9 | 14 | 13 | 0 | 0 | 0 | 0 | 0 | 0 | 0 | 0 | 0 | 0 | 0 | 0 | 0 | 0 | 0
9 | 14 | 14 | 0 | -0.16213 | 0.11238 | 0 | 0 | -0.38723 | 0.30965 | 0 | 0 | -0.56019 | 0.4867 | 0 | -0.049749 | -0.077579 | -0.073486
9 | 14 | 15 | 0 | -0.58772 | 0.39564 | 0 | 0 | -1.4037 | 1.0793 | 0 | 0 | -2.0307 | 1.6877 | 0 | -0.19208 | -0.32438 | -0.343
9 | 14 | 16 | 0 | -1.2466 | 0.86338 | 0 | 0 | -2.9774 | 2.3399 | 0 | 0 | -4.3073 | 3.646 | 0 | -0.38322 | -0.63751 | -0.6613
9 | 14 | 17 | 0 | -1.465 | 1.0283 | 0 | 0 | -3.499 | 2.7836 | 0 | 0 | -5.0618 | 4.3346 | 0 | -0.43668 | -0.71539 | -0.72718
9 | 14 | 18 | 0 | -1.7089 | 1.2067 | 0 | 0 | -4.0817 | 3.265 | 0 | 0 | -5.9048 | 5.0832 | 0 | -0.50227 | -0.81663 | -0.82158
9 | 14 | 19 | 0 | -1.9654 | 1.4008 | 0 | 0 | -4.6942 | 3.789 | 0 | 0 | -6.7909 | 5.8979 | 0 | -0.56465 | -0.90525 | -0.89306
9 | 14 | 20 | 0 | -5.8933 | 2.9513 | 0 | 0 | -14.0757 | 8.1704 | 0 | 0 | -20.3628 | 12.8732 | 0 | -2.942 | -5.9054 | -7.4896
9 | 14 | 21 | 0 | -6.1604 | 3.0734 | 0 | 0 | -14.7136 | 8.51 | 0 | 0 | -21.2855 | 13.4097 | 0 | -3.087 | -6.2035 | -7.8758
9 | 14 | 22 | 0 | -6.4295 | 3.2261 | 0 | 0 | -15.3563 | 8.9362 | 0 | 0 | -22.2154 | 14.0842 | 0 | -3.2034 | -6.4201 | -8.1312
9 | 14 | 23 | 0 | -6.9103 | 3.5539 | 0 | 0 | -16.5046 | 9.8625 | 0 | 0 | -23.8765 | 15.5589 | 0 | -3.3564 | -6.642 | -8.3176
9 | 15 | 0 | 0 | -7.0692 | 3.6608 | 0 | 0 | -16.8843 | 10.1631 | 0 | 0 | -24.4258 | 16.0362 | 0 | -3.4085 | -6.7212 | -8.3896
9 | 15 | 1 | 0 | -7.224 | 3.7384 | 0 | 0 | -17.254 | 10.3806 | 0 | 0 | -24.9606 | 16.3812 | 0 | -3.4857 | -6.8733 | -8.5794
9 | 15 | 2 | 0 | -5.3926 | 2.6458 | 0 | 0 | -12.8797 | 7.3501 | 0 | 0 | -18.6325 | 11.6015 | 0 | -2.7467 | -5.5296 | -7.031
9 | 15 | 3 | 0 | -3.5696 | 1.6652 | 0 | 0 | -8.5256 | 4.6294 | 0 | 0 | -12.3337 | 7.3098 | 0 | -1.9044 | -3.8963 | -5.0239
9 | 15 | 4 | 0 | -1.773 | 0.93361 | 0 | 0 | -4.2346 | 2.5477 | 0 | 0 | -6.126 | 3.9843 | 0 | -0.83937 | -1.6869 | -2.1418
9 | 15 | 5 | 0 | -0.043494 | 0.023273 | 0 | 0 | -0.10388 | 0.06585 | 0 | 0 | -0.15028 | 0.10491 | 0 | -0.020221 | -0.038031 | -0.045375
9 | 15 | 6 | 0 | 0 | 0 | 0 | 0 | 0 | 0 | 0 | 0 | 0 | 0 | 0 | 0 | 0 | 0
9 | 15 | 7 | 0 | 0 | 0 | 0 | 0 | 0 | 0 | 0 | 0 | 0 | 0 | 0 | 0 | 0 | 0
9 | 15 | 8 | 0 | 0 | 0 | 0 | 0 | 0 | 0 | 0 | 0 | 0 | 0 | 0 | 0 | 0 | 0
9 | 15 | 9 | 0 | 0 | 0 | 0 | 0 | 0 | 0 | 0 | 0 | 0 | 0 | 0 | 0 | 0 | 0
9 | 15 | 10 | 0 | 0 | 0 | 0 | 0 | 0 | 0 | 0 | 0 | 0 | 0 | 0 | 0 | 0 | 0
9 | 15 | 11 | 0 | 0 | 0 | 0 | 0 | 0 | 0 | 0 | 0 | 0 | 0 | 0 | 0 | 0 | 0
9 | 15 | 12 | 0 | 0 | 0 | 0 | 0 | 0 | 0 | 0 | 0 | 0 | 0 | 0 | 0 | 0 | 0
9 | 15 | 13 | 0 | 0 | 0 | 0 | 0 | 0 | 0 | 0 | 0 | 0 | 0 | 0 | 0 | 0 | 0
9 | 15 | 14 | 0 | 0 | 0 | 0 | 0 | 0 | 0 | 0 | 0 | 0 | 0 | 0 | 0 | 0 | 0
9 | 15 | 15 | 0 | -0.1387 | 0.076796 | 0 | 0 | -0.33128 | 0.21729 | 0 | 0 | -0.47924 | 0.34617 | 0 | -0.061905 | -0.11398 | -0.13308
9 | 15 | 16 | 0 | -2.8852 | 1.2211 | 0 | 0 | -6.8912 | 3.427 | 0 | 0 | -9.9692 | 5.4373 | 0 | -1.6641 | -3.4641 | -4.5319
9 | 15 | 17 | 0 | -3.6101 | 1.5628 | 0 | 0 | -8.6223 | 4.3788 | 0 | 0 | -12.4736 | 6.9417 | 0 | -2.0472 | -4.2435 | -5.5318
9 | 15 | 18 | 0 | -4.3234 | 1.9096 | 0 | 0 | -10.326 | 5.3452 | 0 | 0 | -14.9382 | 8.4696 | 0 | -2.4138 | -4.9807 | -6.4685
9 | 15 | 19 | 0 | -5.0523 | 2.2832 | 0 | 0 | -12.0671 | 6.3857 | 0 | 0 | -17.457 | 10.114 | 0 | -2.7691 | -5.6814 | -7.343
9 | 15 | 20 | 0 | -5.4667 | 2.5135 | 0 | 0 | -13.0568 | 7.0269 | 0 | 0 | -18.8887 | 11.1272 | 0 | -2.9532 | -6.0299 | -7.7615
9 | 15 | 21 | 0 | -5.9134 | 2.7538 | 0 | 0 | -14.1237 | 7.6973 | 0 | 0 | -20.4322 | 12.1877 | 0 | -3.1596 | -6.4264 | -8.2445
9 | 15 | 22 | 0 | -6.5005 | 3.1693 | 0 | 0 | -15.526 | 8.8631 | 0 | 0 | -22.4608 | 14.0372 | 0 | -3.3313 | -6.6629 | -8.4236
9 | 15 | 23 | 0 | -6.833 | 3.3355 | 0 | 0 | -16.32 | 9.3252 | 0 | 0 | -23.6095 | 14.7668 | 0 | -3.4974 | -6.9948 | -8.8427
9 | 16 | 0 | 0 | -7.1497 | 3.5285 | 0 | 0 | -17.0764 | 9.864 | 0 | 0 | -24.7037 | 15.6193 | 0 | -3.6212 | -7.2124 | -9.0845
9 | 16 | 1 | 0 | -7.4321 | 3.7106 | 0 | 0 | -17.751 | 10.3553 | 0 | 0 | -25.6796 | 16.3832 | 0 | -3.7215 | -7.3957 | -9.2965
9 | 16 | 2 | 0 | -5.8465 | 2.6438 | 0 | 0 | -13.964 | 7.3906 | 0 | 0 | -20.2011 | 11.7027 | 0 | -3.2028 | -6.5734 | -8.4984
9 | 16 | 3 | 0 | -3.8418 | 1.6036 | 0 | 0 | -9.1759 | 4.4956 | 0 | 0 | -13.2744 | 7.129 | 0 | -2.2383 | -4.6803 | -6.1454
9 | 16 | 4 | 0 | -1.9142 | 0.735 | 0 | 0 | -4.5719 | 2.0701 | 0 | 0 | -6.6139 | 3.2902 | 0 | -1.1792 | -2.5018 | -3.3238
9 | 16 | 5 | 0 | -0.088005 | 0.040584 | 0 | 0 | -0.21019 | 0.11435 | 0 | 0 | -0.30408 | 0.18178 | 0 | -0.047421 | -0.095846 | -0.1223
9 | 16 | 6 | 0 | 0 | 0.0020008 | 0 | 0 | 0 | 0.0056613 | 0 | 0 | 0 | 0.0090191 | 0 | 0.0020008 | 0.0056613 | 0.0090191
9 | 16 | 7 | 0 | 0 | 0.00090691 | 0 | 0 | 0 | 0.0025661 | 0 | 0 | 0 | 0.004088 | 0 | 0.00090691 | 0.0025661 | 0.004088
9 | 16 | 8 | 0 | 0 | 0.0020008 | 0 | 0 | 0 | 0.0056613 | 0 | 0 | 0 | 0.0090191 | 0 | 0.0020008 | 0.0056613 | 0.0090191
9 | 16 | 9 | 0 | 0 | 0.003291 | 0 | 0 | 0 | 0.0093116 | 0 | 0 | 0 | 0.014834 | 0 | 0.003291 | 0.0093116 | 0.014834
9 | 16 | 10 | 0 | 0 | 0.0043879 | 0 | 0 | 0 | 0.012416 | 0 | 0 | 0 | 0.019779 | 0 | 0.0043879 | 0.012416 | 0.019779
9 | 16 | 11 | 0 | -0.023777 | 0.0142 | 0 | 0 | -0.05679 | 0.040179 | 0 | 0 | -0.082156 | 0.064009 | 0 | -0.0095771 | -0.016611 | -0.018147
9 | 16 | 12 | 0 | -0.073301 | 0.038524 | 0 | 0 | -0.17507 | 0.10694 | 0 | 0 | -0.25327 | 0.16874 | 0 | -0.034777 | -0.068131 | -0.084534
9 | 16 | 13 | 0 | -0.20467 | 0.10436 | 0 | 0 | -0.48883 | 0.28623 | 0 | 0 | -0.70717 | 0.44881 | 0 | -0.10031 | -0.2026 | -0.25835
9 | 16 | 14 | 0 | -0.58771 | 0.32084 | 0 | 0 | -1.4037 | 0.87712 | 0 | 0 | -2.0307 | 1.373 | 0 | -0.26688 | -0.52659 | -0.65768
9 | 16 | 15 | 0 | -1.0892 | 0.65667 | 0 | 0 | -2.6016 | 1.7912 | 0 | 0 | -3.7636 | 2.8006 | 0 | -0.43257 | -0.81035 | -0.96298
9 | 16 | 16 | 0 | -1.9561 | 1.2279 | 0 | 0 | -4.672 | 3.3624 | 0 | 0 | -6.7588 | 5.2681 | 0 | -0.72823 | -1.3096 | -1.4907
9 | 16 | 17 | 0 | -2.4913 | 1.4911 | 0 | 0 | -5.9502 | 4.0938 | 0 | 0 | -8.6079 | 6.4225 | 0 | -1.0001 | -1.8564 | -2.1854
9 | 16 | 18 | 0 | -3.059 | 1.7677 | 0 | 0 | -7.3061 | 4.8617 | 0 | 0 | -10.5694 | 7.6341 | 0 | -1.2913 | -2.4444 | -2.9353
9 | 16 | 19 | 0 | -3.6601 | 2.0835 | 0 | 0 | -8.7419 | 5.7393 | 0 | 0 | -12.6465 | 9.0195 | 0 | -1.5766 | -3.0026 | -3.627
9 | 16 | 20 | 0 | -4.3466 | 2.4861 | 0 | 0 | -10.3815 | 6.8651 | 0 | 0 | -15.0185 | 10.8026 | 0 | -1.8605 | -3.5164 | -4.216
9 | 16 | 21 | 0 | -4.8863 | 2.787 | 0 | 0 | -11.6705 | 7.7019 | 0 | 0 | -16.8833 | 12.124 | 0 | -2.0993 | -3.9687 | -4.7593
9 | 16 | 22 | 0 | -5.4608 | 3.0902 | 0 | 0 | -13.0426 | 8.5453 | 0 | 0 | -18.8682 | 13.4561 | 0 | -2.3706 | -4.4974 | -5.4121
9 | 16 | 23 | 0 | -5.362 | 2.9921 | 0 | 0 | -12.8067 | 8.2597 | 0 | 0 | -18.5269 | 12.9948 | 0 | -2.3698 | -4.5469 | -5.532
9 | 17 | 0 | 0 | -5.5038 | 3.1152 | 0 | 0 | -13.1455 | 8.5989 | 0 | 0 | -19.017 | 13.5279 | 0 | -2.3886 | -4.5466 | -5.4891
9 | 17 | 1 | 0 | -5.2995 | 2.9973 | 0 | 0 | -12.6575 | 8.2557 | 0 | 0 | -18.311 | 12.9735 | 0 | -2.3022 | -4.4018 | -5.3375
9 | 17 | 2 | 0 | -3.6479 | 2.0342 | 0 | 0 | -8.7127 | 5.5974 | 0 | 0 | -12.6043 | 8.7916 | 0 | -1.6136 | -3.1153 | -3.8127
9 | 17 | 3 | 0 | -2.0083 | 1.1495 | 0 | 0 | -4.7968 | 3.1543 | 0 | 0 | -6.9393 | 4.9472 | 0 | -0.85886 | -1.6425 | -1.9921
9 | 17 | 4 | 0 | -0.81878 | 0.49785 | 0 | 0 | -1.9556 | 1.3647 | 0 | 0 | -2.8291 | 2.1392 | 0 | -0.32094 | -0.59093 | -0.68989
9 | 17 | 5 | 0 | -0.15539 | 0.10148 | 0 | 0 | -0.37114 | 0.28038 | 0 | 0 | -0.53691 | 0.44131 | 0 | -0.05391 | -0.090759 | -0.095595
9 | 17 | 6 | 0 | 0 | 0.0006046 | 0 | 0 | 0 | 0.0017107 | 0 | 0 | 0 | 0.0027253 | 0 | 0.0006046 | 0.0017107 | 0.0027253
9 | 17 | 7 | 0 | 0 | 0 | 0 | 0 | 0 | 0 | 0 | 0 | 0 | 0 | 0 | 0 | 0 | 0
9 | 17 | 8 | 0 | 0 | 0 | 0 | 0 | 0 | 0 | 0 | 0 | 0 | 0 | 0 | 0 | 0 | 0
9 | 17 | 9 | 0 | 0 | 0 | 0 | 0 | 0 | 0 | 0 | 0 | 0 | 0 | 0 | 0 | 0 | 0
9 | 17 | 10 | 0 | 0 | 0 | 0 | 0 | 0 | 0 | 0 | 0 | 0 | 0 | 0 | 0 | 0 | 0
9 | 17 | 11 | 0 | 0 | 0 | 0 | 0 | 0 | 0 | 0 | 0 | 0 | 0 | 0 | 0 | 0 | 0
9 | 17 | 12 | 0 | 0 | 0 | 0 | 0 | 0 | 0 | 0 | 0 | 0 | 0 | 0 | 0 | 0 | 0
9 | 17 | 13 | 0 | 0 | 0 | 0 | 0 | 0 | 0 | 0 | 0 | 0 | 0 | 0 | 0 | 0 | 0
9 | 17 | 14 | 0 | 0 | 0 | 0 | 0 | 0 | 0 | 0 | 0 | 0 | 0 | 0 | 0 | 0 | 0
9 | 17 | 15 | 0 | -0.091939 | 0.047151 | 0 | 0 | -0.21959 | 0.12975 | 0 | 0 | -0.31767 | 0.20381 | 0 | -0.044788 | -0.089837 | -0.11386
9 | 17 | 16 | 0 | -0.41852 | 0.26411 | 0 | 0 | -0.99961 | 0.72152 | 0 | 0 | -1.4461 | 1.129 | 0 | -0.15441 | -0.27808 | -0.31708
9 | 17 | 17 | 0 | -0.50415 | 0.31847 | 0 | 0 | -1.2041 | 0.86931 | 0 | 0 | -1.7419 | 1.3597 | 0 | -0.18568 | -0.33481 | -0.38226
9 | 17 | 18 | 0 | -0.70975 | 0.42695 | 0 | 0 | -1.6952 | 1.1668 | 0 | 0 | -2.4523 | 1.8261 | 0 | -0.2828 | -0.5284 | -0.62628
9 | 17 | 19 | 0 | -0.93 | 0.55257 | 0 | 0 | -2.2212 | 1.5095 | 0 | 0 | -3.2134 | 2.362 | 0 | -0.37743 | -0.71173 | -0.85138
9 | 17 | 20 | 0 | -1.0727 | 0.63733 | 0 | 0 | -2.562 | 1.7386 | 0 | 0 | -3.7064 | 2.7185 | 0 | -0.43536 | -0.8234 | -0.98787
9 | 17 | 21 | 0 | -1.0664 | 0.65804 | 0 | 0 | -2.5471 | 1.7862 | 0 | 0 | -3.6848 | 2.7856 | 0 | -0.4084 | -0.76087 | -0.89915
9 | 17 | 22 | 0 | -1.191 | 0.74336 | 0 | 0 | -2.8446 | 2.0153 | 0 | 0 | -4.1152 | 3.1407 | 0 | -0.44763 | -0.82931 | -0.97442
9 | 17 | 23 | 0 | -1.2332 | 0.76857 | 0 | 0 | -2.9453 | 2.084 | 0 | 0 | -4.2609 | 3.248 | 0 | -0.46461 | -0.86139 | -1.0129
9 | 18 | 0 | 0 | -1.2891 | 0.80404 | 0 | 0 | -3.0789 | 2.1802 | 0 | 0 | -4.4541 | 3.3981 | 0 | -0.48505 | -0.8987 | -1.056
9 | 18 | 1 | 0 | -1.3421 | 0.84278 | 0 | 0 | -3.2054 | 2.2855 | 0 | 0 | -4.6372 | 3.5625 | 0 | -0.49928 | -0.91987 | -1.0746
9 | 18 | 2 | 0 | -0.83149 | 0.48627 | 0 | 0 | -1.9859 | 1.3254 | 0 | 0 | -2.873 | 2.0716 | 0 | -0.34522 | -0.66049 | -0.80141
9 | 18 | 3 | 0 | -0.42589 | 0.20994 | 0 | 0 | -1.0172 | 0.58069 | 0 | 0 | -1.4716 | 0.91454 | 0 | -0.21596 | -0.43652 | -0.55701
9 | 18 | 4 | 0 | -0.057086 | 0.02179 | 0 | 0 | -0.13634 | 0.061104 | 0 | 0 | -0.19724 | 0.096908 | 0 | -0.035296 | -0.07524 | -0.10034
9 | 18 | 5 | 0 | 0 | 0.0043879 | 0 | 0 | 0 | 0.012416 | 0 | 0 | 0 | 0.019779 | 0 | 0.0043879 | 0.012416 | 0.019779
9 | 18 | 6 | 0 | 0 | 0.0036044 | 0 | 0 | 0 | 0.010198 | 0 | 0 | 0 | 0.016247 | 0 | 0.0036044 | 0.010198 | 0.016247
9 | 18 | 7 | 0 | 0 | 0.0027704 | 0 | 0 | 0 | 0.0078388 | 0 | 0 | 0 | 0.012488 | 0 | 0.0027704 | 0.0078388 | 0.012488
9 | 18 | 8 | 0 | 0 | 0.0063821 | 0 | 0 | 0 | 0.018058 | 0 | 0 | 0 | 0.028768 | 0 | 0.0063821 | 0.018058 | 0.028768
9 | 18 | 9 | 0 | 0 | 0.010435 | 0 | 0 | 0 | 0.029526 | 0 | 0 | 0 | 0.047038 | 0 | 0.010435 | 0.029526 | 0.047038
9 | 18 | 10 | 0 | 0 | 0.014645 | 0 | 0 | 0 | 0.041436 | 0 | 0 | 0 | 0.066012 | 0 | 0.014645 | 0.041436 | 0.066012
9 | 18 | 11 | 0 | -0.048335 | 0.036163 | 0 | 0 | -0.11544 | 0.10147 | 0 | 0 | -0.16701 | 0.16097 | 0 | -0.012172 | -0.013979 | -0.0060427
9 | 18 | 12 | 0 | -0.52698 | 0.30923 | 0 | 0 | -1.2586 | 0.84991 | 0 | 0 | -1.8208 | 1.3341 | 0 | -0.21775 | -0.40873 | -0.48669
9 | 18 | 13 | 0 | -1.1006 | 0.68581 | 0 | 0 | -2.6286 | 1.8767 | 0 | 0 | -3.8027 | 2.9392 | 0 | -0.41476 | -0.75194 | -0.86356
9 | 18 | 14 | 0 | -1.4508 | 0.95801 | 0 | 0 | -3.4651 | 2.6134 | 0 | 0 | -5.0128 | 4.0862 | 0 | -0.49278 | -0.85171 | -0.92658
9 | 18 | 15 | 0 | -1.9357 | 1.2958 | 0 | 0 | -4.6234 | 3.5401 | 0 | 0 | -6.6884 | 5.5397 | 0 | -0.63999 | -1.0832 | -1.1487
9 | 18 | 16 | 0 | -2.448 | 1.6712 | 0 | 0 | -5.8468 | 4.5688 | 0 | 0 | -8.4583 | 7.1519 | 0 | -0.77678 | -1.278 | -1.3064
9 | 18 | 17 | 0 | -2.7645 | 1.9951 | 0 | 0 | -6.6029 | 5.4175 | 0 | 0 | -9.5521 | 8.45 | 0 | -0.76941 | -1.1854 | -1.1021
9 | 18 | 18 | 0 | -3.0827 | 2.2314 | 0 | 0 | -7.3627 | 6.0569 | 0 | 0 | -10.6513 | 9.4455 | 0 | -0.85123 | -1.3058 | -1.2058
9 | 18 | 19 | 0 | -3.3956 | 2.4765 | 0 | 0 | -8.1102 | 6.72 | 0 | 0 | -11.7327 | 10.4777 | 0 | -0.91908 | -1.3902 | -1.2549
9 | 18 | 20 | 0 | -3.5587 | 2.5473 | 0 | 0 | -8.4996 | 6.9271 | 0 | 0 | -12.296 | 10.8132 | 0 | -1.0114 | -1.5725 | -1.4828
9 | 18 | 21 | 0 | -3.7126 | 2.666 | 0 | 0 | -8.8672 | 7.251 | 0 | 0 | -12.8277 | 11.3197 | 0 | -1.0465 | -1.6161 | -1.508
9 | 18 | 22 | 0 | -3.8785 | 2.7885 | 0 | 0 | -9.2635 | 7.5844 | 0 | 0 | -13.4011 | 11.8403 | 0 | -1.09 | -1.6791 | -1.5608
9 | 18 | 23 | 0 | -3.8941 | 2.7964 | 0 | 0 | -9.3007 | 7.6072 | 0 | 0 | -13.455 | 11.8772 | 0 | -1.0977 | -1.6935 | -1.5778
9 | 19 | 0 | 0 | -3.9185 | 2.8147 | 0 | 0 | -9.359 | 7.6588 | 0 | 0 | -13.5392 | 11.9591 | 0 | -1.1038 | -1.7002 | -1.5802
9 | 19 | 1 | 0 | -3.8319 | 2.733 | 0 | 0 | -9.1521 | 7.4279 | 0 | 0 | -13.2399 | 11.5915 | 0 | -1.0989 | -1.7242 | -1.6484
9 | 19 | 2 | 0 | -3.681 | 2.6045 | 0 | 0 | -8.7917 | 7.078 | 0 | 0 | -12.7186 | 11.045 | 0 | -1.0765 | -1.7137 | -1.6737
9 | 19 | 3 | 0 | -3.5292 | 2.4813 | 0 | 0 | -8.4291 | 6.7434 | 0 | 0 | -12.1941 | 10.5229 | 0 | -1.0479 | -1.6857 | -1.6712
9 | 19 | 4 | 0 | -3.374 | 2.3591 | 0 | 0 | -8.0585 | 6.4107 | 0 | 0 | -11.6579 | 10.0033 | 0 | -1.0149 | -1.6478 | -1.6547
9 | 19 | 5 | 0 | -3.219 | 2.2556 | 0 | 0 | -7.6884 | 6.1264 | 0 | 0 | -11.1225 | 9.5571 | 0 | -0.9634 | -1.562 | -1.5654
9 | 19 | 6 | 0 | -3.0612 | 2.1448 | 0 | 0 | -7.3115 | 5.8225 | 0 | 0 | -10.5773 | 9.0806 | 0 | -0.91646 | -1.4891 | -1.4967
9 | 19 | 7 | 0 | -3.1362 | 2.2672 | 0 | 0 | -7.4906 | 6.1632 | 0 | 0 | -10.8364 | 9.6188 | 0 | -0.86903 | -1.3275 | -1.2175
9 | 19 | 8 | 0 | -3.1176 | 2.2599 | 0 | 0 | -7.4461 | 6.1439 | 0 | 0 | -10.7719 | 9.5892 | 0 | -0.85763 | -1.3021 | -1.1827
9 | 19 | 9 | 0 | -3.2159 | 2.2938 | 0 | 0 | -7.6809 | 6.2239 | 0 | 0 | -11.1117 | 9.704 | 0 | -0.92211 | -1.4571 | -1.4077
9 | 19 | 10 | 0 | -3.13 | 2.2485 | 0 | 0 | -7.4757 | 6.098 | 0 | 0 | -10.8147 | 9.5053 | 0 | -0.88151 | -1.3777 | -1.3094
9 | 19 | 11 | 0 | -6.0358 | 3.3645 | 0 | 0 | -14.416 | 9.2467 | 0 | 0 | -20.8551 | 14.5144 | 0 | -2.6713 | -5.1693 | -6.3407
9 | 19 | 12 | 0 | -6.2496 | 3.5386 | 0 | 0 | -14.9266 | 9.7156 | 0 | 0 | -21.5937 | 15.2426 | 0 | -2.7109 | -5.211 | -6.3511
9 | 19 | 13 | 0 | -6.5138 | 3.7072 | 0 | 0 | -15.5578 | 10.17 | 0 | 0 | -22.5068 | 15.9486 | 0 | -2.8067 | -5.3878 | -6.5583
9 | 19 | 14 | 0 | -7.2542 | 4.1441 | 0 | 0 | -17.326 | 11.375 | 0 | 0 | -25.0649 | 17.8435 | 0 | -3.1101 | -5.951 | -7.2214
9 | 19 | 15 | 0 | -7.9441 | 4.5607 | 0 | 0 | -18.9738 | 12.5231 | 0 | 0 | -27.4486 | 19.6482 | 0 | -3.3834 | -6.4507 | -7.8004
9 | 19 | 16 | 0 | -8.687 | 5.045 | 0 | 0 | -20.7481 | 13.8592 | 0 | 0 | -30.0154 | 21.7494 | 0 | -3.6419 | -6.8889 | -8.266
9 | 19 | 17 | 0 | -9.0347 | 6.2356 | 0 | 0 | -21.5787 | 16.7946 | 0 | 0 | -31.2171 | 26.0822 | 0 | -2.7991 | -4.7842 | -5.1349
9 | 19 | 18 | 0 | -9.3443 | 6.5102 | 0 | 0 | -22.318 | 17.5341 | 0 | 0 | -32.2865 | 27.2308 | 0 | -2.834 | -4.7839 | -5.0557
9 | 19 | 19 | 0 | -10.4667 | 7.0663 | 0 | 0 | -24.9989 | 19.0678 | 0 | 0 | -36.1648 | 29.6426 | 0 | -3.4004 | -5.9311 | -6.5222
9 | 19 | 20 | 0 | -10.7534 | 7.3311 | 0 | 0 | -25.6835 | 19.781 | 0 | 0 | -37.1553 | 30.75 | 0 | -3.4222 | -5.9026 | -6.4053
9 | 19 | 21 | 0 | -11.0327 | 7.558 | 0 | 0 | -26.3507 | 20.3939 | 0 | 0 | -38.1205 | 31.7035 | 0 | -3.4747 | -5.9568 | -6.417
9 | 19 | 22 | 0 | -11.315 | 7.7915 | 0 | 0 | -27.025 | 21.0231 | 0 | 0 | -39.0959 | 32.6808 | 0 | -3.5235 | -6.0019 | -6.4151
9 | 19 | 23 | 0 | -11.7381 | 8.1696 | 0 | 0 | -28.0355 | 22.0413 | 0 | 0 | -40.5579 | 34.262 | 0 | -3.5685 | -5.9943 | -6.2959
9 | 20 | 0 | 0 | -12.2018 | 8.5185 | 0 | 0 | -29.1431 | 22.9814 | 0 | 0 | -42.1601 | 35.7225 | 0 | -3.6834 | -6.1617 | -6.4377
9 | 20 | 1 | 0 | -12.6385 | 8.9495 | 0 | 0 | -30.186 | 24.1433 | 0 | 0 | -43.6689 | 37.5277 | 0 | -3.689 | -6.0427 | -6.1412
9 | 20 | 2 | 0 | -11.9923 | 8.591 | 0 | 0 | -28.6426 | 23.1031 | 0 | 0 | -41.436 | 35.8501 | 0 | -3.4013 | -5.5394 | -5.5859
9 | 20 | 3 | 0 | -11.2879 | 7.9717 | 0 | 0 | -26.9602 | 21.4419 | 0 | 0 | -39.0023 | 33.2758 | 0 | -3.3162 | -5.5183 | -5.7264
9 | 20 | 4 | 0 | -10.6433 | 7.3874 | 0 | 0 | -25.4207 | 19.8732 | 0 | 0 | -36.775 | 30.8438 | 0 | -3.256 | -5.5475 | -5.9312
9 | 20 | 5 | 0 | -9.4154 | 6.4022 | 0 | 0 | -22.488 | 17.2305 | 0 | 0 | -32.5324 | 26.7486 | 0 | -3.0132 | -5.2575 | -5.7839
9 | 20 | 6 | 0 | -8.1328 | 5.3862 | 0 | 0 | -19.4245 | 14.5061 | 0 | 0 | -28.1007 | 22.5276 | 0 | -2.7466 | -4.9184 | -5.5731
9 | 20 | 7 | 0 | -6.8949 | 4.4502 | 0 | 0 | -16.468 | 11.9957 | 0 | 0 | -23.8235 | 18.6377 | 0 | -2.4447 | -4.4723 | -5.1859
9 | 20 | 8 | 0 | -6.6556 | 4.2683 | 0 | 0 | -15.8963 | 11.506 | 0 | 0 | -22.9966 | 17.8775 | 0 | -2.3873 | -4.3903 | -5.1191
9 | 20 | 9 | 0 | -6.4627 | 4.1064 | 0 | 0 | -15.4355 | 11.0692 | 0 | 0 | -22.3299 | 17.1984 | 0 | -2.3563 | -4.3663 | -5.1315
9 | 20 | 10 | 0 | -6.226 | 3.9282 | 0 | 0 | -14.8704 | 10.5896 | 0 | 0 | -21.5124 | 16.4539 | 0 | -2.2979 | -4.2808 | -5.0585
9 | 20 | 11 | 0 | -6.5398 | 4.1552 | 0 | 0 | -15.6198 | 11.1997 | 0 | 0 | -22.5965 | 17.4003 | 0 | -2.3846 | -4.4201 | -5.1962
9 | 20 | 12 | 0 | -6.8389 | 4.3944 | 0 | 0 | -16.3341 | 11.8424 | 0 | 0 | -23.6299 | 18.3973 | 0 | -2.4445 | -4.4917 | -5.2326
9 | 20 | 13 | 0 | -7.1484 | 4.6394 | 0 | 0 | -17.0734 | 12.5007 | 0 | 0 | -24.6994 | 19.4181 | 0 | -2.509 | -4.5727 | -5.2813
9 | 20 | 14 | 0 | -8.68 | 5.8443 | 0 | 0 | -20.7315 | 15.7367 | 0 | 0 | -29.9914 | 24.4362 | 0 | -2.8357 | -4.9948 | -5.5553
9 | 20 | 15 | 0 | -10.1673 | 7.0791 | 0 | 0 | -24.2837 | 19.054 | 0 | 0 | -35.1302 | 29.5809 | 0 | -3.0882 | -5.2297 | -5.5493
9 | 20 | 16 | 0 | -11.6584 | 8.4464 | 0 | 0 | -27.8451 | 22.728 | 0 | 0 | -40.2823 | 35.2794 | 0 | -3.212 | -5.1171 | -5.0029
9 | 20 | 17 | 0 | -12.4544 | 9.1749 | 0 | 0 | -29.7464 | 24.6807 | 0 | 0 | -43.0329 | 38.3043 | 0 | -3.2795 | -5.0657 | -4.7286
9 | 20 | 18 | 0 | -13.2962 | 9.9394 | 0 | 0 | -31.7569 | 26.7315 | 0 | 0 | -45.9414 | 41.4823 | 0 | -3.3568 | -5.0254 | -4.4591
9 | 20 | 19 | 0 | -14.0854 | 10.7465 | 0 | 0 | -33.6418 | 28.8971 | 0 | 0 | -48.6682 | 44.8388 | 0 | -3.3389 | -4.7447 | -3.8294
9 | 20 | 20 | 0 | -15.5482 | 12.1137 | 0 | 0 | -37.1356 | 32.564 | 0 | 0 | -53.7225 | 50.5207 | 0 | -3.4345 | -4.5715 | -3.2018
9 | 20 | 21 | 0 | -16.9565 | 13.514 | 0 | 0 | -40.4991 | 36.32 | 0 | 0 | -58.5884 | 56.3409 | 0 | -3.4425 | -4.1791 | -2.2475
9 | 20 | 22 | 0 | -18.4051 | 15.0917 | 0 | 0 | -43.9591 | 40.5502 | 0 | 0 | -63.5938 | 62.8943 | 0 | -3.3134 | -3.4089 | -0.69949
9 | 20 | 23 | 0 | -18.8065 | 15.5266 | 0 | 0 | -44.9177 | 41.7189 | 0 | 0 | -64.9806 | 64.7072 | 0 | -3.2799 | -3.1989 | -0.27342
9 | 21 | 0 | 0 | -19.2164 | 15.9866 | 0 | 0 | -45.8969 | 42.9529 | 0 | 0 | -66.3971 | 66.6198 | 0 | -3.2299 | -2.9439 | 0.22267
9 | 21 | 1 | 0 | -19.6144 | 16.4344 | 0 | 0 | -46.8474 | 44.1568 | 0 | 0 | -67.7722 | 68.4875 | 0 | -3.18 | -2.6906 | 0.71531
9 | 21 | 2 | 0 | -17.2422 | 13.8029 | 0 | 0 | -41.1815 | 37.0921 | 0 | 0 | -59.5756 | 57.5349 | 0 | -3.4393 | -4.0894 | -2.0407
9 | 21 | 3 | 0 | -14.8821 | 11.2494 | 0 | 0 | -35.5446 | 30.2375 | 0 | 0 | -51.4208 | 46.9085 | 0 | -3.6326 | -5.3071 | -4.5123
9 | 21 | 4 | 0 | -12.5198 | 8.9973 | 0 | 0 | -29.9026 | 24.1914 | 0 | 0 | -43.2589 | 37.5353 | 0 | -3.5225 | -5.7112 | -5.7236
9 | 21 | 5 | 0 | -10.1905 | 6.9468 | 0 | 0 | -24.3392 | 18.6885 | 0 | 0 | -35.2105 | 29.0056 | 0 | -3.2437 | -5.6507 | -6.2049
9 | 21 | 6 | 0 | -7.8154 | 5.0623 | 0 | 0 | -18.6665 | 13.6329 | 0 | 0 | -27.004 | 21.1708 | 0 | -2.7531 | -5.0335 | -5.8332
9 | 21 | 7 | 0 | -5.4594 | 3.34 | 0 | 0 | -13.0394 | 9.0112 | 0 | 0 | -18.8635 | 14.0076 | 0 | -2.1195 | -4.0281 | -4.8559
9 | 21 | 8 | 0 | -4.9122 | 2.9708 | 0 | 0 | -11.7325 | 8.0207 | 0 | 0 | -16.9729 | 12.4723 | 0 | -1.9414 | -3.7118 | -4.5006
9 | 21 | 9 | 0 | -4.3227 | 2.5546 | 0 | 0 | -10.3244 | 6.9034 | 0 | 0 | -14.9359 | 10.7403 | 0 | -1.7681 | -3.421 | -4.1957
9 | 21 | 10 | 0 | -3.7776 | 2.1989 | 0 | 0 | -9.0226 | 5.949 | 0 | 0 | -13.0526 | 9.2609 | 0 | -1.5787 | -3.0736 | -3.7917
9 | 21 | 11 | 0 | -5.0958 | 3.0936 | 0 | 0 | -12.1708 | 8.351 | 0 | 0 | -17.6071 | 12.9848 | 0 | -2.0022 | -3.8199 | -4.6222
9 | 21 | 12 | 0 | -6.4437 | 4.0332 | 0 | 0 | -15.3903 | 10.8731 | 0 | 0 | -22.2645 | 16.8949 | 0 | -2.4105 | -4.5171 | -5.3696
9 | 21 | 13 | 0 | -7.7515 | 5.0184 | 0 | 0 | -18.5137 | 13.5187 | 0 | 0 | -26.783 | 20.9969 | 0 | -2.7331 | -4.995 | -5.7862
9 | 21 | 14 | 0 | -8.5599 | 5.6981 | 0 | 0 | -20.4445 | 15.3444 | 0 | 0 | -29.5763 | 23.8281 | 0 | -2.8618 | -5.1001 | -5.7482
9 | 21 | 15 | 0 | -9.3817 | 6.3763 | 0 | 0 | -22.4075 | 17.1662 | 0 | 0 | -32.416 | 26.6532 | 0 | -3.0054 | -5.2413 | -5.7627
9 | 21 | 16 | 0 | -10.193 | 7.1028 | 0 | 0 | -24.3452 | 19.1173 | 0 | 0 | -35.2192 | 29.6786 | 0 | -3.0902 | -5.2279 | -5.5406
9 | 21 | 17 | 0 | -9.4354 | 6.4914 | 0 | 0 | -22.5357 | 17.4761 | 0 | 0 | -32.6015 | 27.1346 | 0 | -2.944 | -5.0596 | -5.467
9 | 21 | 18 | 0 | -8.6696 | 5.8634 | 0 | 0 | -20.7067 | 15.791 | 0 | 0 | -29.9555 | 24.5227 | 0 | -2.8062 | -4.9157 | -5.4329
9 | 21 | 19 | 0 | -7.8611 | 5.1964 | 0 | 0 | -18.7756 | 14.0006 | 0 | 0 | -27.1619 | 21.7472 | 0 | -2.6647 | -4.775 | -5.4147
9 | 21 | 20 | 0 | -7.2305 | 4.7166 | 0 | 0 | -17.2694 | 12.7116 | 0 | 0 | -24.9829 | 19.7482 | 0 | -2.5138 | -4.5577 | -5.2347
9 | 21 | 21 | 0 | -6.595 | 4.2121 | 0 | 0 | -15.7516 | 11.3572 | 0 | 0 | -22.7872 | 17.6485 | 0 | -2.3829 | -4.3944 | -5.1386
9 | 21 | 22 | 0 | -5.9357 | 3.733 | 0 | 0 | -14.1768 | 10.071 | 0 | 0 | -20.509 | 15.6543 | 0 | -2.2026 | -4.1058 | -4.8548
9 | 21 | 23 | 0 | -5.2643 | 3.2367 | 0 | 0 | -12.5734 | 8.7384 | 0 | 0 | -18.1894 | 13.5883 | 0 | -2.0276 | -3.835 | -4.6011
9 | 22 | 0 | 0 | -4.5945 | 2.7611 | 0 | 0 | -10.9736 | 7.4619 | 0 | 0 | -15.8751 | 11.6096 | 0 | -1.8334 | -3.5117 | -4.2655
9 | 22 | 1 | 0 | -3.9245 | 2.3043 | 0 | 0 | -9.3735 | 6.2354 | 0 | 0 | -13.5602 | 9.7079 | 0 | -1.6202 | -3.1381 | -3.8523
9 | 22 | 2 | 0 | -2.9144 | 1.6415 | 0 | 0 | -6.9607 | 4.4564 | 0 | 0 | -10.0698 | 6.9503 | 0 | -1.2728 | -2.5043 | -3.1195
9 | 22 | 3 | 0 | -1.9079 | 0.9965 | 0 | 0 | -4.5568 | 2.7244 | 0 | 0 | -6.5922 | 4.2648 | 0 | -0.91138 | -1.8324 | -2.3274
9 | 22 | 4 | 0 | -0.8642 | 0.42906 | 0 | 0 | -2.0641 | 1.1845 | 0 | 0 | -2.986 | 1.8637 | 0 | -0.43514 | -0.87955 | -1.1223
9 | 22 | 5 | 0 | -0.36072 | 0.20088 | 0 | 0 | -0.86155 | 0.55383 | 0 | 0 | -1.2464 | 0.87077 | 0 | -0.15984 | -0.30772 | -0.3756
9 | 22 | 6 | 0 | -0.22161 | 0.126 | 0 | 0 | -0.52931 | 0.34898 | 0 | 0 | -0.76573 | 0.55 | 0 | -0.095619 | -0.18033 | -0.21573
9 | 22 | 7 | 0 | -0.13082 | 0.067452 | 0 | 0 | -0.31245 | 0.18876 | 0 | 0 | -0.45201 | 0.29905 | 0 | -0.063368 | -0.12369 | -0.15296
9 | 22 | 8 | 0 | -0.089742 | 0.049488 | 0 | 0 | -0.21434 | 0.13689 | 0 | 0 | -0.31008 | 0.21558 | 0 | -0.040254 | -0.077456 | -0.094495
9 | 22 | 9 | 0 | -0.077369 | 0.047374 | 0 | 0 | -0.18479 | 0.12978 | 0 | 0 | -0.26733 | 0.20338 | 0 | -0.029995 | -0.055009 | -0.063953
9 | 22 | 10 | 0 | -0.08303 | 0.053412 | 0 | 0 | -0.19831 | 0.1458 | 0 | 0 | -0.28689 | 0.22805 | 0 | -0.029618 | -0.052509 | -0.058836
9 | 22 | 11 | 0 | -0.3942 | 0.20193 | 0 | 0 | -0.9415 | 0.55398 | 0 | 0 | -1.362 | 0.86877 | 0 | -0.19226 | -0.38752 | -0.49326
9 | 22 | 12 | 0 | -0.91055 | 0.51536 | 0 | 0 | -2.1748 | 1.3983 | 0 | 0 | -3.1462 | 2.1801 | 0 | -0.39519 | -0.77649 | -0.96604
9 | 22 | 13 | 0 | -1.5135 | 0.9118 | 0 | 0 | -3.615 | 2.4671 | 0 | 0 | -5.2296 | 3.8409 | 0 | -0.60175 | -1.1479 | -1.3887
9 | 22 | 14 | 0 | -4.7717 | 2.9578 | 0 | 0 | -11.3969 | 7.9895 | 0 | 0 | -16.4875 | 12.4273 | 0 | -1.814 | -3.4074 | -4.0601
9 | 22 | 15 | 0 | -8.7847 | 5.9417 | 0 | 0 | -20.9814 | 15.9988 | 0 | 0 | -30.353 | 24.8429 | 0 | -2.8429 | -4.9826 | -5.5101
9 | 22 | 16 | 0 | -12.7675 | 9.3575 | 0 | 0 | -30.4941 | 25.1668 | 0 | 0 | -44.1146 | 39.0543 | 0 | -3.41 | -5.3274 | -5.0603
9 | 22 | 17 | 0 | -14.0268 | 10.5563 | 0 | 0 | -33.5019 | 28.384 | 0 | 0 | -48.4658 | 44.0413 | 0 | -3.4705 | -5.1179 | -4.4245
9 | 22 | 18 | 0 | -15.245 | 11.7969 | 0 | 0 | -36.4115 | 31.7156 | 0 | 0 | -52.6751 | 49.207 | 0 | -3.4481 | -4.6959 | -3.4681
9 | 22 | 19 | 0 | -16.5144 | 13.0116 | 0 | 0 | -39.4432 | 34.976 | 0 | 0 | -57.0608 | 54.2612 | 0 | -3.5028 | -4.4672 | -2.7997
9 | 22 | 20 | 0 | -17.4959 | 14.0997 | 0 | 0 | -41.7875 | 37.8926 | 0 | 0 | -60.4523 | 58.779 | 0 | -3.3962 | -3.8949 | -1.6732
9 | 22 | 21 | 0 | -18.4899 | 15.1404 | 0 | 0 | -44.1616 | 40.6842 | 0 | 0 | -63.8868 | 63.1052 | 0 | -3.3495 | -3.4774 | -0.78163
9 | 22 | 22 | 0 | -19.4792 | 16.2894 | 0 | 0 | -46.5244 | 43.7649 | 0 | 0 | -67.3049 | 67.8779 | 0 | -3.1898 | -2.7594 | 0.57299
9 | 22 | 23 | 0 | -20.1482 | 17.084 | 0 | 0 | -48.1223 | 45.8951 | 0 | 0 | -69.6166 | 71.1778 | 0 | -3.0642 | -2.2272 | 1.5612
9 | 23 | 0 | 0 | -20.8208 | 17.7484 | 0 | 0 | -49.7289 | 47.6787 | 0 | 0 | -71.9407 | 73.9428 | 0 | -3.0724 | -2.0502 | 2.002
9 | 23 | 1 | 0 | -21.484 | 18.5602 | 0 | 0 | -51.3127 | 49.856 | 0 | 0 | -74.232 | 77.3165 | 0 | -2.9238 | -1.4568 | 3.0845
9 | 23 | 2 | 0 | -18.8975 | 15.5157 | 0 | 0 | -45.1351 | 41.6833 | 0 | 0 | -65.295 | 64.6468 | 0 | -3.3818 | -3.4517 | -0.64818
9 | 23 | 3 | 0 | -16.3217 | 12.7445 | 0 | 0 | -38.9832 | 34.2459 | 0 | 0 | -56.3953 | 53.1184 | 0 | -3.5773 | -4.7373 | -3.277
9 | 23 | 4 | 0 | -13.7314 | 10.1804 | 0 | 0 | -32.7964 | 27.3639 | 0 | 0 | -47.4452 | 42.4505 | 0 | -3.551 | -5.4325 | -4.9947
9 | 23 | 5 | 0 | -10.8005 | 7.4764 | 0 | 0 | -25.7961 | 20.1081 | 0 | 0 | -37.3181 | 31.2045 | 0 | -3.324 | -5.688 | -6.1136
9 | 23 | 6 | 0 | -7.8987 | 5.0915 | 0 | 0 | -18.8653 | 13.709 | 0 | 0 | -27.2916 | 21.2868 | 0 | -2.8071 | -5.1563 | -6.0048
9 | 23 | 7 | 0 | -4.9739 | 2.9846 | 0 | 0 | -11.8799 | 8.0561 | 0 | 0 | -17.1861 | 12.5259 | 0 | -1.9893 | -3.8237 | -4.6602
9 | 23 | 8 | 0 | -4.1709 | 2.4467 | 0 | 0 | -9.9619 | 6.6133 | 0 | 0 | -14.4114 | 10.2902 | 0 | -1.7242 | -3.3485 | -4.1212
9 | 23 | 9 | 0 | -3.3183 | 1.8885 | 0 | 0 | -7.9256 | 5.1163 | 0 | 0 | -11.4656 | 7.9707 | 0 | -1.4298 | -2.8092 | -3.4949
9 | 23 | 10 | 0 | -2.4802 | 1.3716 | 0 | 0 | -5.9237 | 3.729 | 0 | 0 | -8.5695 | 5.8202 | 0 | -1.1086 | -2.1947 | -2.7493
9 | 23 | 11 | 0 | -2.9714 | 1.6965 | 0 | 0 | -7.097 | 4.6025 | 0 | 0 | -10.2669 | 7.1756 | 0 | -1.2749 | -2.4944 | -3.0913
9 | 23 | 12 | 0 | -3.504 | 2.0466 | 0 | 0 | -8.3691 | 5.5429 | 0 | 0 | -12.1073 | 8.6336 | 0 | -1.4574 | -2.8263 | -3.4736
9 | 23 | 13 | 0 | -3.9928 | 2.3941 | 0 | 0 | -9.5364 | 6.477 | 0 | 0 | -13.7959 | 10.083 | 0 | -1.5987 | -3.0594 | -3.7129
9 | 23 | 14 | 0 | -7.4055 | 4.8057 | 0 | 0 | -17.6875 | 12.9491 | 0 | 0 | -25.5878 | 20.1149 | 0 | -2.5998 | -4.7384 | -5.4729
9 | 23 | 15 | 0 | -10.8595 | 7.5841 | 0 | 0 | -25.937 | 20.4059 | 0 | 0 | -37.522 | 31.6735 | 0 | -3.2754 | -5.5312 | -5.8485
9 | 23 | 16 | 0 | -14.28 | 10.7738 | 0 | 0 | -34.1066 | 28.9662 | 0 | 0 | -49.3406 | 44.9422 | 0 | -3.5062 | -5.1404 | -4.3984
9 | 23 | 17 | 0 | -14.3443 | 10.8031 | 0 | 0 | -34.2602 | 29.0427 | 0 | 0 | -49.5628 | 45.0591 | 0 | -3.5412 | -5.2175 | -4.5037
9 | 23 | 18 | 0 | -14.3673 | 10.8235 | 0 | 0 | -34.315 | 29.0962 | 0 | 0 | -49.6421 | 45.1409 | 0 | -3.5438 | -5.2189 | -4.5012
9 | 23 | 19 | 0 | -14.4221 | 10.829 | 0 | 0 | -34.4459 | 29.1087 | 0 | 0 | -49.8315 | 45.1585 | 0 | -3.5931 | -5.3372 | -4.6729
9 | 23 | 20 | 0 | -14.2668 | 10.717 | 0 | 0 | -34.0752 | 28.81 | 0 | 0 | -49.2951 | 44.6969 | 0 | -3.5498 | -5.2652 | -4.5982
9 | 23 | 21 | 0 | -14.0799 | 10.5969 | 0 | 0 | -33.6287 | 28.4895 | 0 | 0 | -48.6493 | 44.2017 | 0 | -3.483 | -5.1393 | -4.4476
9 | 23 | 22 | 0 | -13.9075 | 10.3941 | 0 | 0 | -33.217 | 27.9477 | 0 | 0 | -48.0537 | 43.364 | 0 | -3.5135 | -5.2693 | -4.6896
9 | 23 | 23 | 0 | -14.9583 | 11.4282 | 0 | 0 | -35.7268 | 30.7251 | 0 | 0 | -51.6844 | 47.671 | 0 | -3.5302 | -5.0017 | -4.0135
9 | 24 | 0 | 0 | -16.0116 | 12.5932 | 0 | 0 | -38.2425 | 33.8534 | 0 | 0 | -55.3238 | 52.5213 | 0 | -3.4184 | -4.3891 | -2.8026
9 | 24 | 1 | 0 | -17.0591 | 13.7551 | 0 | 0 | -40.7442 | 36.9771 | 0 | 0 | -58.9429 | 57.3677 | 0 | -3.3039 | -3.7671 | -1.5753
9 | 24 | 2 | 0 | -16.9253 | 13.5126 | 0 | 0 | -40.4246 | 36.3159 | 0 | 0 | -58.4807 | 56.3343 | 0 | -3.4127 | -4.1088 | -2.1464
9 | 24 | 3 | 0 | -16.7486 | 13.2933 | 0 | 0 | -40.0025 | 35.7194 | 0 | 0 | -57.87 | 55.4031 | 0 | -3.4553 | -4.2831 | -2.4669
9 | 24 | 4 | 0 | -16.6008 | 13.0648 | 0 | 0 | -39.6497 | 35.0978 | 0 | 0 | -57.3595 | 54.4324 | 0 | -3.536 | -4.5518 | -2.9271
9 | 24 | 5 | 0 | -14.9829 | 11.3334 | 0 | 0 | -35.7854 | 30.4529 | 0 | 0 | -51.7692 | 47.2341 | 0 | -3.6495 | -5.3325 | -4.5351
9 | 24 | 6 | 0 | -13.3972 | 9.7909 | 0 | 0 | -31.9981 | 26.3132 | 0 | 0 | -46.2903 | 40.8174 | 0 | -3.6063 | -5.6849 | -5.4729
9 | 24 | 7 | 0 | -11.8161 | 8.3606 | 0 | 0 | -28.2217 | 22.476 | 0 | 0 | -40.8271 | 34.8706 | 0 | -3.4554 | -5.7457 | -5.9566
9 | 24 | 8 | 0 | -11.328 | 7.9596 | 0 | 0 | -27.0559 | 21.4002 | 0 | 0 | -39.1407 | 33.2035 | 0 | -3.3684 | -5.6558 | -5.9372
9 | 24 | 9 | 0 | -10.877 | 7.5535 | 0 | 0 | -25.9789 | 20.3112 | 0 | 0 | -37.5826 | 31.5163 | 0 | -3.3235 | -5.6677 | -6.0663
9 | 24 | 10 | 0 | -10.4364 | 7.1828 | 0 | 0 | -24.9266 | 19.3165 | 0 | 0 | -36.0602 | 29.9744 | 0 | -3.2536 | -5.6101 | -6.0858
9 | 24 | 11 | 0 | -11.1687 | 7.8512 | 0 | 0 | -26.6754 | 21.112 | 0 | 0 | -38.5903 | 32.7589 | 0 | -3.3174 | -5.5635 | -5.8313
9 | 24 | 12 | 0 | -11.9687 | 8.5625 | 0 | 0 | -28.5863 | 23.0207 | 0 | 0 | -41.3546 | 35.7175 | 0 | -3.4063 | -5.5656 | -5.6371
9 | 24 | 13 | 0 | -12.7186 | 9.2833 | 0 | 0 | -30.3774 | 24.9562 | 0 | 0 | -43.9458 | 38.7184 | 0 | -3.4354 | -5.4213 | -5.2274
9 | 24 | 14 | 0 | -15.9149 | 12.3582 | 0 | 0 | -38.0114 | 33.206 | 0 | 0 | -54.9896 | 51.5037 | 0 | -3.5567 | -4.8055 | -3.4859
9 | 24 | 15 | 0 | -19.1253 | 15.8028 | 0 | 0 | -45.6792 | 42.4476 | 0 | 0 | -66.0822 | 65.8264 | 0 | -3.3225 | -3.2316 | -0.25586
9 | 24 | 16 | 0 | -22.2897 | 19.5348 | 0 | 0 | -53.2371 | 52.4588 | 0 | 0 | -77.0159 | 81.3403 | 0 | -2.7549 | -0.77828 | 4.3245
9 | 24 | 17 | 0 | -23.226 | 20.6568 | 0 | 0 | -55.4735 | 55.4704 | 0 | 0 | -80.2512 | 86.0088 | 0 | -2.5692 | -0.0030387 | 5.7576
9 | 24 | 18 | 0 | -24.1751 | 21.831 | 0 | 0 | -57.7404 | 58.6205 | 0 | 0 | -83.5306 | 90.8906 | 0 | -2.3441 | 0.88016 | 7.36
9 | 24 | 19 | 0 | -25.1095 | 23.1554 | 0 | 0 | -59.972 | 62.1726 | 0 | 0 | -86.7591 | 96.3946 | 0 | -1.9541 | 2.2006 | 9.6355
9 | 24 | 20 | 0 | -25.7438 | 23.9924 | 0 | 0 | -61.487 | 64.4134 | 0 | 0 | -88.9507 | 99.8634 | 0 | -1.7514 | 2.9264 | 10.9127
9 | 24 | 21 | 0 | -26.4268 | 24.8841 | 0 | 0 | -63.1183 | 66.8008 | 0 | 0 | -91.3106 | 103.559 | 0 | -1.5427 | 3.6825 | 12.2484
9 | 24 | 22 | 0 | -27.0606 | 25.7213 | 0 | 0 | -64.6321 | 69.0415 | 0 | 0 | -93.5005 | 107.0271 | 0 | -1.3393 | 4.4094 | 13.5266
9 | 24 | 23 | 0 | -27.1661 | 25.8781 | 0 | 0 | -64.884 | 69.4648 | 0 | 0 | -93.8651 | 107.6855 | 0 | -1.288 | 4.5808 | 13.8204
9 | 25 | 0 | 0 | -27.3218 | 26.0241 | 0 | 0 | -65.2558 | 69.8565 | 0 | 0 | -94.4028 | 108.2924 | 0 | -1.2976 | 4.6008 | 13.8896
9 | 25 | 1 | 0 | -27.4626 | 26.2325 | 0 | 0 | -65.5921 | 70.4162 | 0 | 0 | -94.8893 | 109.1603 | 0 | -1.2301 | 4.8241 | 14.2709
9 | 25 | 2 | 0 | -24.4406 | 22.3077 | 0 | 0 | -58.3743 | 59.8916 | 0 | 0 | -84.4477 | 92.854 | 0 | -2.1329 | 1.5173 | 8.4063
9 | 25 | 3 | 0 | -21.425 | 18.4776 | 0 | 0 | -51.1719 | 49.6211 | 0 | 0 | -74.0283 | 76.9415 | 0 | -2.9475 | -1.5508 | 2.9132
9 | 25 | 4 | 0 | -18.4033 | 14.9864 | 0 | 0 | -43.9549 | 40.2589 | 0 | 0 | -63.5877 | 62.4357 | 0 | -3.4169 | -3.6959 | -1.152
9 | 25 | 5 | 0 | -15.5948 | 11.9351 | 0 | 0 | -37.2469 | 32.0707 | 0 | 0 | -53.8836 | 49.7444 | 0 | -3.6597 | -5.1762 | -4.1391
9 | 25 | 6 | 0 | -12.7319 | 9.2156 | 0 | 0 | -30.4092 | 24.775 | 0 | 0 | -43.9917 | 38.4378 | 0 | -3.5163 | -5.6342 | -5.554
9 | 25 | 7 | 0 | -9.8736 | 6.7109 | 0 | 0 | -23.5823 | 18.0542 | 0 | 0 | -34.1155 | 28.0215 | 0 | -3.1627 | -5.5281 | -6.094
9 | 25 | 8 | 0 | -8.7762 | 5.8496 | 0 | 0 | -20.9613 | 15.7455 | 0 | 0 | -30.3239 | 24.445 | 0 | -2.9266 | -5.2158 | -5.8788
9 | 25 | 9 | 0 | -7.7007 | 5.042 | 0 | 0 | -18.3925 | 13.5798 | 0 | 0 | -26.6076 | 21.0898 | 0 | -2.6587 | -4.8126 | -5.5178
9 | 25 | 10 | 0 | -6.6402 | 4.231 | 0 | 0 | -15.8596 | 11.4048 | 0 | 0 | -22.9434 | 17.7195 | 0 | -2.4092 | -4.4548 | -5.2238
9 | 25 | 11 | 0 | -6.9665 | 4.5002 | 0 | 0 | -16.6388 | 12.1274 | 0 | 0 | -24.0707 | 18.8399 | 0 | -2.4663 | -4.5114 | -5.2308
9 | 25 | 12 | 0 | -7.3209 | 4.7345 | 0 | 0 | -17.4853 | 12.7554 | 0 | 0 | -25.2953 | 19.8127 | 0 | -2.5864 | -4.7299 | -5.4825
9 | 25 | 13 | 0 | -7.6451 | 5.0043 | 0 | 0 | -18.2596 | 13.4799 | 0 | 0 | -26.4155 | 20.936 | 0 | -2.6408 | -4.7797 | -5.4795
9 | 25 | 14 | -0.0027772 | -9.7138 | 6.6649 | 0.00089341 | -0.00824 | -23.2005 | 17.9367 | 0.0026507 | -0.013885 | -33.5633 | 27.8441 | 0.0045054 | -3.0507 | -5.2695 | -5.7285
9 | 25 | 15 | -0.034715 | -11.8339 | 8.5527 | 0.011522 | -0.103 | -28.2643 | 23.0035 | 0.034187 | -0.17357 | -40.8887 | 35.6982 | 0.058107 | -3.3043 | -5.3296 | -5.306
9 | 25 | 16 | -0.065263 | -13.8975 | 10.4741 | 0.022337 | -0.19364 | -33.1931 | 28.1596 | 0.066274 | -0.3263 | -48.0191 | 43.6901 | 0.11264 | -3.4664 | -5.1609 | -4.5427
9 | 25 | 17 | -0.055543 | -13.5237 | 10.1605 | 0.018722 | -0.1648 | -32.3003 | 27.3233 | 0.055549 | -0.27771 | -46.7275 | 42.3981 | 0.094415 | -3.4 | -5.0863 | -4.5127
9 | 25 | 18 | -0.045823 | -13.1479 | 9.8274 | 0.015446 | -0.13596 | -31.4027 | 26.4336 | 0.045828 | -0.22911 | -45.429 | 41.0227 | 0.077893 | -3.3509 | -5.0592 | -4.5575
9 | 25 | 19 | -0.034715 | -12.7693 | 9.4925 | 0.011522 | -0.103 | -30.4984 | 25.5387 | 0.034187 | -0.17357 | -44.1208 | 39.6387 | 0.058107 | -3.3 | -5.0286 | -4.5976
9 | 25 | 20 | -0.024995 | -12.2734 | 9.0516 | 0.008168 | -0.074159 | -29.314 | 24.3556 | 0.024234 | -0.12497 | -42.4073 | 37.8051 | 0.041191 | -3.2386 | -5.0083 | -4.686
9 | 25 | 21 | -0.013886 | -11.7687 | 8.5676 | 0.004467 | -0.041199 | -28.1085 | 23.0569 | 0.013254 | -0.069427 | -40.6634 | 35.7923 | 0.022527 | -3.2105 | -5.0796 | -4.9181
9 | 25 | 22 | -0.0027772 | -11.3161 | 8.1762 | 0.00089341 | -0.00824 | -27.0275 | 22.0063 | 0.0026507 | -0.013885 | -39.0996 | 34.1637 | 0.0045054 | -3.1418 | -5.0268 | -4.9452
9 | 25 | 23 | 0 | -10.4215 | 7.3985 | 0 | 0 | -24.8908 | 19.9191 | 0 | 0 | -36.0085 | 30.9284 | 0 | -3.023 | -4.9717 | -5.0801
9 | 26 | 0 | 0 | -9.5632 | 6.6735 | 0 | 0 | -22.841 | 17.9732 | 0 | 0 | -33.0431 | 27.912 | 0 | -2.8897 | -4.8677 | -5.1311
9 | 26 | 1 | 0 | -8.7169 | 5.9633 | 0 | 0 | -20.8195 | 16.0663 | 0 | 0 | -30.1187 | 24.9557 | 0 | -2.7536 | -4.7531 | -5.163
9 | 26 | 2 | 0 | -7.8284 | 5.2318 | 0 | 0 | -18.6975 | 14.1018 | 0 | 0 | -27.0489 | 21.9096 | 0 | -2.5966 | -4.5956 | -5.1393
9 | 26 | 3 | 0 | -6.9849 | 4.5566 | 0 | 0 | -16.6828 | 12.2874 | 0 | 0 | -24.1343 | 19.0951 | 0 | -2.4283 | -4.3954 | -5.0392
9 | 26 | 4 | 0 | -6.0947 | 3.8868 | 0 | 0 | -14.5568 | 10.489 | 0 | 0 | -21.0587 | 16.3069 | 0 | -2.208 | -4.0678 | -4.7518
9 | 26 | 5 | 0 | -5.11 | 3.1765 | 0 | 0 | -12.2048 | 8.5817 | 0 | 0 | -17.6562 | 13.3493 | 0 | -1.9335 | -3.6231 | -4.3068
9 | 26 | 6 | 0 | -4.096 | 2.4927 | 0 | 0 | -9.783 | 6.7424 | 0 | 0 | -14.1527 | 10.4948 | 0 | -1.6033 | -3.0407 | -3.6579
9 | 26 | 7 | 0 | -3.2107 | 1.9054 | 0 | 0 | -7.6686 | 5.1637 | 0 | 0 | -11.0938 | 8.0458 | 0 | -1.3053 | -2.5049 | -3.048
9 | 26 | 8 | 0 | -2.6888 | 1.5855 | 0 | 0 | -6.422 | 4.3002 | 0 | 0 | -9.2904 | 6.7032 | 0 | -1.1033 | -2.1218 | -2.5872
9 | 26 | 9 | 0 | -2.3398 | 1.3575 | 0 | 0 | -5.5883 | 3.6864 | 0 | 0 | -8.0844 | 5.7502 | 0 | -0.98228 | -1.9019 | -2.3342
9 | 26 | 10 | 0 | -1.9832 | 1.13 | 0 | 0 | -4.7368 | 3.0768 | 0 | 0 | -6.8526 | 4.8059 | 0 | -0.85321 | -1.6601 | -2.0466
9 | 26 | 11 | 0 | -1.568 | 0.85484 | 0 | 0 | -3.7451 | 2.3338 | 0 | 0 | -5.4179 | 3.6507 | 0 | -0.7132 | -1.4113 | -1.7672
9 | 26 | 12 | 0 | -1.2541 | 0.64906 | 0 | 0 | -2.9953 | 1.7808 | 0 | 0 | -4.3332 | 2.7929 | 0 | -0.60504 | -1.2145 | -1.5403
9 | 26 | 13 | 0 | -1.0591 | 0.5188 | 0 | 0 | -2.5296 | 1.4287 | 0 | 0 | -3.6594 | 2.2449 | 0 | -0.5403 | -1.1009 | -1.4145
9 | 26 | 14 | 0 | -1.1645 | 0.57381 | 0 | 0 | -2.7812 | 1.5793 | 0 | 0 | -4.0235 | 2.481 | 0 | -0.59066 | -1.2019 | -1.5425
9 | 26 | 15 | 0 | -1.378 | 0.68907 | 0 | 0 | -3.2912 | 1.8909 | 0 | 0 | -4.7612 | 2.9657 | 0 | -0.6889 | -1.4003 | -1.7955
9 | 26 | 16 | 0 | -1.6262 | 0.84161 | 0 | 0 | -3.884 | 2.3069 | 0 | 0 | -5.6189 | 3.616 | 0 | -0.78459 | -1.5772 | -2.0029
9 | 26 | 17 | 0 | -1.7229 | 0.88854 | 0 | 0 | -4.115 | 2.4305 | 0 | 0 | -5.9529 | 3.8057 | 0 | -0.83434 | -1.6845 | -2.1472
9 | 26 | 18 | 0 | -1.8385 | 0.9507 | 0 | 0 | -4.3911 | 2.5964 | 0 | 0 | -6.3525 | 4.0621 | 0 | -0.88781 | -1.7947 | -2.2904
9 | 26 | 19 | 0 | -1.9604 | 1.0283 | 0 | 0 | -4.6822 | 2.804 | 0 | 0 | -6.7735 | 4.3833 | 0 | -0.93202 | -1.8782 | -2.3902
9 | 26 | 20 | 0 | -1.9748 | 1.0256 | 0 | 0 | -4.7165 | 2.7959 | 0 | 0 | -6.8232 | 4.3702 | 0 | -0.94914 | -1.9206 | -2.4531
9 | 26 | 21 | 0 | -1.9983 | 1.0328 | 0 | 0 | -4.7728 | 2.8143 | 0 | 0 | -6.9046 | 4.3979 | 0 | -0.96552 | -1.9585 | -2.5067
9 | 26 | 22 | 0 | -2.0328 | 1.0448 | 0 | 0 | -4.8553 | 2.8453 | 0 | 0 | -7.0239 | 4.4449 | 0 | -0.988 | -2.0099 | -2.5791
9 | 26 | 23 | 0 | -2.007 | 1.0251 | 0 | 0 | -4.7936 | 2.7937 | 0 | 0 | -6.9348 | 4.366 | 0 | -0.98196 | -1.9999 | -2.5688
9 | 27 | 0 | 0 | -2.0462 | 1.036 | 0 | 0 | -4.8872 | 2.8242 | 0 | 0 | -7.0701 | 4.4142 | 0 | -1.0102 | -2.063 | -2.6559
9 | 27 | 1 | 0 | -2.0912 | 1.0551 | 0 | 0 | -4.9946 | 2.875 | 0 | 0 | -7.2255 | 4.4926 | 0 | -1.036 | -2.1196 | -2.7329
9 | 27 | 2 | 0 | -1.4561 | 0.70435 | 0 | 0 | -3.4777 | 1.9331 | 0 | 0 | -5.0311 | 3.0323 | 0 | -0.75173 | -1.5446 | -1.9988
9 | 27 | 3 | 0 | -0.79007 | 0.37502 | 0 | 0 | -1.887 | 1.0399 | 0 | 0 | -2.7299 | 1.6398 | 0 | -0.41506 | -0.84713 | -1.09
9 | 27 | 4 | 0 | -0.41713 | 0.25959 | 0 | 0 | -0.99629 | 0.71192 | 0 | 0 | -1.4413 | 1.1162 | 0 | -0.15754 | -0.28438 | -0.32506
9 | 27 | 5 | 0 | -0.49109 | 0.26396 | 0 | 0 | -1.1729 | 0.72519 | 0 | 0 | -1.6968 | 1.1381 | 0 | -0.22713 | -0.44773 | -0.5587
9 | 27 | 6 | 0 | -0.60308 | 0.30372 | 0 | 0 | -1.4404 | 0.83094 | 0 | 0 | -2.0838 | 1.3012 | 0 | -0.29935 | -0.60946 | -0.78254
9 | 27 | 7 | 0 | -0.73491 | 0.36517 | 0 | 0 | -1.7553 | 0.99423 | 0 | 0 | -2.5393 | 1.553 | 0 | -0.36974 | -0.76104 | -0.98629
9 | 27 | 8 | 0 | -0.69059 | 0.3594 | 0 | 0 | -1.6494 | 0.98162 | 0 | 0 | -2.3862 | 1.5358 | 0 | -0.33119 | -0.66781 | -0.85034
9 | 27 | 9 | 0 | -0.83067 | 0.45886 | 0 | 0 | -1.984 | 1.2542 | 0 | 0 | -2.8701 | 1.963 | 0 | -0.37181 | -0.72981 | -0.90713
9 | 27 | 10 | 0 | -1.3987 | 0.74482 | 0 | 0 | -3.3408 | 2.0362 | 0 | 0 | -4.8329 | 3.1873 | 0 | -0.65391 | -1.3046 | -1.6456
9 | 27 | 11 | 0 | -1.6526 | 0.89726 | 0 | 0 | -3.9472 | 2.4441 | 0 | 0 | -5.7103 | 3.8186 | 0 | -0.75539 | -1.5031 | -1.8916
9 | 27 | 12 | 0 | -1.9485 | 1.0847 | 0 | 0 | -4.6538 | 2.9465 | 0 | 0 | -6.7324 | 4.5967 | 0 | -0.86375 | -1.7073 | -2.1358
9 | 27 | 13 | 0 | -2.2166 | 1.2695 | 0 | 0 | -5.2942 | 3.4439 | 0 | 0 | -7.6589 | 5.369 | 0 | -0.94706 | -1.8503 | -2.2899
9 | 27 | 14 | 0 | -3.686 | 2.234 | 0 | 0 | -8.8037 | 6.0396 | 0 | 0 | -12.7359 | 9.3984 | 0 | -1.452 | -2.7641 | -3.3375
9 | 27 | 15 | 0 | -5.7113 | 3.6148 | 0 | 0 | -13.641 | 9.7552 | 0 | 0 | -19.7338 | 15.1661 | 0 | -2.0965 | -3.8858 | -4.5677
9 | 27 | 16 | 0 | -7.7589 | 5.1652 | 0 | 0 | -18.5316 | 13.9182 | 0 | 0 | -26.8089 | 21.6207 | 0 | -2.5938 | -4.6134 | -5.1882
9 | 27 | 17 | 0 | -8.5394 | 5.7892 | 0 | 0 | -20.3957 | 15.5962 | 0 | 0 | -29.5057 | 24.2245 | 0 | -2.7502 | -4.7995 | -5.2811
9 | 27 | 18 | 0 | -9.3105 | 6.4499 | 0 | 0 | -22.2373 | 17.373 | 0 | 0 | -32.1698 | 26.9816 | 0 | -2.8606 | -4.8643 | -5.1882
9 | 27 | 19 | 0 | -10.0399 | 7.122 | 0 | 0 | -23.9795 | 19.181 | 0 | 0 | -34.6902 | 29.7877 | 0 | -2.9179 | -4.7985 | -4.9025
9 | 27 | 20 | 0 | -10.3655 | 7.4215 | 0 | 0 | -24.7571 | 19.9876 | 0 | 0 | -35.815 | 31.0404 | 0 | -2.944 | -4.7694 | -4.7746
9 | 27 | 21 | 0 | -10.6712 | 7.6737 | 0 | 0 | -25.4872 | 20.6658 | 0 | 0 | -36.8713 | 32.0927 | 0 | -2.9974 | -4.8213 | -4.7786
9 | 27 | 22 | 0 | -10.9918 | 7.9754 | 0 | 0 | -26.253 | 21.4782 | 0 | 0 | -37.9791 | 33.3542 | 0 | -3.0164 | -4.7748 | -4.6249
9 | 27 | 23 | 0 | -10.9508 | 7.937 | 0 | 0 | -26.1551 | 21.3711 | 0 | 0 | -37.8374 | 33.1848 | 0 | -3.0138 | -4.7839 | -4.6526
9 | 28 | 0 | 0 | -10.8677 | 7.8407 | 0 | 0 | -25.9566 | 21.1087 | 0 | 0 | -37.5504 | 32.7748 | 0 | -3.027 | -4.8479 | -4.7756
9 | 28 | 1 | 0 | -10.8327 | 7.7797 | 0 | 0 | -25.873 | 20.9418 | 0 | 0 | -37.4295 | 32.5134 | 0 | -3.053 | -4.9313 | -4.9161
9 | 28 | 2 | 0 | -10.0208 | 7.0214 | 0 | 0 | -23.9338 | 18.9036 | 0 | 0 | -34.624 | 29.3515 | 0 | -2.9994 | -5.0302 | -5.2725
9 | 28 | 3 | 0 | -9.2231 | 6.3386 | 0 | 0 | -22.0286 | 17.0698 | 0 | 0 | -31.8678 | 26.508 | 0 | -2.8845 | -4.9587 | -5.3598
9 | 28 | 4 | 0 | -8.3683 | 5.614 | 0 | 0 | -19.987 | 15.1228 | 0 | 0 | -28.9144 | 23.488 | 0 | -2.7543 | -4.8642 | -5.4264
9 | 28 | 5 | 0 | -6.5813 | 4.2115 | 0 | 0 | -15.7188 | 11.3586 | 0 | 0 | -22.7397 | 17.6531 | 0 | -2.3698 | -4.3602 | -5.0867
9 | 28 | 6 | 0 | -4.8235 | 2.9339 | 0 | 0 | -11.5205 | 7.9283 | 0 | 0 | -16.6663 | 12.3347 | 0 | -1.8896 | -3.5922 | -4.3315
9 | 28 | 7 | 0 | -3.0643 | 1.7748 | 0 | 0 | -7.3187 | 4.8189 | 0 | 0 | -10.5877 | 7.5162 | 0 | -1.2895 | -2.4998 | -3.0714
9 | 28 | 8 | 0 | -2.1339 | 1.2145 | 0 | 0 | -5.0966 | 3.3107 | 0 | 0 | -7.373 | 5.1746 | 0 | -0.91937 | -1.7859 | -2.1984
9 | 28 | 9 | 0 | -1.2874 | 0.79002 | 0 | 0 | -3.0747 | 2.1508 | 0 | 0 | -4.4481 | 3.3595 | 0 | -0.49734 | -0.92392 | -1.0886
9 | 28 | 10 | 0 | -1.0079 | 0.6119 | 0 | 0 | -2.4074 | 1.6636 | 0 | 0 | -3.4827 | 2.5966 | 0 | -0.39603 | -0.74374 | -0.88601
9 | 28 | 11 | 0 | -0.92604 | 0.553 | 0 | 0 | -2.2118 | 1.5051 | 0 | 0 | -3.1997 | 2.3505 | 0 | -0.37304 | -0.70666 | -0.84913
9 | 28 | 12 | 0 | -0.86579 | 0.5138 | 0 | 0 | -2.0679 | 1.4 | 0 | 0 | -2.9915 | 2.1876 | 0 | -0.35198 | -0.6679 | -0.8039
9 | 28 | 13 | 0 | -0.82821 | 0.50637 | 0 | 0 | -1.9781 | 1.3819 | 0 | 0 | -2.8616 | 2.1611 | 0 | -0.32183 | -0.59622 | -0.70051
9 | 28 | 14 | 0 | -1.1545 | 0.7021 | 0 | 0 | -2.7574 | 1.9088 | 0 | 0 | -3.989 | 2.9792 | 0 | -0.45238 | -0.84861 | -1.0098
9 | 28 | 15 | 0 | -1.8017 | 1.0578 | 0 | 0 | -4.3032 | 2.8811 | 0 | 0 | -6.2252 | 4.5012 | 0 | -0.74387 | -1.422 | -1.724
9 | 28 | 16 | 0 | -3.0378 | 1.7634 | 0 | 0 | -7.2556 | 4.7868 | 0 | 0 | -10.4964 | 7.465 | 0 | -1.2744 | -2.4688 | -3.0314
9 | 28 | 17 | 0 | -3.6375 | 2.1508 | 0 | 0 | -8.6878 | 5.8263 | 0 | 0 | -12.5683 | 9.0761 | 0 | -1.4867 | -2.8616 | -3.4922
9 | 28 | 18 | 0 | -4.2547 | 2.586 | 0 | 0 | -10.162 | 6.9951 | 0 | 0 | -14.701 | 10.8886 | 0 | -1.6687 | -3.1669 | -3.8124
9 | 28 | 19 | 0 | -4.8975 | 3.0511 | 0 | 0 | -11.6972 | 8.244 | 0 | 0 | -16.9219 | 12.825 | 0 | -1.8463 | -3.4532 | -4.0969
9 | 28 | 20 | 0 | -5.2491 | 3.3025 | 0 | 0 | -12.5371 | 8.9182 | 0 | 0 | -18.1369 | 13.8696 | 0 | -1.9466 | -3.6189 | -4.2673
9 | 28 | 21 | 0 | -5.5667 | 3.5514 | 0 | 0 | -13.2957 | 9.5858 | 0 | 0 | -19.2344 | 14.9041 | 0 | -2.0153 | -3.7099 | -4.3303
9 | 28 | 22 | 0 | -5.9198 | 3.815 | 0 | 0 | -14.139 | 10.2932 | 0 | 0 | -20.4543 | 16.0005 | 0 | -2.1048 | -3.8458 | -4.4538
9 | 28 | 23 | 0 | -6.7296 | 4.3755 | 0 | 0 | -16.0731 | 11.7941 | 0 | 0 | -23.2524 | 18.3243 | 0 | -2.3541 | -4.279 | -4.9281
9 | 29 | 0 | 0 | -7.5842 | 4.9785 | 0 | 0 | -18.1143 | 13.4087 | 0 | 0 | -26.2052 | 20.8238 | 0 | -2.6057 | -4.7056 | -5.3814
9 | 29 | 1 | 0 | -8.3979 | 5.6253 | 0 | 0 | -20.0577 | 15.1418 | 0 | 0 | -29.0166 | 23.5079 | 0 | -2.7725 | -4.9158 | -5.5086
9 | 29 | 2 | 0 | -7.8136 | 5.1382 | 0 | 0 | -18.6622 | 13.834 | 0 | 0 | -26.9978 | 21.4803 | 0 | -2.6754 | -4.8282 | -5.5175
9 | 29 | 3 | 0 | -7.2711 | 4.6791 | 0 | 0 | -17.3664 | 12.6017 | 0 | 0 | -25.1233 | 19.5701 | 0 | -2.592 | -4.7648 | -5.5532
9 | 29 | 4 | 0 | -6.6851 | 4.2566 | 0 | 0 | -15.9669 | 11.4684 | 0 | 0 | -23.0987 | 17.8139 | 0 | -2.4286 | -4.4985 | -5.2848
9 | 29 | 5 | 0 | -4.6077 | 2.749 | 0 | 0 | -11.0051 | 7.4226 | 0 | 0 | -15.9206 | 11.5429 | 0 | -1.8587 | -3.5825 | -4.3777
9 | 29 | 6 | 0 | -2.5375 | 1.3838 | 0 | 0 | -6.0606 | 3.7594 | 0 | 0 | -8.7677 | 5.8653 | 0 | -1.1537 | -2.3013 | -2.9024
9 | 29 | 7 | 0 | -0.91503 | 0.48051 | 0 | 0 | -2.1855 | 1.3034 | 0 | 0 | -3.1616 | 2.032 | 0 | -0.43452 | -0.88202 | -1.1296
9 | 29 | 8 | 0 | -0.56468 | 0.27575 | 0 | 0 | -1.3487 | 0.75239 | 0 | 0 | -1.9511 | 1.1765 | 0 | -0.28892 | -0.59629 | -0.77454
9 | 29 | 9 | 0 | -0.27039 | 0.13951 | 0 | 0 | -0.64581 | 0.38004 | 0 | 0 | -0.93427 | 0.5938 | 0 | -0.13088 | -0.26577 | -0.34047
9 | 29 | 10 | 0 | -0.17207 | 0.089635 | 0 | 0 | -0.41098 | 0.24604 | 0 | 0 | -0.59455 | 0.38597 | 0 | -0.082437 | -0.16493 | -0.20858
9 | 29 | 11 | 0 | -0.29789 | 0.16788 | 0 | 0 | -0.7115 | 0.45821 | 0 | 0 | -1.0293 | 0.71665 | 0 | -0.13001 | -0.25329 | -0.31264
9 | 29 | 12 | 0 | -0.51744 | 0.29842 | 0 | 0 | -1.2359 | 0.81284 | 0 | 0 | -1.7879 | 1.2699 | 0 | -0.21902 | -0.42302 | -0.51793
9 | 29 | 13 | 0 | -0.79397 | 0.46567 | 0 | 0 | -1.8963 | 1.2653 | 0 | 0 | -2.7433 | 1.9742 | 0 | -0.3283 | -0.63105 | -0.76912
9 | 29 | 14 | 0 | -2.2198 | 1.3614 | 0 | 0 | -5.3017 | 3.6943 | 0 | 0 | -7.6698 | 5.7604 | 0 | -0.85835 | -1.6074 | -1.9094
9 | 29 | 15 | 0 | -5.419 | 3.4502 | 0 | 0 | -12.9428 | 9.3159 | 0 | 0 | -18.7239 | 14.4872 | 0 | -1.9688 | -3.6269 | -4.2367
9 | 29 | 16 | 0 | -8.6199 | 5.8546 | 0 | 0 | -20.5879 | 15.7706 | 0 | 0 | -29.7836 | 24.4939 | 0 | -2.7653 | -4.8172 | -5.2897
9 | 29 | 17 | 0 | -9.7924 | 6.7916 | 0 | 0 | -23.3884 | 18.2862 | 0 | 0 | -33.835 | 28.3939 | 0 | -3.0008 | -5.1021 | -5.441
9 | 29 | 18 | 0 | -10.9931 | 7.8026 | 0 | 0 | -26.2561 | 21.0001 | 0 | 0 | -37.9836 | 32.6011 | 0 | -3.1905 | -5.256 | -5.3826
9 | 29 | 19 | 0 | -12.1996 | 8.8676 | 0 | 0 | -29.1378 | 23.859 | 0 | 0 | -42.1525 | 37.0331 | 0 | -3.3321 | -5.2788 | -5.1194
9 | 29 | 20 | 0 | -12.7337 | 9.38 | 0 | 0 | -30.4133 | 25.2323 | 0 | 0 | -43.9976 | 39.1601 | 0 | -3.3536 | -5.181 | -4.8375
9 | 29 | 21 | 0 | -13.2987 | 9.8998 | 0 | 0 | -31.7629 | 26.6249 | 0 | 0 | -45.9501 | 41.3169 | 0 | -3.399 | -5.138 | -4.6332
9 | 29 | 22 | 0 | -13.8674 | 10.363 | 0 | 0 | -33.1213 | 27.8657 | 0 | 0 | -47.9152 | 43.2381 | 0 | -3.5044 | -5.2556 | -4.6771
9 | 29 | 23 | 0 | -14.4837 | 11.0496 | 0 | 0 | -34.5932 | 29.7082 | 0 | 0 | -50.0445 | 46.0941 | 0 | -3.4342 | -4.885 | -3.9504
9 | 30 | 0 | 0 | -15.1195 | 11.6615 | 0 | 0 | -36.1117 | 31.3515 | 0 | 0 | -52.2413 | 48.642 | 0 | -3.458 | -4.7602 | -3.5993
9 | 30 | 1 | 0 | -15.722 | 12.2867 | 0 | 0 | -37.5508 | 33.0305 | 0 | 0 | -54.3232 | 51.2455 | 0 | -3.4353 | -4.5203 | -3.0777
9 | 30 | 2 | 0 | -14.3534 | 10.9109 | 0 | 0 | -34.282 | 29.3358 | 0 | 0 | -49.5943 | 45.5167 | 0 | -3.4425 | -4.9462 | -4.0777
9 | 30 | 3 | 0 | -12.9304 | 9.4814 | 0 | 0 | -30.8832 | 25.4987 | 0 | 0 | -44.6774 | 39.5683 | 0 | -3.449 | -5.3845 | -5.1091
9 | 30 | 4 | 0 | -11.5505 | 8.2285 | 0 | 0 | -27.5874 | 22.1345 | 0 | 0 | -39.9096 | 34.3523 | 0 | -3.322 | -5.4529 | -5.5572
9 | 30 | 5 | 0 | -9.4969 | 6.4733 | 0 | 0 | -22.6825 | 17.4235 | 0 | 0 | -32.8139 | 27.0496 | 0 | -3.0236 | -5.259 | -5.7643
9 | 30 | 6 | 0 | -7.4352 | 4.8008 | 0 | 0 | -17.7584 | 12.9345 | 0 | 0 | -25.6904 | 20.0911 | 0 | -2.6344 | -4.8239 | -5.5992
9 | 30 | 7 | 0 | -5.4226 | 3.3257 | 0 | 0 | -12.9515 | 8.9753 | 0 | 0 | -18.7364 | 13.9536 | 0 | -2.0969 | -3.9763 | -4.7828
9 | 30 | 8 | 0 | -4.9765 | 3.0405 | 0 | 0 | -11.886 | 8.2104 | 0 | 0 | -17.195 | 12.7687 | 0 | -1.936 | -3.6756 | -4.4263
9 | 30 | 9 | 0 | -4.5322 | 2.742 | 0 | 0 | -10.8247 | 7.4096 | 0 | 0 | -15.6596 | 11.5277 | 0 | -1.7902 | -3.4151 | -4.132
9 | 30 | 10 | 0 | -4.0873 | 2.4514 | 0 | 0 | -9.7623 | 6.6297 | 0 | 0 | -14.1227 | 10.3189 | 0 | -1.636 | -3.1326 | -3.8038
9 | 30 | 11 | 0 | -4.6565 | 2.8527 | 0 | 0 | -11.1216 | 7.7077 | 0 | 0 | -16.0891 | 11.9906 | 0 | -1.8038 | -3.4139 | -4.0986
9 | 30 | 12 | 0 | -5.1805 | 3.258 | 0 | 0 | -12.3732 | 8.7968 | 0 | 0 | -17.8998 | 13.68 | 0 | -1.9225 | -3.5764 | -4.2198
9 | 30 | 13 | 0 | -5.7 | 3.6315 | 0 | 0 | -13.614 | 9.7999 | 0 | 0 | -19.6948 | 15.2353 | 0 | -2.0685 | -3.8141 | -4.4595
9 | 30 | 14 | 0 | -7.853 | 5.2486 | 0 | 0 | -18.7562 | 14.1398 | 0 | 0 | -27.1338 | 21.9624 | 0 | -2.6044 | -4.6164 | -5.1714
9 | 30 | 15 | 0 | -9.9989 | 7.0298 | 0 | 0 | -23.8816 | 18.9206 | 0 | 0 | -34.5486 | 29.3731 | 0 | -2.9691 | -4.9611 | -5.1755
9 | 30 | 16 | 0 | -12.1429 | 8.9077 | 0 | 0 | -29.0024 | 23.9599 | 0 | 0 | -41.9566 | 37.1839 | 0 | -3.2353 | -5.0426 | -4.7727
9 | 30 | 17 | 0 | -12.5167 | 9.2391 | 0 | 0 | -29.8952 | 24.8503 | 0 | 0 | -43.2482 | 38.565 | 0 | -3.2777 | -5.0449 | -4.6832
9 | 30 | 18 | 0 | -12.872 | 9.6308 | 0 | 0 | -30.7437 | 25.9009 | 0 | 0 | -44.4756 | 40.1929 | 0 | -3.2412 | -4.8428 | -4.2828
9 | 30 | 19 | 0 | -13.2567 | 10.001 | 0 | 0 | -31.6626 | 26.8959 | 0 | 0 | -45.8049 | 41.7363 | 0 | -3.2557 | -4.7667 | -4.0686
9 | 30 | 20 | 0 | -13.4363 | 10.1125 | 0 | 0 | -32.0916 | 27.195 | 0 | 0 | -46.4256 | 42.1998 | 0 | -3.3238 | -4.8966 | -4.2257
9 | 30 | 21 | 0 | -13.6297 | 10.3089 | 0 | 0 | -32.5533 | 27.7231 | 0 | 0 | -47.0935 | 43.0194 | 0 | -3.3208 | -4.8302 | -4.0742
9 | 30 | 22 | 0 | -13.8154 | 10.467 | 0 | 0 | -32.9971 | 28.1503 | 0 | 0 | -47.7355 | 43.684 | 0 | -3.3485 | -4.8468 | -4.0515
9 | 30 | 23 | 0 | -13.8443 | 10.5036 | 0 | 0 | -33.0659 | 28.248 | 0 | 0 | -47.835 | 43.8347 | 0 | -3.3406 | -4.8179 | -4.0003
10 | 1 | 0 | 0 | -13.8746 | 10.5392 | 0 | 0 | -33.1384 | 28.3451 | 0 | 0 | -47.9399 | 43.9868 | 0 | -3.3354 | -4.7932 | -3.9531
10 | 1 | 1 | 0 | -13.9085 | 10.5926 | 0 | 0 | -33.2192 | 28.488 | 0 | 0 | -48.0569 | 44.2079 | 0 | -3.3159 | -4.7312 | -3.849
10 | 1 | 2 | 0 | -12.7192 | 9.3719 | 0 | 0 | -30.3788 | 25.2092 | 0 | 0 | -43.9478 | 39.1233 | 0 | -3.3473 | -5.1696 | -4.8245
10 | 1 | 3 | 0 | -11.5363 | 8.3039 | 0 | 0 | -27.5536 | 22.3423 | 0 | 0 | -39.8606 | 34.6789 | 0 | -3.2324 | -5.2112 | -5.1817
10 | 1 | 4 | 0 | -10.3597 | 7.2462 | 0 | 0 | -24.7432 | 19.5008 | 0 | 0 | -35.795 | 30.2721 | 0 | -3.1135 | -5.2424 | -5.5229
10 | 1 | 5 | 0 | -8.6527 | 5.7835 | 0 | 0 | -20.6664 | 15.5719 | 0 | 0 | -29.8972 | 24.1792 | 0 | -2.8692 | -5.0945 | -5.718
10 | 1 | 6 | 0 | -6.9428 | 4.4344 | 0 | 0 | -16.5823 | 11.9485 | 0 | 0 | -23.9889 | 18.5604 | 0 | -2.5083 | -4.6338 | -5.4285
10 | 1 | 7 | 0 | -5.1899 | 3.1405 | 0 | 0 | -12.3956 | 8.4731 | 0 | 0 | -17.9322 | 13.1711 | 0 | -2.0494 | -3.9225 | -4.7611
10 | 1 | 8 | 0 | -5.2576 | 3.1979 | 0 | 0 | -12.5573 | 8.625 | 0 | 0 | -18.1662 | 13.4048 | 0 | -2.0597 | -3.9323 | -4.7613
10 | 1 | 9 | 0 | -5.3256 | 3.2496 | 0 | 0 | -12.7197 | 8.7609 | 0 | 0 | -18.4011 | 13.613 | 0 | -2.076 | -3.9588 | -4.7881
10 | 1 | 10 | 0 | -5.3995 | 3.3118 | 0 | 0 | -12.8963 | 8.9246 | 0 | 0 | -18.6565 | 13.8642 | 0 | -2.0877 | -3.9717 | -4.7923
10 | 1 | 11 | 0 | -6.3089 | 3.9853 | 0 | 0 | -15.0683 | 10.7368 | 0 | 0 | -21.7987 | 16.6769 | 0 | -2.3236 | -4.3315 | -5.1218
10 | 1 | 12 | 0 | -7.1756 | 4.6555 | 0 | 0 | -17.1382 | 12.5396 | 0 | 0 | -24.7932 | 19.475 | 0 | -2.5201 | -4.5986 | -5.3182
10 | 1 | 13 | 0 | -8.0558 | 5.366 | 0 | 0 | -19.2406 | 14.4506 | 0 | 0 | -27.8345 | 22.4404 | 0 | -2.6898 | -4.79 | -5.3942
10 | 1 | 14 | 0 | -9.8497 | 6.7958 | 0 | 0 | -23.5251 | 18.2828 | 0 | 0 | -34.0328 | 28.3764 | 0 | -3.0539 | -5.2423 | -5.6564
10 | 1 | 15 | 0 | -11.6579 | 8.3483 | 0 | 0 | -27.844 | 22.4437 | 0 | 0 | -40.2807 | 34.8213 | 0 | -3.3096 | -5.4002 | -5.4594
10 | 1 | 16 | 0 | -13.4163 | 9.9715 | 0 | 0 | -32.0437 | 26.7944 | 0 | 0 | -46.3562 | 41.5604 | 0 | -3.4448 | -5.2493 | -4.7959
10 | 1 | 17 | 0 | -14.0614 | 10.6228 | 0 | 0 | -33.5846 | 28.5435 | 0 | 0 | -48.5854 | 44.2725 | 0 | -3.4386 | -5.0411 | -4.3129
10 | 1 | 18 | 0 | -14.6994 | 11.2403 | 0 | 0 | -35.1083 | 30.2046 | 0 | 0 | -50.7897 | 46.8507 | 0 | -3.4591 | -4.9037 | -3.9391
10 | 1 | 19 | 0 | -15.3033 | 11.9445 | 0 | 0 | -36.5507 | 32.0972 | 0 | 0 | -52.8763 | 49.7863 | 0 | -3.3588 | -4.4535 | -3.0901
10 | 1 | 20 | 0 | -16.2097 | 12.7816 | 0 | 0 | -38.7155 | 34.3453 | 0 | 0 | -56.0081 | 53.2723 | 0 | -3.4281 | -4.3702 | -2.7358
10 | 1 | 21 | 0 | -17.089 | 13.7602 | 0 | 0 | -40.8157 | 36.9739 | 0 | 0 | -59.0465 | 57.3487 | 0 | -3.3288 | -3.8419 | -1.6978
10 | 1 | 22 | 0 | -17.9935 | 14.6985 | 0 | 0 | -42.9759 | 39.4953 | 0 | 0 | -62.1715 | 61.2596 | 0 | -3.2949 | -3.4806 | -0.91192
10 | 1 | 23 | 0 | -19.1018 | 15.8542 | 0 | 0 | -45.6231 | 42.5941 | 0 | 0 | -66.001 | 66.0607 | 0 | -3.2476 | -3.0289 | 0.059663
10 | 2 | 0 | 0 | -20.2049 | 17.1041 | 0 | 0 | -48.2578 | 45.9467 | 0 | 0 | -69.8126 | 71.2556 | 0 | -3.1008 | -2.3111 | 1.4431
10 | 2 | 1 | 0 | -21.301 | 18.343 | 0 | 0 | -50.8756 | 49.269 | 0 | 0 | -73.5997 | 76.4033 | 0 | -2.958 | -1.6066 | 2.8037
10 | 2 | 2 | 0 | -19.2779 | 16.0466 | 0 | 0 | -46.0438 | 43.1092 | 0 | 0 | -66.6096 | 66.858 | 0 | -3.2313 | -2.9346 | 0.24832
10 | 2 | 3 | 0 | -17.3022 | 13.8058 | 0 | 0 | -41.3249 | 37.0989 | 0 | 0 | -59.783 | 57.5445 | 0 | -3.4964 | -4.226 | -2.2385
10 | 2 | 4 | 0 | -15.2865 | 11.7544 | 0 | 0 | -36.5104 | 31.5964 | 0 | 0 | -52.8182 | 49.0179 | 0 | -3.5321 | -4.9141 | -3.8003
10 | 2 | 5 | 0 | -13.4415 | 9.9302 | 0 | 0 | -32.1039 | 26.6975 | 0 | 0 | -46.4434 | 41.4219 | 0 | -3.5113 | -5.4064 | -5.0215
10 | 2 | 6 | 0 | -11.56 | 8.1844 | 0 | 0 | -27.6101 | 22.01 | 0 | 0 | -39.9424 | 34.1542 | 0 | -3.3756 | -5.6001 | -5.7882
10 | 2 | 7 | 0 | -9.6829 | 6.5871 | 0 | 0 | -23.1268 | 17.7211 | 0 | 0 | -33.4566 | 27.5044 | 0 | -3.0958 | -5.4057 | -5.9522
10 | 2 | 8 | 0 | -9.5258 | 6.4395 | 0 | 0 | -22.7516 | 17.3231 | 0 | 0 | -32.9138 | 26.8857 | 0 | -3.0862 | -5.4285 | -6.028
10 | 2 | 9 | 0 | -9.3349 | 6.2565 | 0 | 0 | -22.2957 | 16.8292 | 0 | 0 | -32.2542 | 26.1178 | 0 | -3.0784 | -5.4665 | -6.1364
10 | 2 | 10 | 0 | -9.1786 | 6.1171 | 0 | 0 | -21.9224 | 16.4527 | 0 | 0 | -31.7143 | 25.5325 | 0 | -3.0616 | -5.4697 | -6.1818
10 | 2 | 11 | 0 | -9.541 | 6.4292 | 0 | 0 | -22.7879 | 17.2929 | 0 | 0 | -32.9663 | 26.837 | 0 | -3.1118 | -5.495 | -6.1293
10 | 2 | 12 | 0 | -9.9515 | 6.7715 | 0 | 0 | -23.7684 | 18.2148 | 0 | 0 | -34.3848 | 28.2684 | 0 | -3.18 | -5.5536 | -6.1163
10 | 2 | 13 | 0 | -10.3189 | 7.0655 | 0 | 0 | -24.6459 | 19.0068 | 0 | 0 | -35.6542 | 29.4988 | 0 | -3.2534 | -5.6391 | -6.1554
10 | 2 | 14 | -4.4868e-08 | -11.4133 | 8.1002 | 1.1395e-08 | -1.3312e-07 | -27.2597 | 21.7887 | 3.3808e-08 | -2.2433e-07 | -39.4355 | 33.8152 | 5.6972e-08 | -3.3131 | -5.471 | -5.6203
10 | 2 | 15 | -0.031937 | -12.5075 | 9.143 | 0.010601 | -0.094758 | -29.8731 | 24.594 | 0.031452 | -0.15968 | -43.2163 | 38.1688 | 0.053458 | -3.3858 | -5.3425 | -5.1537
10 | 2 | 16 | -0.063875 | -13.5553 | 10.1564 | 0.021862 | -0.18952 | -32.3756 | 27.3199 | 0.064864 | -0.31936 | -46.8365 | 42.3993 | 0.11025 | -3.4409 | -5.1804 | -4.6463
10 | 2 | 17 | -0.068041 | -13.3437 | 10.0004 | 0.023288 | -0.20188 | -31.8703 | 26.9011 | 0.069094 | -0.34019 | -46.1054 | 41.7501 | 0.11744 | -3.3881 | -5.102 | -4.578
10 | 2 | 18 | -0.070818 | -13.0925 | 9.7944 | 0.024607 | -0.21012 | -31.2703 | 26.3482 | 0.073008 | -0.35407 | -45.2375 | 40.8931 | 0.12409 | -3.3444 | -5.0593 | -4.5744
10 | 2 | 19 | -0.074984 | -12.8822 | 9.5217 | 0.026054 | -0.22248 | -30.7681 | 25.6157 | 0.077303 | -0.3749 | -44.5109 | 39.7571 | 0.13139 | -3.4094 | -5.2975 | -4.9973
10 | 2 | 20 | -0.074984 | -13.1737 | 9.8249 | 0.026054 | -0.22248 | -31.4642 | 26.4276 | 0.077303 | -0.3749 | -45.518 | 41.0139 | 0.13139 | -3.3977 | -5.1818 | -4.7475
10 | 2 | 21 | -0.073595 | -13.4661 | 10.0534 | 0.025572 | -0.21836 | -32.1626 | 27.0384 | 0.075871 | -0.36796 | -46.5283 | 41.9586 | 0.12896 | -3.4607 | -5.2667 | -4.8087
10 | 2 | 22 | -0.073595 | -13.7623 | 10.3801 | 0.025572 | -0.21836 | -32.8702 | 27.913 | 0.075871 | -0.36796 | -47.5519 | 43.3127 | 0.12896 | -3.4302 | -5.0996 | -4.4782
10 | 2 | 23 | -0.076372 | -13.3194 | 9.9543 | 0.026537 | -0.2266 | -31.8123 | 26.7735 | 0.078735 | -0.38184 | -46.0216 | 41.5493 | 0.13382 | -3.415 | -5.1866 | -4.7204
10 | 3 | 0 | -0.079149 | -12.9161 | 9.663 | 0.027502 | -0.23483 | -30.8491 | 25.9957 | 0.081598 | -0.39573 | -44.6282 | 40.3466 | 0.13869 | -3.3047 | -5.0067 | -4.5386
10 | 3 | 1 | -0.081926 | -12.4726 | 9.2751 | 0.028467 | -0.24307 | -29.7899 | 24.9585 | 0.084461 | -0.40962 | -43.0958 | 38.7421 | 0.14356 | -3.251 | -4.9901 | -4.6197
10 | 3 | 2 | -0.077761 | -11.6705 | 8.5451 | 0.027019 | -0.23072 | -27.874 | 22.9978 | 0.080166 | -0.38879 | -40.3242 | 35.702 | 0.13626 | -3.1762 | -5.0267 | -4.8747
10 | 3 | 3 | -0.072206 | -10.8161 | 7.7928 | 0.025089 | -0.21424 | -25.8334 | 20.9779 | 0.07444 | -0.36102 | -37.3721 | 32.57 | 0.12652 | -3.0704 | -4.9953 | -5.0366
10 | 3 | 4 | -0.068041 | -10.0211 | 7.1163 | 0.023288 | -0.20188 | -23.9345 | 19.1609 | 0.069094 | -0.34019 | -34.6251 | 29.7525 | 0.11744 | -2.9495 | -4.9064 | -5.0953
10 | 3 | 5 | -0.062486 | -9.0281 | 6.2549 | 0.021387 | -0.1854 | -21.5628 | 16.8495 | 0.063454 | -0.31242 | -31.194 | 26.1699 | 0.10785 | -2.8143 | -4.8353 | -5.2287
10 | 3 | 6 | -0.055543 | -8.0393 | 5.4959 | 0.018722 | -0.1648 | -19.2012 | 14.8135 | 0.055549 | -0.27771 | -27.7775 | 23.0149 | 0.094415 | -2.5802 | -4.497 | -4.9459
10 | 3 | 7 | -0.0486 | -7.0564 | 4.7709 | 0.016382 | -0.1442 | -16.8537 | 12.8677 | 0.048605 | -0.24299 | -24.3815 | 19.9989 | 0.082613 | -2.3177 | -4.0815 | -4.543
10 | 3 | 8 | -0.037492 | -6.2706 | 4.1737 | 0.012444 | -0.11124 | -14.9767 | 11.2648 | 0.036922 | -0.18745 | -21.6662 | 17.5141 | 0.062755 | -2.1219 | -3.7862 | -4.2768
10 | 3 | 9 | -0.024995 | -5.4615 | 3.5874 | 0.008168 | -0.074159 | -13.0443 | 9.6919 | 0.024234 | -0.12497 | -18.8707 | 15.0766 | 0.041191 | -1.8909 | -3.4024 | -3.8779
10 | 3 | 10 | -0.013886 | -4.6366 | 3.0085 | 0.004467 | -0.041199 | -11.074 | 8.1384 | 0.013254 | -0.069427 | -16.0204 | 12.6687 | 0.022527 | -1.6375 | -2.9636 | -3.3985
10 | 3 | 11 | 0 | -4.4026 | 2.8358 | 0 | 0 | -10.5153 | 7.6758 | 0 | 0 | -15.2121 | 11.9523 | 0 | -1.5669 | -2.8396 | -3.2597
10 | 3 | 12 | 0 | -4.1268 | 2.6236 | 0 | 0 | -9.8566 | 7.107 | 0 | 0 | -14.2592 | 11.0712 | 0 | -1.5032 | -2.7496 | -3.188
10 | 3 | 13 | 0 | -3.8519 | 2.4309 | 0 | 0 | -9.1999 | 6.5908 | 0 | 0 | -13.309 | 10.2718 | 0 | -1.421 | -2.6091 | -3.0372
10 | 3 | 14 | 0 | -4.3477 | 2.723 | 0 | 0 | -10.384 | 7.3717 | 0 | 0 | -15.0221 | 11.4796 | 0 | -1.6246 | -3.0123 | -3.5425
10 | 3 | 15 | 0 | -4.8051 | 2.9799 | 0 | 0 | -11.4766 | 8.0576 | 0 | 0 | -16.6028 | 12.5399 | 0 | -1.8252 | -3.4191 | -4.0629
10 | 3 | 16 | 0 | -5.2678 | 3.2781 | 0 | 0 | -12.5817 | 8.8547 | 0 | 0 | -18.2014 | 13.7731 | 0 | -1.9897 | -3.7269 | -4.4283
10 | 3 | 17 | 0 | -5.3281 | 3.2939 | 0 | 0 | -12.7258 | 8.8953 | 0 | 0 | -18.41 | 13.8342 | 0 | -2.0342 | -3.8306 | -4.5757
10 | 3 | 18 | 0 | -5.3901 | 3.3174 | 0 | 0 | -12.8738 | 8.9565 | 0 | 0 | -18.624 | 13.9275 | 0 | -2.0727 | -3.9173 | -4.6965
10 | 3 | 19 | 0 | -5.4985 | 3.3652 | 0 | 0 | -13.1327 | 9.0821 | 0 | 0 | -18.9985 | 14.1201 | 0 | -2.1333 | -4.0505 | -4.8783
10 | 3 | 20 | 0 | -5.4341 | 3.3195 | 0 | 0 | -12.9789 | 8.9595 | 0 | 0 | -18.776 | 13.9302 | 0 | -2.1146 | -4.0193 | -4.8458
10 | 3 | 21 | 0 | -5.3616 | 3.2636 | 0 | 0 | -12.8056 | 8.8089 | 0 | 0 | -18.5254 | 13.696 | 0 | -2.098 | -3.9968 | -4.8294
10 | 3 | 22 | 0 | -5.3429 | 3.2482 | 0 | 0 | -12.761 | 8.7666 | 0 | 0 | -18.4609 | 13.6298 | 0 | -2.0947 | -3.9944 | -4.8311
10 | 3 | 23 | 0 | -5.2946 | 3.2164 | 0 | 0 | -12.6458 | 8.6811 | 0 | 0 | -18.2941 | 13.4971 | 0 | -2.0782 | -3.9646 | -4.797
10 | 4 | 0 | 0 | -5.1943 | 3.1549 | 0 | 0 | -12.4061 | 8.5162 | 0 | 0 | -17.9474 | 13.2417 | 0 | -2.0394 | -3.8899 | -4.7057
10 | 4 | 1 | 0 | -5.1387 | 3.1221 | 0 | 0 | -12.2734 | 8.4283 | 0 | 0 | -17.7554 | 13.1056 | 0 | -2.0166 | -3.845 | -4.6498
10 | 4 | 2 | 0 | -4.4416 | 2.6336 | 0 | 0 | -10.6084 | 7.1169 | 0 | 0 | -15.3468 | 11.0724 | 0 | -1.8081 | -3.4916 | -4.2744
10 | 4 | 3 | 0 | -3.7343 | 2.1568 | 0 | 0 | -8.919 | 5.8369 | 0 | 0 | -12.9028 | 9.0882 | 0 | -1.5775 | -3.0821 | -3.8146
10 | 4 | 4 | 0 | -3.0365 | 1.6967 | 0 | 0 | -7.2524 | 4.6019 | 0 | 0 | -10.4918 | 7.1737 | 0 | -1.3398 | -2.6505 | -3.3181
10 | 4 | 5 | 0 | -1.8183 | 0.91746 | 0 | 0 | -4.3429 | 2.5101 | 0 | 0 | -6.2827 | 3.9307 | 0 | -0.90086 | -1.8329 | -2.352
10 | 4 | 6 | 0 | -0.64553 | 0.27433 | 0 | 0 | -1.5418 | 0.76562 | 0 | 0 | -2.2304 | 1.2113 | 0 | -0.37119 | -0.77617 | -1.0191
10 | 4 | 7 | 0 | -0.018262 | 0.010233 | 0 | 0 | -0.043617 | 0.028955 | 0 | 0 | -0.063099 | 0.046129 | 0 | -0.0080284 | -0.014662 | -0.01697
10 | 4 | 8 | 0 | 0 | 0.003291 | 0 | 0 | 0 | 0.0093116 | 0 | 0 | 0 | 0.014834 | 0 | 0.003291 | 0.0093116 | 0.014834
10 | 4 | 9 | 0 | 0 | 0.0023087 | 0 | 0 | 0 | 0.0065323 | 0 | 0 | 0 | 0.010407 | 0 | 0.0023087 | 0.0065323 | 0.010407
10 | 4 | 10 | 0 | 0 | 0.0012092 | 0 | 0 | 0 | 0.0034214 | 0 | 0 | 0 | 0.0054506 | 0 | 0.0012092 | 0.0034214 | 0.0054506
10 | 4 | 11 | 0 | -0.002924 | 0.0028331 | 0 | 0 | -0.0069838 | 0.0080161 | 0 | 0 | -0.010103 | 0.01277 | 0 | -9.0965e-05 | 0.0010323 | 0.0026672
10 | 4 | 12 | 0 | -0.079991 | 0.034574 | 0 | 0 | -0.19105 | 0.096726 | 0 | 0 | -0.27639 | 0.15322 | 0 | -0.045417 | -0.094327 | -0.12317
10 | 4 | 13 | 0 | -0.21761 | 0.11458 | 0 | 0 | -0.51974 | 0.31615 | 0 | 0 | -0.75188 | 0.49729 | 0 | -0.10303 | -0.20358 | -0.25459
10 | 4 | 14 | 0 | -1.1558 | 0.53851 | 0 | 0 | -2.7606 | 1.4822 | 0 | 0 | -3.9937 | 2.3284 | 0 | -0.61732 | -1.2784 | -1.6653
10 | 4 | 15 | 0 | -3.1014 | 1.6785 | 0 | 0 | -7.4075 | 4.545 | 0 | 0 | -10.7161 | 7.0787 | 0 | -1.4229 | -2.8625 | -3.6374
10 | 4 | 16 | 0 | -5.103 | 3.0241 | 0 | 0 | -12.1881 | 8.155 | 0 | 0 | -17.632 | 12.6732 | 0 | -2.0789 | -4.0331 | -4.9588
10 | 4 | 17 | 0 | -5.7807 | 3.4965 | 0 | 0 | -13.8066 | 9.4225 | 0 | 0 | -19.9735 | 14.6376 | 0 | -2.2841 | -4.3842 | -5.3359
10 | 4 | 18 | 0 | -6.4218 | 3.946 | 0 | 0 | -15.338 | 10.6293 | 0 | 0 | -22.1888 | 16.5087 | 0 | -2.4758 | -4.7087 | -5.6801
10 | 4 | 19 | 0 | -7.1051 | 4.4558 | 0 | 0 | -16.9699 | 11.9966 | 0 | 0 | -24.5496 | 18.6274 | 0 | -2.6493 | -4.9732 | -5.9222
10 | 4 | 20 | 0 | -7.5636 | 4.8099 | 0 | 0 | -18.0651 | 12.9475 | 0 | 0 | -26.134 | 20.1017 | 0 | -2.7537 | -5.1176 | -6.0323
10 | 4 | 21 | 0 | -8.0651 | 5.1962 | 0 | 0 | -19.2628 | 13.9836 | 0 | 0 | -27.8666 | 21.707 | 0 | -2.8688 | -5.2792 | -6.1596
10 | 4 | 22 | 0 | -8.5728 | 5.6042 | 0 | 0 | -20.4754 | 15.0774 | 0 | 0 | -29.6209 | 23.4017 | 0 | -2.9686 | -5.3979 | -6.2192
10 | 4 | 23 | 0 | -8.2687 | 5.3457 | 0 | 0 | -19.7491 | 14.3848 | 0 | 0 | -28.5702 | 22.3291 | 0 | -2.9231 | -5.3643 | -6.2411
10 | 5 | 0 | 0 | -7.9602 | 5.099 | 0 | 0 | -19.0122 | 13.7242 | 0 | 0 | -27.5042 | 21.3063 | 0 | -2.8612 | -5.288 | -6.1979
10 | 5 | 1 | 0 | -7.6686 | 4.8975 | 0 | 0 | -18.3159 | 13.1842 | 0 | 0 | -26.4968 | 20.47 | 0 | -2.7711 | -5.1317 | -6.0268
10 | 5 | 2 | 0 | -7.5098 | 4.7878 | 0 | 0 | -17.9365 | 12.8925 | 0 | 0 | -25.9479 | 20.0201 | 0 | -2.722 | -5.044 | -5.9278
10 | 5 | 3 | 0 | -7.313 | 4.6684 | 0 | 0 | -17.4665 | 12.575 | 0 | 0 | -25.268 | 19.5304 | 0 | -2.6446 | -4.8914 | -5.7376
10 | 5 | 4 | 0 | -7.106 | 4.5894 | 0 | 0 | -16.9722 | 12.3659 | 0 | 0 | -24.553 | 19.2087 | 0 | -2.5166 | -4.6063 | -5.3443
10 | 5 | 5 | 0 | -7.2831 | 4.7169 | 0 | 0 | -17.3952 | 12.7082 | 0 | 0 | -25.1649 | 19.7394 | 0 | -2.5663 | -4.687 | -5.4255
10 | 5 | 6 | 0 | -7.4119 | 4.8001 | 0 | 0 | -17.7027 | 12.9318 | 0 | 0 | -25.6098 | 20.0864 | 0 | -2.6118 | -4.7709 | -5.5234
10 | 5 | 7 | 0 | -7.5939 | 4.9607 | 0 | 0 | -18.1374 | 13.3634 | 0 | 0 | -26.2386 | 20.7557 | 0 | -2.6332 | -4.774 | -5.4829
10 | 5 | 8 | 0 | -7.283 | 4.7141 | 0 | 0 | -17.3947 | 12.7011 | 0 | 0 | -25.1642 | 19.7289 | 0 | -2.5689 | -4.6936 | -5.4353
10 | 5 | 9 | 0 | -6.9291 | 4.4695 | 0 | 0 | -16.5497 | 12.0447 | 0 | 0 | -23.9417 | 18.7114 | 0 | -2.4596 | -4.5049 | -5.2303
10 | 5 | 10 | 0 | -6.6407 | 4.2726 | 0 | 0 | -15.8607 | 11.5162 | 0 | 0 | -22.945 | 17.8921 | 0 | -2.3681 | -4.3445 | -5.0529
10 | 5 | 11 | 0 | -7.2761 | 4.7675 | 0 | 0 | -17.3783 | 12.8449 | 0 | 0 | -25.1405 | 19.9522 | 0 | -2.5086 | -4.5334 | -5.1883
10 | 5 | 12 | 0 | -7.9562 | 5.3353 | 0 | 0 | -19.0027 | 14.37 | 0 | 0 | -27.4905 | 22.3171 | 0 | -2.6209 | -4.6327 | -5.1734
10 | 5 | 13 | 0 | -8.6378 | 5.8744 | 0 | 0 | -20.6308 | 15.8172 | 0 | 0 | -29.8457 | 24.5606 | 0 | -2.7634 | -4.8136 | -5.2852
10 | 5 | 14 | 0 | -11.1157 | 7.9514 | 0 | 0 | -26.5489 | 21.3905 | 0 | 0 | -38.4072 | 33.1988 | 0 | -3.1643 | -5.1584 | -5.2084
10 | 5 | 15 | 0 | -13.6013 | 10.2317 | 0 | 0 | -32.4857 | 27.5098 | 0 | 0 | -46.9957 | 42.6837 | 0 | -3.3697 | -4.9758 | -4.312
10 | 5 | 16 | 0 | -16.1207 | 12.7312 | 0 | 0 | -38.5029 | 34.2163 | 0 | 0 | -55.7006 | 53.0777 | 0 | -3.3895 | -4.2866 | -2.6229
10 | 5 | 17 | 0 | -17.1832 | 13.8714 | 0 | 0 | -41.0407 | 37.2743 | 0 | 0 | -59.3719 | 57.8159 | 0 | -3.3118 | -3.7664 | -1.556
10 | 5 | 18 | 0 | -18.2513 | 14.9168 | 0 | 0 | -43.5916 | 40.0765 | 0 | 0 | -63.0622 | 62.1566 | 0 | -3.3344 | -3.5151 | -0.90565
10 | 5 | 19 | 0 | -19.3093 | 16.1075 | 0 | 0 | -46.1186 | 43.2688 | 0 | 0 | -66.7178 | 67.1022 | 0 | -3.2018 | -2.8497 | 0.3844
10 | 5 | 20 | 0 | -20.0329 | 16.9251 | 0 | 0 | -47.8469 | 45.4615 | 0 | 0 | -69.2182 | 70.4996 | 0 | -3.1078 | -2.3855 | 1.2814
10 | 5 | 21 | 0 | -20.7645 | 17.7629 | 0 | 0 | -49.5943 | 47.7078 | 0 | 0 | -71.746 | 73.9797 | 0 | -3.0016 | -1.8865 | 2.2337
10 | 5 | 22 | 0 | -21.4887 | 18.6016 | 0 | 0 | -51.3241 | 49.9567 | 0 | 0 | -74.2484 | 77.464 | 0 | -2.8872 | -1.3674 | 3.2156
10 | 5 | 23 | 0 | -21.4667 | 18.4773 | 0 | 0 | -51.2715 | 49.6176 | 0 | 0 | -74.1724 | 76.9338 | 0 | -2.9894 | -1.6539 | 2.7614
10 | 6 | 0 | 0 | -21.4315 | 18.4449 | 0 | 0 | -51.1875 | 49.5289 | 0 | 0 | -74.0508 | 76.7948 | 0 | -2.9866 | -1.6586 | 2.744
10 | 6 | 1 | 0 | -21.4161 | 18.3165 | 0 | 0 | -51.1507 | 49.1809 | 0 | 0 | -73.9976 | 76.2524 | 0 | -3.0996 | -1.9698 | 2.2548
10 | 6 | 2 | 0 | -19.8069 | 16.5078 | 0 | 0 | -47.3073 | 44.3368 | 0 | 0 | -68.4375 | 68.7524 | 0 | -3.2992 | -2.9705 | 0.31492
10 | 6 | 3 | 0 | -18.24 | 14.7793 | 0 | 0 | -43.5648 | 39.7056 | 0 | 0 | -63.0234 | 61.5802 | 0 | -3.4607 | -3.8592 | -1.4432
10 | 6 | 4 | 0 | -16.6335 | 13.1392 | 0 | 0 | -39.7277 | 35.3124 | 0 | 0 | -57.4724 | 54.7776 | 0 | -3.4943 | -4.4153 | -2.6948
10 | 6 | 5 | 0 | -14.5064 | 10.9849 | 0 | 0 | -34.6472 | 29.5329 | 0 | 0 | -50.1227 | 45.8209 | 0 | -3.5214 | -5.1143 | -4.3019
10 | 6 | 6 | 0 | -12.3853 | 8.9766 | 0 | 0 | -29.5813 | 24.1463 | 0 | 0 | -42.7941 | 37.474 | 0 | -3.4087 | -5.435 | -5.3201
10 | 6 | 7 | 0 | -10.2399 | 7.1601 | 0 | 0 | -24.4573 | 19.2727 | 0 | 0 | -35.3813 | 29.9209 | 0 | -3.0798 | -5.1845 | -5.4604
10 | 6 | 8 | 0 | -9.4213 | 6.4542 | 0 | 0 | -22.5021 | 17.3765 | 0 | 0 | -32.5528 | 26.9804 | 0 | -2.9672 | -5.1255 | -5.5724
10 | 6 | 9 | 0 | -8.5561 | 5.7082 | 0 | 0 | -20.4355 | 15.372 | 0 | 0 | -29.5632 | 23.8712 | 0 | -2.8479 | -5.0635 | -5.692
10 | 6 | 10 | 0 | -7.7292 | 5.0692 | 0 | 0 | -18.4606 | 13.6554 | 0 | 0 | -26.7062 | 21.2091 | 0 | -2.66 | -4.8052 | -5.4971
10 | 6 | 11 | 0 | -8.2999 | 5.5379 | 0 | 0 | -19.8237 | 14.9137 | 0 | 0 | -28.6781 | 23.16 | 0 | -2.7621 | -4.9099 | -5.5181
10 | 6 | 12 | 0 | -8.8717 | 6.0311 | 0 | 0 | -21.1892 | 16.238 | 0 | 0 | -30.6536 | 25.2131 | 0 | -2.8406 | -4.9513 | -5.4405
10 | 6 | 13 | 0 | -9.4917 | 6.5334 | 0 | 0 | -22.6701 | 17.5861 | 0 | 0 | -32.7959 | 27.3028 | 0 | -2.9583 | -5.084 | -5.4931
10 | 6 | 14 | 0 | -11.2717 | 8.0954 | 0 | 0 | -26.9216 | 21.7814 | 0 | 0 | -38.9464 | 33.8086 | 0 | -3.1764 | -5.1402 | -5.1378
10 | 6 | 15 | 0 | -13.0556 | 9.7832 | 0 | 0 | -31.1823 | 26.3145 | 0 | 0 | -45.1102 | 40.8377 | 0 | -3.2724 | -4.8678 | -4.2725
10 | 6 | 16 | 0 | -14.884 | 11.6388 | 0 | 0 | -35.5491 | 31.2979 | 0 | 0 | -51.4274 | 48.5651 | 0 | -3.2451 | -4.2512 | -2.8623
10 | 6 | 17 | 0 | -15.609 | 12.3044 | 0 | 0 | -37.2809 | 33.087 | 0 | 0 | -53.9327 | 51.3407 | 0 | -3.3046 | -4.1938 | -2.592
10 | 6 | 18 | 0 | -16.3598 | 13.0543 | 0 | 0 | -39.074 | 35.1005 | 0 | 0 | -56.5267 | 54.4625 | 0 | -3.3055 | -3.9735 | -2.0642
10 | 6 | 19 | 0 | -17.1198 | 13.8819 | 0 | 0 | -40.8892 | 37.3231 | 0 | 0 | -59.1527 | 57.9089 | 0 | -3.2379 | -3.566 | -1.2437
10 | 6 | 20 | 0 | -17.0074 | 13.7407 | 0 | 0 | -40.6207 | 36.9414 | 0 | 0 | -58.7643 | 57.3149 | 0 | -3.2666 | -3.6793 | -1.4494
10 | 6 | 21 | 0 | -16.9265 | 13.5897 | 0 | 0 | -40.4276 | 36.5335 | 0 | 0 | -58.4849 | 56.6804 | 0 | -3.3368 | -3.8941 | -1.8046
10 | 6 | 22 | 0 | -16.8054 | 13.4065 | 0 | 0 | -40.1383 | 36.0404 | 0 | 0 | -58.0664 | 55.9149 | 0 | -3.3989 | -4.0979 | -2.1514
10 | 6 | 23 | 0 | -16.481 | 13.0944 | 0 | 0 | -39.3635 | 35.2007 | 0 | 0 | -56.9456 | 54.6115 | 0 | -3.3866 | -4.1628 | -2.3341
10 | 7 | 0 | 0 | -16.1542 | 12.7791 | 0 | 0 | -38.5831 | 34.3525 | 0 | 0 | -55.8166 | 53.2951 | 0 | -3.3751 | -4.2306 | -2.5215
10 | 7 | 1 | 0 | -15.83 | 12.3527 | 0 | 0 | -37.8085 | 33.2061 | 0 | 0 | -54.6961 | 51.5165 | 0 | -3.4773 | -4.6025 | -3.1796
10 | 7 | 2 | 0 | -14.9208 | 11.4453 | 0 | 0 | -35.6371 | 30.7717 | 0 | 0 | -51.5547 | 47.7437 | 0 | -3.4754 | -4.8653 | -3.811
10 | 7 | 3 | 0 | -14.0479 | 10.6139 | 0 | 0 | -33.5523 | 28.5393 | 0 | 0 | -48.5387 | 44.2825 | 0 | -3.434 | -5.0129 | -4.2562
10 | 7 | 4 | 0 | -13.1387 | 9.7529 | 0 | 0 | -31.3806 | 26.2303 | 0 | 0 | -45.397 | 40.7048 | 0 | -3.3857 | -5.1503 | -4.6922
10 | 7 | 5 | 0 | -11.6784 | 8.346 | 0 | 0 | -27.893 | 22.4525 | 0 | 0 | -40.3516 | 34.8473 | 0 | -3.3324 | -5.4405 | -5.5043
10 | 7 | 6 | 0 | -10.2745 | 7.1009 | 0 | 0 | -24.5399 | 19.1089 | 0 | 0 | -35.5008 | 29.663 | 0 | -3.1737 | -5.431 | -5.8378
10 | 7 | 7 | 0 | -8.822 | 5.8986 | 0 | 0 | -21.0705 | 15.8815 | 0 | 0 | -30.4819 | 24.6597 | 0 | -2.9234 | -5.1891 | -5.8221
10 | 7 | 8 | 0 | -8.3982 | 5.5568 | 0 | 0 | -20.0585 | 14.9612 | 0 | 0 | -29.0178 | 23.2308 | 0 | -2.8414 | -5.0973 | -5.7871
10 | 7 | 9 | 0 | -7.9725 | 5.206 | 0 | 0 | -19.0416 | 14.0165 | 0 | 0 | -27.5467 | 21.7637 | 0 | -2.7665 | -5.0251 | -5.783
10 | 7 | 10 | 0 | -7.5042 | 4.8403 | 0 | 0 | -17.9232 | 13.0323 | 0 | 0 | -25.9287 | 20.236 | 0 | -2.6639 | -4.8908 | -5.6927
10 | 7 | 11 | 0 | -7.7466 | 5.044 | 0 | 0 | -18.5022 | 13.5827 | 0 | 0 | -26.7664 | 21.0921 | 0 | -2.7026 | -4.9195 | -5.6743
10 | 7 | 12 | 0 | -7.9795 | 5.2841 | 0 | 0 | -19.0583 | 14.2308 | 0 | 0 | -27.5708 | 22.0998 | 0 | -2.6954 | -4.8275 | -5.471
10 | 7 | 13 | -4.4868e-08 | -8.1648 | 5.4347 | 1.1395e-08 | -1.3312e-07 | -19.5008 | 14.6384 | 3.3808e-08 | -2.2433e-07 | -28.2111 | 22.7344 | 5.6972e-08 | -2.73 | -4.8624 | -5.4767
10 | 7 | 14 | -0.03888 | -9.5618 | 6.5743 | 0.012905 | -0.11536 | -22.8375 | 17.6944 | 0.038289 | -0.19439 | -33.0381 | 27.4693 | 0.06508 | -3.0135 | -5.2203 | -5.6981
10 | 7 | 15 | -0.076372 | -10.9434 | 7.7128 | 0.026537 | -0.2266 | -26.1375 | 20.7469 | 0.078735 | -0.38184 | -37.8121 | 32.1984 | 0.13382 | -3.2805 | -5.5385 | -5.8617
10 | 7 | 16 | -0.11386 | -12.3291 | 8.9649 | 0.041358 | -0.33783 | -29.447 | 24.1046 | 0.12271 | -0.5693 | -42.5998 | 37.4008 | 0.20857 | -3.4367 | -5.5575 | -5.5597
10 | 7 | 17 | -0.11248 | -13.5054 | 10.0529 | 0.040854 | -0.33371 | -32.2566 | 27.0264 | 0.12121 | -0.56235 | -46.6644 | 41.9313 | 0.20602 | -3.5242 | -5.4427 | -5.0893
10 | 7 | 18 | -0.11248 | -14.6378 | 11.1304 | 0.040854 | -0.33371 | -34.9612 | 29.92 | 0.12121 | -0.56235 | -50.5769 | 46.418 | 0.20602 | -3.579 | -5.2537 | -4.5152
10 | 7 | 19 | -0.11109 | -15.8111 | 12.4079 | 0.039764 | -0.32959 | -37.7636 | 33.351 | 0.11798 | -0.55541 | -54.631 | 51.7382 | 0.20053 | -3.4745 | -4.6242 | -3.2477
10 | 7 | 20 | -0.12497 | -16.9848 | 13.5873 | 0.045393 | -0.37079 | -40.5668 | 36.5141 | 0.13468 | -0.62484 | -58.6864 | 56.6397 | 0.22891 | -3.4771 | -4.2888 | -2.4426
10 | 7 | 21 | -0.14025 | -18.151 | 14.748 | 0.052427 | -0.41611 | -43.3522 | 39.6281 | 0.15555 | -0.70121 | -62.7159 | 61.4654 | 0.26438 | -3.4908 | -3.9847 | -1.6873
10 | 7 | 22 | -0.15413 | -19.3072 | 16.0157 | 0.058437 | -0.45731 | -46.1136 | 43.0269 | 0.17338 | -0.77063 | -66.7106 | 66.7308 | 0.29469 | -3.3872 | -3.3706 | -0.4557
10 | 7 | 23 | -0.1583 | -19.8869 | 16.6879 | 0.060017 | -0.46967 | -47.4983 | 44.8304 | 0.17807 | -0.79146 | -68.7138 | 69.526 | 0.30266 | -3.2973 | -2.9594 | 0.32346
10 | 8 | 0 | -0.16246 | -20.5167 | 17.4219 | 0.061596 | -0.48203 | -49.0025 | 46.7988 | 0.18275 | -0.81229 | -70.89 | 72.5758 | 0.31062 | -3.1957 | -2.503 | 1.1841
10 | 8 | 1 | -0.16663 | -21.1346 | 18.1854 | 0.063175 | -0.49439 | -50.4781 | 48.8492 | 0.18744 | -0.83312 | -73.0247 | 75.7552 | 0.31859 | -3.0526 | -1.9359 | 2.216
10 | 8 | 2 | -0.13469 | -20.1374 | 17.0147 | 0.049636 | -0.39963 | -48.0966 | 45.7034 | 0.14727 | -0.67344 | -69.5794 | 70.8758 | 0.25031 | -3.2078 | -2.6456 | 0.87329
10 | 8 | 3 | -0.10414 | -19.0994 | 15.7363 | 0.037279 | -0.30899 | -45.6174 | 42.2737 | 0.1106 | -0.5207 | -65.9929 | 65.5607 | 0.18799 | -3.43 | -3.5421 | -0.7649
10 | 8 | 4 | -0.072206 | -18.1031 | 14.6303 | 0.025089 | -0.21424 | -43.2377 | 39.3039 | 0.07444 | -0.36102 | -62.5501 | 60.956 | 0.12652 | -3.5199 | -4.0736 | -1.8286
10 | 8 | 5 | -0.052766 | -16.6191 | 13.0933 | 0.017786 | -0.15656 | -39.6934 | 35.1823 | 0.052771 | -0.26382 | -57.4228 | 54.5701 | 0.089695 | -3.5608 | -4.6149 | -3.0268
10 | 8 | 6 | -0.033326 | -15.0825 | 11.4954 | 0.011062 | -0.098878 | -36.0233 | 30.8955 | 0.032819 | -0.16662 | -52.1134 | 47.9268 | 0.055783 | -3.6094 | -5.1938 | -4.2975
10 | 8 | 7 | -0.013886 | -13.6013 | 10.0642 | 0.004467 | -0.041199 | -32.4857 | 27.0557 | 0.013254 | -0.069427 | -46.9957 | 41.9758 | 0.022527 | -3.5465 | -5.4579 | -5.0668
10 | 8 | 8 | -0.016663 | -13.2269 | 9.7398 | 0.0054453 | -0.049439 | -31.5914 | 26.1837 | 0.016156 | -0.083312 | -45.7019 | 40.6231 | 0.02746 | -3.4984 | -5.441 | -5.1347
10 | 8 | 9 | -0.01944 | -12.8451 | 9.3489 | 0.0063529 | -0.057679 | -30.6795 | 25.1344 | 0.018849 | -0.097197 | -44.3827 | 38.9966 | 0.032037 | -3.5093 | -5.5838 | -5.4513
10 | 8 | 10 | -0.022217 | -12.516 | 9.0679 | 0.0072604 | -0.065919 | -29.8933 | 24.3781 | 0.021542 | -0.11108 | -43.2455 | 37.8225 | 0.036614 | -3.4631 | -5.5596 | -5.4975
10 | 8 | 11 | -0.043046 | -13.0812 | 9.5517 | 0.01451 | -0.12772 | -31.2434 | 25.6774 | 0.04305 | -0.21522 | -45.1985 | 39.8372 | 0.073172 | -3.5581 | -5.6506 | -5.5034
10 | 8 | 12 | -0.065263 | -13.6498 | 10.1052 | 0.022337 | -0.19364 | -32.6015 | 27.1616 | 0.066274 | -0.3263 | -47.1633 | 42.1366 | 0.11264 | -3.5876 | -5.5673 | -5.2404
10 | 8 | 13 | -0.089486 | -14.2179 | 10.6685 | 0.031727 | -0.2655 | -33.9583 | 28.6722 | 0.094133 | -0.44741 | -49.1261 | 44.4771 | 0.16006 | -3.6072 | -5.4575 | -4.9364
10 | 8 | 14 | -0.17973 | -15.3799 | 11.8383 | 0.068151 | -0.53325 | -36.7336 | 31.8135 | 0.2022 | -0.89861 | -53.141 | 49.3476 | 0.34497 | -3.6532 | -5.2512 | -4.347
10 | 8 | 15 | -0.26658 | -16.5359 | 13.0112 | 0.10536 | -0.79093 | -39.4946 | 34.962 | 0.31261 | -1.3328 | -57.1352 | 54.2287 | 0.53385 | -3.6859 | -5.0109 | -3.7055
10 | 8 | 16 | -0.35682 | -17.7382 | 14.2673 | 0.14618 | -1.0587 | -42.3662 | 38.3324 | 0.43372 | -1.784 | -61.2895 | 59.4523 | 0.74107 | -3.6815 | -4.6588 | -2.8801
10 | 8 | 17 | -0.35666 | -17.8311 | 14.4242 | 0.14557 | -1.0582 | -42.588 | 38.7568 | 0.43189 | -1.7832 | -61.6103 | 60.1131 | 0.73811 | -3.6179 | -4.4575 | -2.5424
10 | 8 | 18 | -0.35512 | -17.9437 | 14.5925 | 0.14535 | -1.0536 | -42.857 | 39.2133 | 0.43125 | -1.7755 | -61.9994 | 60.8247 | 0.73716 | -3.561 | -4.266 | -2.2131
10 | 8 | 19 | -0.35836 | -18.0471 | 14.7054 | 0.14768 | -1.0632 | -43.1039 | 39.519 | 0.43816 | -1.7917 | -62.3567 | 61.3008 | 0.74919 | -3.5524 | -4.21 | -2.0984
10 | 8 | 20 | -0.33707 | -17.8844 | 14.5773 | 0.13776 | -1.0001 | -42.7155 | 39.1784 | 0.40873 | -1.6853 | -61.7947 | 60.7754 | 0.69889 | -3.5065 | -4.1284 | -2.0057
10 | 8 | 21 | -0.31439 | -17.7699 | 14.4872 | 0.128 | -0.93279 | -42.4419 | 38.9383 | 0.37977 | -1.5719 | -61.399 | 60.4047 | 0.64944 | -3.4691 | -4.0566 | -1.9167
10 | 8 | 22 | -0.28971 | -17.603 | 14.3439 | 0.1174 | -0.85956 | -42.0434 | 38.5556 | 0.34833 | -1.4485 | -60.8224 | 59.813 | 0.59572 | -3.4314 | -3.9991 | -1.8622
10 | 8 | 23 | -0.26302 | -17.2841 | 13.9835 | 0.10494 | -0.78038 | -41.2817 | 37.5866 | 0.31134 | -1.315 | -59.7205 | 58.3094 | 0.53244 | -3.4587 | -4.1641 | -2.1937
10 | 9 | 0 | -0.23155 | -17.0121 | 13.6139 | 0.090881 | -0.68701 | -40.632 | 36.5938 | 0.26964 | -1.1577 | -58.7806 | 56.77 | 0.4611 | -3.5388 | -4.4555 | -2.7073
10 | 9 | 1 | -0.20486 | -16.6898 | 13.2739 | 0.080317 | -0.60783 | -39.8621 | 35.6799 | 0.2383 | -1.0243 | -57.6669 | 55.3524 | 0.40748 | -3.5404 | -4.5517 | -2.9314
10 | 9 | 2 | -0.15504 | -15.6604 | 12.2195 | 0.0593 | -0.46 | -37.4036 | 32.85 | 0.17594 | -0.77516 | -54.1102 | 50.9657 | 0.3007 | -3.5367 | -4.8376 | -3.619
10 | 9 | 3 | -0.10321 | -14.6181 | 11.2051 | 0.03799 | -0.30622 | -34.9141 | 30.1301 | 0.11272 | -0.51602 | -50.5089 | 46.7518 | 0.19239 | -3.4783 | -4.9776 | -4.0807
10 | 9 | 4 | -0.053383 | -13.5476 | 10.1367 | 0.018212 | -0.15839 | -32.3574 | 27.2639 | 0.054035 | -0.2669 | -46.8102 | 42.31 | 0.091909 | -3.4461 | -5.1979 | -4.6751
10 | 9 | 5 | -0.03888 | -12.1955 | 8.9117 | 0.012905 | -0.11536 | -29.128 | 23.9773 | 0.038289 | -0.19439 | -42.1383 | 37.2163 | 0.06508 | -3.3098 | -5.2278 | -5.0513
10 | 9 | 6 | -0.027772 | -10.8487 | 7.7374 | 0.0090755 | -0.082398 | -25.9113 | 20.8269 | 0.026927 | -0.13885 | -37.4848 | 32.3342 | 0.045767 | -3.13 | -5.1398 | -5.2437
10 | 9 | 7 | -0.016663 | -9.5078 | 6.6182 | 0.0054453 | -0.049439 | -22.7086 | 17.8231 | 0.016156 | -0.083312 | -32.8516 | 27.6782 | 0.02746 | -2.9008 | -4.9187 | -5.2292
10 | 9 | 8 | 0 | -7.6951 | 5.1812 | 0 | 0 | -18.379 | 13.9657 | 0 | 0 | -26.5882 | 21.6981 | 0 | -2.5138 | -4.4133 | -4.8901
10 | 9 | 9 | 0 | -5.9129 | 3.8727 | 0 | 0 | -14.1224 | 10.4475 | 0 | 0 | -20.4304 | 16.2395 | 0 | -2.0402 | -3.6749 | -4.1908
10 | 9 | 10 | 0 | -4.4826 | 2.86 | 0 | 0 | -10.7064 | 7.7212 | 0 | 0 | -15.4885 | 12.0065 | 0 | -1.6226 | -2.9851 | -3.4819
10 | 9 | 11 | 0 | -3.7557 | 2.37 | 0 | 0 | -8.9702 | 6.4078 | 0 | 0 | -12.9768 | 9.9719 | 0 | -1.3857 | -2.5624 | -3.0049
10 | 9 | 12 | 0 | -3.0642 | 1.8978 | 0 | 0 | -7.3185 | 5.1453 | 0 | 0 | -10.5874 | 8.0191 | 0 | -1.1664 | -2.1732 | -2.5683
10 | 9 | 13 | 0 | -2.4487 | 1.521 | 0 | 0 | -5.8486 | 4.1377 | 0 | 0 | -8.4609 | 6.4602 | 0 | -0.92776 | -1.7109 | -2.0006
10 | 9 | 14 | 0 | -3.389 | 2.0626 | 0 | 0 | -8.0944 | 5.5974 | 0 | 0 | -11.7098 | 8.7278 | 0 | -1.3264 | -2.497 | -2.982
10 | 9 | 15 | 0 | -4.3575 | 2.6744 | 0 | 0 | -10.4076 | 7.2388 | 0 | 0 | -15.0563 | 11.2719 | 0 | -1.6832 | -3.1688 | -3.7844
10 | 9 | 16 | 0 | -5.3599 | 3.3562 | 0 | 0 | -12.8016 | 9.0681 | 0 | 0 | -18.5195 | 14.1068 | 0 | -2.0036 | -3.7335 | -4.4127
10 | 9 | 17 | 0 | -5.695 | 3.5817 | 0 | 0 | -13.6021 | 9.674 | 0 | 0 | -19.6775 | 15.0465 | 0 | -2.1133 | -3.9281 | -4.631
10 | 9 | 18 | 0 | -5.9923 | 3.7871 | 0 | 0 | -14.312 | 10.2257 | 0 | 0 | -20.7047 | 15.9022 | 0 | -2.2052 | -4.0864 | -4.8025
10 | 9 | 19 | 0 | -6.3188 | 4.035 | 0 | 0 | -15.092 | 10.8918 | 0 | 0 | -21.833 | 16.9352 | 0 | -2.2838 | -4.2002 | -4.8978
10 | 9 | 20 | 0 | -6.503 | 4.1803 | 0 | 0 | -15.5318 | 11.2828 | 0 | 0 | -22.4692 | 17.5422 | 0 | -2.3226 | -4.249 | -4.927
10 | 9 | 21 | 0 | -6.6347 | 4.2789 | 0 | 0 | -15.8465 | 11.548 | 0 | 0 | -22.9244 | 17.9537 | 0 | -2.3558 | -4.2985 | -4.9707
10 | 9 | 22 | 0 | -6.7634 | 4.378 | 0 | 0 | -16.1538 | 11.8149 | 0 | 0 | -23.369 | 18.3682 | 0 | -2.3853 | -4.3389 | -5.0008
10 | 9 | 23 | 0 | -7.2278 | 4.7792 | 0 | 0 | -17.2631 | 12.8944 | 0 | 0 | -24.9738 | 20.044 | 0 | -2.4487 | -4.3687 | -4.9299
10 | 10 | 0 | 0 | -7.6387 | 5.1011 | 0 | 0 | -18.2445 | 13.7613 | 0 | 0 | -26.3935 | 21.3902 | 0 | -2.5377 | -4.4832 | -5.0033
10 | 10 | 1 | -0.006943 | -8.0484 | 5.4744 | 0.0022335 | -0.0206 | -19.2229 | 14.7666 | 0.0066268 | -0.034713 | -27.8089 | 22.9513 | 0.011263 | -2.5786 | -4.4702 | -4.8811
10 | 10 | 2 | -0.0097201 | -7.3448 | 4.9535 | 0.0031269 | -0.028839 | -17.5424 | 13.3703 | 0.0092775 | -0.048599 | -25.3778 | 20.7882 | 0.015769 | -2.3978 | -4.1917 | -4.6224
10 | 10 | 3 | -0.012497 | -6.5961 | 4.4683 | 0.0040203 | -0.037079 | -15.7542 | 12.0695 | 0.011928 | -0.062484 | -22.791 | 18.7733 | 0.020274 | -2.1363 | -3.7098 | -4.0598
10 | 10 | 4 | -0.015274 | -5.8942 | 4.0129 | 0.0049916 | -0.045319 | -14.0779 | 10.8486 | 0.01481 | -0.076369 | -20.3659 | 16.8819 | 0.025172 | -1.8916 | -3.2597 | -3.5352
10 | 10 | 5 | -0.011109 | -5.3687 | 3.7127 | 0.0035736 | -0.032959 | -12.8226 | 10.036 | 0.010603 | -0.055541 | -18.55 | 15.6164 | 0.018021 | -1.6635 | -2.809 | -2.9711
10 | 10 | 6 | -0.0055544 | -5.0873 | 3.5469 | 0.0017868 | -0.01648 | -12.1506 | 9.5868 | 0.0053014 | -0.027771 | -17.5777 | 14.9166 | 0.0090107 | -1.5442 | -2.575 | -2.6799
10 | 10 | 7 | -0.0013886 | -4.8857 | 3.4405 | 0.00044671 | -0.00412 | -11.6692 | 9.3 | 0.0013254 | -0.0069429 | -16.8814 | 14.4712 | 0.0022527 | -1.4462 | -2.372 | -2.4149
10 | 10 | 8 | -0.0013886 | -6.4559 | 4.5036 | 0.00044671 | -0.00412 | -15.4194 | 12.1524 | 0.0013254 | -0.0069429 | -22.3067 | 18.8918 | 0.0022527 | -1.9533 | -3.2698 | -3.4196
10 | 10 | 9 | -0.0027772 | -8.0768 | 5.662 | 0.00089341 | -0.00824 | -19.2908 | 15.2591 | 0.0026507 | -0.013885 | -27.9072 | 23.7057 | 0.0045054 | -2.4167 | -4.0373 | -4.2109
10 | 10 | 10 | -0.0027772 | -9.7391 | 6.9627 | 0.00089341 | -0.00824 | -23.261 | 18.7461 | 0.0026507 | -0.013885 | -33.6507 | 29.1073 | 0.0045054 | -2.7783 | -4.5205 | -4.5527
10 | 10 | 11 | -0.020829 | -10.2783 | 7.3919 | 0.0068067 | -0.061799 | -24.5489 | 19.8997 | 0.020195 | -0.10414 | -35.5139 | 30.897 | 0.034326 | -2.9005 | -4.6908 | -4.6867
10 | 10 | 12 | -0.037492 | -10.8716 | 7.8185 | 0.012444 | -0.11124 | -25.966 | 21.0388 | 0.036922 | -0.18745 | -37.5639 | 32.6578 | 0.062755 | -3.0782 | -5.0015 | -5.0308
10 | 10 | 13 | -0.055543 | -11.5497 | 8.3634 | 0.018722 | -0.1648 | -27.5855 | 22.4954 | 0.055549 | -0.27771 | -39.9068 | 34.9108 | 0.094415 | -3.2231 | -5.1993 | -5.1793
10 | 10 | 14 | -0.065263 | -12.4762 | 9.1756 | 0.022337 | -0.19364 | -29.7983 | 24.6728 | 0.066274 | -0.3263 | -43.108 | 38.2839 | 0.11264 | -3.3435 | -5.2529 | -5.0378
10 | 10 | 15 | -0.074984 | -13.4561 | 10.0945 | 0.026054 | -0.22248 | -32.1389 | 27.1408 | 0.077303 | -0.3749 | -46.494 | 42.1107 | 0.13139 | -3.4105 | -5.1433 | -4.6268
10 | 10 | 16 | -0.084704 | -14.4744 | 11.038 | 0.029875 | -0.25131 | -34.5709 | 29.6764 | 0.088639 | -0.4235 | -50.0123 | 46.0441 | 0.15066 | -3.4912 | -5.0572 | -4.241
10 | 10 | 17 | -0.087481 | -15.1085 | 11.6685 | 0.030854 | -0.25955 | -36.0854 | 31.3639 | 0.091545 | -0.43739 | -52.2033 | 48.6561 | 0.1556 | -3.4967 | -4.8895 | -3.829
10 | 10 | 18 | -0.088869 | -15.7736 | 12.2317 | 0.031344 | -0.26367 | -37.6739 | 32.872 | 0.092998 | -0.44433 | -54.5013 | 50.9907 | 0.15807 | -3.5994 | -4.9726 | -3.7969
10 | 10 | 19 | -0.091647 | -16.4404 | 12.906 | 0.032324 | -0.27191 | -39.2667 | 34.6769 | 0.095904 | -0.45821 | -56.8055 | 53.7845 | 0.16301 | -3.5938 | -4.7657 | -3.3162
10 | 10 | 20 | -0.095812 | -17.2044 | 13.6767 | 0.033793 | -0.28427 | -41.0912 | 36.7432 | 0.10026 | -0.47904 | -59.445 | 56.9856 | 0.17042 | -3.5897 | -4.532 | -2.768
10 | 10 | 21 | -0.099978 | -17.9002 | 14.407 | 0.035787 | -0.29663 | -42.7532 | 38.7015 | 0.10618 | -0.49987 | -61.8492 | 60.0195 | 0.18047 | -3.5574 | -4.2421 | -2.1491
10 | 10 | 22 | -0.10414 | -18.6629 | 15.2543 | 0.037279 | -0.30899 | -44.5747 | 40.974 | 0.1106 | -0.5207 | -64.4844 | 63.5409 | 0.18799 | -3.4755 | -3.7991 | -1.2762
10 | 10 | 23 | -0.10276 | -18.5262 | 15.1306 | 0.036781 | -0.30487 | -44.2483 | 40.642 | 0.10913 | -0.51376 | -64.0122 | 63.0263 | 0.18549 | -3.4616 | -3.8021 | -1.3141
10 | 11 | 0 | -0.10137 | -18.3864 | 14.8971 | 0.036284 | -0.30075 | -43.9145 | 40.0155 | 0.10766 | -0.50681 | -63.5293 | 62.0555 | 0.18298 | -3.5545 | -4.092 | -1.7976
10 | 11 | 1 | -0.099978 | -18.252 | 14.779 | 0.035787 | -0.29663 | -43.5933 | 39.6981 | 0.10618 | -0.49987 | -63.0647 | 61.5628 | 0.18047 | -3.5371 | -4.0857 | -1.8212
10 | 11 | 2 | -0.097201 | -18.2147 | 14.7052 | 0.034283 | -0.28839 | -43.5044 | 39.497 | 0.10172 | -0.48598 | -62.936 | 61.2486 | 0.17289 | -3.5724 | -4.1941 | -2.0005
10 | 11 | 3 | -0.093035 | -18.1699 | 14.6464 | 0.032813 | -0.27603 | -43.3973 | 39.3373 | 0.097357 | -0.46516 | -62.781 | 60.9996 | 0.16548 | -3.5837 | -4.2387 | -2.0811
10 | 11 | 4 | -0.088869 | -18.0788 | 14.5275 | 0.031344 | -0.26367 | -43.1797 | 39.0155 | 0.092998 | -0.44433 | -62.4662 | 60.4984 | 0.15807 | -3.6088 | -4.3349 | -2.2541
10 | 11 | 5 | -0.080538 | -17.9831 | 14.4283 | 0.027984 | -0.23895 | -42.9512 | 38.7486 | 0.083029 | -0.40267 | -62.1357 | 60.0843 | 0.14112 | -3.6074 | -4.3585 | -2.313
10 | 11 | 6 | -0.073595 | -17.9399 | 14.3575 | 0.025572 | -0.21836 | -42.8481 | 38.5576 | 0.075871 | -0.36796 | -61.9865 | 59.7873 | 0.12896 | -3.6305 | -4.433 | -2.4382
10 | 11 | 7 | -0.066652 | -17.8582 | 14.2502 | 0.022812 | -0.19776 | -42.6529 | 38.2674 | 0.067684 | -0.33325 | -61.7042 | 59.3358 | 0.11504 | -3.6519 | -4.5156 | -2.5866
10 | 11 | 8 | -0.070818 | -17.7334 | 14.2229 | 0.024607 | -0.21012 | -42.3547 | 38.2016 | 0.073008 | -0.35407 | -61.2728 | 59.2398 | 0.12409 | -3.5567 | -4.2902 | -2.2629
10 | 11 | 9 | -0.074984 | -17.5858 | 14.1234 | 0.026054 | -0.22248 | -42.0021 | 37.9395 | 0.077303 | -0.3749 | -60.7627 | 58.838 | 0.13139 | -3.5113 | -4.2078 | -2.1683
10 | 11 | 10 | -0.077761 | -17.4508 | 13.9492 | 0.027019 | -0.23072 | -41.6797 | 37.4783 | 0.080166 | -0.38879 | -60.2963 | 58.128 | 0.13626 | -3.5523 | -4.352 | -2.4208
10 | 11 | 11 | -0.087481 | -17.212 | 13.7899 | 0.030854 | -0.25955 | -41.1095 | 37.0547 | 0.091545 | -0.43739 | -59.4714 | 57.4747 | 0.1556 | -3.4787 | -4.2228 | -2.2785
10 | 11 | 12 | -0.095812 | -17.0277 | 13.6718 | 0.033793 | -0.28427 | -40.6693 | 36.7398 | 0.10026 | -0.47904 | -58.8345 | 56.9883 | 0.17042 | -3.4179 | -4.1135 | -2.1549
10 | 11 | 13 | -0.10414 | -16.7773 | 13.3732 | 0.037279 | -0.30899 | -40.0712 | 35.9416 | 0.1106 | -0.5207 | -57.9694 | 55.7539 | 0.18799 | -3.4709 | -4.328 | -2.5482
10 | 11 | 14 | -0.1097 | -16.3096 | 12.9166 | 0.039267 | -0.32547 | -38.9541 | 34.7217 | 0.1165 | -0.54847 | -56.3533 | 53.8675 | 0.19802 | -3.4634 | -4.4414 | -2.8362
10 | 11 | 15 | -0.11525 | -15.7937 | 12.4932 | 0.041862 | -0.34195 | -37.722 | 33.5896 | 0.12421 | -0.57624 | -54.5709 | 52.1163 | 0.21111 | -3.3739 | -4.3502 | -2.8197
10 | 11 | 16 | -0.11942 | -15.3257 | 12.0379 | 0.043376 | -0.35431 | -36.6041 | 32.3715 | 0.12869 | -0.59707 | -52.9537 | 50.2311 | 0.21874 | -3.3638 | -4.4583 | -3.1008
10 | 11 | 17 | -0.12358 | -15.3935 | 12.0965 | 0.044889 | -0.36667 | -36.7662 | 32.5289 | 0.13318 | -0.61789 | -53.1881 | 50.4754 | 0.22637 | -3.3757 | -4.4707 | -3.1042
10 | 11 | 18 | -0.12636 | -15.5189 | 12.2681 | 0.046566 | -0.37491 | -37.0656 | 32.9893 | 0.13816 | -0.63178 | -53.6212 | 51.1891 | 0.23483 | -3.3306 | -4.313 | -2.829
10 | 11 | 19 | -0.12914 | -15.6331 | 12.3694 | 0.047589 | -0.38315 | -37.3383 | 33.2604 | 0.1412 | -0.64567 | -54.0159 | 51.6086 | 0.23999 | -3.3452 | -4.3199 | -2.8129
10 | 11 | 20 | -0.1222 | -15.2332 | 12.0092 | 0.044384 | -0.36255 | -36.3831 | 32.2941 | 0.13169 | -0.61095 | -52.634 | 50.1111 | 0.22383 | -3.3018 | -4.3199 | -2.91
10 | 11 | 21 | -0.11525 | -14.8531 | 11.5988 | 0.041862 | -0.34195 | -35.4754 | 31.1935 | 0.12421 | -0.57624 | -51.3208 | 48.4058 | 0.21111 | -3.3277 | -4.4997 | -3.2802
10 | 11 | 22 | -0.10692 | -14.4466 | 11.2116 | 0.038273 | -0.31723 | -34.5046 | 30.153 | 0.11355 | -0.53458 | -49.9164 | 46.7917 | 0.19301 | -3.3037 | -4.5553 | -3.4662
10 | 11 | 23 | -0.099978 | -13.9147 | 10.6839 | 0.035787 | -0.29663 | -33.2342 | 28.7367 | 0.10618 | -0.49987 | -48.0785 | 44.5965 | 0.18047 | -3.295 | -4.6879 | -3.8014
10 | 12 | 0 | -0.093035 | -13.3366 | 10.045 | 0.032813 | -0.27603 | -31.8535 | 27.0224 | 0.097357 | -0.46516 | -46.0811 | 41.9393 | 0.16548 | -3.3519 | -5.0098 | -4.4414
10 | 12 | 1 | -0.084704 | -12.8084 | 9.5497 | 0.029875 | -0.25131 | -30.5918 | 25.693 | 0.088639 | -0.4235 | -44.2559 | 39.8787 | 0.15066 | -3.3135 | -5.0615 | -4.6501
10 | 12 | 2 | -0.070818 | -11.9803 | 8.8233 | 0.024607 | -0.21012 | -28.6138 | 23.7459 | 0.073008 | -0.35407 | -41.3945 | 36.8627 | 0.12409 | -3.2032 | -5.005 | -4.7618
10 | 12 | 3 | -0.056932 | -11.2127 | 8.1497 | 0.019485 | -0.16892 | -26.7805 | 21.9408 | 0.057813 | -0.28465 | -38.7423 | 34.0668 | 0.098264 | -3.1004 | -4.9509 | -4.8619
10 | 12 | 4 | -0.043046 | -10.4384 | 7.5018 | 0.01451 | -0.12772 | -24.9312 | 20.2042 | 0.04305 | -0.21522 | -36.0669 | 31.3769 | 0.073172 | -2.9651 | -4.8117 | -4.8321
10 | 12 | 5 | -0.024995 | -9.533 | 6.7278 | 0.008168 | -0.074159 | -22.7688 | 18.1256 | 0.024234 | -0.12497 | -32.9387 | 28.1538 | 0.041191 | -2.8221 | -4.6932 | -4.8686
10 | 12 | 6 | -0.0083315 | -8.6351 | 5.9956 | 0.0026802 | -0.02472 | -20.6242 | 16.1606 | 0.0079521 | -0.041656 | -29.8362 | 25.108 | 0.013516 | -2.6451 | -4.4804 | -4.7563
10 | 12 | 7 | 0 | -7.726 | 5.2713 | 0 | 0 | -18.4529 | 14.2156 | 0 | 0 | -26.6951 | 22.0922 | 0 | -2.4547 | -4.2373 | -4.6029
10 | 12 | 8 | 0 | -6.8778 | 4.6148 | 0 | 0 | -16.4271 | 12.4521 | 0 | 0 | -23.7644 | 19.3572 | 0 | -2.263 | -3.9751 | -4.4072
10 | 12 | 9 | 0 | -6.0657 | 3.9767 | 0 | 0 | -14.4875 | 10.7375 | 0 | 0 | -20.9584 | 16.6979 | 0 | -2.089 | -3.75 | -4.2605
10 | 12 | 10 | 0 | -5.2063 | 3.3609 | 0 | 0 | -12.4349 | 9.0829 | 0 | 0 | -17.989 | 14.1315 | 0 | -1.8454 | -3.352 | -3.8575
10 | 12 | 11 | 0 | -5.4717 | 3.5602 | 0 | 0 | -13.0687 | 9.6196 | 0 | 0 | -18.906 | 14.9651 | 0 | -1.9115 | -3.4491 | -3.9409
10 | 12 | 12 | 0 | -5.729 | 3.753 | 0 | 0 | -13.6833 | 10.1394 | 0 | 0 | -19.7951 | 15.7728 | 0 | -1.9761 | -3.5439 | -4.0223
10 | 12 | 13 | 0 | -5.9915 | 3.9587 | 0 | 0 | -14.3102 | 10.6947 | 0 | 0 | -20.7019 | 16.6361 | 0 | -2.0328 | -3.6155 | -4.0658
10 | 12 | 14 | 0 | -6.6787 | 4.4174 | 0 | 0 | -15.9516 | 11.9203 | 0 | 0 | -23.0766 | 18.5314 | 0 | -2.2614 | -4.0313 | -4.5451
10 | 12 | 15 | 0 | -7.35 | 4.9036 | 0 | 0 | -17.5548 | 13.2212 | 0 | 0 | -25.3958 | 20.5444 | 0 | -2.4463 | -4.3336 | -4.8514
10 | 12 | 16 | 0 | -8.0403 | 5.404 | 0 | 0 | -19.2036 | 14.5586 | 0 | 0 | -27.7811 | 22.6128 | 0 | -2.6363 | -4.6451 | -5.1683
10 | 12 | 17 | 0 | -9.0828 | 6.2138 | 0 | 0 | -21.6935 | 16.73 | 0 | 0 | -31.3832 | 25.977 | 0 | -2.869 | -4.9636 | -5.4061
10 | 12 | 18 | 0 | -10.1171 | 7.0329 | 0 | 0 | -24.1638 | 18.9267 | 0 | 0 | -34.9568 | 29.3809 | 0 | -3.0842 | -5.2371 | -5.5759
10 | 12 | 19 | 0 | -11.1582 | 7.9503 | 0 | 0 | -26.6504 | 21.3865 | 0 | 0 | -38.5541 | 33.1916 | 0 | -3.2079 | -5.2639 | -5.3625
10 | 12 | 20 | 0 | -12.3075 | 8.9166 | 0 | 0 | -29.3953 | 23.9731 | 0 | 0 | -42.525 | 37.1955 | 0 | -3.3909 | -5.4222 | -5.3296
10 | 12 | 21 | 0 | -13.4174 | 9.8468 | 0 | 0 | -32.0463 | 26.4641 | 0 | 0 | -46.3601 | 41.0519 | 0 | -3.5705 | -5.5822 | -5.3081
10 | 12 | 22 | 0 | -14.5436 | 10.8852 | 0 | 0 | -34.7362 | 29.2433 | 0 | 0 | -50.2515 | 45.3537 | 0 | -3.6585 | -5.4929 | -4.8978
10 | 12 | 23 | 0 | -15.2272 | 11.5587 | 0 | 0 | -36.3688 | 31.0492 | 0 | 0 | -52.6133 | 48.1514 | 0 | -3.6684 | -5.3196 | -4.4618
10 | 13 | 0 | 0 | -15.933 | 12.2892 | 0 | 0 | -38.0548 | 33.0059 | 0 | 0 | -55.0523 | 51.1813 | 0 | -3.6439 | -5.0489 | -3.871
10 | 13 | 1 | 0 | -16.6278 | 13.0244 | 0 | 0 | -39.714 | 34.976 | 0 | 0 | -57.4526 | 54.2325 | 0 | -3.6034 | -4.738 | -3.2201
10 | 13 | 2 | 0 | -15.9097 | 12.297 | 0 | 0 | -37.9991 | 33.0268 | 0 | 0 | -54.9717 | 51.2135 | 0 | -3.6127 | -4.9723 | -3.7582
10 | 13 | 3 | 0 | -15.2187 | 11.5942 | 0 | 0 | -36.3486 | 31.142 | 0 | 0 | -52.584 | 48.2932 | 0 | -3.6244 | -5.2065 | -4.2908
10 | 13 | 4 | 0 | -14.5356 | 10.9409 | 0 | 0 | -34.7171 | 29.3898 | 0 | 0 | -50.2238 | 45.578 | 0 | -3.5947 | -5.3273 | -4.6458
10 | 13 | 5 | 0 | -13.5733 | 10.0035 | 0 | 0 | -32.4187 | 26.8755 | 0 | 0 | -46.8988 | 41.6821 | 0 | -3.5698 | -5.5432 | -5.2167
10 | 13 | 6 | 0 | -12.6015 | 9.0869 | 0 | 0 | -30.0976 | 24.4168 | 0 | 0 | -43.5409 | 37.872 | 0 | -3.5146 | -5.6808 | -5.669
10 | 13 | 7 | 0 | -11.6785 | 8.2458 | 0 | 0 | -27.8931 | 22.1602 | 0 | 0 | -40.3517 | 34.3747 | 0 | -3.4327 | -5.7329 | -5.977
10 | 13 | 8 | 0 | -11.4186 | 8.0133 | 0 | 0 | -27.2723 | 21.5407 | 0 | 0 | -39.4537 | 33.4184 | 0 | -3.4053 | -5.7316 | -6.0353
10 | 13 | 9 | 0 | -11.2102 | 7.8593 | 0 | 0 | -26.7747 | 21.1318 | 0 | 0 | -38.7339 | 32.7883 | 0 | -3.351 | -5.6429 | -5.9457
10 | 13 | 10 | 0 | -10.9978 | 7.7247 | 0 | 0 | -26.2673 | 20.7746 | 0 | 0 | -37.9998 | 32.2377 | 0 | -3.2731 | -5.4927 | -5.7621
10 | 13 | 11 | 0 | -11.7777 | 8.412 | 0 | 0 | -28.1301 | 22.6176 | 0 | 0 | -40.6946 | 35.0932 | 0 | -3.3657 | -5.5125 | -5.6014
10 | 13 | 12 | 0 | -12.5553 | 9.1225 | 0 | 0 | -29.9873 | 24.5229 | 0 | 0 | -43.3814 | 38.0452 | 0 | -3.4328 | -5.4644 | -5.3362
10 | 13 | 13 | -0.013886 | -13.2868 | 9.8313 | 0.004467 | -0.041199 | -31.7345 | 26.4241 | 0.013254 | -0.069427 | -45.909 | 40.9914 | 0.022527 | -3.465 | -5.3383 | -4.9645
10 | 13 | 14 | -0.024995 | -14.015 | 10.4475 | 0.008168 | -0.074159 | -33.4737 | 28.0773 | 0.024234 | -0.12497 | -48.425 | 43.5535 | 0.041191 | -3.5844 | -5.4463 | -4.9553
10 | 13 | 15 | -0.034715 | -14.7483 | 11.1691 | 0.011522 | -0.103 | -35.2251 | 30.0126 | 0.034187 | -0.17357 | -50.9588 | 46.5523 | 0.058107 | -3.6024 | -5.2813 | -4.5219
10 | 13 | 16 | -0.045823 | -15.4752 | 11.9017 | 0.015446 | -0.13596 | -36.9613 | 31.9786 | 0.045828 | -0.22911 | -53.4704 | 49.5996 | 0.077893 | -3.6039 | -5.0728 | -4.022
10 | 13 | 17 | -0.054155 | -16.3624 | 12.8046 | 0.018254 | -0.16068 | -39.0803 | 34.3999 | 0.05416 | -0.27076 | -56.5359 | 53.3511 | 0.092055 | -3.5938 | -4.787 | -3.3635
10 | 13 | 18 | -0.063875 | -17.2153 | 13.758 | 0.021862 | -0.18952 | -41.1173 | 36.9567 | 0.064864 | -0.31936 | -59.4828 | 57.3126 | 0.11025 | -3.4993 | -4.2853 | -2.3793
10 | 13 | 19 | -0.072206 | -18.0938 | 14.6874 | 0.025089 | -0.21424 | -43.2156 | 39.4509 | 0.07444 | -0.36102 | -62.5182 | 61.1784 | 0.12652 | -3.4535 | -3.9045 | -1.5743
10 | 13 | 20 | -0.081926 | -18.846 | 15.4766 | 0.028467 | -0.24307 | -45.0121 | 41.5658 | 0.084461 | -0.40962 | -65.1171 | 64.4541 | 0.14356 | -3.4228 | -3.6049 | -0.92911
10 | 13 | 21 | -0.091647 | -19.5866 | 16.2663 | 0.032324 | -0.27191 | -46.7809 | 43.6829 | 0.095904 | -0.45821 | -67.676 | 67.7341 | 0.16301 | -3.3796 | -3.2739 | -0.23712
10 | 13 | 22 | -0.10137 | -20.3676 | 17.0803 | 0.036284 | -0.30075 | -48.6463 | 45.8641 | 0.10766 | -0.50681 | -70.3747 | 71.1122 | 0.18298 | -3.3524 | -2.9753 | 0.41367
10 | 13 | 23 | -0.1097 | -20.8374 | 17.7215 | 0.039267 | -0.32547 | -49.7683 | 47.5835 | 0.1165 | -0.54847 | -71.9978 | 73.7761 | 0.19802 | -3.1863 | -2.3938 | 1.4279
10 | 14 | 0 | -0.11803 | -21.329 | 18.3657 | 0.042871 | -0.35019 | -50.9426 | 49.3117 | 0.1272 | -0.59012 | -73.6965 | 76.4541 | 0.2162 | -3.0384 | -1.8539 | 2.3836
10 | 14 | 1 | -0.12636 | -21.8004 | 18.8404 | 0.046566 | -0.37491 | -52.0684 | 50.586 | 0.13816 | -0.63178 | -75.3252 | 78.4297 | 0.23483 | -3.0398 | -1.7192 | 2.7075
10 | 14 | 2 | -0.12358 | -21.335 | 18.2562 | 0.044889 | -0.36667 | -50.9569 | 49.0215 | 0.13318 | -0.61789 | -73.7172 | 76.0076 | 0.22637 | -3.1575 | -2.1688 | 1.8989
10 | 14 | 3 | -0.11942 | -20.8421 | 17.76 | 0.043376 | -0.35431 | -49.7797 | 47.6905 | 0.12869 | -0.59707 | -72.0142 | 73.9451 | 0.21874 | -3.1582 | -2.3147 | 1.5526
10 | 14 | 4 | -0.11525 | -20.377 | 17.1702 | 0.041862 | -0.34195 | -48.6688 | 46.1097 | 0.12421 | -0.57624 | -70.4072 | 71.4964 | 0.21111 | -3.2802 | -2.7769 | 0.72415
10 | 14 | 5 | -0.10137 | -19.1205 | 15.7777 | 0.036284 | -0.30075 | -45.6678 | 42.374 | 0.10766 | -0.50681 | -66.0657 | 65.7071 | 0.18298 | -3.4079 | -3.4869 | -0.6825
10 | 14 | 6 | -0.087481 | -17.9041 | 14.3668 | 0.030854 | -0.25955 | -42.7625 | 38.5894 | 0.091545 | -0.43739 | -61.8628 | 59.8423 | 0.1556 | -3.5939 | -4.3412 | -2.3023
10 | 14 | 7 | -0.073595 | -16.692 | 13.1065 | 0.025572 | -0.21836 | -39.8674 | 35.209 | 0.075871 | -0.36796 | -57.6745 | 54.6041 | 0.12896 | -3.6335 | -4.8009 | -3.3094
10 | 14 | 8 | -0.066652 | -16.1704 | 12.5489 | 0.022812 | -0.19776 | -38.6216 | 33.7132 | 0.067684 | -0.33325 | -55.8723 | 52.2862 | 0.11504 | -3.6653 | -5.0385 | -3.8044
10 | 14 | 9 | -0.059709 | -15.6899 | 12.0936 | 0.020436 | -0.17716 | -37.474 | 32.4921 | 0.060633 | -0.29853 | -54.2121 | 50.394 | 0.10306 | -3.6355 | -5.0985 | -4.0136
10 | 14 | 10 | -0.052766 | -15.2126 | 11.6079 | 0.017786 | -0.15656 | -36.3341 | 31.1893 | 0.052771 | -0.26382 | -52.5631 | 48.3753 | 0.089695 | -3.6397 | -5.2486 | -4.3619
10 | 14 | 11 | -0.059709 | -15.6284 | 11.9918 | 0.020436 | -0.17716 | -37.3272 | 32.2218 | 0.060633 | -0.29853 | -53.9997 | 49.9776 | 0.10306 | -3.6759 | -5.2219 | -4.2176
10 | 14 | 12 | -0.065263 | -16.0508 | 12.482 | 0.022337 | -0.19364 | -38.336 | 33.5379 | 0.066274 | -0.3263 | -55.4591 | 52.0179 | 0.11264 | -3.6117 | -4.9255 | -3.6548
10 | 14 | 13 | -0.072206 | -16.5052 | 12.9367 | 0.025089 | -0.21424 | -39.4214 | 34.7601 | 0.07444 | -0.36102 | -57.0293 | 53.914 | 0.12652 | -3.6156 | -4.8011 | -3.3498
10 | 14 | 14 | -0.077761 | -17.3487 | 13.8303 | 0.027019 | -0.23072 | -41.4359 | 37.157 | 0.080166 | -0.38879 | -59.9436 | 57.6283 | 0.13626 | -3.5691 | -4.4295 | -2.5678
10 | 14 | 15 | -0.081926 | -18.1861 | 14.7256 | 0.028467 | -0.24307 | -43.4361 | 39.5602 | 0.084461 | -0.40962 | -62.8372 | 61.3537 | 0.14356 | -3.5139 | -4.0344 | -1.7495
10 | 14 | 16 | -0.086092 | -19.0668 | 15.7764 | 0.030365 | -0.25543 | -45.5395 | 42.3793 | 0.090092 | -0.43044 | -65.8801 | 65.7226 | 0.15313 | -3.3461 | -3.3255 | -0.43482
10 | 14 | 17 | -0.087481 | -19.4946 | 16.2214 | 0.030854 | -0.25955 | -46.5613 | 43.5702 | 0.091545 | -0.43739 | -67.3583 | 67.5658 | 0.1556 | -3.3298 | -3.159 | -0.074266
10 | 14 | 18 | -0.088869 | -19.919 | 16.626 | 0.031344 | -0.26367 | -47.5749 | 44.6499 | 0.092998 | -0.44433 | -68.8247 | 69.2343 | 0.15807 | -3.3505 | -3.0957 | 0.12331
10 | 14 | 19 | -0.090258 | -20.3917 | 17.2455 | 0.031834 | -0.26779 | -48.7038 | 46.3058 | 0.094451 | -0.45127 | -70.4578 | 71.7953 | 0.16054 | -3.2046 | -2.5714 | 1.0467
10 | 14 | 20 | -0.093035 | -20.7541 | 17.6527 | 0.032813 | -0.27603 | -49.5694 | 47.4028 | 0.097357 | -0.46516 | -71.71 | 73.4992 | 0.16548 | -3.1615 | -2.3452 | 1.4895
10 | 14 | 21 | -0.094424 | -21.1525 | 18.2466 | 0.033303 | -0.28015 | -50.521 | 49.0001 | 0.09881 | -0.4721 | -73.0866 | 75.9778 | 0.16795 | -2.967 | -1.7023 | 2.587
10 | 14 | 22 | -0.097201 | -21.5485 | 18.6917 | 0.034283 | -0.28839 | -51.4668 | 50.199 | 0.10172 | -0.48598 | -74.4549 | 77.8399 | 0.17289 | -2.9197 | -1.4545 | 3.0719
10 | 14 | 23 | -0.099978 | -22.1744 | 19.4314 | 0.035787 | -0.29663 | -52.9617 | 52.1854 | 0.10618 | -0.49987 | -76.6175 | 80.9199 | 0.18047 | -2.8072 | -0.96679 | 3.983
10 | 15 | 0 | -0.10414 | -22.7941 | 20.1952 | 0.037279 | -0.30899 | -54.4419 | 54.2357 | 0.1106 | -0.5207 | -78.7589 | 84.0985 | 0.18799 | -2.6658 | -0.4046 | 5.0069
10 | 15 | 1 | -0.10692 | -23.4199 | 20.9384 | 0.038273 | -0.31723 | -55.9365 | 56.2303 | 0.11355 | -0.53458 | -80.9211 | 87.19 | 0.19301 | -2.5501 | 0.09005 | 5.9273
10 | 15 | 2 | -0.095812 | -22.1417 | 19.4193 | 0.033793 | -0.28427 | -52.8836 | 52.1538 | 0.10026 | -0.47904 | -76.5046 | 80.8718 | 0.17042 | -2.7844 | -0.91382 | 4.0586
10 | 15 | 3 | -0.084704 | -20.8065 | 17.7583 | 0.029875 | -0.25131 | -49.6946 | 47.6972 | 0.088639 | -0.4235 | -71.8911 | 73.9648 | 0.15066 | -3.103 | -2.1601 | 1.8008
10 | 15 | 4 | -0.073595 | -19.5202 | 16.2899 | 0.025572 | -0.21836 | -46.6225 | 43.7567 | 0.075871 | -0.36796 | -67.4469 | 67.8569 | 0.12896 | -3.2783 | -3.0083 | 0.17098
10 | 15 | 5 | -0.055543 | -17.0389 | 13.5395 | 0.018722 | -0.1648 | -40.6961 | 36.3761 | 0.055549 | -0.27771 | -58.8733 | 56.4176 | 0.094415 | -3.5363 | -4.4292 | -2.6391
10 | 15 | 6 | -0.037492 | -14.5904 | 11.0486 | 0.012444 | -0.11124 | -34.848 | 29.6942 | 0.036922 | -0.18745 | -50.4131 | 46.0628 | 0.062755 | -3.5669 | -5.2281 | -4.475
10 | 15 | 7 | -0.01944 | -12.1384 | 8.7512 | 0.0063529 | -0.057679 | -28.9916 | 23.531 | 0.018849 | -0.097197 | -41.941 | 36.5116 | 0.032037 | -3.4003 | -5.4995 | -5.4946
10 | 15 | 8 | -0.018052 | -11.2743 | 7.9943 | 0.0058991 | -0.053559 | -26.9278 | 21.5016 | 0.017503 | -0.090254 | -38.9553 | 33.3677 | 0.029749 | -3.2922 | -5.4622 | -5.6481
10 | 15 | 9 | -0.016663 | -10.3622 | 7.1943 | 0.0054453 | -0.049439 | -24.7493 | 19.3574 | 0.016156 | -0.083312 | -35.8038 | 30.0462 | 0.02746 | -3.1791 | -5.4252 | -5.8135
10 | 15 | 10 | -0.015274 | -9.4895 | 6.4757 | 0.0049916 | -0.045319 | -22.6649 | 17.4302 | 0.01481 | -0.076369 | -32.7884 | 27.06 | 0.025172 | -3.0241 | -5.2653 | -5.7796
10 | 15 | 11 | -0.023606 | -10.049 | 6.949 | 0.0077142 | -0.070039 | -24.0012 | 18.7002 | 0.022888 | -0.11802 | -34.7215 | 29.0285 | 0.038902 | -3.1158 | -5.3482 | -5.7722
10 | 15 | 12 | -0.033326 | -10.6393 | 7.451 | 0.011062 | -0.098878 | -25.4111 | 20.0463 | 0.032819 | -0.16662 | -36.7612 | 31.1141 | 0.055783 | -3.2106 | -5.4309 | -5.7579
10 | 15 | 13 | -0.041658 | -11.1997 | 7.9005 | 0.013827 | -0.1236 | -26.7496 | 21.2528 | 0.041024 | -0.20828 | -38.6975 | 32.9846 | 0.069728 | -3.3271 | -5.5793 | -5.8514
10 | 15 | 14 | -0.041658 | -12.0148 | 8.6717 | 0.013827 | -0.1236 | -28.6963 | 23.3276 | 0.041024 | -0.20828 | -41.5137 | 36.2047 | 0.069728 | -3.3709 | -5.4513 | -5.4476
10 | 15 | 15 | -0.041658 | -12.8826 | 9.5433 | 0.013827 | -0.1236 | -30.7689 | 25.6716 | 0.041024 | -0.20828 | -44.5121 | 39.8421 | 0.069728 | -3.3671 | -5.1799 | -4.8086
10 | 15 | 16 | -0.041658 | -13.7084 | 10.3967 | 0.013827 | -0.1236 | -32.7415 | 27.967 | 0.041024 | -0.20828 | -47.3658 | 43.4042 | 0.069728 | -3.3395 | -4.857 | -4.1001
10 | 15 | 17 | -0.033326 | -12.8124 | 9.5424 | 0.011062 | -0.098878 | -30.6015 | 25.6737 | 0.032819 | -0.16662 | -44.2699 | 39.849 | 0.055783 | -3.2923 | -4.9939 | -4.5317
10 | 15 | 18 | -0.023606 | -11.9117 | 8.7092 | 0.0077142 | -0.070039 | -28.4502 | 23.4377 | 0.022888 | -0.11802 | -41.1578 | 36.3834 | 0.038902 | -3.2184 | -5.0596 | -4.8535
10 | 15 | 19 | -0.015274 | -11.004 | 7.8955 | 0.0049916 | -0.045319 | -26.2822 | 21.2542 | 0.01481 | -0.076369 | -38.0214 | 32.9989 | 0.025172 | -3.1188 | -5.0586 | -5.0737
10 | 15 | 20 | 0 | -10.1805 | 7.1419 | 0 | 0 | -24.3152 | 19.2287 | 0 | 0 | -35.1758 | 29.8568 | 0 | -3.0385 | -5.0865 | -5.319
10 | 15 | 21 | 0 | -9.3118 | 6.3699 | 0 | 0 | -22.2406 | 17.1544 | 0 | 0 | -32.1745 | 26.6396 | 0 | -2.942 | -5.0861 | -5.5349
10 | 15 | 22 | 0 | -8.495 | 5.6777 | 0 | 0 | -20.2896 | 15.294 | 0 | 0 | -29.3521 | 23.7536 | 0 | -2.8173 | -4.9956 | -5.5985
10 | 15 | 23 | 0 | -8.0697 | 5.3154 | 0 | 0 | -19.2738 | 14.3177 | 0 | 0 | -27.8826 | 22.237 | 0 | -2.7543 | -4.956 | -5.6456
10 | 16 | 0 | 0 | -7.684 | 4.9598 | 0 | 0 | -18.3525 | 13.3594 | 0 | 0 | -26.5498 | 20.7483 | 0 | -2.7242 | -4.9931 | -5.8015
10 | 16 | 1 | 0 | -7.294 | 4.6461 | 0 | 0 | -17.4212 | 12.5136 | 0 | 0 | -25.2026 | 19.4338 | 0 | -2.6479 | -4.9077 | -5.7688
10 | 16 | 2 | 0 | -7.5553 | 4.8583 | 0 | 0 | -18.0453 | 13.0816 | 0 | 0 | -26.1054 | 20.3131 | 0 | -2.6971 | -4.9637 | -5.7922
10 | 16 | 3 | 0 | -7.843 | 5.0901 | 0 | 0 | -18.7324 | 13.7028 | 0 | 0 | -27.0994 | 21.2752 | 0 | -2.7529 | -5.0296 | -5.8242
10 | 16 | 4 | 0 | -8.0918 | 5.3233 | 0 | 0 | -19.3265 | 14.3274 | 0 | 0 | -27.9589 | 22.2422 | 0 | -2.7685 | -4.9992 | -5.7167
10 | 16 | 5 | 0 | -9.1293 | 6.1206 | 0 | 0 | -21.8046 | 16.4652 | 0 | 0 | -31.5438 | 25.5546 | 0 | -3.0088 | -5.3394 | -5.9892
10 | 16 | 6 | 0 | -10.1629 | 6.9546 | 0 | 0 | -24.2733 | 18.7013 | 0 | 0 | -35.1152 | 29.0186 | 0 | -3.2083 | -5.572 | -6.0966
10 | 16 | 7 | 0 | -11.1832 | 7.8424 | 0 | 0 | -26.7102 | 21.0803 | 0 | 0 | -38.6405 | 32.7033 | 0 | -3.3408 | -5.6299 | -5.9372
10 | 16 | 8 | 0 | -11.1717 | 7.8348 | 0 | 0 | -26.6826 | 21.0635 | 0 | 0 | -38.6006 | 32.6803 | 0 | -3.3369 | -5.6191 | -5.9203
10 | 16 | 9 | -4.4868e-08 | -11.1214 | 7.7664 | 1.1395e-08 | -1.3312e-07 | -26.5625 | 20.8824 | 3.3808e-08 | -2.2433e-07 | -38.4269 | 32.4014 | 5.6972e-08 | -3.355 | -5.6802 | -6.0255
10 | 16 | 10 | -0.011109 | -11.0614 | 7.7309 | 0.0035736 | -0.032959 | -26.4193 | 20.7903 | 0.010603 | -0.055541 | -38.2197 | 32.2613 | 0.018021 | -3.3381 | -5.6514 | -5.9959
10 | 16 | 11 | -0.018052 | -11.9669 | 8.5268 | 0.0058991 | -0.053559 | -28.5821 | 22.9263 | 0.017503 | -0.090254 | -41.3485 | 35.5722 | 0.029749 | -3.4523 | -5.6918 | -5.8368
10 | 16 | 12 | -0.024995 | -12.9237 | 9.4423 | 0.008168 | -0.074159 | -30.8672 | 25.3828 | 0.024234 | -0.12497 | -44.6543 | 39.3794 | 0.041191 | -3.4982 | -5.5343 | -5.3587
10 | 16 | 13 | -0.031937 | -13.8822 | 10.3513 | 0.010601 | -0.094758 | -33.1564 | 27.8224 | 0.031452 | -0.15968 | -47.966 | 43.1611 | 0.053458 | -3.5522 | -5.3973 | -4.9111
10 | 16 | 14 | -0.041658 | -15.4275 | 11.8413 | 0.013827 | -0.1236 | -36.8474 | 31.819 | 0.041024 | -0.20828 | -53.3056 | 49.3542 | 0.069728 | -3.6141 | -5.111 | -4.0899
10 | 16 | 15 | -0.052766 | -16.9382 | 13.4039 | 0.017786 | -0.15656 | -40.4556 | 36.0099 | 0.052771 | -0.26382 | -58.5254 | 55.8481 | 0.089695 | -3.5693 | -4.5494 | -2.8515
10 | 16 | 16 | -0.063875 | -18.4928 | 15.065 | 0.021862 | -0.18952 | -44.1685 | 40.4656 | 0.064864 | -0.31936 | -63.8968 | 62.7528 | 0.11025 | -3.4699 | -3.8275 | -1.3531
10 | 16 | 17 | -0.072206 | -19.1318 | 15.759 | 0.025089 | -0.21424 | -45.6948 | 42.3227 | 0.07444 | -0.36102 | -66.1048 | 65.6267 | 0.12652 | -3.42 | -3.5119 | -0.71265
10 | 16 | 18 | -0.080538 | -19.724 | 16.4826 | 0.027984 | -0.23895 | -47.1092 | 44.2603 | 0.083029 | -0.40267 | -68.1509 | 68.6263 | 0.14112 | -3.294 | -3.0048 | 0.2138
10 | 16 | 19 | -0.088869 | -20.367 | 17.1142 | 0.031344 | -0.26367 | -48.645 | 45.9514 | 0.092998 | -0.44433 | -70.3727 | 71.2441 | 0.15807 | -3.3103 | -2.8643 | 0.58512
10 | 16 | 20 | -0.097201 | -20.9979 | 17.8994 | 0.034283 | -0.28839 | -50.1517 | 48.0602 | 0.10172 | -0.48598 | -72.5525 | 74.5143 | 0.17289 | -3.1614 | -2.2782 | 1.6487
10 | 16 | 21 | -0.10553 | -21.639 | 18.7049 | 0.037776 | -0.31311 | -51.683 | 50.2244 | 0.11208 | -0.52764 | -74.7676 | 77.871 | 0.1905 | -3.0019 | -1.6596 | 2.7662
10 | 16 | 22 | -0.11525 | -22.2743 | 19.5404 | 0.041862 | -0.34195 | -53.2003 | 52.4701 | 0.12421 | -0.57624 | -76.9627 | 81.3548 | 0.21111 | -2.8073 | -0.94798 | 4.0269
10 | 16 | 23 | -0.11942 | -23.0999 | 20.5889 | 0.043376 | -0.35431 | -55.1722 | 55.2833 | 0.12869 | -0.59707 | -79.8153 | 85.7148 | 0.21874 | -2.587 | -0.11444 | 5.5212
10 | 17 | 0 | -0.12497 | -23.9079 | 21.6201 | 0.045393 | -0.37079 | -57.102 | 58.0522 | 0.13468 | -0.62484 | -82.607 | 90.0079 | 0.22891 | -2.3673 | 0.71416 | 7.0049
10 | 17 | 1 | -0.13053 | -24.7299 | 22.7128 | 0.048101 | -0.38727 | -59.0653 | 60.9847 | 0.14271 | -0.65261 | -85.4474 | 94.5532 | 0.24257 | -2.0995 | 1.6748 | 8.6958
10 | 17 | 2 | -0.11942 | -23.5909 | 21.0968 | 0.043376 | -0.35431 | -56.3449 | 56.6487 | 0.12869 | -0.59707 | -81.5119 | 87.8329 | 0.21874 | -2.5701 | 0.078118 | 5.9427
10 | 17 | 3 | -0.1097 | -22.4073 | 19.6635 | 0.039267 | -0.32547 | -53.5181 | 52.802 | 0.1165 | -0.54847 | -77.4224 | 81.8706 | 0.19802 | -2.8143 | -0.92502 | 4.0978
10 | 17 | 4 | -0.099978 | -21.221 | 18.2818 | 0.035787 | -0.29663 | -50.6846 | 49.0933 | 0.10618 | -0.49987 | -73.3233 | 76.1213 | 0.18047 | -3.0034 | -1.7817 | 2.4787
10 | 17 | 5 | -0.079149 | -19.3114 | 15.9075 | 0.027502 | -0.23483 | -46.1238 | 42.7209 | 0.081598 | -0.39573 | -66.7254 | 66.2437 | 0.13869 | -3.4556 | -3.5561 | -0.73877
10 | 17 | 6 | -0.056932 | -17.3974 | 13.7868 | 0.019485 | -0.16892 | -41.5524 | 37.0284 | 0.057813 | -0.28465 | -60.1121 | 57.419 | 0.098264 | -3.6481 | -4.6351 | -2.8794
10 | 17 | 7 | -0.036103 | -15.486 | 11.8358 | 0.011983 | -0.10712 | -36.9871 | 31.7925 | 0.035554 | -0.18051 | -53.5078 | 49.3032 | 0.060431 | -3.6744 | -5.2662 | -4.3247
10 | 17 | 8 | -0.027772 | -14.9199 | 11.2463 | 0.0090755 | -0.082398 | -35.635 | 30.214 | 0.026927 | -0.13885 | -51.5517 | 46.8595 | 0.045767 | -3.6923 | -5.4764 | -4.7852
10 | 17 | 9 | -0.01944 | -14.3201 | 10.6597 | 0.0063529 | -0.057679 | -34.2024 | 28.6444 | 0.018849 | -0.097197 | -49.4793 | 44.4305 | 0.032037 | -3.6735 | -5.5969 | -5.1139
10 | 17 | 10 | -0.011109 | -13.7416 | 10.1724 | 0.0035736 | -0.032959 | -32.8207 | 27.3399 | 0.010603 | -0.055541 | -47.4803 | 42.4114 | 0.018021 | -3.5768 | -5.5031 | -5.1065
10 | 17 | 11 | -0.027772 | -13.7124 | 10.1589 | 0.0090755 | -0.082398 | -32.751 | 27.3083 | 0.026927 | -0.13885 | -47.3796 | 42.3661 | 0.045767 | -3.5722 | -5.4982 | -5.1066
10 | 17 | 12 | -0.044435 | -13.7187 | 10.2273 | 0.014978 | -0.13184 | -32.766 | 27.4956 | 0.044439 | -0.22216 | -47.4012 | 42.6595 | 0.075532 | -3.5209 | -5.3579 | -4.8884
10 | 17 | 13 | -0.061098 | -13.7334 | 10.3367 | 0.020911 | -0.18128 | -32.8012 | 27.7922 | 0.062043 | -0.30548 | -47.4521 | 43.1218 | 0.10545 | -3.4369 | -5.1282 | -4.5303
10 | 17 | 14 | -0.063875 | -14.0537 | 10.6146 | 0.021862 | -0.18952 | -33.5662 | 28.538 | 0.064864 | -0.31936 | -48.5588 | 44.2777 | 0.11025 | -3.4811 | -5.1529 | -4.4902
10 | 17 | 15 | -0.065263 | -14.3704 | 10.8955 | 0.022337 | -0.19364 | -34.3224 | 29.2912 | 0.066274 | -0.3263 | -49.6529 | 45.4446 | 0.11264 | -3.5178 | -5.1586 | -4.4219
10 | 17 | 16 | -0.068041 | -14.732 | 11.2762 | 0.023288 | -0.20188 | -35.1861 | 30.311 | 0.069094 | -0.34019 | -50.9023 | 47.0237 | 0.11744 | -3.5005 | -5.008 | -4.1014
10 | 17 | 17 | -0.065263 | -15.3928 | 11.8553 | 0.022337 | -0.19364 | -36.7643 | 31.863 | 0.066274 | -0.3263 | -53.1854 | 49.4277 | 0.11264 | -3.5804 | -5.0287 | -3.9714
10 | 17 | 18 | -0.062486 | -16.0394 | 12.4968 | 0.021387 | -0.1854 | -38.3089 | 33.582 | 0.063454 | -0.31242 | -55.4199 | 52.0901 | 0.10785 | -3.5837 | -4.8488 | -3.5343
10 | 17 | 19 | -0.058321 | -16.6856 | 13.1897 | 0.019961 | -0.17304 | -39.8523 | 35.4396 | 0.059223 | -0.29159 | -57.6526 | 54.9677 | 0.10066 | -3.5342 | -4.5265 | -2.8759
10 | 17 | 20 | -0.062486 | -17.85 | 14.4317 | 0.021387 | -0.1854 | -42.6334 | 38.7662 | 0.063454 | -0.31242 | -61.6759 | 60.1186 | 0.10785 | -3.4595 | -3.9891 | -1.7618
10 | 17 | 21 | -0.065263 | -19.0007 | 15.5927 | 0.022337 | -0.19364 | -45.3817 | 41.8781 | 0.066274 | -0.3263 | -65.6519 | 64.939 | 0.11264 | -3.451 | -3.631 | -0.92647
10 | 17 | 22 | -0.068041 | -20.1649 | 16.9442 | 0.023288 | -0.20188 | -48.1622 | 45.4987 | 0.069094 | -0.34019 | -69.6743 | 70.5457 | 0.11744 | -3.2655 | -2.7962 | 0.6487
10 | 17 | 23 | -0.079149 | -21.1544 | 18.0497 | 0.027502 | -0.23483 | -50.5256 | 48.4664 | 0.081598 | -0.39573 | -73.0933 | 75.1462 | 0.13869 | -3.1563 | -2.2124 | 1.7959
10 | 18 | 0 | -0.090258 | -22.1402 | 19.3369 | 0.031834 | -0.26779 | -52.88 | 51.9205 | 0.094451 | -0.45127 | -76.4993 | 80.4998 | 0.16054 | -2.8617 | -1.1329 | 3.7098
10 | 18 | 1 | -0.10137 | -23.1267 | 20.4836 | 0.036284 | -0.30075 | -55.2363 | 54.9977 | 0.10766 | -0.50681 | -79.908 | 85.2695 | 0.18298 | -2.7082 | -0.43164 | 5.0377
10 | 18 | 2 | -0.098589 | -22.7537 | 19.9752 | 0.03529 | -0.29251 | -54.3453 | 53.6326 | 0.10471 | -0.49293 | -78.6191 | 83.153 | 0.17797 | -2.8418 | -0.90052 | 4.219
10 | 18 | 3 | -0.095812 | -22.4139 | 19.6723 | 0.033793 | -0.28427 | -53.5338 | 52.8183 | 0.10026 | -0.47904 | -77.4451 | 81.8894 | 0.17042 | -2.8036 | -0.89952 | 4.1357
10 | 18 | 4 | -0.093035 | -22.04 | 19.1916 | 0.032813 | -0.27603 | -52.6406 | 51.5288 | 0.097357 | -0.46516 | -76.153 | 79.8914 | 0.16548 | -2.9086 | -1.2905 | 3.4387
10 | 18 | 5 | -0.094424 | -21.9282 | 19.0535 | 0.033303 | -0.28015 | -52.3737 | 51.1561 | 0.09881 | -0.4721 | -75.7668 | 79.3119 | 0.16795 | -2.9359 | -1.3989 | 3.2409
10 | 18 | 6 | -0.095812 | -21.8213 | 18.9315 | 0.033793 | -0.28427 | -52.1183 | 50.8248 | 0.10026 | -0.47904 | -75.3974 | 78.7951 | 0.17042 | -2.9518 | -1.4775 | 3.0892
10 | 18 | 7 | -0.097201 | -21.7346 | 18.8081 | 0.034283 | -0.28839 | -51.9112 | 50.4918 | 0.10172 | -0.48598 | -75.0978 | 78.2773 | 0.17289 | -2.9894 | -1.6061 | 2.8664
10 | 18 | 8 | -0.10553 | -21.8625 | 18.9618 | 0.037776 | -0.31311 | -52.2168 | 50.9059 | 0.11208 | -0.52764 | -75.5399 | 78.9207 | 0.1905 | -2.9685 | -1.512 | 3.0436
10 | 18 | 9 | -0.11386 | -22.0345 | 19.1639 | 0.041358 | -0.33783 | -52.6276 | 51.4489 | 0.12271 | -0.5693 | -76.1341 | 79.7627 | 0.20857 | -2.9431 | -1.3938 | 3.2679
10 | 18 | 10 | -0.12081 | -22.2031 | 19.3024 | 0.04388 | -0.35843 | -53.0303 | 51.8224 | 0.13019 | -0.60401 | -76.7167 | 80.3433 | 0.22128 | -2.9776 | -1.4361 | 3.2438
10 | 18 | 11 | -0.1333 | -22.8895 | 20.1827 | 0.049124 | -0.39551 | -54.6696 | 54.1843 | 0.14575 | -0.66649 | -79.0883 | 84.0038 | 0.24773 | -2.791 | -0.73509 | 4.4967
10 | 18 | 12 | -0.14441 | -23.5691 | 21.0621 | 0.053984 | -0.42847 | -56.2928 | 56.5464 | 0.16017 | -0.72203 | -81.4364 | 87.667 | 0.27224 | -2.5974 | -0.014645 | 5.7808
10 | 18 | 13 | -0.15552 | -24.29 | 21.9786 | 0.058964 | -0.46143 | -58.0146 | 59.0031 | 0.17494 | -0.77758 | -83.9273 | 91.4725 | 0.29735 | -2.4079 | 0.7021 | 7.065
10 | 18 | 14 | -0.15274 | -24.8006 | 22.6924 | 0.057098 | -0.45319 | -59.2342 | 60.9178 | 0.16941 | -0.76369 | -85.6916 | 94.4393 | 0.28794 | -2.2038 | 1.3998 | 8.2719
10 | 18 | 15 | -1.7242 | -25.3655 | 23.4908 | 1.9305 | -5.1156 | -60.5834 | 63.0588 | 5.7278 | -8.6205 | -87.6435 | 97.7567 | 9.9494 | -1.6684 | 3.0876 | 11.4422
10 | 18 | 16 | -2.0758 | -25.8741 | 24.0593 | 2.1672 | -6.1589 | -61.7981 | 64.5855 | 6.4301 | -10.3787 | -89.4008 | 100.1241 | 11.1618 | -1.7234 | 3.0586 | 11.5065
10 | 18 | 17 | -2.227 | -26.7124 | 25.1402 | 2.3565 | -6.6074 | -63.8003 | 67.4821 | 6.9917 | -11.1344 | -92.2973 | 104.61 | 12.1376 | -1.4426 | 4.0661 | 13.316
10 | 18 | 18 | -2.3928 | -27.5601 | 26.4142 | 2.5802 | -7.0995 | -65.8251 | 70.8946 | 7.6554 | -11.9636 | -95.2265 | 109.8941 | 13.2908 | -0.95852 | 5.6254 | 15.9948
10 | 18 | 19 | -2.9952 | -28.3567 | 27.5729 | 4.487 | -8.8867 | -67.7277 | 73.998 | 13.313 | -14.9754 | -97.9789 | 114.6993 | 23.195 | 0.70803 | 10.6965 | 24.9399
10 | 18 | 20 | -5.9058 | -29.1073 | 28.5579 | 6.3163 | -17.5225 | -69.5204 | 76.6365 | 18.7402 | -29.528 | -100.5724 | 118.7851 | 32.5313 | -0.13902 | 8.3338 | 21.2161
10 | 18 | 21 | -6.1893 | -29.8093 | 29.5652 | 6.6858 | -18.3635 | -71.1971 | 79.3344 | 19.8368 | -30.9451 | -102.9979 | 122.9624 | 34.4371 | 0.25241 | 9.6106 | 23.4565
10 | 18 | 22 | -6.6329 | -30.5057 | 30.5927 | 7.4658 | -19.6796 | -72.8604 | 82.087 | 22.1511 | -33.1629 | -105.4042 | 127.2247 | 38.4675 | 0.91993 | 11.698 | 27.1252
10 | 18 | 23 | -7.1535 | -30.9316 | 31.2746 | 8.4152 | -21.2243 | -73.8776 | 83.9156 | 24.9678 | -35.766 | -106.8756 | 130.0579 | 43.3785 | 1.6047 | 13.7815 | 30.7948
10 | 19 | 0 | -7.4523 | -31.3349 | 31.8546 | 8.8139 | -22.111 | -74.8409 | 85.4726 | 26.1508 | -37.2602 | -108.2692 | 132.4719 | 45.4297 | 1.8812 | 14.6715 | 32.3722
10 | 19 | 1 | -14.3414 | -31.7236 | 32.5777 | 19.657 | -42.5507 | -75.7691 | 87.4152 | 58.322 | -71.704 | -109.612 | 135.4846 | 101.4423 | 6.1697 | 27.4174 | 55.6109
10 | 19 | 2 | -14.6447 | -30.7258 | 30.8895 | 19.5001 | -43.4508 | -73.3861 | 82.8903 | 57.8565 | -73.2207 | -106.1646 | 128.4756 | 100.6373 | 5.019 | 23.91 | 49.7276
10 | 19 | 3 | -13.6424 | -29.7336 | 29.5277 | 17.8598 | -40.4769 | -71.0163 | 79.2443 | 52.9897 | -68.2093 | -102.7364 | 122.8314 | 92.1671 | 4.0115 | 20.7408 | 44.0528
10 | 19 | 4 | -12.6351 | -28.7314 | 28.1643 | 16.2474 | -37.4883 | -68.6226 | 75.5934 | 48.2058 | -63.1731 | -99.2735 | 117.1792 | 83.8423 | 3.0451 | 17.6884 | 38.5749
10 | 19 | 5 | -11.6925 | -27.4482 | 26.2574 | 14.1675 | -34.6916 | -65.5578 | 70.477 | 42.0349 | -58.4604 | -94.8398 | 109.2495 | 73.0794 | 1.2842 | 12.2625 | 29.0288
10 | 19 | 6 | -10.0383 | -26.1302 | 24.4104 | 11.8832 | -29.7834 | -62.4098 | 65.5237 | 35.2572 | -50.1893 | -90.2857 | 101.5746 | 61.2977 | 0.12517 | 8.5877 | 22.3974
10 | 19 | 7 | -8.4317 | -24.8425 | 22.6799 | 9.7677 | -25.0168 | -59.3343 | 60.8821 | 28.9808 | -42.1568 | -85.8365 | 94.3825 | 50.386 | -0.82663 | 5.5118 | 16.7752
10 | 19 | 8 | -7.0648 | -23.7715 | 21.3402 | 8.1253 | -20.961 | -56.7763 | 57.2908 | 24.1076 | -35.3223 | -82.1359 | 88.819 | 41.9178 | -1.3708 | 3.661 | 13.2785
10 | 19 | 9 | -5.7124 | -22.6982 | 20.0355 | 6.53 | -16.9487 | -54.2128 | 53.7925 | 19.3744 | -28.561 | -78.4275 | 83.3992 | 33.6916 | -1.8452 | 2.0053 | 10.1023
10 | 19 | 10 | -4.3867 | -21.6278 | 18.6321 | 4.9601 | -13.0154 | -51.6563 | 50.0307 | 14.7164 | -21.9328 | -74.729 | 77.5722 | 25.5944 | -2.4224 | 0.07542 | 6.5047
10 | 19 | 11 | -4.4797 | -21.6347 | 18.7114 | 5.1267 | -13.2911 | -51.6727 | 50.2456 | 15.2108 | -22.3973 | -74.7528 | 77.9068 | 26.4554 | -2.2762 | 0.49261 | 7.2121
10 | 19 | 12 | -4.4964 | -21.5926 | 18.6891 | 5.1897 | -13.3407 | -51.5723 | 50.1868 | 15.3978 | -22.4809 | -74.6075 | 77.8167 | 26.782 | -2.2102 | 0.67173 | 7.5103
10 | 19 | 13 | -4.5845 | -21.6049 | 18.7642 | 5.3611 | -13.6023 | -51.6016 | 50.3898 | 15.9063 | -22.9218 | -74.65 | 78.1325 | 27.6678 | -2.0642 | 1.0921 | 8.2285
10 | 19 | 14 | -5.3396 | -22.1351 | 19.3609 | 6.1825 | -15.8426 | -52.8678 | 51.9933 | 18.3433 | -26.697 | -76.4816 | 80.6196 | 31.9026 | -1.9313 | 1.6262 | 9.3436
10 | 19 | 15 | -6.1168 | -22.6773 | 20.2026 | 7.1269 | -18.1484 | -54.1628 | 54.2563 | 21.1454 | -30.5826 | -78.3551 | 84.1309 | 36.773 | -1.4645 | 3.0906 | 11.9662
10 | 19 | 16 | -7.0003 | -23.2635 | 20.9236 | 8.1228 | -20.7699 | -55.5629 | 56.1946 | 24.1003 | -35.0003 | -80.3806 | 87.138 | 41.9061 | -1.2174 | 3.962 | 13.6633
10 | 19 | 17 | -7.2789 | -23.2957 | 20.9886 | 8.24 | -21.5963 | -55.64 | 56.3722 | 24.4479 | -36.3929 | -80.4921 | 87.4161 | 42.4995 | -1.346 | 3.5838 | 13.0307
10 | 19 | 18 | -7.5544 | -23.332 | 21.0281 | 8.3603 | -22.4139 | -55.7265 | 56.481 | 24.8048 | -37.7705 | -80.6172 | 87.5871 | 43.1087 | -1.498 | 3.1455 | 12.3081
10 | 19 | 19 | -7.8678 | -23.4127 | 21.1424 | 8.5457 | -23.3435 | -55.9193 | 56.7889 | 25.355 | -39.3372 | -80.8962 | 88.0654 | 44.054 | -1.5924 | 2.8811 | 11.8861
10 | 19 | 20 | -6.8526 | -22.4302 | 20.0563 | 7.2054 | -20.3316 | -53.5726 | 53.8819 | 21.3783 | -34.2617 | -77.5013 | 83.5659 | 37.1346 | -2.0211 | 1.356 | 8.9376
10 | 19 | 21 | -5.9454 | -21.4621 | 18.8476 | 5.9434 | -17.6399 | -51.2605 | 50.6476 | 17.634 | -29.7258 | -74.1565 | 78.5604 | 30.616 | -2.6165 | -0.61891 | 5.2941
10 | 19 | 22 | -4.9993 | -20.483 | 17.7819 | 4.7584 | -14.833 | -48.922 | 47.7927 | 14.1181 | -24.9956 | -70.7734 | 74.1396 | 24.4997 | -2.9421 | -1.8441 | 2.8702
10 | 19 | 23 | -3.4002 | -18.9256 | 15.9373 | 3.0894 | -10.0883 | -45.2022 | 42.8435 | 9.1661 | -17.0002 | -65.3922 | 66.4694 | 15.9029 | -3.2991 | -3.2809 | -0.020174
10 | 20 | 0 | -2.0312 | -17.3616 | 14.2035 | 1.8329 | -6.0265 | -41.4668 | 38.1901 | 5.4381 | -10.1555 | -59.9883 | 59.2558 | 9.4378 | -3.3564 | -3.8651 | -1.4502
10 | 20 | 1 | -0.96738 | -15.8024 | 12.5268 | 0.86116 | -2.8702 | -37.7428 | 33.6889 | 2.555 | -4.8367 | -54.6009 | 52.2778 | 4.435 | -3.3819 | -4.3691 | -2.7248
10 | 20 | 2 | -0.33226 | -14.517 | 11.184 | 0.24428 | -0.98581 | -34.6727 | 30.0811 | 0.72479 | -1.6612 | -50.1596 | 46.6822 | 1.2553 | -3.421 | -4.8527 | -3.8833
10 | 20 | 3 | -0.045823 | -13.2006 | 9.8463 | 0.015446 | -0.13596 | -31.5284 | 26.4879 | 0.045828 | -0.22911 | -45.6109 | 41.1099 | 0.077893 | -3.3846 | -5.1307 | -4.6522
10 | 20 | 4 | -0.0097201 | -11.9326 | 8.662 | 0.0031269 | -0.028839 | -28.5001 | 23.3057 | 0.0092775 | -0.048599 | -41.23 | 36.1743 | 0.015769 | -3.2773 | -5.214 | -5.0886
10 | 20 | 5 | 0 | -10.1912 | 7.0861 | 0 | 0 | -24.3407 | 19.0737 | 0 | 0 | -35.2127 | 29.6123 | 0 | -3.1051 | -5.267 | -5.6004
10 | 20 | 6 | 0 | -8.4166 | 5.5862 | 0 | 0 | -20.1024 | 15.0453 | 0 | 0 | -29.0814 | 23.3654 | 0 | -2.8305 | -5.0572 | -5.7159
10 | 20 | 7 | 0 | -6.6884 | 4.2617 | 0 | 0 | -15.9747 | 11.4879 | 0 | 0 | -23.11 | 17.8491 | 0 | -2.4267 | -4.4868 | -5.2608
10 | 20 | 8 | 0 | -6.4086 | 4.025 | 0 | 0 | -15.3063 | 10.8522 | 0 | 0 | -22.143 | 16.8633 | 0 | -2.3835 | -4.4541 | -5.2797
10 | 20 | 9 | 0 | -6.1249 | 3.8236 | 0 | 0 | -14.6287 | 10.3115 | 0 | 0 | -21.1628 | 16.0251 | 0 | -2.3013 | -4.3172 | -5.1377
10 | 20 | 10 | 0 | -5.8437 | 3.6179 | 0 | 0 | -13.9572 | 9.7592 | 0 | 0 | -20.1913 | 15.1686 | 0 | -2.2258 | -4.198 | -5.0226
10 | 20 | 11 | 0 | -6.2898 | 3.926 | 0 | 0 | -15.0227 | 10.5855 | 0 | 0 | -21.7328 | 16.449 | 0 | -2.3638 | -4.4372 | -5.2837
10 | 20 | 12 | 0 | -6.6829 | 4.2369 | 0 | 0 | -15.9616 | 11.419 | 0 | 0 | -23.091 | 17.7404 | 0 | -2.446 | -4.5426 | -5.3506
10 | 20 | 13 | 0 | -7.1201 | 4.5396 | 0 | 0 | -17.0058 | 12.23 | 0 | 0 | -24.6017 | 18.9963 | 0 | -2.5806 | -4.7758 | -5.6054
10 | 20 | 14 | 0 | -7.7245 | 5.0196 | 0 | 0 | -18.4494 | 13.5176 | 0 | 0 | -26.69 | 20.9916 | 0 | -2.705 | -4.9318 | -5.6984
10 | 20 | 15 | 0 | -8.3211 | 5.4706 | 0 | 0 | -19.8744 | 14.7274 | 0 | 0 | -28.7514 | 22.8663 | 0 | -2.8505 | -5.147 | -5.8852
10 | 20 | 16 | 0 | -8.9147 | 5.9651 | 0 | 0 | -21.292 | 16.054 | 0 | 0 | -30.8023 | 24.9223 | 0 | -2.9496 | -5.238 | -5.88
10 | 20 | 17 | 0 | -9.148 | 6.1935 | 0 | 0 | -21.8493 | 16.6646 | 0 | 0 | -31.6085 | 25.8668 | 0 | -2.9546 | -5.1847 | -5.7417
10 | 20 | 18 | 0 | -9.4044 | 6.4309 | 0 | 0 | -22.4617 | 17.2994 | 0 | 0 | -32.4944 | 26.8486 | 0 | -2.9735 | -5.1622 | -5.6458
10 | 20 | 19 | 0 | -9.6647 | 6.6609 | 0 | 0 | -23.0833 | 17.9131 | 0 | 0 | -33.3937 | 27.7971 | 0 | -3.0038 | -5.1702 | -5.5966
10 | 20 | 20 | 0 | -10.3989 | 7.304 | 0 | 0 | -24.8369 | 19.6394 | 0 | 0 | -35.9306 | 30.4732 | 0 | -3.0949 | -5.1975 | -5.4574
10 | 20 | 21 | 0 | -11.1293 | 7.9152 | 0 | 0 | -26.5813 | 21.2778 | 0 | 0 | -38.4541 | 33.011 | 0 | -3.2141 | -5.3036 | -5.4432
10 | 20 | 22 | -0.0045067 | -11.8098 | 8.5054 | 0.0030516 | -0.013371 | -28.2066 | 22.8617 | 0.0090539 | -0.022532 | -40.8054 | 35.4662 | 0.015667 | -3.3058 | -5.3492 | -5.3461
10 | 20 | 23 | -0.045066 | -12.4396 | 9.0111 | 0.030516 | -0.13371 | -29.7108 | 24.2197 | 0.090539 | -0.22532 | -42.9815 | 37.5717 | 0.15667 | -3.443 | -5.5343 | -5.4784
10 | 21 | 0 | -0.12232 | -13.0606 | 9.6123 | 0.074896 | -0.36293 | -31.1942 | 25.8336 | 0.22222 | -0.61158 | -45.1274 | 40.0736 | 0.38372 | -3.4957 | -5.5013 | -5.2816
10 | 21 | 1 | -0.28666 | -13.6467 | 10.1992 | 0.16656 | -0.85051 | -32.5941 | 27.4096 | 0.49418 | -1.4332 | -47.1525 | 42.5173 | 0.85234 | -3.5676 | -5.5408 | -5.2161
10 | 21 | 2 | -0.18606 | -13.6398 | 10.1663 | 0.11061 | -0.55203 | -32.5775 | 27.3202 | 0.32818 | -0.93025 | -47.1286 | 42.378 | 0.56628 | -3.549 | -5.4812 | -5.1145
10 | 21 | 3 | -0.085625 | -13.624 | 10.118 | 0.058897 | -0.25405 | -32.5398 | 27.1886 | 0.17475 | -0.42811 | -47.074 | 42.1722 | 0.30239 | -3.5327 | -5.4305 | -5.0275
10 | 21 | 4 | -0.072106 | -13.6277 | 10.1058 | 0.049597 | -0.21394 | -32.5487 | 27.1549 | 0.14716 | -0.36051 | -47.0869 | 42.1193 | 0.25464 | -3.5445 | -5.4606 | -5.0735
10 | 21 | 5 | 0 | -12.3845 | 8.9574 | 0 | 0 | -29.5794 | 24.0728 | 0 | 0 | -42.7912 | 37.3417 | 0 | -3.4271 | -5.5066 | -5.4495
10 | 21 | 6 | 0 | -11.1299 | 7.8074 | 0 | 0 | -26.5829 | 20.9876 | 0 | 0 | -38.4564 | 32.5605 | 0 | -3.3225 | -5.5953 | -5.8959
10 | 21 | 7 | 0 | -9.8791 | 6.7239 | 0 | 0 | -23.5953 | 18.0806 | 0 | 0 | -34.1344 | 28.0554 | 0 | -3.1552 | -5.5147 | -6.079
10 | 21 | 8 | 0 | -10.0618 | 6.9067 | 0 | 0 | -24.0317 | 18.5699 | 0 | 0 | -34.7656 | 28.8126 | 0 | -3.1551 | -5.4618 | -5.953
10 | 21 | 9 | 0 | -10.2052 | 7.0423 | 0 | 0 | -24.3744 | 18.9339 | 0 | 0 | -35.2614 | 29.3768 | 0 | -3.1629 | -5.4405 | -5.8846
10 | 21 | 10 | 0 | -10.4028 | 7.2535 | 0 | 0 | -24.8461 | 19.5005 | 0 | 0 | -35.9439 | 30.2547 | 0 | -3.1492 | -5.3457 | -5.6891
10 | 21 | 11 | 0 | -11.6803 | 8.3799 | 0 | 0 | -27.8974 | 22.5247 | 0 | 0 | -40.358 | 34.9436 | 0 | -3.3003 | -5.3727 | -5.4144
10 | 21 | 12 | -0.013886 | -12.9258 | 9.484 | 0.004467 | -0.041199 | -30.8722 | 25.4883 | 0.013254 | -0.069427 | -44.6615 | 39.5377 | 0.022527 | -3.4512 | -5.4118 | -5.1707
10 | 21 | 13 | -0.064881 | -14.2194 | 10.709 | 0.039354 | -0.1925 | -33.9618 | 28.7761 | 0.11676 | -0.32439 | -49.1311 | 44.6342 | 0.20144 | -3.5359 | -5.2614 | -4.6199
10 | 21 | 14 | -0.11579 | -15.1911 | 11.6358 | 0.091308 | -0.34355 | -36.2827 | 31.2649 | 0.27091 | -0.57893 | -52.4887 | 48.4933 | 0.4693 | -3.5798 | -5.0904 | -4.105
10 | 21 | 15 | -0.19578 | -16.1096 | 12.607 | 0.22139 | -0.58087 | -38.4765 | 33.8716 | 0.65686 | -0.97884 | -55.6624 | 52.5339 | 1.1427 | -3.477 | -4.5289 | -2.9647
10 | 21 | 16 | -0.36084 | -17.0843 | 13.5887 | 0.31909 | -1.0706 | -40.8045 | 36.5073 | 0.94673 | -1.8041 | -59.0302 | 56.6202 | 1.6423 | -3.5374 | -4.4211 | -2.5718
10 | 21 | 17 | -1.0302 | -18.6369 | 15.2349 | 0.81066 | -3.0566 | -44.5126 | 40.9211 | 2.4052 | -5.1507 | -64.3945 | 63.458 | 4.166 | -3.6215 | -4.2429 | -1.9212
10 | 21 | 18 | -1.7275 | -20.1802 | 16.9558 | 1.367 | -5.1256 | -48.1987 | 45.5346 | 4.0559 | -8.6373 | -69.7271 | 70.605 | 7.0242 | -3.5849 | -3.7339 | -0.73524
10 | 21 | 19 | -2.2817 | -21.6992 | 18.7356 | 1.6847 | -6.7697 | -51.8268 | 50.3077 | 4.9986 | -11.4078 | -74.9757 | 78.0009 | 8.6445 | -3.5606 | -3.2901 | 0.26184
10 | 21 | 20 | -1.2153 | -22.4635 | 19.6797 | 1.2781 | -3.6058 | -53.6522 | 52.8398 | 3.7922 | -6.0763 | -77.6164 | 81.9244 | 6.5855 | -2.721 | -0.62593 | 4.8173
10 | 21 | 21 | -1.3561 | -23.1847 | 20.6185 | 1.4453 | -4.0234 | -55.3748 | 55.3612 | 4.2881 | -6.78 | -80.1084 | 85.8341 | 7.4473 | -2.477 | 0.25112 | 6.393
10 | 21 | 22 | -1.503 | -23.9534 | 21.5894 | 1.634 | -4.4594 | -57.2106 | 57.9657 | 4.8481 | -7.5148 | -82.7642 | 89.8704 | 8.4204 | -2.233 | 1.1438 | 8.0118
10 | 21 | 23 | -1.6784 | -24.697 | 22.4727 | 1.8816 | -4.9797 | -58.9868 | 60.3295 | 5.5827 | -8.3916 | -85.3338 | 93.5286 | 9.6977 | -2.0211 | 1.9456 | 9.501
10 | 22 | 0 | -1.8637 | -25.451 | 23.5761 | 2.1522 | -5.5295 | -60.7875 | 63.2844 | 6.3856 | -9.3179 | -87.9388 | 98.1035 | 11.094 | -1.5863 | 3.353 | 11.9408
10 | 22 | 1 | -2.0421 | -26.2427 | 24.5479 | 2.4226 | -6.059 | -62.6785 | 65.8872 | 7.1879 | -10.2102 | -90.6745 | 102.1334 | 12.4891 | -1.3143 | 4.3376 | 13.7379
10 | 22 | 2 | -2.0475 | -26.1517 | 24.4455 | 2.4115 | -6.075 | -62.4613 | 65.611 | 7.1549 | -10.2372 | -90.3601 | 101.7044 | 12.4313 | -1.3423 | 4.2297 | 13.5384
10 | 22 | 3 | -2.043 | -26.0972 | 24.4013 | 2.3964 | -6.0616 | -62.3311 | 65.4911 | 7.1102 | -10.2146 | -90.1718 | 101.5173 | 12.3531 | -1.3425 | 4.2086 | 13.484
10 | 22 | 4 | -2.0484 | -26.0543 | 24.3517 | 2.4037 | -6.0776 | -62.2285 | 65.3562 | 7.1318 | -10.2416 | -90.0233 | 101.3067 | 12.3902 | -1.3472 | 4.1819 | 13.4319
10 | 22 | 5 | -1.8537 | -25.2808 | 23.2853 | 2.1367 | -5.5 | -60.3812 | 62.4955 | 6.3396 | -9.2683 | -87.351 | 96.8738 | 11.0137 | -1.7126 | 2.9538 | 11.2681
10 | 22 | 6 | -1.6591 | -24.4873 | 22.1443 | 1.8683 | -4.9225 | -58.4858 | 59.4369 | 5.5433 | -8.295 | -84.609 | 92.1356 | 9.63 | -2.1337 | 1.5719 | 8.8616
10 | 22 | 7 | -1.4726 | -23.6752 | 21.103 | 1.6248 | -4.3692 | -56.5464 | 56.6427 | 4.8207 | -7.3628 | -81.8033 | 87.8048 | 8.3743 | -2.4201 | 0.54774 | 7.013
10 | 22 | 8 | -1.387 | -23.2568 | 20.6429 | 1.5213 | -4.1152 | -55.5469 | 55.4109 | 4.5136 | -6.9348 | -80.3574 | 85.898 | 7.8405 | -2.4796 | 0.26237 | 6.4463
10 | 22 | 9 | -1.3172 | -22.8602 | 20.064 | 1.4333 | -3.9082 | -54.5996 | 53.8603 | 4.2525 | -6.5858 | -78.987 | 83.4972 | 7.3864 | -2.6801 | -0.39494 | 5.3108
10 | 22 | 10 | -1.2429 | -22.4492 | 19.6646 | 1.3352 | -3.6877 | -53.6181 | 52.7914 | 3.9614 | -6.2143 | -77.5671 | 81.8428 | 6.8805 | -2.6924 | -0.55291 | 4.9419
10 | 22 | 11 | -1.3217 | -22.7984 | 20.0642 | 1.4287 | -3.9216 | -54.4521 | 53.8674 | 4.2388 | -6.6085 | -78.7736 | 83.5134 | 7.362 | -2.6272 | -0.26752 | 5.4933
10 | 22 | 12 | -1.4074 | -23.1893 | 20.6688 | 1.5289 | -4.1757 | -55.3858 | 55.4937 | 4.5362 | -7.0367 | -80.1243 | 86.0375 | 7.8784 | -2.399 | 0.46836 | 6.7549
10 | 22 | 13 | -1.4893 | -23.543 | 21.086 | 1.615 | -4.4189 | -56.2306 | 56.615 | 4.7918 | -7.4464 | -81.3465 | 87.7768 | 8.3221 | -2.3313 | 0.75735 | 7.306
10 | 22 | 14 | -1.5509 | -23.8944 | 21.5525 | 1.7055 | -4.6014 | -57.0698 | 57.8688 | 5.0601 | -7.7539 | -82.5606 | 89.7219 | 8.7885 | -2.1873 | 1.2577 | 8.1958
10 | 22 | 15 | -1.6124 | -24.2412 | 22.0778 | 1.7781 | -4.7839 | -57.8982 | 59.2802 | 5.2755 | -8.0616 | -83.759 | 91.9109 | 9.1626 | -1.9977 | 1.8735 | 9.253
10 | 22 | 16 | -1.6866 | -24.6398 | 22.5051 | 1.8784 | -5.0041 | -58.8502 | 60.4259 | 5.5731 | -8.4326 | -85.1361 | 93.686 | 9.6796 | -1.943 | 2.1446 | 9.7968
10 | 22 | 17 | -1.7258 | -24.8747 | 22.9091 | 1.9355 | -5.1205 | -59.4113 | 61.5084 | 5.7427 | -8.6288 | -85.9479 | 95.3623 | 9.9744 | -1.7559 | 2.7192 | 10.7601
10 | 22 | 18 | -1.7537 | -25.0997 | 23.1496 | 1.9686 | -5.2033 | -59.9486 | 62.1526 | 5.8407 | -8.7683 | -86.7251 | 96.3599 | 10.1448 | -1.7353 | 2.8414 | 11.0113
10 | 22 | 19 | -1.7899 | -25.3312 | 23.3523 | 2.0094 | -5.3105 | -60.5015 | 62.6946 | 5.9618 | -8.9489 | -87.5251 | 97.1986 | 10.3552 | -1.7594 | 2.8445 | 11.0798
10 | 22 | 20 | -1.868 | -25.5802 | 23.817 | 2.1261 | -5.5423 | -61.0963 | 63.9368 | 6.3081 | -9.3395 | -88.3855 | 99.1196 | 10.9569 | -1.5051 | 3.6063 | 12.3514
10 | 22 | 21 | -1.9475 | -25.8368 | 24.104 | 2.2135 | -5.7782 | -61.7091 | 64.7078 | 6.5674 | -9.7372 | -89.272 | 100.3155 | 11.4071 | -1.4668 | 3.7879 | 12.7135
10 | 22 | 22 | -2.0174 | -26.0785 | 24.4074 | 2.3066 | -5.9857 | -62.2863 | 65.5232 | 6.8437 | -10.0868 | -90.1071 | 101.5803 | 11.8872 | -1.3819 | 4.0949 | 13.2737
10 | 22 | 23 | -2.1 | -26.2954 | 24.6442 | 2.9432 | -6.2308 | -62.8043 | 66.158 | 8.7325 | -10.4997 | -90.8564 | 102.5637 | 15.2015 | -0.808 | 5.8555 | 16.4091
10 | 23 | 0 | -2.1693 | -26.5539 | 25.1213 | 3.0444 | -6.4362 | -63.4218 | 67.4375 | 9.0326 | -10.8459 | -91.7496 | 104.5463 | 15.7242 | -0.55745 | 6.6122 | 17.675
10 | 23 | 1 | -2.2383 | -26.7612 | 25.3818 | 3.1558 | -6.6411 | -63.9168 | 68.1357 | 9.3632 | -11.1912 | -92.4658 | 105.6275 | 16.2996 | -0.46184 | 6.941 | 18.2701
10 | 23 | 2 | -2.0642 | -25.7884 | 24.0907 | 2.8578 | -6.1243 | -61.5935 | 64.6759 | 8.479 | -10.3204 | -89.1048 | 100.2692 | 14.7594 | -0.90411 | 5.437 | 15.6035
10 | 23 | 3 | -1.9568 | -24.8114 | 22.7235 | 2.5993 | -5.8058 | -59.2599 | 61.012 | 7.712 | -9.7836 | -85.7289 | 94.5944 | 13.421 | -1.4455 | 3.6582 | 12.5029
10 | 23 | 4 | -3.2572 | -23.8337 | 21.5234 | 3.0738 | -9.664 | -56.9248 | 57.7956 | 9.1201 | -16.2852 | -82.3507 | 89.6124 | 15.8159 | -2.4936 | 0.32689 | 6.7923
10 | 23 | 5 | -2.6375 | -22.5826 | 20.0002 | 2.4716 | -7.8253 | -53.9368 | 53.7097 | 7.3333 | -13.1868 | -78.0281 | 83.2809 | 12.7197 | -2.7482 | -0.7191 | 4.7856
10 | 23 | 6 | -2.4124 | -21.3195 | 18.3635 | 2.2588 | -7.1577 | -50.9199 | 49.3187 | 6.7019 | -12.0617 | -73.6637 | 76.4758 | 11.6301 | -3.1096 | -2.057 | 2.3805
10 | 23 | 7 | -1.7632 | -20.0639 | 16.957 | 1.7289 | -5.2313 | -47.921 | 45.5463 | 5.1296 | -8.8155 | -69.3253 | 70.6305 | 8.9088 | -3.1411 | -2.4763 | 1.3985
10 | 23 | 8 | -1.3541 | -19.4354 | 16.2025 | 1.3202 | -4.0177 | -46.4198 | 43.5233 | 3.9169 | -6.7704 | -67.1536 | 67.4961 | 6.8027 | -3.2668 | -2.9973 | 0.37476
10 | 23 | 9 | -0.94182 | -18.7594 | 15.4163 | 0.91598 | -2.7944 | -44.8053 | 41.4145 | 2.7177 | -4.7089 | -64.818 | 64.2284 | 4.7199 | -3.3689 | -3.4675 | -0.57867
10 | 23 | 10 | -0.73883 | -18.1292 | 14.6773 | 0.67223 | -2.1921 | -43.3002 | 39.4312 | 1.9945 | -3.694 | -62.6406 | 61.1542 | 3.461 | -3.5185 | -4.0666 | -1.7193
10 | 23 | 11 | -0.83611 | -18.4133 | 15.0716 | 0.77058 | -2.4807 | -43.9788 | 40.4907 | 2.2863 | -4.1804 | -63.6223 | 62.7977 | 3.9677 | -3.4073 | -3.6825 | -1.0372
10 | 23 | 12 | -0.92689 | -18.7262 | 15.3939 | 0.86145 | -2.7501 | -44.7261 | 41.3561 | 2.5559 | -4.6343 | -64.7034 | 64.1394 | 4.4359 | -3.3978 | -3.5642 | -0.76239
10 | 23 | 13 | -1.0185 | -19.0043 | 15.6933 | 0.95686 | -3.0218 | -45.3902 | 42.162 | 2.839 | -5.0921 | -65.6641 | 65.3906 | 4.9271 | -3.3726 | -3.4109 | -0.4385
10 | 23 | 14 | -1.848 | -20.1039 | 16.9583 | 1.5501 | -5.4831 | -48.0164 | 45.5553 | 4.5991 | -9.2398 | -69.4634 | 70.6491 | 7.9706 | -3.4435 | -3.3451 | -0.083463
10 | 23 | 15 | -3.4436 | -21.1731 | 18.1776 | 3.1674 | -10.2172 | -50.5701 | 48.8284 | 9.3975 | -17.2174 | -73.1577 | 75.723 | 16.3058 | -3.2717 | -2.5614 | 1.6537
10 | 23 | 16 | -6.0047 | -22.2349 | 19.5135 | 6.1927 | -17.8159 | -53.1063 | 52.4097 | 18.3737 | -30.0223 | -76.8267 | 81.271 | 31.9156 | -2.5335 | -0.13884 | 6.3376
10 | 23 | 17 | -6.4134 | -22.505 | 19.8665 | 6.682 | -19.0285 | -53.7514 | 53.3613 | 19.8253 | -32.0658 | -77.76 | 82.7494 | 34.4381 | -2.37 | 0.40667 | 7.3618
10 | 23 | 18 | -6.8244 | -22.7806 | 20.1937 | 7.1587 | -20.2479 | -54.4097 | 54.2425 | 21.2399 | -34.1207 | -78.7122 | 84.118 | 36.8957 | -2.2526 | 0.82477 | 8.1808
10 | 23 | 19 | -7.2088 | -23.0445 | 20.6183 | 7.6443 | -21.3883 | -55.0399 | 55.3824 | 22.6806 | -36.0424 | -79.624 | 85.8852 | 39.4005 | -1.9907 | 1.6348 | 9.6193
10 | 23 | 20 | -6.6751 | -22.5247 | 20.0163 | 6.926 | -19.8049 | -53.7985 | 53.7693 | 20.5493 | -33.3741 | -77.828 | 83.3869 | 35.6907 | -2.2575 | 0.71523 | 7.8755
10 | 23 | 21 | -6.1305 | -22.0051 | 19.3392 | 6.1838 | -18.1891 | -52.5573 | 51.951 | 18.3473 | -30.6512 | -76.0325 | 80.5676 | 31.8591 | -2.6126 | -0.44807 | 5.743
10 | 23 | 22 | -5.5478 | -21.4395 | 18.6796 | 5.427 | -16.4603 | -51.2066 | 50.1828 | 16.1019 | -27.738 | -74.0785 | 77.8283 | 27.9505 | -2.8807 | -1.3822 | 3.9623
10 | 23 | 23 | -4.6882 | -20.6852 | 17.759 | 4.3859 | -13.9098 | -49.4048 | 47.7121 | 13.013 | -23.44 | -71.4719 | 73.9988 | 22.5794 | -3.2285 | -2.5895 | 1.6662
10 | 24 | 0 | -3.8196 | -19.9122 | 16.8658 | 3.3913 | -11.3326 | -47.5586 | 45.3178 | 10.0619 | -19.097 | -68.8011 | 70.2898 | 17.4493 | -3.4747 | -3.5115 | -0.15896
10 | 24 | 1 | -3.1141 | -19.1059 | 15.9438 | 2.6077 | -9.2395 | -45.6329 | 42.8445 | 7.737 | -15.5699 | -66.0153 | 66.457 | 13.4091 | -3.6685 | -4.2909 | -1.719
10 | 24 | 2 | -2.2231 | -17.6765 | 14.3885 | 1.6887 | -6.5959 | -42.219 | 38.6738 | 5.0104 | -11.115 | -61.0764 | 59.9949 | 8.6734 | -3.8224 | -5.1307 | -3.5231
10 | 24 | 3 | -1.3773 | -16.2449 | 12.9097 | 0.96489 | -4.0866 | -38.7997 | 34.7074 | 2.8628 | -6.8865 | -56.1299 | 53.849 | 4.9513 | -3.7477 | -5.316 | -4.216
10 | 24 | 4 | -0.63073 | -14.8231 | 11.4959 | 0.3842 | -1.8714 | -35.4038 | 30.9155 | 1.1399 | -3.1535 | -51.2172 | 47.9733 | 1.9677 | -3.5738 | -5.2197 | -4.4297
10 | 24 | 5 | -0.14547 | -13.4543 | 10.1073 | 0.06538 | -0.4316 | -32.1346 | 27.185 | 0.19398 | -0.72731 | -46.4878 | 42.1877 | 0.33274 | -3.4271 | -5.1872 | -4.6947
10 | 24 | 6 | -0.068041 | -12.0816 | 8.8067 | 0.023288 | -0.20188 | -28.8559 | 23.6923 | 0.069094 | -0.34019 | -41.7446 | 36.7719 | 0.11744 | -3.3196 | -5.2963 | -5.1954
10 | 24 | 7 | -0.058321 | -10.7197 | 7.5784 | 0.019961 | -0.17304 | -25.6032 | 20.3932 | 0.059223 | -0.29159 | -37.0391 | 31.6561 | 0.10066 | -3.1797 | -5.3238 | -5.574
10 | 24 | 8 | -0.030549 | -9.6578 | 6.6316 | 0.01014 | -0.090638 | -23.067 | 17.8503 | 0.030084 | -0.15274 | -33.37 | 27.7129 | 0.051134 | -3.0467 | -5.2772 | -5.7587
10 | 24 | 9 | -0.0041658 | -8.5841 | 5.7673 | 0.0013401 | -0.01236 | -20.5025 | 15.5288 | 0.0039761 | -0.020828 | -29.6601 | 24.1128 | 0.0067581 | -2.8197 | -4.9821 | -5.5613
10 | 24 | 10 | 0 | -7.5272 | 4.9119 | 0 | 0 | -17.9781 | 13.2312 | 0 | 0 | -26.0081 | 20.5497 | 0 | -2.6153 | -4.7469 | -5.4584
10 | 24 | 11 | 0 | -8.3342 | 5.521 | 0 | 0 | -19.9056 | 14.8642 | 0 | 0 | -28.7966 | 23.0797 | 0 | -2.8133 | -5.0414 | -5.7169
10 | 24 | 12 | 0 | -9.2001 | 6.1993 | 0 | 0 | -21.9737 | 16.6822 | 0 | 0 | -31.7884 | 25.8957 | 0 | -3.0008 | -5.2915 | -5.8927
10 | 24 | 13 | 0 | -10.0125 | 6.8523 | 0 | 0 | -23.9141 | 18.4325 | 0 | 0 | -34.5956 | 28.6069 | 0 | -3.1603 | -5.4816 | -5.9887
10 | 24 | 14 | 0 | -11.4272 | 8.0429 | 0 | 0 | -27.293 | 21.6215 | 0 | 0 | -39.4836 | 33.5446 | 0 | -3.3843 | -5.6715 | -5.939
10 | 24 | 15 | 0 | -12.8762 | 9.3353 | 0 | 0 | -30.7537 | 25.0832 | 0 | 0 | -44.4901 | 38.9049 | 0 | -3.5409 | -5.6705 | -5.5852
10 | 24 | 16 | 0 | -14.2875 | 10.6765 | 0 | 0 | -34.1244 | 28.6769 | 0 | 0 | -49.3664 | 44.4704 | 0 | -3.611 | -5.4475 | -4.896
10 | 24 | 17 | -0.0048643 | -15.0374 | 11.3646 | 0.038426 | -0.014432 | -35.9155 | 30.5204 | 0.11401 | -0.02432 | -51.9575 | 47.325 | 0.20019 | -3.6392 | -5.2956 | -4.4566
10 | 24 | 18 | -0.084729 | -15.8135 | 12.1985 | 0.18818 | -0.25139 | -37.7692 | 32.756 | 0.55832 | -0.42363 | -54.6391 | 50.7884 | 0.97619 | -3.5115 | -4.7063 | -3.2982
10 | 24 | 19 | -0.2383 | -16.5873 | 13.0212 | 0.38708 | -0.70704 | -39.6174 | 34.9607 | 1.1485 | -1.1915 | -57.3129 | 54.2032 | 2.004 | -3.4173 | -4.2153 | -2.2971
10 | 24 | 20 | -0.38099 | -17.2374 | 13.7128 | 0.49717 | -1.1304 | -41.1701 | 36.8196 | 1.4751 | -1.9049 | -59.5592 | 57.0868 | 2.5699 | -3.4084 | -4.0059 | -1.8073
10 | 24 | 21 | -0.87855 | -17.9324 | 14.4865 | 0.83598 | -2.6066 | -42.83 | 38.8974 | 2.4803 | -4.3926 | -61.9604 | 60.3087 | 4.3072 | -3.4884 | -4.0589 | -1.737
10 | 24 | 22 | -1.3536 | -18.5815 | 15.2012 | 1.1789 | -4.016 | -44.3804 | 40.8171 | 3.4978 | -6.7675 | -64.2034 | 63.2855 | 6.0665 | -3.555 | -4.0815 | -1.6189
10 | 24 | 23 | -1.6618 | -19.2421 | 15.9036 | 1.5841 | -4.9305 | -45.9583 | 42.6976 | 4.6999 | -8.3085 | -66.4859 | 66.1968 | 8.1603 | -3.4162 | -3.4912 | -0.43737
10 | 25 | 0 | -2.2159 | -19.8395 | 16.5538 | 2.3189 | -6.5745 | -47.385 | 44.4377 | 6.8802 | -11.079 | -68.5499 | 68.8898 | 11.9576 | -3.1826 | -2.6416 | 1.2184
10 | 25 | 1 | -2.7989 | -20.4554 | 17.2571 | 3.1245 | -8.3043 | -48.856 | 46.3194 | 9.2703 | -13.994 | -70.678 | 71.8018 | 16.1203 | -2.8728 | -1.5707 | 3.2502
10 | 25 | 2 | -2.881 | -20.4665 | 17.2011 | 3.0856 | -8.548 | -48.8825 | 46.1749 | 9.1549 | -14.4046 | -70.7163 | 71.5827 | 15.9129 | -3.0609 | -2.1007 | 2.3747
10 | 25 | 3 | -2.9848 | -20.4826 | 17.2721 | 3.082 | -8.856 | -48.9209 | 46.3668 | 9.1444 | -14.9236 | -70.7719 | 71.881 | 15.8878 | -3.1132 | -2.2657 | 2.0733
10 | 25 | 4 | -3.104 | -20.5401 | 17.3739 | 3.1265 | -9.2096 | -49.0582 | 46.6437 | 9.2764 | -15.5195 | -70.9705 | 72.3134 | 16.1113 | -3.1437 | -2.3478 | 1.9347
10 | 25 | 5 | -2.6645 | -20.3029 | 17.0818 | 2.8779 | -7.9055 | -48.4918 | 45.8606 | 8.5388 | -13.3219 | -70.1511 | 71.1004 | 14.8451 | -3.0077 | -1.9979 | 2.4725
10 | 25 | 6 | -2.5781 | -20.0841 | 16.8266 | 2.7743 | -7.6492 | -47.9693 | 45.1774 | 8.2312 | -12.89 | -69.3952 | 70.0428 | 14.3102 | -3.0614 | -2.2099 | 2.0678
10 | 25 | 7 | -2.4928 | -19.8592 | 16.5628 | 2.6751 | -7.3961 | -47.432 | 44.4702 | 7.9371 | -12.4635 | -68.6179 | 68.9471 | 13.7981 | -3.114 | -2.4208 | 1.6639
10 | 25 | 8 | -2.7643 | -20.1442 | 16.9193 | 2.9923 | -8.2015 | -48.1128 | 45.4248 | 8.8782 | -13.8207 | -69.6028 | 70.4251 | 15.4345 | -2.9969 | -2.0114 | 2.4361
10 | 25 | 9 | -3.0392 | -20.4061 | 17.1832 | 3.3061 | -9.0172 | -48.7384 | 46.1328 | 9.8093 | -15.1952 | -70.5078 | 71.5224 | 17.0536 | -2.956 | -1.8134 | 2.873
10 | 25 | 10 | -3.314 | -20.6548 | 17.4495 | 3.6108 | -9.8326 | -49.3322 | 46.8463 | 10.7131 | -16.5694 | -71.3669 | 72.6274 | 18.6245 | -2.9085 | -1.6055 | 3.3156
10 | 25 | 11 | -3.86 | -21.3302 | 18.2681 | 4.2906 | -11.4525 | -50.9454 | 49.0429 | 12.73 | -19.2991 | -73.7007 | 76.0319 | 22.1342 | -2.6315 | -0.62496 | 5.1664
10 | 25 | 12 | -4.3972 | -22.0023 | 19.1659 | 4.9883 | -13.0466 | -52.5507 | 51.4533 | 14.8003 | -21.9853 | -76.0229 | 79.769 | 25.7354 | -2.2454 | 0.65635 | 7.4961
10 | 25 | 13 | -5.1378 | -22.6823 | 19.8913 | 5.8732 | -15.2437 | -54.1749 | 53.4011 | 17.4258 | -25.6878 | -78.3726 | 82.7889 | 30.3043 | -2.0556 | 1.4083 | 9.0327
10 | 25 | 14 | -5.7964 | -23.2167 | 20.6459 | 6.7193 | -17.1977 | -55.4513 | 55.426 | 19.9361 | -28.9806 | -80.2191 | 85.9273 | 34.6711 | -1.6479 | 2.7131 | 11.3987
10 | 25 | 15 | -6.4652 | -23.7731 | 21.3502 | 7.5824 | -19.1823 | -56.7801 | 57.3156 | 22.4968 | -32.3249 | -82.1415 | 88.8556 | 39.1266 | -1.3057 | 3.85 | 13.5159
10 | 25 | 16 | -7.1014 | -24.2984 | 21.9825 | 8.3958 | -21.0698 | -58.0348 | 59.0123 | 24.9101 | -35.5056 | -83.9566 | 91.4856 | 43.3242 | -1.0216 | 4.8178 | 15.3477
10 | 25 | 17 | -7.667 | -24.775 | 22.6421 | 9.1504 | -22.7478 | -59.173 | 60.7802 | 27.1492 | -38.3332 | -85.6031 | 94.2238 | 47.2205 | -0.64936 | 6.0086 | 17.5079
10 | 25 | 18 | -8.1648 | -25.1989 | 23.1406 | 9.8101 | -24.2249 | -60.1855 | 62.1192 | 29.1063 | -40.8223 | -87.0679 | 96.3004 | 50.6245 | -0.41302 | 6.8151 | 19.0346
10 | 25 | 19 | -8.7168 | -25.6728 | 23.862 | 10.5973 | -25.8627 | -61.3173 | 64.0542 | 31.442 | -43.5824 | -88.7052 | 99.2988 | 54.6889 | 0.069696 | 8.3162 | 21.7002
10 | 25 | 20 | -9.1176 | -26.0045 | 24.2357 | 11.121 | -27.0519 | -62.1097 | 65.0564 | 32.9959 | -45.5864 | -89.8515 | 100.8518 | 57.3905 | 0.23452 | 8.8907 | 22.8044
10 | 25 | 21 | -9.5194 | -26.3372 | 24.7726 | 11.6881 | -28.244 | -62.9042 | 66.495 | 34.6785 | -47.5951 | -91.0009 | 103.0797 | 60.3173 | 0.60411 | 10.0253 | 24.8009
10 | 25 | 22 | -9.9603 | -26.7132 | 25.2292 | 12.2882 | -29.5519 | -63.8022 | 67.7216 | 36.4589 | -49.7992 | -92.3 | 104.9821 | 63.4136 | 0.84392 | 10.8264 | 26.2964
10 | 25 | 23 | -10.3116 | -27.0059 | 25.582 | 12.7614 | -30.5943 | -64.5014 | 68.666 | 37.8629 | -51.5558 | -93.3115 | 106.4437 | 65.856 | 1.0259 | 11.4331 | 27.4324
10 | 26 | 0 | -10.678 | -27.299 | 26.1187 | 13.3719 | -31.6815 | -65.2013 | 70.1061 | 39.6744 | -53.3878 | -94.3241 | 108.6759 | 69.0073 | 1.5137 | 12.8977 | 29.9712
10 | 26 | 1 | -11.0871 | -27.6389 | 26.5113 | 13.9191 | -32.8954 | -66.0132 | 71.1593 | 41.2977 | -55.4334 | -95.4986 | 110.3078 | 71.8305 | 1.7044 | 13.5483 | 31.2062
10 | 26 | 2 | -10.6112 | -27.1907 | 25.8507 | 13.1767 | -31.4832 | -64.9427 | 69.3873 | 39.095 | -53.0536 | -93.95 | 107.5619 | 67.9987 | 1.2255 | 12.0564 | 28.557
10 | 26 | 3 | -10.1484 | -26.7477 | 25.3767 | 12.5407 | -30.1102 | -63.8847 | 68.1182 | 37.2082 | -50.74 | -92.4193 | 105.5973 | 64.7158 | 1.0213 | 11.3315 | 27.1537
10 | 26 | 4 | -9.7008 | -26.3418 | 24.7204 | 11.8303 | -28.7821 | -62.9151 | 66.3566 | 35.1003 | -48.502 | -91.0167 | 102.8666 | 61.0486 | 0.50812 | 9.7597 | 24.3966
10 | 26 | 5 | -8.92 | -25.7352 | 23.8593 | 10.7769 | -26.4654 | -61.4665 | 64.047 | 31.9749 | -44.598 | -88.921 | 99.2876 | 55.6128 | -0.018949 | 8.09 | 21.3813
10 | 26 | 6 | -8.1725 | -25.1645 | 23.192 | 9.8207 | -24.2478 | -60.1032 | 62.2559 | 29.1378 | -40.861 | -86.9489 | 96.5111 | 50.6796 | -0.32429 | 7.0426 | 19.3809
10 | 26 | 7 | -7.8983 | -24.5567 | 22.312 | 8.9717 | -23.4341 | -58.6516 | 59.8936 | 26.6188 | -39.4897 | -84.8488 | 92.8492 | 46.2724 | -1.1713 | 4.4268 | 14.783
10 | 26 | 8 | -7.4378 | -24.1966 | 21.8831 | 8.4294 | -22.0678 | -57.7915 | 58.744 | 25.0098 | -37.1873 | -83.6046 | 91.0685 | 43.4779 | -1.3219 | 3.8946 | 13.7545
10 | 26 | 9 | -6.9312 | -23.794 | 21.3372 | 7.8032 | -20.5648 | -56.8301 | 57.2819 | 23.1519 | -34.6547 | -82.2138 | 88.8044 | 40.2477 | -1.5848 | 3.0388 | 12.1836
10 | 26 | 10 | -6.4182 | -23.391 | 20.8883 | 7.2163 | -19.0426 | -55.8675 | 56.0784 | 21.4106 | -32.0895 | -80.8212 | 86.9403 | 37.2223 | -1.7046 | 2.5789 | 11.2519
10 | 26 | 11 | -7.1732 | -23.9261 | 21.5116 | 8.0961 | -21.2827 | -57.1455 | 57.754 | 24.0212 | -35.8644 | -82.67 | 89.5399 | 41.7595 | -1.4916 | 3.347 | 12.7649
10 | 26 | 12 | -7.9437 | -24.4633 | 22.29 | 9.0335 | -23.5689 | -58.4285 | 59.8428 | 26.8022 | -39.7169 | -84.5261 | 92.7773 | 46.5925 | -1.0835 | 4.6476 | 15.1268
10 | 26 | 13 | -8.6854 | -24.9955 | 23.0294 | 10.0551 | -25.7694 | -59.6998 | 61.8268 | 29.8335 | -43.4251 | -86.3652 | 95.8522 | 51.8664 | -0.59639 | 6.191 | 17.9282
10 | 26 | 14 | -9.6197 | -25.7004 | 23.9839 | 11.2566 | -28.5417 | -61.3833 | 64.3889 | 33.3981 | -48.0967 | -88.8006 | 99.824 | 58.0623 | -0.079686 | 7.8621 | 20.9889
10 | 26 | 15 | -10.4851 | -26.3607 | 24.7876 | 12.3742 | -31.1092 | -62.9603 | 66.5464 | 36.7142 | -52.4234 | -91.0821 | 103.1688 | 63.8273 | 0.316 | 9.1911 | 23.4907
10 | 26 | 16 | -11.345 | -27.01 | 25.6763 | 13.5325 | -33.6606 | -64.5112 | 68.9328 | 40.1508 | -56.7228 | -93.3257 | 106.8688 | 69.8001 | 0.85378 | 10.9118 | 26.6203
10 | 26 | 17 | -11.9097 | -27.4564 | 26.3593 | 14.3369 | -35.3358 | -65.5774 | 70.7609 | 42.5375 | -59.5459 | -94.8681 | 109.6984 | 73.9504 | 1.3301 | 12.3852 | 29.2348
10 | 26 | 18 | -12.8267 | -27.9093 | 26.9233 | 15.7088 | -38.0567 | -66.6592 | 72.2726 | 46.6078 | -64.1309 | -96.4331 | 112.04 | 81.0409 | 1.8961 | 14.1646 | 32.5169
10 | 26 | 19 | -13.4317 | -28.374 | 27.7029 | 16.6797 | -39.8516 | -67.7689 | 74.3642 | 49.4883 | -67.1555 | -98.0385 | 115.2815 | 86.0509 | 2.5769 | 16.232 | 36.1384
10 | 26 | 20 | -14.2504 | -28.8824 | 28.3702 | 17.625 | -42.2809 | -68.9832 | 76.1559 | 52.2931 | -71.2493 | -99.7951 | 118.0594 | 90.9172 | 2.8624 | 17.1849 | 37.9321
10 | 26 | 21 | -15.0683 | -29.3867 | 29.2129 | 18.7064 | -44.7076 | -70.1878 | 78.4172 | 55.5017 | -75.3386 | -101.5378 | 121.5644 | 96.4836 | 3.4642 | 19.0236 | 41.1716
10 | 26 | 22 | -15.8804 | -29.8618 | 29.8887 | 19.6903 | -47.1168 | -71.3226 | 80.2315 | 58.4208 | -79.3985 | -103.1794 | 124.3768 | 101.5482 | 3.8368 | 20.2129 | 43.347
10 | 26 | 23 | -16.5062 | -30.3783 | 30.6434 | 20.6797 | -48.9738 | -72.556 | 82.2501 | 61.3565 | -82.5278 | -104.9638 | 127.5003 | 106.652 | 4.4386 | 22.0768 | 46.6607
10 | 27 | 0 | -17.1259 | -30.8551 | 31.4124 | 21.6984 | -50.8123 | -73.6948 | 84.3105 | 64.379 | -85.6259 | -106.6112 | 130.6911 | 111.9053 | 5.1299 | 24.1825 | 50.3593
10 | 27 | 1 | -17.7357 | -31.3425 | 32.128 | 22.6731 | -52.6216 | -74.8591 | 86.2249 | 67.2707 | -88.6749 | -108.2956 | 133.6535 | 116.9342 | 5.7228 | 26.015 | 53.6173
10 | 27 | 2 | -16.1541 | -30.1437 | 30.1906 | 20.1549 | -47.9291 | -71.9957 | 81.0348 | 59.7993 | -80.7673 | -104.1532 | 125.6165 | 103.9438 | 4.0476 | 20.9093 | 44.6397
10 | 27 | 3 | -14.5718 | -28.957 | 28.4949 | 17.8118 | -43.2343 | -69.1614 | 76.4876 | 52.8473 | -72.8559 | -100.0529 | 118.5712 | 91.8595 | 2.7779 | 16.9393 | 37.5218
10 | 27 | 4 | -12.997 | -27.767 | 26.876 | 15.5658 | -38.5621 | -66.3191 | 72.1511 | 46.1835 | -64.9826 | -95.9412 | 111.8561 | 80.2746 | 1.6778 | 13.4534 | 31.207
10 | 27 | 5 | -10.3776 | -25.9131 | 24.206 | 12.0819 | -30.7901 | -61.8912 | 64.9876 | 35.8468 | -51.8857 | -89.5355 | 100.7541 | 62.3133 | -0.0027305 | 8.153 | 21.6462
10 | 27 | 6 | -7.7592 | -24.0582 | 21.7414 | 8.8259 | -23.0216 | -57.4611 | 58.3747 | 26.1863 | -38.7946 | -83.1267 | 90.5054 | 45.525 | -1.2502 | 4.0783 | 14.1091
10 | 27 | 7 | -5.1309 | -22.176 | 19.4305 | 5.7849 | -15.2232 | -52.9655 | 52.1757 | 17.1637 | -25.6532 | -76.623 | 80.899 | 29.8467 | -2.0915 | 1.1507 | 8.4695
10 | 27 | 8 | -4.2266 | -21.5019 | 18.5882 | 4.6982 | -12.5404 | -51.3554 | 49.9162 | 13.9396 | -21.1324 | -74.2938 | 77.3975 | 24.2402 | -2.4421 | -0.04001 | 6.2115
10 | 27 | 9 | -3.2754 | -20.7866 | 17.7328 | 3.6122 | -9.718 | -49.6471 | 47.6211 | 10.7172 | -16.3762 | -71.8224 | 73.8403 | 18.6376 | -2.717 | -1.0268 | 4.2792
10 | 27 | 10 | -2.336 | -20.0731 | 16.9066 | 2.5414 | -6.9308 | -47.9429 | 45.4054 | 7.5402 | -11.6794 | -69.357 | 70.4073 | 13.1125 | -2.9611 | -1.928 | 2.4834
10 | 27 | 11 | -3.2867 | -20.757 | 17.6347 | 3.5559 | -9.7516 | -49.5765 | 47.3588 | 10.5503 | -16.4328 | -71.7202 | 73.4345 | 18.3436 | -2.8532 | -1.419 | 3.6251
10 | 27 | 12 | -4.3142 | -21.4853 | 18.545 | 4.7111 | -12.8003 | -51.316 | 49.8001 | 13.9778 | -21.5703 | -74.2367 | 77.2174 | 24.3018 | -2.5435 | -0.3384 | 5.7122
10 | 27 | 13 | -5.319 | -22.1741 | 19.4275 | 5.8448 | -15.7813 | -52.9611 | 52.1678 | 17.3416 | -26.5938 | -76.6166 | 80.8867 | 30.148 | -2.2207 | 0.76701 | 7.8244
10 | 27 | 14 | -5.626 | -22.3153 | 19.5702 | 6.1109 | -16.6922 | -53.2982 | 52.5537 | 18.1311 | -28.1287 | -77.1043 | 81.4874 | 31.5154 | -2.2601 | 0.69444 | 7.7698
10 | 27 | 15 | -5.9741 | -22.4173 | 19.6999 | 6.4456 | -17.7251 | -53.5419 | 52.9036 | 19.124 | -29.8693 | -77.4569 | 82.0314 | 33.2381 | -2.246 | 0.76057 | 7.9433
10 | 27 | 16 | -6.3534 | -22.5568 | 19.8873 | 6.8401 | -18.8505 | -53.8751 | 53.4096 | 20.2944 | -31.7657 | -77.9389 | 82.818 | 35.2679 | -2.1828 | 0.97844 | 8.3812
10 | 27 | 17 | -5.7326 | -21.7347 | 18.9286 | 5.9565 | -17.0084 | -51.9117 | 50.8448 | 17.673 | -28.6616 | -75.0984 | 78.8493 | 30.702 | -2.5822 | -0.4023 | 5.7913
10 | 27 | 18 | -5.0992 | -20.8632 | 17.9714 | 5.0679 | -15.1294 | -49.8301 | 48.2831 | 15.0365 | -25.4952 | -72.0872 | 74.8847 | 26.1096 | -2.9232 | -1.64 | 3.4119
10 | 27 | 19 | -4.5325 | -20.0475 | 17.1235 | 4.3299 | -13.4479 | -47.8817 | 46.015 | 12.8468 | -22.6616 | -69.2685 | 71.3752 | 22.2958 | -3.1266 | -2.4678 | 1.7409
10 | 27 | 20 | -3.3776 | -18.7075 | 15.6193 | 3.089 | -10.0212 | -44.6812 | 41.9844 | 9.165 | -16.8871 | -64.6385 | 65.133 | 15.9009 | -3.3768 | -3.5529 | -0.49174
10 | 27 | 21 | -2.3762 | -17.3999 | 14.2541 | 2.1839 | -7.0502 | -41.5583 | 38.3254 | 6.4797 | -11.8806 | -60.1207 | 59.4654 | 11.245 | -3.3382 | -3.8035 | -1.291
10 | 27 | 22 | -1.5731 | -16.0996 | 12.887 | 1.4882 | -4.6675 | -38.4525 | 34.6617 | 4.4154 | -7.8654 | -55.6276 | 53.7907 | 7.6668 | -3.2975 | -4.0428 | -2.0353
10 | 27 | 23 | -1.1163 | -15.2635 | 11.9885 | 0.98601 | -3.3121 | -36.4557 | 32.2491 | 2.9255 | -5.5814 | -52.739 | 50.0502 | 5.0769 | -3.4053 | -4.5932 | -3.1933
10 | 28 | 0 | -0.78296 | -14.4184 | 11.1893 | 0.64499 | -2.323 | -34.4372 | 30.1015 | 1.9137 | -3.9146 | -49.8189 | 46.7192 | 3.319 | -3.3671 | -4.745 | -3.6954
10 | 28 | 1 | -0.5307 | -13.5815 | 10.3443 | 0.41676 | -1.5746 | -32.4382 | 27.8336 | 1.2365 | -2.6534 | -46.9271 | 43.2036 | 2.1435 | -3.3511 | -4.9427 | -4.2334
10 | 28 | 2 | -0.085164 | -12.4432 | 9.1947 | 0.03014 | -0.25268 | -29.7195 | 24.7456 | 0.089426 | -0.4258 | -42.994 | 38.4146 | 0.1522 | -3.3035 | -5.1372 | -4.853
10 | 28 | 3 | -0.041658 | -11.3089 | 8.1344 | 0.013827 | -0.1236 | -27.0105 | 21.8976 | 0.041024 | -0.20828 | -39.0749 | 33.9981 | 0.069728 | -3.2023 | -5.1954 | -5.2154
10 | 28 | 4 | -0.006943 | -10.2019 | 7.1504 | 0.0022335 | -0.0206 | -24.3664 | 19.2535 | 0.0066268 | -0.034713 | -35.2499 | 29.8969 | 0.011263 | -3.0562 | -5.1269 | -5.3765
10 | 28 | 5 | 0 | -8.178 | 5.5104 | 0 | 0 | -19.5325 | 14.8506 | 0 | 0 | -28.2569 | 23.0709 | 0 | -2.6676 | -4.682 | -5.186
10 | 28 | 6 | 0 | -6.1455 | 3.96 | 0 | 0 | -14.678 | 10.6877 | 0 | 0 | -21.234 | 16.6166 | 0 | -2.1855 | -3.9902 | -4.6173
10 | 28 | 7 | 0 | -4.1139 | 2.5251 | 0 | 0 | -9.8256 | 6.8328 | 0 | 0 | -14.2143 | 10.638 | 0 | -1.5888 | -2.9928 | -3.5763
10 | 28 | 8 | 0 | -3.62 | 2.1926 | 0 | 0 | -8.646 | 5.9385 | 0 | 0 | -12.5078 | 9.2501 | 0 | -1.4274 | -2.7075 | -3.2577
10 | 28 | 9 | 0 | -3.1121 | 1.8681 | 0 | 0 | -7.433 | 5.0632 | 0 | 0 | -10.753 | 7.8897 | 0 | -1.244 | -2.3698 | -2.8632
10 | 28 | 10 | 0 | -2.6988 | 1.576 | 0 | 0 | -6.4459 | 4.2763 | 0 | 0 | -9.325 | 6.6674 | 0 | -1.1228 | -2.1696 | -2.6576
10 | 28 | 11 | 0 | -3.565 | 2.0765 | 0 | 0 | -8.5148 | 5.6225 | 0 | 0 | -12.318 | 8.7568 | 0 | -1.4885 | -2.8923 | -3.5613
10 | 28 | 12 | 0 | -4.5284 | 2.6794 | 0 | 0 | -10.8156 | 7.2367 | 0 | 0 | -15.6465 | 11.2557 | 0 | -1.849 | -3.5789 | -4.3908
10 | 28 | 13 | 0 | -5.5018 | 3.3297 | 0 | 0 | -13.1406 | 8.976 | 0 | 0 | -19.0099 | 13.9467 | 0 | -2.1721 | -4.1645 | -5.0633
10 | 28 | 14 | 0 | -6.0171 | 3.7047 | 0 | 0 | -14.3715 | 9.9849 | 0 | 0 | -20.7906 | 15.5126 | 0 | -2.3125 | -4.3865 | -5.278
10 | 28 | 15 | 0 | -6.532 | 4.0848 | 0 | 0 | -15.6013 | 11.0069 | 0 | 0 | -22.5697 | 17.0982 | 0 | -2.4473 | -4.5944 | -5.4715
10 | 28 | 16 | 0 | -7.0454 | 4.453 | 0 | 0 | -16.8273 | 11.9978 | 0 | 0 | -24.3434 | 18.6365 | 0 | -2.5924 | -4.8295 | -5.7069
10 | 28 | 17 | 0 | -7.636 | 4.9125 | 0 | 0 | -18.2379 | 13.2299 | 0 | 0 | -26.384 | 20.5454 | 0 | -2.7235 | -5.008 | -5.8386
10 | 28 | 18 | 0 | -8.2225 | 5.3778 | 0 | 0 | -19.6387 | 14.4774 | 0 | 0 | -28.4105 | 22.4779 | 0 | -2.8447 | -5.1613 | -5.9326
10 | 28 | 19 | 0 | -8.8178 | 5.8373 | 0 | 0 | -21.0606 | 15.7098 | 0 | 0 | -30.4676 | 24.3877 | 0 | -2.9805 | -5.3508 | -6.0799
10 | 28 | 20 | 0 | -9.15 | 6.0892 | 0 | 0 | -21.8541 | 16.3847 | 0 | 0 | -31.6154 | 25.4327 | 0 | -3.0608 | -5.4694 | -6.1827
10 | 28 | 21 | 0 | -9.4527 | 6.3526 | 0 | 0 | -22.5769 | 17.0912 | 0 | 0 | -32.6611 | 26.5276 | 0 | -3.1 | -5.4856 | -6.1334
10 | 28 | 22 | 0 | -9.7957 | 6.6938 | 0 | 0 | -23.3962 | 18.0062 | 0 | 0 | -33.8463 | 27.9452 | 0 | -3.1019 | -5.39 | -5.9012
10 | 28 | 23 | 0 | -10.4553 | 7.2385 | 0 | 0 | -24.9716 | 19.4647 | 0 | 0 | -36.1254 | 30.2032 | 0 | -3.2168 | -5.5068 | -5.9221
10 | 29 | 0 | 0 | -11.0676 | 7.7074 | 0 | 0 | -26.4341 | 20.7207 | 0 | 0 | -38.2411 | 32.1479 | 0 | -3.3602 | -5.7134 | -6.0931
10 | 29 | 1 | 0 | -11.7388 | 8.2898 | 0 | 0 | -28.0372 | 22.2806 | 0 | 0 | -40.5603 | 34.5634 | 0 | -3.4491 | -5.7566 | -5.9969
10 | 29 | 2 | 0 | -11.3754 | 7.9812 | 0 | 0 | -27.1693 | 21.452 | 0 | 0 | -39.3047 | 33.2785 | 0 | -3.3942 | -5.7173 | -6.0261
10 | 29 | 3 | 0 | -11.0176 | 7.619 | 0 | 0 | -26.3147 | 20.4807 | 0 | 0 | -38.0684 | 31.7738 | 0 | -3.3986 | -5.834 | -6.2946
10 | 29 | 4 | 0 | -10.6466 | 7.3255 | 0 | 0 | -25.4286 | 19.6925 | 0 | 0 | -36.7865 | 30.5516 | 0 | -3.3211 | -5.7361 | -6.2349
10 | 29 | 5 | 0 | -9.1449 | 6.0464 | 0 | 0 | -21.8418 | 16.2594 | 0 | 0 | -31.5976 | 25.2299 | 0 | -3.0985 | -5.5824 | -6.3677
10 | 29 | 6 | 0 | -7.6074 | 4.8332 | 0 | 0 | -18.1695 | 13.0046 | 0 | 0 | -26.2851 | 20.1856 | 0 | -2.7741 | -5.165 | -6.0996
10 | 29 | 7 | 0 | -6.073 | 3.6979 | 0 | 0 | -14.5049 | 9.9582 | 0 | 0 | -20.9837 | 15.464 | 0 | -2.3752 | -4.5468 | -5.5196
10 | 29 | 8 | 0 | -5.6617 | 3.4039 | 0 | 0 | -13.5225 | 9.1701 | 0 | 0 | -19.5624 | 14.2433 | 0 | -2.2578 | -4.3523 | -5.3191
10 | 29 | 9 | 0 | -5.2383 | 3.0998 | 0 | 0 | -12.5113 | 8.3555 | 0 | 0 | -18.0996 | 12.9818 | 0 | -2.1385 | -4.1558 | -5.1178
10 | 29 | 10 | 0 | -4.8239 | 2.795 | 0 | 0 | -11.5215 | 7.5388 | 0 | 0 | -16.6677 | 11.717 | 0 | -2.0289 | -3.9827 | -4.9507
10 | 29 | 11 | 0 | -6.3653 | 3.8904 | 0 | 0 | -15.203 | 10.4773 | 0 | 0 | -21.9936 | 16.2709 | 0 | -2.475 | -4.7257 | -5.7227
10 | 29 | 12 | 0 | -7.9082 | 5.0488 | 0 | 0 | -18.8882 | 13.5851 | 0 | 0 | -27.3247 | 21.0872 | 0 | -2.8595 | -5.303 | -6.2375
10 | 29 | 13 | 0 | -9.5024 | 6.3072 | 0 | 0 | -22.6957 | 16.9605 | 0 | 0 | -32.8329 | 26.3176 | 0 | -3.1952 | -5.7352 | -6.5153
10 | 29 | 14 | 0 | -9.9855 | 6.7303 | 0 | 0 | -23.8496 | 18.1007 | 0 | 0 | -34.5023 | 28.0889 | 0 | -3.2553 | -5.749 | -6.4134
10 | 29 | 15 | 0 | -10.4775 | 7.2064 | 0 | 0 | -25.0245 | 19.3828 | 0 | 0 | -36.202 | 30.0797 | 0 | -3.271 | -5.6417 | -6.1223
10 | 29 | 16 | 0 | -10.9706 | 7.6677 | 0 | 0 | -26.2023 | 20.6257 | 0 | 0 | -37.9058 | 32.0104 | 0 | -3.3029 | -5.5766 | -5.8955
10 | 29 | 17 | 0 | -11.4764 | 8.1574 | 0 | 0 | -27.4105 | 21.9419 | 0 | 0 | -39.6536 | 34.0523 | 0 | -3.319 | -5.4685 | -5.6013
10 | 29 | 18 | 0 | -11.9308 | 8.5401 | 0 | 0 | -28.4958 | 22.9722 | 0 | 0 | -41.2237 | 35.6518 | 0 | -3.3907 | -5.5236 | -5.5718
10 | 29 | 19 | 0 | -12.4018 | 9.0187 | 0 | 0 | -29.6206 | 24.2586 | 0 | 0 | -42.8509 | 37.6475 | 0 | -3.383 | -5.362 | -5.2035
10 | 29 | 20 | 0 | -13.2469 | 9.7622 | 0 | 0 | -31.6392 | 26.248 | 0 | 0 | -45.7712 | 40.7262 | 0 | -3.4847 | -5.3912 | -5.045
10 | 29 | 21 | 0 | -14.0417 | 10.4961 | 0 | 0 | -33.5375 | 28.2131 | 0 | 0 | -48.5174 | 43.7685 | 0 | -3.5456 | -5.3244 | -4.7489
10 | 29 | 22 | 0 | -14.8794 | 11.2838 | 0 | 0 | -35.5383 | 30.3211 | 0 | 0 | -51.4119 | 47.031 | 0 | -3.5957 | -5.2173 | -4.3809
10 | 29 | 23 | 0 | -15.583 | 12.0191 | 0 | 0 | -37.2186 | 32.2917 | 0 | 0 | -53.8427 | 50.0833 | 0 | -3.5639 | -4.9269 | -3.7594
10 | 30 | 0 | 0 | -16.3353 | 12.7354 | 0 | 0 | -39.0156 | 34.212 | 0 | 0 | -56.4422 | 53.0578 | 0 | -3.5999 | -4.8036 | -3.3843
10 | 30 | 1 | 0 | -17.0744 | 13.5271 | 0 | 0 | -40.7808 | 36.3337 | 0 | 0 | -58.9959 | 56.3442 | 0 | -3.5473 | -4.4471 | -2.6517
10 | 30 | 2 | 0 | -16.6327 | 13.1149 | 0 | 0 | -39.7259 | 35.2285 | 0 | 0 | -57.4698 | 54.632 | 0 | -3.5178 | -4.4973 | -2.8378
10 | 30 | 3 | 0 | -16.1854 | 12.5953 | 0 | 0 | -38.6575 | 33.8361 | 0 | 0 | -55.9243 | 52.4752 | 0 | -3.5901 | -4.8215 | -3.4491
10 | 30 | 4 | 0 | -15.6904 | 12.0895 | 0 | 0 | -37.4752 | 32.4804 | 0 | 0 | -54.2139 | 50.3754 | 0 | -3.6009 | -4.9948 | -3.8385
10 | 30 | 5 | 0 | -13.7426 | 10.1465 | 0 | 0 | -32.823 | 27.2622 | 0 | 0 | -47.4837 | 42.284 | 0 | -3.5961 | -5.5608 | -5.1997
10 | 30 | 6 | 0 | -11.7472 | 8.3174 | 0 | 0 | -28.0572 | 22.351 | 0 | 0 | -40.5892 | 34.6694 | 0 | -3.4298 | -5.7062 | -5.9198
10 | 30 | 7 | 0 | -9.7555 | 6.5516 | 0 | 0 | -23.3003 | 17.6102 | 0 | 0 | -33.7075 | 27.3193 | 0 | -3.2039 | -5.6901 | -6.3882
10 | 30 | 8 | 0 | -9.5482 | 6.4126 | 0 | 0 | -22.8051 | 17.2363 | 0 | 0 | -32.9912 | 26.7393 | 0 | -3.1356 | -5.5687 | -6.2519
10 | 30 | 9 | 0 | -9.3403 | 6.2742 | 0 | 0 | -22.3085 | 16.8662 | 0 | 0 | -32.2727 | 26.1666 | 0 | -3.0661 | -5.4422 | -6.1061
10 | 30 | 10 | 0 | -9.1393 | 6.1051 | 0 | 0 | -21.8285 | 16.4134 | 0 | 0 | -31.5784 | 25.4656 | 0 | -3.0342 | -5.4151 | -6.1128
10 | 30 | 11 | 0 | -10.3361 | 7.0866 | 0 | 0 | -24.6869 | 19.0474 | 0 | 0 | -35.7136 | 29.5483 | 0 | -3.2495 | -5.6395 | -6.1653
10 | 30 | 12 | 0 | -11.5418 | 8.1746 | 0 | 0 | -27.5666 | 21.9677 | 0 | 0 | -39.8795 | 34.0752 | 0 | -3.3672 | -5.5989 | -5.8043
10 | 30 | 13 | 0 | -12.7869 | 9.265 | 0 | 0 | -30.5406 | 24.8943 | 0 | 0 | -44.1818 | 38.6118 | 0 | -3.5219 | -5.6463 | -5.57
10 | 30 | 14 | 0 | -13.8412 | 10.2687 | 0 | 0 | -33.0585 | 27.589 | 0 | 0 | -47.8244 | 42.7894 | 0 | -3.5725 | -5.4695 | -5.035
10 | 30 | 15 | 0 | -14.9204 | 11.343 | 0 | 0 | -35.6362 | 30.4712 | 0 | 0 | -51.5534 | 47.2562 | 0 | -3.5774 | -5.165 | -4.2972
10 | 30 | 16 | 0 | -15.9678 | 12.358 | 0 | 0 | -38.1379 | 33.1954 | 0 | 0 | -55.1725 | 51.479 | 0 | -3.6098 | -4.9425 | -3.6935
10 | 30 | 17 | 0 | -16.8671 | 13.2634 | 0 | 0 | -40.2856 | 35.625 | 0 | 0 | -58.2795 | 55.2448 | 0 | -3.6036 | -4.6605 | -3.0346
10 | 30 | 18 | 0 | -17.7929 | 14.3263 | 0 | 0 | -42.4968 | 38.4766 | 0 | 0 | -61.4784 | 59.664 | 0 | -3.4665 | -4.0202 | -1.8144
10 | 30 | 19 | 0 | -18.7133 | 15.3071 | 0 | 0 | -44.6952 | 41.1072 | 0 | 0 | -64.6587 | 63.7402 | 0 | -3.4062 | -3.588 | -0.91843
10 | 30 | 20 | 0 | -19.1269 | 15.7843 | 0 | 0 | -45.6831 | 42.3858 | 0 | 0 | -66.0878 | 65.7204 | 0 | -3.3426 | -3.2973 | -0.36746
10 | 30 | 21 | 0 | -19.5358 | 16.1578 | 0 | 0 | -46.6596 | 43.3865 | 0 | 0 | -67.5005 | 67.2703 | 0 | -3.378 | -3.273 | -0.23015
10 | 30 | 22 | 0 | -20.0078 | 16.7453 | 0 | 0 | -47.787 | 44.9595 | 0 | 0 | -69.1315 | 69.7053 | 0 | -3.2625 | -2.8275 | 0.57376
10 | 30 | 23 | 0 | -20.1659 | 16.9023 | 0 | 0 | -48.1647 | 45.3816 | 0 | 0 | -69.6779 | 70.3601 | 0 | -3.2636 | -2.7831 | 0.68224
10 | 31 | 0 | 0 | -20.34 | 17.1016 | 0 | 0 | -48.5804 | 45.9164 | 0 | 0 | -70.2793 | 71.1892 | 0 | -3.2384 | -2.664 | 0.90984
10 | 31 | 1 | 0 | -20.5143 | 17.2982 | 0 | 0 | -48.9967 | 46.4469 | 0 | 0 | -70.8815 | 72.0139 | 0 | -3.2161 | -2.5498 | 1.1324
10 | 31 | 2 | 0 | -20.51 | 17.3023 | 0 | 0 | -48.9864 | 46.4576 | 0 | 0 | -70.8667 | 72.0301 | 0 | -3.2077 | -2.5288 | 1.1635
10 | 31 | 3 | 0 | -20.5007 | 17.2839 | 0 | 0 | -48.9641 | 46.4076 | 0 | 0 | -70.8344 | 71.952 | 0 | -3.2167 | -2.5565 | 1.1176
10 | 31 | 4 | 0 | -20.5287 | 17.3033 | 0 | 0 | -49.031 | 46.4595 | 0 | 0 | -70.9312 | 72.0323 | 0 | -3.2254 | -2.5716 | 1.1011
10 | 31 | 5 | 0 | -19.8548 | 16.6088 | 0 | 0 | -47.4215 | 44.5966 | 0 | 0 | -68.6027 | 69.1455 | 0 | -3.246 | -2.8249 | 0.5428
10 | 31 | 6 | 0 | -19.1879 | 15.8178 | 0 | 0 | -45.8288 | 42.474 | 0 | 0 | -66.2986 | 65.8556 | 0 | -3.3701 | -3.3548 | -0.44299
10 | 31 | 7 | 0 | -18.5351 | 15.0324 | 0 | 0 | -44.2695 | 40.3682 | 0 | 0 | -64.0429 | 62.5933 | 0 | -3.5026 | -3.9013 | -1.4497
10 | 31 | 8 | 0 | -17.9098 | 14.3482 | 0 | 0 | -42.7761 | 38.5324 | 0 | 0 | -61.8824 | 59.7483 | 0 | -3.5616 | -4.2436 | -2.1341
10 | 31 | 9 | 0 | -17.2869 | 13.6661 | 0 | 0 | -41.2883 | 36.7045 | 0 | 0 | -59.7301 | 56.9171 | 0 | -3.6208 | -4.5838 | -2.813
10 | 31 | 10 | 0 | -16.6536 | 13.0655 | 0 | 0 | -39.7757 | 35.0942 | 0 | 0 | -57.5418 | 54.4224 | 0 | -3.5881 | -4.6814 | -3.1194
10 | 31 | 11 | 0 | -17.2894 | 13.7402 | 0 | 0 | -41.2944 | 36.9057 | 0 | 0 | -59.7389 | 57.2308 | 0 | -3.5492 | -4.3886 | -2.5081
10 | 31 | 12 | 0 | -17.9225 | 14.476 | 0 | 0 | -42.8063 | 38.8811 | 0 | 0 | -61.9262 | 60.2935 | 0 | -3.4465 | -3.9252 | -1.6327
10 | 31 | 13 | 0 | -18.5648 | 15.1926 | 0 | 0 | -44.3404 | 40.8057 | 0 | 0 | -64.1454 | 63.2778 | 0 | -3.3722 | -3.5347 | -0.86756
10 | 31 | 14 | 0 | -19.3064 | 16.0525 | 0 | 0 | -46.1119 | 43.1167 | 0 | 0 | -66.7081 | 66.8627 | 0 | -3.254 | -2.9952 | 0.15453
10 | 31 | 15 | 0 | -20.0994 | 17.0208 | 0 | 0 | -48.0058 | 45.7172 | 0 | 0 | -69.448 | 70.895 | 0 | -3.0786 | -2.2886 | 1.447
10 | 31 | 16 | 0 | -20.8472 | 17.9632 | 0 | 0 | -49.7919 | 48.2495 | 0 | 0 | -72.0319 | 74.8227 | 0 | -2.884 | -1.5424 | 2.7908
10 | 31 | 17 | 0 | -21.0976 | 18.172 | 0 | 0 | -50.3899 | 48.8087 | 0 | 0 | -72.897 | 75.6888 | 0 | -2.9256 | -1.5811 | 2.7918
10 | 31 | 18 | 0 | -21.3714 | 18.5581 | 0 | 0 | -51.0439 | 49.8436 | 0 | 0 | -73.8431 | 77.2916 | 0 | -2.8133 | -1.2003 | 3.4484
10 | 31 | 19 | 0 | -21.6233 | 18.7653 | 0 | 0 | -51.6456 | 50.4005 | 0 | 0 | -74.7135 | 78.1556 | 0 | -2.8581 | -1.2451 | 3.442
10 | 31 | 20 | 0 | -21.4488 | 18.5967 | 0 | 0 | -51.2287 | 49.9484 | 0 | 0 | -74.1104 | 77.455 | 0 | -2.8521 | -1.2803 | 3.3446
10 | 31 | 21 | 0 | -21.2196 | 18.3497 | 0 | 0 | -50.6812 | 49.2877 | 0 | 0 | -73.3184 | 76.4327 | 0 | -2.8698 | -1.3935 | 3.1143
10 | 31 | 22 | 0 | -21.0516 | 18.1992 | 0 | 0 | -50.2799 | 48.885 | 0 | 0 | -72.7379 | 75.8097 | 0 | -2.8524 | -1.3949 | 3.0718
10 | 31 | 23 | 0 | -20.8264 | 17.8389 | 0 | 0 | -49.7422 | 47.9202 | 0 | 0 | -71.96 | 74.3158 | 0 | -2.9875 | -1.822 | 2.3558
11 | 1 | 0 | 0 | -20.6212 | 17.6225 | 0 | 0 | -49.2521 | 47.3398 | 0 | 0 | -71.251 | 73.4166 | 0 | -2.9987 | -1.9124 | 2.1655
11 | 1 | 1 | 0 | -20.419 | 17.4021 | 0 | 0 | -48.7692 | 46.7475 | 0 | 0 | -70.5524 | 72.4978 | 0 | -3.0169 | -2.0217 | 1.9454
11 | 1 | 2 | 0 | -19.9803 | 16.8084 | 0 | 0 | -47.7213 | 45.1568 | 0 | 0 | -69.0364 | 70.0346 | 0 | -3.1719 | -2.5645 | 0.99819
11 | 1 | 3 | 0 | -19.5398 | 16.4247 | 0 | 0 | -46.6692 | 44.1303 | 0 | 0 | -67.5144 | 68.446 | 0 | -3.1151 | -2.5389 | 0.93158
11 | 1 | 4 | -0.11942 | -19.0509 | 15.8199 | 0.043376 | -0.35431 | -45.5016 | 42.5106 | 0.12869 | -0.59707 | -65.8253 | 65.9383 | 0.21874 | -3.3071 | -3.2166 | -0.26526
11 | 1 | 5 | -0.1097 | -17.811 | 14.4547 | 0.039267 | -0.32547 | -42.54 | 38.8457 | 0.1165 | -0.54847 | -61.5409 | 60.2567 | 0.19802 | -3.4266 | -3.9032 | -1.6346
11 | 1 | 6 | -0.099978 | -16.5322 | 13.116 | 0.035787 | -0.29663 | -39.4859 | 35.2541 | 0.10618 | -0.49987 | -57.1226 | 54.6905 | 0.18047 | -3.4804 | -4.4223 | -2.7515
11 | 1 | 7 | -0.090258 | -15.2453 | 11.8374 | 0.031834 | -0.26779 | -36.4122 | 31.8234 | 0.094451 | -0.45127 | -52.676 | 49.3734 | 0.16054 | -3.4663 | -4.7621 | -3.5933
11 | 1 | 8 | -0.076372 | -14.0955 | 10.6628 | 0.026537 | -0.2266 | -33.6659 | 28.6721 | 0.078735 | -0.38184 | -48.703 | 44.4896 | 0.13382 | -3.4825 | -5.1416 | -4.4615
11 | 1 | 9 | -0.062486 | -12.9057 | 9.4772 | 0.021387 | -0.1854 | -30.8243 | 25.4903 | 0.063454 | -0.31242 | -44.5922 | 39.5576 | 0.10785 | -3.4696 | -5.4559 | -5.2391
11 | 1 | 10 | -0.049989 | -11.7095 | 8.4439 | 0.01685 | -0.14832 | -27.9673 | 22.718 | 0.049994 | -0.24994 | -40.4591 | 35.2613 | 0.084974 | -3.2988 | -5.3476 | -5.3627
11 | 1 | 11 | -0.0486 | -12.0653 | 8.7274 | 0.016382 | -0.1442 | -28.817 | 23.478 | 0.048605 | -0.24299 | -41.6884 | 36.4384 | 0.082613 | -3.3701 | -5.4347 | -5.4104
11 | 1 | 12 | -0.047212 | -12.3859 | 9.0157 | 0.015914 | -0.14008 | -29.5828 | 24.2512 | 0.047217 | -0.23605 | -42.7962 | 37.6367 | 0.080253 | -3.4015 | -5.4244 | -5.3153
11 | 1 | 13 | -0.045823 | -12.7385 | 9.3415 | 0.015446 | -0.13596 | -30.4249 | 25.1242 | 0.045828 | -0.22911 | -44.0144 | 38.9888 | 0.077893 | -3.4274 | -5.3908 | -5.1769
11 | 1 | 14 | -0.051378 | -13.3717 | 9.9133 | 0.017318 | -0.15244 | -31.9373 | 26.6572 | 0.051383 | -0.25688 | -46.2023 | 41.3635 | 0.087334 | -3.4925 | -5.3811 | -5.0083
11 | 1 | 15 | -0.056932 | -14.055 | 10.5451 | 0.019485 | -0.16892 | -33.5692 | 28.3503 | 0.057813 | -0.28465 | -48.5632 | 43.9858 | 0.098264 | -3.5474 | -5.33 | -4.7638
11 | 1 | 16 | -0.062486 | -14.6844 | 11.1631 | 0.021387 | -0.1854 | -35.0725 | 30.0078 | 0.063454 | -0.31242 | -50.7379 | 46.5541 | 0.10785 | -3.5624 | -5.1866 | -4.3883
11 | 1 | 17 | -0.069429 | -15.0695 | 11.5084 | 0.023763 | -0.206 | -35.9924 | 30.9334 | 0.070504 | -0.34713 | -52.0687 | 47.9879 | 0.11983 | -3.6068 | -5.1945 | -4.3081
11 | 1 | 18 | -0.074984 | -15.4534 | 11.9657 | 0.026054 | -0.22248 | -36.9092 | 32.1608 | 0.077303 | -0.3749 | -53.3951 | 49.8904 | 0.13139 | -3.5366 | -4.8936 | -3.7481
11 | 1 | 19 | -0.081926 | -15.8415 | 12.3214 | 0.028467 | -0.24307 | -37.8362 | 33.1136 | 0.084461 | -0.40962 | -54.7361 | 51.366 | 0.14356 | -3.5736 | -4.8812 | -3.6362
11 | 1 | 20 | -0.15057 | -16.0431 | 12.5284 | 0.056653 | -0.44673 | -38.3175 | 33.6724 | 0.16809 | -0.75281 | -55.4324 | 52.2349 | 0.28699 | -3.6086 | -4.9238 | -3.6633
11 | 1 | 21 | -0.28797 | -16.2917 | 12.8687 | 0.19474 | -0.85441 | -38.9114 | 34.587 | 0.57781 | -1.4398 | -56.2915 | 53.6537 | 0.99873 | -3.5162 | -4.6009 | -3.0788
11 | 1 | 22 | -0.35154 | -16.4922 | 13.074 | 0.25612 | -1.043 | -39.3903 | 35.1402 | 0.7599 | -1.7576 | -56.9844 | 54.5129 | 1.3148 | -3.5137 | -4.5333 | -2.9142
11 | 1 | 23 | -0.36728 | -16.66 | 13.2532 | 0.26282 | -1.0897 | -39.7911 | 35.6235 | 0.77978 | -1.8363 | -57.5642 | 55.2642 | 1.3488 | -3.5113 | -4.4776 | -2.7875
11 | 2 | 0 | -0.44109 | -16.8666 | 13.4583 | 0.34804 | -1.3087 | -40.2846 | 36.1763 | 1.0326 | -2.2054 | -58.2781 | 56.1229 | 1.7885 | -3.5014 | -4.3844 | -2.5721
11 | 2 | 1 | -0.47123 | -17.041 | 13.6363 | 0.37231 | -1.3981 | -40.7011 | 36.6562 | 1.1046 | -2.3561 | -58.8806 | 56.8687 | 1.9133 | -3.5037 | -4.3384 | -2.4546
11 | 2 | 2 | -0.37363 | -16.5933 | 13.1782 | 0.27265 | -1.1085 | -39.6316 | 35.4251 | 0.80894 | -1.8681 | -57.3335 | 54.9589 | 1.3998 | -3.516 | -4.5061 | -2.8428
11 | 2 | 3 | -0.27942 | -16.1132 | 12.7151 | 0.17904 | -0.82903 | -38.4852 | 34.1788 | 0.53121 | -1.397 | -55.6749 | 53.0242 | 0.91747 | -3.4985 | -4.6042 | -3.1303
11 | 2 | 4 | -0.19421 | -15.6716 | 12.1933 | 0.10129 | -0.57622 | -37.4302 | 32.778 | 0.30053 | -0.97101 | -54.1488 | 50.8525 | 0.51722 | -3.5712 | -4.928 | -3.7501
11 | 2 | 5 | -0.10815 | -14.0442 | 10.6308 | 0.039827 | -0.32087 | -33.5433 | 28.5884 | 0.11817 | -0.54071 | -48.5258 | 44.3615 | 0.20159 | -3.4816 | -5.1577 | -4.5034
11 | 2 | 6 | -0.061714 | -12.4619 | 9.1791 | 0.021323 | -0.1831 | -29.7642 | 24.6948 | 0.063264 | -0.30856 | -43.0587 | 38.3284 | 0.1076 | -3.3232 | -5.1892 | -4.9312
11 | 2 | 7 | -0.047212 | -10.8647 | 7.799 | 0.015914 | -0.14008 | -25.9495 | 20.9932 | 0.047217 | -0.23605 | -37.5401 | 32.5928 | 0.080253 | -3.097 | -5.0492 | -5.1031
11 | 2 | 8 | -0.045823 | -10.018 | 7.117 | 0.015446 | -0.13596 | -23.9272 | 19.1644 | 0.045828 | -0.22911 | -34.6144 | 29.7594 | 0.077893 | -2.9314 | -4.8529 | -5.0063
11 | 2 | 9 | -0.045823 | -9.1726 | 6.4675 | 0.015446 | -0.13596 | -21.908 | 17.4234 | 0.045828 | -0.22911 | -31.6934 | 27.0624 | 0.077893 | -2.7354 | -4.5747 | -4.7822
11 | 2 | 10 | -0.044435 | -8.3199 | 5.7824 | 0.014978 | -0.13184 | -19.8714 | 15.5865 | 0.044439 | -0.22216 | -28.7471 | 24.2166 | 0.075532 | -2.5669 | -4.3722 | -4.6771
11 | 2 | 11 | -0.034715 | -8.1193 | 5.5997 | 0.011522 | -0.103 | -19.3923 | 15.0975 | 0.034187 | -0.17357 | -28.0541 | 23.4596 | 0.058107 | -2.5428 | -4.3637 | -4.7099
11 | 2 | 12 | -0.023606 | -7.8846 | 5.4101 | 0.0077142 | -0.070039 | -18.8316 | 14.5908 | 0.022888 | -0.11802 | -27.2429 | 22.6761 | 0.038902 | -2.4903 | -4.2879 | -4.646
11 | 2 | 13 | -0.013886 | -7.6827 | 5.2545 | 0.004467 | -0.041199 | -18.3496 | 14.1741 | 0.013254 | -0.069427 | -26.5456 | 22.0311 | 0.022527 | -2.4377 | -4.2034 | -4.5614
11 | 2 | 14 | 0 | -7.8477 | 5.3559 | 0 | 0 | -18.7436 | 14.4468 | 0 | 0 | -27.1156 | 22.4541 | 0 | -2.4918 | -4.2968 | -4.6615
11 | 2 | 15 | 0 | -8.0208 | 5.4703 | 0 | 0 | -19.157 | 14.7545 | 0 | 0 | -27.7136 | 22.9316 | 0 | -2.5505 | -4.4025 | -4.782
11 | 2 | 16 | 0 | -8.2206 | 5.6139 | 0 | 0 | -19.6342 | 15.14 | 0 | 0 | -28.404 | 23.5292 | 0 | -2.6067 | -4.4942 | -4.8748
11 | 2 | 17 | 0 | -8.3147 | 5.6602 | 0 | 0 | -19.8589 | 15.262 | 0 | 0 | -28.729 | 23.7164 | 0 | -2.6545 | -4.5969 | -5.0126
11 | 2 | 18 | 0 | -8.4172 | 5.701 | 0 | 0 | -20.1039 | 15.3695 | 0 | 0 | -29.0834 | 23.8814 | 0 | -2.7162 | -4.7344 | -5.2021
11 | 2 | 19 | 0 | -8.5541 | 5.7733 | 0 | 0 | -20.4307 | 15.5614 | 0 | 0 | -29.5562 | 24.1771 | 0 | -2.7808 | -4.8693 | -5.3791
11 | 2 | 20 | 0 | -8.8433 | 5.9964 | 0 | 0 | -21.1215 | 16.1565 | 0 | 0 | -30.5556 | 25.0964 | 0 | -2.8469 | -4.965 | -5.4592
11 | 2 | 21 | 0 | -9.1267 | 6.1837 | 0 | 0 | -21.7984 | 16.6549 | 0 | 0 | -31.5349 | 25.8655 | 0 | -2.9431 | -5.1435 | -5.6694
11 | 2 | 22 | 0 | -9.3675 | 6.3846 | 0 | 0 | -22.3734 | 17.19 | 0 | 0 | -32.3667 | 26.6914 | 0 | -2.9829 | -5.1834 | -5.6753
11 | 2 | 23 | 0 | -9.6209 | 6.5654 | 0 | 0 | -22.9787 | 17.6758 | 0 | 0 | -33.2424 | 27.4449 | 0 | -3.0555 | -5.3029 | -5.7975
11 | 3 | 0 | 0 | -9.8757 | 6.799 | 0 | 0 | -23.5873 | 18.3023 | 0 | 0 | -34.1227 | 28.4159 | 0 | -3.0767 | -5.2849 | -5.7068
11 | 3 | 1 | 0 | -10.1073 | 7.0238 | 0 | 0 | -24.1405 | 18.906 | 0 | 0 | -34.9231 | 29.3518 | 0 | -3.0835 | -5.2345 | -5.5713
11 | 3 | 2 | 0 | -9.5421 | 6.5247 | 0 | 0 | -22.7905 | 17.566 | 0 | 0 | -32.9701 | 27.2744 | 0 | -3.0174 | -5.2245 | -5.6957
11 | 3 | 3 | 0 | -8.9704 | 6.0343 | 0 | 0 | -21.425 | 16.2487 | 0 | 0 | -30.9947 | 25.2313 | 0 | -2.9361 | -5.1764 | -5.7634
11 | 3 | 4 | 0 | -8.4073 | 5.5734 | 0 | 0 | -20.0801 | 15.0117 | 0 | 0 | -29.049 | 23.3139 | 0 | -2.8338 | -5.0684 | -5.7351
11 | 3 | 5 | 0 | -6.4583 | 4.1272 | 0 | 0 | -15.4252 | 11.1331 | 0 | 0 | -22.315 | 17.3043 | 0 | -2.3311 | -4.2921 | -5.0107
11 | 3 | 6 | 0 | -4.5149 | 2.7485 | 0 | 0 | -10.7835 | 7.4356 | 0 | 0 | -15.6 | 11.575 | 0 | -1.7664 | -3.3479 | -4.025
11 | 3 | 7 | 0 | -2.6293 | 1.5615 | 0 | 0 | -6.2798 | 4.252 | 0 | 0 | -9.0847 | 6.642 | 0 | -1.0677 | -2.0278 | -2.4427
11 | 3 | 8 | 0 | -2.7174 | 1.5627 | 0 | 0 | -6.4903 | 4.2491 | 0 | 0 | -9.3893 | 6.6325 | 0 | -1.1547 | -2.2412 | -2.7567
11 | 3 | 9 | 0 | -2.8595 | 1.5948 | 0 | 0 | -6.8297 | 4.3277 | 0 | 0 | -9.8803 | 6.748 | 0 | -1.2647 | -2.502 | -3.1323
11 | 3 | 10 | 0 | -2.9573 | 1.6268 | 0 | 0 | -7.0633 | 4.4079 | 0 | 0 | -10.2182 | 6.8675 | 0 | -1.3305 | -2.6554 | -3.3507
11 | 3 | 11 | 0 | -3.9244 | 2.246 | 0 | 0 | -9.373 | 6.0682 | 0 | 0 | -13.5596 | 9.4398 | 0 | -1.6784 | -3.3049 | -4.1197
11 | 3 | 12 | 0 | -4.9471 | 2.9204 | 0 | 0 | -11.8158 | 7.8803 | 0 | 0 | -17.0935 | 12.2505 | 0 | -2.0268 | -3.9355 | -4.843
11 | 3 | 13 | 0 | -5.9813 | 3.67 | 0 | 0 | -14.2859 | 9.8916 | 0 | 0 | -20.6668 | 15.3678 | 0 | -2.3113 | -4.3942 | -5.2989
11 | 3 | 14 | 0 | -6.6844 | 4.1795 | 0 | 0 | -15.9652 | 11.2564 | 0 | 0 | -23.0961 | 17.481 | 0 | -2.5049 | -4.7087 | -5.6151
11 | 3 | 15 | 0 | -7.3466 | 4.6792 | 0 | 0 | -17.5468 | 12.5945 | 0 | 0 | -25.3842 | 19.5527 | 0 | -2.6674 | -4.9523 | -5.8315
11 | 3 | 16 | 0 | -8.0482 | 5.1701 | 0 | 0 | -19.2224 | 13.9084 | 0 | 0 | -27.8082 | 21.5865 | 0 | -2.8781 | -5.3139 | -6.2217
11 | 3 | 17 | 0 | -9.8657 | 6.6282 | 0 | 0 | -23.5635 | 17.819 | 0 | 0 | -34.0884 | 27.6458 | 0 | -3.2376 | -5.7445 | -6.4425
11 | 3 | 18 | 0 | -11.6583 | 8.1971 | 0 | 0 | -27.845 | 22.0272 | 0 | 0 | -40.2822 | 34.1667 | 0 | -3.4612 | -5.8178 | -6.1155
11 | 3 | 19 | 0 | -13.4376 | 9.832 | 0 | 0 | -32.0946 | 26.4117 | 0 | 0 | -46.43 | 40.9603 | 0 | -3.6056 | -5.6829 | -5.4697
11 | 3 | 20 | 0 | -14.9347 | 11.2636 | 0 | 0 | -35.6704 | 30.2521 | 0 | 0 | -51.6029 | 46.9116 | 0 | -3.6711 | -5.4183 | -4.6913
11 | 3 | 21 | 0 | -16.3853 | 12.7395 | 0 | 0 | -39.1348 | 34.2103 | 0 | 0 | -56.6148 | 53.0446 | 0 | -3.6457 | -4.9246 | -3.5702
11 | 3 | 22 | 0 | -17.8882 | 14.359 | 0 | 0 | -42.7244 | 38.5549 | 0 | 0 | -61.8077 | 59.7774 | 0 | -3.5291 | -4.1695 | -2.0303
11 | 3 | 23 | 0 | -18.7343 | 15.2458 | 0 | 0 | -44.7452 | 40.9346 | 0 | 0 | -64.7311 | 63.466 | 0 | -3.4884 | -3.8106 | -1.2651
11 | 4 | 0 | 0 | -19.6082 | 16.2394 | 0 | 0 | -46.8327 | 43.6023 | 0 | 0 | -67.7509 | 67.602 | 0 | -3.3688 | -3.2304 | -0.14893
11 | 4 | 1 | 0 | -20.4661 | 17.2178 | 0 | 0 | -48.8816 | 46.2284 | 0 | 0 | -70.715 | 71.6728 | 0 | -3.2483 | -2.6532 | 0.95785
11 | 4 | 2 | 0 | -20.8465 | 17.6408 | 0 | 0 | -49.7901 | 47.3636 | 0 | 0 | -72.0293 | 73.4324 | 0 | -3.2057 | -2.4265 | 1.4031
11 | 4 | 3 | 0 | -21.2753 | 18.2625 | 0 | 0 | -50.8142 | 49.031 | 0 | 0 | -73.5109 | 76.0159 | 0 | -3.0128 | -1.7833 | 2.505
11 | 4 | 4 | 0 | -21.6481 | 18.639 | 0 | 0 | -51.7047 | 50.0395 | 0 | 0 | -74.7991 | 77.5776 | 0 | -3.0091 | -1.6652 | 2.7786
11 | 4 | 5 | 0 | -20.8538 | 17.7253 | 0 | 0 | -49.8075 | 47.592 | 0 | 0 | -72.0545 | 73.7877 | 0 | -3.1284 | -2.2155 | 1.7332
11 | 4 | 6 | 0 | -20.1001 | 16.8562 | 0 | 0 | -48.0074 | 45.2613 | 0 | 0 | -69.4503 | 70.1766 | 0 | -3.2439 | -2.746 | 0.72636
11 | 4 | 7 | 0 | -19.2982 | 15.9412 | 0 | 0 | -46.0922 | 42.8086 | 0 | 0 | -66.6796 | 66.3772 | 0 | -3.357 | -3.2835 | -0.30243
11 | 4 | 8 | 0 | -18.7138 | 15.3043 | 0 | 0 | -44.6965 | 41.103 | 0 | 0 | -64.6605 | 63.7367 | 0 | -3.4096 | -3.5934 | -0.92387
11 | 4 | 9 | 0 | -18.1387 | 14.6856 | 0 | 0 | -43.3227 | 39.4446 | 0 | 0 | -62.6732 | 61.1675 | 0 | -3.4531 | -3.8782 | -1.5057
11 | 4 | 10 | 0 | -17.6076 | 14.1043 | 0 | 0 | -42.0542 | 37.8877 | 0 | 0 | -60.8381 | 58.757 | 0 | -3.5033 | -4.1666 | -2.0811
11 | 4 | 11 | 0 | -18.8816 | 15.5388 | 0 | 0 | -45.0971 | 41.7347 | 0 | 0 | -65.2401 | 64.7176 | 0 | -3.3428 | -3.3624 | -0.52257
11 | 4 | 12 | 0 | -20.1814 | 16.9653 | 0 | 0 | -48.2015 | 45.5622 | 0 | 0 | -69.7311 | 70.6496 | 0 | -3.216 | -2.6393 | 0.91851
11 | 4 | 13 | 0 | -21.4407 | 18.4908 | 0 | 0 | -51.2093 | 49.6549 | 0 | 0 | -74.0824 | 76.9925 | 0 | -2.9498 | -1.5544 | 2.9101
11 | 4 | 14 | 0 | -22.4138 | 19.6451 | 0 | 0 | -53.5336 | 52.7479 | 0 | 0 | -77.4449 | 81.7828 | 0 | -2.7688 | -0.78568 | 4.3379
11 | 4 | 15 | 0 | -23.3772 | 20.8103 | 0 | 0 | -55.8345 | 55.8706 | 0 | 0 | -80.7734 | 86.6193 | 0 | -2.5668 | 0.036172 | 5.8459
11 | 4 | 16 | 0 | -24.3431 | 22.1673 | 0 | 0 | -58.1416 | 59.5063 | 0 | 0 | -84.111 | 92.2496 | 0 | -2.1758 | 1.3647 | 8.1386
11 | 4 | 17 | 0 | -25.0284 | 23.029 | 0 | 0 | -59.7782 | 61.8136 | 0 | 0 | -86.4787 | 95.8216 | 0 | -1.9994 | 2.0354 | 9.3429
11 | 4 | 18 | 0 | -25.7246 | 23.9202 | 0 | 0 | -61.4411 | 64.1997 | 0 | 0 | -88.8843 | 99.5153 | 0 | -1.8044 | 2.7586 | 10.6311
11 | 4 | 19 | 0 | -26.458 | 24.8193 | 0 | 0 | -63.1929 | 66.6052 | 0 | 0 | -91.4185 | 103.238 | 0 | -1.6388 | 3.4124 | 11.8195
11 | 4 | 20 | 0 | -27.2186 | 25.8808 | 0 | 0 | -65.0094 | 69.4583 | 0 | 0 | -94.0464 | 107.6638 | 0 | -1.3378 | 4.4489 | 13.6174
11 | 4 | 21 | 0 | -28.0334 | 27.06 | 0 | 0 | -66.9555 | 72.625 | 0 | 0 | -96.8618 | 112.5741 | 0 | -0.97342 | 5.6695 | 15.7123
11 | 4 | 22 | 0 | -28.8452 | 28.2548 | 0 | 0 | -68.8943 | 75.8342 | 0 | 0 | -99.6666 | 117.5507 | 0 | -0.59035 | 6.9399 | 17.8841
11 | 4 | 23 | 0 | -29.4232 | 29.0747 | 0 | 0 | -70.2748 | 78.0316 | 0 | 0 | -101.6637 | 120.9542 | 0 | -0.34844 | 7.7568 | 19.2905
11 | 5 | 0 | 0 | -30.0576 | 30.0466 | 0 | 0 | -71.79 | 80.6341 | 0 | 0 | -103.8557 | 124.9835 | 0 | -0.011013 | 8.8441 | 21.1278
11 | 5 | 1 | 0 | -30.6349 | 30.9278 | 0 | 0 | -73.1689 | 82.9956 | 0 | 0 | -105.8505 | 128.6409 | 0 | 0.2929 | 9.8267 | 22.7904
11 | 5 | 2 | 0 | -29.8705 | 29.7836 | 0 | 0 | -71.3433 | 79.929 | 0 | 0 | -103.2094 | 123.891 | 0 | -0.086898 | 8.5857 | 20.6816
11 | 5 | 3 | 0 | -29.1033 | 28.6627 | 0 | 0 | -69.5108 | 76.9255 | 0 | 0 | -100.5585 | 119.2394 | 0 | -0.44055 | 7.4147 | 18.6809
11 | 5 | 4 | -0.19162 | -28.3329 | 27.5734 | 0.074696 | -0.56855 | -67.6708 | 74.0083 | 0.22162 | -0.95808 | -97.8965 | 114.7228 | 0.37669 | -0.87642 | 5.9906 | 16.2449
11 | 5 | 5 | -0.17218 | -26.0668 | 24.3903 | 0.066199 | -0.51087 | -62.2583 | 65.4726 | 0.19641 | -0.86089 | -90.0665 | 101.4978 | 0.33384 | -1.7824 | 2.8998 | 10.9042
11 | 5 | 6 | -0.15274 | -23.8033 | 21.3491 | 0.057098 | -0.45319 | -56.8523 | 57.3147 | 0.16941 | -0.76369 | -82.2459 | 88.8561 | 0.28794 | -2.5499 | 0.17858 | 6.1344
11 | 5 | 7 | -0.1333 | -21.5319 | 18.5652 | 0.049124 | -0.39551 | -51.4272 | 49.8489 | 0.14575 | -0.66649 | -74.3977 | 77.2884 | 0.24773 | -3.0509 | -1.8281 | 2.4719
11 | 5 | 8 | -0.1333 | -20.7273 | 17.5981 | 0.049124 | -0.39551 | -49.5055 | 47.2567 | 0.14575 | -0.66649 | -71.6176 | 73.2733 | 0.24773 | -3.2134 | -2.4985 | 1.2369
11 | 5 | 9 | -0.1333 | -19.9431 | 16.7303 | 0.049124 | -0.39551 | -47.6325 | 44.9318 | 0.14575 | -0.66649 | -68.908 | 69.6728 | 0.24773 | -3.297 | -2.9505 | 0.34613
11 | 5 | 10 | -0.1333 | -19.1702 | 15.8324 | 0.049124 | -0.39551 | -45.7863 | 42.5238 | 0.14575 | -0.66649 | -66.2372 | 65.9417 | 0.24773 | -3.4219 | -3.5123 | -0.7143
11 | 5 | 11 | -0.14858 | -20.0303 | 16.8002 | 0.055541 | -0.44083 | -47.8408 | 45.1203 | 0.16479 | -0.74286 | -69.2093 | 69.9658 | 0.28009 | -3.3232 | -2.9965 | 0.29372
11 | 5 | 12 | -0.16385 | -20.9358 | 17.8324 | 0.062122 | -0.48615 | -50.0033 | 47.8903 | 0.18432 | -0.81923 | -72.3377 | 74.2593 | 0.31328 | -3.2051 | -2.4148 | 1.4156
11 | 5 | 13 | -0.17913 | -21.8393 | 18.9027 | 0.068868 | -0.53147 | -52.1614 | 50.7619 | 0.20433 | -0.8956 | -75.4597 | 78.7097 | 0.3473 | -3.0469 | -1.7266 | 2.7017
11 | 5 | 14 | -0.18329 | -22.1747 | 19.44 | 0.071448 | -0.54383 | -52.9624 | 52.2071 | 0.21199 | -0.91643 | -76.6186 | 80.9524 | 0.36031 | -2.8466 | -1.0872 | 3.7777
11 | 5 | 15 | -0.18885 | -22.55 | 19.8614 | 0.073613 | -0.56031 | -53.8589 | 53.3413 | 0.21841 | -0.9442 | -77.9155 | 82.7134 | 0.37123 | -2.8039 | -0.8595 | 4.2249
11 | 5 | 16 | -0.19301 | -22.8859 | 20.3189 | 0.075237 | -0.57267 | -54.661 | 54.5731 | 0.22323 | -0.96503 | -79.0759 | 84.6258 | 0.37942 | -2.6847 | -0.4374 | 4.9644
11 | 5 | 17 | -0.18607 | -23.0027 | 20.4527 | 0.072531 | -0.55207 | -54.9402 | 54.9349 | 0.2152 | -0.93031 | -79.4797 | 85.1889 | 0.36577 | -2.6636 | -0.34216 | 5.1447
11 | 5 | 18 | -0.17774 | -23.1191 | 20.6308 | 0.068334 | -0.52735 | -55.2182 | 55.4136 | 0.20275 | -0.88866 | -79.8819 | 85.9316 | 0.3446 | -2.5977 | -0.12917 | 5.5057
11 | 5 | 19 | -0.1708 | -23.2378 | 20.818 | 0.065665 | -0.50675 | -55.5016 | 55.9173 | 0.19483 | -0.85394 | -80.2918 | 86.7136 | 0.33114 | -2.525 | 0.10385 | 5.899
11 | 5 | 20 | -0.43933 | -23.1217 | 20.6747 | 0.50635 | -1.3035 | -55.2244 | 55.5332 | 1.5023 | -2.1966 | -79.8908 | 86.1183 | 2.6097 | -2.38 | 0.50765 | 6.6406
11 | 5 | 21 | -0.43655 | -23.0001 | 20.5439 | 0.50529 | -1.2952 | -54.934 | 55.1833 | 1.4992 | -2.1827 | -79.4707 | 85.577 | 2.6044 | -2.3875 | 0.45327 | 6.528
11 | 5 | 22 | -1.1362 | -22.8797 | 20.3778 | 1.34 | -3.3711 | -54.6463 | 54.7375 | 3.9759 | -5.6808 | -79.0546 | 84.886 | 6.9097 | -2.2981 | 0.69594 | 7.0603
11 | 5 | 23 | -1.4479 | -22.1509 | 19.4995 | 1.6567 | -4.2958 | -52.9055 | 52.3847 | 4.9153 | -7.2391 | -76.5363 | 81.2428 | 8.5437 | -2.4426 | 0.098732 | 6.0112
11 | 6 | 0 | -1.7991 | -21.4736 | 18.6884 | 1.9099 | -5.3378 | -51.288 | 50.2084 | 5.6667 | -8.995 | -74.1962 | 77.8698 | 9.8461 | -2.6744 | -0.75069 | 4.5247
11 | 6 | 1 | -2.3094 | -20.7548 | 17.8636 | 2.5069 | -6.8518 | -49.571 | 47.9968 | 7.4379 | -11.5463 | -71.7124 | 74.4432 | 12.9288 | -2.6936 | -0.9882 | 4.1133
11 | 6 | 2 | -2.7238 | -20.024 | 16.9756 | 2.9454 | -8.0815 | -47.8257 | 45.6155 | 8.739 | -13.6184 | -69.1875 | 70.7536 | 15.1934 | -2.8268 | -1.5527 | 3.141
11 | 6 | 3 | -2.6392 | -19.2603 | 16.1935 | 2.3381 | -7.8306 | -46.0016 | 43.5178 | 6.9372 | -13.1956 | -66.5487 | 67.5035 | 12.0338 | -3.3679 | -3.3772 | -0.20704
11 | 6 | 4 | -2.0711 | -18.537 | 15.3276 | 1.8155 | -6.145 | -44.2741 | 41.1954 | 5.3865 | -10.3552 | -64.0495 | 63.9049 | 9.3449 | -3.4651 | -3.8371 | -1.1549
11 | 6 | 5 | -1.4471 | -17.78 | 14.4211 | 1.274 | -4.2936 | -42.4662 | 38.7573 | 3.7799 | -7.2353 | -61.4341 | 60.1212 | 6.5593 | -3.5321 | -4.2225 | -1.9889
11 | 6 | 6 | -0.89713 | -17.0227 | 13.5556 | 0.81663 | -2.6618 | -40.6572 | 36.4308 | 2.4229 | -4.4854 | -58.8172 | 56.5117 | 4.2068 | -3.5475 | -4.4653 | -2.5841
11 | 6 | 7 | -0.58258 | -16.2667 | 12.8371 | 0.48837 | -1.7285 | -38.8516 | 34.4968 | 1.449 | -2.9128 | -56.205 | 53.5094 | 2.5137 | -3.5238 | -4.6343 | -3.0947
11 | 6 | 8 | -0.47576 | -15.5313 | 12.0821 | 0.39107 | -1.4116 | -37.0951 | 32.4743 | 1.1603 | -2.3787 | -53.664 | 50.3774 | 2.0126 | -3.5338 | -4.8721 | -3.6527
11 | 6 | 9 | -0.38365 | -14.798 | 11.3882 | 0.31023 | -1.1383 | -35.3438 | 30.6147 | 0.92044 | -1.9182 | -51.1304 | 47.4971 | 1.5963 | -3.4832 | -4.947 | -3.9552
11 | 6 | 10 | -0.32513 | -14.0675 | 10.6883 | 0.24729 | -0.96466 | -33.599 | 28.7384 | 0.73371 | -1.6256 | -48.6063 | 44.5906 | 1.2715 | -3.457 | -5.0915 | -4.3698
11 | 6 | 11 | -0.30124 | -13.6763 | 10.3706 | 0.22397 | -0.89378 | -32.6647 | 27.8896 | 0.66453 | -1.5061 | -47.2547 | 43.278 | 1.1513 | -3.3829 | -5.0044 | -4.3315
11 | 6 | 12 | -0.27684 | -13.2337 | 9.9531 | 0.20297 | -0.82137 | -31.6075 | 26.7748 | 0.6022 | -1.3841 | -45.7253 | 41.555 | 1.0431 | -3.3545 | -5.0519 | -4.5113
11 | 6 | 13 | -0.23697 | -12.8486 | 9.5863 | 0.16559 | -0.7031 | -30.6879 | 25.7958 | 0.49131 | -1.1848 | -44.3949 | 40.0418 | 0.85037 | -3.3337 | -5.1039 | -4.6875
11 | 6 | 14 | -0.11541 | -12.8378 | 9.5907 | 0.063962 | -0.34241 | -30.6621 | 25.8058 | 0.18978 | -0.57702 | -44.3576 | 40.0559 | 0.32711 | -3.2986 | -5.009 | -4.5516
11 | 6 | 15 | -0.043046 | -12.8718 | 9.5547 | 0.01451 | -0.12772 | -30.7431 | 25.7075 | 0.04305 | -0.21522 | -44.4748 | 39.9021 | 0.073172 | -3.3456 | -5.1203 | -4.7148
11 | 6 | 16 | -0.024995 | -12.9112 | 9.5315 | 0.008168 | -0.074159 | -30.8374 | 25.6444 | 0.024234 | -0.12497 | -44.6112 | 39.8035 | 0.041191 | -3.3965 | -5.243 | -4.8915
11 | 6 | 17 | -0.0055544 | -12.0633 | 8.7958 | 0.0017868 | -0.01648 | -28.8122 | 23.6721 | 0.0053014 | -0.027771 | -41.6814 | 36.7482 | 0.0090107 | -3.2713 | -5.1513 | -4.952
11 | 6 | 18 | 0 | -11.2165 | 8.0796 | 0 | 0 | -26.7897 | 21.7529 | 0 | 0 | -38.7555 | 33.7759 | 0 | -3.1369 | -5.0367 | -4.9797
11 | 6 | 19 | 0 | -10.3728 | 7.3975 | 0 | 0 | -24.7746 | 19.9254 | 0 | 0 | -35.8405 | 30.9458 | 0 | -2.9753 | -4.8492 | -4.8946
11 | 6 | 20 | 0 | -9.8367 | 6.8906 | 0 | 0 | -23.4943 | 18.5591 | 0 | 0 | -33.9882 | 28.823 | 0 | -2.9461 | -4.9351 | -5.1652
11 | 6 | 21 | 0 | -9.3069 | 6.364 | 0 | 0 | -22.2288 | 17.14 | 0 | 0 | -32.1574 | 26.6184 | 0 | -2.9429 | -5.0888 | -5.5391
11 | 6 | 22 | 0 | -8.7312 | 5.8803 | 0 | 0 | -20.8538 | 15.8369 | 0 | 0 | -30.1683 | 24.5946 | 0 | -2.851 | -5.0169 | -5.5738
11 | 6 | 23 | 0 | -8.8231 | 5.8958 | 0 | 0 | -21.0733 | 15.8739 | 0 | 0 | -30.4859 | 24.6479 | 0 | -2.9273 | -5.1994 | -5.838
11 | 7 | 0 | 0 | -8.8625 | 5.8749 | 0 | 0 | -21.1672 | 15.8139 | 0 | 0 | -30.6218 | 24.5515 | 0 | -2.9875 | -5.3533 | -6.0703
11 | 7 | 1 | 0 | -8.9132 | 5.8866 | 0 | 0 | -21.2885 | 15.8415 | 0 | 0 | -30.7972 | 24.5912 | 0 | -3.0266 | -5.447 | -6.206
11 | 7 | 2 | 0 | -8.9265 | 5.8996 | 0 | 0 | -21.3201 | 15.8761 | 0 | 0 | -30.843 | 24.6446 | 0 | -3.0269 | -5.444 | -6.1983
11 | 7 | 3 | 0 | -8.9069 | 5.8851 | 0 | 0 | -21.2734 | 15.8371 | 0 | 0 | -30.7754 | 24.5841 | 0 | -3.0218 | -5.4364 | -6.1913
11 | 7 | 4 | 0 | -8.8805 | 5.8886 | 0 | 0 | -21.2103 | 15.847 | 0 | 0 | -30.6841 | 24.5998 | 0 | -2.9918 | -5.3633 | -6.0843
11 | 7 | 5 | 0 | -7.4938 | 4.7899 | 0 | 0 | -17.8982 | 12.8969 | 0 | 0 | -25.8926 | 20.0259 | 0 | -2.7039 | -5.0013 | -5.8667
11 | 7 | 6 | 0 | -6.0667 | 3.713 | 0 | 0 | -14.4897 | 10.0065 | 0 | 0 | -20.9617 | 15.5455 | 0 | -2.3536 | -4.4832 | -5.4162
11 | 7 | 7 | 0 | -4.6815 | 2.7487 | 0 | 0 | -11.1815 | 7.4176 | 0 | 0 | -16.1758 | 11.5317 | 0 | -1.9328 | -3.7638 | -4.644
11 | 7 | 8 | 0 | -4.8605 | 2.8754 | 0 | 0 | -11.6089 | 7.7581 | 0 | 0 | -16.7941 | 12.06 | 0 | -1.9851 | -3.8507 | -4.7341
11 | 7 | 9 | 0 | -5.0304 | 3.0192 | 0 | 0 | -12.0147 | 8.1443 | 0 | 0 | -17.3812 | 12.6587 | 0 | -2.0112 | -3.8704 | -4.7224
11 | 7 | 10 | 0 | -5.204 | 3.1428 | 0 | 0 | -12.4293 | 8.476 | 0 | 0 | -17.9809 | 13.1728 | 0 | -2.0612 | -3.9533 | -4.8081
11 | 7 | 11 | 0 | -7.2547 | 4.6146 | 0 | 0 | -17.3272 | 12.4253 | 0 | 0 | -25.0665 | 19.2937 | 0 | -2.64 | -4.9019 | -5.7728
11 | 7 | 12 | 0 | -9.2971 | 6.2385 | 0 | 0 | -22.2053 | 16.7819 | 0 | 0 | -32.1235 | 26.0455 | 0 | -3.0586 | -5.4234 | -6.078
11 | 7 | 13 | 0 | -11.3527 | 7.9227 | 0 | 0 | -27.115 | 21.3007 | 0 | 0 | -39.2261 | 33.0487 | 0 | -3.43 | -5.8143 | -6.1774
11 | 7 | 14 | 0 | -12.8371 | 9.3208 | 0 | 0 | -30.6603 | 25.0506 | 0 | 0 | -44.355 | 38.8594 | 0 | -3.5163 | -5.6097 | -5.4955
11 | 7 | 15 | 0 | -14.2897 | 10.6793 | 0 | 0 | -34.1299 | 28.6945 | 0 | 0 | -49.3743 | 44.5059 | 0 | -3.6104 | -5.4354 | -4.8683
11 | 7 | 16 | 0 | -15.7761 | 12.1465 | 0 | 0 | -37.6799 | 32.6284 | 0 | 0 | -54.5099 | 50.6008 | 0 | -3.6296 | -5.0515 | -3.9092
11 | 7 | 17 | 0 | -16.5238 | 12.8989 | 0 | 0 | -39.4657 | 34.6463 | 0 | 0 | -57.0934 | 53.7272 | 0 | -3.6249 | -4.8194 | -3.3662
11 | 7 | 18 | 0 | -17.281 | 13.6562 | 0 | 0 | -41.2742 | 36.6759 | 0 | 0 | -59.7097 | 56.8709 | 0 | -3.6248 | -4.5983 | -2.8389
11 | 7 | 19 | -0.0055544 | -18.043 | 14.4696 | 0.0017868 | -0.01648 | -43.0942 | 38.8568 | 0.0053014 | -0.027771 | -62.3425 | 60.2496 | 0.0090107 | -3.5771 | -4.2485 | -2.1117
11 | 7 | 20 | -0.012497 | -18.4512 | 14.8412 | 0.0040203 | -0.037079 | -44.0692 | 39.8516 | 0.011928 | -0.062484 | -63.7531 | 61.7897 | 0.020274 | -3.6185 | -4.2427 | -2.0056
11 | 7 | 21 | -0.020829 | -18.8628 | 15.3644 | 0.0068067 | -0.061799 | -45.0521 | 41.2562 | 0.020195 | -0.10414 | -65.1751 | 63.9674 | 0.034326 | -3.5124 | -3.8375 | -1.2775
11 | 7 | 22 | -0.027772 | -19.2834 | 15.784 | 0.0090755 | -0.082398 | -46.0568 | 42.3823 | 0.026927 | -0.13885 | -66.6285 | 65.7126 | 0.045767 | -3.5181 | -3.73 | -1.0089
11 | 7 | 23 | -0.036103 | -19.5854 | 16.2327 | 0.011983 | -0.10712 | -46.7782 | 43.5873 | 0.035554 | -0.18051 | -67.6721 | 67.5814 | 0.060431 | -3.3769 | -3.2624 | -0.21076
11 | 8 | 0 | -0.045823 | -19.9389 | 16.5783 | 0.015446 | -0.13596 | -47.6225 | 44.5162 | 0.045828 | -0.22911 | -68.8936 | 69.0223 | 0.077893 | -3.391 | -3.1964 | -0.022519
11 | 8 | 1 | -0.054155 | -20.2428 | 16.9072 | 0.018254 | -0.16068 | -48.3483 | 45.4002 | 0.05416 | -0.27076 | -69.9435 | 70.3936 | 0.092055 | -3.3715 | -3.0546 | 0.27136
11 | 8 | 2 | -0.055543 | -19.9072 | 16.5921 | 0.018722 | -0.1648 | -47.5468 | 44.5537 | 0.055549 | -0.27771 | -68.784 | 69.0808 | 0.094415 | -3.352 | -3.1024 | 0.11345
11 | 8 | 3 | -0.055543 | -19.6023 | 16.2542 | 0.018722 | -0.1648 | -46.8184 | 43.6438 | 0.055549 | -0.27771 | -67.7302 | 67.6676 | 0.094415 | -3.3849 | -3.2839 | -0.24586
11 | 8 | 4 | -0.056932 | -19.2584 | 15.8171 | 0.019485 | -0.16892 | -45.9972 | 42.4708 | 0.057813 | -0.28465 | -66.5422 | 65.8496 | 0.098264 | -3.4788 | -3.6375 | -0.87898
11 | 8 | 5 | -0.049989 | -17.4885 | 13.8345 | 0.01685 | -0.14832 | -41.7697 | 37.1555 | 0.049994 | -0.24994 | -60.4266 | 57.6153 | 0.084974 | -3.6871 | -4.7126 | -2.9762
11 | 8 | 6 | -0.043046 | -15.7205 | 12.0783 | 0.01451 | -0.12772 | -37.547 | 32.4484 | 0.04305 | -0.21522 | -54.3177 | 50.3243 | 0.073172 | -3.6707 | -5.1833 | -4.1355
11 | 8 | 7 | -0.036103 | -13.9456 | 10.3377 | 0.011983 | -0.10712 | -33.3079 | 27.7814 | 0.035554 | -0.18051 | -48.1852 | 43.0938 | 0.060431 | -3.6321 | -5.5981 | -5.2115
11 | 8 | 8 | -0.040269 | -13.578 | 10.0447 | 0.013366 | -0.11948 | -32.43 | 26.9972 | 0.039657 | -0.20134 | -46.9151 | 41.88 | 0.067404 | -3.5603 | -5.5127 | -5.1691
11 | 8 | 9 | -0.043046 | -13.2161 | 9.688 | 0.01451 | -0.12772 | -31.5657 | 26.042 | 0.04305 | -0.21522 | -45.6647 | 40.4012 | 0.073172 | -3.5566 | -5.6083 | -5.4056
11 | 8 | 10 | -0.047212 | -12.8487 | 9.3619 | 0.015914 | -0.14008 | -30.6881 | 25.169 | 0.047217 | -0.23605 | -44.3952 | 39.0497 | 0.080253 | -3.5181 | -5.612 | -5.5013
11 | 8 | 11 | -0.062486 | -14.4364 | 10.8992 | 0.021387 | -0.1854 | -34.4802 | 29.294 | 0.063454 | -0.31242 | -49.8812 | 45.4431 | 0.10785 | -3.5783 | -5.3082 | -4.6426
11 | 8 | 12 | -0.077761 | -15.9855 | 12.4082 | 0.027019 | -0.23072 | -38.1802 | 33.3417 | 0.080166 | -0.38879 | -55.2337 | 51.7156 | 0.13626 | -3.6281 | -4.989 | -3.7706
11 | 8 | 13 | -0.091647 | -17.5275 | 14.0442 | 0.032324 | -0.27191 | -41.8631 | 37.7311 | 0.095904 | -0.45821 | -60.5616 | 58.5182 | 0.16301 | -3.5426 | -4.308 | -2.3386
11 | 8 | 14 | -0.094424 | -18.578 | 15.1217 | 0.033303 | -0.28015 | -44.372 | 40.6219 | 0.09881 | -0.4721 | -64.1912 | 62.9984 | 0.16795 | -3.5175 | -3.9315 | -1.4969
11 | 8 | 15 | -0.095812 | -19.6676 | 16.3876 | 0.033793 | -0.28427 | -46.9744 | 44.0179 | 0.10026 | -0.47904 | -67.956 | 68.2612 | 0.17042 | -3.342 | -3.1405 | -0.0034268
11 | 8 | 16 | -0.098589 | -20.7068 | 17.5538 | 0.03529 | -0.29251 | -49.4565 | 47.1463 | 0.10471 | -0.49293 | -71.5467 | 73.109 | 0.17797 | -3.2163 | -2.4981 | 1.2473
11 | 8 | 17 | -0.099978 | -21.2636 | 18.1943 | 0.035787 | -0.29663 | -50.7865 | 48.8598 | 0.10618 | -0.49987 | -73.4707 | 75.7606 | 0.18047 | -3.1336 | -2.1171 | 1.9706
11 | 8 | 18 | -0.099978 | -21.8197 | 18.8674 | 0.035787 | -0.29663 | -52.1145 | 50.6597 | 0.10618 | -0.49987 | -75.3919 | 78.545 | 0.18047 | -3.0165 | -1.6453 | 2.8336
11 | 8 | 19 | -0.10137 | -22.3728 | 19.5644 | 0.036284 | -0.30075 | -53.4356 | 52.5257 | 0.10766 | -0.50681 | -77.303 | 81.4334 | 0.18298 | -2.8735 | -1.103 | 3.8065
11 | 8 | 20 | -0.10831 | -22.5309 | 19.7706 | 0.03877 | -0.32135 | -53.8131 | 53.0749 | 0.11503 | -0.54153 | -77.8492 | 82.2813 | 0.19551 | -2.8298 | -0.94457 | 4.0861
11 | 8 | 21 | -0.11525 | -22.6338 | 19.8449 | 0.041862 | -0.34195 | -54.0591 | 53.2703 | 0.12421 | -0.57624 | -78.205 | 82.5808 | 0.21111 | -2.8623 | -1.0065 | 4.0107
11 | 8 | 22 | -0.12358 | -22.7803 | 20.0038 | 0.044889 | -0.36667 | -54.409 | 53.6918 | 0.13318 | -0.61789 | -78.7112 | 83.2302 | 0.22637 | -2.8553 | -0.95061 | 4.1275
11 | 8 | 23 | -0.12775 | -22.8268 | 20.1273 | 0.047077 | -0.37903 | -54.52 | 54.028 | 0.13968 | -0.63872 | -78.8719 | 83.755 | 0.23741 | -2.7802 | -0.73142 | 4.4818
11 | 9 | 0 | -0.13192 | -22.8382 | 20.2493 | 0.048613 | -0.39139 | -54.5471 | 54.3609 | 0.14423 | -0.65955 | -78.911 | 84.2757 | 0.24515 | -2.6722 | -0.43338 | 4.9503
11 | 9 | 1 | -0.13608 | -22.8927 | 20.2255 | 0.050148 | -0.40375 | -54.6773 | 54.3016 | 0.14879 | -0.68038 | -79.0995 | 84.1877 | 0.25289 | -2.7531 | -0.63068 | 4.6608
11 | 9 | 2 | -0.1333 | -22.7337 | 20.0726 | 0.049124 | -0.39551 | -54.2975 | 53.8959 | 0.14575 | -0.66649 | -78.5499 | 83.5625 | 0.24773 | -2.7452 | -0.65136 | 4.5938
11 | 9 | 3 | -0.13053 | -22.5404 | 19.8685 | 0.048101 | -0.38727 | -53.836 | 53.3508 | 0.14271 | -0.65261 | -77.8823 | 82.72 | 0.24257 | -2.7544 | -0.72973 | 4.4277
11 | 9 | 4 | -0.12914 | -22.3542 | 19.6815 | 0.047589 | -0.38315 | -53.3911 | 52.8531 | 0.1412 | -0.64567 | -77.2387 | 81.9519 | 0.23999 | -2.7542 | -0.77991 | 4.3076
11 | 9 | 5 | -0.11942 | -21.2614 | 18.2467 | 0.043376 | -0.35431 | -50.781 | 49.0021 | 0.12869 | -0.59707 | -73.4628 | 75.9823 | 0.21874 | -3.0907 | -2.0046 | 2.1412
11 | 9 | 6 | -0.10831 | -20.1148 | 16.9083 | 0.03877 | -0.32135 | -48.0425 | 45.4085 | 0.11503 | -0.54153 | -69.5011 | 70.411 | 0.19551 | -3.276 | -2.8403 | 0.56387
11 | 9 | 7 | -0.098589 | -19.0305 | 15.6912 | 0.03529 | -0.29251 | -45.4527 | 42.1395 | 0.10471 | -0.49293 | -65.7545 | 65.3417 | 0.17797 | -3.4026 | -3.501 | -0.72782
11 | 9 | 8 | -0.098589 | -18.6166 | 15.1742 | 0.03529 | -0.29251 | -44.4642 | 40.7536 | 0.10471 | -0.49293 | -64.3245 | 63.1948 | 0.17797 | -3.5057 | -3.8984 | -1.4447
11 | 9 | 9 | -0.099978 | -18.1965 | 14.6875 | 0.035787 | -0.29663 | -43.4609 | 39.4487 | 0.10618 | -0.49987 | -62.8731 | 61.1732 | 0.18047 | -3.5732 | -4.2027 | -2.0194
11 | 9 | 10 | -0.10137 | -17.8144 | 14.2987 | 0.036284 | -0.30075 | -42.5483 | 38.4032 | 0.10766 | -0.50681 | -61.5528 | 59.5509 | 0.18298 | -3.5808 | -4.3382 | -2.3257
11 | 9 | 11 | -0.12081 | -19.1384 | 15.7045 | 0.04388 | -0.35843 | -45.7104 | 42.1769 | 0.13019 | -0.60401 | -66.1274 | 65.4008 | 0.22128 | -3.5108 | -3.7618 | -1.1093
11 | 9 | 12 | -0.14025 | -20.4923 | 17.3044 | 0.052427 | -0.41611 | -48.9442 | 46.467 | 0.15555 | -0.70121 | -70.8055 | 72.0477 | 0.26438 | -3.2757 | -2.7378 | 0.80537
11 | 9 | 13 | -0.15969 | -21.8472 | 18.957 | 0.060543 | -0.47379 | -52.1803 | 50.8995 | 0.17963 | -0.7984 | -75.4871 | 78.9162 | 0.30531 | -2.9894 | -1.575 | 2.936
11 | 9 | 14 | -0.16802 | -22.5603 | 19.8557 | 0.064597 | -0.49851 | -53.8834 | 53.3131 | 0.19166 | -0.84006 | -77.9509 | 82.6588 | 0.32576 | -2.808 | -0.87714 | 4.1936
11 | 9 | 15 | -0.17635 | -23.2783 | 20.8194 | 0.0678 | -0.52323 | -55.5983 | 55.903 | 0.20116 | -0.88171 | -80.4317 | 86.6763 | 0.34191 | -2.5675 | -0.017344 | 5.7047
11 | 9 | 16 | -0.18468 | -23.9915 | 21.7853 | 0.07199 | -0.54795 | -57.3018 | 58.4975 | 0.21359 | -0.92337 | -82.8961 | 90.6996 | 0.36304 | -2.3189 | 0.86133 | 7.2431
11 | 9 | 17 | -0.1944 | -24.2976 | 22.1966 | 0.075778 | -0.57679 | -58.0328 | 59.6062 | 0.22483 | -0.97197 | -83.9537 | 92.4223 | 0.38215 | -2.2196 | 1.2215 | 7.8788
11 | 9 | 18 | -0.20273 | -24.6035 | 22.5468 | 0.08011 | -0.60151 | -58.7633 | 60.5492 | 0.23769 | -1.0136 | -85.0105 | 93.8864 | 0.40399 | -2.1792 | 1.422 | 8.2663
11 | 9 | 19 | -0.21245 | -24.9042 | 22.9317 | 0.085089 | -0.63035 | -59.4816 | 61.5883 | 0.25246 | -1.0622 | -86.0495 | 95.5024 | 0.4291 | -2.0999 | 1.7288 | 8.8198
11 | 9 | 20 | -0.20412 | -24.6479 | 22.6565 | 0.080659 | -0.60563 | -58.8694 | 60.8484 | 0.23931 | -1.0206 | -85.1639 | 94.3545 | 0.40676 | -2.1148 | 1.6128 | 8.5768
11 | 9 | 21 | -0.19718 | -24.3796 | 22.3656 | 0.077915 | -0.58503 | -58.2287 | 60.0676 | 0.23117 | -0.98585 | -84.2371 | 93.1441 | 0.39292 | -2.1333 | 1.4851 | 8.3141
11 | 9 | 22 | -0.19024 | -24.1036 | 21.9294 | 0.074155 | -0.56443 | -57.5694 | 58.8985 | 0.22002 | -0.95114 | -83.2833 | 91.3331 | 0.37396 | -2.2903 | 0.98462 | 7.4725
11 | 9 | 23 | -0.18468 | -23.6428 | 21.4289 | 0.07199 | -0.54795 | -56.4688 | 57.5569 | 0.21359 | -0.92337 | -81.6911 | 89.255 | 0.36304 | -2.3266 | 0.75372 | 7.0036
11 | 10 | 0 | -0.17913 | -23.2182 | 20.8292 | 0.068868 | -0.53147 | -55.4548 | 55.9485 | 0.20433 | -0.8956 | -80.2242 | 86.7627 | 0.3473 | -2.4993 | 0.16654 | 5.9902
11 | 10 | 1 | -0.17496 | -22.7668 | 20.3295 | 0.067266 | -0.51911 | -54.3766 | 54.6069 | 0.19958 | -0.87477 | -78.6644 | 84.6827 | 0.33922 | -2.545 | -0.089272 | 5.4827
11 | 10 | 2 | -1.3646 | -21.9577 | 19.292 | 1.5435 | -4.0486 | -52.4442 | 51.8219 | 4.5795 | -6.8225 | -75.8689 | 80.3653 | 7.9605 | -2.4868 | -0.091446 | 5.6344
11 | 10 | 3 | -1.2145 | -21.2038 | 18.3008 | 1.3069 | -3.6034 | -50.6435 | 49.1593 | 3.8776 | -6.0723 | -73.2639 | 76.2361 | 6.7376 | -2.8106 | -1.2101 | 3.6375
11 | 10 | 4 | -1.927 | -20.3963 | 17.3139 | 1.6199 | -5.7174 | -48.7148 | 46.5105 | 4.8063 | -9.6347 | -70.4738 | 72.1304 | 8.3295 | -3.3895 | -3.1155 | 0.35143
11 | 10 | 5 | -1.6008 | -19.1539 | 15.9837 | 1.2694 | -4.7497 | -45.7475 | 42.9462 | 3.7663 | -8.0038 | -66.181 | 66.6101 | 6.5231 | -3.5016 | -3.7847 | -1.0516
11 | 10 | 6 | -1.5962 | -17.89 | 14.5647 | 1.5531 | -4.7359 | -42.7289 | 39.1438 | 4.6079 | -7.9806 | -61.8141 | 60.721 | 8.0042 | -3.3684 | -3.713 | -1.0695
11 | 10 | 7 | -1.1721 | -16.6359 | 13.3081 | 1.1075 | -3.4777 | -39.7336 | 35.775 | 3.2859 | -5.8605 | -57.481 | 55.5025 | 5.7067 | -3.3925 | -4.1505 | -2.1322
11 | 10 | 8 | -0.67151 | -14.967 | 11.6356 | 0.59167 | -1.9924 | -35.7473 | 31.2925 | 1.7555 | -3.3574 | -51.7142 | 48.5593 | 3.0472 | -3.4112 | -4.6918 | -3.4652
11 | 10 | 9 | -0.47703 | -13.3139 | 10.0788 | 0.39527 | -1.4153 | -31.7991 | 27.1187 | 1.1728 | -2.385 | -46.0024 | 42.0933 | 2.0346 | -3.3169 | -4.923 | -4.2596
11 | 10 | 10 | -0.3308 | -11.6422 | 8.6106 | 0.27053 | -0.98148 | -27.8064 | 23.1833 | 0.80267 | -1.6539 | -40.2263 | 35.9973 | 1.3923 | -3.0918 | -4.8019 | -4.4906
11 | 10 | 11 | -0.14749 | -11.2332 | 8.1932 | 0.10873 | -0.4376 | -26.8297 | 22.06 | 0.32261 | -0.73741 | -38.8134 | 34.2537 | 0.55875 | -3.0788 | -4.8846 | -4.7383
11 | 10 | 12 | -0.043046 | -10.8552 | 7.8215 | 0.01451 | -0.12772 | -25.9269 | 21.0595 | 0.04305 | -0.21522 | -37.5073 | 32.7005 | 0.073172 | -3.0623 | -4.952 | -4.9489
11 | 10 | 13 | -0.022217 | -10.4896 | 7.492 | 0.0072604 | -0.065919 | -25.0535 | 20.1713 | 0.021542 | -0.11108 | -36.2439 | 31.3203 | 0.036614 | -3.0125 | -4.9266 | -4.998
11 | 10 | 14 | 0 | -11.557 | 8.329 | 0 | 0 | -27.6028 | 22.4082 | 0 | 0 | -39.9319 | 34.78 | 0 | -3.228 | -5.1946 | -5.1519
11 | 10 | 15 | 0 | -12.655 | 9.2905 | 0 | 0 | -30.2255 | 24.9778 | 0 | 0 | -43.726 | 38.7539 | 0 | -3.3646 | -5.2477 | -4.9721
11 | 10 | 16 | -0.0047487 | -13.7505 | 10.2614 | 0.14897 | -0.014089 | -32.8419 | 27.5724 | 0.442 | -0.023742 | -47.511 | 42.7662 | 0.77703 | -3.3449 | -4.8416 | -3.9915
11 | 10 | 17 | -0.22496 | -15.8849 | 12.3576 | 0.41498 | -0.66745 | -37.9397 | 33.1904 | 1.2312 | -1.1247 | -54.8858 | 51.4679 | 2.1521 | -3.3373 | -4.1856 | -2.3906
11 | 10 | 18 | -1.1637 | -18.0242 | 14.6545 | 1.2123 | -3.4528 | -43.0492 | 39.3463 | 3.5969 | -5.8184 | -62.2775 | 61.003 | 6.2539 | -3.3211 | -3.5587 | -0.83903
11 | 10 | 19 | -2.6718 | -20.1614 | 16.9713 | 2.8578 | -7.9273 | -48.1538 | 45.5572 | 8.4791 | -13.3586 | -69.6621 | 70.6243 | 14.7391 | -3.0041 | -2.0448 | 2.3427
11 | 10 | 20 | -4.2928 | -21.9535 | 19.0766 | 4.8991 | -12.7367 | -52.4341 | 51.2015 | 14.5355 | -21.4631 | -75.8543 | 79.3685 | 25.2772 | -2.2707 | 0.56619 | 7.3283
11 | 10 | 21 | -6.0693 | -23.7045 | 21.269 | 7.1952 | -18.0076 | -56.6163 | 57.079 | 21.348 | -30.3453 | -81.9045 | 88.4735 | 37.128 | -1.3096 | 3.8032 | 13.3517
11 | 10 | 22 | -8.1433 | -25.5002 | 23.4402 | 9.9053 | -24.1611 | -60.9051 | 62.9011 | 29.389 | -40.7149 | -88.1089 | 97.4939 | 51.1146 | -0.29799 | 7.2239 | 19.7847
11 | 10 | 23 | -8.8183 | -25.8834 | 24.0218 | 10.7213 | -26.1638 | -61.8203 | 64.4668 | 31.81 | -44.0897 | -89.4329 | 99.9248 | 55.3246 | 0.041443 | 8.2927 | 21.7269
11 | 11 | 0 | -9.5295 | -26.3139 | 24.6324 | 11.6108 | -28.2739 | -62.8487 | 66.1104 | 34.449 | -47.6455 | -90.9206 | 102.4764 | 59.9148 | 0.39978 | 9.4368 | 23.8251
11 | 11 | 1 | -10.2524 | -26.7446 | 25.2678 | 12.5775 | -30.4189 | -63.8772 | 67.8193 | 37.3172 | -51.2601 | -92.4085 | 105.1285 | 64.9045 | 0.84823 | 10.8404 | 26.3644
11 | 11 | 2 | -10.5733 | -26.9743 | 25.7645 | 13.0682 | -31.371 | -64.426 | 69.1548 | 38.7733 | -52.8645 | -93.2025 | 107.2007 | 67.4355 | 1.2851 | 12.1312 | 28.5692
11 | 11 | 3 | -11.7578 | -27.2465 | 26.0648 | 13.858 | -34.8851 | -65.0761 | 69.9605 | 41.1167 | -58.7864 | -94.1429 | 108.4494 | 71.4641 | 0.91858 | 11.116 | 26.9843
11 | 11 | 4 | -12.0875 | -27.4772 | 26.3814 | 14.2779 | -35.8635 | -65.6271 | 70.8151 | 42.3624 | -60.435 | -94.94 | 109.778 | 73.6268 | 1.0946 | 11.6869 | 28.0297
11 | 11 | 5 | -11.5704 | -27.1314 | 25.9176 | 13.6268 | -34.3292 | -64.8011 | 69.5688 | 40.4305 | -57.8495 | -93.7451 | 107.8449 | 70.2719 | 0.84263 | 10.869 | 26.5222
11 | 11 | 6 | -11.0219 | -26.7761 | 25.2996 | 12.8791 | -32.7018 | -63.9526 | 67.9092 | 38.2121 | -55.1072 | -92.5176 | 105.2717 | 66.4189 | 0.38065 | 9.4669 | 24.0658
11 | 11 | 7 | -10.4853 | -26.4306 | 24.8683 | 12.2558 | -31.1096 | -63.1273 | 66.7523 | 36.3627 | -52.4241 | -91.3236 | 103.4791 | 63.2073 | 0.20822 | 8.8782 | 22.9386
11 | 11 | 8 | -10.4577 | -26.4018 | 24.8365 | 12.2219 | -31.0278 | -63.0585 | 66.6679 | 36.2623 | -52.2862 | -91.2241 | 103.3488 | 63.0331 | 0.19895 | 8.8439 | 22.8716
11 | 11 | 9 | -10.4214 | -26.3482 | 24.7845 | 12.2431 | -30.9201 | -62.9306 | 66.5301 | 36.325 | -52.1047 | -91.0391 | 103.1366 | 63.1464 | 0.25799 | 9.0044 | 23.1391
11 | 11 | 10 | -10.41 | -26.328 | 24.7679 | 12.2336 | -30.8862 | -62.8822 | 66.4863 | 36.297 | -52.0477 | -90.9691 | 103.0694 | 63.0981 | 0.26362 | 9.0149 | 23.1508
11 | 11 | 11 | -11.7859 | -27.0982 | 25.8337 | 14.2537 | -34.9686 | -64.7217 | 69.3453 | 42.2905 | -58.927 | -93.6303 | 107.4999 | 73.5351 | 1.2033 | 11.9454 | 28.4778
11 | 11 | 12 | -12.8974 | -27.9116 | 26.994 | 15.8167 | -38.2665 | -66.6646 | 72.4583 | 46.9281 | -64.4845 | -96.441 | 112.3245 | 81.5993 | 2.0017 | 14.4553 | 32.9983
11 | 11 | 13 | -14.0078 | -28.7248 | 28.1672 | 17.4213 | -41.5609 | -68.6068 | 75.6079 | 51.6888 | -70.036 | -99.2506 | 117.2072 | 89.8774 | 2.856 | 17.1291 | 37.798
11 | 11 | 14 | -14.6883 | -29.2404 | 28.9913 | 18.4795 | -43.5799 | -69.8383 | 77.8186 | 54.8286 | -73.4384 | -101.0322 | 120.6333 | 95.3371 | 3.5421 | 19.229 | 41.4998
11 | 11 | 15 | -15.3965 | -29.7586 | 29.6135 | 19.4543 | -45.6812 | -71.076 | 79.4882 | 57.7207 | -76.9792 | -102.8227 | 123.2207 | 100.3616 | 3.9127 | 20.4516 | 43.7804
11 | 11 | 16 | -16.0755 | -30.2694 | 30.423 | 20.487 | -47.6959 | -72.2961 | 81.6567 | 60.7847 | -80.3744 | -104.5877 | 126.5787 | 105.6901 | 4.565 | 22.4493 | 47.3067
11 | 11 | 17 | -16.4317 | -30.5946 | 30.9436 | 21.1096 | -48.7526 | -73.0728 | 83.0503 | 62.6318 | -82.155 | -105.7114 | 128.7359 | 108.9048 | 5.0269 | 23.8568 | 49.7744
11 | 11 | 18 | -16.7782 | -30.8729 | 31.3401 | 21.6224 | -49.7806 | -73.7375 | 84.1132 | 64.1534 | -83.8875 | -106.673 | 130.3824 | 111.5494 | 5.3114 | 24.7485 | 51.3714
11 | 11 | 19 | -17.1303 | -31.1926 | 31.6697 | 22.1225 | -50.8254 | -74.5009 | 84.9958 | 65.6372 | -85.648 | -107.7774 | 131.7489 | 114.1306 | 5.4693 | 25.3067 | 52.4541
11 | 11 | 20 | -17.2448 | -31.2568 | 31.941 | 22.3903 | -51.1651 | -74.6544 | 85.7238 | 66.4317 | -86.2205 | -107.9994 | 132.8773 | 115.5126 | 5.8296 | 26.3359 | 54.1699
11 | 11 | 21 | -17.2973 | -31.2818 | 32.0039 | 22.4701 | -51.3209 | -74.7139 | 85.8943 | 66.6684 | -86.483 | -108.0855 | 133.143 | 115.923 | 5.8949 | 26.5279 | 54.4975
11 | 11 | 22 | -17.4236 | -31.3667 | 32.1866 | 22.6939 | -51.6955 | -74.9168 | 86.3847 | 67.3327 | -87.1142 | -108.379 | 133.9032 | 117.0792 | 6.0903 | 27.1051 | 55.4892
11 | 11 | 23 | -17.6952 | -31.59 | 32.4334 | 23.0874 | -52.5013 | -75.4501 | 87.0463 | 68.5001 | -88.4722 | -109.1505 | 134.9281 | 119.1105 | 6.2357 | 27.5949 | 56.4159
11 | 12 | 0 | -18.0114 | -31.8572 | 32.7845 | 23.5883 | -53.4395 | -76.0884 | 87.99 | 69.9862 | -90.0532 | -110.074 | 136.392 | 121.6931 | 6.5042 | 28.4483 | 57.9579
11 | 12 | 1 | -18.3119 | -32.0967 | 33.2573 | 24.1455 | -54.3312 | -76.6604 | 89.2551 | 71.6394 | -91.5559 | -110.9015 | 138.3498 | 124.5693 | 6.9942 | 29.9029 | 60.4618
11 | 12 | 2 | -18.0999 | -31.9707 | 33.048 | 23.8019 | -53.7021 | -76.3595 | 88.6921 | 70.6201 | -90.4957 | -110.4661 | 137.4761 | 122.798 | 6.7793 | 29.2506 | 59.3122
11 | 12 | 3 | -17.8995 | -31.8492 | 32.6885 | 23.4054 | -53.1077 | -76.0692 | 87.7272 | 69.4434 | -89.4941 | -110.0462 | 135.9803 | 120.7512 | 6.3451 | 27.9936 | 57.1912
11 | 12 | 4 | -17.7082 | -31.729 | 32.5342 | 23.1514 | -52.5399 | -75.7821 | 87.3116 | 68.6899 | -88.5372 | -109.6309 | 135.3348 | 119.4425 | 6.2485 | 27.6795 | 56.6093
11 | 12 | 5 | -16.3196 | -30.7138 | 30.9835 | 21.0209 | -48.4201 | -73.3575 | 83.149 | 62.3687 | -81.5948 | -106.1233 | 128.882 | 108.4534 | 4.9709 | 23.7401 | 49.6174
11 | 12 | 6 | -14.9156 | -29.7073 | 29.4892 | 18.9854 | -44.2543 | -70.9536 | 79.1411 | 56.3294 | -74.5747 | -102.6456 | 122.6715 | 97.9544 | 3.8517 | 20.2626 | 43.4056
11 | 12 | 7 | -13.4846 | -28.6541 | 28.0002 | 16.922 | -40.0088 | -68.4379 | 75.1474 | 50.2075 | -67.4204 | -99.0063 | 116.4831 | 87.3105 | 2.7836 | 16.9083 | 37.3669
11 | 12 | 8 | -12.8099 | -28.1026 | 27.187 | 15.8945 | -38.0069 | -67.1208 | 72.9662 | 47.1587 | -64.047 | -97.1009 | 113.1033 | 82.008 | 2.1689 | 14.9972 | 33.9634
11 | 12 | 9 | -12.179 | -27.6035 | 26.4357 | 14.9699 | -36.1348 | -65.9288 | 70.9533 | 44.4156 | -60.8923 | -95.3764 | 109.9862 | 77.2394 | 1.6231 | 13.3053 | 30.9568
11 | 12 | 10 | -11.4821 | -27.0401 | 25.5999 | 13.9546 | -34.0673 | -64.5831 | 68.7129 | 41.4032 | -57.4082 | -93.4298 | 106.5155 | 71.9998 | 1.0323 | 11.4656 | 27.6773
11 | 12 | 11 | -12.5322 | -27.8537 | 26.9085 | 15.5032 | -37.1828 | -66.5262 | 72.2236 | 45.9979 | -62.6583 | -96.2408 | 111.9562 | 79.9879 | 2.0258 | 14.5124 | 33.0449
11 | 12 | 12 | -13.6012 | -28.7058 | 28.0737 | 17.0126 | -40.3546 | -68.5614 | 75.3462 | 50.476 | -68.0033 | -99.185 | 116.7927 | 87.7741 | 2.7792 | 16.9062 | 37.3785
11 | 12 | 13 | -14.6455 | -29.5082 | 29.205 | 18.5038 | -43.4529 | -70.478 | 78.3809 | 54.9006 | -73.2243 | -101.9576 | 121.4953 | 95.4654 | 3.5551 | 19.3506 | 41.7788
11 | 12 | 14 | -15.4521 | -30.0372 | 30.0933 | 19.6274 | -45.8462 | -71.7414 | 80.7648 | 58.2344 | -77.2574 | -103.7853 | 125.1903 | 101.2554 | 4.2315 | 21.4116 | 45.4031
11 | 12 | 15 | -16.2473 | -30.56 | 30.7998 | 20.6073 | -48.2054 | -72.99 | 82.6642 | 61.1416 | -81.233 | -105.5916 | 128.1374 | 106.3029 | 4.5998 | 22.6104 | 47.6157
11 | 12 | 16 | -17.0806 | -31.1287 | 31.776 | 21.8419 | -50.678 | -74.3483 | 85.2869 | 64.8046 | -85.3997 | -107.5567 | 132.2049 | 112.6633 | 5.4086 | 25.0651 | 51.9119
11 | 12 | 17 | -17.6047 | -31.5247 | 32.2191 | 22.5454 | -52.2328 | -75.2941 | 86.4759 | 66.8919 | -88.0198 | -108.9249 | 134.0478 | 116.2922 | 5.6352 | 25.8408 | 53.3954
11 | 12 | 18 | -18.1481 | -31.9509 | 32.9981 | 23.5047 | -53.8453 | -76.3122 | 88.566 | 69.7383 | -90.737 | -110.3977 | 137.287 | 121.2414 | 6.4038 | 28.1468 | 57.3938
11 | 12 | 19 | -18.671 | -32.3265 | 33.6999 | 24.356 | -55.3966 | -77.2093 | 90.4485 | 72.2639 | -93.3511 | -111.6955 | 140.2043 | 125.6334 | 7.0583 | 30.1066 | 60.7912
11 | 12 | 20 | -19.111 | -32.6176 | 34.1441 | 25.0438 | -56.7021 | -77.9043 | 91.6437 | 74.3047 | -95.5511 | -112.701 | 142.0595 | 129.1794 | 7.4593 | 31.3419 | 62.9868
11 | 12 | 21 | -19.4897 | -32.8484 | 34.5174 | 25.6307 | -57.8258 | -78.4558 | 92.6517 | 76.0458 | -97.4447 | -113.4988 | 143.6271 | 132.2037 | 7.8098 | 32.4159 | 64.8874
11 | 12 | 22 | -19.9028 | -33.1175 | 34.8282 | 26.2054 | -59.0513 | -79.0983 | 93.4881 | 77.751 | -99.5099 | -114.4283 | 144.9255 | 135.1678 | 8.0133 | 33.0894 | 66.1552
11 | 12 | 23 | -19.5484 | -32.818 | 34.4877 | 25.7038 | -58 | -78.3831 | 92.5742 | 76.2628 | -97.7382 | -113.3936 | 143.5089 | 132.58 | 7.825 | 32.4539 | 64.9571
11 | 13 | 0 | -19.2282 | -32.5647 | 34.0821 | 25.1507 | -57.0498 | -77.7782 | 91.4825 | 74.6217 | -96.137 | -112.5185 | 141.8139 | 129.7262 | 7.4399 | 31.2763 | 62.8847
11 | 13 | 1 | -18.8841 | -32.2688 | 33.5304 | 24.5446 | -56.029 | -77.0713 | 90.0053 | 72.8236 | -94.4168 | -111.4958 | 139.5271 | 126.599 | 6.9222 | 29.7287 | 60.2135
11 | 13 | 2 | -17.7069 | -31.3721 | 32.1701 | 22.7232 | -52.5362 | -74.9297 | 86.3575 | 67.4194 | -88.5309 | -108.3978 | 133.8751 | 117.2068 | 5.8143 | 26.311 | 54.1533
11 | 13 | 3 | -16.514 | -30.4678 | 30.8095 | 20.9095 | -48.9968 | -72.7698 | 82.7097 | 62.0383 | -82.5666 | -105.2731 | 128.2242 | 107.8526 | 4.7372 | 22.9814 | 48.2371
11 | 13 | 4 | -15.3435 | -29.5738 | 29.4684 | 19.171 | -45.524 | -70.6346 | 79.1151 | 56.88 | -76.7145 | -102.1842 | 122.6561 | 98.8869 | 3.722 | 19.8364 | 42.6443
11 | 13 | 5 | -13.2835 | -28.1318 | 27.3132 | 16.2483 | -39.4119 | -67.1905 | 73.3293 | 48.2085 | -66.4147 | -97.2017 | 113.6865 | 83.815 | 2.1462 | 14.9354 | 33.8851
11 | 13 | 6 | -11.2337 | -26.6952 | 25.2458 | 13.5067 | -33.3303 | -63.7594 | 67.7804 | 40.0743 | -56.1663 | -92.2381 | 105.0849 | 69.6796 | 0.82361 | 10.765 | 26.3601
11 | 13 | 7 | -9.1488 | -25.2159 | 23.2078 | 10.814 | -27.1443 | -60.2261 | 62.3097 | 32.085 | -45.742 | -87.1266 | 96.6041 | 55.7929 | -0.34284 | 7.0243 | 19.5285
11 | 13 | 8 | -8.1831 | -24.5223 | 22.4012 | 9.5923 | -24.2793 | -58.5696 | 60.1425 | 28.4604 | -40.914 | -84.7302 | 93.2429 | 49.4903 | -0.71197 | 5.754 | 17.089
11 | 13 | 9 | -7.2352 | -23.8362 | 21.464 | 8.3723 | -21.4668 | -56.9309 | 57.6263 | 24.8404 | -36.1747 | -82.3595 | 89.3418 | 43.1957 | -1.2352 | 4.069 | 14.0033
11 | 13 | 10 | -6.2287 | -23.0975 | 20.5646 | 7.1433 | -18.4805 | -55.1666 | 55.2123 | 21.1941 | -31.1423 | -79.8072 | 85.5998 | 36.8556 | -1.6183 | 2.7594 | 11.5059
11 | 13 | 11 | -6.8996 | -23.5176 | 20.9746 | 7.9064 | -20.4711 | -56.1699 | 56.3151 | 23.4581 | -34.4968 | -81.2587 | 87.3112 | 40.7899 | -1.5363 | 3.1322 | 12.3457
11 | 13 | 12 | -7.5313 | -23.888 | 21.5436 | 8.7074 | -22.3451 | -57.0546 | 57.8434 | 25.8348 | -37.6547 | -82.5385 | 89.6813 | 44.922 | -1.1682 | 4.2785 | 14.41
11 | 13 | 13 | -8.1584 | -24.2587 | 22.0955 | 9.529 | -24.2058 | -57.9399 | 59.3265 | 28.2725 | -40.7902 | -83.8192 | 91.9817 | 49.1594 | -0.79251 | 5.4534 | 16.5316
11 | 13 | 14 | -6.9539 | -23.1564 | 20.657 | 7.9208 | -20.6321 | -55.3072 | 55.4753 | 23.5009 | -34.7681 | -80.0107 | 86.02 | 40.8598 | -1.5325 | 3.0369 | 12.1011
11 | 13 | 15 | -5.8505 | -22.0178 | 19.4142 | 6.4835 | -17.3585 | -52.5878 | 52.1483 | 19.2364 | -29.2515 | -76.0766 | 80.8701 | 33.4381 | -1.9708 | 1.4384 | 8.98
11 | 13 | 16 | -4.7801 | -20.9052 | 18.0783 | 5.2617 | -14.1824 | -49.9303 | 48.5708 | 15.6113 | -23.8993 | -72.2321 | 75.3311 | 27.1373 | -2.3453 | 0.069374 | 6.337
11 | 13 | 17 | -3.5774 | -19.8264 | 16.9219 | 3.7818 | -10.614 | -47.3537 | 45.4717 | 11.2206 | -17.8862 | -68.5047 | 70.531 | 19.4982 | -2.7 | -1.2755 | 3.6384
11 | 13 | 18 | -2.5951 | -18.7441 | 15.6641 | 2.6136 | -7.6995 | -44.7688 | 42.0996 | 7.7546 | -12.9748 | -64.7651 | 65.3071 | 13.4695 | -3.0614 | -2.6141 | 1.0367
11 | 13 | 19 | -2.1407 | -17.7092 | 14.533 | 2.1405 | -6.3516 | -42.297 | 39.0684 | 6.3508 | -10.7033 | -61.1893 | 60.6123 | 11.0313 | -3.1765 | -3.2294 | -0.24898
11 | 13 | 20 | -1.5739 | -17.3446 | 14.0349 | 1.4215 | -4.6698 | -41.4261 | 37.7295 | 4.2174 | -7.8692 | -59.9294 | 58.5353 | 7.3195 | -3.4622 | -4.149 | -1.9439
11 | 13 | 21 | -1.2448 | -17.0169 | 13.7237 | 1.0245 | -3.6933 | -40.6435 | 36.8905 | 3.0396 | -6.2237 | -58.7972 | 57.2316 | 5.2704 | -3.5135 | -4.4067 | -2.519
11 | 13 | 22 | -1.0367 | -16.7066 | 13.3681 | 0.91249 | -3.0759 | -39.9023 | 35.9331 | 2.7074 | -5.1834 | -57.725 | 55.745 | 4.6994 | -3.4627 | -4.3378 | -2.4641
11 | 13 | 23 | -1.693 | -18.5632 | 15.3131 | 1.5312 | -5.023 | -44.3366 | 41.1381 | 4.5431 | -8.4645 | -64.1399 | 63.8006 | 7.8852 | -3.4118 | -3.6784 | -0.91866
11 | 14 | 0 | -3.182 | -20.4251 | 17.3132 | 3.182 | -9.4409 | -48.7836 | 46.4929 | 9.4411 | -15.9092 | -70.5733 | 72.0899 | 16.3982 | -3.1118 | -2.2905 | 2.0056
11 | 14 | 1 | -5.4665 | -22.2906 | 19.5359 | 6.0043 | -16.219 | -53.2393 | 52.4439 | 17.8146 | -27.3313 | -77.019 | 81.3025 | 30.9623 | -2.217 | 0.80024 | 7.9145
11 | 14 | 2 | -7.2094 | -23.7748 | 21.422 | 8.1714 | -21.3902 | -56.7842 | 57.5007 | 24.2443 | -36.0455 | -82.1473 | 89.1363 | 42.1428 | -1.3909 | 3.5707 | 13.0863
11 | 14 | 3 | -9.2243 | -25.2642 | 23.2462 | 10.7029 | -27.3684 | -60.3415 | 62.3949 | 31.7554 | -46.1196 | -87.2936 | 96.7215 | 55.2041 | -0.53944 | 6.4405 | 18.5125
11 | 14 | 4 | -11.1888 | -26.7037 | 25.2192 | 13.3086 | -33.197 | -63.7796 | 67.685 | 39.4864 | -55.9416 | -92.2673 | 104.9172 | 68.6481 | 0.63529 | 10.1949 | 25.3563
11 | 14 | 5 | -13.3868 | -28.3635 | 27.4974 | 16.409 | -39.7185 | -67.7439 | 73.7972 | 48.6853 | -66.9313 | -98.0024 | 114.3896 | 84.644 | 2.1561 | 15.02 | 34.0999
11 | 14 | 6 | -15.571 | -29.995 | 29.9004 | 19.6397 | -46.199 | -71.6405 | 80.2409 | 58.2709 | -77.8519 | -103.6394 | 124.3733 | 101.3122 | 3.9741 | 20.6723 | 44.1941
11 | 14 | 7 | -17.7636 | -31.6145 | 32.5411 | 23.1109 | -52.7045 | -75.5086 | 87.3244 | 68.5699 | -88.8146 | -109.2352 | 135.35 | 119.2179 | 6.2739 | 27.6812 | 56.5182
11 | 14 | 8 | -19.0385 | -32.5803 | 33.9931 | 25.1534 | -56.487 | -77.8153 | 91.2225 | 74.6298 | -95.1885 | -112.5722 | 141.3933 | 129.7606 | 7.5277 | 31.5501 | 63.3932
11 | 14 | 9 | -20.3079 | -33.5077 | 35.4929 | 27.2333 | -60.2533 | -80.0303 | 95.2518 | 80.8008 | -101.5353 | -115.7765 | 147.6424 | 140.4924 | 8.9106 | 35.769 | 70.823
11 | 14 | 10 | -21.6126 | -34.4672 | 37.075 | 29.4333 | -64.1244 | -82.3221 | 99.5003 | 87.3283 | -108.0588 | -119.092 | 154.2298 | 151.8435 | 10.4285 | 40.3821 | 78.9225
11 | 14 | 11 | -23.5569 | -35.9343 | 39.6375 | 32.8295 | -69.8931 | -85.8261 | 106.3914 | 97.4048 | -117.7797 | -124.1611 | 164.923 | 169.3637 | 12.9759 | 48.077 | 92.3459
11 | 14 | 12 | -25.4787 | -37.3957 | 42.2684 | 36.2651 | -75.595 | -89.3164 | 113.4716 | 107.598 | -127.3884 | -129.2104 | 175.914 | 187.0881 | 15.6591 | 56.1581 | 106.4033
11 | 14 | 13 | -27.4091 | -38.8507 | 45.1606 | 39.8839 | -81.3224 | -92.7918 | 121.2593 | 118.3351 | -137.0398 | -134.238 | 188.0067 | 205.758 | 18.7847 | 65.4802 | 122.4869
11 | 14 | 14 | -27.7531 | -39.1836 | 45.9673 | 40.6493 | -82.3432 | -93.5867 | 123.4311 | 120.6059 | -138.76 | -135.3881 | 191.3788 | 209.7072 | 19.6799 | 68.1071 | 126.938
11 | 14 | 15 | -28.1479 | -39.5491 | 46.5243 | 41.33 | -83.5144 | -94.4598 | 124.9348 | 122.6255 | -140.7337 | -136.651 | 193.7171 | 213.2228 | 20.1573 | 69.5861 | 129.5552
11 | 14 | 16 | -28.4977 | -39.8789 | 47.5045 | 42.2076 | -84.5524 | -95.2475 | 127.5778 | 125.2295 | -142.4829 | -137.7906 | 197.8242 | 217.7551 | 21.3355 | 73.0074 | 135.3057
11 | 14 | 17 | -27.8049 | -39.3898 | 46.2189 | 40.7703 | -82.4967 | -94.0792 | 124.1134 | 120.9649 | -139.0187 | -136.1006 | 192.4424 | 210.3355 | 19.7945 | 68.5023 | 127.6587
11 | 14 | 18 | -27.1506 | -38.9141 | 45.3888 | 39.6347 | -80.5556 | -92.9432 | 121.876 | 117.5956 | -135.7477 | -134.4571 | 188.9662 | 204.4824 | 18.9587 | 65.9727 | 123.2437
11 | 14 | 19 | -26.5243 | -38.4747 | 44.5599 | 38.5659 | -78.6974 | -91.8937 | 119.647 | 114.4245 | -132.6163 | -132.9388 | 185.5074 | 198.9698 | 18.1268 | 63.4805 | 118.9222
11 | 14 | 20 | -26.1778 | -38.2284 | 43.8377 | 37.7623 | -77.6693 | -91.3054 | 117.6984 | 112.0403 | -130.8838 | -132.0878 | 182.4784 | 194.8244 | 17.1938 | 60.764 | 114.3312
11 | 14 | 21 | -25.8164 | -37.991 | 43.4747 | 37.2133 | -76.5969 | -90.7384 | 116.7156 | 110.4115 | -129.0767 | -131.2675 | 180.9478 | 191.9918 | 16.8806 | 59.7918 | 112.5955
11 | 14 | 22 | -25.452 | -37.7476 | 43.0421 | 36.6479 | -75.5157 | -90.157 | 115.5515 | 108.7338 | -127.2546 | -130.4264 | 179.141 | 189.0749 | 16.4904 | 58.6127 | 110.5349
11 | 14 | 23 | -25.5346 | -37.7779 | 43.086 | 36.7038 | -75.7609 | -90.2295 | 115.6675 | 108.8998 | -127.668 | -130.5312 | 179.319 | 189.3613 | 16.4773 | 58.5769 | 110.481
11 | 15 | 0 | -25.6109 | -37.8101 | 43.1198 | 36.7426 | -75.9873 | -90.3063 | 115.7598 | 109.0148 | -128.0494 | -130.6424 | 179.4637 | 189.5587 | 16.4413 | 58.481 | 110.3306
11 | 15 | 1 | -25.6931 | -37.8506 | 43.1975 | 36.8644 | -76.231 | -90.403 | 115.9728 | 109.3762 | -128.46 | -130.7823 | 179.7972 | 190.1825 | 16.5183 | 58.7149 | 110.7373
11 | 15 | 2 | -25.4823 | -37.7083 | 42.9757 | 36.5319 | -75.6058 | -90.0631 | 115.3751 | 108.3898 | -127.4065 | -130.2905 | 178.869 | 188.4706 | 16.317 | 58.096 | 109.6426
11 | 15 | 3 | -25.2525 | -37.5478 | 42.7277 | 36.2128 | -74.9239 | -89.6797 | 114.7115 | 107.4431 | -126.2574 | -129.736 | 177.8421 | 186.8251 | 16.1403 | 57.551 | 108.6739
11 | 15 | 4 | -25.0015 | -37.3623 | 42.1597 | 35.594 | -74.1791 | -89.2368 | 113.1847 | 105.607 | -125.0022 | -129.0952 | 175.4732 | 183.6313 | 15.39 | 55.3758 | 105.007
11 | 15 | 5 | -23.2952 | -36.0949 | 39.9416 | 32.695 | -69.1166 | -86.2096 | 107.2128 | 97.0056 | -116.4714 | -124.7159 | 166.2008 | 168.6808 | 13.2464 | 48.8921 | 93.6942
11 | 15 | 6 | -21.5742 | -34.8216 | 37.6872 | 29.7607 | -64.0103 | -83.1685 | 101.1485 | 88.2997 | -107.8665 | -120.3164 | 156.7892 | 153.5481 | 11.0521 | 42.2694 | 82.1543
11 | 15 | 7 | -19.8126 | -33.5043 | 35.3741 | 26.8033 | -58.7839 | -80.0222 | 94.9303 | 79.525 | -99.0592 | -115.7649 | 147.1418 | 138.294 | 8.8604 | 35.6492 | 70.6118
11 | 15 | 8 | -18.6261 | -32.5294 | 33.8756 | 24.8747 | -55.2634 | -77.6938 | 90.913 | 73.8029 | -93.1267 | -112.3965 | 140.9183 | 128.3427 | 7.5948 | 31.7587 | 63.7378
11 | 15 | 9 | -17.393 | -31.5057 | 32.1715 | 22.7699 | -51.6047 | -75.2488 | 86.3428 | 67.5581 | -86.9612 | -108.8594 | 133.8371 | 117.4827 | 6.0428 | 27.0474 | 55.4992
11 | 15 | 10 | -16.1661 | -30.4905 | 30.7902 | 20.9164 | -47.9647 | -72.824 | 82.6417 | 62.0586 | -80.8273 | -105.3515 | 128.1051 | 107.9199 | 5.05 | 23.9116 | 49.8462
11 | 15 | 11 | -17.9017 | -31.7631 | 32.5903 | 23.3892 | -53.1141 | -75.8635 | 87.4683 | 69.3954 | -89.5048 | -109.7486 | 135.5828 | 120.6696 | 6.3147 | 27.8861 | 56.9991
11 | 15 | 12 | -19.6046 | -33.0006 | 34.7016 | 26.0938 | -58.1666 | -78.8191 | 93.1341 | 77.4201 | -98.019 | -114.0244 | 144.3649 | 134.6186 | 8.1902 | 33.5685 | 66.9401
11 | 15 | 13 | -21.3528 | -34.2683 | 36.7649 | 28.8344 | -63.3535 | -81.847 | 98.6797 | 85.5513 | -106.7596 | -118.4047 | 152.9677 | 148.7459 | 9.9782 | 39.0306 | 76.5494
11 | 15 | 14 | -22.2826 | -34.9158 | 37.8865 | 30.3293 | -66.1121 | -83.3935 | 101.6918 | 89.9866 | -111.4083 | -120.642 | 157.6382 | 156.4526 | 11.0174 | 42.1728 | 82.0405
11 | 15 | 15 | -23.1831 | -35.517 | 39.0537 | 31.8549 | -68.7838 | -84.8294 | 104.832 | 94.5132 | -115.9105 | -122.7192 | 162.512 | 164.3174 | 12.2086 | 45.7319 | 88.1997
11 | 15 | 16 | -24.1283 | -36.1647 | 40.2619 | 33.4849 | -71.5884 | -86.3765 | 108.086 | 99.3492 | -120.6366 | -124.9573 | 167.5655 | 172.7199 | 13.4537 | 49.4703 | 94.6915
11 | 15 | 17 | -24.3685 | -36.3604 | 40.531 | 33.8184 | -72.3009 | -86.8439 | 108.8064 | 100.3387 | -121.8373 | -125.6335 | 168.6807 | 174.4421 | 13.6205 | 50.0003 | 95.652
11 | 15 | 18 | -24.6077 | -36.5593 | 40.8902 | 34.274 | -73.0108 | -87.319 | 109.7748 | 101.6904 | -123.0337 | -126.3208 | 170.1854 | 176.7901 | 13.9971 | 51.1354 | 97.6211
11 | 15 | 19 | -24.8565 | -36.7921 | 41.4476 | 34.7959 | -73.749 | -87.875 | 111.2668 | 103.2391 | -124.2775 | -127.1252 | 172.495 | 179.4863 | 14.5948 | 52.882 | 100.5786
11 | 15 | 20 | -24.9032 | -36.7841 | 41.3945 | 34.7938 | -73.8873 | -87.8557 | 111.1298 | 103.2328 | -124.5107 | -127.0972 | 172.2869 | 179.4708 | 14.5011 | 52.6195 | 100.1498
11 | 15 | 21 | -24.9481 | -36.7804 | 41.4026 | 34.7979 | -74.0208 | -87.847 | 111.155 | 103.2448 | -124.7355 | -127.0846 | 172.329 | 179.4879 | 14.472 | 52.5321 | 99.9967
11 | 15 | 22 | -24.9802 | -36.7395 | 41.0739 | 34.5776 | -74.1161 | -87.7494 | 110.2756 | 102.5913 | -124.8961 | -126.9434 | 170.9682 | 178.3461 | 13.9317 | 51.0014 | 97.4748
11 | 15 | 23 | -24.3691 | -36.2183 | 40.4298 | 33.7112 | -72.3028 | -86.5043 | 108.5444 | 100.0207 | -121.8405 | -125.1423 | 168.2824 | 173.8779 | 13.5537 | 49.7579 | 95.1775
11 | 16 | 0 | -23.7831 | -35.6991 | 39.4525 | 32.5937 | -70.5641 | -85.2644 | 105.9164 | 96.7051 | -118.9105 | -123.3485 | 164.2048 | 168.1132 | 12.564 | 46.793 | 90.059
11 | 16 | 1 | -23.1718 | -35.1469 | 38.5718 | 31.5571 | -68.7504 | -83.9454 | 103.5522 | 93.6297 | -115.8541 | -121.4404 | 160.5397 | 162.7636 | 11.8103 | 44.4861 | 86.0088
11 | 16 | 2 | -21.9159 | -34.0715 | 36.6266 | 29.1583 | -65.0243 | -81.377 | 98.3302 | 86.5122 | -109.5752 | -117.7248 | 152.4438 | 150.3808 | 9.7975 | 38.4411 | 75.5246
11 | 16 | 3 | -20.6261 | -32.9548 | 34.9709 | 26.9749 | -61.1975 | -78.7099 | 93.892 | 80.0341 | -103.1265 | -113.8664 | 145.5691 | 139.1105 | 8.3648 | 34.0187 | 67.6867
11 | 16 | 4 | -19.34 | -31.8353 | 33.1626 | 24.6748 | -57.3816 | -76.036 | 89.0433 | 73.2099 | -96.6961 | -109.9981 | 138.057 | 127.2364 | 6.6621 | 28.8356 | 58.5991
11 | 16 | 5 | -17.368 | -30.4698 | 30.8859 | 21.5799 | -51.5305 | -72.7746 | 82.9275 | 64.0273 | -86.8362 | -105.28 | 128.5724 | 111.2749 | 4.628 | 22.6496 | 47.731
11 | 16 | 6 | -15.3824 | -29.1023 | 28.8835 | 18.7117 | -45.6394 | -69.5085 | 77.5464 | 55.5175 | -76.9089 | -100.5551 | 120.2256 | 96.4857 | 3.1105 | 17.9159 | 39.2473
11 | 16 | 7 | -13.409 | -27.735 | 26.7732 | 15.8508 | -39.7843 | -66.2427 | 71.8801 | 47.0291 | -67.0421 | -95.8306 | 111.44 | 81.732 | 1.4801 | 12.8822 | 30.2994
11 | 16 | 8 | -12.5205 | -27.0988 | 26.0144 | 14.7371 | -37.1481 | -64.7233 | 69.8435 | 43.7249 | -62.5998 | -93.6325 | 108.2831 | 75.9892 | 1.1323 | 11.697 | 28.04
11 | 16 | 9 | -11.6813 | -26.4718 | 25.0427 | 13.5601 | -34.6583 | -63.2258 | 67.2376 | 40.2325 | -58.4042 | -91.4661 | 104.2456 | 69.919 | 0.44958 | 9.586 | 24.2943
11 | 16 | 10 | -10.8631 | -25.8352 | 24.1715 | 12.5358 | -32.2308 | -61.7052 | 64.9017 | 37.1936 | -54.3135 | -89.2664 | 100.6266 | 64.64 | 0.0089469 | 8.1592 | 21.6867
11 | 16 | 11 | -10.2154 | -25.2582 | 23.3998 | 11.5974 | -30.309 | -60.3272 | 62.8306 | 34.4095 | -51.075 | -87.2728 | 97.4163 | 59.7959 | -0.47642 | 6.6039 | 18.8644
11 | 16 | 12 | -9.6024 | -24.7243 | 22.7651 | 10.7518 | -28.4902 | -59.0519 | 61.1245 | 31.9003 | -48.0101 | -85.4279 | 94.7694 | 55.4319 | -0.80978 | 5.4827 | 16.7632
11 | 16 | 13 | -8.9642 | -24.1487 | 22.0323 | 9.8619 | -26.5967 | -57.6772 | 59.1578 | 29.2602 | -44.8192 | -83.4392 | 91.7212 | 50.8378 | -1.2187 | 4.1442 | 14.3005
11 | 16 | 14 | -8.1515 | -23.3982 | 21.0357 | 8.6705 | -24.1854 | -55.8846 | 56.4947 | 25.7253 | -40.7558 | -80.846 | 87.6027 | 44.685 | -1.8435 | 2.15 | 10.6859
11 | 16 | 15 | -7.2951 | -22.618 | 20.1783 | 7.5026 | -21.6445 | -54.0213 | 54.2025 | 22.26 | -36.4741 | -78.1503 | 84.0569 | 38.6527 | -2.2322 | 0.79665 | 8.0851
11 | 16 | 16 | -6.4204 | -21.821 | 19.349 | 6.3759 | -19.0492 | -52.1176 | 51.9879 | 18.9171 | -32.1006 | -75.3964 | 80.6335 | 32.8353 | -2.5165 | -0.26182 | 5.9718
11 | 16 | 17 | -7.273 | -22.644 | 20.2931 | 7.46 | -21.579 | -54.0833 | 54.5144 | 22.1337 | -36.3637 | -78.2401 | 84.5437 | 38.4319 | -2.1639 | 0.98577 | 8.3718
11 | 16 | 18 | -8.1364 | -23.4637 | 21.2738 | 8.6289 | -24.1407 | -56.0412 | 57.1392 | 25.602 | -40.6805 | -81.0725 | 88.6064 | 44.4685 | -1.6974 | 2.5593 | 11.3219
11 | 16 | 19 | -9.0305 | -24.3321 | 22.3167 | 9.8879 | -26.7934 | -58.1152 | 59.9288 | 29.3372 | -45.1507 | -84.0729 | 92.9227 | 50.9694 | -1.1581 | 4.3573 | 14.6684
11 | 16 | 20 | -9.7667 | -25.0655 | 23.1655 | 10.9183 | -28.9777 | -59.8668 | 62.2022 | 32.3944 | -48.8316 | -86.6068 | 96.4425 | 56.2912 | -0.74839 | 5.7521 | 17.2952
11 | 16 | 21 | -10.4867 | -25.7979 | 24.1638 | 12.0082 | -31.114 | -61.6161 | 64.8738 | 35.6282 | -52.4315 | -89.1375 | 100.5775 | 61.9206 | -0.11265 | 7.7719 | 20.9291
11 | 16 | 22 | -11.2202 | -26.5353 | 25.0336 | 13.1054 | -33.2903 | -63.3774 | 67.2018 | 38.8837 | -56.0989 | -91.6855 | 104.1807 | 67.5874 | 0.38345 | 9.4178 | 23.9837
11 | 16 | 23 | -11.598 | -26.8982 | 25.5509 | 13.7034 | -34.4112 | -64.2441 | 68.5862 | 40.6579 | -57.9878 | -92.9393 | 106.3231 | 70.6765 | 0.75811 | 10.5888 | 26.0725
11 | 17 | 0 | -12.0155 | -27.2818 | 26.0246 | 14.3218 | -35.65 | -65.1604 | 69.8561 | 42.4926 | -60.0753 | -94.2649 | 108.2904 | 73.8695 | 1.0491 | 11.5384 | 27.8198
11 | 17 | 1 | -12.4028 | -27.6454 | 26.5626 | 14.9639 | -36.7989 | -66.0288 | 71.2962 | 44.3976 | -62.0113 | -95.5212 | 110.5194 | 77.1857 | 1.4783 | 12.8661 | 30.1726
11 | 17 | 2 | -12.8216 | -27.9221 | 26.9062 | 15.5059 | -38.0416 | -66.6897 | 72.2182 | 46.0058 | -64.1055 | -96.4773 | 111.9486 | 79.9822 | 1.6683 | 13.4927 | 31.348
11 | 17 | 3 | -13.1827 | -28.1419 | 27.3909 | 16.0954 | -39.1129 | -67.2146 | 73.5222 | 47.7547 | -65.9108 | -97.2366 | 113.9724 | 83.0234 | 2.1617 | 14.9495 | 33.8484
11 | 17 | 4 | -13.5571 | -28.4027 | 27.7174 | 16.5801 | -40.2238 | -67.8375 | 74.3979 | 49.1929 | -67.7828 | -98.1378 | 115.3292 | 85.5248 | 2.3377 | 15.5295 | 34.9335
11 | 17 | 5 | -12.7562 | -27.8241 | 26.8043 | 15.4638 | -37.8474 | -66.4556 | 71.949 | 45.8808 | -63.7783 | -96.1386 | 111.5347 | 79.7684 | 1.6878 | 13.5268 | 31.3861
11 | 17 | 6 | -11.9074 | -27.2048 | 25.8978 | 14.3087 | -35.3293 | -64.9764 | 69.5159 | 42.4538 | -59.5348 | -93.9986 | 107.763 | 73.8107 | 1.0944 | 11.6641 | 28.0402
11 | 17 | 7 | -11.1201 | -26.6336 | 25.2307 | 13.3633 | -32.9932 | -63.6122 | 67.7255 | 39.6486 | -55.5982 | -92.0251 | 104.9879 | 68.9371 | 0.8403 | 10.7688 | 26.3017
11 | 17 | 8 | -10.8303 | -26.3527 | 24.7584 | 12.8833 | -32.1333 | -62.9412 | 66.464 | 38.2247 | -54.1493 | -91.0545 | 103.0374 | 66.4594 | 0.45876 | 9.614 | 24.2931
11 | 17 | 9 | -10.5512 | -26.0961 | 24.4797 | 12.5163 | -31.3052 | -62.3285 | 65.7206 | 37.1356 | -52.7537 | -90.168 | 101.8891 | 64.5643 | 0.34868 | 9.2226 | 23.5317
11 | 17 | 10 | -10.2471 | -25.8132 | 24.2027 | 12.1263 | -30.4029 | -61.6526 | 64.9788 | 35.9785 | -51.2333 | -89.1903 | 100.7407 | 62.5513 | 0.26874 | 8.9018 | 22.8685
11 | 17 | 11 | -11.0222 | -26.349 | 24.8575 | 13.133 | -32.7026 | -62.9323 | 66.7399 | 38.9654 | -55.1085 | -91.0416 | 103.4734 | 67.7445 | 0.6194 | 10.0704 | 25.0678
11 | 17 | 12 | -11.7352 | -26.8374 | 25.6337 | 14.1243 | -34.8183 | -64.099 | 68.8234 | 41.9066 | -58.6738 | -92.7294 | 106.7033 | 72.8573 | 1.1853 | 11.8126 | 28.1574
11 | 17 | 13 | -12.4596 | -27.3307 | 26.2902 | 15.1266 | -36.9674 | -65.2772 | 70.5884 | 44.8805 | -62.2954 | -94.4339 | 109.4419 | 78.0261 | 1.6265 | 13.2243 | 30.7388
11 | 17 | 14 | -12.8034 | -27.6145 | 26.7718 | 15.676 | -37.9875 | -65.955 | 71.8785 | 46.5105 | -64.0143 | -95.4143 | 111.4395 | 80.8616 | 2.0299 | 14.4466 | 32.8724
11 | 17 | 15 | -13.1504 | -27.8735 | 27.1087 | 16.1248 | -39.0172 | -66.5735 | 72.7819 | 47.842 | -65.7495 | -96.3091 | 112.8392 | 83.176 | 2.2096 | 15.0333 | 33.9566
11 | 17 | 16 | -13.5189 | -28.1649 | 27.4765 | 16.6631 | -40.1105 | -67.2694 | 73.7694 | 49.4391 | -67.5918 | -97.3159 | 114.3702 | 85.9518 | 2.4558 | 15.8286 | 35.4142
11 | 17 | 17 | -13.9561 | -28.5447 | 28.0787 | 17.343 | -41.4075 | -68.1766 | 75.3803 | 51.4564 | -69.7776 | -98.6283 | 116.8627 | 89.4622 | 2.9209 | 17.2525 | 37.919
11 | 17 | 18 | -14.3945 | -28.9171 | 28.4953 | 17.9644 | -42.7082 | -69.0662 | 76.497 | 53.3001 | -71.9694 | -99.9152 | 118.5926 | 92.6699 | 3.148 | 18.0227 | 39.3778
11 | 17 | 19 | -14.8448 | -29.3033 | 29.1278 | 18.6866 | -44.0445 | -69.9886 | 78.1894 | 55.4428 | -74.2212 | -101.2497 | 121.2116 | 96.3974 | 3.6661 | 19.5991 | 42.1381
11 | 17 | 20 | -14.9632 | -29.3619 | 29.1815 | 18.8167 | -44.3956 | -70.1286 | 78.3334 | 55.8288 | -74.8129 | -101.4521 | 121.4347 | 97.0678 | 3.673 | 19.638 | 42.2376
11 | 17 | 21 | -15.1158 | -29.4651 | 29.2905 | 19.0245 | -44.8484 | -70.3749 | 78.6237 | 56.4453 | -75.576 | -101.8085 | 121.8829 | 98.1398 | 3.734 | 19.8457 | 42.6382
11 | 17 | 22 | -15.2286 | -29.523 | 29.3173 | 19.133 | -45.1832 | -70.5133 | 78.6956 | 56.7674 | -76.1401 | -102.0087 | 121.9942 | 98.6987 | 3.6987 | 19.7666 | 42.5441
11 | 17 | 23 | -15.4787 | -29.6941 | 29.5355 | 19.4594 | -45.9252 | -70.9218 | 79.2839 | 57.7359 | -77.3905 | -102.5997 | 122.9084 | 100.3799 | 3.8221 | 20.1727 | 43.2981
11 | 18 | 0 | -15.6941 | -29.845 | 29.8923 | 19.8052 | -46.5642 | -71.2823 | 80.2408 | 58.7617 | -78.4674 | -103.1212 | 124.3911 | 102.1647 | 4.1584 | 21.156 | 44.9673
11 | 18 | 1 | -15.9454 | -30.0282 | 30.1205 | 20.1419 | -47.3099 | -71.7199 | 80.8552 | 59.7607 | -79.7239 | -103.7543 | 125.3451 | 103.9011 | 4.2887 | 21.586 | 45.7679
11 | 18 | 2 | -16.0692 | -30.0942 | 30.2065 | 20.276 | -47.6772 | -71.8775 | 81.087 | 60.1587 | -80.3428 | -103.9823 | 125.7052 | 104.589 | 4.3191 | 21.6909 | 45.9691
11 | 18 | 3 | -16.2439 | -30.2076 | 30.3433 | 20.4906 | -48.1953 | -72.1484 | 81.4535 | 60.7952 | -81.216 | -104.3741 | 126.2728 | 105.694 | 4.3824 | 21.905 | 46.3766
11 | 18 | 4 | -16.376 | -30.2824 | 30.4343 | 20.6481 | -48.5874 | -72.3271 | 81.6977 | 61.2627 | -81.8766 | -104.6326 | 126.6513 | 106.5059 | 4.424 | 22.046 | 46.648
11 | 18 | 5 | -15.3772 | -29.6534 | 29.6032 | 19.321 | -45.6241 | -70.8247 | 79.4611 | 57.325 | -76.883 | -102.4591 | 123.1795 | 99.6656 | 3.8935 | 20.3374 | 43.5029
11 | 18 | 6 | -14.4465 | -29.0726 | 28.6914 | 18.057 | -42.8627 | -69.4374 | 77.0121 | 53.575 | -72.2297 | -100.4523 | 119.3817 | 93.1513 | 3.2293 | 18.287 | 39.8511
11 | 18 | 7 | -13.5044 | -28.4617 | 27.7477 | 16.7595 | -40.0674 | -67.9785 | 74.4788 | 49.7253 | -67.5193 | -98.3417 | 115.4544 | 86.4633 | 2.541 | 16.1581 | 36.0567
11 | 18 | 8 | -13.6287 | -28.5117 | 27.8409 | 16.9147 | -40.4362 | -68.0978 | 74.7295 | 50.1858 | -68.1407 | -98.5142 | 115.8436 | 87.2628 | 2.6152 | 16.3814 | 36.4514
11 | 18 | 9 | -13.7602 | -28.5727 | 27.9118 | 17.0619 | -40.8265 | -68.2435 | 74.9211 | 50.6224 | -68.7984 | -98.725 | 116.1418 | 88.0212 | 2.6407 | 16.4737 | 36.6395
11 | 18 | 10 | -13.8887 | -28.6306 | 28.0156 | 17.2747 | -41.2076 | -68.3819 | 75.2038 | 51.2538 | -69.4407 | -98.9253 | 116.5832 | 89.1192 | 2.771 | 16.8681 | 37.3363
11 | 18 | 11 | -15.1195 | -29.559 | 29.381 | 19.1223 | -44.8595 | -70.5992 | 78.8689 | 56.7356 | -75.5946 | -102.1329 | 122.265 | 98.6537 | 3.8247 | 20.1458 | 43.1912
11 | 18 | 12 | -16.3292 | -30.4812 | 30.785 | 21.0621 | -48.4485 | -72.8018 | 82.6396 | 62.4909 | -81.6426 | -105.3194 | 128.1118 | 108.6658 | 5.0367 | 23.8802 | 49.8157
11 | 18 | 13 | -17.5174 | -31.3975 | 32.2177 | 22.9891 | -51.9739 | -74.9905 | 86.4884 | 68.2083 | -87.5834 | -108.4856 | 134.0807 | 118.6112 | 6.2919 | 27.7323 | 56.6228
11 | 18 | 14 | -17.7852 | -31.5515 | 32.4694 | 23.392 | -52.7685 | -75.3583 | 87.1631 | 69.4038 | -88.9224 | -109.0177 | 135.126 | 120.6867 | 6.5247 | 28.4401 | 57.8726
11 | 18 | 15 | -18.0322 | -31.6944 | 32.8303 | 23.8273 | -53.5012 | -75.6995 | 88.1261 | 70.6954 | -90.1571 | -109.5114 | 136.6138 | 122.9312 | 6.9311 | 29.6208 | 59.8765
11 | 18 | 16 | -18.3023 | -31.8488 | 33.0421 | 24.2049 | -54.3028 | -76.0682 | 88.6924 | 71.8155 | -91.5079 | -110.0447 | 137.4899 | 124.8769 | 7.0959 | 30.1369 | 60.8142
11 | 18 | 17 | -18.4148 | -31.8615 | 32.9641 | 24.1858 | -54.6364 | -76.0986 | 88.4845 | 71.7589 | -92.0701 | -110.0887 | 137.1689 | 124.771 | 6.8736 | 29.5084 | 59.7811
11 | 18 | 18 | -18.5504 | -31.9129 | 33.0627 | 24.3422 | -55.0389 | -76.2213 | 88.7484 | 72.2231 | -92.7483 | -110.2662 | 137.5773 | 125.5735 | 6.9416 | 29.7113 | 60.1363
11 | 18 | 19 | -18.6889 | -31.9642 | 33.1291 | 24.4523 | -55.4496 | -76.3438 | 88.9259 | 72.5496 | -93.4405 | -110.4435 | 137.852 | 126.1369 | 6.9283 | 29.6821 | 60.1049
11 | 18 | 20 | -18.4992 | -31.7845 | 32.8851 | 24.0908 | -54.887 | -75.9146 | 88.2702 | 71.4772 | -92.4924 | -109.8225 | 136.8348 | 124.2692 | 6.6922 | 28.9457 | 58.7891
11 | 18 | 21 | -18.312 | -31.6054 | 32.6774 | 23.7871 | -54.3315 | -75.487 | 87.7132 | 70.5759 | -91.5562 | -109.2039 | 135.9718 | 122.6997 | 6.547 | 28.4706 | 57.9113
11 | 18 | 22 | -18.1846 | -31.4809 | 32.4622 | 23.4828 | -53.9535 | -75.1895 | 87.1362 | 69.6732 | -90.9194 | -108.7735 | 135.0779 | 121.1264 | 6.2795 | 27.6664 | 56.5114
11 | 18 | 23 | -17.903 | -31.1989 | 31.926 | 22.9305 | -53.1178 | -74.516 | 85.7051 | 68.0345 | -89.5111 | -107.7992 | 132.8664 | 118.2736 | 5.7546 | 26.1058 | 53.8298
11 | 19 | 0 | -17.6767 | -30.9683 | 31.6539 | 22.534 | -52.4465 | -73.9653 | 84.9786 | 66.858 | -88.3798 | -107.0025 | 131.7435 | 116.225 | 5.5429 | 25.4249 | 52.5862
11 | 19 | 1 | -17.4478 | -30.7394 | 31.3612 | 22.1258 | -51.7675 | -73.4185 | 84.199 | 65.6469 | -87.2356 | -106.2116 | 130.5398 | 114.1154 | 5.2998 | 24.6599 | 51.2081
11 | 19 | 2 | -16.8036 | -30.1824 | 30.5448 | 21.1007 | -49.8561 | -72.0881 | 82.0139 | 62.6056 | -84.0146 | -104.2869 | 127.1577 | 108.8238 | 4.6596 | 22.6753 | 47.6801
11 | 19 | 3 | -16.1657 | -29.6325 | 29.6648 | 19.9941 | -47.9636 | -70.7748 | 79.6555 | 59.3222 | -80.8254 | -102.3869 | 123.505 | 103.1096 | 3.8607 | 20.2394 | 43.4022
11 | 19 | 4 | -15.5811 | -29.1187 | 29.0594 | 19.0818 | -46.2289 | -69.5476 | 78.0315 | 56.6154 | -77.9023 | -100.6117 | 120.9881 | 98.4007 | 3.4414 | 18.8703 | 40.8749
11 | 19 | 5 | -13.9051 | -27.924 | 27.1933 | 16.606 | -41.2562 | -66.6942 | 73.025 | 49.2698 | -69.5225 | -96.4838 | 113.2294 | 85.6295 | 1.9702 | 14.3444 | 32.8526
11 | 19 | 6 | -12.2671 | -26.7527 | 25.6005 | 14.3268 | -36.3962 | -63.8966 | 68.7506 | 42.5073 | -61.3328 | -92.4366 | 106.6041 | 73.8724 | 0.90755 | 10.9651 | 26.7071
11 | 19 | 7 | -10.6323 | -25.6051 | 23.9997 | 12.0916 | -31.546 | -61.1557 | 64.4515 | 35.8757 | -53.1595 | -88.4714 | 99.9379 | 62.3445 | -0.14611 | 7.6255 | 20.6515
11 | 19 | 8 | -9.6591 | -24.9375 | 23.0556 | 10.8452 | -28.6585 | -59.5611 | 61.9168 | 32.1775 | -48.2936 | -86.1645 | 96.0081 | 55.9177 | -0.69576 | 5.8748 | 17.4677
11 | 19 | 9 | -8.6778 | -24.2668 | 22.1626 | 9.6289 | -25.7468 | -57.9592 | 59.5172 | 28.5688 | -43.387 | -83.8472 | 92.2864 | 49.6464 | -1.1531 | 4.38 | 14.6986
11 | 19 | 10 | -7.7155 | -23.6016 | 21.2374 | 8.4596 | -22.8919 | -56.3705 | 57.0331 | 25.0996 | -38.5761 | -81.5488 | 88.4347 | 43.6175 | -1.6201 | 2.8703 | 11.9273
11 | 19 | 11 | -8.2787 | -23.9661 | 21.8218 | 9.1641 | -24.5627 | -57.2411 | 58.6039 | 27.1899 | -41.3917 | -82.8083 | 90.8717 | 47.2502 | -1.2589 | 3.9899 | 13.9218
11 | 19 | 12 | -8.8844 | -24.3678 | 22.3009 | 9.8905 | -26.3599 | -58.2006 | 59.8927 | 29.3451 | -44.4201 | -84.1964 | 92.872 | 50.9946 | -1.0608 | 4.6773 | 15.2501
11 | 19 | 13 | -9.4486 | -24.7257 | 22.9023 | 10.6114 | -28.0338 | -59.0552 | 61.5101 | 31.4839 | -47.2409 | -85.4327 | 95.3816 | 54.7099 | -0.66053 | 5.9049 | 17.4178
11 | 19 | 14 | -9.0751 | -24.3841 | 22.3823 | 10.0788 | -26.9256 | -58.2395 | 60.1162 | 29.9038 | -45.3735 | -84.2526 | 93.2226 | 51.9603 | -0.99809 | 4.8549 | 15.5567
11 | 19 | 15 | -8.7406 | -24.0736 | 22.034 | 9.6066 | -25.9333 | -57.4977 | 59.1823 | 28.5027 | -43.7013 | -83.1796 | 91.7756 | 49.5213 | -1.1736 | 4.254 | 14.4161
11 | 19 | 16 | -8.3657 | -23.7239 | 21.6395 | 9.0982 | -24.8209 | -56.6626 | 58.1248 | 26.9942 | -41.8267 | -81.9714 | 90.1377 | 46.8963 | -1.3519 | 3.6356 | 13.2358
11 | 19 | 17 | -8.3876 | -23.7294 | 21.5306 | 9.0446 | -24.8859 | -56.6758 | 57.8381 | 26.8351 | -41.9362 | -81.9905 | 89.6977 | 46.6174 | -1.5419 | 3.1115 | 12.3884
11 | 19 | 18 | -8.4227 | -23.7361 | 21.5525 | 9.0252 | -24.9902 | -56.6917 | 57.8997 | 26.7777 | -42.112 | -82.0136 | 89.7956 | 46.5152 | -1.5811 | 2.9956 | 12.1853
11 | 19 | 19 | -8.4571 | -23.7389 | 21.5816 | 9.0247 | -25.092 | -56.6983 | 57.9809 | 26.7763 | -42.2836 | -82.0231 | 89.9241 | 46.5109 | -1.5896 | 2.9668 | 12.1283
11 | 19 | 20 | -8.302 | -23.6106 | 21.4691 | 8.8666 | -24.6319 | -56.392 | 57.6787 | 26.3071 | -41.5082 | -81.5799 | 89.4556 | 45.6964 | -1.5769 | 2.962 | 12.0638
11 | 19 | 21 | -8.1524 | -23.4777 | 21.337 | 8.6925 | -24.188 | -56.0745 | 57.3244 | 25.7905 | -40.7602 | -81.1207 | 88.9064 | 44.7986 | -1.6006 | 2.8524 | 11.824
11 | 19 | 22 | -7.9964 | -23.3431 | 21.1456 | 8.4938 | -23.7252 | -55.753 | 56.8104 | 25.2011 | -39.9803 | -80.6556 | 88.1093 | 43.7743 | -1.7 | 2.5333 | 11.2478
11 | 19 | 23 | -8.1768 | -23.4967 | 21.3695 | 8.7421 | -24.2604 | -56.1199 | 57.4091 | 25.9378 | -40.8822 | -81.1864 | 89.0357 | 45.0548 | -1.5619 | 2.9666 | 12.0219
11 | 20 | 0 | -8.3312 | -23.6439 | 21.5701 | 8.9601 | -24.7186 | -56.4715 | 57.9447 | 26.5845 | -41.6543 | -81.695 | 89.8634 | 46.1803 | -1.4449 | 3.3391 | 12.6944
11 | 20 | 1 | -8.5146 | -23.827 | 21.742 | 9.2083 | -25.2628 | -56.9089 | 58.4022 | 27.3208 | -42.5714 | -82.3277 | 90.5693 | 47.4626 | -1.3914 | 3.5514 | 13.1328
11 | 20 | 2 | -8.4065 | -23.7885 | 21.7092 | 9.1221 | -24.9421 | -56.817 | 58.3131 | 27.0653 | -42.0309 | -82.1948 | 90.4305 | 47.0195 | -1.3638 | 3.6194 | 13.2244
11 | 20 | 3 | -8.369 | -23.7957 | 21.7142 | 9.0807 | -24.8306 | -56.8341 | 58.3214 | 26.9425 | -41.8431 | -82.2195 | 90.439 | 46.8068 | -1.3697 | 3.5992 | 13.1832
11 | 20 | 4 | -8.2872 | -23.7635 | 21.6688 | 8.9935 | -24.5879 | -56.7571 | 58.1977 | 26.6836 | -41.4341 | -82.1081 | 90.2457 | 46.3572 | -1.3883 | 3.5364 | 13.0606
11 | 20 | 5 | -7.6717 | -23.4621 | 21.1451 | 8.27 | -22.7619 | -56.0374 | 56.7905 | 24.5368 | -38.3571 | -81.067 | 88.0629 | 42.6299 | -1.7188 | 2.528 | 11.2688
11 | 20 | 6 | -7.0998 | -23.1866 | 20.7342 | 7.6143 | -21.0651 | -55.3794 | 55.6842 | 22.5914 | -35.4977 | -80.1151 | 86.3452 | 39.2524 | -1.938 | 1.8311 | 9.9848
11 | 20 | 7 | -6.479 | -22.8814 | 20.3475 | 6.9464 | -19.2232 | -54.6504 | 54.6434 | 20.6099 | -32.3938 | -79.0604 | 84.7296 | 35.8125 | -2.0665 | 1.3798 | 9.0878
11 | 20 | 8 | -6.2948 | -22.6916 | 20.1558 | 6.6727 | -18.6765 | -54.1971 | 54.1285 | 19.7978 | -31.4725 | -78.4047 | 83.931 | 34.3971 | -2.1578 | 1.0528 | 8.451
11 | 20 | 9 | -6.11 | -22.5143 | 19.9717 | 6.4102 | -18.1282 | -53.7735 | 53.6322 | 19.0188 | -30.5486 | -77.7919 | 83.1599 | 33.0399 | -2.2424 | 0.74936 | 7.8594
11 | 20 | 10 | -5.9217 | -22.327 | 19.6487 | 6.1315 | -17.5695 | -53.3263 | 52.7632 | 18.192 | -29.6071 | -77.145 | 81.8111 | 31.6002 | -2.4685 | 0.059465 | 6.6593
11 | 20 | 11 | -6.678 | -22.8142 | 20.3637 | 7.0568 | -19.8136 | -54.49 | 54.6859 | 20.9374 | -33.3887 | -78.8284 | 84.7946 | 36.3728 | -2.0717 | 1.3198 | 8.9502
11 | 20 | 12 | -7.4455 | -23.338 | 20.9886 | 7.9973 | -22.0908 | -55.741 | 56.366 | 23.7279 | -37.2262 | -80.6382 | 87.4011 | 41.2247 | -1.7976 | 2.262 | 10.7615
11 | 20 | 13 | -8.2241 | -23.872 | 21.7259 | 8.9951 | -24.4007 | -57.0164 | 58.3467 | 26.6882 | -41.1187 | -82.4832 | 90.4732 | 46.3729 | -1.3751 | 3.6179 | 13.2442
11 | 20 | 14 | -8.4118 | -23.9968 | 21.8721 | 9.221 | -24.9577 | -57.3144 | 58.739 | 27.3585 | -42.0573 | -82.9144 | 91.0812 | 47.5379 | -1.3156 | 3.8253 | 13.6473
11 | 20 | 15 | -8.6187 | -24.1685 | 22.0476 | 9.4924 | -25.5717 | -57.7245 | 59.2097 | 28.1638 | -43.0919 | -83.5076 | 91.8105 | 48.9376 | -1.2472 | 4.0773 | 14.1486
11 | 20 | 16 | -8.8055 | -24.2936 | 22.2856 | 9.7324 | -26.1258 | -58.0232 | 59.847 | 28.8759 | -44.0257 | -83.9398 | 92.7973 | 50.1755 | -1.0812 | 4.5738 | 15.0072
11 | 20 | 17 | -8.9917 | -24.4185 | 22.3981 | 9.9264 | -26.6781 | -58.3215 | 60.1472 | 29.4516 | -44.9564 | -84.3713 | 93.2611 | 51.1752 | -1.0856 | 4.5992 | 15.1085
11 | 20 | 18 | -9.1296 | -24.4924 | 22.4823 | 10.0992 | -27.0874 | -58.4981 | 60.3736 | 29.9641 | -45.6462 | -84.6267 | 93.6122 | 52.0641 | -1.0405 | 4.7522 | 15.4034
11 | 20 | 19 | -9.312 | -24.6166 | 22.631 | 10.3468 | -27.6286 | -58.7946 | 60.7718 | 30.6988 | -46.5582 | -85.0558 | 94.2288 | 53.3412 | -0.95078 | 5.0473 | 15.956
11 | 20 | 20 | -9.4082 | -24.663 | 22.7526 | 10.5102 | -27.9141 | -58.9055 | 61.1014 | 31.1837 | -47.0393 | -85.2162 | 94.7423 | 54.1877 | -0.80838 | 5.4655 | 16.6745
11 | 20 | 21 | -9.4534 | -24.6694 | 22.8016 | 10.6012 | -28.0482 | -58.9207 | 61.2364 | 31.4537 | -47.2652 | -85.2382 | 94.9544 | 54.6593 | -0.7199 | 5.7212 | 17.1103
11 | 20 | 22 | -9.5386 | -24.7138 | 22.8919 | 10.7638 | -28.301 | -59.0268 | 61.48 | 31.9362 | -47.6911 | -85.3916 | 95.3334 | 55.5021 | -0.59667 | 6.0885 | 17.7528
11 | 20 | 23 | -10.2255 | -25.3274 | 23.6909 | 11.689 | -30.339 | -60.4925 | 63.6199 | 34.681 | -51.1256 | -87.512 | 98.6467 | 60.2768 | -0.17313 | 7.4695 | 20.286
11 | 21 | 0 | -10.9113 | -25.9688 | 24.4872 | 12.6475 | -32.3736 | -62.0244 | 65.7523 | 37.5249 | -54.5541 | -89.7282 | 101.9481 | 65.2253 | 0.25454 | 8.8792 | 22.8911
11 | 21 | 1 | -11.573 | -26.5885 | 25.3225 | 13.6402 | -34.3369 | -63.5045 | 67.9906 | 40.4702 | -57.8626 | -91.8694 | 105.4145 | 70.3495 | 0.80114 | 10.6194 | 26.0321
11 | 21 | 2 | -11.6456 | -26.7079 | 25.375 | 13.7192 | -34.5522 | -63.7897 | 68.1296 | 40.7047 | -58.2254 | -92.282 | 105.6283 | 70.7585 | 0.74068 | 10.4923 | 25.8794
11 | 21 | 3 | -11.674 | -26.803 | 25.4291 | 13.7572 | -34.6365 | -64.0166 | 68.2719 | 40.8175 | -58.3674 | -92.6102 | 105.8466 | 70.9554 | 0.70939 | 10.4363 | 25.8243
11 | 21 | 4 | -11.7465 | -26.9224 | 25.6805 | 13.9352 | -34.8518 | -64.3019 | 68.9434 | 41.3456 | -58.7303 | -93.0229 | 106.8847 | 71.8746 | 0.94683 | 11.1354 | 27.0061
11 | 21 | 5 | -10.9287 | -26.283 | 24.7844 | 12.769 | -32.4253 | -62.7748 | 66.5394 | 37.8856 | -54.6412 | -90.8137 | 103.1591 | 65.8558 | 0.34174 | 9.2249 | 23.5601
11 | 21 | 6 | -10.1851 | -25.6787 | 23.9146 | 11.7106 | -30.2191 | -61.3316 | 64.2074 | 34.7451 | -50.9235 | -88.7258 | 99.5463 | 60.3932 | -0.23868 | 7.4018 | 20.2902
11 | 21 | 7 | -9.3742 | -25.025 | 23.0572 | 10.6073 | -27.8131 | -59.7703 | 61.9069 | 31.4716 | -46.8689 | -86.4672 | 95.9811 | 54.6996 | -0.73478 | 5.7952 | 17.3445
11 | 21 | 8 | -9.4296 | -25.0554 | 23.0598 | 10.6956 | -27.9774 | -59.8427 | 61.9156 | 31.7336 | -47.1459 | -86.5719 | 95.9959 | 55.1573 | -0.72959 | 5.8292 | 17.4355
11 | 21 | 9 | -9.4536 | -25.0409 | 23.0868 | 10.7404 | -28.0488 | -59.808 | 61.9898 | 31.8667 | -47.2662 | -86.5218 | 96.1124 | 55.389 | -0.66727 | 5.9997 | 17.7135
11 | 21 | 10 | -9.512 | -25.0644 | 23.1212 | 10.8441 | -28.222 | -59.8643 | 62.0822 | 32.1742 | -47.5581 | -86.6032 | 96.2555 | 55.9271 | -0.61113 | 6.1701 | 18.0213
11 | 21 | 11 | -10.1748 | -25.5084 | 23.8475 | 11.7436 | -30.1886 | -60.9247 | 64.0323 | 34.843 | -50.8721 | -88.1373 | 99.2792 | 60.5657 | -0.092182 | 7.762 | 20.8355
11 | 21 | 12 | -10.8271 | -25.9211 | 24.3464 | 12.5449 | -32.1238 | -61.9103 | 65.3765 | 37.2206 | -54.1332 | -89.5631 | 101.3672 | 64.6963 | 0.14318 | 8.563 | 22.3672
11 | 21 | 13 | -11.4988 | -26.3774 | 25.0761 | 13.4866 | -34.1167 | -63.0002 | 67.3344 | 40.0147 | -57.4914 | -91.1398 | 104.4016 | 69.5559 | 0.68662 | 10.2323 | 25.3263
11 | 21 | 14 | -11.7763 | -26.5614 | 25.2742 | 13.8095 | -34.9402 | -63.4398 | 67.8667 | 40.9725 | -58.8791 | -91.7758 | 105.2272 | 71.2172 | 0.74594 | 10.4592 | 25.7895
11 | 21 | 15 | -12.1146 | -26.7964 | 25.5734 | 14.2164 | -35.9438 | -64.0011 | 68.6687 | 42.18 | -60.5703 | -92.5877 | 106.4696 | 73.3145 | 0.87882 | 10.9039 | 26.6261
11 | 21 | 16 | -12.3903 | -26.9803 | 25.8004 | 14.5562 | -36.762 | -64.4401 | 69.2762 | 43.1879 | -61.9492 | -93.2229 | 107.4098 | 75.0628 | 0.98597 | 11.2621 | 27.3006
11 | 21 | 17 | -12.6442 | -27.1481 | 26.0211 | 14.9031 | -37.5152 | -64.841 | 69.8686 | 44.2174 | -63.2185 | -93.8028 | 108.3281 | 76.8529 | 1.1319 | 11.7298 | 28.1597
11 | 21 | 18 | -12.8787 | -27.2852 | 26.1935 | 15.1877 | -38.211 | -65.1685 | 70.331 | 45.0616 | -64.391 | -94.2766 | 109.0446 | 78.3195 | 1.2172 | 12.0131 | 28.6965
11 | 21 | 19 | -13.1378 | -27.4619 | 26.4668 | 15.5845 | -38.9797 | -65.5905 | 71.0636 | 46.2389 | -65.6863 | -94.8871 | 110.1794 | 80.3659 | 1.4515 | 12.7323 | 29.9719
11 | 21 | 20 | -13.5804 | -27.807 | 26.9574 | 16.2714 | -40.2928 | -66.4148 | 72.3734 | 48.2771 | -67.899 | -96.0796 | 112.2038 | 83.9154 | 1.8415 | 13.9429 | 32.1406
11 | 21 | 21 | -13.9967 | -28.1461 | 27.4675 | 17.0113 | -41.5282 | -67.2246 | 73.7395 | 50.4723 | -69.9808 | -97.2511 | 114.3191 | 87.7392 | 2.336 | 15.4591 | 34.8264
11 | 21 | 22 | -14.4136 | -28.4537 | 27.9682 | 17.737 | -42.7649 | -67.9594 | 75.0754 | 52.6254 | -72.0649 | -98.314 | 116.3833 | 91.4902 | 2.8379 | 16.9766 | 37.4946
11 | 21 | 23 | -16.4135 | -30.0142 | 30.3675 | 20.6896 | -48.6987 | -71.6864 | 81.5123 | 61.3859 | -82.0642 | -103.7057 | 126.3588 | 106.7145 | 4.6294 | 22.5131 | 47.3034
11 | 22 | 0 | -18.4138 | -31.574 | 32.7097 | 23.6786 | -54.6335 | -75.4118 | 87.7923 | 70.254 | -92.0653 | -109.0952 | 136.0881 | 122.1245 | 6.4005 | 28.0009 | 57.0521
11 | 22 | 1 | -20.4168 | -33.1325 | 35.2892 | 26.9038 | -60.5765 | -79.1341 | 94.7133 | 79.8233 | -102.0801 | -114.4801 | 146.8145 | 138.7541 | 8.6437 | 34.8259 | 69.0084
11 | 22 | 2 | -23.3187 | -35.4673 | 39.1981 | 31.9187 | -69.1864 | -84.7106 | 105.2004 | 94.7025 | -116.5889 | -122.5474 | 163.067 | 164.6247 | 12.3309 | 46.0058 | 88.5554
11 | 22 | 3 | -26.2097 | -37.799 | 43.7618 | 37.4027 | -77.7637 | -90.2798 | 117.4759 | 110.9733 | -131.0429 | -130.6041 | 182.1178 | 192.9223 | 17.1558 | 60.4057 | 113.3931
11 | 22 | 4 | -29.165 | -40.1735 | 48.7952 | 43.7276 | -86.5322 | -95.9512 | 131.0812 | 129.7392 | -145.8191 | -138.8086 | 203.2876 | 225.5713 | 23.1842 | 78.337 | 144.2312
11 | 22 | 5 | -29.8745 | -40.7252 | 50.2117 | 45.3317 | -88.6373 | -97.2689 | 134.8902 | 134.4985 | -149.3664 | -140.7149 | 209.1979 | 233.8534 | 24.9436 | 83.4825 | 152.97
11 | 22 | 6 | -30.6101 | -41.3112 | 51.3 | 46.6595 | -90.8199 | -98.6685 | 137.8216 | 138.4381 | -153.0444 | -142.7397 | 213.7508 | 240.7044 | 26.0381 | 86.7714 | 158.6712
11 | 22 | 7 | -31.3073 | -41.8586 | 52.691 | 48.2601 | -92.8882 | -99.9759 | 141.5789 | 143.1871 | -156.5299 | -144.631 | 219.595 | 248.9687 | 27.7852 | 91.9019 | 167.4028
11 | 22 | 8 | -32.0476 | -42.3401 | 54.1066 | 50.2686 | -95.0848 | -101.1258 | 145.4181 | 149.1465 | -160.2313 | -146.2946 | 225.5794 | 259.3391 | 29.9876 | 98.354 | 178.3925
11 | 22 | 9 | -32.7585 | -42.7814 | 55.0119 | 51.8042 | -97.1941 | -102.1798 | 147.8808 | 153.7023 | -163.7858 | -147.8193 | 229.4242 | 267.2663 | 31.2762 | 102.2092 | 185.0854
11 | 22 | 10 | -33.4672 | -43.221 | 56.4577 | 54.529 | -99.2968 | -103.2298 | 151.8099 | 161.787 | -167.3293 | -149.3382 | 235.5555 | 281.343 | 34.2985 | 111.0703 | 200.231
11 | 22 | 11 | -33.7418 | -43.3952 | 56.7468 | 55.1837 | -100.1115 | -103.6459 | 152.5932 | 163.7292 | -168.7021 | -149.9403 | 236.7758 | 284.7288 | 34.7934 | 112.5649 | 202.8621
11 | 22 | 12 | -34.016 | -43.5663 | 57.1743 | 56.076 | -100.9251 | -104.0544 | 153.757 | 166.3769 | -170.0731 | -150.5313 | 238.5935 | 289.3322 | 35.668 | 115.1543 | 207.3213
11 | 22 | 13 | -34.2801 | -43.7388 | 57.8955 | 57.3552 | -101.7087 | -104.4666 | 155.7116 | 170.1722 | -171.3935 | -151.1276 | 241.6391 | 295.935 | 37.2318 | 119.7086 | 215.053
11 | 22 | 14 | -34.0471 | -43.6133 | 57.5642 | 56.515 | -101.0172 | -104.1668 | 154.8183 | 167.6793 | -170.2284 | -150.6938 | 240.251 | 291.5985 | 36.4188 | 117.3136 | 210.9274
11 | 22 | 15 | -33.8236 | -43.5297 | 57.2337 | 55.8123 | -100.3541 | -103.9672 | 153.9238 | 165.5944 | -169.1109 | -150.4051 | 238.8583 | 287.9792 | 35.6927 | 115.197 | 207.3215
11 | 22 | 16 | -33.5943 | -43.4058 | 56.8829 | 54.9861 | -99.6738 | -103.6712 | 152.9786 | 163.1431 | -167.9645 | -149.9768 | 237.39 | 283.7128 | 34.869 | 112.7768 | 203.1615
11 | 22 | 17 | -33.9919 | -43.7606 | 57.6441 | 56.6788 | -100.8535 | -104.5186 | 155.0495 | 168.1654 | -169.9524 | -151.2027 | 240.6236 | 292.4624 | 36.5705 | 117.8429 | 211.9308
11 | 22 | 18 | -34.3891 | -44.0993 | 58.9569 | 59.0459 | -102.0322 | -105.3276 | 158.605 | 175.1885 | -171.9387 | -152.3732 | 246.1615 | 304.6821 | 39.5144 | 126.4337 | 226.5318
11 | 22 | 19 | -34.7288 | -44.4012 | 59.688 | 60.6307 | -103.04 | -106.0487 | 160.5921 | 179.8904 | -173.637 | -153.4163 | 249.2626 | 312.8741 | 41.1886 | 131.3937 | 235.0833
11 | 22 | 20 | -35.135 | -44.7273 | 60.9579 | 62.8065 | -104.245 | -106.8274 | 164.0259 | 186.346 | -175.6676 | -154.5428 | 254.6067 | 324.1059 | 43.9021 | 139.2995 | 248.5022
11 | 22 | 21 | -35.5267 | -45.0539 | 61.7071 | 64.2474 | -105.4071 | -107.6074 | 166.0563 | 190.6214 | -177.626 | -155.6712 | 257.7703 | 331.5492 | 45.3741 | 143.6631 | 256.0222
11 | 22 | 22 | -35.9238 | -45.3814 | 62.9067 | 66.446 | -106.5854 | -108.3897 | 169.2959 | 197.1446 | -179.6116 | -156.8029 | 262.8087 | 342.9099 | 48.0476 | 151.4654 | 269.304
11 | 22 | 23 | -36.1067 | -45.5463 | 63.3014 | 67.1439 | -107.128 | -108.7837 | 170.3608 | 199.2152 | -180.5259 | -157.3729 | 264.4641 | 346.5147 | 48.7923 | 153.6643 | 273.08
11 | 23 | 0 | -36.2838 | -45.7266 | 64.0701 | 68.3268 | -107.6537 | -109.2142 | 172.4344 | 202.7248 | -181.4117 | -157.9956 | 267.6873 | 352.6279 | 50.3865 | 158.2914 | 280.9078
11 | 23 | 1 | -36.4671 | -45.8921 | 64.4496 | 69.1065 | -108.1975 | -109.6095 | 173.4612 | 205.0383 | -182.3281 | -158.5675 | 269.2855 | 356.6488 | 51.197 | 160.6925 | 285.0386
11 | 23 | 2 | -35.9464 | -45.504 | 63.0234 | 66.4437 | -106.6525 | -108.6826 | 169.6085 | 197.1375 | -179.7246 | -157.2267 | 263.2927 | 342.8958 | 48.0166 | 151.4109 | 269.2372
11 | 23 | 3 | -35.4455 | -45.1411 | 62.0729 | 64.3026 | -105.1663 | -107.8158 | 167.0332 | 190.7849 | -177.2202 | -155.9726 | 259.2806 | 331.8425 | 45.7889 | 144.836 | 257.9303
11 | 23 | 4 | -34.9167 | -44.7461 | 60.6626 | 61.7402 | -103.5974 | -106.8723 | 163.2168 | 183.1825 | -174.5763 | -154.6077 | 253.3387 | 318.6038 | 42.7401 | 135.9297 | 242.7585
11 | 23 | 5 | -33.5364 | -43.667 | 57.514 | 56.3 | -99.5022 | -104.2951 | 154.6861 | 167.0413 | -167.6754 | -150.8794 | 240.0483 | 290.5078 | 36.6105 | 117.9301 | 212.0013
11 | 23 | 6 | -32.114 | -42.5505 | 54.0134 | 50.6331 | -95.2818 | -101.6284 | 145.1951 | 150.2277 | -160.5633 | -147.0216 | 225.2564 | 261.2379 | 29.9819 | 98.5126 | 178.9093
11 | 23 | 7 | -30.7451 | -41.4795 | 51.3132 | 46.609 | -91.2202 | -99.0703 | 137.8777 | 138.2884 | -153.719 | -143.321 | 213.855 | 240.4631 | 25.6976 | 85.8756 | 157.2781
11 | 23 | 8 | -29.7612 | -40.7009 | 49.3475 | 44.5926 | -88.301 | -97.2108 | 132.5636 | 132.3057 | -148.7997 | -140.6308 | 205.5857 | 230.0589 | 23.478 | 79.3576 | 146.214
11 | 23 | 9 | -28.7383 | -39.8865 | 47.4694 | 42.5611 | -85.2662 | -95.2655 | 127.4863 | 126.2783 | -143.6857 | -137.8167 | 197.6846 | 219.5766 | 21.4058 | 73.2329 | 135.7588
11 | 23 | 10 | -27.7746 | -39.121 | 45.5356 | 40.4668 | -82.4068 | -93.4373 | 122.2723 | 120.0646 | -138.8671 | -135.1718 | 189.5823 | 208.7672 | 19.1069 | 66.4928 | 124.3106
11 | 23 | 11 | -28.045 | -39.285 | 46.1451 | 41.0583 | -83.209 | -93.829 | 123.9142 | 121.8195 | -140.2191 | -135.7386 | 192.1324 | 211.814 | 19.8735 | 68.6955 | 127.9888
11 | 23 | 12 | -28.3538 | -39.4963 | 46.5087 | 41.5222 | -84.1255 | -94.3336 | 124.8939 | 123.1958 | -141.7634 | -136.4686 | 193.6544 | 214.2033 | 20.1807 | 69.6305 | 129.6257
11 | 23 | 13 | -28.6304 | -39.6676 | 46.9362 | 41.9808 | -84.946 | -94.7427 | 126.0485 | 124.5565 | -143.1461 | -137.0603 | 195.4503 | 216.5616 | 20.619 | 70.9163 | 131.8055
11 | 23 | 14 | -29.0877 | -40.063 | 47.9605 | 43.0076 | -86.3028 | -95.6872 | 128.8052 | 127.6029 | -145.4324 | -138.4267 | 199.7297 | 221.8595 | 21.8173 | 74.4181 | 137.7301
11 | 23 | 15 | -29.5314 | -40.4487 | 48.655 | 43.7571 | -87.6193 | -96.6085 | 130.6754 | 129.8267 | -147.6509 | -139.7595 | 202.6338 | 225.7216 | 22.432 | 76.2743 | 140.9449
11 | 23 | 16 | -30.0168 | -40.8521 | 49.8024 | 44.7762 | -89.0596 | -97.5719 | 133.7725 | 132.8503 | -150.078 | -141.1532 | 207.4494 | 230.9787 | 23.7096 | 79.9913 | 147.1968
11 | 23 | 17 | -30.4327 | -41.1892 | 50.4787 | 45.512 | -90.2936 | -98.3771 | 135.6035 | 135.0336 | -152.1575 | -142.3181 | 210.3008 | 234.7709 | 24.3688 | 81.9665 | 150.5962
11 | 23 | 18 | -30.8401 | -41.4868 | 51.4289 | 46.367 | -91.5022 | -99.0879 | 138.1799 | 137.5702 | -154.1943 | -143.3464 | 214.3163 | 239.1796 | 25.4689 | 85.1599 | 155.9552
11 | 23 | 19 | -31.2717 | -41.8325 | 52.243 | 47.347 | -92.7826 | -99.9135 | 140.3824 | 140.4779 | -156.3519 | -144.5407 | 217.7451 | 244.2373 | 26.4859 | 88.1642 | 161.0897
11 | 23 | 20 | -31.0605 | -41.5727 | 51.6712 | 46.6926 | -92.1561 | -99.2931 | 138.8387 | 138.5363 | -155.2962 | -143.6432 | 215.3448 | 240.8581 | 25.7305 | 85.9258 | 157.2634
11 | 23 | 21 | -30.8051 | -41.2936 | 50.8467 | 46.0378 | -91.3984 | -98.6264 | 136.614 | 136.5937 | -154.0193 | -142.6788 | 211.8864 | 237.4779 | 24.7858 | 83.1829 | 152.6662
11 | 23 | 22 | -30.5516 | -41.0119 | 50.4348 | 45.6433 | -90.6461 | -97.9535 | 135.5042 | 135.4231 | -152.7516 | -141.7054 | 210.1624 | 235.4412 | 24.5147 | 82.3276 | 151.1466
11 | 23 | 23 | -29.8713 | -40.5038 | 49.0872 | 44.3011 | -88.6278 | -96.7401 | 131.8636 | 131.4409 | -149.3504 | -139.9499 | 204.4994 | 228.5216 | 23.0132 | 77.9367 | 143.7207
11 | 24 | 0 | -29.2285 | -40.0275 | 48.0814 | 43.1393 | -86.7207 | -95.6023 | 129.1484 | 127.9937 | -146.1367 | -138.3039 | 200.2773 | 222.5308 | 21.9647 | 74.819 | 138.3675
11 | 24 | 1 | -28.59 | -39.5561 | 46.9587 | 41.8862 | -84.8261 | -94.4765 | 126.1235 | 124.2757 | -142.9441 | -136.6753 | 195.5787 | 216.0696 | 20.6987 | 71.0966 | 132.029
11 | 24 | 2 | -26.9521 | -38.2953 | 44.2379 | 38.7297 | -79.9666 | -91.4652 | 118.7913 | 114.9106 | -134.7552 | -132.319 | 184.1882 | 199.7889 | 17.7201 | 62.27 | 116.903
11 | 24 | 3 | -25.2864 | -37.0222 | 41.7145 | 35.6254 | -75.0245 | -88.4244 | 112.004 | 105.7001 | -126.4269 | -127.9199 | 173.6549 | 183.7766 | 15.0313 | 54.2552 | 103.0847
11 | 24 | 4 | -23.6797 | -35.7985 | 39.7402 | 32.9403 | -70.2573 | -85.5017 | 106.6936 | 97.7334 | -118.3936 | -123.6918 | 165.4138 | 169.9262 | 13.2023 | 48.668 | 93.2546
11 | 24 | 5 | -20.7399 | -33.5843 | 35.8239 | 27.8677 | -61.535 | -80.2133 | 96.1666 | 82.6831 | -103.6953 | -116.0413 | 149.0826 | 143.7582 | 9.3674 | 37.1014 | 73.1042
11 | 24 | 6 | -17.8676 | -31.4205 | 32.3969 | 23.2775 | -53.0128 | -75.0452 | 86.9645 | 69.0641 | -89.3341 | -108.5649 | 134.8147 | 120.0782 | 6.3864 | 27.9706 | 56.9939
11 | 24 | 7 | -14.9571 | -29.2166 | 29.0234 | 18.7936 | -44.3776 | -69.7815 | 77.9159 | 55.7603 | -74.7826 | -100.9501 | 120.7933 | 96.946 | 3.6432 | 19.5171 | 42.0066
11 | 24 | 8 | -13.857 | -28.318 | 27.7082 | 17.1489 | -41.1135 | -67.6351 | 74.3928 | 50.8807 | -69.2821 | -97.8449 | 115.3378 | 88.4597 | 2.6822 | 16.5249 | 36.6705
11 | 24 | 9 | -12.8098 | -27.4438 | 26.5309 | 15.6061 | -38.0066 | -65.5472 | 71.2397 | 46.3032 | -64.0466 | -94.8244 | 110.4559 | 80.4975 | 1.8835 | 13.9892 | 32.0823
11 | 24 | 10 | -11.7644 | -26.5905 | 25.3268 | 14.0963 | -34.9049 | -63.5093 | 68.0131 | 41.8236 | -58.8198 | -91.8762 | 105.4585 | 72.7075 | 1.0682 | 11.4225 | 27.47
11 | 24 | 11 | -13.3083 | -27.736 | 26.9181 | 16.1757 | -39.4855 | -66.2451 | 72.2832 | 47.9932 | -66.5387 | -95.834 | 112.0769 | 83.4312 | 2.0495 | 14.5457 | 33.1353
11 | 24 | 12 | -14.8596 | -28.8791 | 28.5086 | 18.3008 | -44.0882 | -68.9754 | 76.5519 | 54.2982 | -74.2948 | -99.7838 | 118.6938 | 94.3902 | 3.0707 | 17.7866 | 39.0053
11 | 24 | 13 | -16.4064 | -30.024 | 30.3192 | 20.5807 | -48.6777 | -71.71 | 81.4083 | 61.0628 | -82.0289 | -103.7399 | 126.2191 | 106.1511 | 4.4695 | 22.0834 | 46.6015
11 | 24 | 14 | -16.9878 | -30.3926 | 30.7696 | 21.297 | -50.4025 | -72.5902 | 82.6192 | 63.1878 | -84.9353 | -105.0132 | 128.0976 | 109.8377 | 4.6863 | 22.8144 | 47.9868
11 | 24 | 15 | -17.5175 | -30.718 | 31.3968 | 22.0611 | -51.9741 | -73.3674 | 84.3033 | 65.455 | -87.5837 | -106.1376 | 130.7088 | 113.774 | 5.2225 | 24.4168 | 50.7615
11 | 24 | 16 | -18.0412 | -31.0427 | 31.8584 | 22.7455 | -53.5282 | -74.1429 | 85.5444 | 67.4857 | -90.2025 | -107.2595 | 132.6346 | 117.2969 | 5.52 | 25.3591 | 52.4695
11 | 24 | 17 | -18.5413 | -31.4158 | 32.3288 | 23.4343 | -55.0117 | -75.0341 | 86.8034 | 69.5294 | -92.7025 | -108.5487 | 134.5832 | 120.8458 | 5.8061 | 26.287 | 54.1778
11 | 24 | 18 | -18.9789 | -31.7391 | 32.9131 | 24.1748 | -56.3103 | -75.8061 | 88.3637 | 71.7264 | -94.8908 | -109.6656 | 136.9951 | 124.6644 | 6.37 | 27.9737 | 57.1031
11 | 24 | 19 | -19.4267 | -32.0698 | 33.341 | 24.8237 | -57.6388 | -76.596 | 89.5082 | 73.6517 | -97.1296 | -110.8082 | 138.7659 | 128.0043 | 6.6683 | 28.9251 | 58.8324
11 | 24 | 20 | -19.4481 | -32.0908 | 33.3894 | 24.8815 | -57.7022 | -76.6461 | 89.6359 | 73.823 | -97.2364 | -110.8808 | 138.9619 | 128.3039 | 6.732 | 29.1105 | 59.1485
11 | 24 | 21 | -19.4861 | -32.1537 | 33.4487 | 24.9603 | -57.8149 | -76.7964 | 89.7939 | 74.0568 | -97.4263 | -111.0982 | 139.206 | 128.716 | 6.7693 | 29.2394 | 59.3975
11 | 24 | 22 | -19.5144 | -32.1886 | 33.5579 | 25.0437 | -57.8989 | -76.8798 | 90.085 | 74.3042 | -97.5679 | -111.2188 | 139.6556 | 129.1482 | 6.8986 | 29.6106 | 60.0171
11 | 24 | 23 | -19.6205 | -32.097 | 33.5157 | 24.9928 | -58.2139 | -76.661 | 89.9811 | 74.1532 | -98.0986 | -110.9024 | 139.5025 | 128.8731 | 6.7909 | 29.2594 | 59.3747
11 | 25 | 0 | -19.7074 | -31.9959 | 33.2816 | 24.8284 | -58.4717 | -76.4196 | 89.3656 | 73.6657 | -98.5331 | -110.5531 | 138.5592 | 128.0119 | 6.4067 | 28.14 | 57.4849
11 | 25 | 1 | -19.8435 | -31.915 | 33.3116 | 24.9093 | -58.8753 | -76.2263 | 89.4563 | 73.9056 | -99.2132 | -110.2734 | 138.7082 | 128.4133 | 6.4625 | 28.2604 | 57.6349
11 | 25 | 2 | -19.5486 | -31.7388 | 33.0347 | 24.4338 | -58.0006 | -75.8054 | 88.7078 | 72.4947 | -97.7392 | -109.6646 | 137.5432 | 125.9578 | 6.1811 | 27.3964 | 56.0971
11 | 25 | 3 | -19.2339 | -31.527 | 32.7035 | 23.9327 | -57.0668 | -75.2996 | 87.8147 | 71.008 | -96.1656 | -108.9329 | 136.1556 | 123.3739 | 5.8753 | 26.4564 | 54.431
11 | 25 | 4 | -18.9252 | -31.3506 | 32.469 | 23.5189 | -56.1509 | -74.8784 | 87.1802 | 69.7802 | -94.6222 | -108.3235 | 135.1676 | 121.2384 | 5.712 | 25.931 | 53.4603
11 | 25 | 5 | -15.8592 | -29.0207 | 28.9372 | 18.843 | -47.054 | -69.3136 | 77.7078 | 55.9068 | -79.2927 | -100.2732 | 120.4901 | 97.1254 | 2.9002 | 17.2469 | 38.0495
11 | 25 | 6 | -12.8126 | -26.7363 | 25.698 | 14.5639 | -38.0147 | -63.8575 | 69.0208 | 43.211 | -64.0602 | -92.3801 | 107.03 | 75.0603 | 0.71308 | 10.3596 | 25.6501
11 | 25 | 7 | -9.7552 | -24.4051 | 22.4971 | 10.4561 | -28.9436 | -58.2895 | 60.4346 | 31.0232 | -48.7741 | -84.325 | 93.7246 | 53.8771 | -1.207 | 4.2247 | 14.5026
11 | 25 | 8 | -9.3817 | -24.2026 | 22.267 | 10.11 | -27.8354 | -57.8058 | 59.8159 | 29.9963 | -46.9066 | -83.6253 | 92.7647 | 52.1 | -1.2072 | 4.171 | 14.3328
11 | 25 | 9 | -8.9529 | -23.9645 | 21.8763 | 9.6633 | -26.5631 | -57.2373 | 58.7652 | 28.6709 | -44.7626 | -82.8028 | 91.1343 | 49.8037 | -1.3778 | 3.6357 | 13.3726
11 | 25 | 10 | -8.5324 | -23.7178 | 21.6261 | 9.2802 | -25.3155 | -56.6479 | 58.0926 | 27.5341 | -42.6603 | -81.9502 | 90.0909 | 47.8351 | -1.3439 | 3.6633 | 13.3155
11 | 25 | 11 | -10.0435 | -24.9368 | 23.2397 | 11.3324 | -29.7988 | -59.5596 | 62.4213 | 33.623 | -50.2152 | -86.1624 | 96.7989 | 58.4271 | -0.40827 | 6.6859 | 18.8484
11 | 25 | 12 | -11.5952 | -26.1762 | 24.7698 | 13.462 | -34.4027 | -62.5198 | 66.5282 | 39.9417 | -57.9735 | -90.4448 | 103.165 | 69.4167 | 0.46048 | 9.5474 | 24.1635
11 | 25 | 13 | -13.0953 | -27.3901 | 26.5138 | 15.7057 | -38.8536 | -65.4191 | 71.207 | 46.5985 | -65.4739 | -94.6391 | 110.4162 | 80.9969 | 1.734 | 13.5328 | 31.3001
11 | 25 | 14 | -13.6476 | -27.7812 | 27.1242 | 16.5271 | -40.4922 | -66.3531 | 72.8447 | 49.0356 | -68.2351 | -95.9903 | 112.9542 | 85.2355 | 2.2225 | 15.035 | 33.9644
11 | 25 | 15 | -14.2031 | -28.1603 | 27.6726 | 17.3187 | -42.1405 | -67.2586 | 74.3182 | 51.3843 | -71.0128 | -97.3002 | 115.2398 | 89.3186 | 2.6278 | 16.3034 | 36.2454
11 | 25 | 16 | -14.8017 | -28.592 | 28.2501 | 18.1943 | -43.9165 | -68.2896 | 75.8683 | 53.9823 | -74.0055 | -98.7917 | 117.6428 | 93.8372 | 3.0507 | 17.6446 | 38.6828
11 | 25 | 17 | -15.2149 | -28.9271 | 28.8212 | 18.8591 | -45.1423 | -69.09 | 77.3964 | 55.9547 | -76.0712 | -99.9497 | 120.0074 | 97.2687 | 3.5383 | 19.1187 | 41.2552
11 | 25 | 18 | -15.6872 | -29.3302 | 29.2943 | 19.5684 | -46.5436 | -70.0528 | 78.6644 | 58.0593 | -78.4326 | -101.3425 | 121.9714 | 100.9311 | 3.8454 | 20.1273 | 43.1274
11 | 25 | 19 | -16.1197 | -29.6775 | 29.8833 | 20.2489 | -47.827 | -70.8822 | 80.2411 | 60.0783 | -80.5954 | -102.5423 | 124.4121 | 104.4426 | 4.335 | 21.6102 | 45.7171
11 | 25 | 20 | -16.557 | -30.0821 | 30.3274 | 20.8717 | -49.1246 | -71.8487 | 81.4278 | 61.9262 | -82.7818 | -103.9405 | 126.2472 | 107.6589 | 4.5599 | 22.3807 | 47.1838
11 | 25 | 21 | -17.001 | -30.4795 | 30.9439 | 21.6198 | -50.4418 | -72.7978 | 83.0789 | 64.1457 | -85.0016 | -105.3136 | 128.8036 | 111.5217 | 5.0831 | 23.9849 | 50.01
11 | 25 | 22 | -17.4568 | -30.8942 | 31.4725 | 22.3227 | -51.7943 | -73.7882 | 84.4929 | 66.2311 | -87.2807 | -106.7463 | 130.9915 | 115.1479 | 5.4441 | 25.1416 | 52.1124
11 | 25 | 23 | -17.8334 | -31.2575 | 32.0796 | 22.9845 | -52.9116 | -74.656 | 86.117 | 68.1948 | -89.1636 | -108.0018 | 133.5046 | 118.5667 | 5.9731 | 26.7441 | 54.9059
11 | 26 | 0 | -18.1718 | -31.6053 | 32.5884 | 23.5668 | -53.9154 | -75.4867 | 87.4761 | 69.9225 | -90.8551 | -109.2036 | 135.6058 | 121.5707 | 6.3781 | 27.9965 | 57.1179
11 | 26 | 1 | -18.5579 | -31.9788 | 33.0369 | 24.1475 | -55.061 | -76.3787 | 88.676 | 71.6452 | -92.7856 | -110.4939 | 137.4625 | 124.5679 | 6.6477 | 28.8815 | 58.7509
11 | 26 | 2 | -18.7363 | -32.022 | 33.1273 | 24.2246 | -55.5904 | -76.4819 | 88.9194 | 71.874 | -93.6777 | -110.6431 | 137.8404 | 124.955 | 6.5936 | 28.7211 | 58.4746
11 | 26 | 3 | -18.9709 | -32.1207 | 33.3216 | 24.4808 | -56.2865 | -76.7177 | 89.4449 | 72.6343 | -94.8507 | -110.9844 | 138.6584 | 126.2662 | 6.7108 | 29.075 | 59.0895
11 | 26 | 4 | -19.1836 | -32.2132 | 33.4341 | 24.6301 | -56.9175 | -76.9385 | 89.7457 | 73.0772 | -95.914 | -111.3038 | 139.1238 | 127.0247 | 6.6674 | 28.9669 | 58.9307
11 | 26 | 5 | -17.0456 | -30.6701 | 31.0525 | 21.3812 | -50.5741 | -73.253 | 83.3543 | 63.4379 | -85.2246 | -105.9721 | 129.217 | 110.2727 | 4.718 | 22.965 | 48.293
11 | 26 | 6 | -14.9143 | -29.1484 | 28.7151 | 18.2485 | -44.2505 | -69.6185 | 77.0811 | 54.1431 | -74.5684 | -100.7142 | 119.4931 | 94.1191 | 2.901 | 17.3552 | 38.3296
11 | 26 | 7 | -12.7391 | -27.5636 | 26.4985 | 15.26 | -37.7968 | -65.8333 | 71.1331 | 45.2762 | -63.693 | -95.2383 | 110.274 | 78.7067 | 1.4558 | 12.7792 | 30.0493
11 | 26 | 8 | -11.8479 | -26.8737 | 25.5522 | 14.0426 | -35.1524 | -64.1856 | 68.5993 | 41.6641 | -59.2368 | -92.8546 | 106.3513 | 72.4281 | 0.87328 | 10.9254 | 26.688
11 | 26 | 9 | -10.9963 | -26.1854 | 24.592 | 12.835 | -32.626 | -62.5417 | 66.0273 | 38.0813 | -54.9794 | -90.4765 | 102.369 | 66.198 | 0.24523 | 8.9409 | 23.1111
11 | 26 | 10 | -10.0813 | -25.4855 | 23.7907 | 11.6842 | -29.9111 | -60.8701 | 63.8786 | 34.6668 | -50.4044 | -88.0582 | 99.04 | 60.262 | -0.091981 | 7.7643 | 20.8393
11 | 26 | 11 | -11.885 | -26.8585 | 25.5825 | 14.06 | -35.2627 | -64.1492 | 68.6875 | 41.7158 | -59.4227 | -92.802 | 106.494 | 72.5162 | 0.89896 | 10.9913 | 26.7854
11 | 26 | 12 | -13.7125 | -28.2351 | 27.5783 | 16.613 | -40.6848 | -67.4373 | 74.0408 | 49.2904 | -68.5597 | -97.5587 | 114.7895 | 85.6816 | 2.2436 | 15.2091 | 34.3526
11 | 26 | 13 | -15.5413 | -29.6206 | 29.638 | 19.2797 | -46.1109 | -70.7463 | 79.5661 | 57.2025 | -77.7035 | -102.3458 | 123.3518 | 99.4351 | 3.7558 | 19.9114 | 42.7376
11 | 26 | 14 | -15.872 | -29.8273 | 29.8818 | 19.6393 | -47.0919 | -71.2401 | 80.2193 | 58.2697 | -79.3565 | -103.0602 | 124.3633 | 101.2855 | 3.8218 | 20.1569 | 43.2322
11 | 26 | 15 | -16.1956 | -30.043 | 30.1014 | 20.0183 | -48.052 | -71.7553 | 80.8098 | 59.394 | -80.9745 | -103.8055 | 125.2796 | 103.2359 | 3.8811 | 20.3965 | 43.7355
11 | 26 | 16 | -16.53 | -30.253 | 30.5415 | 20.52 | -49.0442 | -72.2567 | 81.9889 | 60.8827 | -82.6464 | -104.5308 | 127.1056 | 105.82 | 4.2787 | 21.5708 | 45.7485
11 | 26 | 17 | -16.2409 | -30.1547 | 30.3615 | 20.2721 | -48.1864 | -72.0221 | 81.5016 | 60.1472 | -81.201 | -104.1914 | 126.3467 | 104.5514 | 4.2381 | 21.4403 | 45.5057
11 | 26 | 18 | -15.9388 | -30.0439 | 30.1993 | 20.0009 | -47.2901 | -71.7574 | 81.0597 | 59.3425 | -79.6906 | -103.8084 | 125.6563 | 103.1644 | 4.2175 | 21.3546 | 45.3216
11 | 26 | 19 | -15.6762 | -29.9851 | 30.0461 | 19.7669 | -46.511 | -71.617 | 80.6392 | 58.6481 | -78.3777 | -103.6054 | 124.9966 | 101.9684 | 4.1516 | 21.1592 | 44.9819
11 | 26 | 20 | -15.5892 | -30.0247 | 30.0343 | 19.7466 | -46.2529 | -71.7115 | 80.6121 | 58.5879 | -77.9428 | -103.742 | 124.9583 | 101.8687 | 4.1671 | 21.2356 | 45.1422
11 | 26 | 21 | -15.5204 | -30.1021 | 30.2101 | 19.8207 | -46.0489 | -71.8963 | 81.0831 | 58.8079 | -77.5989 | -104.0094 | 125.6879 | 102.2586 | 4.4084 | 21.9459 | 46.3381
11 | 26 | 22 | -15.4486 | -30.1749 | 30.1787 | 19.7775 | -45.8357 | -72.0702 | 81.0012 | 58.6796 | -77.2397 | -104.2609 | 125.563 | 102.0421 | 4.3328 | 21.775 | 46.1045
11 | 26 | 23 | -15.2603 | -29.9329 | 29.9592 | 19.4508 | -45.2771 | -71.4923 | 80.4171 | 57.7102 | -76.2983 | -103.425 | 124.6615 | 100.3491 | 4.2168 | 21.3578 | 45.2873
11 | 27 | 0 | -15.0143 | -29.6415 | 29.4176 | 18.8668 | -44.5471 | -70.7962 | 78.9683 | 55.9775 | -75.0682 | -102.4179 | 122.4199 | 97.3284 | 3.6287 | 19.6025 | 42.2621
11 | 27 | 1 | -14.8336 | -29.399 | 29.1551 | 18.5098 | -44.0112 | -70.2171 | 78.2698 | 54.9184 | -74.1652 | -101.5802 | 121.3422 | 95.4803 | 3.4323 | 18.9599 | 41.0772
11 | 27 | 2 | -14.1438 | -28.8163 | 28.2988 | 17.4085 | -41.9644 | -68.8254 | 75.9721 | 51.6509 | -70.716 | -99.5668 | 117.7811 | 89.7964 | 2.7472 | 16.8332 | 37.2947
11 | 27 | 3 | -13.404 | -28.189 | 27.4159 | 16.2757 | -39.7694 | -67.3272 | 73.6046 | 48.2899 | -67.0171 | -97.3994 | 114.1129 | 83.9495 | 2.0987 | 14.798 | 33.6459
11 | 27 | 4 | -12.677 | -27.5683 | 26.5067 | 15.1706 | -37.6125 | -65.8446 | 71.1657 | 45.0108 | -63.3824 | -95.2547 | 110.3337 | 78.2437 | 1.4319 | 12.7195 | 29.9403
11 | 27 | 5 | -11.5829 | -26.7725 | 25.4048 | 13.6437 | -34.3665 | -63.9439 | 68.2053 | 40.4807 | -57.9124 | -92.505 | 105.7419 | 70.3683 | 0.69308 | 10.3756 | 25.6929
11 | 27 | 6 | -10.4172 | -25.9203 | 24.2188 | 12.0597 | -30.9077 | -61.9085 | 65.0197 | 35.7809 | -52.0839 | -89.5604 | 100.802 | 62.1967 | -0.058978 | 7.9844 | 21.3543
11 | 27 | 7 | -9.2763 | -25.0781 | 23.1256 | 10.5712 | -27.5225 | -59.8969 | 62.085 | 31.3645 | -46.3794 | -86.6504 | 96.2525 | 54.5168 | -0.6576 | 6.0301 | 17.7396
11 | 27 | 8 | -9.0605 | -24.9736 | 22.9626 | 10.3269 | -26.8825 | -59.6475 | 61.646 | 30.6397 | -45.3008 | -86.2896 | 95.5707 | 53.2582 | -0.74474 | 5.7557 | 17.2385
11 | 27 | 9 | -8.8228 | -24.8274 | 22.7162 | 10.0108 | -26.1771 | -59.2983 | 60.9823 | 29.702 | -44.1121 | -85.7844 | 94.54 | 51.6279 | -0.92321 | 5.209 | 16.2714
11 | 27 | 10 | -8.5972 | -24.6899 | 22.5444 | 9.7762 | -25.5079 | -58.9697 | 60.5209 | 29.0058 | -42.9845 | -85.309 | 93.8245 | 50.4188 | -0.96656 | 5.049 | 15.9498
11 | 27 | 11 | -9.0414 | -25.0194 | 22.8892 | 10.3382 | -26.8257 | -59.7568 | 61.4459 | 30.6733 | -45.2051 | -86.4477 | 95.258 | 53.3189 | -0.83344 | 5.5367 | 16.9241
11 | 27 | 12 | -9.4505 | -25.3067 | 23.3468 | 10.9328 | -28.0396 | -60.4431 | 62.6734 | 32.4373 | -47.2508 | -87.4405 | 97.1601 | 56.3874 | -0.47774 | 6.628 | 18.8562
11 | 27 | 13 | -9.8777 | -25.6338 | 23.7046 | 11.5131 | -29.307 | -61.2243 | 63.6337 | 34.1591 | -49.3865 | -88.5707 | 98.6487 | 59.3833 | -0.29384 | 7.2615 | 20.0749
11 | 27 | 14 | -9.5562 | -25.4004 | 23.4728 | 11.0748 | -28.3533 | -60.6669 | 63.0126 | 32.8587 | -47.7793 | -87.7643 | 97.6868 | 57.1198 | -0.40915 | 6.8512 | 19.2631
11 | 27 | 15 | -9.2168 | -25.139 | 23.1698 | 10.5947 | -27.3462 | -60.0425 | 62.1989 | 31.4342 | -46.0822 | -86.861 | 96.4252 | 54.6421 | -0.59139 | 6.2445 | 18.124
11 | 27 | 16 | -8.924 | -24.9073 | 22.8127 | 10.1862 | -26.4773 | -59.4891 | 61.2435 | 30.2224 | -44.6181 | -86.0605 | 94.9467 | 52.5349 | -0.83236 | 5.4995 | 16.8029
11 | 27 | 17 | -8.814 | -24.6663 | 22.4982 | 9.9247 | -26.151 | -58.9135 | 60.4051 | 29.4464 | -44.0681 | -85.2278 | 93.6518 | 51.1804 | -1.0575 | 4.787 | 15.5362
11 | 27 | 18 | -8.6688 | -24.3729 | 22.2743 | 9.6448 | -25.7201 | -58.2127 | 59.8094 | 28.6161 | -43.3421 | -84.2139 | 92.7329 | 49.7305 | -1.1226 | 4.4927 | 14.9074
11 | 27 | 19 | -8.5869 | -24.1454 | 22.0023 | 9.4286 | -25.4772 | -57.6692 | 59.0839 | 27.9746 | -42.9327 | -83.4277 | 91.6119 | 48.6104 | -1.3013 | 3.9121 | 13.8619
11 | 27 | 20 | -8.7011 | -24.1918 | 22.0772 | 9.5348 | -25.816 | -57.7801 | 59.2874 | 28.2895 | -43.5037 | -83.5881 | 91.9295 | 49.1559 | -1.2809 | 3.9808 | 13.9936
11 | 27 | 21 | -8.7967 | -24.2397 | 22.1609 | 9.6313 | -26.0998 | -57.8946 | 59.5149 | 28.576 | -43.9818 | -83.7538 | 92.2846 | 49.6512 | -1.2442 | 4.0966 | 14.2001
11 | 27 | 22 | -8.8872 | -24.2498 | 22.1915 | 9.6962 | -26.3683 | -57.9186 | 59.5982 | 28.7684 | -44.4344 | -83.7885 | 92.4146 | 49.9838 | -1.2494 | 4.0797 | 14.1755
11 | 27 | 23 | -9.094 | -24.4252 | 22.3503 | 9.9291 | -26.9819 | -58.3377 | 60.0262 | 29.4594 | -45.4683 | -84.3947 | 93.0795 | 51.1837 | -1.2399 | 4.1661 | 14.4003
11 | 28 | 0 | -9.2581 | -24.5605 | 22.6346 | 10.1648 | -27.4686 | -58.6608 | 60.7904 | 30.1588 | -46.2885 | -84.8622 | 94.265 | 52.3998 | -1.0192 | 4.8198 | 15.5141
11 | 28 | 1 | -9.4049 | -24.691 | 22.7599 | 10.3424 | -27.9044 | -58.9725 | 61.1272 | 30.6858 | -47.0228 | -85.313 | 94.7875 | 53.3162 | -0.99362 | 4.9362 | 15.7679
11 | 28 | 2 | -9.7124 | -24.9668 | 23.0172 | 10.7383 | -28.8165 | -59.6312 | 61.8161 | 31.8604 | -48.5599 | -86.266 | 95.8542 | 55.3594 | -0.92375 | 5.2288 | 16.3877
11 | 28 | 3 | -9.9898 | -25.2032 | 23.4327 | 11.1655 | -29.6395 | -60.1958 | 62.9298 | 33.1278 | -49.9468 | -87.0828 | 97.5792 | 57.5623 | -0.59482 | 6.2223 | 18.1119
11 | 28 | 4 | -10.2659 | -25.4392 | 23.6755 | 11.5383 | -30.4587 | -60.7593 | 63.5798 | 34.234 | -51.3272 | -87.898 | 98.5852 | 59.486 | -0.4912 | 6.5958 | 18.846
11 | 28 | 5 | -7.8395 | -23.4535 | 21.1068 | 8.3296 | -23.2598 | -56.0167 | 56.6964 | 24.7139 | -39.196 | -81.0371 | 87.9244 | 42.9328 | -1.8565 | 2.1339 | 10.6241
11 | 28 | 6 | -5.4562 | -21.5169 | 18.8338 | 5.4281 | -16.1886 | -51.3913 | 50.6032 | 16.1052 | -27.2801 | -74.3457 | 78.4854 | 27.9657 | -2.7112 | -0.87156 | 4.8253
11 | 28 | 7 | -3.3788 | -19.5386 | 16.5688 | 3.0671 | -10.025 | -46.6664 | 44.5337 | 9.1 | -16.8935 | -67.5104 | 69.0852 | 15.7881 | -3.2816 | -3.0577 | 0.46938
11 | 28 | 8 | -3.271 | -19.4513 | 16.462 | 2.9723 | -9.7051 | -46.4578 | 44.2451 | 8.8188 | -16.3545 | -67.2085 | 68.6363 | 15.3014 | -3.288 | -3.0989 | 0.37466
11 | 28 | 9 | -3.1634 | -19.3262 | 16.3648 | 2.8916 | -9.3856 | -46.1591 | 43.9843 | 8.5793 | -15.8161 | -66.7765 | 68.2321 | 14.8866 | -3.2332 | -2.9812 | 0.52605
11 | 28 | 10 | -3.0788 | -19.2091 | 16.1664 | 2.8305 | -9.1349 | -45.8793 | 43.4528 | 8.3981 | -15.3936 | -66.3717 | 67.4092 | 14.5733 | -3.291 | -3.1632 | 0.21726
11 | 28 | 11 | -4.0405 | -20.3958 | 17.4917 | 3.883 | -11.9882 | -48.7137 | 47.0029 | 11.5208 | -20.2018 | -70.4721 | 72.9062 | 20.0005 | -3.0616 | -2.1782 | 2.2328
11 | 28 | 12 | -5.4346 | -21.5578 | 18.8846 | 5.5507 | -16.1243 | -51.4889 | 50.7346 | 16.4689 | -27.1717 | -74.4869 | 78.6851 | 28.6052 | -2.557 | -0.40975 | 5.6317
11 | 28 | 13 | -6.8745 | -22.7033 | 20.1602 | 7.3023 | -20.3965 | -54.225 | 54.1534 | 21.6659 | -34.371 | -78.4451 | 83.9805 | 37.643 | -2.1153 | 1.1978 | 8.8074
11 | 28 | 14 | -7.9075 | -23.5539 | 21.2942 | 8.6478 | -23.4615 | -56.2565 | 57.195 | 25.6579 | -39.536 | -81.384 | 88.6937 | 44.5869 | -1.5194 | 3.1349 | 12.3607
11 | 28 | 15 | -8.953 | -24.3967 | 22.3551 | 10.0073 | -26.5635 | -58.2694 | 60.0417 | 29.6917 | -44.7633 | -84.296 | 93.1058 | 51.6022 | -0.98725 | 4.9004 | 15.6488
11 | 28 | 16 | -9.9843 | -25.249 | 23.4077 | 11.3877 | -29.6232 | -60.3051 | 62.8668 | 33.7873 | -49.9193 | -87.2409 | 97.4849 | 58.7258 | -0.43784 | 6.7258 | 19.0506
11 | 28 | 17 | -10.5066 | -25.7861 | 24.1131 | 12.198 | -31.173 | -61.5879 | 64.7539 | 36.1914 | -52.5309 | -89.0967 | 100.4049 | 62.9126 | 0.018495 | 8.1844 | 21.69
11 | 28 | 18 | -11.0557 | -26.3626 | 24.877 | 13.1015 | -32.8021 | -62.9649 | 66.7979 | 38.8721 | -55.2762 | -91.0887 | 103.5681 | 67.5802 | 0.56021 | 9.9029 | 24.7834
11 | 28 | 19 | -11.6318 | -26.9527 | 25.6376 | 14.0077 | -34.5115 | -64.3743 | 68.8331 | 41.5607 | -58.1568 | -93.1276 | 106.7177 | 72.2618 | 1.0608 | 11.5079 | 27.695
11 | 28 | 20 | -11.885 | -27.1846 | 25.8911 | 14.3474 | -35.2627 | -64.9283 | 69.5089 | 42.5684 | -59.4227 | -93.9291 | 107.7615 | 74.0136 | 1.1688 | 11.8863 | 28.4233
11 | 28 | 21 | -12.154 | -27.4481 | 26.3512 | 14.7943 | -36.0607 | -65.5574 | 70.7366 | 43.8945 | -60.7674 | -94.8392 | 109.6585 | 76.32 | 1.5435 | 13.0129 | 30.3719
11 | 28 | 22 | -12.3826 | -27.6668 | 26.5868 | 15.0882 | -36.7391 | -66.0798 | 71.3626 | 44.7666 | -61.9106 | -95.5949 | 110.6236 | 77.8377 | 1.6256 | 13.3103 | 30.9557
11 | 28 | 23 | -12.5052 | -27.7755 | 26.7096 | 15.2744 | -37.1027 | -66.3395 | 71.6917 | 45.319 | -62.5234 | -95.9706 | 111.1334 | 78.7991 | 1.7033 | 13.5686 | 31.4386
11 | 29 | 0 | -12.69 | -27.9288 | 26.9111 | 15.5429 | -37.651 | -66.7056 | 72.2335 | 46.1156 | -63.4473 | -96.5002 | 111.9741 | 80.186 | 1.8352 | 13.9926 | 32.2127
11 | 29 | 1 | -12.8096 | -28.0293 | 27.0449 | 15.7321 | -38.0058 | -66.9456 | 72.5922 | 46.6768 | -64.0452 | -96.8475 | 112.5298 | 81.1622 | 1.9381 | 14.3176 | 32.7994
11 | 29 | 2 | -12.9454 | -28.1408 | 27.1946 | 15.9129 | -38.4089 | -67.2119 | 72.9922 | 47.2134 | -64.7244 | -97.2327 | 113.1482 | 82.096 | 2.0213 | 14.5848 | 33.2871
11 | 29 | 3 | -13.1279 | -28.2964 | 27.3802 | 16.1822 | -38.9502 | -67.5837 | 73.4916 | 48.0125 | -65.6366 | -97.7706 | 113.9233 | 83.4842 | 2.1381 | 14.9701 | 34.0004
11 | 29 | 4 | -13.2451 | -28.4016 | 27.6644 | 16.4341 | -39.2979 | -67.8348 | 74.2526 | 48.7598 | -66.2226 | -98.1338 | 115.1016 | 84.7852 | 2.4519 | 15.8797 | 35.5304
11 | 29 | 5 | -12.8426 | -28.0946 | 27.1376 | 15.8166 | -38.1039 | -67.1017 | 72.8397 | 46.9275 | -64.2105 | -97.0732 | 112.9123 | 81.5994 | 2.017 | 14.5617 | 33.2279
11 | 29 | 6 | -12.4071 | -27.7829 | 26.7911 | 15.263 | -36.8116 | -66.3571 | 71.9089 | 45.2853 | -62.0328 | -95.9961 | 111.4686 | 78.7451 | 1.8642 | 14.0255 | 32.1848
11 | 29 | 7 | -11.9571 | -27.4344 | 26.1732 | 14.5589 | -35.4765 | -65.5247 | 70.2519 | 43.196 | -59.7829 | -94.7919 | 108.9013 | 75.1102 | 1.3407 | 12.4467 | 29.4367
11 | 29 | 8 | -12.1016 | -27.5292 | 26.3432 | 14.7873 | -35.9052 | -65.7513 | 70.7112 | 43.8737 | -60.5054 | -95.1197 | 109.6159 | 76.2897 | 1.4997 | 12.9283 | 30.2805
11 | 29 | 9 | -12.2414 | -27.6227 | 26.4432 | 14.9558 | -36.3201 | -65.9746 | 70.9802 | 44.3737 | -61.2045 | -95.4427 | 110.0333 | 77.1592 | 1.5349 | 13.0592 | 30.5453
11 | 29 | 10 | -12.368 | -27.7067 | 26.7021 | 15.199 | -36.6958 | -66.1753 | 71.6739 | 45.0953 | -61.8376 | -95.733 | 111.1076 | 78.4144 | 1.8264 | 13.8981 | 31.9513
11 | 29 | 11 | -12.7009 | -27.9501 | 27.0017 | 15.6187 | -37.6835 | -66.7564 | 72.4769 | 46.3405 | -63.502 | -96.5738 | 112.3515 | 80.5775 | 1.9694 | 14.3774 | 32.8532
11 | 29 | 12 | -13.0149 | -28.1883 | 27.3149 | 16.0315 | -38.6149 | -67.3255 | 73.3203 | 47.5653 | -65.0716 | -97.397 | 113.6611 | 82.7069 | 2.1432 | 14.9452 | 33.8994
11 | 29 | 13 | -13.4216 | -28.4828 | 27.8388 | 16.6393 | -39.8218 | -68.0287 | 74.7219 | 49.3686 | -67.1053 | -98.4144 | 115.83 | 85.8422 | 2.5737 | 16.24 | 36.1525
11 | 29 | 14 | -13.4655 | -28.5084 | 27.8968 | 16.7152 | -39.9521 | -68.0899 | 74.8786 | 49.5939 | -67.3249 | -98.5029 | 116.0739 | 86.2324 | 2.6381 | 16.4305 | 36.4785
11 | 29 | 15 | -13.5293 | -28.5431 | 27.9505 | 16.7715 | -40.1412 | -68.1728 | 75.0224 | 49.7608 | -67.6437 | -98.6228 | 116.2964 | 86.5201 | 2.6496 | 16.4692 | 36.55
11 | 29 | 16 | -13.5784 | -28.5789 | 27.9827 | 16.8246 | -40.287 | -68.2582 | 75.1086 | 49.9183 | -67.8893 | -98.7464 | 116.4297 | 86.7937 | 2.65 | 16.4816 | 36.5877
11 | 29 | 17 | -13.9361 | -28.8579 | 28.3091 | 17.3175 | -41.3483 | -68.9247 | 75.9812 | 51.3807 | -69.6778 | -99.7105 | 117.7797 | 89.3386 | 2.8326 | 17.089 | 37.7301
11 | 29 | 18 | -14.2961 | -29.1656 | 28.7079 | 17.8692 | -42.4164 | -69.6597 | 77.051 | 53.0178 | -71.4777 | -100.7738 | 119.4374 | 92.1853 | 3.1154 | 17.9927 | 39.3712
11 | 29 | 19 | -14.6784 | -29.4815 | 29.2503 | 18.5017 | -43.5505 | -70.4141 | 78.5013 | 54.8942 | -73.3888 | -101.8651 | 121.6809 | 95.4498 | 3.5921 | 19.4309 | 41.8767
11 | 29 | 20 | -14.778 | -29.5618 | 29.3408 | 18.644 | -43.8461 | -70.6059 | 78.7445 | 55.3165 | -73.8868 | -102.1427 | 122.0584 | 96.1852 | 3.645 | 19.609 | 42.2141
11 | 29 | 21 | -14.8599 | -29.6027 | 29.3989 | 18.7441 | -44.089 | -70.7037 | 78.9007 | 55.6136 | -74.2962 | -102.2841 | 122.3005 | 96.7005 | 3.6805 | 19.7216 | 42.4206
11 | 29 | 22 | -14.993 | -29.6893 | 29.4959 | 18.9167 | -44.4842 | -70.9104 | 79.1604 | 56.1256 | -74.9621 | -102.5831 | 122.7026 | 97.591 | 3.7303 | 19.8915 | 42.7484
11 | 29 | 23 | -15.2504 | -29.8526 | 29.7446 | 19.307 | -45.2477 | -71.3006 | 79.8308 | 57.2837 | -76.2488 | -103.1476 | 123.7443 | 99.6033 | 3.9486 | 20.5662 | 43.9512
11 | 30 | 0 | -15.4434 | -29.9657 | 29.9085 | 19.5594 | -45.8203 | -71.5706 | 80.2716 | 58.0324 | -77.2137 | -103.5382 | 124.4282 | 100.9044 | 4.0588 | 20.9131 | 44.5806
11 | 30 | 1 | -15.6824 | -30.1201 | 30.1179 | 19.8761 | -46.5294 | -71.9394 | 80.8339 | 58.9722 | -78.4087 | -104.0718 | 125.3001 | 102.5379 | 4.1915 | 21.3372 | 45.3576
11 | 30 | 2 | -15.6207 | -30.0666 | 30.0694 | 19.7928 | -46.3463 | -71.8116 | 80.7046 | 58.7251 | -78.1001 | -103.8869 | 125.1003 | 102.1079 | 4.175 | 21.2718 | 45.2212
11 | 30 | 3 | -15.5784 | -30.0364 | 29.9932 | 19.7274 | -46.221 | -71.7395 | 80.501 | 58.5308 | -77.8889 | -103.7826 | 124.7857 | 101.77 | 4.1057 | 21.0714 | 44.8842
11 | 30 | 4 | -15.5091 | -29.9824 | 29.9183 | 19.6168 | -46.0153 | -71.6104 | 80.2992 | 58.2028 | -77.5424 | -103.5958 | 124.472 | 101.1999 | 4.0436 | 20.8762 | 44.5337
11 | 30 | 5 | -14.4203 | -29.2308 | 28.759 | 18.0442 | -42.7849 | -69.8153 | 77.1881 | 53.537 | -72.0986 | -100.9989 | 119.65 | 93.0904 | 3.1521 | 18.1249 | 39.6429
11 | 30 | 6 | -13.3237 | -28.442 | 27.6188 | 16.5002 | -39.5313 | -67.9313 | 74.1299 | 48.9558 | -66.6158 | -98.2734 | 114.911 | 85.1255 | 2.3534 | 15.6232 | 35.1473
11 | 30 | 7 | -12.2495 | -27.694 | 26.6591 | 15.096 | -36.3442 | -66.1448 | 71.5535 | 44.7896 | -61.2451 | -95.6889 | 110.917 | 77.8844 | 1.8116 | 13.8542 | 31.8674
11 | 30 | 8 | -11.9411 | -27.4777 | 26.2224 | 14.6687 | -35.4292 | -65.6283 | 70.3859 | 43.5219 | -59.7032 | -94.9417 | 109.1108 | 75.6837 | 1.4722 | 12.8503 | 30.1495
11 | 30 | 9 | -11.6511 | -27.2635 | 25.9695 | 14.3579 | -34.5687 | -65.1167 | 69.7099 | 42.5997 | -58.2532 | -94.2017 | 108.0653 | 74.0839 | 1.4127 | 12.6241 | 29.6944
11 | 30 | 10 | -11.3834 | -27.0936 | 25.74 | 14.0843 | -33.7744 | -64.7108 | 69.0944 | 41.7879 | -56.9146 | -93.6144 | 107.1115 | 72.6771 | 1.3473 | 12.3971 | 29.2595
11 | 30 | 11 | -13.3068 | -28.4845 | 27.758 | 16.7387 | -39.4812 | -68.0329 | 74.5075 | 49.6634 | -66.5314 | -98.4204 | 115.4998 | 86.3683 | 2.7053 | 16.6568 | 36.9163
11 | 30 | 12 | -15.2375 | -29.8746 | 29.732 | 19.4264 | -45.2095 | -71.353 | 79.7999 | 57.6378 | -76.1844 | -103.2235 | 123.6986 | 100.2299 | 4.0463 | 20.8752 | 44.5206
11 | 30 | 13 | -17.167 | -31.2619 | 31.8952 | 22.3238 | -50.9342 | -74.6664 | 85.6026 | 66.2343 | -85.8313 | -108.0168 | 132.6908 | 115.1737 | 5.7901 | 26.2363 | 54.0164
11 | 30 | 14 | -18.2256 | -32.0437 | 33.0407 | 23.9551 | -54.0752 | -76.5338 | 88.6789 | 71.0746 | -91.1243 | -110.7183 | 137.461 | 123.5905 | 6.7265 | 29.1445 | 59.2089
11 | 30 | 15 | -19.2863 | -32.7999 | 34.3608 | 25.6985 | -57.2223 | -78.3398 | 92.229 | 76.2472 | -96.4278 | -113.3309 | 142.9699 | 132.5851 | 7.9731 | 32.9141 | 65.7963
11 | 30 | 16 | -20.3812 | -33.5992 | 35.6192 | 27.4309 | -60.4707 | -80.2488 | 95.612 | 81.3873 | -101.9017 | -116.0927 | 148.2183 | 141.5211 | 9.0699 | 36.2797 | 71.7451
11 | 30 | 17 | -20.9337 | -34.0286 | 36.4319 | 28.3745 | -62.1101 | -81.2746 | 97.7952 | 84.1868 | -104.6644 | -117.5766 | 151.6043 | 146.3859 | 9.8441 | 38.5973 | 75.7493
11 | 30 | 18 | -21.5385 | -34.5015 | 37.2916 | 29.4353 | -63.9046 | -82.4041 | 100.1052 | 87.3343 | -107.6883 | -119.2106 | 155.1871 | 151.8575 | 10.6869 | 41.1308 | 80.1457
11 | 30 | 19 | -22.1437 | -34.9514 | 37.9584 | 30.3252 | -65.7 | -83.4787 | 101.8992 | 89.9745 | -110.7139 | -120.7651 | 157.9717 | 156.4426 | 11.1885 | 42.695 | 82.9352
11 | 30 | 20 | -22.4139 | -35.1815 | 38.4567 | 30.886 | -66.5018 | -84.0282 | 103.2376 | 91.6383 | -112.0649 | -121.5602 | 160.0473 | 159.3378 | 11.7472 | 44.3459 | 85.7601
11 | 30 | 21 | -22.7461 | -35.4657 | 38.8625 | 31.4608 | -67.4874 | -84.7068 | 104.3304 | 93.3437 | -113.7258 | -122.5418 | 161.7441 | 162.3048 | 12.1116 | 45.4799 | 87.7813
11 | 30 | 22 | -23.0122 | -35.7066 | 39.4235 | 32.0744 | -68.2769 | -85.2822 | 105.8399 | 95.1643 | -115.0563 | -123.3743 | 164.0873 | 165.4708 | 12.7791 | 47.445 | 91.1275
11 | 30 | 23 | -23.4686 | -36.1334 | 40.1974 | 32.9905 | -69.631 | -86.3016 | 107.9222 | 97.8824 | -117.3381 | -124.849 | 167.3193 | 170.2016 | 13.586 | 49.872 | 95.3338
12 | 1 | 0 | -23.9193 | -36.5619 | 40.7846 | 33.794 | -70.9682 | -87.3251 | 109.5014 | 100.2663 | -119.5914 | -126.3297 | 169.77 | 174.3494 | 14.0974 | 51.4744 | 98.1983
12 | 1 | 1 | -24.3905 | -37.0264 | 41.6297 | 34.7593 | -72.3664 | -88.4345 | 111.7785 | 103.1304 | -121.9477 | -127.9345 | 173.3072 | 179.3347 | 14.9721 | 54.108 | 102.7597
12 | 1 | 2 | -24.3004 | -36.9357 | 41.4701 | 34.5428 | -72.099 | -88.2178 | 111.3459 | 102.4882 | -121.497 | -127.621 | 172.6332 | 178.2154 | 14.7768 | 53.5173 | 101.7306
12 | 1 | 3 | -24.2383 | -36.845 | 41.3529 | 34.3882 | -71.9148 | -88.0012 | 111.0292 | 102.0295 | -121.1867 | -127.3077 | 172.1403 | 177.4144 | 14.6578 | 53.1426 | 101.0603
12 | 1 | 4 | -24.1567 | -36.7528 | 41.2591 | 34.2612 | -71.6726 | -87.7811 | 110.7745 | 101.6525 | -120.7785 | -126.9893 | 171.7431 | 176.7555 | 14.6107 | 52.9733 | 100.7308
12 | 1 | 5 | -21.0934 | -34.4133 | 37.1266 | 28.889 | -62.584 | -82.1932 | 99.6513 | 85.7134 | -105.4629 | -118.9056 | 154.4742 | 149.0422 | 10.509 | 40.5874 | 79.148
12 | 1 | 6 | -18.0248 | -32.0739 | 33.0848 | 23.7543 | -53.4793 | -76.6059 | 88.7954 | 70.4786 | -90.1201 | -110.8227 | 137.6401 | 122.5531 | 6.7404 | 29.1889 | 59.2504
12 | 1 | 7 | -14.9639 | -29.742 | 29.5479 | 19.0431 | -44.3977 | -71.0363 | 79.3067 | 56.5007 | -74.8165 | -102.7652 | 122.9351 | 98.2493 | 3.8851 | 20.3734 | 43.6027
12 | 1 | 8 | -14.4249 | -29.344 | 28.9152 | 18.2487 | -42.7986 | -70.0858 | 77.6099 | 54.1436 | -72.1217 | -101.3902 | 120.3057 | 94.1514 | 3.3949 | 18.8691 | 40.9452
12 | 1 | 9 | -13.9361 | -28.987 | 28.445 | 17.5903 | -41.3482 | -69.233 | 76.3458 | 52.1901 | -69.6775 | -100.1565 | 118.3446 | 90.7566 | 3.1122 | 17.9547 | 39.2672
12 | 1 | 10 | -13.4279 | -28.6368 | 27.8584 | 16.8694 | -39.8403 | -68.3966 | 74.7725 | 50.0514 | -67.1365 | -98.9466 | 115.9069 | 87.0405 | 2.6632 | 16.587 | 36.8642
12 | 1 | 11 | -15.7476 | -30.4165 | 30.6086 | 20.4682 | -46.7229 | -72.6472 | 82.1449 | 60.7289 | -78.7348 | -105.0957 | 127.3273 | 105.6135 | 4.9127 | 23.5036 | 49.1102
12 | 1 | 12 | -18.0122 | -32.146 | 33.2684 | 24.0848 | -53.4418 | -76.7782 | 89.2807 | 71.4594 | -90.0571 | -111.0718 | 138.3859 | 124.2764 | 7.1951 | 30.5201 | 61.5334
12 | 1 | 13 | -20.3178 | -33.9319 | 36.1578 | 27.9454 | -60.2826 | -81.0436 | 97.0373 | 82.9136 | -101.5847 | -117.2425 | 150.4109 | 144.2005 | 9.8534 | 38.6246 | 75.7841
12 | 1 | 14 | -21.1112 | -34.4461 | 36.9467 | 29.0981 | -62.6368 | -82.2717 | 99.1604 | 86.3337 | -105.5518 | -119.019 | 153.7067 | 150.143 | 10.4874 | 40.5856 | 79.2787
12 | 1 | 15 | -21.8944 | -34.9591 | 37.8434 | 30.316 | -64.9604 | -83.497 | 101.5728 | 89.9472 | -109.4674 | -120.7917 | 157.4507 | 156.4206 | 11.3059 | 43.0626 | 83.6122
12 | 1 | 16 | -22.6577 | -35.4664 | 38.8796 | 31.672 | -67.2251 | -84.7086 | 104.3603 | 93.9703 | -113.2838 | -122.5444 | 161.7772 | 163.414 | 12.4275 | 46.397 | 89.363
12 | 1 | 17 | -23.4199 | -36.0526 | 39.9502 | 32.9815 | -69.4866 | -86.1087 | 107.2347 | 97.8557 | -117.0949 | -124.5699 | 166.2337 | 170.1693 | 13.4591 | 49.4951 | 94.7382
12 | 1 | 18 | -24.1927 | -36.6396 | 40.7774 | 34.1722 | -71.7793 | -87.5107 | 109.462 | 101.3886 | -120.9584 | -126.5981 | 169.6921 | 176.308 | 14.1174 | 51.5607 | 98.4437
12 | 1 | 19 | -24.9115 | -37.1839 | 41.8523 | 35.5517 | -73.912 | -88.8107 | 112.3574 | 105.4816 | -124.5522 | -128.4788 | 174.1888 | 183.4219 | 15.3087 | 55.1162 | 104.5797
12 | 1 | 20 | -25.1425 | -37.3483 | 42.3448 | 36.0414 | -74.5974 | -89.2034 | 113.6848 | 106.9343 | -125.7073 | -129.0469 | 176.2511 | 185.9444 | 15.8954 | 56.8182 | 107.4414
12 | 1 | 21 | -25.3498 | -37.4984 | 42.5553 | 36.3207 | -75.2125 | -89.5619 | 114.2519 | 107.7631 | -126.7438 | -129.5655 | 177.1321 | 187.3825 | 16.0279 | 57.2407 | 108.2053
12 | 1 | 22 | -25.591 | -37.6703 | 42.8243 | 36.6626 | -75.9283 | -89.9724 | 114.9793 | 108.7776 | -127.9499 | -130.1594 | 178.2643 | 189.1406 | 16.2256 | 57.8563 | 109.2957
12 | 1 | 23 | -25.5318 | -37.5423 | 42.6458 | 36.4716 | -75.7526 | -89.6666 | 114.4966 | 108.2108 | -127.6539 | -129.717 | 177.5131 | 188.1497 | 16.0433 | 57.2882 | 108.2919
12 | 2 | 0 | -25.496 | -37.4228 | 42.4838 | 36.3033 | -75.6464 | -89.3812 | 114.0606 | 107.7115 | -127.475 | -129.3041 | 176.8361 | 187.2767 | 15.8683 | 56.7446 | 107.3338
12 | 2 | 1 | -25.4669 | -37.3024 | 42.0426 | 35.9378 | -75.56 | -89.0938 | 112.873 | 106.627 | -127.3294 | -128.8884 | 174.9924 | 185.383 | 15.211 | 54.8462 | 104.1576
12 | 2 | 2 | -25.1208 | -37.0021 | 41.6952 | 35.4016 | -74.5331 | -88.3766 | 111.9406 | 105.0362 | -125.5989 | -127.8507 | 173.5469 | 182.6154 | 14.9739 | 54.0671 | 102.7127
12 | 2 | 3 | -24.7988 | -36.6893 | 40.9899 | 34.6473 | -73.5778 | -87.6294 | 110.0461 | 102.7983 | -123.989 | -126.7698 | 170.609 | 178.7184 | 14.1492 | 51.6372 | 98.5686
12 | 2 | 4 | -24.4868 | -36.3953 | 40.6188 | 34.1234 | -72.6519 | -86.9272 | 109.049 | 101.2438 | -122.4288 | -125.754 | 169.0625 | 176.0133 | 13.8601 | 50.7136 | 96.893
12 | 2 | 5 | -21.5989 | -34.3191 | 36.8362 | 29.1312 | -64.0837 | -81.9683 | 98.8779 | 86.4319 | -107.9901 | -118.5802 | 153.2807 | 150.2691 | 10.0494 | 39.2578 | 76.9795
12 | 2 | 6 | -18.7119 | -32.2481 | 33.5604 | 24.6006 | -55.518 | -77.0219 | 90.0782 | 72.9898 | -93.5558 | -111.4245 | 139.6338 | 126.9048 | 7.201 | 30.528 | 61.5584
12 | 2 | 7 | -15.8556 | -30.22 | 30.3466 | 20.2384 | -47.0435 | -72.1779 | 81.4549 | 60.047 | -79.2749 | -104.4168 | 126.2686 | 104.4071 | 4.5094 | 22.2805 | 46.984
12 | 2 | 8 | -15.0882 | -29.6602 | 29.4309 | 19.073 | -44.7665 | -70.8409 | 78.9973 | 56.5895 | -75.4379 | -102.4827 | 122.4594 | 98.3966 | 3.7555 | 19.9794 | 42.9354
12 | 2 | 9 | -14.3365 | -29.1081 | 28.7328 | 18.0448 | -42.5361 | -69.5223 | 77.124 | 53.5386 | -71.6794 | -100.5751 | 119.5557 | 93.0942 | 3.333 | 18.6041 | 40.3953
12 | 2 | 10 | -13.5967 | -28.5853 | 27.9159 | 16.9962 | -40.3411 | -68.2737 | 74.9324 | 50.4275 | -67.9805 | -98.7687 | 116.1592 | 87.6863 | 2.7302 | 16.7451 | 37.0963
12 | 2 | 11 | -13.7486 | -28.6038 | 27.9719 | 17.1799 | -40.7918 | -68.3179 | 75.0883 | 50.9726 | -68.74 | -98.8327 | 116.4057 | 88.6326 | 2.7994 | 16.9512 | 37.4656
12 | 2 | 12 | -13.8956 | -28.625 | 28.0706 | 17.3692 | -41.2281 | -68.3684 | 75.3566 | 51.5342 | -69.4753 | -98.9057 | 116.8243 | 89.6079 | 2.9192 | 17.2942 | 38.0512
12 | 2 | 13 | -14.0396 | -28.6496 | 28.1511 | 17.5644 | -41.6554 | -68.4271 | 75.5765 | 52.1134 | -70.1953 | -98.9907 | 117.1684 | 90.6144 | 3.0263 | 17.6074 | 38.5968
12 | 2 | 14 | -13.8038 | -28.4139 | 27.743 | 17.098 | -40.9558 | -67.8643 | 74.4856 | 50.7296 | -69.0163 | -98.1765 | 115.4811 | 88.2024 | 2.6232 | 16.3951 | 36.4908
12 | 2 | 15 | -13.6259 | -28.2305 | 27.5153 | 16.7722 | -40.4277 | -67.4263 | 73.8764 | 49.7628 | -68.1265 | -97.5428 | 114.5385 | 86.5171 | 2.4311 | 15.7853 | 35.3864
12 | 2 | 16 | -13.4031 | -28.001 | 27.1926 | 16.3632 | -39.7668 | -66.878 | 73.011 | 48.5495 | -67.0126 | -96.7496 | 113.1974 | 84.4019 | 2.1518 | 14.9157 | 33.837
12 | 2 | 17 | -12.4484 | -27.3164 | 26.1882 | 15.0467 | -36.9341 | -65.2429 | 70.3195 | 44.6434 | -62.2392 | -94.3842 | 109.0291 | 77.6122 | 1.4702 | 12.7859 | 30.0178
12 | 2 | 18 | -11.5638 | -26.6815 | 25.4153 | 13.9392 | -34.3097 | -63.7267 | 68.2477 | 41.3573 | -57.8168 | -92.1907 | 105.8196 | 71.9001 | 1.1091 | 11.5686 | 27.7122
12 | 2 | 19 | -10.6601 | -25.9914 | 24.6005 | 12.8435 | -31.6283 | -62.0784 | 66.0642 | 38.1064 | -53.2982 | -89.8062 | 102.438 | 66.2514 | 0.79243 | 10.4639 | 25.5849
12 | 2 | 20 | -9.9216 | -25.3365 | 23.6821 | 11.6562 | -29.4371 | -60.5141 | 63.602 | 34.5839 | -49.6058 | -87.5433 | 98.6234 | 60.1184 | 0.080296 | 8.2346 | 21.5928
12 | 2 | 21 | -9.1447 | -24.6715 | 22.7505 | 10.4744 | -27.1321 | -58.9258 | 61.1013 | 31.0774 | -45.7215 | -85.2455 | 94.7468 | 54.016 | -0.59123 | 6.1208 | 17.7958
12 | 2 | 22 | -8.4399 | -24.0579 | 21.9506 | 9.5049 | -25.0411 | -57.4602 | 58.9565 | 28.2009 | -42.1977 | -83.1253 | 91.4239 | 49.0121 | -1.0422 | 4.6562 | 15.1129
12 | 2 | 23 | -8.1837 | -23.936 | 21.758 | 9.1531 | -24.281 | -57.1693 | 58.4371 | 27.1571 | -40.9169 | -82.7044 | 90.6167 | 47.1978 | -1.2086 | 4.144 | 14.1932
12 | 3 | 0 | -7.9562 | -23.8166 | 21.5666 | 8.8315 | -23.6059 | -56.8841 | 57.9214 | 26.2029 | -39.7793 | -82.2919 | 89.8157 | 45.5379 | -1.3748 | 3.6343 | 13.2825
12 | 3 | 1 | -7.7182 | -23.6856 | 21.3595 | 8.503 | -22.8998 | -56.571 | 57.3642 | 25.2284 | -38.5894 | -81.839 | 88.9509 | 43.842 | -1.5412 | 3.1218 | 12.3645
12 | 3 | 2 | -7.5324 | -23.4912 | 21.1266 | 8.2114 | -22.3485 | -56.1067 | 56.7396 | 24.3632 | -37.6603 | -81.1672 | 87.9832 | 42.3352 | -1.6855 | 2.6476 | 11.4908
12 | 3 | 3 | -7.3774 | -23.3334 | 20.9361 | 7.9898 | -21.8886 | -55.7299 | 56.2296 | 23.7055 | -36.8854 | -80.6222 | 87.1936 | 41.1897 | -1.7849 | 2.3166 | 10.8758
12 | 3 | 4 | -7.1849 | -23.1397 | 20.5983 | 7.6778 | -21.3176 | -55.2673 | 55.3279 | 22.78 | -35.9232 | -79.9529 | 85.8 | 39.5781 | -2.0485 | 1.523 | 9.5019
12 | 3 | 5 | -5.7757 | -21.8837 | 19.1099 | 6.0613 | -17.1365 | -52.2675 | 51.331 | 17.9837 | -28.8774 | -75.6133 | 79.6028 | 31.2455 | -2.4883 | -0.089205 | 6.3576
12 | 3 | 6 | -4.3347 | -20.5723 | 17.5508 | 4.4448 | -12.8611 | -49.1353 | 47.1491 | 13.1877 | -21.6728 | -71.082 | 73.1225 | 22.9123 | -2.9114 | -1.6596 | 3.28
12 | 3 | 7 | -2.9635 | -19.3099 | 16.0623 | 3.0158 | -8.7927 | -46.1201 | 43.1543 | 8.9478 | -14.817 | -66.72 | 66.9305 | 15.5477 | -3.1954 | -2.8107 | 0.94124
12 | 3 | 8 | -2.3285 | -18.7912 | 15.5548 | 2.3351 | -6.9086 | -44.8812 | 41.7919 | 6.9283 | -11.6419 | -64.9277 | 64.8183 | 12.0379 | -3.2297 | -3.0695 | 0.28653
12 | 3 | 9 | -1.6527 | -18.2325 | 14.9165 | 1.6148 | -4.9036 | -43.5468 | 40.0789 | 4.791 | -8.2633 | -62.9973 | 62.1631 | 8.3223 | -3.354 | -3.5805 | -0.77518
12 | 3 | 10 | -1.266 | -17.676 | 14.3073 | 1.2068 | -3.7562 | -42.2177 | 38.4461 | 3.5805 | -6.3298 | -61.0747 | 59.6339 | 6.2175 | -3.428 | -3.9474 | -1.553
12 | 3 | 11 | -3.0747 | -19.4915 | 16.3366 | 3.2247 | -9.1225 | -46.5538 | 43.8947 | 9.5676 | -15.3727 | -67.3475 | 68.0816 | 16.6283 | -3.0049 | -2.2141 | 1.9896
12 | 3 | 12 | -5.1969 | -21.311 | 18.573 | 5.7617 | -15.4192 | -50.8997 | 49.8974 | 17.095 | -25.9835 | -73.6344 | 77.3865 | 29.719 | -2.1732 | 0.67358 | 7.4876
12 | 3 | 13 | -7.3644 | -23.1727 | 20.8634 | 8.5258 | -21.8501 | -55.346 | 56.0469 | 25.2961 | -36.8205 | -80.0668 | 86.9208 | 43.982 | -1.1478 | 4.1469 | 14.0155
12 | 3 | 14 | -7.5748 | -23.3311 | 21.0477 | 8.653 | -22.4744 | -55.7244 | 56.5427 | 25.6733 | -37.8726 | -80.6142 | 87.6902 | 44.631 | -1.2052 | 4.0172 | 13.8345
12 | 3 | 15 | -7.8507 | -23.5282 | 21.2632 | 8.8536 | -23.2929 | -56.1953 | 57.1209 | 26.2686 | -39.2518 | -81.2954 | 88.5865 | 45.6593 | -1.2621 | 3.9014 | 13.6985
12 | 3 | 16 | -8.1387 | -23.7324 | 21.4792 | 9.0825 | -24.1474 | -56.6829 | 57.6999 | 26.9477 | -40.6918 | -82.0008 | 89.4835 | 46.8347 | -1.3094 | 3.8174 | 13.6257
12 | 3 | 17 | -8.2588 | -23.925 | 21.7002 | 9.2641 | -24.5038 | -57.143 | 58.2884 | 27.4864 | -41.2923 | -82.6664 | 90.3915 | 47.7734 | -1.2195 | 4.128 | 14.2062
12 | 3 | 18 | -8.3855 | -24.1126 | 21.8947 | 9.4734 | -24.8796 | -57.5911 | 58.8046 | 28.1073 | -41.9257 | -83.3146 | 91.1869 | 48.8564 | -1.1301 | 4.4412 | 14.8029
12 | 3 | 19 | -8.5543 | -24.3031 | 22.1097 | 9.713 | -25.3806 | -58.0459 | 59.3761 | 28.8182 | -42.7699 | -83.9726 | 92.0684 | 50.0944 | -1.0348 | 4.7679 | 15.4203
12 | 3 | 20 | -8.5805 | -24.2846 | 22.1696 | 9.7448 | -25.4583 | -58.0017 | 59.5367 | 28.9128 | -42.9008 | -83.9087 | 92.3171 | 50.2593 | -0.9507 | 4.9895 | 15.767
12 | 3 | 21 | -8.6069 | -24.289 | 22.1809 | 9.76 | -25.5366 | -58.0122 | 59.5646 | 28.9579 | -43.0327 | -83.9239 | 92.3583 | 50.3379 | -0.95498 | 4.9737 | 15.7395
12 | 3 | 22 | -8.6643 | -24.3048 | 22.1731 | 9.8157 | -25.7069 | -58.0499 | 59.5449 | 29.123 | -43.3198 | -83.9784 | 92.3288 | 50.6236 | -0.98031 | 4.9111 | 15.6542
12 | 3 | 23 | -9.4105 | -24.8915 | 22.9724 | 10.8038 | -27.9209 | -59.4512 | 61.6866 | 32.0549 | -47.0508 | -86.0056 | 95.6457 | 55.722 | -0.52577 | 6.3693 | 18.3114
12 | 4 | 0 | -10.1989 | -25.5167 | 23.7181 | 11.8352 | -30.26 | -60.9444 | 63.6871 | 35.1149 | -50.9924 | -88.1658 | 98.7458 | 61.0432 | -0.1622 | 7.5976 | 20.6308
12 | 4 | 1 | -10.9937 | -26.144 | 24.6222 | 12.9363 | -32.6183 | -62.4429 | 66.109 | 38.3818 | -54.9665 | -90.3336 | 102.4961 | 66.7238 | 0.42066 | 9.4296 | 23.9199
12 | 4 | 2 | -12.1541 | -27.1225 | 26.0257 | 14.6288 | -36.0612 | -64.7799 | 69.8686 | 43.4034 | -60.7682 | -93.7144 | 108.3176 | 75.4588 | 1.3779 | 12.4309 | 29.2938
12 | 4 | 3 | -13.3527 | -28.0989 | 27.296 | 16.3277 | -39.6173 | -67.112 | 73.2731 | 48.4439 | -66.7608 | -97.0882 | 113.591 | 84.224 | 2.172 | 14.9877 | 33.966
12 | 4 | 4 | -14.5351 | -29.0725 | 28.6121 | 18.0429 | -43.1253 | -69.4374 | 76.7983 | 53.5329 | -72.6723 | -100.4522 | 119.0495 | 93.0745 | 3.0473 | 17.7685 | 38.9996
12 | 4 | 5 | -14.4746 | -29.0266 | 28.5487 | 17.9608 | -42.9459 | -69.3276 | 76.6297 | 53.2894 | -72.3699 | -100.2934 | 118.7893 | 92.652 | 3.0083 | 17.6456 | 38.778
12 | 4 | 6 | -14.4421 | -28.9921 | 28.4787 | 17.91 | -42.8495 | -69.2454 | 76.4447 | 53.1389 | -72.2076 | -100.1744 | 118.5049 | 92.3906 | 2.9545 | 17.4886 | 38.5135
12 | 4 | 7 | -14.4291 | -28.9917 | 28.5201 | 17.9438 | -42.8111 | -69.2444 | 76.5582 | 53.2391 | -72.1428 | -100.173 | 118.6829 | 92.5665 | 3.043 | 17.7418 | 38.9336
12 | 4 | 8 | -14.7589 | -29.2248 | 28.9639 | 18.4689 | -43.7893 | -69.801 | 77.7453 | 54.7971 | -73.7912 | -100.9782 | 120.5198 | 95.2765 | 3.4492 | 18.9521 | 41.0268
12 | 4 | 9 | -15.0896 | -29.4664 | 29.2483 | 18.9304 | -44.7706 | -70.378 | 78.5073 | 56.1663 | -75.4449 | -101.813 | 121.6998 | 97.657 | 3.6227 | 19.5249 | 42.099
12 | 4 | 10 | -15.4393 | -29.7099 | 29.6206 | 19.4624 | -45.8081 | -70.9596 | 79.5057 | 57.7446 | -77.1932 | -102.6544 | 123.2468 | 100.4031 | 3.9338 | 20.4826 | 43.8023
12 | 4 | 11 | -16.631 | -30.6364 | 30.9197 | 21.2495 | -49.3441 | -73.1726 | 82.988 | 63.0469 | -83.1518 | -105.8557 | 128.641 | 109.6245 | 4.9017 | 23.5182 | 49.258
12 | 4 | 12 | -17.8232 | -31.5699 | 32.3052 | 23.1293 | -52.8813 | -75.402 | 86.7039 | 68.6245 | -89.1125 | -109.081 | 134.3989 | 119.3253 | 6.0414 | 27.0451 | 55.5307
12 | 4 | 13 | -19.069 | -32.539 | 33.96 | 25.2729 | -56.5773 | -77.7167 | 91.1446 | 74.9844 | -95.3409 | -112.4295 | 141.2817 | 130.3847 | 7.625 | 31.835 | 63.8961
12 | 4 | 14 | -19.8279 | -33.1477 | 34.9745 | 26.579 | -58.8291 | -79.1706 | 93.8629 | 78.8596 | -99.1354 | -114.5328 | 145.4914 | 137.1266 | 8.5779 | 34.7228 | 68.9497
12 | 4 | 15 | -20.6217 | -33.77 | 35.9697 | 27.8889 | -61.1843 | -80.6568 | 96.5316 | 82.7461 | -103.1043 | -116.6828 | 149.6262 | 143.8851 | 9.467 | 37.4366 | 73.7243
12 | 4 | 16 | -21.3815 | -34.3725 | 36.7503 | 29.0902 | -63.4385 | -82.0959 | 98.6285 | 86.3104 | -106.903 | -118.7648 | 152.8782 | 150.0857 | 10.0865 | 39.4044 | 77.2962
12 | 4 | 17 | -21.9945 | -34.8346 | 37.6819 | 30.1883 | -65.2573 | -83.1996 | 101.1329 | 89.5683 | -109.9678 | -120.3615 | 156.7635 | 155.7491 | 11.0412 | 42.2443 | 82.1833
12 | 4 | 18 | -22.5567 | -35.2854 | 38.5265 | 31.1847 | -66.9255 | -84.2762 | 103.4028 | 92.5247 | -112.7791 | -121.9189 | 160.2848 | 160.8878 | 11.8691 | 44.7258 | 86.4746
12 | 4 | 19 | -23.0858 | -35.6954 | 39.1899 | 32.0482 | -68.4954 | -85.2554 | 105.1876 | 95.0866 | -115.4244 | -123.3355 | 163.0551 | 165.3415 | 12.4569 | 46.5235 | 89.6366
12 | 4 | 20 | -23.6324 | -36.107 | 39.9771 | 33.0298 | -70.1171 | -86.2387 | 107.304 | 97.9989 | -118.1573 | -124.758 | 166.3386 | 170.4012 | 13.2674 | 48.947 | 93.8245
12 | 4 | 21 | -24.1677 | -36.5099 | 40.5875 | 33.9136 | -71.7052 | -87.2009 | 108.9492 | 100.6213 | -120.8334 | -126.15 | 168.8946 | 174.961 | 13.8235 | 50.6644 | 96.8722
12 | 4 | 22 | -24.6936 | -36.9201 | 41.4529 | 34.9299 | -73.2655 | -88.1807 | 111.2763 | 103.6366 | -123.4628 | -127.5674 | 172.5056 | 180.2034 | 14.7691 | 53.4666 | 101.6788
12 | 4 | 23 | -24.8168 | -36.9837 | 41.5789 | 35.1169 | -73.6313 | -88.3326 | 111.6159 | 104.1915 | -124.0791 | -127.7872 | 173.0332 | 181.1658 | 14.8953 | 53.8436 | 102.3328
12 | 5 | 0 | -24.9558 | -37.0587 | 41.6843 | 35.2683 | -74.0436 | -88.5118 | 111.8981 | 104.6407 | -124.7739 | -128.0463 | 173.4699 | 181.9434 | 14.9381 | 53.9834 | 102.5931
12 | 5 | 1 | -25.1109 | -37.1689 | 41.9143 | 35.5029 | -74.5037 | -88.7749 | 112.5127 | 105.3366 | -125.5493 | -128.427 | 174.4205 | 183.1531 | 15.1374 | 54.5708 | 103.5973
12 | 5 | 2 | -25.2738 | -37.3168 | 42.2204 | 35.8699 | -74.9872 | -89.1282 | 113.3365 | 106.4255 | -126.364 | -128.9381 | 175.6993 | 185.0438 | 15.4996 | 55.6467 | 105.441
12 | 5 | 3 | -25.4339 | -37.4629 | 42.399 | 36.1186 | -75.462 | -89.477 | 113.8158 | 107.1633 | -127.1642 | -129.4427 | 176.4423 | 186.3275 | 15.6208 | 56.0401 | 106.1628
12 | 5 | 4 | -25.6114 | -37.611 | 42.8642 | 36.5791 | -75.9887 | -89.8307 | 115.066 | 108.5297 | -128.0518 | -129.9544 | 178.3817 | 188.7049 | 16.2209 | 57.7762 | 109.0804
12 | 5 | 5 | -25.2824 | -37.3415 | 42.2187 | 35.854 | -75.0124 | -89.1871 | 113.3308 | 106.3785 | -126.4066 | -129.0234 | 175.6895 | 184.9612 | 15.4488 | 55.5097 | 105.2207
12 | 5 | 6 | -24.9494 | -37.0711 | 41.7802 | 35.2774 | -74.0247 | -88.5412 | 112.1539 | 104.6676 | -124.7421 | -128.0889 | 173.8653 | 181.9876 | 15.0371 | 54.2557 | 103.0219
12 | 5 | 7 | -24.5908 | -36.7579 | 41.0308 | 34.4295 | -72.9606 | -87.7932 | 110.1366 | 102.1518 | -122.9489 | -127.0068 | 170.7331 | 177.6089 | 14.1116 | 51.5346 | 98.3863
12 | 5 | 8 | -24.1274 | -36.4292 | 40.5552 | 33.8119 | -71.5856 | -87.0081 | 108.8594 | 100.3195 | -120.6319 | -125.8711 | 168.7528 | 174.4308 | 13.8105 | 50.5852 | 96.6807
12 | 5 | 9 | -23.6038 | -36.0465 | 39.6877 | 32.825 | -70.0323 | -86.0941 | 106.527 | 97.3914 | -118.0143 | -124.5488 | 165.1342 | 169.3435 | 12.8623 | 47.7921 | 91.9146
12 | 5 | 10 | -23.1478 | -35.7259 | 39.2471 | 32.2034 | -68.6792 | -85.3285 | 105.3413 | 95.547 | -115.7341 | -123.4412 | 163.2935 | 166.1455 | 12.5767 | 46.8807 | 90.2637
12 | 5 | 11 | -23.7926 | -36.1752 | 39.9307 | 33.2815 | -70.5923 | -86.4016 | 107.1803 | 98.7458 | -118.9581 | -124.9936 | 166.1475 | 171.705 | 13.2444 | 48.9321 | 93.9008
12 | 5 | 12 | -24.4531 | -36.6243 | 40.9084 | 34.5177 | -72.552 | -87.4741 | 109.8078 | 102.4137 | -122.2605 | -126.5452 | 170.2232 | 178.0818 | 14.3488 | 52.1954 | 99.4994
12 | 5 | 13 | -25.1152 | -37.0813 | 41.6403 | 35.6062 | -74.5166 | -88.5656 | 111.7729 | 105.6431 | -125.571 | -128.1242 | 173.27 | 183.6988 | 15.05 | 54.3338 | 103.2736
12 | 5 | 14 | -25.652 | -37.4304 | 42.4689 | 36.6034 | -76.1092 | -89.3994 | 114.009 | 108.6018 | -128.2548 | -129.3304 | 176.7463 | 188.8377 | 15.9899 | 57.1023 | 107.9989
12 | 5 | 15 | -26.2054 | -37.7846 | 42.9238 | 37.316 | -77.7512 | -90.2455 | 115.2385 | 110.7161 | -131.0219 | -130.5544 | 178.6595 | 192.5055 | 16.2497 | 57.9579 | 109.5887
12 | 5 | 16 | -26.7446 | -38.1341 | 43.6989 | 38.2236 | -79.3509 | -91.0802 | 117.3325 | 113.4089 | -133.7175 | -131.762 | 181.9167 | 197.1788 | 17.0438 | 60.3103 | 113.616
12 | 5 | 17 | -26.9144 | -38.2178 | 43.9084 | 38.5358 | -79.8548 | -91.2801 | 117.8951 | 114.3353 | -134.5667 | -132.0512 | 182.7892 | 198.7887 | 17.3119 | 61.0955 | 114.9599
12 | 5 | 18 | -27.068 | -38.3024 | 44.0784 | 38.7855 | -80.3105 | -91.482 | 118.3537 | 115.076 | -135.3346 | -132.3433 | 183.5021 | 200.0709 | 17.4934 | 61.6372 | 115.8951
12 | 5 | 19 | -27.2212 | -38.384 | 44.2329 | 39.0373 | -80.7649 | -91.6771 | 118.7705 | 115.8231 | -136.1004 | -132.6255 | 184.1498 | 201.3684 | 17.6649 | 62.1515 | 116.7923
12 | 5 | 20 | -27.4313 | -38.4448 | 44.435 | 39.3786 | -81.3883 | -91.8223 | 119.3258 | 116.8357 | -137.1509 | -132.8356 | 185.0213 | 203.1219 | 17.9375 | 62.9509 | 118.1567
12 | 5 | 21 | -27.6589 | -38.54 | 44.5649 | 39.6125 | -82.0636 | -92.0496 | 119.6819 | 117.5297 | -138.2889 | -133.1644 | 185.5795 | 204.3254 | 17.9784 | 63.0983 | 118.4517
12 | 5 | 22 | -27.8534 | -38.5942 | 44.6805 | 39.8783 | -82.6407 | -92.179 | 120.0085 | 118.3185 | -139.2613 | -133.3516 | 186.0995 | 205.689 | 18.1113 | 63.5073 | 119.1756
12 | 5 | 23 | -27.9502 | -38.6393 | 44.863 | 40.1251 | -82.9278 | -92.2869 | 120.5045 | 119.0506 | -139.7451 | -133.5076 | 186.8736 | 206.9644 | 18.3986 | 64.3405 | 120.5853
12 | 6 | 0 | -28.0329 | -38.708 | 45.2284 | 40.466 | -83.1732 | -92.4508 | 121.4907 | 120.0622 | -140.1586 | -133.7447 | 188.4068 | 208.7265 | 18.9536 | 65.929 | 123.23
12 | 6 | 1 | -28.1586 | -38.7903 | 45.3523 | 40.6684 | -83.5464 | -92.6475 | 121.8275 | 120.6627 | -140.7875 | -134.0293 | 188.9326 | 209.7721 | 19.0717 | 66.2965 | 123.888
12 | 6 | 2 | -27.8276 | -38.4911 | 44.6222 | 39.8755 | -82.5642 | -91.9327 | 119.8575 | 118.31 | -139.1324 | -132.9953 | 185.87 | 205.6798 | 18.179 | 63.6706 | 119.4221
12 | 6 | 3 | -27.5335 | -38.2038 | 44.073 | 39.2452 | -81.6915 | -91.2466 | 118.3828 | 116.4399 | -137.6618 | -132.0027 | 183.5835 | 202.4232 | 17.5809 | 61.8847 | 116.3421
12 | 6 | 4 | -27.2237 | -37.9239 | 43.7354 | 38.7349 | -80.7725 | -90.5781 | 117.4756 | 114.926 | -136.1131 | -131.0357 | 182.1762 | 199.7887 | 17.3227 | 61.0509 | 114.8162
12 | 6 | 5 | -24.831 | -36.2606 | 40.531 | 34.4914 | -73.6731 | -86.6055 | 108.8296 | 102.3355 | -124.1497 | -125.2886 | 168.7359 | 177.9076 | 13.9308 | 50.8864 | 97.2051
12 | 6 | 6 | -22.4831 | -34.6336 | 37.5556 | 30.4429 | -66.7071 | -82.7196 | 100.8227 | 90.3237 | -112.4109 | -119.667 | 156.3069 | 157.0272 | 10.8817 | 41.7197 | 81.2562
12 | 6 | 7 | -20.119 | -33.0122 | 34.7622 | 26.5416 | -59.6929 | -78.8469 | 93.3117 | 78.7486 | -100.591 | -114.0646 | 144.6526 | 136.909 | 8.1725 | 33.5205 | 66.906
12 | 6 | 8 | -19.6635 | -32.7077 | 34.3797 | 25.9086 | -58.3414 | -78.1197 | 92.2835 | 76.8704 | -98.3135 | -113.0125 | 143.0573 | 133.6482 | 7.9171 | 32.6928 | 65.3795
12 | 6 | 9 | -19.1482 | -32.353 | 33.6864 | 25.0426 | -56.8124 | -77.2724 | 90.4191 | 74.3011 | -95.7369 | -111.7868 | 140.1644 | 129.1833 | 7.2279 | 30.6355 | 61.824
12 | 6 | 10 | -18.6767 | -32.0334 | 33.2549 | 24.4072 | -55.4134 | -76.5091 | 89.2595 | 72.4157 | -93.3794 | -110.6825 | 138.3656 | 125.9075 | 6.9521 | 29.7527 | 60.2111
12 | 6 | 11 | -19.696 | -32.729 | 34.3808 | 25.9817 | -58.4379 | -78.1706 | 92.2825 | 77.0874 | -98.4762 | -113.0861 | 143.0527 | 134.0267 | 7.9374 | 32.7614 | 65.5171
12 | 6 | 12 | -20.7227 | -33.4529 | 35.4468 | 27.572 | -61.4841 | -79.8996 | 95.1465 | 81.8058 | -103.6094 | -115.5875 | 147.4947 | 142.2283 | 8.8431 | 35.5686 | 70.5262
12 | 6 | 13 | -21.7195 | -34.1302 | 36.5895 | 29.1959 | -64.4414 | -81.5173 | 98.2187 | 86.6239 | -108.593 | -117.9277 | 152.2612 | 150.6034 | 9.9357 | 38.8839 | 76.3439
12 | 6 | 14 | -21.9016 | -34.3097 | 37.0435 | 29.6282 | -64.9818 | -81.9458 | 99.4355 | 87.9066 | -109.5036 | -118.5476 | 154.146 | 152.8348 | 10.4604 | 40.4144 | 78.9296
12 | 6 | 15 | -22.0479 | -34.4487 | 37.2164 | 29.8537 | -65.416 | -82.2779 | 99.9034 | 88.5755 | -110.2352 | -119.028 | 154.8745 | 153.9968 | 10.5734 | 40.785 | 79.6081
12 | 6 | 16 | -22.2221 | -34.6182 | 37.3905 | 30.107 | -65.9328 | -82.6826 | 100.3724 | 89.3272 | -111.1061 | -119.6136 | 155.603 | 155.304 | 10.6572 | 41.0842 | 80.1874
12 | 6 | 17 | -22.2763 | -34.679 | 37.5213 | 30.2679 | -66.0935 | -82.8279 | 100.7246 | 89.8044 | -111.3769 | -119.8238 | 156.1496 | 156.1341 | 10.8339 | 41.6076 | 81.0831
12 | 6 | 18 | -22.3257 | -34.7454 | 37.8317 | 30.5196 | -66.2399 | -82.9864 | 101.5551 | 90.5511 | -111.6237 | -120.0531 | 157.4351 | 157.4381 | 11.2802 | 42.8799 | 83.1964
12 | 6 | 19 | -22.3676 | -34.8107 | 37.885 | 30.6321 | -66.3645 | -83.1425 | 101.6986 | 90.8851 | -111.8337 | -120.2789 | 157.6577 | 158.0203 | 11.3388 | 43.0766 | 83.5654
12 | 6 | 20 | -22.0759 | -34.5302 | 37.3537 | 30.0684 | -65.499 | -82.4726 | 100.2709 | 89.2126 | -110.3751 | -119.3097 | 155.4431 | 155.109 | 10.816 | 41.5118 | 80.8672
12 | 6 | 21 | -21.7841 | -34.238 | 36.9611 | 29.6114 | -64.6332 | -81.7747 | 99.2151 | 87.8565 | -108.9161 | -118.3001 | 153.805 | 152.7522 | 10.5503 | 40.6638 | 79.3411
12 | 6 | 22 | -21.5158 | -33.9675 | 36.4553 | 29.0856 | -63.8372 | -81.1286 | 97.8552 | 86.2967 | -107.5748 | -117.3655 | 151.6948 | 150.0357 | 10.0576 | 39.186 | 76.7903
12 | 6 | 23 | -21.6823 | -34.0354 | 36.5998 | 29.2876 | -64.3311 | -81.2907 | 98.2408 | 86.8961 | -108.407 | -117.5999 | 152.2907 | 151.0754 | 10.1698 | 39.5151 | 77.3592
12 | 7 | 0 | -21.908 | -34.1427 | 36.8255 | 29.6243 | -65.0006 | -81.5469 | 98.8465 | 87.895 | -109.5353 | -117.9706 | 153.2296 | 152.8071 | 10.3992 | 40.1939 | 78.5308
12 | 7 | 1 | -22.0872 | -34.2033 | 36.8482 | 29.8007 | -65.5324 | -81.6918 | 98.907 | 88.4182 | -110.4314 | -118.1801 | 153.323 | 153.7138 | 10.3584 | 40.101 | 78.4253
12 | 7 | 2 | -22.5426 | -34.5303 | 37.4952 | 30.6031 | -66.8837 | -82.4727 | 100.6498 | 90.7989 | -112.7085 | -119.3099 | 156.0299 | 157.8525 | 11.0254 | 42.0924 | 81.8641
12 | 7 | 3 | -22.9218 | -34.7979 | 37.7688 | 31.079 | -68.0086 | -83.1119 | 101.3876 | 92.2109 | -114.6041 | -120.2346 | 157.1766 | 160.3061 | 11.1281 | 42.478 | 82.644
12 | 7 | 4 | -23.333 | -35.0779 | 38.4027 | 31.8722 | -69.2287 | -83.7807 | 103.0963 | 94.5643 | -116.6601 | -121.2021 | 159.8314 | 164.3974 | 11.8639 | 44.6512 | 86.3665
12 | 7 | 5 | -20.7044 | -33.189 | 35.2405 | 27.512 | -61.4296 | -79.2692 | 94.6005 | 81.6278 | -103.5176 | -114.6755 | 146.6545 | 141.9119 | 8.8592 | 35.5295 | 70.3733
12 | 7 | 6 | -18.0594 | -31.259 | 32.1961 | 23.3177 | -53.5819 | -74.6595 | 86.4309 | 69.1834 | -90.2931 | -108.0068 | 133.9921 | 120.2779 | 6.1954 | 27.3729 | 55.97
12 | 7 | 7 | -15.378 | -29.3106 | 29.081 | 19.1725 | -45.6263 | -70.0059 | 78.078 | 56.8845 | -76.8869 | -101.2747 | 121.0509 | 98.8966 | 3.5649 | 19.3302 | 41.7859
12 | 7 | 8 | -14.8333 | -28.9969 | 28.6593 | 18.505 | -44.0101 | -69.2568 | 76.9427 | 54.904 | -74.1633 | -100.191 | 119.2881 | 95.4587 | 3.3341 | 18.5798 | 40.3925
12 | 7 | 9 | -14.3392 | -28.7136 | 28.2677 | 17.8772 | -42.5443 | -68.58 | 75.8896 | 53.0413 | -71.6932 | -99.2118 | 117.6539 | 92.2231 | 3.0921 | 17.8066 | 38.972
12 | 7 | 10 | -13.7759 | -28.3894 | 27.851 | 17.1909 | -40.8729 | -67.8057 | 74.7696 | 51.0053 | -68.8767 | -98.0917 | 115.9164 | 88.6895 | 2.8767 | 17.0963 | 37.6375
12 | 7 | 11 | -15.0267 | -29.2898 | 29.135 | 19.0185 | -44.5841 | -69.9562 | 78.2178 | 56.4276 | -75.1305 | -101.2028 | 121.2632 | 98.1186 | 3.837 | 20.1051 | 43.0486
12 | 7 | 12 | -16.2263 | -30.1484 | 30.4471 | 20.88 | -48.1434 | -72.007 | 81.7423 | 61.9507 | -81.1284 | -104.1696 | 126.7289 | 107.7248 | 4.9523 | 23.5425 | 49.1557
12 | 7 | 13 | -17.4876 | -31.0654 | 31.8136 | 22.8192 | -51.8856 | -74.1971 | 85.4116 | 67.7043 | -87.4346 | -107.338 | 132.4182 | 117.7308 | 6.0798 | 27.0332 | 55.3764
12 | 7 | 14 | -17.4427 | -30.9433 | 31.6902 | 22.6697 | -51.7523 | -73.9055 | 85.0834 | 67.2607 | -87.2101 | -106.9161 | 131.9121 | 116.9565 | 5.9738 | 26.6862 | 54.7424
12 | 7 | 15 | -17.4075 | -30.8176 | 31.4547 | 22.5215 | -51.6479 | -73.6052 | 84.4551 | 66.8211 | -87.034 | -106.4816 | 130.9412 | 116.1894 | 5.7511 | 26.0231 | 53.615
12 | 7 | 16 | -17.3857 | -30.7343 | 31.3883 | 22.4605 | -51.5833 | -73.4064 | 84.2805 | 66.6401 | -86.9251 | -106.194 | 130.6735 | 115.8724 | 5.7288 | 25.9309 | 53.4267
12 | 7 | 17 | -17.8165 | -31.0205 | 31.8543 | 23.1338 | -52.8613 | -74.0899 | 85.5309 | 68.6376 | -89.0789 | -107.1828 | 132.6114 | 119.3462 | 6.1511 | 27.2173 | 55.6959
12 | 7 | 18 | -18.2172 | -31.2937 | 32.271 | 23.7725 | -54.0502 | -74.7424 | 86.6486 | 70.5327 | -91.0823 | -108.1267 | 134.3434 | 122.6441 | 6.5326 | 28.3886 | 57.7785
12 | 7 | 19 | -18.6131 | -31.5614 | 32.6796 | 24.4034 | -55.2247 | -75.3818 | 87.7474 | 72.4045 | -93.0614 | -109.0517 | 136.0485 | 125.9012 | 6.9085 | 29.5455 | 59.8366
12 | 7 | 20 | -18.9958 | -31.8475 | 33.2383 | 24.9892 | -56.3603 | -76.0651 | 89.2425 | 74.1427 | -94.9751 | -110.0402 | 138.3622 | 128.9197 | 7.3843 | 30.9598 | 62.2665
12 | 7 | 21 | -19.361 | -32.0758 | 33.587 | 25.4395 | -57.444 | -76.6103 | 90.1788 | 75.4788 | -96.8012 | -110.829 | 139.814 | 131.2345 | 7.5898 | 31.6033 | 63.4183
12 | 7 | 22 | -19.7065 | -32.3038 | 33.9385 | 25.9005 | -58.469 | -77.1549 | 91.1223 | 76.8463 | -98.5286 | -111.6168 | 141.2766 | 133.6076 | 7.8287 | 32.3448 | 64.7388
12 | 7 | 23 | -20.2904 | -32.7673 | 34.6947 | 26.8828 | -60.2014 | -78.2621 | 93.1492 | 79.761 | -101.448 | -113.2185 | 144.4164 | 138.6748 | 8.5197 | 34.4467 | 68.4247
12 | 8 | 0 | -20.8787 | -33.2426 | 35.3196 | 27.7503 | -61.9468 | -79.3972 | 94.8268 | 82.3347 | -104.3892 | -114.8607 | 147.0172 | 143.1481 | 8.9486 | 35.8175 | 70.9154
12 | 8 | 1 | -21.4546 | -33.7071 | 36.1142 | 28.7777 | -63.6554 | -80.5066 | 96.9588 | 85.3831 | -107.2684 | -116.4656 | 150.3214 | 148.4495 | 9.7303 | 38.1798 | 75.0368
12 | 8 | 2 | -22.2751 | -34.4042 | 37.2463 | 30.1944 | -66.0901 | -82.1715 | 99.9954 | 89.5863 | -111.3712 | -118.8742 | 155.0269 | 155.7582 | 10.7613 | 41.3201 | 80.5398
12 | 8 | 3 | -23.0593 | -35.0508 | 38.3025 | 31.4957 | -68.4167 | -83.7159 | 102.83 | 93.4472 | -115.2919 | -121.1084 | 159.4207 | 162.4693 | 11.688 | 44.1446 | 85.4897
12 | 8 | 4 | -23.8252 | -35.6963 | 39.3795 | 32.8278 | -70.689 | -85.2576 | 105.7196 | 97.3998 | -119.1211 | -123.3386 | 163.8991 | 169.3406 | 12.6858 | 47.1728 | 90.78
12 | 8 | 5 | -23.6493 | -35.6963 | 39.2709 | 32.5975 | -70.1672 | -85.2577 | 105.4225 | 96.7164 | -118.2417 | -123.3388 | 163.4337 | 168.1539 | 12.5228 | 46.714 | 90.0072
12 | 8 | 6 | -23.4335 | -35.6529 | 39.1229 | 32.2473 | -69.527 | -85.1539 | 105.0171 | 95.6773 | -117.1628 | -123.1887 | 162.7987 | 166.352 | 12.2838 | 46.0136 | 88.7992
12 | 8 | 7 | -23.2545 | -35.6501 | 39.2883 | 32.2233 | -68.9959 | -85.1473 | 105.4527 | 95.6062 | -116.2678 | -123.1791 | 163.4667 | 166.232 | 12.6071 | 46.9158 | 90.2518
12 | 8 | 8 | -23.5617 | -35.9243 | 39.6354 | 32.702 | -69.9072 | -85.8022 | 106.3823 | 97.0263 | -117.8036 | -124.1265 | 164.9061 | 168.7008 | 12.8514 | 47.6992 | 91.6769
12 | 8 | 9 | -23.9226 | -36.2602 | 40.148 | 33.3632 | -70.9781 | -86.6046 | 107.7547 | 98.9883 | -119.6082 | -125.2873 | 167.0307 | 172.1123 | 13.3283 | 49.1603 | 94.2475
12 | 8 | 10 | -24.2346 | -36.532 | 40.7458 | 34.0393 | -71.9039 | -87.2538 | 109.352 | 100.9942 | -121.1682 | -126.2265 | 169.5006 | 175.5998 | 14.0185 | 51.1886 | 97.7057
12 | 8 | 11 | -25.8631 | -37.6177 | 42.8432 | 36.7894 | -76.7354 | -89.8468 | 114.9954 | 109.1538 | -129.3101 | -129.9777 | 178.2601 | 189.7795 | 16.1519 | 57.5669 | 108.7518
12 | 8 | 12 | -27.4686 | -38.7052 | 45.0253 | 39.6152 | -81.4991 | -92.4443 | 120.8802 | 117.5379 | -137.3376 | -133.7353 | 187.4058 | 204.3494 | 18.4667 | 64.4748 | 120.6823
12 | 8 | 13 | -29.0501 | -39.7463 | 47.4591 | 42.6548 | -86.1912 | -94.9308 | 127.4659 | 126.5563 | -145.2444 | -137.3326 | 197.6589 | 220.0279 | 21.3176 | 72.9002 | 135.1099
12 | 8 | 14 | -30.0504 | -40.4908 | 49.1796 | 44.6599 | -89.1593 | -96.7089 | 132.1252 | 132.5054 | -150.246 | -139.9047 | 204.9161 | 230.3694 | 23.2983 | 78.7624 | 145.1347
12 | 8 | 15 | -31.0877 | -41.2864 | 51.0981 | 46.9818 | -92.237 | -98.6091 | 137.3082 | 139.3946 | -155.4324 | -142.6537 | 212.9787 | 242.3563 | 25.7058 | 85.8568 | 157.249
12 | 8 | 16 | -32.0842 | -42.0329 | 53.1695 | 49.7558 | -95.1934 | -100.392 | 142.9231 | 147.6248 | -160.4145 | -145.233 | 221.7287 | 256.6576 | 28.8082 | 94.9625 | 172.7388
12 | 8 | 17 | -33.1423 | -43.0112 | 55.9867 | 53.9675 | -98.3328 | -102.7287 | 150.5566 | 160.1209 | -165.7048 | -148.6134 | 233.6217 | 278.4276 | 33.8006 | 109.6158 | 197.7311
12 | 8 | 18 | -34.1668 | -43.9571 | 58.9589 | 59.27 | -101.3723 | -104.9879 | 158.6112 | 175.8532 | -170.8268 | -151.8817 | 246.1721 | 305.8324 | 40.105 | 128.1042 | 229.296
12 | 8 | 19 | -35.198 | -44.9318 | 61.6132 | 64.1814 | -104.432 | -107.3159 | 165.7932 | 190.4255 | -175.9828 | -155.2496 | 257.3533 | 331.2118 | 45.6648 | 144.4707 | 257.3329
12 | 8 | 20 | -35.9188 | -45.5457 | 63.4948 | 67.5761 | -106.5705 | -108.7823 | 170.8818 | 200.4975 | -179.5865 | -157.3708 | 265.2733 | 348.7425 | 49.6064 | 156.0265 | 277.0585
12 | 8 | 21 | -36.5849 | -46.1162 | 65.2909 | 70.8715 | -108.5469 | -110.1447 | 175.7366 | 210.275 | -182.917 | -159.3418 | 272.8273 | 365.7612 | 53.4614 | 167.32 | 296.3297
12 | 8 | 22 | -37.3134 | -46.7335 | 67.1475 | 74.2976 | -110.7083 | -111.6191 | 180.7602 | 220.4401 | -186.5591 | -161.4748 | 280.6484 | 383.446 | 57.3982 | 178.8729 | 316.0605
12 | 8 | 23 | -37.8421 | -47.1198 | 68.2231 | 76.3686 | -112.277 | -112.5419 | 183.6718 | 226.5848 | -189.2028 | -162.8097 | 285.1823 | 394.1361 | 59.6298 | 185.4377 | 327.3059
12 | 9 | 0 | -38.3454 | -47.4738 | 69.5786 | 78.7666 | -113.7702 | -113.3872 | 187.3452 | 233.6997 | -191.719 | -164.0325 | 290.906 | 406.5053 | 62.5261 | 193.8875 | 341.6598
12 | 9 | 1 | -38.8929 | -47.8679 | 70.6882 | 81.0195 | -115.3947 | -114.3285 | 190.3485 | 240.3839 | -194.4565 | -165.3943 | 295.5826 | 418.1371 | 64.9469 | 201.0093 | 353.8689
12 | 9 | 2 | -39.2498 | -48.1294 | 71.741 | 82.8374 | -116.4536 | -114.9531 | 193.1924 | 245.7777 | -196.2408 | -166.298 | 300.0059 | 427.5134 | 67.1993 | 207.5634 | 364.9805
12 | 9 | 3 | -39.6211 | -48.3845 | 72.5625 | 84.4399 | -117.5553 | -115.5625 | 195.4207 | 250.5322 | -198.0973 | -167.1794 | 303.4796 | 435.7816 | 68.9969 | 212.8352 | 373.9845
12 | 9 | 4 | -39.966 | -48.6445 | 73.1419 | 85.6843 | -118.5786 | -116.1834 | 196.9878 | 254.2243 | -199.8217 | -168.0778 | 305.919 | 442.2023 | 70.2157 | 216.4501 | 380.2219
12 | 9 | 5 | -37.5278 | -46.8575 | 67.424 | 74.7487 | -111.3444 | -111.9152 | 181.5079 | 221.7785 | -187.6311 | -161.9031 | 281.812 | 385.776 | 57.7875 | 180.0268 | 318.0537
12 | 9 | 6 | -35.0535 | -45.035 | 61.7355 | 63.6079 | -104.0034 | -107.5625 | 166.1002 | 188.7239 | -175.2606 | -155.6062 | 257.8116 | 328.2717 | 45.2548 | 143.2582 | 255.2165
12 | 9 | 7 | -32.6102 | -43.2484 | 56.2777 | 54.4124 | -96.7541 | -103.2953 | 151.3229 | 161.441 | -163.0445 | -149.433 | 234.7972 | 280.8015 | 34.8315 | 112.7145 | 203.1212
12 | 9 | 8 | -31.3635 | -42.2468 | 53.2001 | 49.4457 | -93.0552 | -100.9029 | 142.9826 | 146.7049 | -156.8112 | -145.9721 | 221.8019 | 255.1399 | 29.0356 | 95.7294 | 174.1585
12 | 9 | 9 | -30.1225 | -41.2337 | 50.6169 | 45.6832 | -89.373 | -98.4832 | 135.9837 | 135.5414 | -150.6062 | -142.4716 | 210.898 | 235.7004 | 24.9439 | 83.6689 | 153.5207
12 | 9 | 10 | -28.8669 | -40.2212 | 47.945 | 43.0723 | -85.6476 | -96.065 | 128.76 | 127.7951 | -144.3284 | -138.9732 | 199.6567 | 222.2328 | 21.9293 | 74.8425 | 138.5878
12 | 9 | 11 | -29.6215 | -40.6593 | 49.2526 | 44.4582 | -87.8866 | -97.1115 | 132.2891 | 131.9069 | -148.1013 | -140.4872 | 205.1435 | 229.3722 | 23.43 | 79.198 | 145.9272
12 | 9 | 12 | -30.3677 | -41.1239 | 50.2972 | 45.6712 | -90.1005 | -98.2211 | 135.1128 | 135.5059 | -151.8321 | -142.0925 | 209.5374 | 235.6215 | 24.4768 | 82.2971 | 151.2344
12 | 9 | 13 | -31.1097 | -41.5628 | 51.4412 | 46.9473 | -92.3021 | -99.2694 | 138.2127 | 139.2922 | -155.5421 | -143.609 | 214.3671 | 242.1946 | 25.716 | 85.9333 | 157.4105
12 | 9 | 14 | -31.2294 | -41.5652 | 51.5505 | 47.1203 | -92.6571 | -99.2751 | 138.5235 | 139.8054 | -156.1404 | -143.6172 | 214.8634 | 243.0843 | 25.8763 | 86.3967 | 158.1901
12 | 9 | 15 | -31.3716 | -41.5995 | 51.7894 | 47.4804 | -93.0793 | -99.3569 | 139.1935 | 140.8737 | -156.8518 | -143.7356 | 215.926 | 244.9408 | 26.2987 | 87.631 | 160.2794
12 | 9 | 16 | -31.4941 | -41.6003 | 51.956 | 47.7625 | -93.4427 | -99.3588 | 139.6629 | 141.7106 | -157.4643 | -143.7383 | 216.6721 | 246.3948 | 26.6241 | 88.572 | 161.8643
12 | 9 | 17 | -30.8976 | -41.0627 | 50.5674 | 46.4117 | -91.6729 | -98.0749 | 135.9105 | 137.703 | -154.4818 | -141.881 | 210.8342 | 239.4215 | 25.0188 | 83.8657 | 153.8929
12 | 9 | 18 | -30.256 | -40.5084 | 49.5757 | 45.3902 | -89.7693 | -96.751 | 133.2311 | 134.6721 | -151.274 | -139.9657 | 206.6663 | 234.1527 | 24.2014 | 81.3829 | 149.5793
12 | 9 | 19 | -29.6238 | -39.9204 | 48.3378 | 44.5016 | -87.8934 | -95.3466 | 129.8987 | 132.0357 | -148.1128 | -137.934 | 201.4925 | 229.5751 | 23.2952 | 78.6944 | 145.0207
12 | 9 | 20 | -28.7955 | -39.1911 | 46.7787 | 42.7651 | -85.436 | -93.6048 | 125.6987 | 126.8834 | -143.9718 | -135.4142 | 194.9691 | 220.6101 | 21.5571 | 73.5413 | 136.1932
12 | 9 | 21 | -27.9288 | -38.427 | 45.0512 | 40.9129 | -82.8644 | -91.7796 | 121.0526 | 121.388 | -139.6383 | -132.7738 | 187.759 | 211.0533 | 19.6083 | 67.7965 | 126.4001
12 | 9 | 22 | -27.0882 | -37.6971 | 43.6674 | 39.2932 | -80.3703 | -90.0365 | 117.3379 | 116.5825 | -135.4353 | -130.2521 | 182.0004 | 202.6929 | 18.1753 | 63.5136 | 119.0058
12 | 9 | 23 | -26.7162 | -37.4279 | 43.2322 | 38.5402 | -79.2666 | -89.3935 | 116.1676 | 114.3483 | -133.5755 | -129.3218 | 180.1842 | 198.8075 | 17.6284 | 61.8558 | 116.0943
12 | 10 | 0 | -26.3155 | -37.142 | 42.6755 | 37.5442 | -78.0779 | -88.7106 | 114.6617 | 111.3933 | -131.5724 | -128.334 | 177.8402 | 193.6681 | 16.7622 | 59.2664 | 111.6019
12 | 10 | 1 | -25.9225 | -36.8701 | 42.1662 | 36.826 | -76.9119 | -88.0612 | 113.2864 | 109.2624 | -129.6074 | -127.3945 | 175.7014 | 189.9645 | 16.1996 | 57.5757 | 108.664
12 | 10 | 2 | -25.4702 | -36.4857 | 41.4085 | 35.9182 | -75.5697 | -87.1432 | 111.2434 | 106.569 | -127.3457 | -126.0665 | 172.5267 | 185.2794 | 15.3708 | 55.0995 | 104.3939
12 | 10 | 3 | -25.0152 | -36.0942 | 40.5704 | 34.9517 | -74.2197 | -86.208 | 108.9873 | 103.7014 | -125.0707 | -124.7136 | 169.0239 | 180.2937 | 14.4127 | 52.261 | 99.5333
12 | 10 | 4 | -24.5571 | -35.7137 | 39.8936 | 34.1415 | -72.8605 | -85.2993 | 107.1663 | 101.2973 | -122.7803 | -123.399 | 166.1975 | 176.1146 | 13.7643 | 50.3038 | 96.1327
12 | 10 | 5 | -23.2621 | -34.9265 | 38.3438 | 31.9803 | -69.0184 | -83.419 | 102.9677 | 94.8852 | -116.3059 | -120.6788 | 159.6567 | 164.9724 | 12.1355 | 45.4156 | 87.6445
12 | 10 | 6 | -21.8894 | -34.087 | 36.7414 | 29.684 | -64.9455 | -81.4139 | 98.6455 | 88.0722 | -109.4424 | -117.7781 | 152.9387 | 153.1305 | 10.4491 | 40.3583 | 78.8487
12 | 10 | 7 | -20.5608 | -33.2979 | 35.2436 | 27.507 | -61.0035 | -79.5294 | 94.6081 | 81.6131 | -102.7996 | -115.0518 | 146.6656 | 141.9077 | 8.892 | 35.6882 | 70.7219
12 | 10 | 8 | -20.5967 | -33.385 | 35.3298 | 27.6045 | -61.1101 | -79.7374 | 94.8359 | 81.9022 | -102.9792 | -115.3529 | 147.0159 | 142.4124 | 8.9526 | 35.8905 | 71.0963
12 | 10 | 9 | -20.6905 | -33.5251 | 35.6424 | 27.8596 | -61.3884 | -80.0721 | 95.6705 | 82.659 | -103.4482 | -115.8369 | 148.306 | 143.7271 | 9.2863 | 36.8691 | 72.748
12 | 10 | 10 | -20.7341 | -33.6193 | 35.7189 | 27.9031 | -61.5177 | -80.2968 | 95.8696 | 82.7882 | -103.6661 | -116.1621 | 148.6095 | 143.9528 | 9.2687 | 36.8433 | 72.7341
12 | 10 | 11 | -22.1289 | -34.6469 | 37.3925 | 30.2524 | -65.6563 | -82.7514 | 100.3678 | 89.7585 | -110.6402 | -119.713 | 155.5875 | 156.0747 | 10.869 | 41.7187 | 81.309
12 | 10 | 12 | -23.5546 | -35.6894 | 39.3665 | 32.8089 | -69.8862 | -85.2412 | 105.6787 | 97.3435 | -117.7682 | -123.315 | 163.8306 | 169.268 | 12.9313 | 47.8947 | 92.0154
12 | 10 | 13 | -24.9659 | -36.7306 | 41.2164 | 35.3268 | -74.0736 | -87.7279 | 110.6554 | 104.8142 | -124.8245 | -126.9124 | 171.5549 | 182.2591 | 14.8467 | 53.6682 | 102.0771
12 | 10 | 14 | -25.7551 | -37.3276 | 42.3185 | 36.7607 | -76.415 | -89.1539 | 113.6241 | 109.0684 | -128.7701 | -128.9753 | 176.1655 | 189.6566 | 15.9965 | 57.1236 | 108.0768
12 | 10 | 15 | -26.5556 | -37.9655 | 43.6147 | 38.3636 | -78.7901 | -90.6776 | 117.1121 | 113.8244 | -132.7726 | -131.1795 | 181.58 | 197.9271 | 17.4572 | 61.4689 | 115.555
12 | 10 | 16 | -27.3451 | -38.5719 | 44.6304 | 39.6765 | -81.1326 | -92.1259 | 119.8477 | 117.7198 | -136.7199 | -133.2748 | 185.8282 | 204.697 | 18.3899 | 64.309 | 120.5305
12 | 10 | 17 | -28.3514 | -39.4667 | 46.6208 | 41.8328 | -84.1182 | -94.2629 | 125.2103 | 124.1175 | -141.7511 | -136.3662 | 194.1579 | 215.8269 | 20.6356 | 70.9467 | 131.8675
12 | 10 | 18 | -29.3289 | -40.3145 | 48.4696 | 43.7661 | -87.0186 | -96.2879 | 130.2015 | 129.8533 | -146.6386 | -139.2958 | 201.9191 | 225.8035 | 22.5922 | 76.7484 | 141.7882
12 | 10 | 19 | -30.3401 | -41.2117 | 50.5908 | 45.9024 | -90.0186 | -98.4307 | 135.9465 | 136.1917 | -151.6941 | -142.3957 | 210.8678 | 236.8296 | 24.9414 | 83.6889 | 153.6076
12 | 10 | 20 | -30.9836 | -41.6996 | 52.0811 | 47.4296 | -91.9281 | -99.596 | 139.9886 | 140.723 | -154.9119 | -144.0814 | 217.1687 | 244.7096 | 26.8275 | 89.1875 | 162.885
12 | 10 | 21 | -31.6513 | -42.232 | 53.5827 | 49.8939 | -93.9091 | -100.8678 | 144.0657 | 148.0345 | -158.2502 | -145.9212 | 223.5278 | 257.4543 | 29.5932 | 97.3234 | 176.8107
12 | 10 | 22 | -32.2818 | -42.7118 | 55.207 | 52.5546 | -95.7796 | -102.0136 | 148.4746 | 155.9288 | -161.4023 | -147.5789 | 230.4032 | 271.2094 | 32.7681 | 106.6102 | 192.6314
12 | 10 | 23 | -32.7865 | -43.0645 | 56.1916 | 54.2736 | -97.277 | -102.856 | 151.1476 | 161.0292 | -163.9256 | -148.7976 | 234.5724 | 280.0693 | 34.6142 | 112.0438 | 201.9185
12 | 11 | 0 | -33.2001 | -43.3495 | 56.9957 | 55.8517 | -98.5043 | -103.5368 | 153.3251 | 165.7112 | -165.9938 | -149.7824 | 237.9638 | 288.2006 | 36.2977 | 116.9952 | 210.3882
12 | 11 | 1 | -33.6754 | -43.6801 | 58.3282 | 58.0714 | -99.9146 | -104.3262 | 156.9314 | 172.2972 | -168.3703 | -150.9245 | 243.579 | 299.6376 | 39.0441 | 124.9878 | 223.9219
12 | 11 | 2 | -33.8905 | -43.8515 | 58.7538 | 59.1058 | -100.5526 | -104.7358 | 158.087 | 175.3661 | -169.4454 | -151.517 | 245.3814 | 304.9743 | 40.1176 | 128.1647 | 229.3934
12 | 11 | 3 | -34.148 | -44.0673 | 59.424 | 60.4624 | -101.3168 | -105.251 | 159.9109 | 179.3913 | -170.7331 | -152.2623 | 248.2295 | 311.9654 | 41.6712 | 132.7345 | 237.1995
12 | 11 | 4 | -34.3954 | -44.2418 | 59.9412 | 61.6016 | -102.0508 | -105.6679 | 161.3106 | 182.7712 | -171.9701 | -152.8654 | 250.409 | 317.8461 | 42.9055 | 136.3631 | 243.4196
12 | 11 | 5 | -31.4864 | -42.1412 | 53.839 | 49.7048 | -93.4199 | -100.6508 | 144.763 | 147.4736 | -157.4258 | -145.6074 | 224.6164 | 256.4372 | 29.9162 | 98.1658 | 178.0204
12 | 11 | 6 | -28.5581 | -40.0107 | 47.8546 | 42.1564 | -84.7314 | -95.5623 | 128.5333 | 125.0774 | -142.7845 | -138.2461 | 199.3185 | 217.4749 | 21.4422 | 73.317 | 135.7628
12 | 11 | 7 | -25.6476 | -37.9084 | 43.3552 | 36.9729 | -76.096 | -90.541 | 116.3861 | 109.698 | -128.2326 | -130.982 | 180.4297 | 190.7496 | 16.7721 | 59.4471 | 111.9648
12 | 11 | 8 | -24.4282 | -36.9551 | 41.3696 | 34.6222 | -72.4781 | -88.2642 | 111.0426 | 102.7237 | -122.1358 | -127.6881 | 172.1349 | 178.6206 | 14.6086 | 53.0242 | 100.9315
12 | 11 | 9 | -23.2396 | -36.0303 | 39.695 | 32.4664 | -68.9516 | -86.0553 | 106.5371 | 96.3274 | -116.1932 | -124.4927 | 165.1417 | 167.5006 | 12.8915 | 47.8576 | 91.9563
12 | 11 | 10 | -22.0184 | -35.0754 | 38.0337 | 30.3362 | -65.3284 | -83.7748 | 102.0698 | 90.0072 | -110.0876 | -121.1935 | 158.21 | 156.513 | 11.276 | 42.9738 | 83.4418
12 | 11 | 11 | -23.4245 | -36.0444 | 39.8098 | 32.7429 | -69.5003 | -86.0891 | 106.8557 | 97.1478 | -117.1179 | -124.5416 | 165.6444 | 168.926 | 13.0837 | 48.4141 | 92.9109
12 | 11 | 12 | -24.8394 | -37.0113 | 41.5854 | 35.1391 | -73.6981 | -88.3985 | 111.6412 | 104.2572 | -124.1917 | -127.8825 | 173.079 | 181.2846 | 14.8737 | 53.8018 | 102.2894
12 | 11 | 13 | -26.2663 | -37.9822 | 43.5446 | 37.6908 | -77.9319 | -90.7173 | 116.9252 | 111.8283 | -131.3263 | -131.2369 | 181.2912 | 194.4431 | 16.9869 | 60.1043 | 113.171
12 | 11 | 14 | -26.4422 | -38.1106 | 43.7067 | 37.884 | -78.4538 | -91.0241 | 117.3573 | 112.4014 | -132.2058 | -131.6808 | 181.9584 | 195.4372 | 17.0378 | 60.2808 | 113.5091
12 | 11 | 15 | -26.6682 | -38.2436 | 44.1834 | 38.3556 | -79.1243 | -91.3416 | 118.6429 | 113.8006 | -133.3357 | -132.1401 | 183.9564 | 197.8643 | 17.6272 | 61.9776 | 116.3448
12 | 11 | 16 | -26.852 | -38.3732 | 44.3649 | 38.5928 | -79.6695 | -91.6513 | 119.1362 | 114.5044 | -134.2545 | -132.5882 | 184.7261 | 199.0834 | 17.7325 | 62.3197 | 116.9668
12 | 11 | 17 | -27.2635 | -38.5221 | 44.6793 | 39.2196 | -80.8904 | -92.0068 | 119.9883 | 116.3639 | -136.3117 | -133.1025 | 186.054 | 202.3133 | 18.1133 | 63.455 | 118.9531
12 | 11 | 18 | -27.6635 | -38.6665 | 45.0642 | 39.8892 | -82.0772 | -92.3517 | 121.0407 | 118.3508 | -138.3118 | -133.6014 | 187.7015 | 205.7628 | 18.6234 | 64.9625 | 121.5511
12 | 11 | 19 | -28.0914 | -38.8196 | 45.4897 | 40.6255 | -83.3468 | -92.7175 | 122.1982 | 120.5354 | -140.4512 | -134.1305 | 189.5088 | 209.5544 | 19.2042 | 66.6694 | 124.4815
12 | 11 | 20 | -28.0715 | -38.8539 | 45.4566 | 40.5952 | -83.2878 | -92.7993 | 122.1037 | 120.4454 | -140.3517 | -134.2489 | 189.3575 | 209.4039 | 19.1264 | 66.4621 | 124.1609
12 | 11 | 21 | -28.0384 | -38.8564 | 45.498 | 40.6259 | -83.1896 | -92.8054 | 122.2148 | 120.5364 | -140.1862 | -134.2577 | 189.5296 | 209.566 | 19.229 | 66.7563 | 124.6516
12 | 11 | 22 | -28.0557 | -38.8993 | 45.5268 | 40.6859 | -83.241 | -92.9077 | 122.2901 | 120.7146 | -140.2729 | -134.4057 | 189.6449 | 209.8771 | 19.2577 | 66.8561 | 124.8433
12 | 11 | 23 | -27.6002 | -38.5823 | 44.7349 | 39.7472 | -81.8896 | -92.1506 | 120.1452 | 117.9294 | -137.9955 | -133.3105 | 186.3035 | 205.0347 | 18.2996 | 64.0344 | 120.0322
12 | 12 | 0 | -27.1247 | -38.2257 | 44.1634 | 39.0075 | -80.4787 | -91.2989 | 118.5998 | 115.7348 | -135.618 | -132.0784 | 183.8984 | 201.2169 | 17.8205 | 62.557 | 117.419
12 | 12 | 1 | -26.6318 | -37.8688 | 43.4084 | 38.0127 | -79.0162 | -90.4465 | 116.5618 | 112.7833 | -133.1535 | -130.8452 | 180.7297 | 196.084 | 16.9205 | 59.8824 | 112.815
12 | 12 | 2 | -26.4903 | -37.8485 | 43.3768 | 37.8376 | -78.5963 | -90.398 | 116.4734 | 112.2636 | -132.4459 | -130.7751 | 180.5896 | 195.1803 | 16.8756 | 59.7427 | 112.5488
12 | 12 | 3 | -26.3372 | -37.8273 | 43.1702 | 37.5075 | -78.142 | -90.3474 | 115.9092 | 111.2844 | -131.6804 | -130.7018 | 179.7069 | 193.4803 | 16.5133 | 58.7043 | 110.805
12 | 12 | 4 | -26.1754 | -37.7653 | 43.0256 | 37.181 | -77.6621 | -90.1992 | 115.5154 | 110.3157 | -130.8717 | -130.4875 | 179.0917 | 191.7947 | 16.266 | 57.9698 | 109.5272
12 | 12 | 5 | -25.6561 | -37.4551 | 42.4981 | 36.4195 | -76.1213 | -89.4583 | 114.0881 | 108.0562 | -128.2752 | -129.4157 | 176.8696 | 187.8715 | 15.8065 | 56.5647 | 107.0503
12 | 12 | 6 | -25.1465 | -37.1439 | 41.8244 | 35.535 | -74.6093 | -88.7152 | 112.2662 | 105.4318 | -125.7272 | -128.3407 | 174.0339 | 183.3144 | 15.069 | 54.3734 | 103.2803
12 | 12 | 7 | -24.6329 | -36.829 | 41.2302 | 34.7483 | -73.0854 | -87.963 | 110.6627 | 103.0977 | -123.1594 | -127.2524 | 171.5411 | 179.2604 | 14.5166 | 52.7119 | 100.3897
12 | 12 | 8 | -25.1439 | -37.2795 | 41.9639 | 35.5816 | -74.6017 | -89.0389 | 112.6304 | 105.5701 | -125.7144 | -128.809 | 174.5901 | 183.5574 | 15.1221 | 54.5599 | 103.624
12 | 12 | 9 | -25.654 | -37.7296 | 42.9774 | 36.6069 | -76.115 | -90.1141 | 115.3495 | 108.6123 | -128.2647 | -130.3644 | 178.804 | 188.8495 | 16.2007 | 57.7326 | 109.0244
12 | 12 | 10 | -26.1894 | -38.1936 | 43.8418 | 37.5599 | -77.7037 | -91.2224 | 117.6752 | 111.4399 | -130.9418 | -131.9677 | 182.4137 | 193.7645 | 17.0187 | 60.1889 | 113.2687
12 | 12 | 11 | -26.6566 | -38.5519 | 44.7195 | 38.5532 | -79.0899 | -92.078 | 120.0424 | 114.3869 | -133.2777 | -133.2055 | 186.0928 | 198.8945 | 18.0642 | 63.2614 | 118.5042
12 | 12 | 12 | -27.1106 | -38.8797 | 45.3005 | 39.3507 | -80.4369 | -92.861 | 121.615 | 116.753 | -135.5476 | -134.3382 | 188.5415 | 203.0106 | 18.6608 | 65.07 | 121.6663
12 | 12 | 13 | -27.6027 | -39.2434 | 46.3136 | 40.6656 | -81.8969 | -93.7295 | 124.3508 | 120.6542 | -138.008 | -135.5947 | 192.7964 | 209.8061 | 20.1331 | 69.3786 | 128.9998
12 | 12 | 14 | -27.4314 | -39.0843 | 45.854 | 40.2718 | -81.3886 | -93.3497 | 123.1123 | 119.486 | -137.1514 | -135.0452 | 190.8723 | 207.7755 | 19.6101 | 67.8599 | 126.4512
12 | 12 | 15 | -27.2764 | -38.9583 | 45.6523 | 40.1744 | -80.9287 | -93.0487 | 122.5678 | 119.1971 | -136.3764 | -134.6098 | 190.0258 | 207.2775 | 19.592 | 67.7874 | 126.3172
12 | 12 | 16 | -27.117 | -38.811 | 45.4862 | 40.015 | -80.4558 | -92.6969 | 122.1198 | 118.7241 | -135.5794 | -134.1007 | 189.3296 | 206.4571 | 19.5732 | 67.6913 | 126.1065
12 | 12 | 17 | -27.132 | -38.7223 | 45.3675 | 39.9357 | -80.5002 | -92.485 | 121.8034 | 118.4887 | -135.6543 | -133.7942 | 188.8408 | 206.0428 | 19.449 | 67.3069 | 125.4351
12 | 12 | 18 | -27.1336 | -38.6396 | 45.0057 | 39.6787 | -80.5051 | -92.2874 | 120.8309 | 117.7263 | -135.6625 | -133.5084 | 187.3321 | 204.7112 | 18.9112 | 65.7647 | 122.8724
12 | 12 | 19 | -27.1275 | -38.5502 | 44.8688 | 39.633 | -80.4869 | -92.074 | 120.468 | 117.5905 | -135.6318 | -133.1997 | 186.7736 | 204.4667 | 18.824 | 65.4977 | 122.4088
12 | 12 | 20 | -27.8702 | -39.1051 | 46.135 | 41.064 | -82.6905 | -93.3993 | 123.8846 | 121.8363 | -139.3452 | -135.1169 | 192.0846 | 211.8414 | 20.2237 | 69.6311 | 129.4638
12 | 12 | 21 | -28.5845 | -39.6118 | 47.4466 | 42.571 | -84.8099 | -94.6096 | 127.429 | 126.3076 | -142.9167 | -136.8678 | 197.5992 | 219.611 | 21.8212 | 74.3172 | 137.4256
12 | 12 | 22 | -29.3297 | -40.1717 | 48.6451 | 44.2463 | -87.0208 | -95.9469 | 130.676 | 131.2783 | -146.6424 | -138.8024 | 202.6576 | 228.2571 | 23.39 | 78.9866 | 145.4699
12 | 12 | 23 | -30.3095 | -40.9178 | 50.4671 | 46.515 | -89.9278 | -97.7288 | 135.6005 | 138.0095 | -151.5412 | -141.3802 | 210.3198 | 239.968 | 25.7549 | 85.9534 | 157.3664
12 | 13 | 0 | -31.3443 | -41.7262 | 52.4314 | 49.0459 | -92.9982 | -99.6596 | 140.912 | 145.5186 | -156.7152 | -144.1734 | 218.5861 | 253.0296 | 28.4068 | 93.7728 | 170.727
12 | 13 | 1 | -32.3237 | -42.4678 | 54.3666 | 51.6958 | -95.9039 | -101.4308 | 146.1538 | 153.3807 | -161.6117 | -146.7357 | 226.7515 | 266.7039 | 31.2709 | 102.1998 | 185.1079
12 | 13 | 2 | -33.0679 | -42.9069 | 55.9701 | 54.4227 | -98.112 | -102.4796 | 150.5149 | 161.4715 | -165.3327 | -148.253 | 233.5594 | 280.7673 | 34.418 | 111.3947 | 200.7409
12 | 13 | 3 | -33.8205 | -43.3539 | 57.24 | 56.9399 | -100.345 | -103.5472 | 153.9771 | 168.94 | -169.0957 | -149.7974 | 238.9713 | 293.7322 | 37.0055 | 119.0249 | 213.8105
12 | 13 | 4 | -34.5445 | -43.7788 | 58.8036 | 59.7008 | -102.4931 | -104.5621 | 158.2285 | 177.1314 | -172.7154 | -151.2657 | 245.6072 | 307.9619 | 40.1811 | 128.3048 | 229.588
12 | 13 | 5 | -32.6726 | -42.5018 | 54.7628 | 52.1386 | -96.9391 | -101.5121 | 147.2682 | 154.6946 | -163.3562 | -146.8534 | 228.5214 | 268.9418 | 31.727 | 103.5115 | 187.2536
12 | 13 | 6 | -30.8126 | -41.255 | 51.2802 | 46.5847 | -91.4205 | -98.5342 | 137.817 | 138.2164 | -154.0565 | -142.5453 | 213.7842 | 240.3112 | 25.7974 | 86.0787 | 157.4936
12 | 13 | 7 | -28.907 | -39.9593 | 48.0034 | 42.6358 | -85.7667 | -95.4394 | 128.9406 | 126.5 | -144.529 | -138.0683 | 199.9565 | 219.9478 | 21.773 | 74.2345 | 137.307
12 | 13 | 8 | -27.8111 | -39.1507 | 46.0517 | 40.6048 | -82.5153 | -93.5082 | 123.6632 | 120.4741 | -139.05 | -135.2744 | 191.7434 | 209.4764 | 19.6947 | 68.1138 | 126.8953
12 | 13 | 9 | -26.7013 | -38.3338 | 44.3287 | 38.6335 | -79.2225 | -91.5572 | 119.0139 | 114.6252 | -133.5012 | -132.452 | 184.5156 | 199.3143 | 17.9271 | 62.8594 | 117.8767
12 | 13 | 10 | -25.6079 | -37.5267 | 42.4012 | 36.5074 | -75.9785 | -89.6295 | 113.8268 | 108.3169 | -128.0345 | -129.6633 | 176.4636 | 188.3492 | 15.7739 | 56.5358 | 107.115
12 | 13 | 11 | -27.3778 | -38.7792 | 45.0529 | 39.8343 | -81.2297 | -92.621 | 120.9699 | 118.1879 | -136.8836 | -133.991 | 187.5578 | 205.5075 | 18.7302 | 65.307 | 122.1906
12 | 13 | 12 | -29.1533 | -40.0266 | 47.7484 | 43.0803 | -86.4974 | -95.6002 | 128.2478 | 127.8187 | -145.7604 | -138.3008 | 198.8757 | 222.2462 | 21.6488 | 73.969 | 137.0607
12 | 13 | 13 | -30.9296 | -41.2402 | 50.9278 | 46.491 | -91.7677 | -98.4988 | 136.8512 | 137.9382 | -154.6416 | -142.4942 | 212.2701 | 239.8314 | 25.2491 | 84.5228 | 154.9657
12 | 13 | 14 | -31.7021 | -41.8266 | 52.226 | 47.8889 | -94.0596 | -99.8995 | 140.3672 | 142.0859 | -158.5038 | -144.5204 | 217.7471 | 247.041 | 26.5862 | 88.494 | 161.7639
12 | 13 | 15 | -32.4851 | -42.4059 | 53.8902 | 49.6252 | -96.3829 | -101.2831 | 144.88 | 147.2374 | -162.4189 | -146.522 | 224.7809 | 255.9973 | 28.6244 | 94.4514 | 171.8373
12 | 13 | 16 | -33.2571 | -42.9837 | 55.629 | 52.46 | -98.6734 | -102.663 | 149.5946 | 155.6483 | -166.2788 | -148.5183 | 232.1288 | 270.6384 | 31.8483 | 103.9065 | 187.9702
12 | 13 | 17 | -33.8255 | -43.3938 | 56.7685 | 54.5559 | -100.3599 | -103.6424 | 152.6882 | 161.8668 | -169.1207 | -149.9352 | 236.9539 | 281.4513 | 34.1051 | 110.5526 | 199.3493
12 | 13 | 18 | -34.4089 | -43.7956 | 58.1686 | 57.0269 | -102.0907 | -104.6021 | 156.4933 | 169.1982 | -172.0373 | -151.3235 | 242.8917 | 294.2087 | 36.9911 | 118.9988 | 213.7395
12 | 13 | 19 | -34.9559 | -44.1604 | 59.1988 | 59.1773 | -103.7136 | -105.4734 | 159.2936 | 175.5783 | -174.7722 | -152.584 | 247.2618 | 305.2946 | 39.2599 | 125.6848 | 225.2003
12 | 13 | 20 | -35.078 | -44.2572 | 59.4758 | 59.7549 | -104.076 | -105.7047 | 160.0421 | 177.292 | -175.3829 | -152.9187 | 248.4265 | 308.2763 | 39.8954 | 127.5534 | 228.4012
12 | 13 | 21 | -35.1983 | -44.3522 | 60.185 | 60.8314 | -104.433 | -105.9316 | 161.9645 | 180.4859 | -175.9844 | -153.2468 | 251.4222 | 313.8401 | 41.4659 | 132.0859 | 236.0311
12 | 13 | 22 | -35.2956 | -44.4074 | 60.3594 | 61.1501 | -104.7217 | -106.0634 | 162.4382 | 181.4317 | -176.471 | -153.4376 | 252.1612 | 315.4729 | 41.8065 | 133.0848 | 237.7256
12 | 13 | 23 | -35.3023 | -44.3859 | 59.9569 | 60.4762 | -104.7416 | -106.0121 | 161.3444 | 179.4323 | -176.5045 | -153.3634 | 250.4544 | 311.9979 | 40.7449 | 130.023 | 232.5845
12 | 14 | 0 | -35.3072 | -44.3597 | 59.8978 | 60.336 | -104.756 | -105.9495 | 161.1825 | 179.0163 | -176.5287 | -153.2728 | 250.2007 | 311.2693 | 40.5669 | 129.4933 | 231.6685
12 | 14 | 1 | -35.3244 | -44.3331 | 59.7746 | 60.1532 | -104.8072 | -105.886 | 160.8432 | 178.4737 | -176.6149 | -153.1809 | 249.6675 | 310.3176 | 40.2702 | 128.6237 | 230.1893
12 | 14 | 2 | -34.844 | -43.9241 | 58.8534 | 58.3341 | -103.3816 | -104.9091 | 158.3507 | 173.0767 | -174.2127 | -151.7677 | 245.787 | 300.9219 | 38.4195 | 123.1366 | 220.7285
12 | 14 | 3 | -34.3968 | -43.5583 | 57.6558 | 56.172 | -102.0548 | -104.0354 | 155.1043 | 166.6618 | -171.9769 | -150.5037 | 240.728 | 289.7537 | 35.8728 | 115.6758 | 208.001
12 | 14 | 4 | -33.9251 | -43.1459 | 56.6814 | 54.2302 | -100.6554 | -103.0504 | 152.4587 | 160.9004 | -169.6187 | -149.0788 | 236.6017 | 279.7222 | 33.8406 | 109.6533 | 197.6263
12 | 14 | 5 | -29.4389 | -39.9721 | 47.8443 | 43.1434 | -87.3448 | -95.4701 | 128.5225 | 128.006 | -147.1884 | -138.1127 | 199.3157 | 222.541 | 21.5768 | 73.7135 | 136.5555
12 | 14 | 6 | -24.9243 | -36.7529 | 41.1472 | 34.8874 | -73.9502 | -87.7812 | 110.4725 | 103.5106 | -124.6166 | -126.9895 | 171.2736 | 179.9697 | 14.3574 | 52.2517 | 99.6372
12 | 14 | 7 | -20.4146 | -33.5725 | 35.7059 | 27.5282 | -60.5699 | -80.1852 | 95.8392 | 81.6759 | -102.0688 | -116.0006 | 148.566 | 142.0194 | 9.247 | 36.76 | 72.5161
12 | 14 | 8 | -18.6382 | -32.2826 | 33.477 | 24.6148 | -55.2993 | -77.1043 | 89.8557 | 73.0318 | -93.1872 | -111.5437 | 139.2899 | 126.9931 | 7.1709 | 30.4837 | 61.5521
12 | 14 | 9 | -16.854 | -30.984 | 31.5626 | 21.9476 | -50.0055 | -74.0027 | 84.7185 | 65.1183 | -84.2663 | -107.0566 | 131.3276 | 113.2392 | 5.6723 | 25.8287 | 53.2438
12 | 14 | 10 | -15.0852 | -29.6966 | 29.5772 | 19.3115 | -44.7575 | -70.928 | 79.3935 | 57.297 | -75.4227 | -102.6086 | 123.0764 | 99.6426 | 4.1069 | 21.0051 | 44.6877
12 | 14 | 11 | -16.4323 | -30.7243 | 31.0782 | 21.4209 | -48.7545 | -73.3825 | 83.4236 | 63.5556 | -82.1583 | -106.1595 | 129.3246 | 110.5302 | 5.3424 | 24.8421 | 51.537
12 | 14 | 12 | -17.7964 | -31.7563 | 32.8847 | 23.7803 | -52.8018 | -75.8472 | 88.2737 | 70.556 | -88.9785 | -109.7251 | 136.844 | 122.7099 | 7.1124 | 30.1806 | 60.8504
12 | 14 | 13 | -19.1353 | -32.751 | 34.4006 | 25.9212 | -56.7743 | -78.2231 | 92.347 | 76.908 | -95.6728 | -113.1622 | 143.1622 | 133.7578 | 8.4354 | 34.2575 | 68.085
12 | 14 | 14 | -19.1365 | -32.6654 | 34.3777 | 25.9632 | -56.7779 | -78.0186 | 92.2891 | 77.0324 | -95.6788 | -112.8662 | 143.0753 | 133.9737 | 8.5389 | 34.5251 | 68.504
12 | 14 | 15 | -19.1972 | -32.6337 | 34.1436 | 25.8784 | -56.9578 | -77.9428 | 91.6609 | 76.7808 | -95.9821 | -112.7567 | 142.1017 | 133.5338 | 8.1911 | 33.541 | 66.8967
12 | 14 | 16 | -19.2017 | -32.5569 | 34.1195 | 25.8839 | -56.9712 | -77.7594 | 91.5996 | 76.7971 | -96.0045 | -112.4914 | 142.0095 | 133.5617 | 8.2448 | 33.6661 | 67.0753
12 | 14 | 17 | -18.9633 | -32.3301 | 33.8315 | 25.4052 | -56.2638 | -77.2178 | 90.8235 | 75.3769 | -94.8124 | -111.7078 | 140.8038 | 131.0849 | 7.9433 | 32.7188 | 65.3685
12 | 14 | 18 | -18.7197 | -32.1121 | 33.3649 | 24.773 | -55.541 | -76.6972 | 89.57 | 73.5012 | -93.5945 | -110.9547 | 138.8597 | 127.8153 | 7.3061 | 30.833 | 62.1258
12 | 14 | 19 | -18.4046 | -31.8392 | 33.0404 | 24.1788 | -54.6062 | -76.0453 | 88.6967 | 71.7382 | -92.0192 | -110.0116 | 137.504 | 124.7428 | 6.9755 | 29.7834 | 60.2159
12 | 14 | 20 | -17.9359 | -31.5947 | 32.5887 | 23.4176 | -53.2156 | -75.4612 | 87.4774 | 69.4797 | -89.6759 | -109.1667 | 135.6083 | 120.8148 | 6.4757 | 28.2803 | 57.5806
12 | 14 | 21 | -17.3944 | -31.292 | 32.0903 | 22.6007 | -51.6091 | -74.7385 | 86.1371 | 67.056 | -86.9687 | -108.1211 | 133.5284 | 116.5986 | 6.0045 | 26.8455 | 55.0374
12 | 14 | 22 | -16.9112 | -31.0419 | 31.5988 | 21.8309 | -50.1753 | -74.1409 | 84.8127 | 64.772 | -84.5524 | -107.2567 | 131.4713 | 112.6257 | 5.4766 | 25.2685 | 52.2878
12 | 14 | 23 | -16.2061 | -30.4449 | 30.6585 | 20.5829 | -48.0832 | -72.715 | 82.2944 | 61.0692 | -81.027 | -105.1939 | 127.5721 | 106.1802 | 4.5905 | 22.5654 | 47.5314
12 | 15 | 0 | -15.4937 | -29.8431 | 29.7683 | 19.3777 | -45.9696 | -71.2778 | 79.9059 | 57.4934 | -77.4653 | -103.1146 | 123.8703 | 99.9567 | 3.8092 | 20.1519 | 43.2472
12 | 15 | 1 | -14.8205 | -29.2801 | 29.0523 | 18.3187 | -43.9721 | -69.933 | 77.9853 | 54.3513 | -74.0993 | -101.1692 | 120.8942 | 94.4873 | 3.2704 | 18.4315 | 40.113
12 | 15 | 2 | -14.249 | -28.7961 | 28.3244 | 17.449 | -42.2766 | -68.7771 | 76.041 | 51.7709 | -71.242 | -99.4969 | 117.888 | 90.0003 | 2.7283 | 16.7583 | 37.1494
12 | 15 | 3 | -13.6963 | -28.3257 | 27.7014 | 16.6635 | -40.6369 | -67.6535 | 74.3742 | 49.4403 | -68.4789 | -97.8716 | 115.3086 | 85.949 | 2.3429 | 15.5241 | 34.9071
12 | 15 | 4 | -13.1308 | -27.8437 | 26.9468 | 15.7954 | -38.9589 | -66.5025 | 72.3548 | 46.8647 | -65.6514 | -96.2064 | 112.1832 | 81.4698 | 1.7676 | 13.758 | 31.7953
12 | 15 | 5 | -11.7155 | -26.9172 | 25.589 | 14.0422 | -34.7597 | -64.2894 | 68.7076 | 41.6629 | -58.575 | -93.0049 | 106.5271 | 72.4381 | 0.99858 | 11.3214 | 27.3854
12 | 15 | 6 | -10.3674 | -26.0426 | 24.3488 | 12.4453 | -30.7599 | -62.2006 | 65.3767 | 36.925 | -51.8349 | -89.9831 | 101.3622 | 64.2123 | 0.38407 | 9.3411 | 23.7565
12 | 15 | 7 | -8.9425 | -25.114 | 23.0626 | 10.8011 | -26.5321 | -59.9828 | 61.92 | 32.0468 | -44.7104 | -86.7747 | 96.0001 | 55.7414 | -0.19275 | 7.4519 | 20.2565
12 | 15 | 8 | -8.4595 | -24.7026 | 22.5365 | 10.1495 | -25.0993 | -59.0001 | 60.5122 | 30.1134 | -42.296 | -85.353 | 93.8215 | 52.3784 | -0.47617 | 6.5262 | 18.551
12 | 15 | 9 | -7.9505 | -24.2504 | 21.9578 | 9.4533 | -23.5892 | -57.92 | 58.9612 | 28.0479 | -39.7511 | -83.7905 | 91.419 | 48.7854 | -0.78972 | 5.5 | 16.6629
12 | 15 | 10 | -7.4949 | -23.8463 | 21.6025 | 8.8953 | -22.2373 | -56.9549 | 58.0085 | 26.3921 | -37.473 | -82.3943 | 89.943 | 45.9049 | -0.8434 | 5.2085 | 15.9806
12 | 15 | 11 | -9.2628 | -25.2054 | 23.2457 | 11.0781 | -27.4827 | -60.2009 | 62.4136 | 32.8686 | -46.3123 | -87.0902 | 96.7669 | 57.1656 | -0.14439 | 7.5985 | 20.53
12 | 15 | 12 | -11.0354 | -26.5493 | 25.1008 | 13.4353 | -32.7418 | -63.4107 | 67.3873 | 39.8623 | -55.1746 | -91.7337 | 104.4724 | 69.3257 | 0.95143 | 11.0971 | 26.8899
12 | 15 | 13 | -12.7862 | -27.868 | 26.9925 | 15.8494 | -37.9366 | -66.5605 | 72.459 | 47.025 | -63.9286 | -96.2903 | 112.3293 | 81.7786 | 2.1876 | 14.9869 | 33.889
12 | 15 | 14 | -13.6633 | -28.4268 | 27.7197 | 16.9943 | -40.5388 | -67.895 | 74.4174 | 50.422 | -68.3137 | -98.2209 | 115.3708 | 87.6809 | 2.624 | 16.4056 | 36.5172
12 | 15 | 15 | -14.5134 | -28.9331 | 28.6252 | 18.2204 | -43.0611 | -69.1044 | 76.8531 | 54.0598 | -72.5641 | -99.9706 | 119.151 | 94.0028 | 3.399 | 18.7474 | 40.6191
12 | 15 | 16 | -15.3749 | -29.4784 | 29.3465 | 19.3881 | -45.6172 | -70.4067 | 78.7962 | 57.5243 | -76.8715 | -101.8545 | 122.1687 | 100.0242 | 3.8813 | 20.2965 | 43.4668
12 | 15 | 17 | -16.2088 | -30.1403 | 30.3768 | 20.7748 | -48.0913 | -71.9877 | 81.5567 | 61.6386 | -81.0407 | -104.1416 | 126.4438 | 107.1823 | 4.8025 | 23.1164 | 48.4438
12 | 15 | 18 | -17.1254 | -30.8597 | 31.4521 | 22.2377 | -50.8108 | -73.7059 | 84.4358 | 65.979 | -85.6234 | -106.6272 | 130.901 | 114.7323 | 5.7047 | 25.8982 | 53.3828
12 | 15 | 19 | -17.9602 | -31.5204 | 32.4595 | 23.627 | -53.2878 | -75.2839 | 87.1347 | 70.1012 | -89.7975 | -108.9101 | 135.0803 | 121.9033 | 6.6059 | 28.6642 | 58.2761
12 | 15 | 20 | -18.9798 | -32.2381 | 33.6165 | 25.1191 | -56.3128 | -76.9981 | 90.2388 | 74.5281 | -94.8951 | -111.39 | 139.8911 | 129.5944 | 7.5177 | 31.456 | 63.2005
12 | 15 | 21 | -19.9777 | -32.9245 | 34.7422 | 26.5679 | -59.2737 | -78.6376 | 93.262 | 78.8267 | -99.8845 | -113.7617 | 144.5788 | 137.0581 | 8.4079 | 34.1774 | 67.9907
12 | 15 | 22 | -20.975 | -33.6289 | 35.8879 | 28.0832 | -62.2326 | -80.3199 | 96.3434 | 83.3226 | -104.8708 | -116.1954 | 149.361 | 144.8679 | 9.3672 | 37.1135 | 73.1626
12 | 15 | 23 | -21.4016 | -33.8866 | 36.2995 | 28.6712 | -63.4983 | -80.9355 | 97.4484 | 85.0672 | -107.0037 | -117.086 | 151.0741 | 147.8949 | 9.6824 | 38.0818 | 74.8793
12 | 16 | 0 | -21.844 | -34.1815 | 36.7407 | 29.3195 | -64.8109 | -81.6398 | 98.6361 | 86.9907 | -109.2156 | -118.1049 | 152.918 | 151.2312 | 10.0347 | 39.1761 | 76.8286
12 | 16 | 1 | -22.3098 | -34.4794 | 37.3494 | 30.0661 | -66.1929 | -82.3513 | 100.2699 | 89.2059 | -111.5445 | -119.1342 | 155.4504 | 155.0768 | 10.6263 | 40.9315 | 79.8485
12 | 16 | 2 | -22.6052 | -34.767 | 37.6933 | 30.5934 | -67.0692 | -83.0382 | 101.1917 | 90.7702 | -113.0212 | -120.1279 | 156.8784 | 157.8053 | 10.9145 | 41.8545 | 81.5347
12 | 16 | 3 | -22.9086 | -35.0582 | 38.3222 | 31.318 | -67.9695 | -83.7336 | 102.8824 | 92.9202 | -114.5383 | -121.134 | 159.5015 | 161.5507 | 11.6734 | 44.0994 | 85.3799
12 | 16 | 4 | -23.2443 | -35.3499 | 38.746 | 31.9612 | -68.9656 | -84.4303 | 104.0225 | 94.8285 | -116.2168 | -122.1418 | 161.2711 | 164.8737 | 12.113 | 45.4552 | 87.7862
12 | 16 | 5 | -20.5722 | -33.4299 | 35.582 | 27.5637 | -61.0374 | -79.8447 | 95.5154 | 81.7811 | -102.8567 | -115.508 | 148.0715 | 142.1898 | 9.1436 | 36.4145 | 71.8966
12 | 16 | 6 | -17.9804 | -31.5618 | 32.3809 | 23.2907 | -53.3477 | -75.3828 | 86.917 | 69.1032 | -89.8984 | -109.0532 | 134.7373 | 120.1482 | 6.1294 | 27.2897 | 55.9338
12 | 16 | 7 | -15.3364 | -29.6462 | 29.4898 | 19.2763 | -45.5029 | -70.8074 | 79.1571 | 57.1926 | -76.6788 | -102.4342 | 122.7086 | 99.4406 | 3.7835 | 20.0395 | 43.0362
12 | 16 | 8 | -14.6124 | -29.16 | 28.7036 | 18.2836 | -43.3547 | -69.6462 | 77.0486 | 54.2472 | -73.0588 | -100.7543 | 119.4414 | 94.3243 | 3.2148 | 18.2949 | 39.9526
12 | 16 | 9 | -13.8397 | -28.6294 | 28.0918 | 17.3154 | -41.0623 | -68.379 | 75.4052 | 51.3745 | -69.1958 | -98.9211 | 116.893 | 89.3348 | 2.938 | 17.3385 | 38.1109
12 | 16 | 10 | -13.1221 | -28.145 | 27.2805 | 16.3297 | -38.933 | -67.222 | 73.2281 | 48.4499 | -65.6077 | -97.2473 | 113.5184 | 84.2546 | 2.3431 | 15.523 | 34.918
12 | 16 | 11 | -14.7338 | -29.2832 | 28.8943 | 18.5931 | -43.715 | -69.9405 | 77.5588 | 55.1655 | -73.6659 | -101.18 | 120.2308 | 95.9287 | 3.4704 | 19.0689 | 41.3136
12 | 16 | 12 | -16.3414 | -30.4175 | 30.6274 | 20.9874 | -48.4848 | -72.6496 | 82.2098 | 62.2693 | -81.7037 | -105.0992 | 127.4399 | 108.2756 | 4.8559 | 23.3447 | 48.9125
12 | 16 | 13 | -18.0176 | -31.6068 | 32.5562 | 23.5494 | -53.4579 | -75.4902 | 87.3805 | 69.8707 | -90.0841 | -109.2086 | 135.45 | 121.4894 | 6.4813 | 28.3032 | 57.6467
12 | 16 | 14 | -18.9971 | -32.2428 | 33.457 | 24.8732 | -56.3642 | -77.0093 | 89.8053 | 73.7986 | -94.9816 | -111.4062 | 139.2145 | 128.3116 | 7.0904 | 30.2304 | 61.1383
12 | 16 | 15 | -19.9474 | -32.8363 | 34.4787 | 26.2652 | -59.1836 | -78.4267 | 92.5516 | 77.9285 | -99.7328 | -113.4567 | 143.475 | 135.4846 | 7.9603 | 32.8698 | 65.77
12 | 16 | 16 | -20.9138 | -33.4755 | 35.6736 | 27.8069 | -62.051 | -79.9535 | 95.7677 | 82.5027 | -104.5647 | -115.6654 | 148.4679 | 143.4321 | 9.0912 | 36.2659 | 71.6699
12 | 16 | 17 | -21.1257 | -33.5716 | 35.7455 | 28.0545 | -62.6798 | -80.1831 | 95.9629 | 83.2373 | -105.6243 | -115.9975 | 148.7724 | 144.7063 | 9.1026 | 36.3373 | 71.8569
12 | 16 | 18 | -21.3072 | -33.6597 | 35.8659 | 28.3062 | -63.2182 | -80.3935 | 96.2861 | 83.984 | -106.5317 | -116.302 | 149.2733 | 146.0036 | 9.2051 | 36.6583 | 72.4432
12 | 16 | 19 | -21.501 | -33.758 | 36.0606 | 28.6589 | -63.7933 | -80.6283 | 96.8131 | 85.0306 | -107.5009 | -116.6417 | 150.094 | 147.8204 | 9.4604 | 37.4221 | 73.7719
12 | 16 | 20 | -21.4021 | -33.7134 | 35.9909 | 28.548 | -63.4999 | -80.5217 | 96.6279 | 84.7015 | -107.0063 | -116.4874 | 149.8085 | 147.2528 | 9.4233 | 37.3078 | 73.5676
12 | 16 | 21 | -21.3021 | -33.6518 | 35.899 | 28.4084 | -63.203 | -80.3745 | 96.3812 | 84.2874 | -106.5061 | -116.2745 | 149.426 | 146.5344 | 9.3535 | 37.091 | 73.1799
12 | 16 | 22 | -21.1965 | -33.6081 | 35.8506 | 28.319 | -62.8899 | -80.2701 | 96.2507 | 84.0222 | -105.9784 | -116.1235 | 149.2233 | 146.0752 | 9.365 | 37.1129 | 73.1966
12 | 16 | 23 | -20.85 | -33.3434 | 35.4775 | 27.7993 | -61.8616 | -79.6379 | 95.249 | 82.4802 | -104.2456 | -115.2089 | 147.6701 | 143.3947 | 9.0835 | 36.2296 | 71.6102
12 | 17 | 0 | -20.5114 | -33.0664 | 34.9453 | 27.1855 | -60.857 | -78.9764 | 93.8226 | 80.6591 | -102.5527 | -114.2519 | 145.4609 | 140.2301 | 8.553 | 34.6484 | 68.8864
12 | 17 | 1 | -20.1411 | -32.7941 | 34.6379 | 26.6778 | -59.7584 | -78.326 | 92.9992 | 79.1528 | -100.7013 | -113.311 | 144.1859 | 137.6138 | 8.3805 | 34.0676 | 67.7873
12 | 17 | 2 | -19.5552 | -32.3067 | 33.7747 | 25.628 | -58.0201 | -77.1619 | 90.6866 | 76.038 | -97.7721 | -111.627 | 140.6045 | 132.1946 | 7.5408 | 31.5426 | 63.4
12 | 17 | 3 | -18.9453 | -31.8149 | 33.0991 | 24.642 | -56.2106 | -75.9872 | 88.8756 | 73.1126 | -94.7228 | -109.9275 | 137.7993 | 127.1051 | 6.981 | 29.7905 | 60.254
12 | 17 | 4 | -18.3204 | -31.3119 | 32.2758 | 23.5861 | -54.3564 | -74.786 | 86.6678 | 69.9796 | -91.5983 | -108.1898 | 134.3787 | 121.6565 | 6.2295 | 27.5051 | 56.2471
12 | 17 | 5 | -16.3611 | -29.9495 | 30.2583 | 20.6333 | -48.5432 | -71.5318 | 81.2471 | 61.2187 | -81.8023 | -103.4821 | 125.971 | 106.4257 | 4.581 | 22.3907 | 47.1123
12 | 17 | 6 | -14.4467 | -28.6189 | 28.1485 | 17.7301 | -42.8631 | -68.354 | 75.5816 | 52.6051 | -72.2304 | -98.8849 | 117.1863 | 91.4499 | 2.8131 | 16.9696 | 37.521
12 | 17 | 7 | -12.4748 | -27.2538 | 26.0569 | 14.8728 | -37.0125 | -65.0935 | 69.9618 | 44.1275 | -62.3714 | -94.1681 | 108.4703 | 76.7104 | 1.2011 | 11.9833 | 28.6413
12 | 17 | 8 | -12.1905 | -27.139 | 26.0016 | 14.62 | -36.169 | -64.8194 | 69.8079 | 43.3774 | -60.95 | -93.7715 | 108.227 | 75.4089 | 1.2921 | 12.1969 | 28.9145
12 | 17 | 9 | -11.8591 | -27.0113 | 25.7839 | 14.2504 | -35.1859 | -64.5143 | 69.2195 | 42.2807 | -59.2932 | -93.3301 | 107.3115 | 73.5068 | 1.1638 | 11.8 | 28.1949
12 | 17 | 10 | -11.4812 | -26.8388 | 25.5173 | 13.8066 | -34.0645 | -64.1023 | 68.5 | 40.964 | -57.4035 | -92.7342 | 106.1928 | 71.2197 | 1.0039 | 11.2972 | 27.2748
12 | 17 | 11 | -11.8365 | -27.107 | 25.7769 | 14.229 | -35.1187 | -64.7429 | 69.1929 | 42.2173 | -59.18 | -93.6608 | 107.2638 | 73.399 | 1.0624 | 11.5486 | 27.822
12 | 17 | 12 | -12.2052 | -27.3843 | 26.1272 | 14.6916 | -36.2127 | -65.4052 | 70.1314 | 43.5899 | -61.0235 | -94.619 | 108.7173 | 75.7832 | 1.2293 | 12.1034 | 28.858
12 | 17 | 13 | -12.5467 | -27.6537 | 26.6216 | 15.211 | -37.226 | -66.0485 | 71.4528 | 45.1307 | -62.7311 | -95.5497 | 110.7609 | 78.4617 | 1.6322 | 13.309 | 30.9418
12 | 17 | 14 | -12.653 | -27.7621 | 26.751 | 15.3632 | -37.5414 | -66.3075 | 71.8019 | 45.5823 | -63.2626 | -95.9244 | 111.3033 | 79.2477 | 1.699 | 13.5353 | 31.3641
12 | 17 | 15 | -12.7993 | -27.9199 | 26.9256 | 15.5605 | -37.9755 | -66.6845 | 72.2658 | 46.1677 | -63.9941 | -96.4697 | 112.0184 | 80.2672 | 1.7668 | 13.7735 | 31.8218
12 | 17 | 16 | -12.9208 | -28.0771 | 27.1018 | 15.7632 | -38.3358 | -67.0597 | 72.74 | 46.7692 | -64.6013 | -97.0126 | 112.7546 | 81.3146 | 1.8672 | 14.1136 | 32.4553
12 | 17 | 17 | -13.1812 | -28.2285 | 27.3666 | 16.1301 | -39.1086 | -67.4213 | 73.449 | 47.8577 | -65.9035 | -97.5357 | 113.8524 | 83.2081 | 2.0869 | 14.7768 | 33.6213
12 | 17 | 18 | -13.4106 | -28.3786 | 27.5697 | 16.4507 | -39.789 | -67.78 | 73.9961 | 48.8089 | -67.0502 | -98.0546 | 114.702 | 84.8605 | 2.2311 | 15.2359 | 34.4578
12 | 17 | 19 | -13.6765 | -28.5324 | 27.8418 | 16.8146 | -40.5779 | -68.1473 | 74.727 | 49.8887 | -68.3795 | -98.5859 | 115.8354 | 86.7381 | 2.4475 | 15.8905 | 35.6081
12 | 17 | 20 | -13.8621 | -28.6535 | 27.995 | 17.09 | -41.1286 | -68.4366 | 75.1398 | 50.7057 | -69.3076 | -99.0044 | 116.4766 | 88.1603 | 2.5694 | 16.2803 | 36.325
12 | 17 | 21 | -14.0583 | -28.7853 | 28.1624 | 17.3758 | -41.7107 | -68.7513 | 75.5905 | 51.5539 | -70.2884 | -99.4597 | 117.1767 | 89.6365 | 2.6947 | 16.6825 | 37.0651
12 | 17 | 22 | -14.1988 | -28.8587 | 28.3078 | 17.6055 | -42.1276 | -68.9266 | 75.9835 | 52.2354 | -70.991 | -99.7132 | 117.788 | 90.8218 | 2.8559 | 17.1648 | 37.9056
12 | 17 | 23 | -14.5175 | -29.1613 | 28.8126 | 18.1527 | -43.0731 | -69.6495 | 77.3352 | 53.8589 | -72.5843 | -100.759 | 119.8806 | 93.6474 | 3.2865 | 18.4715 | 40.1847
12 | 18 | 0 | -14.8258 | -29.4573 | 29.1098 | 18.563 | -43.9879 | -70.3563 | 78.1266 | 55.0762 | -74.1259 | -101.7816 | 121.1023 | 95.7642 | 3.3897 | 18.8586 | 40.959
12 | 18 | 1 | -15.1238 | -29.7488 | 29.6179 | 19.1177 | -44.8722 | -71.0525 | 79.4853 | 56.7221 | -75.616 | -102.7887 | 123.2042 | 98.6282 | 3.863 | 20.2827 | 43.4278
12 | 18 | 2 | -15.2546 | -29.8425 | 29.7218 | 19.2973 | -45.2601 | -71.2763 | 79.7646 | 57.2548 | -76.2697 | -103.1125 | 123.6373 | 99.5539 | 3.9221 | 20.483 | 43.809
12 | 18 | 3 | -15.3749 | -29.935 | 29.8629 | 19.4915 | -45.6172 | -71.4974 | 80.1438 | 57.8311 | -76.8715 | -103.4323 | 124.2255 | 100.5565 | 4.0444 | 20.8602 | 44.4782
12 | 18 | 4 | -15.5179 | -30.0607 | 30.0192 | 19.7131 | -46.0413 | -71.7976 | 80.5622 | 58.4884 | -77.5861 | -103.8667 | 124.8732 | 101.7007 | 4.1537 | 21.2117 | 45.1211
12 | 18 | 5 | -15.1254 | -29.8011 | 29.6458 | 19.1751 | -44.8768 | -71.1775 | 79.5552 | 56.8922 | -75.6238 | -102.9695 | 123.3084 | 98.9265 | 3.8944 | 20.3932 | 43.6416
12 | 18 | 6 | -14.7374 | -29.5364 | 29.2834 | 18.6767 | -43.7257 | -70.5453 | 78.5826 | 55.4136 | -73.684 | -102.055 | 121.8007 | 96.3595 | 3.6863 | 19.7252 | 42.4212
12 | 18 | 7 | -14.3615 | -29.278 | 28.7978 | 18.1002 | -42.6103 | -69.9281 | 77.2792 | 53.7031 | -71.8043 | -101.1621 | 119.7802 | 93.3851 | 3.2585 | 18.4439 | 40.1988
12 | 18 | 8 | -14.6191 | -29.3679 | 28.9687 | 18.3947 | -43.3748 | -70.1428 | 77.7399 | 54.577 | -73.0927 | -101.4727 | 120.4961 | 94.9025 | 3.3764 | 18.7992 | 40.8332
12 | 18 | 9 | -14.8941 | -29.5022 | 29.2014 | 18.7889 | -44.1906 | -70.4636 | 78.3669 | 55.7464 | -74.4674 | -101.9368 | 121.47 | 96.935 | 3.5939 | 19.459 | 42.0008
12 | 18 | 10 | -15.1837 | -29.6304 | 29.4732 | 19.1841 | -45.0498 | -70.7697 | 79.0949 | 56.9191 | -75.9153 | -102.3796 | 122.5974 | 98.9697 | 3.8433 | 20.1945 | 43.2722
12 | 18 | 11 | -16.0519 | -30.3045 | 30.5167 | 20.534 | -47.6259 | -72.3799 | 81.8938 | 60.9242 | -80.2563 | -104.709 | 126.9343 | 105.9346 | 4.6943 | 22.8122 | 47.9034
12 | 18 | 12 | -16.9343 | -30.9837 | 31.3893 | 21.7917 | -50.2437 | -74.002 | 84.2338 | 64.6557 | -84.6678 | -107.0556 | 130.5598 | 112.4223 | 5.2631 | 24.6437 | 51.2586
12 | 18 | 13 | -17.7896 | -31.6609 | 32.4929 | 23.1576 | -52.7814 | -75.6194 | 87.1906 | 68.7084 | -88.9442 | -109.3955 | 135.1388 | 119.4701 | 6.2001 | 27.4982 | 56.2692
12 | 18 | 14 | -18.7345 | -32.3505 | 33.538 | 24.6257 | -55.5851 | -77.2666 | 89.9966 | 73.064 | -93.6688 | -111.7784 | 139.4892 | 127.0412 | 7.0786 | 30.2089 | 61.0831
12 | 18 | 15 | -19.6084 | -33.0008 | 34.6595 | 26.092 | -58.178 | -78.8197 | 93.006 | 77.4146 | -98.0382 | -114.0252 | 144.1536 | 134.6045 | 8.1422 | 33.4229 | 66.6948
12 | 18 | 16 | -20.5524 | -33.6931 | 35.8195 | 27.615 | -60.9787 | -80.4732 | 96.1208 | 81.9335 | -102.7578 | -116.4173 | 148.9832 | 142.46 | 9.189 | 36.6024 | 72.2681
12 | 18 | 17 | -22.0227 | -34.8178 | 37.6569 | 30.0413 | -65.3412 | -83.1594 | 101.0569 | 89.1321 | -110.1092 | -120.3033 | 156.6385 | 154.9717 | 10.8577 | 41.6884 | 81.1977
12 | 18 | 18 | -23.4961 | -35.9479 | 39.75 | 32.6322 | -69.7127 | -85.8586 | 106.6749 | 96.8195 | -117.4757 | -124.2081 | 165.3471 | 168.3379 | 12.9382 | 47.9231 | 92.0011
12 | 18 | 19 | -25.0202 | -37.1206 | 41.8267 | 35.2496 | -74.2347 | -88.6595 | 112.2516 | 104.5851 | -125.0961 | -128.2601 | 173.9939 | 181.8339 | 14.9354 | 53.9424 | 102.4717
12 | 18 | 20 | -25.5461 | -37.563 | 42.6945 | 36.2874 | -75.795 | -89.7162 | 114.5849 | 107.6644 | -127.7253 | -129.7888 | 177.6144 | 187.1923 | 15.8728 | 56.7381 | 107.2926
12 | 18 | 21 | -26.1203 | -38.0484 | 43.6399 | 37.4256 | -77.4986 | -90.8755 | 117.1291 | 111.0413 | -130.5961 | -131.4658 | 181.5639 | 193.0671 | 16.8968 | 59.7964 | 112.569
12 | 18 | 22 | -26.6852 | -38.5309 | 44.7137 | 38.6 | -79.1745 | -92.0279 | 120.0212 | 114.5256 | -133.4203 | -133.133 | 186.0552 | 199.1254 | 18.0976 | 63.3443 | 118.6272
12 | 18 | 23 | -27.0254 | -38.8038 | 45.147 | 39.1841 | -80.1841 | -92.6797 | 121.1893 | 116.2587 | -135.1215 | -134.076 | 187.8704 | 202.14 | 18.5018 | 64.5843 | 120.8128
12 | 19 | 0 | -27.3181 | -39.0379 | 45.5226 | 39.6977 | -81.0526 | -93.2388 | 122.2035 | 117.7826 | -136.5851 | -134.8847 | 189.4476 | 204.791 | 18.8642 | 65.6948 | 122.7688
12 | 19 | 1 | -27.6563 | -39.3087 | 46.3453 | 40.4805 | -82.0559 | -93.8855 | 124.4231 | 120.1052 | -138.2759 | -135.8203 | 192.8976 | 208.8335 | 19.8609 | 68.5869 | 127.635
12 | 19 | 2 | -27.9596 | -39.5681 | 46.7683 | 41.0145 | -82.9557 | -94.5051 | 125.5667 | 121.6894 | -139.7921 | -136.7167 | 194.6775 | 211.5857 | 20.2551 | 69.7953 | 129.7545
12 | 19 | 3 | -28.2649 | -39.8195 | 47.4884 | 41.7434 | -83.8616 | -95.1057 | 127.508 | 123.8522 | -141.3188 | -137.5855 | 197.6939 | 215.3488 | 21.1474 | 72.3929 | 134.1384
12 | 19 | 4 | -28.5582 | -40.0785 | 47.9752 | 42.3242 | -84.7319 | -95.7243 | 128.8257 | 125.5753 | -142.7854 | -138.4804 | 199.7457 | 218.3497 | 21.6625 | 73.9447 | 136.8296
12 | 19 | 5 | -27.2499 | -39.0973 | 45.6891 | 39.8726 | -80.85 | -93.3807 | 122.6518 | 118.3015 | -136.2438 | -135.09 | 190.1434 | 205.707 | 19.2145 | 66.7224 | 124.5166
12 | 19 | 6 | -25.9575 | -38.125 | 43.6637 | 37.4954 | -77.0157 | -91.0584 | 117.2 | 111.2483 | -129.7824 | -131.7305 | 181.6796 | 193.4451 | 17.0765 | 60.3742 | 113.6118
12 | 19 | 7 | -24.6537 | -37.1372 | 41.5701 | 35.0445 | -73.1471 | -88.6992 | 111.5741 | 103.9765 | -123.2633 | -128.3174 | 172.953 | 180.8055 | 14.8237 | 53.7042 | 102.1778
12 | 19 | 8 | -23.9207 | -36.5159 | 40.4494 | 33.685 | -70.9723 | -87.2151 | 108.5585 | 99.9428 | -119.5985 | -126.1705 | 168.2724 | 173.7929 | 13.6978 | 50.3139 | 96.2963
12 | 19 | 9 | -23.1389 | -35.8838 | 39.302 | 32.2545 | -68.6527 | -85.7055 | 105.4732 | 95.6986 | -115.6896 | -123.9866 | 163.4851 | 166.4137 | 12.5338 | 46.8136 | 90.2225
12 | 19 | 10 | -22.3571 | -35.2153 | 38.1718 | 30.8869 | -66.3333 | -84.1089 | 102.4347 | 91.6412 | -111.781 | -121.6768 | 158.7707 | 159.3578 | 11.4864 | 43.6338 | 84.6706
12 | 19 | 11 | -23.2152 | -35.7707 | 39.3012 | 32.3704 | -68.8792 | -85.4354 | 105.4733 | 96.0426 | -116.0712 | -123.5958 | 163.4869 | 167.0081 | 12.6857 | 47.2014 | 90.828
12 | 19 | 12 | -24.0726 | -36.3229 | 40.1519 | 33.7037 | -71.4231 | -86.7542 | 107.7673 | 99.9984 | -120.3581 | -125.5038 | 167.0519 | 173.8813 | 13.4601 | 49.5884 | 95.0713
12 | 19 | 13 | -24.9663 | -36.9173 | 41.4068 | 35.3572 | -74.0747 | -88.174 | 111.1445 | 104.9044 | -124.8264 | -127.5576 | 172.2946 | 182.409 | 14.8804 | 53.8002 | 102.3194
12 | 19 | 14 | -25.5574 | -37.3734 | 42.3535 | 36.4615 | -75.8285 | -89.2634 | 113.6898 | 108.1808 | -127.7818 | -129.1337 | 176.2435 | 188.1035 | 15.8842 | 56.7788 | 107.4316
12 | 19 | 15 | -26.1857 | -37.8678 | 43.0935 | 37.4846 | -77.6927 | -90.4441 | 115.6748 | 111.2163 | -130.9232 | -130.8418 | 179.3197 | 193.3815 | 16.5246 | 58.7544 | 110.9362
12 | 19 | 16 | -26.7621 | -38.3082 | 44.1246 | 38.6 | -79.4028 | -91.4961 | 118.444 | 114.5258 | -133.8051 | -132.3636 | 183.6136 | 199.1341 | 17.6543 | 62.0708 | 116.5791
12 | 19 | 17 | -27.3139 | -38.7124 | 44.8009 | 39.5394 | -81.04 | -92.4614 | 120.2667 | 117.3129 | -136.5639 | -133.76 | 186.4455 | 203.9738 | 18.314 | 64.0783 | 120.0952
12 | 19 | 18 | -27.8402 | -39.1046 | 45.7013 | 40.4996 | -82.6017 | -93.398 | 122.6875 | 120.162 | -139.1955 | -135.1151 | 190.2014 | 208.9257 | 19.2562 | 66.8498 | 124.8164
12 | 19 | 19 | -28.3768 | -39.5084 | 46.6538 | 41.5213 | -84.1936 | -94.3626 | 125.2609 | 123.1932 | -141.8781 | -136.5106 | 194.2046 | 214.192 | 20.2899 | 69.8979 | 130.008
12 | 19 | 20 | -28.6621 | -39.7549 | 47.2142 | 42.0518 | -85.04 | -94.9514 | 126.7717 | 124.7671 | -143.3044 | -137.3622 | 196.5521 | 216.9308 | 20.849 | 71.5475 | 132.8163
12 | 19 | 21 | -28.958 | -39.9978 | 47.761 | 42.6142 | -85.9181 | -95.5316 | 128.2453 | 126.4357 | -144.7842 | -138.2016 | 198.8415 | 219.8276 | 21.4193 | 73.2313 | 135.6833
12 | 19 | 22 | -29.2677 | -40.2398 | 48.4944 | 43.3097 | -86.8368 | -96.1095 | 130.2179 | 128.4993 | -146.3323 | -139.0377 | 201.9026 | 223.4161 | 22.2966 | 75.7709 | 139.9487
12 | 19 | 23 | -29.5957 | -40.4752 | 48.9277 | 43.8548 | -87.8102 | -96.6716 | 131.3961 | 130.1165 | -147.9727 | -139.8508 | 203.7418 | 226.229 | 22.7115 | 77.0308 | 142.1473
12 | 20 | 0 | -29.9467 | -40.705 | 49.4987 | 44.5117 | -88.8514 | -97.2205 | 132.9529 | 132.0656 | -149.7272 | -140.6449 | 206.1751 | 229.6143 | 23.3588 | 78.9467 | 145.4173
12 | 20 | 1 | -30.2697 | -40.9309 | 49.9919 | 45.0895 | -89.8098 | -97.76 | 134.2926 | 133.78 | -151.3424 | -141.4254 | 208.2652 | 232.5979 | 23.8808 | 80.5027 | 148.0954
12 | 20 | 2 | -30.4963 | -40.9883 | 50.1831 | 45.4058 | -90.4823 | -97.8972 | 134.8192 | 134.7185 | -152.4755 | -141.6239 | 209.0927 | 234.221 | 24.1042 | 81.1582 | 149.2143
12 | 20 | 3 | -30.6847 | -41.0268 | 50.321 | 45.6568 | -91.041 | -97.9892 | 135.1966 | 135.4632 | -153.417 | -141.7569 | 209.6836 | 235.5087 | 24.2664 | 81.6296 | 150.0183
12 | 20 | 4 | -30.8709 | -41.077 | 50.5324 | 45.967 | -91.5936 | -98.1091 | 135.7768 | 136.3835 | -154.3483 | -141.9303 | 210.5938 | 237.1005 | 24.5515 | 82.4576 | 151.4157
12 | 20 | 5 | -27.2482 | -38.506 | 44.7297 | 39.2595 | -80.845 | -91.9683 | 120.1102 | 116.4826 | -136.2352 | -133.0468 | 186.2317 | 202.513 | 18.2351 | 63.7795 | 119.4627
12 | 20 | 6 | -23.6104 | -35.8997 | 39.6717 | 32.7324 | -70.0519 | -85.7434 | 106.4922 | 97.1166 | -118.0474 | -124.0414 | 165.0868 | 168.8528 | 12.894 | 47.8135 | 91.8508
12 | 20 | 7 | -19.9669 | -33.2927 | 35.1723 | 26.7119 | -59.2416 | -79.517 | 94.3999 | 79.2539 | -99.8305 | -115.0339 | 146.329 | 137.8027 | 8.6246 | 34.8953 | 69.2673
12 | 20 | 8 | -18.4015 | -32.1059 | 33.1969 | 24.1965 | -54.597 | -76.6824 | 89.1005 | 71.7907 | -92.0038 | -110.9332 | 138.1164 | 124.8285 | 6.8859 | 29.6117 | 60.0079
12 | 20 | 9 | -16.8858 | -30.9645 | 31.5427 | 21.8887 | -50.1 | -73.9563 | 84.6623 | 64.9434 | -84.4257 | -106.9895 | 131.2381 | 112.9249 | 5.581 | 25.5494 | 52.7478
12 | 20 | 10 | -15.3228 | -29.7759 | 29.7051 | 19.5273 | -45.4624 | -71.1173 | 79.7375 | 57.9372 | -76.6106 | -102.8824 | 123.6101 | 100.7447 | 4.1338 | 21.0949 | 44.8617
12 | 20 | 11 | -16.8937 | -30.7919 | 31.2326 | 21.7399 | -50.1234 | -73.5439 | 83.8455 | 64.5021 | -84.4651 | -106.3929 | 129.9848 | 112.1545 | 5.287 | 24.6803 | 51.2812
12 | 20 | 12 | -18.4377 | -31.7734 | 32.7738 | 23.9666 | -54.7045 | -75.8883 | 87.9903 | 71.1086 | -92.1849 | -109.7844 | 136.4169 | 123.6333 | 6.5292 | 28.5061 | 58.0809
12 | 20 | 13 | -20.0144 | -32.7972 | 34.6591 | 26.5154 | -59.3824 | -78.3334 | 93.0621 | 78.6708 | -100.0677 | -113.3217 | 144.2883 | 136.7775 | 8.363 | 34.0171 | 67.6764
12 | 20 | 14 | -20.701 | -33.3137 | 35.3403 | 27.6017 | -61.4195 | -79.567 | 94.8893 | 81.8938 | -103.5006 | -115.1063 | 147.1197 | 142.3825 | 8.9273 | 35.7966 | 70.8953
12 | 20 | 15 | -21.3783 | -33.8158 | 36.1667 | 28.7754 | -63.429 | -80.7662 | 97.1047 | 85.3764 | -106.8869 | -116.8412 | 150.5518 | 148.4414 | 9.7481 | 38.2859 | 75.2651
12 | 20 | 16 | -22.0326 | -34.2808 | 37.069 | 30.0145 | -65.3705 | -81.8769 | 99.5284 | 89.0525 | -110.1586 | -118.448 | 154.3105 | 154.8342 | 10.77 | 41.3335 | 80.5381
12 | 20 | 17 | -22.2714 | -34.4571 | 37.3219 | 30.3364 | -66.079 | -82.298 | 100.2049 | 90.0076 | -111.3525 | -119.0572 | 155.3572 | 156.4933 | 10.9297 | 41.8355 | 81.4409
12 | 20 | 18 | -22.5243 | -34.6097 | 37.6341 | 30.76 | -66.8292 | -82.6624 | 101.0429 | 91.2646 | -112.6167 | -119.5843 | 156.656 | 158.6751 | 11.2602 | 42.8159 | 83.1301
12 | 20 | 19 | -22.7707 | -34.7885 | 37.8763 | 31.0633 | -67.5604 | -83.0894 | 101.6911 | 92.1645 | -113.8489 | -120.202 | 157.6592 | 160.2377 | 11.3805 | 43.2057 | 83.846
12 | 20 | 20 | -22.5858 | -34.6023 | 37.6524 | 30.7424 | -67.0116 | -82.6449 | 101.0905 | 91.2122 | -112.9241 | -119.5589 | 156.7286 | 158.5805 | 11.2066 | 42.6461 | 82.826
12 | 20 | 21 | -22.4449 | -34.4605 | 37.2214 | 30.3723 | -66.5936 | -82.306 | 99.934 | 90.1142 | -112.2197 | -119.0688 | 154.9363 | 156.6663 | 10.6883 | 41.1485 | 80.3142
12 | 20 | 22 | -22.2751 | -34.2779 | 37.025 | 30.0986 | -66.0898 | -81.87 | 99.4077 | 89.3021 | -111.3708 | -118.4379 | 154.1209 | 155.2523 | 10.5706 | 40.7499 | 79.5645
12 | 20 | 23 | -22.0896 | -33.9658 | 36.5041 | 29.4887 | -65.5394 | -81.1244 | 98.0168 | 87.4926 | -110.4433 | -117.3594 | 151.9711 | 152.0939 | 9.9375 | 38.8455 | 76.2624
12 | 21 | 0 | -21.8766 | -33.6565 | 36.1281 | 28.9634 | -64.9075 | -80.3857 | 97.0135 | 85.934 | -109.3783 | -116.2907 | 150.4207 | 149.3749 | 9.5585 | 37.6543 | 74.1266
12 | 21 | 1 | -21.7399 | -33.3934 | 35.8154 | 28.5875 | -64.5019 | -79.7574 | 96.1852 | 84.8188 | -108.6948 | -115.3818 | 149.1459 | 147.4223 | 9.2697 | 36.7447 | 72.4915
12 | 21 | 2 | -21.5051 | -33.331 | 35.5343 | 28.1495 | -63.8053 | -79.6083 | 95.427 | 83.5192 | -107.521 | -115.1661 | 147.9674 | 145.1633 | 8.8477 | 35.5325 | 70.4437
12 | 21 | 3 | -21.272 | -33.2744 | 35.4932 | 27.859 | -63.1139 | -79.4731 | 95.3088 | 82.6573 | -106.3559 | -114.9704 | 147.7776 | 143.6702 | 8.8058 | 35.3791 | 70.1216
12 | 21 | 4 | -21.0839 | -33.2582 | 35.3698 | 27.589 | -62.5555 | -79.4345 | 94.9756 | 81.8564 | -105.415 | -114.9146 | 147.2595 | 142.2789 | 8.6168 | 34.842 | 69.2089
12 | 21 | 5 | -17.999 | -31.0513 | 31.7628 | 22.7285 | -53.4029 | -74.1635 | 85.2871 | 67.435 | -89.9915 | -107.2892 | 132.2351 | 117.2142 | 5.4409 | 25.1558 | 52.1686
12 | 21 | 6 | -14.9611 | -28.8875 | 28.5787 | 18.2856 | -44.3895 | -68.9955 | 76.7341 | 54.2532 | -74.8027 | -99.813 | 118.9711 | 94.3064 | 3.0156 | 17.6022 | 38.6619
12 | 21 | 7 | -11.9181 | -26.7218 | 25.4399 | 14.093 | -35.3607 | -63.8229 | 68.3078 | 41.8138 | -59.5878 | -92.33 | 105.9077 | 72.6859 | 0.89306 | 10.9379 | 26.6758
12 | 21 | 8 | -11.1872 | -26.2125 | 24.663 | 13.0888 | -33.1921 | -62.6064 | 66.222 | 38.8342 | -55.9335 | -90.5701 | 102.6742 | 67.5072 | 0.35211 | 9.2577 | 23.6778
12 | 21 | 9 | -10.4238 | -25.6957 | 24.0903 | 12.2046 | -30.9273 | -61.3719 | 64.6841 | 36.2109 | -52.1169 | -88.7843 | 100.2897 | 62.9505 | 0.1754 | 8.5957 | 22.339
12 | 21 | 10 | -9.67 | -25.1798 | 23.2774 | 11.2099 | -28.6908 | -60.14 | 62.5036 | 33.2597 | -48.3481 | -87.002 | 96.9107 | 57.8223 | -0.36255 | 6.9325 | 19.3829
12 | 21 | 11 | -10.2788 | -25.5746 | 23.936 | 12.0575 | -30.497 | -61.0828 | 64.2781 | 35.7745 | -51.3918 | -88.366 | 99.6671 | 62.1934 | 0.14013 | 8.4728 | 22.1027
12 | 21 | 12 | -10.9193 | -25.9933 | 24.6048 | 12.9722 | -32.3973 | -62.0829 | 66.0791 | 38.4885 | -54.5941 | -89.8128 | 102.4638 | 66.913 | 0.66447 | 10.0874 | 24.9699
12 | 21 | 13 | -11.5631 | -26.4315 | 25.2542 | 13.8853 | -34.3075 | -63.1294 | 67.8261 | 41.1975 | -57.813 | -91.3267 | 105.1752 | 71.6238 | 1.145 | 11.5867 | 27.6593
12 | 21 | 14 | -10.8986 | -25.861 | 24.4368 | 12.8415 | -32.3361 | -61.7669 | 65.6357 | 38.1007 | -54.4909 | -89.3557 | 101.7827 | 66.2326 | 0.51872 | 9.6334 | 24.1688
12 | 21 | 15 | -10.2728 | -25.3257 | 23.6115 | 11.8424 | -30.4793 | -60.4884 | 63.4224 | 35.1363 | -51.3619 | -87.506 | 98.3535 | 61.0732 | -0.14462 | 7.5911 | 20.5587
12 | 21 | 16 | -9.6748 | -24.8092 | 23.0231 | 11.0464 | -28.705 | -59.2547 | 61.8435 | 32.7745 | -48.372 | -85.7213 | 95.9061 | 56.9662 | -0.41442 | 6.6584 | 18.7791
12 | 21 | 17 | -8.3488 | -23.8823 | 21.8601 | 9.5369 | -24.7708 | -57.0408 | 58.7224 | 28.2958 | -41.7423 | -82.5186 | 91.0686 | 49.188 | -0.83411 | 5.2067 | 15.9958
12 | 21 | 18 | -6.9984 | -22.907 | 20.5264 | 7.944 | -20.764 | -54.7116 | 55.1445 | 23.5698 | -34.9903 | -79.149 | 85.5239 | 40.9775 | -1.435 | 3.2387 | 12.362
12 | 21 | 19 | -5.6705 | -21.9822 | 19.4318 | 6.5269 | -16.8244 | -52.5028 | 52.2065 | 19.3651 | -28.3516 | -75.9536 | 80.9695 | 33.6747 | -1.6941 | 2.2444 | 10.3391
12 | 21 | 20 | -4.5535 | -21.0788 | 18.3706 | 5.2706 | -13.5102 | -50.3449 | 49.359 | 15.6377 | -22.7667 | -72.8319 | 76.5562 | 27.1972 | -1.9911 | 1.1416 | 8.1548
12 | 21 | 21 | -3.7066 | -20.1339 | 17.2828 | 4.2022 | -10.9974 | -48.0881 | 46.4418 | 12.4679 | -18.5321 | -69.5671 | 72.036 | 21.6811 | -2.3554 | -0.17577 | 5.6179
12 | 21 | 22 | -2.9377 | -19.2327 | 16.3032 | 3.2867 | -8.7162 | -45.9357 | 43.8143 | 9.7517 | -14.688 | -66.4533 | 67.9645 | 16.9559 | -2.5804 | -1.0859 | 3.7791
12 | 21 | 23 | -2.324 | -18.6956 | 15.5934 | 2.5863 | -6.8952 | -44.6529 | 41.9074 | 7.6737 | -11.6194 | -64.5975 | 65.0073 | 13.3435 | -2.8398 | -1.967 | 2.1339
12 | 22 | 0 | -1.8832 | -18.1967 | 15.0794 | 2.0956 | -5.5874 | -43.4613 | 40.5259 | 6.2176 | -9.4156 | -62.8736 | 62.8642 | 10.8126 | -2.9049 | -2.3051 | 1.3875
12 | 22 | 1 | -1.3896 | -17.6629 | 14.4258 | 1.5588 | -4.123 | -42.1864 | 38.7698 | 4.625 | -6.9479 | -61.0293 | 60.1404 | 8.0445 | -3.0679 | -2.9146 | 0.20764
12 | 22 | 2 | -1.3628 | -17.7687 | 14.555 | 1.5391 | -4.0435 | -42.4391 | 39.11 | 4.5665 | -6.8139 | -61.3949 | 60.6623 | 7.9443 | -3.0375 | -2.8061 | 0.39779
12 | 22 | 3 | -1.2946 | -17.8341 | 14.5732 | 1.4901 | -3.8411 | -42.5953 | 39.1547 | 4.4211 | -6.4727 | -61.6209 | 60.7281 | 7.6928 | -3.0655 | -2.8606 | 0.3273
12 | 22 | 4 | -1.2136 | -17.8889 | 14.5804 | 1.4225 | -3.6007 | -42.7262 | 39.1677 | 4.2206 | -6.0678 | -61.8102 | 60.7431 | 7.3461 | -3.0996 | -2.9386 | 0.21125
12 | 22 | 5 | -0.93996 | -17.5955 | 14.2441 | 1.0832 | -2.7889 | -42.0254 | 38.2634 | 3.2139 | -4.6996 | -60.7964 | 59.3398 | 5.5935 | -3.2082 | -3.337 | -0.56274
12 | 22 | 6 | -0.62495 | -17.2474 | 13.7733 | 0.691 | -1.8542 | -41.194 | 36.9997 | 2.0502 | -3.1246 | -59.5937 | 57.3808 | 3.5672 | -3.4081 | -3.9984 | -1.7704
12 | 22 | 7 | -0.47207 | -16.9448 | 13.4562 | 0.51344 | -1.4006 | -40.4712 | 36.1452 | 1.5234 | -2.3603 | -58.548 | 56.0536 | 2.6505 | -3.4472 | -4.2032 | -2.2042
12 | 22 | 8 | -0.48321 | -16.5161 | 13.0579 | 0.53532 | -1.4337 | -39.4473 | 35.0779 | 1.5883 | -2.416 | -57.0668 | 54.4005 | 2.764 | -3.406 | -4.2147 | -2.3183
12 | 22 | 9 | -0.49435 | -16.1125 | 12.6101 | 0.5657 | -1.4667 | -38.4833 | 33.8789 | 1.6784 | -2.4717 | -55.6722 | 52.5444 | 2.9213 | -3.431 | -4.3927 | -2.6782
12 | 22 | 10 | -0.51901 | -15.7107 | 12.2317 | 0.59727 | -1.5399 | -37.5236 | 32.8644 | 1.7721 | -2.595 | -54.2839 | 50.9726 | 3.0845 | -3.4007 | -4.427 | -2.8217
12 | 22 | 11 | -0.58061 | -16.5418 | 13.0658 | 0.65309 | -1.7227 | -39.5087 | 35.1006 | 1.9377 | -2.9029 | -57.1556 | 54.4369 | 3.3721 | -3.4035 | -4.193 | -2.2495
12 | 22 | 12 | -0.76843 | -17.3986 | 13.9523 | 0.86567 | -2.2799 | -41.5551 | 37.4765 | 2.5684 | -3.842 | -60.1161 | 58.117 | 4.4694 | -3.3491 | -3.7901 | -1.3717
12 | 22 | 13 | -1.2917 | -18.2558 | 14.8411 | 1.4952 | -3.8325 | -43.6024 | 39.8591 | 4.4361 | -6.4583 | -63.0779 | 61.8077 | 7.7199 | -3.2113 | -3.1398 | -0.0085508
12 | 22 | 14 | -1.4905 | -18.667 | 15.2105 | 1.7549 | -4.4223 | -44.5846 | 40.8479 | 5.2066 | -7.4522 | -64.4987 | 63.3382 | 9.0621 | -3.1921 | -2.9524 | 0.44943
12 | 22 | 15 | -1.7494 | -19.0359 | 15.6317 | 2.1013 | -5.1906 | -45.4658 | 41.9767 | 6.2346 | -8.7468 | -65.7735 | 65.0867 | 10.8522 | -3.0524 | -2.4451 | 1.4186
12 | 22 | 16 | -2.0562 | -19.4558 | 16.1231 | 2.5202 | -6.1009 | -46.4686 | 43.294 | 7.4774 | -10.2808 | -67.2242 | 67.1272 | 13.0167 | -2.8688 | -1.7981 | 2.6389
12 | 22 | 17 | -2.2502 | -19.9493 | 16.6177 | 2.7692 | -6.6764 | -47.6473 | 44.6212 | 8.2161 | -11.2507 | -68.9293 | 69.1842 | 14.303 | -2.8126 | -1.4864 | 3.3072
12 | 22 | 18 | -2.5571 | -20.4903 | 17.309 | 3.1803 | -7.5869 | -48.9394 | 46.4767 | 9.4359 | -12.785 | -70.7987 | 72.0605 | 16.4264 | -2.5581 | -0.61378 | 4.9033
12 | 22 | 19 | -2.9677 | -21.0371 | 17.8861 | 3.7271 | -8.8052 | -50.2455 | 48.0236 | 11.0584 | -14.838 | -72.6881 | 74.4568 | 19.2521 | -2.3916 | 0.031335 | 6.1828
12 | 22 | 20 | -3.5384 | -21.5134 | 18.3945 | 4.4171 | -10.4983 | -51.383 | 49.3859 | 13.1055 | -17.6912 | -74.3336 | 76.5667 | 22.8158 | -2.2402 | 0.61006 | 7.3577
12 | 22 | 21 | -4.2365 | -21.9783 | 19.0818 | 5.2145 | -12.5696 | -52.4933 | 51.2282 | 15.4713 | -21.1816 | -75.94 | 79.4206 | 26.9293 | -1.9185 | 1.6366 | 9.2283
12 | 22 | 22 | -4.9165 | -22.4107 | 19.606 | 5.9605 | -14.5873 | -53.526 | 52.6328 | 17.6848 | -24.5817 | -77.4339 | 81.5958 | 30.7766 | -1.7607 | 2.2043 | 10.3568
12 | 22 | 23 | -5.9223 | -23.0334 | 20.3828 | 7.0162 | -17.5714 | -55.0133 | 54.7175 | 20.8169 | -29.6102 | -79.5855 | 84.8273 | 36.2149 | -1.5567 | 2.9498 | 11.8464
12 | 23 | 0 | -6.9019 | -23.6454 | 21.1586 | 8.0775 | -20.4779 | -56.4752 | 56.7996 | 23.966 | -34.5082 | -81.7003 | 88.0543 | 41.6816 | -1.3112 | 3.8125 | 13.5274
12 | 23 | 1 | -7.8953 | -24.2716 | 22.1122 | 9.2333 | -23.4253 | -57.9707 | 59.3554 | 27.3951 | -39.475 | -83.8639 | 92.0134 | 47.635 | -0.82148 | 5.3544 | 16.3095
12 | 23 | 2 | -9.3694 | -25.3468 | 23.5028 | 11.0526 | -27.7989 | -60.5389 | 63.0839 | 32.7929 | -46.8451 | -87.5791 | 97.7896 | 57.0168 | -0.1609 | 7.539 | 20.3822
12 | 23 | 3 | -10.8127 | -26.4116 | 24.8992 | 12.9234 | -32.0813 | -63.0819 | 66.8286 | 38.3434 | -54.0615 | -91.258 | 103.5917 | 66.6638 | 0.59821 | 10.0089 | 24.936
12 | 23 | 4 | -12.2736 | -27.4903 | 26.3829 | 14.8787 | -36.4156 | -65.6584 | 70.8085 | 44.145 | -61.3655 | -94.9852 | 109.759 | 76.7461 | 1.4977 | 12.8796 | 30.1543
12 | 23 | 5 | -13.0017 | -28.0234 | 27.1613 | 15.915 | -38.5758 | -66.9315 | 72.8983 | 47.2197 | -65.0058 | -96.8271 | 112.9989 | 82.0966 | 2.0512 | 14.6106 | 33.2627
12 | 23 | 6 | -13.7658 | -28.5928 | 28.0217 | 17.0376 | -40.8429 | -68.2916 | 75.208 | 50.5502 | -68.8261 | -98.7946 | 116.5795 | 87.8875 | 2.7006 | 16.6237 | 36.8463
12 | 23 | 7 | -14.5257 | -29.1634 | 28.7225 | 18.1019 | -43.0975 | -69.6545 | 77.09 | 53.7082 | -72.6254 | -100.7662 | 119.4978 | 93.3825 | 3.1353 | 18.0463 | 39.4887
12 | 23 | 8 | -14.7632 | -29.3065 | 29.0696 | 18.5488 | -43.8021 | -69.9961 | 78.0233 | 55.0341 | -73.8128 | -101.2605 | 120.9459 | 95.6898 | 3.5488 | 19.2592 | 41.5623
12 | 23 | 9 | -15.0244 | -29.4647 | 29.2884 | 18.9299 | -44.5773 | -70.3741 | 78.6113 | 56.1649 | -75.119 | -101.8073 | 121.8579 | 97.6574 | 3.7292 | 19.8249 | 42.589
12 | 23 | 10 | -15.2834 | -29.6235 | 29.5062 | 19.3242 | -45.3458 | -70.7534 | 79.197 | 57.3347 | -76.4141 | -102.356 | 122.7667 | 99.6929 | 3.9235 | 20.4326 | 43.6895
12 | 23 | 11 | -16.9904 | -30.9016 | 31.3127 | 21.8504 | -50.4102 | -73.8059 | 84.0419 | 64.83 | -84.9483 | -106.7719 | 130.2739 | 112.7266 | 5.2712 | 24.6558 | 51.2802
12 | 23 | 12 | -18.708 | -32.1848 | 33.3962 | 24.638 | -55.5064 | -76.8707 | 89.6316 | 73.1006 | -93.5362 | -111.2056 | 138.9364 | 127.108 | 7.1414 | 30.355 | 61.3025
12 | 23 | 13 | -20.4211 | -33.4693 | 35.4434 | 27.4214 | -60.5893 | -79.9386 | 95.1256 | 81.3591 | -102.1015 | -115.6439 | 147.4525 | 141.4686 | 8.9744 | 35.9568 | 71.1757
12 | 23 | 14 | -21.2588 | -34.0841 | 36.5186 | 28.8015 | -63.0746 | -81.4071 | 98.0119 | 85.4538 | -106.2897 | -117.7683 | 151.9268 | 148.5859 | 9.9773 | 38.9841 | 76.4547
12 | 23 | 15 | -22.0539 | -34.6763 | 37.361 | 30.0116 | -65.4337 | -82.8215 | 100.2779 | 89.044 | -110.2651 | -119.8145 | 155.4437 | 154.8266 | 10.6424 | 41.0667 | 80.1906
12 | 23 | 16 | -22.8634 | -35.2749 | 38.4588 | 31.43 | -67.8355 | -84.2512 | 103.2293 | 93.2524 | -114.3125 | -121.8828 | 160.0228 | 162.1432 | 11.7504 | 44.395 | 85.9707
12 | 23 | 17 | -23.2716 | -35.5844 | 39.0987 | 32.2111 | -69.0465 | -84.9905 | 104.949 | 95.5699 | -116.3532 | -122.9522 | 162.6901 | 166.1726 | 12.4538 | 46.4819 | 89.5573
12 | 23 | 18 | -23.6184 | -35.8377 | 39.497 | 32.7728 | -70.0756 | -85.5953 | 106.0201 | 97.2365 | -118.0873 | -123.8273 | 164.3523 | 169.07 | 12.8137 | 47.5857 | 91.5077
12 | 23 | 19 | -24.0059 | -36.1455 | 39.9442 | 33.3749 | -71.2251 | -86.3305 | 107.2192 | 99.023 | -120.0244 | -124.8907 | 166.2099 | 172.1734 | 13.1678 | 48.6866 | 93.4682
12 | 23 | 20 | -24.2911 | -36.3406 | 40.5204 | 34.0358 | -72.0714 | -86.7966 | 108.7701 | 100.9837 | -121.4505 | -125.5651 | 168.6178 | 175.5837 | 13.9245 | 50.8859 | 97.1859
12 | 23 | 21 | -24.6213 | -36.5796 | 40.8686 | 34.5663 | -73.051 | -87.3673 | 109.7074 | 102.5577 | -123.1013 | -126.3907 | 170.0729 | 178.3212 | 14.234 | 51.8467 | 98.902
12 | 23 | 22 | -24.9352 | -36.8176 | 41.2168 | 35.0885 | -73.9824 | -87.9359 | 110.6462 | 104.1071 | -124.6709 | -127.2132 | 171.5318 | 181.0158 | 14.5525 | 52.835 | 100.6635
12 | 23 | 23 | -25.0622 | -36.8945 | 41.3452 | 35.3069 | -74.3591 | -88.1195 | 110.9933 | 104.7552 | -125.3056 | -127.4788 | 172.0721 | 182.1403 | 14.6955 | 53.2699 | 101.428
12 | 24 | 0 | -25.1681 | -36.9665 | 41.4326 | 35.4639 | -74.6735 | -88.2915 | 111.2289 | 105.2209 | -125.8354 | -127.7277 | 172.4382 | 182.9508 | 14.7618 | 53.4848 | 101.8258
12 | 24 | 1 | -25.2709 | -37.0446 | 41.5266 | 35.6562 | -74.9786 | -88.4779 | 111.4809 | 105.7916 | -126.3496 | -127.9973 | 172.8283 | 183.9459 | 14.8673 | 53.816 | 102.4273
12 | 24 | 2 | -25.775 | -37.4212 | 42.3684 | 36.6373 | -76.4742 | -89.3775 | 113.7435 | 108.7025 | -128.8698 | -129.2987 | 176.3383 | 189.0087 | 15.8095 | 56.5942 | 107.1784
12 | 24 | 3 | -26.2809 | -37.7943 | 42.9546 | 37.4903 | -77.9751 | -90.2687 | 115.3206 | 111.2333 | -131.3992 | -130.588 | 178.786 | 193.407 | 16.3697 | 58.3101 | 110.2059
12 | 24 | 4 | -26.7656 | -38.1571 | 43.7832 | 38.4355 | -79.4132 | -91.1351 | 117.5454 | 114.0376 | -133.8225 | -131.8414 | 182.2356 | 198.2814 | 17.296 | 61.0348 | 114.8532
12 | 24 | 5 | -25.1751 | -36.9697 | 41.4167 | 35.465 | -74.6942 | -88.2991 | 111.1823 | 105.2243 | -125.8703 | -127.7387 | 172.3624 | 182.9571 | 14.737 | 53.4133 | 101.7105
12 | 24 | 6 | -23.5691 | -35.7751 | 39.3586 | 32.661 | -69.9291 | -85.4458 | 105.6464 | 96.9047 | -117.8405 | -123.6109 | 163.7713 | 168.4915 | 12.6754 | 47.1762 | 90.8115
12 | 24 | 7 | -21.9779 | -34.5815 | 37.2339 | 29.867 | -65.208 | -82.5951 | 99.9353 | 88.6149 | -109.8848 | -119.4869 | 154.9114 | 154.0736 | 10.5415 | 40.7471 | 79.6133
12 | 24 | 8 | -21.2229 | -34.005 | 36.3879 | 28.654 | -62.968 | -81.2181 | 97.6604 | 85.0161 | -106.1101 | -117.4949 | 151.3813 | 147.8185 | 9.814 | 38.4903 | 75.5949
12 | 24 | 9 | -20.449 | -33.3878 | 35.3879 | 27.3815 | -60.672 | -79.7441 | 94.9805 | 81.2406 | -102.2409 | -115.3625 | 147.2307 | 141.2558 | 8.9326 | 35.8051 | 70.8831
12 | 24 | 10 | -19.7032 | -32.8137 | 34.4254 | 26.1595 | -58.459 | -78.3728 | 92.3986 | 77.6149 | -98.5117 | -113.3787 | 143.2297 | 134.9518 | 8.068 | 33.1817 | 66.291
12 | 24 | 11 | -20.5272 | -33.3818 | 35.4486 | 27.5674 | -60.904 | -79.7298 | 95.1452 | 81.7921 | -102.632 | -115.3418 | 147.4873 | 142.2179 | 9.107 | 36.3035 | 71.7314
12 | 24 | 12 | -21.3492 | -33.9284 | 36.2842 | 28.8282 | -63.3429 | -81.0353 | 97.3954 | 85.533 | -106.7418 | -117.2304 | 150.9818 | 148.7212 | 9.8348 | 38.5503 | 75.7307
12 | 24 | 13 | -22.1581 | -34.4615 | 37.3731 | 30.3295 | -65.7429 | -82.3084 | 100.3277 | 89.9872 | -110.7861 | -119.0722 | 155.5352 | 156.4676 | 11.0829 | 42.2635 | 82.1445
12 | 24 | 14 | -22.3878 | -34.6771 | 37.6576 | 30.707 | -66.4243 | -82.8235 | 101.09 | 91.1072 | -111.9344 | -119.8174 | 156.716 | 158.416 | 11.2996 | 42.9494 | 83.3802
12 | 24 | 15 | -22.692 | -34.9387 | 37.9228 | 31.0934 | -67.3268 | -83.4481 | 101.8002 | 92.2538 | -113.4553 | -120.721 | 157.8152 | 160.4086 | 11.3856 | 43.279 | 84.0476
12 | 24 | 16 | -22.9532 | -35.1612 | 38.5088 | 31.6982 | -68.1019 | -83.9797 | 103.3737 | 94.0481 | -114.7613 | -121.49 | 160.2551 | 163.5326 | 12.0925 | 45.3402 | 87.5364
12 | 24 | 17 | -23.4916 | -35.5198 | 39.0798 | 32.5735 | -69.6992 | -84.8362 | 104.9103 | 96.6452 | -117.4531 | -122.7291 | 162.6404 | 168.0429 | 12.6418 | 47.02 | 90.5012
12 | 24 | 18 | -24.0903 | -35.9402 | 39.726 | 33.5222 | -71.4755 | -85.8403 | 106.6441 | 99.4599 | -120.4464 | -124.1817 | 165.3274 | 172.9374 | 13.2177 | 48.7882 | 93.6368
12 | 24 | 19 | -24.6704 | -36.3545 | 40.5832 | 34.6073 | -73.1968 | -86.8298 | 108.9471 | 102.6795 | -123.3471 | -125.6131 | 168.8992 | 178.5339 | 14.1656 | 51.5999 | 98.4729
12 | 24 | 20 | -24.8314 | -36.5102 | 40.8004 | 34.9008 | -73.6743 | -87.2016 | 109.5313 | 103.5502 | -124.1517 | -126.151 | 169.8057 | 180.048 | 14.3597 | 52.2056 | 99.551
12 | 24 | 21 | -24.949 | -36.6222 | 40.9424 | 35.064 | -74.0234 | -87.4692 | 109.9118 | 104.0345 | -124.7399 | -126.5381 | 170.3953 | 180.8892 | 14.4352 | 52.4538 | 100.0065
12 | 24 | 22 | -25.1149 | -36.7733 | 41.1315 | 35.3329 | -74.5156 | -87.8301 | 110.4219 | 104.8324 | -125.5693 | -127.0602 | 171.188 | 182.2773 | 14.5763 | 52.9086 | 100.8358
12 | 24 | 23 | -25.5743 | -37.1428 | 41.9173 | 36.2516 | -75.8785 | -88.7125 | 112.5346 | 107.5581 | -127.8661 | -128.3367 | 174.4659 | 187.0165 | 15.4519 | 55.5016 | 105.2795
12 | 25 | 0 | -26.0068 | -37.4969 | 42.4489 | 36.9708 | -77.1617 | -89.5583 | 113.963 | 109.692 | -130.0285 | -129.5603 | 176.6813 | 190.7276 | 15.9161 | 56.9349 | 107.8202
12 | 25 | 1 | -26.5157 | -37.8936 | 43.3006 | 37.9927 | -78.6719 | -90.5057 | 116.2543 | 112.7239 | -132.5732 | -130.9308 | 180.2379 | 195.9992 | 16.884 | 59.8008 | 112.7331
12 | 25 | 2 | -27.3618 | -38.5113 | 44.5997 | 39.5752 | -81.182 | -91.981 | 119.7454 | 117.4191 | -136.8033 | -133.0652 | 185.6531 | 204.1598 | 18.3018 | 64.0015 | 119.9444
12 | 25 | 3 | -28.224 | -39.1274 | 45.7189 | 41.0419 | -83.7402 | -93.4527 | 122.7611 | 121.7708 | -141.1142 | -135.1941 | 190.3375 | 211.7214 | 19.4094 | 67.339 | 125.7506
12 | 25 | 4 | -29.0935 | -39.7726 | 47.1351 | 42.6513 | -86.3202 | -94.9937 | 126.5808 | 126.5459 | -145.4618 | -137.4235 | 196.2741 | 220.0167 | 20.9202 | 71.8128 | 133.4055
12 | 25 | 5 | -28.5375 | -39.4449 | 46.4246 | 41.7439 | -84.6704 | -94.2109 | 124.6609 | 123.8537 | -142.6816 | -136.291 | 193.2871 | 215.3442 | 20.1862 | 69.6333 | 129.6586
12 | 25 | 6 | -28.0115 | -39.122 | 45.841 | 40.9234 | -83.1098 | -93.4396 | 123.083 | 121.4193 | -140.0517 | -135.1753 | 190.8316 | 211.1172 | 19.631 | 67.9529 | 126.7219
12 | 25 | 7 | -27.4917 | -38.8266 | 44.9717 | 39.9532 | -81.5674 | -92.7343 | 120.7429 | 118.5407 | -137.4526 | -134.1548 | 187.1985 | 206.114 | 18.6066 | 64.982 | 121.705
12 | 25 | 8 | -27.3597 | -38.7328 | 44.7554 | 39.6675 | -81.1759 | -92.5102 | 120.1559 | 117.6929 | -136.7929 | -133.8307 | 186.2831 | 204.6437 | 18.3303 | 64.1627 | 120.3033
12 | 25 | 9 | -27.2487 | -38.6758 | 44.6569 | 39.4861 | -80.8467 | -92.374 | 119.891 | 117.1547 | -136.2382 | -133.6337 | 185.8721 | 203.7081 | 18.2184 | 63.825 | 119.7084
12 | 25 | 10 | -27.106 | -38.5746 | 44.5171 | 39.3069 | -80.4231 | -92.1323 | 119.522 | 116.6232 | -135.5244 | -133.284 | 185.3053 | 202.7843 | 18.1435 | 63.5898 | 119.2812
12 | 25 | 11 | -27.8224 | -39.1169 | 45.6657 | 40.6451 | -82.5488 | -93.4275 | 122.609 | 120.5936 | -139.1065 | -135.1578 | 190.0941 | 209.6888 | 19.3714 | 67.2263 | 125.5187
12 | 25 | 12 | -28.5429 | -39.63 | 46.9681 | 42.0955 | -84.6865 | -94.6531 | 126.1189 | 124.8967 | -142.7088 | -136.9307 | 195.5466 | 217.1691 | 20.8906 | 71.676 | 133.0761
12 | 25 | 13 | -29.2597 | -40.1723 | 47.9816 | 43.3786 | -86.8132 | -95.9483 | 128.8612 | 128.7037 | -146.2926 | -138.8045 | 199.8161 | 223.7874 | 21.9281 | 74.8034 | 138.5064
12 | 25 | 14 | -29.8186 | -40.6141 | 49.0774 | 44.4557 | -88.4715 | -97.0034 | 131.8116 | 131.8996 | -149.0871 | -140.3308 | 204.3971 | 229.3427 | 23.1005 | 78.2363 | 144.3219
12 | 25 | 15 | -30.3834 | -41.064 | 50.3676 | 45.63 | -90.1473 | -98.078 | 135.2972 | 135.3835 | -151.9109 | -141.8855 | 209.8191 | 235.3972 | 24.5501 | 82.4554 | 151.42
12 | 25 | 16 | -30.931 | -41.5076 | 51.2507 | 46.5749 | -91.7718 | -99.1375 | 137.6955 | 138.1871 | -154.6486 | -143.4181 | 213.5604 | 240.2682 | 25.387 | 84.9733 | 155.762
12 | 25 | 17 | -31.706 | -42.1256 | 53.0284 | 48.3208 | -94.0713 | -100.6134 | 142.5073 | 143.3673 | -158.5235 | -145.5533 | 221.0531 | 249.2725 | 27.5177 | 91.1899 | 166.2488
12 | 25 | 18 | -32.4675 | -42.7216 | 54.7439 | 50.9675 | -96.3307 | -102.0371 | 147.1518 | 151.2198 | -162.331 | -147.6129 | 228.2863 | 262.9562 | 30.5222 | 100.0038 | 181.2987
12 | 25 | 19 | -33.277 | -43.3736 | 56.624 | 54.2015 | -98.7325 | -103.5942 | 152.2418 | 160.8153 | -166.3783 | -149.8654 | 236.2128 | 279.665 | 34.175 | 110.7304 | 199.6342
12 | 25 | 20 | -33.7619 | -43.7684 | 57.6027 | 56.1482 | -100.1712 | -104.5373 | 154.9042 | 166.5909 | -168.8027 | -151.2298 | 240.3695 | 289.7043 | 36.2206 | 116.7866 | 210.0414
12 | 25 | 21 | -34.2379 | -44.1563 | 58.9936 | 58.4636 | -101.5833 | -105.4638 | 158.6707 | 173.4607 | -171.1823 | -152.5702 | 246.2359 | 301.6617 | 39.063 | 125.0843 | 224.1451
12 | 25 | 22 | -34.7101 | -44.5421 | 60.4258 | 60.9712 | -102.9844 | -106.3851 | 162.5472 | 180.9007 | -173.5433 | -153.903 | 252.272 | 314.6043 | 42.1448 | 134.0784 | 239.43
12 | 25 | 23 | -35.0325 | -44.7748 | 60.9985 | 62.0537 | -103.9411 | -106.941 | 164.1052 | 184.1127 | -175.1555 | -154.7072 | 254.7048 | 320.1902 | 43.2448 | 137.3357 | 245.0323
12 | 26 | 0 | -35.3389 | -45.0038 | 61.6363 | 63.2393 | -104.85 | -107.4878 | 165.835 | 187.6302 | -176.6871 | -155.4982 | 257.401 | 326.2997 | 44.533 | 141.1274 | 251.5154
12 | 26 | 1 | -35.6855 | -45.2467 | 62.6359 | 64.9297 | -105.8783 | -108.068 | 168.5432 | 192.6457 | -178.42 | -156.3375 | 261.6203 | 335.0077 | 46.6335 | 147.2426 | 261.8705
12 | 26 | 2 | -35.6592 | -45.2722 | 62.7606 | 64.8398 | -105.8004 | -108.129 | 168.8767 | 192.379 | -178.2888 | -156.4258 | 262.1364 | 334.568 | 46.669 | 147.3263 | 261.99
12 | 26 | 3 | -35.6219 | -45.2911 | 62.7624 | 64.7026 | -105.6896 | -108.1741 | 168.8788 | 191.972 | -178.102 | -156.4911 | 262.1374 | 333.8733 | 46.552 | 146.9871 | 261.4177
12 | 26 | 4 | -35.6121 | -45.346 | 62.8427 | 64.792 | -105.6606 | -108.3051 | 169.0925 | 192.237 | -178.0531 | -156.6805 | 262.467 | 334.3539 | 46.6767 | 147.3638 | 262.0873
12 | 26 | 5 | -33.0077 | -43.3233 | 56.4567 | 53.8527 | -97.9333 | -103.4741 | 151.8018 | 159.7803 | -165.0316 | -149.6917 | 235.5384 | 277.8703 | 33.9784 | 110.1747 | 198.6854
12 | 26 | 6 | -30.3871 | -41.3077 | 51.0227 | 45.7705 | -90.1582 | -98.6601 | 137.0808 | 135.8004 | -151.9293 | -142.7274 | 212.6053 | 236.1233 | 25.0984 | 84.063 | 154.0718
12 | 26 | 7 | -27.7271 | -39.2648 | 45.9727 | 40.49 | -82.2659 | -93.7806 | 123.4424 | 120.1334 | -138.6298 | -135.6686 | 191.3938 | 208.8843 | 19.4708 | 67.5293 | 125.9797
12 | 26 | 8 | -26.2365 | -38.0534 | 43.3408 | 37.5328 | -77.8435 | -90.8874 | 116.3516 | 111.3594 | -131.1773 | -131.483 | 180.3797 | 193.6281 | 16.5837 | 58.9802 | 111.3475
12 | 26 | 9 | -24.7126 | -36.8091 | 41.0688 | 34.7886 | -73.3218 | -87.9156 | 110.2375 | 103.2173 | -123.5577 | -127.1839 | 170.8887 | 179.4716 | 14.3357 | 52.2174 | 99.6187
12 | 26 | 10 | -23.2142 | -35.6039 | 39.1437 | 32.2429 | -68.8762 | -85.0371 | 105.0631 | 95.6643 | -116.0663 | -123.0196 | 162.8614 | 166.3397 | 12.5685 | 46.814 | 90.1152
12 | 26 | 11 | -24.4144 | -36.4527 | 40.6845 | 34.2916 | -72.4372 | -87.0642 | 109.2092 | 101.7426 | -122.0669 | -125.9522 | 169.2974 | 176.9066 | 14.109 | 51.4505 | 98.1849
12 | 26 | 12 | -25.6589 | -37.3363 | 42.3745 | 36.5399 | -76.1295 | -89.1746 | 113.7643 | 108.4133 | -128.2891 | -129.0052 | 176.3745 | 188.5049 | 15.9192 | 56.8735 | 107.5851
12 | 26 | 13 | -26.8544 | -38.1787 | 43.8143 | 38.5144 | -79.6766 | -91.1866 | 117.6451 | 114.2717 | -134.2664 | -131.9159 | 182.4036 | 198.6877 | 17.2956 | 61.0535 | 114.9089
12 | 26 | 14 | -27.4586 | -38.6582 | 44.8439 | 39.6872 | -81.4694 | -92.3318 | 120.4155 | 117.7515 | -137.2875 | -133.5727 | 186.7041 | 204.7357 | 18.4143 | 64.3657 | 120.5795
12 | 26 | 15 | -28.0455 | -39.1356 | 45.8978 | 40.8596 | -83.2108 | -93.4721 | 123.2486 | 121.23 | -140.222 | -135.2222 | 191.0994 | 210.785 | 19.5763 | 67.7958 | 126.4402
12 | 26 | 16 | -28.6448 | -39.6112 | 46.9707 | 42.0857 | -84.9888 | -94.6081 | 126.1476 | 124.8678 | -143.2182 | -136.8657 | 195.6094 | 217.1076 | 20.8004 | 71.4185 | 132.6331
12 | 26 | 17 | -29.3359 | -40.1412 | 47.8847 | 43.2138 | -87.0393 | -95.8739 | 128.6036 | 128.2148 | -146.6736 | -138.6968 | 199.4188 | 222.9265 | 21.6214 | 73.9052 | 136.9749
12 | 26 | 18 | -30.0448 | -40.6647 | 49.2098 | 44.5939 | -89.1424 | -97.1244 | 132.1821 | 132.3095 | -150.2177 | -140.5059 | 204.9841 | 230.0426 | 23.0942 | 78.2248 | 144.3032
12 | 26 | 19 | -30.8076 | -41.2456 | 50.665 | 46.1008 | -91.4059 | -98.5118 | 136.1169 | 136.7805 | -154.0319 | -142.5129 | 211.1079 | 237.8103 | 24.7125 | 82.9797 | 152.3733
12 | 26 | 20 | -31.2388 | -41.6614 | 51.8063 | 47.1362 | -92.6851 | -99.5048 | 139.2081 | 139.8525 | -156.1875 | -143.9496 | 215.9229 | 243.1599 | 26.0423 | 86.8707 | 158.9457
12 | 26 | 21 | -31.7465 | -42.1321 | 53.1388 | 48.9899 | -94.1915 | -100.629 | 142.8172 | 145.3524 | -158.7261 | -145.5758 | 221.545 | 252.7407 | 28.25 | 93.349 | 169.9838
12 | 26 | 22 | -32.2635 | -42.6037 | 54.2522 | 50.7878 | -95.7254 | -101.7555 | 145.8331 | 150.6868 | -161.3108 | -147.2056 | 226.2427 | 262.0394 | 30.1728 | 99.039 | 179.7657
12 | 26 | 23 | -32.777 | -43.0254 | 55.604 | 52.9117 | -97.2491 | -102.7626 | 149.5031 | 156.9883 | -163.8785 | -148.6625 | 231.9667 | 273.0118 | 32.7132 | 106.4797 | 192.4375
12 | 27 | 0 | -33.3454 | -43.482 | 57.0088 | 55.3971 | -98.9353 | -103.8532 | 153.3042 | 164.3624 | -166.72 | -150.2401 | 237.8845 | 285.8539 | 35.5785 | 114.8781 | 206.7782
12 | 27 | 1 | -33.9106 | -43.9514 | 58.1866 | 57.7232 | -100.6123 | -104.9743 | 156.5008 | 171.264 | -169.546 | -151.8621 | 242.869 | 297.8686 | 38.0478 | 122.1781 | 219.3296
12 | 27 | 2 | -34.6582 | -44.514 | 60.1365 | 61.1079 | -102.8304 | -106.3181 | 161.7826 | 181.3063 | -173.2838 | -153.806 | 251.097 | 315.3437 | 42.0721 | 133.9404 | 239.3509
12 | 27 | 3 | -35.353 | -45.038 | 61.7733 | 64.1377 | -104.8919 | -107.5696 | 166.2118 | 190.2959 | -176.7577 | -155.6165 | 257.9928 | 330.9956 | 45.5201 | 144.0462 | 256.6142
12 | 27 | 4 | -36.0964 | -45.5966 | 63.2763 | 67.2897 | -107.0977 | -108.9036 | 170.2895 | 199.6477 | -180.4748 | -157.5464 | 264.3505 | 347.2672 | 48.8729 | 153.9359 | 273.5964
12 | 27 | 5 | -35.0512 | -44.8291 | 60.9109 | 62.6982 | -103.9965 | -107.0705 | 163.8799 | 186.0249 | -175.2489 | -154.8945 | 254.3638 | 323.562 | 43.7289 | 138.8378 | 247.7824
12 | 27 | 6 | -33.979 | -44.0391 | 58.6253 | 58.3077 | -100.8153 | -105.1839 | 157.6816 | 172.9981 | -169.888 | -152.1652 | 244.7023 | 300.9047 | 38.9149 | 124.6806 | 223.5538
12 | 27 | 7 | -32.9355 | -43.2728 | 56.2149 | 53.9839 | -97.7192 | -103.3535 | 151.1438 | 160.1697 | -164.6707 | -149.5173 | 234.5109 | 278.5702 | 33.9905 | 110.2408 | 198.8931
12 | 27 | 8 | -32.856 | -43.1523 | 55.9863 | 53.5836 | -97.4833 | -103.0658 | 150.5258 | 158.982 | -164.2732 | -149.101 | 233.549 | 276.4996 | 33.5616 | 108.9586 | 196.6744
12 | 27 | 9 | -32.8176 | -43.0756 | 55.8137 | 53.4182 | -97.3693 | -102.8825 | 150.0599 | 158.4911 | -164.0812 | -148.8359 | 232.8247 | 275.6466 | 33.3387 | 108.2991 | 195.5542
12 | 27 | 10 | -32.7615 | -42.9634 | 55.2256 | 52.5551 | -97.2031 | -102.6146 | 148.4724 | 155.9303 | -163.801 | -148.4484 | 230.3565 | 271.184 | 32.0557 | 104.585 | 189.2912
12 | 27 | 11 | -33.1512 | -43.2549 | 56.3585 | 54.2956 | -98.3591 | -103.3107 | 151.5382 | 161.0943 | -165.7491 | -149.4554 | 235.1298 | 280.1768 | 34.248 | 110.9627 | 200.1021
12 | 27 | 12 | -33.5334 | -43.5392 | 56.9729 | 55.5078 | -99.4933 | -103.9898 | 153.2071 | 164.691 | -167.6603 | -150.4377 | 237.7334 | 286.4351 | 35.4081 | 114.415 | 206.0705
12 | 27 | 13 | -33.8965 | -43.8248 | 57.7498 | 56.8622 | -100.5705 | -104.672 | 155.3236 | 168.7095 | -169.4755 | -151.4247 | 241.0405 | 293.4296 | 36.8906 | 118.7906 | 213.5698
12 | 27 | 14 | -34.4157 | -44.236 | 59.1575 | 59.4119 | -102.111 | -105.654 | 159.1304 | 176.2743 | -172.0716 | -152.8454 | 246.9651 | 306.61 | 39.9177 | 127.6396 | 228.6581
12 | 27 | 15 | -34.9133 | -44.6442 | 60.6339 | 61.9219 | -103.5872 | -106.6289 | 163.1341 | 183.7214 | -174.5591 | -154.2557 | 253.2057 | 319.5714 | 42.9983 | 136.6393 | 243.9622
12 | 27 | 16 | -35.438 | -45.0575 | 61.6062 | 63.8365 | -105.1442 | -107.616 | 165.7682 | 189.4022 | -177.1828 | -155.6837 | 257.3094 | 329.461 | 44.9472 | 142.4102 | 253.9038
12 | 27 | 17 | -36.2072 | -45.6455 | 63.5382 | 67.4038 | -107.4265 | -109.0205 | 170.9976 | 199.9864 | -181.0288 | -157.7155 | 265.4522 | 347.8768 | 49.0893 | 154.537 | 274.5847
12 | 27 | 18 | -36.982 | -46.2319 | 65.5212 | 71.1811 | -109.7251 | -110.4211 | 176.3674 | 211.1935 | -184.9023 | -159.7417 | 273.8156 | 367.3751 | 53.4884 | 167.4147 | 296.5468
12 | 27 | 19 | -37.7516 | -46.8146 | 67.5694 | 75.0023 | -112.0086 | -111.8128 | 181.9133 | 222.5308 | -188.7504 | -161.7549 | 282.4532 | 387.0936 | 58.0054 | 180.6227 | 319.0414
12 | 27 | 20 | -38.2084 | -47.1468 | 68.3067 | 76.6007 | -113.364 | -112.6063 | 183.9139 | 227.2733 | -191.0344 | -162.9028 | 285.5723 | 395.3373 | 59.5522 | 185.217 | 326.9724
12 | 27 | 21 | -38.6618 | -47.4351 | 69.4818 | 78.6841 | -114.7091 | -113.2948 | 187.1014 | 233.4549 | -193.3012 | -163.899 | 290.5415 | 406.0779 | 62.069 | 192.5523 | 339.4192
12 | 27 | 22 | -39.1043 | -47.7583 | 70.4313 | 80.4972 | -116.0221 | -114.0668 | 189.6772 | 238.8342 | -195.5137 | -165.0157 | 294.5569 | 415.4246 | 64.0659 | 198.4225 | 349.4521
12 | 27 | 23 | -39.0287 | -47.6835 | 70.3133 | 80.2671 | -115.7975 | -113.8882 | 189.3575 | 238.1516 | -195.1353 | -164.7573 | 294.0589 | 414.2345 | 63.8682 | 197.8233 | 348.4008
12 | 28 | 0 | -39.0068 | -47.6632 | 70.1391 | 79.9457 | -115.7326 | -113.8396 | 188.8888 | 237.1979 | -195.0258 | -164.687 | 293.3314 | 412.5702 | 63.4149 | 196.5145 | 346.1887
12 | 28 | 1 | -38.9103 | -47.5797 | 70.0214 | 79.6002 | -115.4465 | -113.6402 | 188.568 | 236.1728 | -194.5438 | -164.3987 | 292.8302 | 410.7849 | 63.1315 | 195.654 | 344.6727
12 | 28 | 2 | -38.4787 | -47.2401 | 68.672 | 77.1293 | -114.166 | -112.8291 | 184.9215 | 228.8416 | -192.3859 | -163.2252 | 287.1569 | 398.0295 | 60.0824 | 186.768 | 329.5753
12 | 28 | 3 | -38.1208 | -46.9623 | 68.0375 | 75.5858 | -113.104 | -112.1655 | 183.2013 | 224.2621 | -190.5963 | -162.2652 | 284.4759 | 390.0587 | 58.5402 | 182.1939 | 321.6731
12 | 28 | 4 | -37.6939 | -46.6283 | 66.6939 | 73.2099 | -111.8373 | -111.3678 | 179.5635 | 217.2129 | -188.4617 | -161.1112 | 278.8105 | 377.7907 | 55.5817 | 173.5713 | 307.0282
12 | 28 | 5 | -35.49 | -44.9618 | 61.5736 | 63.4416 | -105.2985 | -107.3877 | 165.6773 | 188.2305 | -177.4428 | -155.3533 | 257.1656 | 327.3698 | 44.5634 | 141.2217 | 251.7393
12 | 28 | 6 | -33.2649 | -43.289 | 56.4852 | 54.077 | -98.6965 | -103.3923 | 151.8742 | 160.4457 | -166.3176 | -149.5734 | 235.6472 | 279.0248 | 34.0083 | 110.2311 | 198.781
12 | 28 | 7 | -31.0261 | -41.5774 | 51.5457 | 46.7127 | -92.0541 | -99.3043 | 138.4793 | 138.5959 | -155.1242 | -143.6594 | 214.7689 | 240.9701 | 25.6548 | 85.7169 | 156.9555
12 | 28 | 8 | -29.4345 | -40.2473 | 48.3091 | 43.424 | -87.3317 | -96.1273 | 129.7422 | 128.8386 | -147.1663 | -139.0634 | 201.1835 | 224.0019 | 22.0514 | 75.1219 | 138.9558
12 | 28 | 9 | -27.8557 | -38.9204 | 45.4306 | 40.2639 | -82.6474 | -92.9582 | 122 | 119.4626 | -139.2726 | -134.4787 | 189.1684 | 207.6916 | 18.9185 | 65.857 | 123.1086
12 | 28 | 10 | -26.2622 | -37.5941 | 42.7681 | 37.0806 | -77.9196 | -89.7904 | 114.8418 | 110.0175 | -131.3056 | -129.8961 | 178.0622 | 191.2629 | 15.9924 | 57.1493 | 108.1234
12 | 28 | 11 | -25.6123 | -37.0051 | 41.9409 | 36.0486 | -75.9913 | -88.3835 | 112.6208 | 106.9556 | -128.0561 | -127.8608 | 174.6187 | 185.9391 | 15.3721 | 55.2016 | 104.6408
12 | 28 | 12 | -24.9222 | -36.3704 | 40.7667 | 34.7012 | -73.9439 | -86.8676 | 109.4634 | 102.958 | -124.606 | -125.6678 | 169.7196 | 178.9865 | 14.1753 | 51.6098 | 98.4323
12 | 28 | 13 | -24.2712 | -35.7809 | 39.6883 | 33.4734 | -72.0123 | -85.4597 | 106.5698 | 99.3151 | -121.351 | -123.631 | 165.2348 | 172.6528 | 13.1096 | 48.4129 | 92.9055
12 | 28 | 14 | -23.4754 | -35.1403 | 38.5693 | 32.0409 | -69.6512 | -83.9298 | 103.565 | 95.0649 | -117.3721 | -121.4178 | 160.5757 | 165.2572 | 11.9944 | 45.0489 | 87.043
12 | 28 | 15 | -22.6242 | -34.4564 | 37.4419 | 30.5269 | -67.1256 | -82.2963 | 100.536 | 90.5729 | -113.1162 | -119.0547 | 155.8779 | 157.4448 | 10.8882 | 41.687 | 81.1518
12 | 28 | 16 | -21.7774 | -33.7727 | 36.2951 | 29.0289 | -64.6133 | -80.6633 | 97.4579 | 86.1283 | -108.8826 | -116.6922 | 151.1063 | 149.7133 | 9.7739 | 38.3096 | 75.2447
12 | 28 | 17 | -20.2323 | -32.7034 | 34.5195 | 26.6198 | -60.029 | -78.1094 | 92.6888 | 78.9805 | -101.1574 | -112.9977 | 143.7108 | 137.2953 | 8.2035 | 33.5308 | 66.8511
12 | 28 | 18 | -18.7148 | -31.6354 | 32.872 | 24.3366 | -55.5266 | -75.5586 | 88.2653 | 72.2063 | -93.5702 | -109.3075 | 136.8525 | 125.5237 | 6.8584 | 29.3863 | 59.4985
12 | 28 | 19 | -17.1866 | -30.5711 | 31.2781 | 22.0948 | -50.9925 | -73.0166 | 83.9892 | 65.5551 | -85.9296 | -105.6302 | 130.2257 | 113.9664 | 5.6152 | 25.5351 | 52.6322
12 | 28 | 20 | -15.8182 | -29.5357 | 29.7005 | 19.8584 | -46.9325 | -70.5435 | 79.7541 | 58.9197 | -79.0879 | -102.0524 | 123.6601 | 102.424 | 4.2051 | 21.1978 | 44.9439
12 | 28 | 21 | -14.5052 | -28.5483 | 28.2509 | 17.7961 | -43.0367 | -68.1852 | 75.8643 | 52.8007 | -72.523 | -98.6408 | 117.6313 | 91.7807 | 2.9935 | 17.4431 | 38.2482
12 | 28 | 22 | -13.1284 | -27.5086 | 26.6391 | 15.597 | -38.9517 | -65.7021 | 71.5383 | 46.2762 | -65.6392 | -95.0485 | 110.9257 | 80.4304 | 1.5991 | 13.1608 | 30.6684
12 | 28 | 23 | -12.7115 | -27.1789 | 26.1906 | 14.9535 | -37.7148 | -64.9145 | 70.3371 | 44.3669 | -63.5547 | -93.9092 | 109.0658 | 77.1092 | 1.2537 | 12.0748 | 28.7111
12 | 29 | 0 | -12.2967 | -26.8522 | 25.7603 | 14.3405 | -36.484 | -64.1343 | 69.183 | 42.5482 | -61.4808 | -92.7805 | 107.2774 | 73.9458 | 0.95192 | 11.1129 | 26.9619
12 | 29 | 1 | -11.8855 | -26.5515 | 25.2652 | 13.7052 | -35.2642 | -63.416 | 67.8585 | 40.663 | -59.4252 | -91.7413 | 105.2278 | 70.6654 | 0.53337 | 9.8414 | 24.7267
12 | 29 | 2 | -12.0563 | -26.6826 | 25.3922 | 13.9328 | -35.7709 | -63.7293 | 68.1971 | 41.3383 | -60.279 | -92.1945 | 105.7509 | 71.8413 | 0.586 | 10.0353 | 25.1186
12 | 29 | 3 | -12.2469 | -26.8254 | 25.7328 | 14.2785 | -36.3365 | -64.0702 | 69.1063 | 42.364 | -61.2322 | -92.6877 | 107.156 | 73.627 | 0.939 | 11.0636 | 26.8632
12 | 29 | 4 | -12.3688 | -26.9017 | 25.8063 | 14.4442 | -36.698 | -64.2525 | 69.3009 | 42.8559 | -61.8414 | -92.9515 | 107.4556 | 74.4811 | 0.98003 | 11.2063 | 27.1439
12 | 29 | 5 | -10.6069 | -25.6637 | 23.9921 | 12.0784 | -31.4706 | -61.2957 | 64.4346 | 35.8365 | -53.0324 | -88.674 | 99.9147 | 62.2805 | -0.20012 | 7.5048 | 20.4888
12 | 29 | 6 | -8.7707 | -24.3591 | 22.3161 | 9.77 | -26.0225 | -58.1796 | 59.9351 | 28.9875 | -43.8516 | -84.1661 | 92.9389 | 50.3772 | -1.0437 | 4.7204 | 15.2984
12 | 29 | 7 | -7.0153 | -23.0763 | 20.6195 | 7.6676 | -20.8144 | -55.1159 | 55.3852 | 22.7496 | -35.0752 | -79.7339 | 85.8893 | 39.5369 | -1.8046 | 2.2045 | 10.6171
12 | 29 | 8 | -6.7252 | -22.6813 | 20.1189 | 7.1966 | -19.9536 | -54.1724 | 54.0414 | 21.3522 | -33.6247 | -78.369 | 83.8059 | 37.1026 | -2.091 | 1.2676 | 8.9147
12 | 29 | 9 | -6.4856 | -22.3352 | 19.6814 | 6.8414 | -19.2426 | -53.3458 | 52.8694 | 20.2983 | -32.4266 | -77.1732 | 81.9913 | 35.2657 | -2.298 | 0.57929 | 7.6572
12 | 29 | 10 | -6.216 | -21.9448 | 19.3719 | 6.4829 | -18.4427 | -52.4133 | 52.0385 | 19.2346 | -31.0785 | -75.8242 | 80.7029 | 33.4121 | -2.3059 | 0.41714 | 7.2123
12 | 29 | 11 | -7.6568 | -23.3721 | 20.9925 | 8.4346 | -22.7176 | -55.8224 | 56.3812 | 25.0255 | -38.2823 | -80.756 | 87.4288 | 43.491 | -1.6018 | 2.8667 | 11.8815
12 | 29 | 12 | -9.1697 | -24.8514 | 22.8125 | 10.5516 | -27.2063 | -59.3556 | 61.2541 | 31.3066 | -45.8465 | -85.8673 | 94.9725 | 54.4218 | -0.65695 | 5.9988 | 17.6804
12 | 29 | 13 | -10.8795 | -26.2838 | 24.6793 | 12.9515 | -32.2795 | -62.7768 | 66.2556 | 38.4271 | -54.3955 | -90.8166 | 102.7178 | 66.8092 | 0.46742 | 9.6264 | 24.3149
12 | 29 | 14 | -11.9637 | -27.145 | 25.8037 | 14.4295 | -35.4962 | -64.8335 | 69.2706 | 42.8122 | -59.8162 | -93.792 | 107.3888 | 74.4363 | 1.1245 | 11.753 | 28.2169
12 | 29 | 15 | -13.0668 | -28.0159 | 27.2134 | 16.1266 | -38.7689 | -66.9137 | 73.0479 | 47.8473 | -65.3311 | -96.8013 | 113.239 | 83.1952 | 2.2573 | 15.2126 | 34.3017
12 | 29 | 16 | -14.1881 | -28.9174 | 28.4355 | 17.7706 | -42.096 | -69.0669 | 76.323 | 52.7252 | -70.9378 | -99.9163 | 118.3116 | 91.6788 | 3.1005 | 17.8852 | 39.1363
12 | 29 | 17 | -15.595 | -29.937 | 29.9168 | 19.7838 | -46.2701 | -71.502 | 80.2937 | 58.6982 | -77.9716 | -103.439 | 124.4624 | 102.0635 | 4.1686 | 21.2199 | 45.1153
12 | 29 | 18 | -17.0763 | -31.0098 | 31.4879 | 21.9814 | -50.6652 | -74.0645 | 84.5082 | 65.2184 | -85.3781 | -107.146 | 130.9935 | 113.3981 | 5.3831 | 24.997 | 51.8675
12 | 29 | 19 | -18.4765 | -32.0256 | 33.0355 | 24.1036 | -54.8197 | -76.4904 | 88.6595 | 71.5152 | -92.3789 | -110.6555 | 137.4263 | 124.3439 | 6.637 | 28.8646 | 58.7358
12 | 29 | 20 | -20.1238 | -33.2056 | 34.8924 | 26.6766 | -59.7071 | -79.3089 | 93.6422 | 79.149 | -100.6149 | -114.7329 | 145.1491 | 137.6124 | 8.2395 | 33.7753 | 67.4137
12 | 29 | 21 | -21.7411 | -34.346 | 37.0021 | 29.4267 | -64.5056 | -82.0327 | 99.3097 | 87.3086 | -108.7012 | -118.6733 | 153.9388 | 151.7949 | 10.3416 | 40.0801 | 78.3593
12 | 29 | 22 | -23.3503 | -35.4824 | 38.9402 | 32.0427 | -69.28 | -84.7467 | 104.52 | 95.0704 | -116.7467 | -122.5996 | 162.0223 | 165.2833 | 12.1502 | 45.5636 | 87.9593
12 | 29 | 23 | -24.7772 | -36.5575 | 40.7665 | 34.4632 | -73.5137 | -87.3146 | 109.4303 | 102.252 | -123.8811 | -126.3145 | 169.641 | 177.7688 | 13.895 | 50.8539 | 97.2142
12 | 30 | 0 | -26.2203 | -37.6456 | 43.0346 | 37.1795 | -77.7954 | -89.9134 | 115.5275 | 110.3111 | -131.0963 | -130.074 | 179.1006 | 191.778 | 16.3481 | 58.1299 | 109.7083
12 | 30 | 1 | -27.5904 | -38.6772 | 44.9439 | 39.5777 | -81.8604 | -92.3772 | 120.6723 | 117.4266 | -137.9464 | -133.6383 | 187.0924 | 204.1482 | 18.2541 | 63.8613 | 119.6558
12 | 30 | 2 | -28.5664 | -39.3769 | 46.543 | 41.4221 | -84.7563 | -94.0485 | 124.9934 | 122.899 | -142.8264 | -136.0561 | 193.815 | 213.6589 | 20.0218 | 69.0876 | 128.5913
12 | 30 | 3 | -29.4714 | -40.0189 | 48.0614 | 43.1668 | -87.4414 | -95.5818 | 129.1064 | 128.0754 | -147.3512 | -138.2743 | 200.222 | 222.655 | 21.7379 | 74.1585 | 137.2515
12 | 30 | 4 | -30.3915 | -40.6663 | 49.7288 | 44.9555 | -90.1712 | -97.1282 | 133.6182 | 133.3823 | -151.9513 | -140.5113 | 207.2465 | 231.8812 | 23.6264 | 79.7012 | 146.6651
12 | 30 | 5 | -29.7629 | -40.2672 | 48.5824 | 43.6974 | -88.3063 | -96.175 | 130.5141 | 129.6496 | -148.8087 | -139.1324 | 202.4119 | 225.396 | 22.2496 | 75.6824 | 139.8669
12 | 30 | 6 | -29.1365 | -39.8574 | 47.6293 | 42.6406 | -86.4476 | -95.196 | 127.933 | 126.5141 | -145.6765 | -137.7162 | 198.3916 | 219.9487 | 21.276 | 72.8034 | 134.9476
12 | 30 | 7 | -28.4862 | -39.4452 | 46.772 | 41.5509 | -84.5183 | -94.2117 | 125.6131 | 123.2811 | -142.4253 | -136.2922 | 194.7798 | 214.3304 | 20.3914 | 70.1642 | 130.3927
12 | 30 | 8 | -28.2496 | -39.2198 | 46.0651 | 40.9616 | -83.8163 | -93.6732 | 123.6971 | 121.5326 | -141.2424 | -135.5132 | 191.7941 | 211.2938 | 19.5573 | 67.7401 | 126.3323
12 | 30 | 9 | -27.9657 | -38.9437 | 45.3958 | 40.3102 | -82.9739 | -93.0138 | 121.8876 | 119.5998 | -139.8229 | -134.5592 | 188.9782 | 207.9318 | 18.7966 | 65.4996 | 122.5279
12 | 30 | 10 | -27.6532 | -38.6543 | 44.9481 | 39.8008 | -82.0467 | -92.3225 | 120.6769 | 118.0886 | -138.2603 | -133.5592 | 187.0938 | 205.31 | 18.4415 | 64.3963 | 120.5843
12 | 30 | 11 | -28.1514 | -38.9764 | 45.4992 | 40.6401 | -83.5249 | -93.0918 | 122.167 | 120.5786 | -140.7513 | -134.6721 | 189.413 | 209.6376 | 19.0115 | 66.1289 | 123.6271
12 | 30 | 12 | -28.6313 | -39.2881 | 46.3178 | 41.6841 | -84.9487 | -93.8364 | 124.381 | 123.6763 | -143.1506 | -135.7492 | 192.8589 | 215.0226 | 20.0826 | 69.2723 | 128.9817
12 | 30 | 13 | -29.1145 | -39.5977 | 46.8477 | 42.524 | -86.3823 | -94.5759 | 125.8263 | 126.1681 | -145.5665 | -136.8191 | 195.1184 | 219.3558 | 20.6595 | 71.0361 | 132.0886
12 | 30 | 14 | -29.7784 | -40.0948 | 48.1481 | 43.9013 | -88.3522 | -95.7631 | 129.3445 | 130.2545 | -148.886 | -138.5365 | 200.5955 | 226.4613 | 22.1762 | 75.4837 | 139.6343
12 | 30 | 15 | -30.4457 | -40.5971 | 49.1761 | 45.0787 | -90.3321 | -96.9628 | 132.1233 | 133.748 | -152.2225 | -140.2721 | 204.9195 | 232.534 | 23.2119 | 78.5763 | 144.9589
12 | 30 | 16 | -31.1185 | -41.0975 | 50.4956 | 46.435 | -92.3281 | -98.158 | 135.6984 | 137.7722 | -155.5859 | -142.0012 | 210.4895 | 239.5308 | 24.7146 | 82.9845 | 152.4333
12 | 30 | 17 | -31.7918 | -41.7004 | 52.2346 | 47.9923 | -94.3259 | -99.5979 | 140.3908 | 142.3926 | -158.9525 | -144.0842 | 217.784 | 247.5647 | 26.7347 | 88.8596 | 162.312
12 | 30 | 18 | -32.4967 | -42.3361 | 53.8516 | 49.6667 | -96.4173 | -101.1163 | 144.7587 | 147.3606 | -162.4768 | -146.2808 | 224.5779 | 256.216 | 28.6856 | 94.5857 | 172.0363
12 | 30 | 19 | -33.1795 | -42.9377 | 55.6241 | 52.5576 | -98.4432 | -102.5531 | 149.5558 | 155.9378 | -165.8907 | -148.3593 | 232.0474 | 271.1576 | 32.0646 | 104.4974 | 188.955
12 | 30 | 20 | -33.5598 | -43.2597 | 56.3441 | 53.8451 | -99.5716 | -103.3223 | 151.5102 | 159.7579 | -167.7924 | -149.4721 | 235.0953 | 277.8087 | 33.3696 | 108.3741 | 195.6395
12 | 30 | 21 | -33.9314 | -43.5812 | 57.4534 | 55.6371 | -100.6741 | -104.09 | 154.521 | 165.0745 | -169.6502 | -150.5828 | 239.7904 | 287.0672 | 35.5779 | 114.8314 | 206.6246
12 | 30 | 22 | -34.3372 | -43.9191 | 58.247 | 57.0293 | -101.8782 | -104.8971 | 156.6699 | 169.2053 | -171.6792 | -151.7503 | 243.1372 | 294.2504 | 37.02 | 119.1 | 213.9581
12 | 30 | 23 | -34.6112 | -44.1338 | 58.8835 | 58.3765 | -102.691 | -105.41 | 158.4011 | 173.2023 | -173.0488 | -152.4922 | 245.8398 | 301.204 | 38.515 | 123.5025 | 221.5027
12 | 31 | 0 | -34.8302 | -44.3097 | 59.7427 | 59.7313 | -103.3408 | -105.83 | 160.7216 | 177.222 | -174.144 | -153.0999 | 249.4489 | 308.1985 | 40.3341 | 128.7728 | 230.4036
12 | 31 | 1 | -35.0882 | -44.5234 | 60.3416 | 60.9631 | -104.1062 | -106.3406 | 162.3472 | 180.8767 | -175.4337 | -153.8385 | 251.9838 | 314.5642 | 41.6931 | 132.7771 | 237.2758
12 | 31 | 2 | -35.175 | -44.5661 | 60.4592 | 61.2847 | -104.3639 | -106.4425 | 162.6697 | 181.8309 | -175.8679 | -153.986 | 252.4897 | 316.2231 | 42.0027 | 133.6942 | 238.8589
12 | 31 | 3 | -35.3176 | -44.6575 | 60.6516 | 61.8591 | -104.7868 | -106.6608 | 163.1962 | 183.5352 | -176.5807 | -154.3019 | 253.3142 | 319.1816 | 42.5355 | 135.2836 | 241.6132
12 | 31 | 4 | -35.4163 | -44.7089 | 60.7119 | 62.2389 | -105.0797 | -106.7836 | 163.3665 | 184.6622 | -177.0742 | -154.4794 | 253.5851 | 321.1385 | 42.8256 | 136.1654 | 243.17
12 | 31 | 5 | -32.8295 | -42.8464 | 55.0849 | 51.7676 | -97.4047 | -102.3351 | 148.0957 | 153.594 | -164.1408 | -148.0439 | 229.7731 | 267.0816 | 31.1767 | 101.9499 | 184.67
12 | 31 | 6 | -30.2303 | -40.982 | 50.0216 | 45.1827 | -89.693 | -97.8821 | 134.3779 | 134.0566 | -151.1454 | -141.602 | 208.4021 | 233.086 | 23.992 | 80.8594 | 148.7407
12 | 31 | 7 | -27.6685 | -39.1302 | 45.6796 | 40.3145 | -82.0921 | -93.4592 | 122.6608 | 119.6125 | -138.3368 | -135.2036 | 190.1866 | 207.9771 | 19.1954 | 66.7221 | 124.6233
12 | 31 | 8 | -26.3958 | -38.1361 | 43.7997 | 38.0601 | -78.316 | -91.085 | 117.5928 | 112.9238 | -131.9735 | -131.7689 | 182.3118 | 196.3538 | 17.3279 | 61.1157 | 114.9232
12 | 31 | 9 | -25.1375 | -37.1588 | 41.8556 | 35.7237 | -74.5827 | -88.7507 | 112.3601 | 105.9916 | -125.6825 | -128.3921 | 174.1882 | 184.3033 | 15.2829 | 55.0183 | 104.4169
12 | 31 | 10 | -23.8773 | -36.1758 | 40.1824 | 33.6072 | -70.8436 | -86.403 | 107.8577 | 99.712 | -119.3815 | -124.9956 | 167.1992 | 173.3886 | 13.7364 | 50.3232 | 96.2107
12 | 31 | 11 | -24.8028 | -36.771 | 41.1768 | 35.0246 | -73.5895 | -87.8244 | 110.5377 | 103.9177 | -124.0087 | -127.052 | 171.3628 | 180.694 | 14.6277 | 53.0415 | 100.9961
12 | 31 | 12 | -25.7308 | -37.367 | 42.5021 | 36.7096 | -76.343 | -89.2481 | 114.1063 | 108.9169 | -128.6488 | -129.1115 | 176.9042 | 189.3777 | 16.1138 | 57.4322 | 108.5216
12 | 31 | 13 | -26.6336 | -37.9592 | 43.5286 | 38.1921 | -79.0215 | -90.6625 | 116.8731 | 113.3154 | -133.1624 | -131.1577 | 181.2028 | 197.0184 | 17.1279 | 60.5046 | 113.9012
12 | 31 | 14 | -27.29 | -38.3972 | 44.5 | 39.3576 | -80.9691 | -91.7086 | 119.4877 | 116.7736 | -136.4445 | -132.6711 | 185.2619 | 203.0291 | 18.1704 | 63.5835 | 119.1753
12 | 31 | 15 | -27.9619 | -38.862 | 45.2978 | 40.4926 | -82.9626 | -92.8187 | 121.6433 | 120.1409 | -139.8038 | -134.2771 | 188.6152 | 208.8783 | 18.9665 | 66.0029 | 123.4126
12 | 31 | 16 | -28.5836 | -39.295 | 46.354 | 41.6808 | -84.8071 | -93.8529 | 124.4916 | 123.6665 | -142.912 | -135.7731 | 193.0417 | 215.0074 | 20.1562 | 69.4981 | 129.364
12 | 31 | 17 | -29.1455 | -39.6846 | 47.4655 | 42.9408 | -86.4743 | -94.7834 | 127.5329 | 127.4049 | -145.7215 | -137.1192 | 197.8047 | 221.5083 | 21.5762 | 73.6801 | 136.4723
12 | 31 | 18 | -27.5745 | -38.4271 | 44.8834 | 40.0768 | -81.8131 | -91.78 | 120.5973 | 118.9074 | -137.8667 | -132.7744 | 187.0492 | 206.7438 | 18.9586 | 65.9116 | 123.152
12 | 31 | 19 | -25.1141 | -36.3704 | 41.2933 | 35.5999 | -74.5131 | -86.8678 | 110.943 | 105.6246 | -125.5652 | -125.668 | 172.0685 | 183.6465 | 15.4087 | 55.1867 | 104.4818
12 | 31 | 20 | -21.7418 | -34.1145 | 36.8845 | 29.7309 | -64.5077 | -81.4798 | 99.0415 | 88.2112 | -108.7047 | -117.8734 | 153.5626 | 153.3808 | 10.759 | 41.2652 | 80.3652
12 | 31 | 21 | -16.5344 | -30.2411 | 30.5047 | 20.9432 | -49.0575 | -72.2284 | 81.8994 | 62.1383 | -82.6688 | -104.4898 | 126.9746 | 108.0286 | 4.6724 | 22.7519 | 47.8446
12 | 31 | 22 | -13.3324 | -27.7728 | 27.0008 | 16.3067 | -39.557 | -66.333 | 72.5034 | 48.3817 | -66.6591 | -95.9612 | 112.4168 | 84.114 | 2.2023 | 14.9951 | 33.9104
12 | 31 | 23 | -12.5928 | -27.3974 | 26.3918 | 15.3161 | -37.3627 | -65.4365 | 70.8589 | 45.4427 | -62.9615 | -94.6643 | 109.8593 | 79.0123 | 1.7177 | 13.5024 | 31.2459

## Annual Load Summary
Incremental Annual Load Summary
MWh | 2025 | 2030 | 2035
Current Trends | 34622.5645 | 150915.9923 | 304550.0089
MW | 2025 | 2030 | 2035
Current Trends | 124.6137 | 375.6314 | 651.9315
Coincident Peak | 94.7966 | 288.558 | 503.7587

## HP stock
Heat Pump Stock Assumptions
Residential (# of homes) | 2021 | 2022 | 2023 | 2024 | 2025 | 2026 | 2027 | 2028 | 2029 | 2030 | 2031 | 2032 | 2033 | 2034 | 2035 | 2036 | 2037 | 2038 | 2039 | 2040 | 2041 | 2042 | 2043 | 2044 | 2045 | 2046 | 2047 | 2048 | 2049 | 2050
Fuel | 36.45% | 35.39% | 34.12% | 32.67% | 31.06% | 29.31% | 27.43% | 25.44% | 23.35% | 21.2% | 19.15% | 17.21% | 15.4% | 13.72% | 12.16% | 10.71% | 9.364% | 8.096% | 6.898% | 5.768% | 4.717% | 3.76% | 2.912% | 2.185% | 1.584% | 1.105% | 0.7399% | 0.4738% | 0.2897% | 0.1692%
Wood | 12.47% | 12.11% | 11.67% | 11.18% | 10.63% | 10.03% | 9.383% | 8.702% | 7.99% | 7.253% | 6.551% | 5.888% | 5.268% | 4.692% | 4.159% | 3.665% | 3.203% | 2.77% | 2.36% | 1.973% | 1.614% | 1.286% | 0.9962% | 0.7475% | 0.5418% | 0.3781% | 0.2531% | 0.1621% | 0.09909% | 0.05789%
ASHP | 31.09% | 33.03% | 35.35% | 38.04% | 41.03% | 44.29% | 47.81% | 51.55% | 55.48% | 59.58% | 63.5% | 67.23% | 70.76% | 74.09% | 77.21% | 80.13% | 82.86% | 85.42% | 87.8% | 89.98% | 91.97% | 93.72% | 95.23% | 96.49% | 97.5% | 98.29% | 98.88% | 99.29% | 99.58% | 99.76%
Resistance | 19.99% | 19.48% | 18.85% | 18.11% | 17.29% | 16.37% | 15.38% | 14.31% | 13.18% | 11.97% | 10.8% | 9.669% | 8.57% | 7.504% | 6.477% | 5.494% | 4.568% | 3.714% | 2.946% | 2.274% | 1.704% | 1.237% | 0.8657% | 0.5823% | 0.3743% | 0.2285% | 0.1315% | 0.07081% | 0.03531% | 0.01614%
Commercial (kSq Ft) | 2021 | 2022 | 2023 | 2024 | 2025 | 2026 | 2027 | 2028 | 2029 | 2030 | 2031 | 2032 | 2033 | 2034 | 2035 | 2036 | 2037 | 2038 | 2039 | 2040 | 2041 | 2042 | 2043 | 2044 | 2045 | 2046 | 2047 | 2048 | 2049 | 2050
Fuel | 73.44% | 72.04% | 70.34% | 68.35% | 66.12% | 63.64% | 60.96% | 58.07% | 54.98% | 51.72% | 48.45% | 45.18% | 41.9% | 38.59% | 35.28% | 31.96% | 28.67% | 25.45% | 22.34% | 19.39% | 16.74% | 14.4% | 12.35% | 10.6% | 9.096% | 7.826% | 6.756% | 5.859% | 5.109% | 4.486%
Wood | 0% | 0% | 0% | 0% | 0% | 0% | 0% | 0% | 0% | 0% | 0% | 0% | 0% | 0% | 0% | 0% | 0% | 0% | 0% | 0% | 0% | 0% | 0% | 0% | 0% | 0% | 0% | 0% | 0% | 0%
ASHP | 18.18% | 19.79% | 21.76% | 24.05% | 26.64% | 29.49% | 32.59% | 35.93% | 39.49% | 43.26% | 47.02% | 50.77% | 54.51% | 58.26% | 62.01% | 65.74% | 69.42% | 72.99% | 76.42% | 79.65% | 82.54% | 85.08% | 87.28% | 89.16% | 90.75% | 92.08% | 93.19% | 94.11% | 94.88% | 95.51%
Resistance | 8.382% | 8.166% | 7.902% | 7.595% | 7.248% | 6.866% | 6.45% | 6.002% | 5.525% | 5.019% | 4.529% | 4.054% | 3.593% | 3.147% | 2.716% | 2.304% | 1.916% | 1.557% | 1.235% | 0.9535% | 0.7146% | 0.5185% | 0.363% | 0.2441% | 0.1569% | 0.09581% | 0.05515% | 0.02969% | 0.0148% | 0.006767%
Residential (# of homes) | 2021 | 2022 | 2023 | 2024 | 2025 | 2026 | 2027 | 2028 | 2029 | 2030 | 2031 | 2032 | 2033 | 2034 | 2035 | 2036 | 2037 | 2038 | 2039 | 2040 | 2041 | 2042 | 2043 | 2044 | 2045 | 2046 | 2047 | 2048 | 2049 | 2050
Fuel | 173880.1863 | 168827.7343 | 162788.0227 | 155865.5394 | 148171.0905 | 139800.7126 | 130833.3203 | 121342.4062 | 111410.552 | 101137.196 | 91346.9228 | 82104.2496 | 73457.9308 | 65427.2494 | 57993.3737 | 51100.3564 | 44668.8822 | 38620.3642 | 32904.0957 | 27515.3942 | 22501.7281 | 17935.0386 | 13890.4773 | 10423.1004 | 7554.8029 | 5271.9095 | 3529.7107 | 2260.3158 | 1381.747 | 807.2593
Wood | 59485.3269 | 57756.8565 | 55690.6394 | 53322.4214 | 50690.1099 | 47826.5596 | 44758.7675 | 41511.8758 | 38114.1362 | 34599.567 | 31250.2631 | 28088.2959 | 25130.3447 | 22383.0064 | 19839.8384 | 17481.7009 | 15281.4597 | 13212.2299 | 11256.6643 | 9413.1612 | 7697.9596 | 6135.6711 | 4752.0054 | 3565.7975 | 2584.5378 | 1803.548 | 1207.5326 | 773.2659 | 472.7029 | 276.1676
ASHP | 148311.9524 | 157545.2201 | 168653.6462 | 181440.3331 | 195709.2326 | 211295.5604 | 228065.3605 | 245895.8052 | 264654.9048 | 284193.9774 | 302907.4548 | 320717.6494 | 337566.1959 | 353426.1974 | 368306.4551 | 382245.0924 | 395291.8345 | 407483.5895 | 418821.1886 | 429258.8474 | 438705.5616 | 447065.279 | 454262.6697 | 460268.4544 | 465110.2387 | 468869.5419 | 471670.2906 | 473663.6495 | 475012.1205 | 475874.5911
Resistance | 95357.5344 | 92905.1892 | 89902.6917 | 86406.7062 | 82464.567 | 78112.1674 | 73377.5518 | 68284.9128 | 62855.4071 | 57104.2595 | 51530.3593 | 46124.8052 | 40880.5286 | 35798.5469 | 30895.3328 | 26207.8503 | 21792.8236 | 17718.8164 | 14053.0514 | 10847.5972 | 8129.7507 | 5899.0113 | 4129.8476 | 2777.6477 | 1785.4206 | 1090.0006 | 627.4661 | 337.7688 | 168.4297 | 76.9819
Commercial (kSq Ft) | 2021 | 2022 | 2023 | 2024 | 2025 | 2026 | 2027 | 2028 | 2029 | 2030 | 2031 | 2032 | 2033 | 2034 | 2035 | 2036 | 2037 | 2038 | 2039 | 2040 | 2041 | 2042 | 2043 | 2044 | 2045 | 2046 | 2047 | 2048 | 2049 | 2050
Fuel | 564108.4752 | 553413.0624 | 540318.2708 | 525071.2299 | 507878.3792 | 488896.2599 | 468247.1817 | 446036.6563 | 422356.9544 | 397274.4759 | 372187.8742 | 347057.5874 | 321829.1873 | 296463.2672 | 270977.8639 | 245487.2086 | 220216.7359 | 195481.1162 | 171628.5425 | 148971.4254 | 128600.2787 | 110591.5198 | 94900.3709 | 81390.8571 | 69869.2992 | 60113.6587 | 51896.7468 | 45003.6237 | 39243.507 | 34456.0086
Wood | 0 | 0 | 0 | 0 | 0 | 0 | 0 | 0 | 0 | 0 | 0 | 0 | 0 | 0 | 0 | 0 | 0 | 0 | 0 | 0 | 0 | 0 | 0 | 0 | 0 | 0 | 0 | 0 | 0 | 0
ASHP | 139669.309 | 152020.5362 | 167142.6031 | 184750.1205 | 204604.689 | 226525.5324 | 250371.4056 | 276020.462 | 303366.1462 | 332331.7782 | 361181.8568 | 389961.9538 | 418731.2701 | 447528.5254 | 476324.5608 | 504980.1869 | 533231.6694 | 560718.0437 | 587045.7284 | 611867.1563 | 634073.3829 | 653588.3289 | 670474.0106 | 684896.5248 | 697088.0307 | 707313.2162 | 715842.4297 | 722931.1553 | 728805.6092 | 733654.8528
Resistance | 64385.0551 | 62729.2406 | 60701.9654 | 58341.4889 | 55679.7711 | 52741.047 | 49544.252 | 46105.7209 | 42439.7387 | 38556.5852 | 34793.1083 | 31143.2981 | 27602.3819 | 24171.0467 | 20860.4146 | 17695.4438 | 14714.434 | 11963.6794 | 9488.5684 | 7324.2576 | 5489.1777 | 3982.9907 | 2788.4578 | 1875.4574 | 1205.5094 | 735.9644 | 423.6628 | 228.0602 | 113.7231 | 51.9779
Current Trends
Residential (# of homes) | 2021 | 2022 | 2023 | 2024 | 2025 | 2026 | 2027 | 2028 | 2029 | 2030 | 2031 | 2032 | 2033 | 2034 | 2035 | 2036 | 2037 | 2038 | 2039 | 2040 | 2041 | 2042 | 2043 | 2044 | 2045 | 2046 | 2047 | 2048 | 2049 | 2050
Fuel | 173880.1863 | 168827.7343 | 162788.0227 | 155865.5394 | 148171.0905 | 139800.7126 | 130833.3203 | 121342.4062 | 111410.552 | 101137.196 | 91346.9228 | 82104.2496 | 73457.9308 | 65427.2494 | 57993.3737 | 51100.3564 | 44668.8822 | 38620.3642 | 32904.0957 | 27515.3942 | 22501.7281 | 17935.0386 | 13890.4773 | 10423.1004 | 7554.8029 | 5271.9095 | 3529.7107 | 2260.3158 | 1381.747 | 807.2593
Wood | 59485.3269 | 57756.8565 | 55690.6394 | 53322.4214 | 50690.1099 | 47826.5596 | 44758.7675 | 41511.8758 | 38114.1362 | 34599.567 | 31250.2631 | 28088.2959 | 25130.3447 | 22383.0064 | 19839.8384 | 17481.7009 | 15281.4597 | 13212.2299 | 11256.6643 | 9413.1612 | 7697.9596 | 6135.6711 | 4752.0054 | 3565.7975 | 2584.5378 | 1803.548 | 1207.5326 | 773.2659 | 472.7029 | 276.1676
All Electric ASHP - Base Performance | 44493.5857 | 47263.566 | 50596.0939 | 54432.0999 | 58712.7698 | 63388.6681 | 68419.6082 | 73768.7416 | 79396.4714 | 85258.1932 | 90872.2364 | 96215.2948 | 101269.8588 | 106027.8592 | 110491.9365 | 114673.5277 | 118587.5503 | 122245.0769 | 125646.3566 | 128777.6542 | 131611.6685 | 134119.5837 | 136278.8009 | 138080.5363 | 139533.0716 | 140660.8626 | 141501.0872 | 142099.0948 | 142503.6361 | 142762.3773
All Electric ASHP - Mid Performance | 59324.781 | 63018.088 | 67461.4585 | 72576.1332 | 78283.6931 | 84518.2241 | 91226.1442 | 98358.3221 | 105861.9619 | 113677.591 | 121162.9819 | 128287.0597 | 135026.4784 | 141370.4789 | 147322.582 | 152898.037 | 158116.7338 | 162993.4358 | 167528.4754 | 171703.539 | 175482.2246 | 178826.1116 | 181705.0679 | 184107.3817 | 186044.0955 | 187547.8168 | 188668.1162 | 189465.4598 | 190004.8482 | 190349.8365
All Electric ASHP - High Performance | 44493.5857 | 47263.566 | 50596.0939 | 54432.0999 | 58712.7698 | 63388.6681 | 68419.6082 | 73768.7416 | 79396.4714 | 85258.1932 | 90872.2364 | 96215.2948 | 101269.8588 | 106027.8592 | 110491.9365 | 114673.5277 | 118587.5503 | 122245.0769 | 125646.3566 | 128777.6542 | 131611.6685 | 134119.5837 | 136278.8009 | 138080.5363 | 139533.0716 | 140660.8626 | 141501.0872 | 142099.0948 | 142503.6361 | 142762.3773
Resistance | 95357.5344 | 92905.1892 | 89902.6917 | 86406.7062 | 82464.567 | 78112.1674 | 73377.5518 | 68284.9128 | 62855.4071 | 57104.2595 | 51530.3593 | 46124.8052 | 40880.5286 | 35798.5469 | 30895.3328 | 26207.8503 | 21792.8236 | 17718.8164 | 14053.0514 | 10847.5972 | 8129.7507 | 5899.0113 | 4129.8476 | 2777.6477 | 1785.4206 | 1090.0006 | 627.4661 | 337.7688 | 168.4297 | 76.9819
| 0.5108 | 0.52501 | 0.54201 | 0.56148 | 0.58313 | 0.60668 | 0.63191 | 0.65861 | 0.68655 | 0.71546 | 0.743 | 0.76901 | 0.79333 | 0.81592 | 0.83684 | 0.85623 | 0.87433 | 0.89134 | 0.90743 | 0.92259 | 0.93669 | 0.94954 | 0.96092 | 0.97068 | 0.97875 | 0.98517 | 0.99007 | 0.99364 | 0.99611 | 0.99773
Commercial (kSq Ft) | 2021 | 2022 | 2023 | 2024 | 2025 | 2026 | 2027 | 2028 | 2029 | 2030 | 2031 | 2032 | 2033 | 2034 | 2035 | 2036 | 2037 | 2038 | 2039 | 2040 | 2041 | 2042 | 2043 | 2044 | 2045 | 2046 | 2047 | 2048 | 2049 | 2050
Fuel | 564108.4752 | 553413.0624 | 540318.2708 | 525071.2299 | 507878.3792 | 488896.2599 | 468247.1817 | 446036.6563 | 422356.9544 | 397274.4759 | 372187.8742 | 347057.5874 | 321829.1873 | 296463.2672 | 270977.8639 | 245487.2086 | 220216.7359 | 195481.1162 | 171628.5425 | 148971.4254 | 128600.2787 | 110591.5198 | 94900.3709 | 81390.8571 | 69869.2992 | 60113.6587 | 51896.7468 | 45003.6237 | 39243.507 | 34456.0086
Wood | 0 | 0 | 0 | 0 | 0 | 0 | 0 | 0 | 0 | 0 | 0 | 0 | 0 | 0 | 0 | 0 | 0 | 0 | 0 | 0 | 0 | 0 | 0 | 0 | 0 | 0 | 0 | 0 | 0 | 0
All Electric ASHP - Base Performance | 41900.7927 | 45606.1609 | 50142.7809 | 55425.0361 | 61381.4067 | 67957.6597 | 75111.4217 | 82806.1386 | 91009.8439 | 99699.5335 | 108354.557 | 116988.5861 | 125619.381 | 134258.5576 | 142897.3682 | 151494.0561 | 159969.5008 | 168215.4131 | 176113.7185 | 183560.1469 | 190222.0149 | 196076.4987 | 201142.2032 | 205468.9574 | 209126.4092 | 212193.9649 | 214752.7289 | 216879.3466 | 218641.6828 | 220096.4558
All Electric ASHP - Mid Performance | 55867.7236 | 60808.2145 | 66857.0412 | 73900.0482 | 81841.8756 | 90610.213 | 100148.5622 | 110408.1848 | 121346.4585 | 132932.7113 | 144472.7427 | 155984.7815 | 167492.508 | 179011.4102 | 190529.8243 | 201992.0748 | 213292.6678 | 224287.2175 | 234818.2914 | 244746.8625 | 253629.3531 | 261435.3315 | 268189.6042 | 273958.6099 | 278835.2123 | 282925.2865 | 286336.9719 | 289172.4621 | 291522.2437 | 293461.9411
All Electric ASHP - High Performance | 41900.7927 | 45606.1609 | 50142.7809 | 55425.0361 | 61381.4067 | 67957.6597 | 75111.4217 | 82806.1386 | 91009.8439 | 99699.5335 | 108354.557 | 116988.5861 | 125619.381 | 134258.5576 | 142897.3682 | 151494.0561 | 159969.5008 | 168215.4131 | 176113.7185 | 183560.1469 | 190222.0149 | 196076.4987 | 201142.2032 | 205468.9574 | 209126.4092 | 212193.9649 | 214752.7289 | 216879.3466 | 218641.6828 | 220096.4558
Resistance | 64385.0551 | 62729.2406 | 60701.9654 | 58341.4889 | 55679.7711 | 52741.047 | 49544.252 | 46105.7209 | 42439.7387 | 38556.5852 | 34793.1083 | 31143.2981 | 27602.3819 | 24171.0467 | 20860.4146 | 17695.4438 | 14714.434 | 11963.6794 | 9488.5684 | 7324.2576 | 5489.1777 | 3982.9907 | 2788.4578 | 1875.4574 | 1205.5094 | 735.9644 | 423.6628 | 228.0602 | 113.7231 | 51.9779
| 0.26564 | 0.27956 | 0.29661 | 0.31646 | 0.33884 | 0.36355 | 0.39043 | 0.41935 | 0.45017 | 0.48283 | 0.51548 | 0.5482 | 0.58104 | 0.61406 | 0.64724 | 0.68042 | 0.71332 | 0.74552 | 0.77657 | 0.80607 | 0.83259 | 0.85603 | 0.87646 | 0.89404 | 0.90904 | 0.92174 | 0.93244 | 0.94141 | 0.94891 | 0.95514