## Cover
NS Power Building Load Shapes
Prepared by:
2022-03-04
Description of Key Tabs
Cover | Cover sheet
Current Trends | This data reflects incremental residential and commercial space heating loads (and ER reductions) for a 1-in-2 weather year for the Current Trends
Annual Load Summary | This tab summarizes the annual load and non-coindicient peak impact by year
HP Stock | This data reflects the residential and commercial building stock by heating system assumptions.
** Note that load shapes are NOT scaled up for losses
Weather Year (approx) | Calendar Year
1-in-2 | 2018
1-in-10 | 1988
1-in-40 | 1979

## Hybrid Shapes
|  |  | 2025 | [5 empty] | 2030 | [5 empty] | 2035
Month | Day | Hour | Commercial Hybrid HP 2025 | Commercial Resistance 2025 | Residential Resistance 2025 | Residential All Electric ASHP 2025 | Commercial All Electric ASHP 2025 | Residential Hybrid HP 2025 | Commercial Hybrid HP 2030 | Commercial Resistance 2030 | Residential Resistance 2030 | Residential All Electric ASHP 2030 | Commercial All Electric ASHP 2030 | Residential Hybrid HP 2030 | Commercial Hybrid HP 2035 | Commercial Resistance 2035 | Residential Resistance 2035 | Residential All Electric ASHP 2035 | Commercial All Electric ASHP 2035 | Residential Hybrid HP 2035 | 2025 | 2030 | 2035
1 | 1 | 0 | 36.7147 | -38.5268 | -47.1064 | 25.6929 | 20.3428 | 20.1981 | 108.9322 | -114.3087 | -112.5098 | 79.8957 | 60.3567 | 57.1498 | 191.568 | -192.6264 | -162.7633 | 133.0336 | 101.7097 | 91.0453 | 17.3152 | 79.516 | 161.9669
1 | 1 | 1 | 36.6575 | -38.6915 | -47.2714 | 25.8109 | 20.5482 | 20.2159 | 108.7624 | -114.7972 | -112.904 | 80.2626 | 60.9662 | 57.2003 | 191.2694 | -193.4496 | -163.3335 | 133.6445 | 102.7366 | 91.1258 | 17.2695 | 79.4903 | 161.9931
1 | 1 | 2 | 36.6243 | -39.0523 | -47.5481 | 26.1109 | 21.0013 | 20.2757 | 108.6639 | -115.8678 | -113.5647 | 81.1957 | 62.3106 | 57.3694 | 191.0963 | -195.2536 | -164.2894 | 135.1981 | 105.0022 | 91.3952 | 17.4118 | 80.1072 | 163.1488
1 | 1 | 3 | 36.5452 | -39.4268 | -47.8367 | 26.4892 | 21.5229 | 20.3436 | 108.429 | -116.9788 | -114.254 | 82.3721 | 63.8583 | 57.5616 | 190.6832 | -197.1258 | -165.2866 | 137.1569 | 107.6103 | 91.7013 | 17.6375 | 80.9882 | 164.7393
1 | 1 | 4 | 36.5144 | -39.7979 | -48.116 | 26.7963 | 22.0011 | 20.4054 | 108.3377 | -118.0798 | -114.9212 | 83.327 | 65.2771 | 57.7365 | 190.5225 | -198.9813 | -166.2517 | 138.7469 | 110.0012 | 91.98 | 17.8033 | 81.6773 | 166.0176
1 | 1 | 5 | 36.078 | -37.7665 | -46.6109 | 25.1017 | 19.6347 | 20.0269 | 107.0429 | -112.0527 | -111.3264 | 78.0573 | 58.256 | 56.6654 | 188.2455 | -188.8247 | -161.0513 | 129.9723 | 98.1697 | 90.2735 | 16.4638 | 76.6424 | 156.785
1 | 1 | 6 | 35.5673 | -35.7022 | -45.0994 | 23.4085 | 17.2343 | 19.6092 | 105.5276 | -105.9279 | -107.7162 | 72.7921 | 51.1339 | 55.4835 | 185.5808 | -178.5036 | -155.8286 | 121.2054 | 86.1679 | 88.3907 | 15.0176 | 71.293 | 147.0126
1 | 1 | 7 | 35.0426 | -33.6451 | -43.5834 | 21.9303 | 14.9701 | 19.192 | 103.971 | -99.8245 | -104.0954 | 68.1955 | 44.4162 | 54.303 | 182.8433 | -168.2184 | -150.5906 | 113.5516 | 74.8475 | 86.5101 | 13.9065 | 66.9657 | 138.9435
1 | 1 | 8 | 34.6433 | -32.3129 | -42.5252 | 20.7839 | 13.6292 | 18.8662 | 102.7861 | -95.8721 | -101.568 | 64.6307 | 40.4376 | 53.3813 | 180.7595 | -161.558 | -146.9342 | 107.6159 | 68.1431 | 85.0417 | 13.0844 | 63.7957 | 133.068
1 | 1 | 9 | 33.1013 | -30.9866 | -41.4574 | 19.9258 | 12.8112 | 18.5625 | 98.2111 | -91.9369 | -99.0176 | 61.9621 | 38.0107 | 52.522 | 172.7139 | -154.9268 | -143.2447 | 103.1724 | 64.0534 | 83.6727 | 11.9567 | 59.7513 | 125.4409
1 | 1 | 10 | 31.1928 | -29.6844 | -40.4084 | 18.9418 | 12.0138 | 18.0806 | 92.5487 | -88.0733 | -96.5122 | 58.9022 | 35.6449 | 51.1584 | 162.756 | -148.4161 | -139.6203 | 98.0774 | 60.0668 | 81.5004 | 10.1361 | 53.6686 | 114.3642
1 | 1 | 11 | 32.4935 | -30.7464 | -41.0692 | 19.5398 | 12.6412 | 18.4052 | 96.4077 | -91.2242 | -98.0905 | 60.7618 | 37.5062 | 52.0768 | 169.5425 | -153.7257 | -141.9035 | 101.1738 | 63.2032 | 82.9635 | 11.264 | 57.4379 | 121.254
1 | 1 | 12 | 33.4581 | -31.8302 | -41.7424 | 20.0858 | 13.2854 | 18.647 | 99.2699 | -94.4397 | -99.6984 | 62.4596 | 39.4177 | 52.761 | 174.5759 | -159.1443 | -144.2296 | 104.0008 | 66.4245 | 84.0535 | 11.9037 | 59.7701 | 125.6808
1 | 1 | 13 | 34.2754 | -32.8936 | -42.4073 | 20.7924 | 14.2953 | 18.9011 | 101.6947 | -97.595 | -101.2863 | 64.657 | 42.4139 | 53.4801 | 178.8401 | -164.4614 | -146.5268 | 107.6597 | 71.4735 | 85.1992 | 12.9633 | 63.3644 | 132.1843
1 | 1 | 14 | 35.1712 | -33.7289 | -43.0514 | 21.3983 | 14.9961 | 19.1064 | 104.3526 | -100.0734 | -102.8246 | 66.5413 | 44.4932 | 54.0608 | 183.5143 | -168.6379 | -148.7521 | 110.7972 | 74.9774 | 86.1242 | 13.8917 | 66.5499 | 138.0232
1 | 1 | 15 | 35.4048 | -34.49 | -43.6468 | 22.0013 | 15.8266 | 19.2739 | 105.0456 | -102.3315 | -104.2468 | 68.4163 | 46.9573 | 54.5347 | 184.7331 | -172.4431 | -150.8096 | 113.9193 | 79.1297 | 86.8792 | 14.3698 | 68.3757 | 141.4087
1 | 1 | 16 | 35.571 | -35.2912 | -44.2879 | 22.6437 | 16.7367 | 19.4378 | 105.5387 | -104.7084 | -105.778 | 70.414 | 49.6574 | 54.9986 | 185.6003 | -176.4486 | -153.0246 | 117.2456 | 83.6798 | 87.6182 | 14.8101 | 70.1223 | 144.6707
1 | 1 | 17 | 35.6602 | -35.8185 | -44.8231 | 23.218 | 17.3911 | 19.5774 | 105.8033 | -106.273 | -107.0562 | 72.1998 | 51.5992 | 55.3935 | 186.0656 | -179.0852 | -154.8738 | 120.2191 | 86.952 | 88.2474 | 15.2051 | 71.6666 | 147.5251
1 | 1 | 18 | 35.7298 | -36.3692 | -45.4019 | 23.847 | 18.0429 | 19.7258 | 106.01 | -107.9069 | -108.4388 | 74.1558 | 53.5331 | 55.8135 | 186.429 | -181.8384 | -156.8739 | 123.4761 | 90.2108 | 88.9164 | 15.5745 | 73.1667 | 150.32
1 | 1 | 19 | 35.8743 | -36.8911 | -45.9374 | 24.2991 | 18.5645 | 19.8369 | 106.4387 | -109.4554 | -109.7178 | 75.5617 | 55.0808 | 56.1278 | 187.1829 | -184.4479 | -158.7242 | 125.817 | 92.8189 | 89.4172 | 15.7464 | 74.0358 | 152.0639
1 | 1 | 20 | 35.9496 | -37.4254 | -46.4148 | 24.842 | 19.1967 | 19.9617 | 106.6619 | -111.0408 | -110.858 | 77.2499 | 56.9564 | 56.4809 | 187.5754 | -187.1196 | -160.3737 | 128.6281 | 95.9797 | 89.9797 | 16.1097 | 75.4503 | 154.6696
1 | 1 | 21 | 36.1032 | -38.0091 | -46.9103 | 25.4821 | 19.9819 | 20.1035 | 107.1178 | -112.7725 | -112.0415 | 79.2402 | 59.286 | 56.8821 | 188.3773 | -190.0378 | -162.0858 | 131.9421 | 99.9053 | 90.6189 | 16.7512 | 77.7121 | 158.72
1 | 1 | 22 | 36.1945 | -38.5815 | -47.407 | 25.8888 | 20.5719 | 20.1945 | 107.3886 | -114.4709 | -113.2278 | 80.5052 | 61.0366 | 57.1398 | 188.8534 | -192.8997 | -163.802 | 134.0483 | 102.8553 | 91.0293 | 16.8612 | 78.3714 | 160.0846
1 | 1 | 23 | 36.3056 | -38.8711 | -47.541 | 26.1587 | 20.8867 | 20.2506 | 107.7184 | -115.33 | -113.5477 | 81.3443 | 61.9705 | 57.2983 | 189.4335 | -194.3475 | -164.2648 | 135.4455 | 104.4291 | 91.2819 | 17.1895 | 79.4537 | 161.9776
1 | 2 | 0 | 36.4605 | -39.1511 | -47.6517 | 26.3431 | 21.2156 | 20.2999 | 108.1779 | -116.1608 | -113.8121 | 81.9178 | 62.9465 | 57.4379 | 190.2415 | -195.7474 | -164.6473 | 136.4004 | 106.0738 | 91.5043 | 17.5164 | 80.5071 | 163.8252
1 | 2 | 1 | 36.5654 | -39.4075 | -47.7406 | 26.4453 | 21.46 | 20.32 | 108.4892 | -116.9217 | -114.0245 | 82.2355 | 63.6717 | 57.4948 | 190.789 | -197.0297 | -164.9545 | 136.9295 | 107.2958 | 91.5949 | 17.6427 | 80.945 | 164.625
1 | 2 | 2 | 36.708 | -39.3397 | -47.7394 | 26.2852 | 21.2498 | 20.2926 | 108.9123 | -116.7203 | -114.0217 | 81.7376 | 63.0478 | 57.4173 | 191.533 | -196.6903 | -164.9505 | 136.1004 | 106.2446 | 91.4714 | 17.4565 | 80.3729 | 163.7085
1 | 2 | 3 | 36.7651 | -39.2753 | -47.7441 | 26.2897 | 21.1296 | 20.2962 | 109.0815 | -116.5294 | -114.0329 | 81.7517 | 62.6912 | 57.4274 | 191.8307 | -196.3686 | -164.9667 | 136.1239 | 105.6435 | 91.4875 | 17.4611 | 80.3895 | 163.7503
1 | 2 | 4 | 36.7694 | -39.1859 | -47.7099 | 26.2795 | 21.0468 | 20.2971 | 109.0944 | -116.264 | -113.9512 | 81.7199 | 62.4456 | 57.4298 | 191.8533 | -195.9214 | -164.8485 | 136.0709 | 105.2296 | 91.4914 | 17.497 | 80.4744 | 163.8753
1 | 2 | 5 | 36.4644 | -37.3942 | -46.353 | 24.6664 | 18.8625 | 19.9641 | 108.1893 | -110.9481 | -110.7104 | 76.7039 | 55.9648 | 56.4877 | 190.2615 | -186.9633 | -160.1602 | 127.7189 | 94.3087 | 89.9905 | 16.2102 | 75.6873 | 155.1563
1 | 2 | 6 | 35.9803 | -35.6518 | -45.0416 | 23.3254 | 16.9752 | 19.6564 | 106.7532 | -105.7784 | -107.5782 | 72.5338 | 50.3653 | 55.6172 | 187.7361 | -178.2515 | -155.629 | 120.7753 | 84.8727 | 88.6037 | 15.244 | 71.913 | 148.1073
1 | 2 | 7 | 35.537 | -33.861 | -43.6879 | 21.9308 | 15.041 | 19.2971 | 105.4379 | -100.4651 | -104.345 | 68.1971 | 44.6266 | 54.6006 | 185.423 | -169.2979 | -150.9516 | 113.5542 | 75.2021 | 86.9841 | 14.2571 | 68.0521 | 140.914
1 | 2 | 8 | 35.4984 | -33.4445 | -43.3483 | 21.6068 | 14.621 | 19.2213 | 105.3233 | -99.2295 | -103.5339 | 67.1895 | 43.3802 | 54.3859 | 185.2214 | -167.2158 | -149.7783 | 111.8766 | 73.1019 | 86.6422 | 14.1546 | 67.5155 | 139.8479
1 | 2 | 9 | 35.367 | -32.9802 | -42.9664 | 21.1776 | 14.1443 | 19.1073 | 104.9334 | -97.852 | -102.6218 | 65.8548 | 41.966 | 54.0633 | 184.5357 | -164.8945 | -148.4587 | 109.6541 | 70.7186 | 86.1282 | 13.8494 | 66.3436 | 137.6834
1 | 2 | 10 | 35.0265 | -32.5854 | -42.6296 | 20.9126 | 13.8704 | 19.0205 | 103.9231 | -96.6805 | -101.8174 | 65.0308 | 41.1534 | 53.8179 | 182.759 | -162.9204 | -147.295 | 108.2821 | 69.3493 | 85.7372 | 13.615 | 65.4273 | 135.9122
1 | 2 | 11 | 34.7596 | -32.5411 | -42.4629 | 20.7043 | 13.7753 | 18.9673 | 103.1314 | -96.549 | -101.4192 | 64.3832 | 40.871 | 53.6674 | 181.3667 | -162.6987 | -146.7189 | 107.2037 | 68.8735 | 85.4975 | 13.2026 | 64.0848 | 133.5237
1 | 2 | 12 | 34.7113 | -32.5475 | -42.3126 | 20.6425 | 13.7569 | 18.9546 | 102.9879 | -96.5681 | -101.0603 | 64.191 | 40.8167 | 53.6315 | 181.1145 | -162.7309 | -146.1997 | 106.8838 | 68.7819 | 85.4402 | 13.2052 | 63.9987 | 133.2897
1 | 2 | 13 | 34.4165 | -32.4661 | -42.1093 | 20.4472 | 13.6764 | 18.8706 | 102.1132 | -96.3264 | -100.5746 | 63.5835 | 40.5777 | 53.3938 | 179.5761 | -162.3237 | -145.4972 | 105.8722 | 68.3792 | 85.0616 | 12.8353 | 62.7671 | 131.0683
1 | 2 | 14 | 35.4853 | -33.4975 | -42.8568 | 21.1516 | 14.4922 | 19.1275 | 105.2843 | -99.3866 | -102.36 | 65.7741 | 42.9981 | 54.1207 | 185.1529 | -167.4805 | -148.08 | 109.5197 | 72.4579 | 86.2196 | 13.9023 | 66.4306 | 137.7897
1 | 2 | 15 | 36.3688 | -34.5367 | -43.6103 | 21.879 | 15.3878 | 19.3418 | 107.9059 | -102.4699 | -104.1596 | 68.036 | 45.6555 | 54.727 | 189.7632 | -172.6764 | -150.6834 | 113.286 | 76.936 | 87.1855 | 14.8305 | 69.6949 | 143.811
1 | 2 | 16 | 36.6941 | -35.5686 | -44.3578 | 22.637 | 16.4861 | 19.5339 | 108.8708 | -105.5316 | -105.9449 | 70.393 | 48.914 | 55.2704 | 191.4601 | -177.8358 | -153.2662 | 117.2107 | 82.4271 | 88.0513 | 15.4246 | 71.9718 | 148.0472
1 | 2 | 17 | 36.7077 | -35.9969 | -44.7271 | 23.103 | 17.0832 | 19.642 | 108.9112 | -106.8025 | -106.8271 | 71.8422 | 50.6856 | 55.5763 | 191.531 | -179.9773 | -154.5424 | 119.6237 | 85.4124 | 88.5386 | 15.8117 | 73.3857 | 150.586
1 | 2 | 18 | 36.7163 | -36.3961 | -45.1063 | 23.3962 | 17.4411 | 19.7098 | 108.9368 | -107.9867 | -107.7327 | 72.754 | 51.7476 | 55.7682 | 191.5761 | -181.9729 | -155.8525 | 121.1419 | 87.202 | 88.8443 | 15.7611 | 73.4871 | 150.9389
1 | 2 | 19 | 36.7263 | -36.7345 | -45.422 | 23.8054 | 17.9605 | 19.7975 | 108.9664 | -108.9907 | -108.4866 | 74.0262 | 53.2884 | 56.0165 | 191.6282 | -183.6649 | -156.9432 | 123.2603 | 89.7986 | 89.2398 | 16.1332 | 74.8202 | 153.3189
1 | 2 | 20 | 36.7328 | -37.1939 | -45.7553 | 24.1165 | 18.4927 | 19.8513 | 108.9858 | -110.3537 | -109.2828 | 74.9939 | 54.8675 | 56.1685 | 191.6622 | -185.9617 | -158.0949 | 124.8715 | 92.4595 | 89.482 | 16.2441 | 75.3791 | 154.4186
1 | 2 | 21 | 36.7406 | -37.6208 | -46.052 | 24.5802 | 19.05 | 19.9359 | 109.0089 | -111.6203 | -109.9915 | 76.4357 | 56.5211 | 56.408 | 191.7029 | -188.0961 | -159.1202 | 127.2723 | 95.2461 | 89.8636 | 16.6339 | 76.7619 | 156.8686
1 | 2 | 22 | 36.7439 | -38.0653 | -46.377 | 24.8842 | 19.6037 | 19.9845 | 109.0187 | -112.9393 | -110.7676 | 77.3812 | 58.1639 | 56.5455 | 191.7201 | -190.3188 | -160.2429 | 128.8466 | 98.0144 | 90.0825 | 16.774 | 77.4023 | 158.1019
1 | 2 | 23 | 36.5995 | -38.3117 | -46.5256 | 25.0217 | 19.9038 | 20.002 | 108.5902 | -113.6702 | -111.1226 | 77.8087 | 59.0544 | 56.5951 | 190.9665 | -191.5505 | -160.7564 | 129.5584 | 99.5151 | 90.1616 | 16.6898 | 77.2556 | 157.8948
1 | 3 | 0 | 36.4549 | -38.6351 | -46.7265 | 25.4104 | 20.4875 | 20.07 | 108.1614 | -114.6297 | -111.6024 | 79.0175 | 60.7862 | 56.7874 | 190.2124 | -193.1674 | -161.4506 | 131.5712 | 102.4333 | 90.468 | 17.0614 | 78.5203 | 160.067
1 | 3 | 1 | 36.2768 | -38.9375 | -46.887 | 25.6148 | 20.9494 | 20.0913 | 107.6328 | -115.5272 | -111.9856 | 79.6529 | 62.1567 | 56.8476 | 189.2828 | -194.6798 | -162.005 | 132.6291 | 104.7428 | 90.5638 | 17.1077 | 78.777 | 160.5338
1 | 3 | 2 | 36.1871 | -39.2173 | -47.1037 | 25.7708 | 21.2651 | 20.0965 | 107.3666 | -116.3573 | -112.5032 | 80.1382 | 63.0932 | 56.8623 | 188.8148 | -196.0785 | -162.7538 | 133.4373 | 106.321 | 90.5873 | 16.9985 | 78.5998 | 160.3281
1 | 3 | 3 | 36.1216 | -39.4894 | -47.2819 | 26.0814 | 21.6722 | 20.1344 | 107.1724 | -117.1645 | -112.9289 | 81.1039 | 64.3012 | 56.9696 | 188.4733 | -197.4388 | -163.3695 | 135.0452 | 108.3567 | 90.7582 | 17.2384 | 79.4538 | 161.8251
1 | 3 | 4 | 36.0094 | -39.7828 | -47.497 | 26.2645 | 22.0573 | 20.1359 | 106.8395 | -118.0349 | -113.4426 | 81.6732 | 65.4438 | 56.9739 | 187.8877 | -198.9056 | -164.1127 | 135.9932 | 110.282 | 90.7651 | 17.1874 | 79.4529 | 161.9098
1 | 3 | 5 | 35.7027 | -36.8465 | -45.3251 | 23.9591 | 18.5792 | 19.6538 | 105.9295 | -109.3232 | -108.2554 | 74.5044 | 55.1244 | 55.6098 | 186.2874 | -184.2251 | -156.6086 | 124.0565 | 92.8924 | 88.592 | 15.7232 | 73.5895 | 150.9945
1 | 3 | 6 | 35.2179 | -33.876 | -43.1161 | 21.5851 | 15.1199 | 19.0679 | 104.4911 | -100.5097 | -102.9793 | 67.1221 | 44.8604 | 53.9521 | 183.758 | -169.373 | -148.976 | 111.7643 | 75.5962 | 85.951 | 13.9987 | 66.9368 | 138.7205
1 | 3 | 7 | 33.0293 | -30.9578 | -40.9575 | 19.5914 | 12.763 | 18.3748 | 97.9974 | -91.8515 | -97.8236 | 60.9223 | 37.8675 | 51.9908 | 172.3381 | -154.7829 | -141.5173 | 101.4411 | 63.8122 | 82.8265 | 11.8431 | 59.103 | 124.1177
1 | 3 | 8 | 30.9036 | -29.1015 | -39.6038 | 18.4596 | 11.6198 | 17.7234 | 91.6906 | -86.3438 | -94.5905 | 57.403 | 34.4758 | 50.1476 | 161.247 | -145.5016 | -136.8402 | 95.5811 | 58.0966 | 79.8901 | 10.001 | 52.7826 | 112.4729
1 | 3 | 9 | 28.4122 | -27.1952 | -38.2187 | 17.3492 | 10.6186 | 16.9302 | 84.2987 | -80.6879 | -91.2822 | 53.95 | 31.5052 | 47.9035 | 148.2476 | -135.9706 | -132.0542 | 89.8316 | 53.0907 | 76.315 | 7.8963 | 45.6872 | 99.46
1 | 3 | 10 | 26.237 | -25.3652 | -36.8764 | 16.4449 | 9.7336 | 16.1839 | 77.8448 | -75.2583 | -88.0763 | 51.1379 | 28.8795 | 45.7919 | 136.8978 | -126.8209 | -127.4163 | 85.1491 | 48.666 | 72.951 | 6.3578 | 40.3194 | 89.4267
1 | 3 | 11 | 26.1495 | -25.4727 | -36.7945 | 16.3351 | 9.7693 | 16.1027 | 77.5853 | -75.5773 | -87.8806 | 50.7965 | 28.9853 | 45.5619 | 136.4414 | -127.3584 | -127.1332 | 84.5808 | 48.8443 | 72.5846 | 6.0894 | 39.4711 | 87.9594
1 | 3 | 12 | 26.1985 | -25.6368 | -36.7676 | 16.3459 | 9.8491 | 16.1262 | 77.7307 | -76.0639 | -87.8165 | 50.8299 | 29.2222 | 45.6286 | 136.6971 | -128.1786 | -127.0405 | 84.6363 | 49.2435 | 72.6909 | 6.1153 | 39.5309 | 88.0487
1 | 3 | 13 | 26.1982 | -25.7995 | -36.7507 | 16.2759 | 9.9049 | 16.0792 | 77.7299 | -76.5468 | -87.7759 | 50.6123 | 29.3876 | 45.4954 | 136.6957 | -128.9922 | -126.9818 | 84.2741 | 49.5222 | 72.4788 | 5.908 | 38.9025 | 86.9967
1 | 3 | 14 | 26.1988 | -25.9336 | -36.7357 | 16.2773 | 9.9675 | 16.0867 | 77.7315 | -76.9448 | -87.7402 | 50.6165 | 29.5733 | 45.5168 | 136.6985 | -129.6629 | -126.9301 | 84.281 | 49.8353 | 72.5128 | 5.8609 | 38.7532 | 86.7346
1 | 3 | 15 | 26.2581 | -26.0545 | -36.723 | 16.294 | 10.0419 | 16.1017 | 77.9074 | -77.3032 | -87.7098 | 50.6686 | 29.7942 | 45.5591 | 137.0078 | -130.2669 | -126.8862 | 84.3678 | 50.2074 | 72.5802 | 5.9182 | 38.9162 | 87.0101
1 | 3 | 16 | 26.2678 | -26.1765 | -36.7109 | 16.3206 | 10.0967 | 16.1216 | 77.9362 | -77.6654 | -87.6811 | 50.7514 | 29.9569 | 45.6155 | 137.0586 | -130.8773 | -126.8446 | 84.5056 | 50.4816 | 72.6701 | 5.9193 | 38.9135 | 86.9939
1 | 3 | 17 | 25.4526 | -25.6279 | -36.2694 | 16.0081 | 9.8204 | 15.8743 | 75.5177 | -76.0376 | -86.6264 | 49.7794 | 29.1371 | 44.9157 | 132.8053 | -128.1341 | -125.3188 | 82.8871 | 49.1002 | 71.5552 | 5.2582 | 36.686 | 82.895
1 | 3 | 18 | 24.5252 | -25.0255 | -35.7795 | 15.6234 | 9.5114 | 15.5661 | 72.7658 | -74.2505 | -85.4565 | 48.5833 | 28.2202 | 44.0438 | 127.9659 | -125.1226 | -123.6264 | 80.8955 | 47.555 | 70.1661 | 4.421 | 33.9061 | 77.8336
1 | 3 | 19 | 23.8331 | -24.4646 | -35.3439 | 15.3797 | 9.2747 | 15.3505 | 70.7125 | -72.5863 | -84.4161 | 47.8256 | 27.5179 | 43.4338 | 124.3549 | -122.3182 | -122.1212 | 79.6338 | 46.3716 | 69.1943 | 4.0295 | 32.4874 | 75.1152
1 | 3 | 20 | 22.9159 | -23.7986 | -34.8933 | 15.006 | 8.9222 | 15.0195 | 67.9911 | -70.6102 | -83.3397 | 46.6635 | 26.472 | 42.4973 | 119.5691 | -118.9882 | -120.5641 | 77.6988 | 44.6091 | 67.7024 | 3.1718 | 29.674 | 70.0271
1 | 3 | 21 | 22.1858 | -23.1856 | -34.4954 | 14.759 | 8.6459 | 14.7869 | 65.825 | -68.7913 | -82.3894 | 45.8953 | 25.6523 | 41.8389 | 115.7598 | -115.9232 | -119.1894 | 76.4198 | 43.2277 | 66.6536 | 2.6966 | 28.0308 | 66.9483
1 | 3 | 22 | 21.4352 | -22.521 | -34.0572 | 14.4998 | 8.3604 | 14.5343 | 63.5979 | -66.8196 | -81.3427 | 45.0893 | 24.8052 | 41.1244 | 111.8431 | -112.6006 | -117.6752 | 75.0777 | 41.8003 | 65.5152 | 2.2515 | 26.4544 | 63.9606
1 | 3 | 23 | 20.5264 | -21.8853 | -33.5733 | 14.1248 | 8.0408 | 14.1841 | 60.9017 | -64.9333 | -80.187 | 43.9232 | 23.8571 | 40.1333 | 107.1016 | -109.4218 | -116.0032 | 73.136 | 40.2025 | 63.9363 | 1.4176 | 23.6949 | 58.9515
1 | 4 | 0 | 19.7066 | -21.234 | -33.085 | 13.8432 | 7.77 | 13.9128 | 58.4693 | -63.0012 | -79.0208 | 43.0476 | 23.0535 | 39.3657 | 102.824 | -106.1659 | -114.3162 | 71.6781 | 38.8485 | 62.7135 | 0.9136 | 21.9141 | 55.582
1 | 4 | 1 | 18.8249 | -20.6296 | -32.6513 | 13.4956 | 7.466 | 13.5634 | 55.8532 | -61.2078 | -77.9849 | 41.9666 | 22.1516 | 38.3772 | 98.2233 | -103.1439 | -112.8176 | 69.8781 | 37.3286 | 61.1387 | 0.069009 | 19.1558 | 50.6073
1 | 4 | 2 | 18.0852 | -19.8914 | -32.2153 | 13.2527 | 7.147 | 13.3035 | 53.6586 | -59.0176 | -76.9435 | 41.2112 | 21.2051 | 37.6417 | 94.3639 | -99.4531 | -111.3111 | 68.6203 | 35.7335 | 59.967 | -0.31834 | 17.7554 | 47.9206
1 | 4 | 3 | 17.4173 | -19.1845 | -31.7903 | 13.0148 | 6.8523 | 13.0535 | 51.677 | -56.9201 | -75.9285 | 40.4714 | 20.3306 | 36.9344 | 90.8791 | -95.9184 | -109.8426 | 67.3884 | 34.2599 | 58.8401 | -0.63691 | 16.5647 | 45.6065
1 | 4 | 4 | 16.6244 | -18.4303 | -31.3561 | 12.6913 | 6.5052 | 12.721 | 49.3243 | -54.6826 | -74.8914 | 39.4656 | 19.3008 | 35.9937 | 86.7416 | -92.1479 | -108.3424 | 65.7137 | 32.5246 | 57.3416 | -1.2445 | 14.5103 | 41.8312
1 | 4 | 5 | 14.3791 | -16.3665 | -29.8213 | 11.7591 | 5.6295 | 11.8105 | 42.6627 | -48.5592 | -71.2258 | 36.5667 | 16.7027 | 33.4175 | 75.0266 | -81.8291 | -103.0394 | 60.8868 | 28.1463 | 53.2374 | -2.6095 | 9.5646 | 32.4287
1 | 4 | 6 | 12.2271 | -14.2813 | -28.2844 | 10.8586 | 4.7821 | 10.9256 | 36.2775 | -42.3725 | -67.555 | 33.7665 | 14.1883 | 30.9136 | 63.7976 | -71.4037 | -97.729 | 56.2243 | 23.9093 | 49.2485 | -3.7724 | 5.2185 | 24.047
1 | 4 | 7 | 10.2425 | -12.2229 | -26.7894 | 10.0143 | 3.9918 | 10.0975 | 30.3893 | -36.2651 | -63.9842 | 31.1408 | 11.8437 | 28.5704 | 53.4426 | -61.1119 | -92.5633 | 51.8523 | 19.9583 | 45.5155 | -4.6662 | 1.695 | 17.0936
1 | 4 | 8 | 9.7507 | -11.622 | -26.4395 | 9.846 | 3.7623 | 9.905 | 28.9301 | -34.4824 | -63.1486 | 30.6175 | 11.1626 | 28.0259 | 50.8765 | -58.1077 | -91.3544 | 50.9808 | 18.8105 | 44.648 | -4.7976 | 1.105 | 15.8536
1 | 4 | 9 | 9.2332 | -11.034 | -26.0867 | 9.612 | 3.5394 | 9.6625 | 27.3948 | -32.7379 | -62.3059 | 29.89 | 10.5015 | 27.3396 | 48.1764 | -55.168 | -90.1354 | 49.7696 | 17.6965 | 43.5547 | -5.0736 | 0.08204 | 13.8937
1 | 4 | 10 | 8.8266 | -10.4889 | -25.7853 | 9.4726 | 3.3537 | 9.5124 | 26.1885 | -31.1204 | -61.586 | 29.4563 | 9.9503 | 26.915 | 46.0551 | -52.4424 | -89.094 | 49.0474 | 16.7676 | 42.8783 | -5.1089 | -0.1964 | 13.212
1 | 4 | 11 | 8.9655 | -10.6007 | -25.8739 | 9.5004 | 3.3891 | 9.529 | 26.6006 | -31.4521 | -61.7977 | 29.5429 | 10.0555 | 26.962 | 46.7797 | -53.0013 | -89.4002 | 49.1915 | 16.945 | 42.9531 | -5.0906 | -0.088922 | 13.4678
1 | 4 | 12 | 9.185 | -10.7419 | -25.9705 | 9.5853 | 3.4518 | 9.6121 | 27.2517 | -31.871 | -62.0285 | 29.8069 | 10.2414 | 27.197 | 47.9248 | -53.7072 | -89.7341 | 49.6312 | 17.2583 | 43.3275 | -4.8783 | 0.59757 | 14.7006
1 | 4 | 13 | 9.3006 | -10.8386 | -26.0193 | 9.6113 | 3.4872 | 9.6329 | 27.5947 | -32.1579 | -62.145 | 29.8878 | 10.3466 | 27.256 | 48.528 | -54.1906 | -89.9026 | 49.7658 | 17.4354 | 43.4214 | -4.8259 | 0.78215 | 15.0575
1 | 4 | 14 | 8.608 | -10.3403 | -25.5071 | 9.3191 | 3.2923 | 9.3685 | 25.5399 | -30.6795 | -60.9215 | 28.9791 | 9.7684 | 26.5077 | 44.9145 | -51.6993 | -88.1327 | 48.2528 | 16.4611 | 42.2294 | -5.2594 | -0.80598 | 12.0257
1 | 4 | 15 | 7.9891 | -9.8258 | -24.9844 | 9.1143 | 3.1172 | 9.1804 | 23.7036 | -29.153 | -59.6731 | 28.3423 | 9.2486 | 25.9756 | 41.6851 | -49.1269 | -86.3266 | 47.1925 | 15.5852 | 41.3817 | -5.4091 | -1.5559 | 10.3911
1 | 4 | 16 | 7.3254 | -9.323 | -24.4683 | 8.8487 | 2.9386 | 8.942 | 21.7343 | -27.6614 | -58.4404 | 27.5163 | 8.7189 | 25.3011 | 38.2218 | -46.6133 | -84.5433 | 45.8171 | 14.6926 | 40.3072 | -5.7366 | -2.8312 | 7.882
1 | 4 | 17 | 6.5587 | -8.5027 | -23.8929 | 8.5451 | 2.6467 | 8.6454 | 19.4596 | -25.2273 | -57.0661 | 26.5723 | 7.8528 | 24.4617 | 34.2215 | -42.5115 | -82.5552 | 44.2452 | 13.2331 | 38.97 | -5.9996 | -3.947 | 5.6031
1 | 4 | 18 | 5.8179 | -7.6959 | -23.3335 | 8.2827 | 2.3699 | 8.3851 | 17.2617 | -22.8337 | -55.7301 | 25.7562 | 7.0315 | 23.7255 | 30.3563 | -38.4781 | -80.6224 | 42.8864 | 11.8491 | 37.7971 | -6.1737 | -4.7889 | 3.7885
1 | 4 | 19 | 5.0804 | -6.8588 | -22.7489 | 7.9839 | 2.0914 | 8.0961 | 15.0735 | -20.3499 | -54.334 | 24.827 | 6.205 | 22.9078 | 26.5083 | -34.2925 | -78.6027 | 41.3392 | 10.4563 | 36.4943 | -6.3559 | -5.6705 | 1.903
1 | 4 | 20 | 5.1644 | -6.742 | -22.8601 | 8.0033 | 2.0526 | 8.1082 | 15.3227 | -20.0034 | -54.5995 | 24.8876 | 6.0901 | 22.942 | 26.9464 | -33.7086 | -78.9869 | 41.44 | 10.2628 | 36.5489 | -6.2735 | -5.3606 | 2.5025
1 | 4 | 21 | 5.3102 | -6.6539 | -22.984 | 8.0788 | 2.037 | 8.1716 | 15.7554 | -19.7421 | -54.8953 | 25.1222 | 6.0436 | 23.1212 | 27.7074 | -33.2682 | -79.4148 | 41.8306 | 10.1844 | 36.8343 | -6.0403 | -4.595 | 3.8737
1 | 4 | 22 | 5.4426 | -6.5745 | -23.136 | 8.1189 | 2.0185 | 8.2021 | 16.1482 | -19.5065 | -55.2585 | 25.2469 | 5.9888 | 23.2074 | 28.3981 | -32.8712 | -79.9402 | 42.0383 | 10.0919 | 36.9717 | -5.9285 | -4.1738 | 4.6886
1 | 4 | 23 | 5.9114 | -7.0625 | -23.5854 | 8.3448 | 2.1756 | 8.4062 | 17.5391 | -20.9544 | -56.3318 | 25.9495 | 6.455 | 23.7851 | 30.8443 | -35.3111 | -81.493 | 43.2082 | 10.8776 | 37.892 | -5.8099 | -3.5576 | 6.018
1 | 5 | 0 | 6.4145 | -7.5853 | -24.0489 | 8.5533 | 2.3513 | 8.6031 | 19.0316 | -22.5055 | -57.4389 | 26.5978 | 6.9762 | 24.3421 | 33.469 | -37.925 | -83.0945 | 44.2877 | 11.7559 | 38.7794 | -5.7121 | -2.9967 | 7.2725
1 | 5 | 1 | 6.9303 | -8.0836 | -24.5022 | 8.7934 | 2.5232 | 8.8268 | 20.5621 | -23.9838 | -58.5215 | 27.3445 | 7.4863 | 24.9753 | 36.1605 | -40.4161 | -84.6607 | 45.531 | 12.6154 | 39.7881 | -5.512 | -2.1372 | 9.0182
1 | 5 | 2 | 7.829 | -9.1427 | -25.2789 | 9.1444 | 2.8791 | 9.1771 | 23.2286 | -27.1263 | -60.3765 | 28.4358 | 8.5423 | 25.9663 | 40.8498 | -45.7117 | -87.3442 | 47.3481 | 14.395 | 41.3669 | -5.392 | -1.3298 | 10.9039
1 | 5 | 3 | 8.7751 | -10.1629 | -26.0208 | 9.5505 | 3.2484 | 9.5754 | 26.0357 | -30.1531 | -62.1486 | 29.6987 | 9.6378 | 27.0932 | 45.7863 | -50.8123 | -89.9078 | 49.451 | 16.2411 | 43.1622 | -5.0343 | 0.16373 | 13.9205
1 | 5 | 4 | 9.773 | -11.2175 | -26.797 | 9.9715 | 3.6344 | 9.9876 | 28.9963 | -33.2822 | -64.0024 | 31.0078 | 10.7832 | 28.2597 | 50.9929 | -56.0853 | -92.5896 | 51.6307 | 18.1711 | 45.0205 | -4.648 | 1.7623 | 17.1403
1 | 5 | 5 | 10.3384 | -11.9031 | -27.1849 | 10.1885 | 3.8877 | 10.2182 | 30.6739 | -35.3164 | -64.9288 | 31.6827 | 11.5348 | 28.9121 | 53.943 | -59.5131 | -93.9298 | 52.7546 | 19.4378 | 46.0599 | -4.4551 | 2.5584 | 18.7524
1 | 5 | 6 | 10.8609 | -12.5338 | -27.5369 | 10.3779 | 4.1255 | 10.4218 | 32.2241 | -37.1876 | -65.7695 | 32.2716 | 12.2402 | 29.4882 | 56.6693 | -62.6664 | -95.1461 | 53.7351 | 20.6265 | 46.9776 | -4.2846 | 3.267 | 20.196
1 | 5 | 7 | 11.4394 | -13.2196 | -27.9264 | 10.5745 | 4.3874 | 10.6391 | 33.9405 | -39.2223 | -66.7 | 32.883 | 13.0173 | 30.1028 | 59.6877 | -66.0952 | -96.4921 | 54.7532 | 21.9361 | 47.9568 | -4.1057 | 4.0214 | 21.7465
1 | 5 | 8 | 12.1067 | -13.851 | -28.383 | 10.8621 | 4.6343 | 10.9246 | 35.9204 | -41.0959 | -67.7905 | 33.7774 | 13.7499 | 30.9108 | 63.1695 | -69.2524 | -98.0697 | 56.2424 | 23.1705 | 49.244 | -3.7063 | 5.4721 | 24.5043
1 | 5 | 9 | 12.8014 | -14.5575 | -28.8932 | 11.1168 | 4.9084 | 11.1834 | 37.9817 | -43.1919 | -69.0089 | 34.5694 | 14.5632 | 31.643 | 66.7945 | -72.7844 | -99.8324 | 57.5612 | 24.541 | 50.4105 | -3.4406 | 6.5565 | 26.6904
1 | 5 | 10 | 13.5561 | -15.244 | -29.3989 | 11.4381 | 5.1905 | 11.5019 | 40.2209 | -45.2286 | -70.2168 | 35.5685 | 15.4001 | 32.5443 | 70.7324 | -76.2166 | -101.5798 | 59.2248 | 25.9514 | 51.8463 | -2.9561 | 8.2884 | 29.9585
1 | 5 | 11 | 14.5898 | -16.1878 | -30.1063 | 11.8703 | 5.5857 | 11.9371 | 43.2879 | -48.0291 | -71.9064 | 36.9123 | 16.5728 | 33.7757 | 76.126 | -80.9359 | -104.024 | 61.4623 | 27.9276 | 53.808 | -2.3111 | 10.6132 | 34.3641
1 | 5 | 12 | 15.6658 | -17.2073 | -30.8595 | 12.305 | 6.0089 | 12.3667 | 46.4802 | -51.0539 | -73.7053 | 38.264 | 17.8282 | 34.991 | 81.74 | -86.0331 | -106.6265 | 63.7131 | 30.043 | 55.7442 | -1.7206 | 12.8042 | 38.5807
1 | 5 | 13 | 16.8007 | -18.199 | -31.605 | 12.7795 | 6.4343 | 12.8401 | 49.8475 | -53.9962 | -75.486 | 39.7397 | 19.0906 | 36.3305 | 87.6617 | -90.9913 | -109.2025 | 66.1701 | 32.1704 | 57.8781 | -0.94945 | 15.526 | 43.6865
1 | 5 | 14 | 17.8246 | -19.1388 | -32.3156 | 13.1425 | 6.8197 | 13.2002 | 52.8854 | -56.7847 | -77.1831 | 40.8684 | 20.2341 | 37.3495 | 93.0042 | -95.6902 | -111.6576 | 68.0495 | 34.0973 | 59.5015 | -0.46739 | 17.3697 | 47.3047
1 | 5 | 15 | 18.9002 | -20.0624 | -33.0061 | 13.5792 | 7.2267 | 13.6232 | 56.0765 | -59.525 | -78.8323 | 42.2266 | 21.4414 | 38.5465 | 98.6161 | -100.3081 | -114.0435 | 70.3111 | 36.1319 | 61.4084 | 0.26078 | 19.9338 | 52.1159
1 | 5 | 16 | 20.0915 | -21.0383 | -33.7541 | 14.0628 | 7.6619 | 14.0853 | 59.6111 | -62.4205 | -80.6189 | 43.7305 | 22.7327 | 39.8539 | 104.8321 | -105.1874 | -116.6281 | 72.8151 | 38.3079 | 63.4912 | 1.1091 | 22.8888 | 57.6309
1 | 5 | 17 | 21.5815 | -22.3212 | -34.6628 | 14.6855 | 8.2656 | 14.6454 | 64.032 | -66.2268 | -82.7891 | 45.6668 | 24.5239 | 41.4388 | 112.6067 | -111.6016 | -119.7676 | 76.0394 | 41.3263 | 66.0161 | 2.1941 | 26.6456 | 64.6192
1 | 5 | 18 | 23.1775 | -23.6779 | -35.6319 | 15.3564 | 8.9376 | 15.2212 | 68.7675 | -70.252 | -85.104 | 47.7529 | 26.5176 | 43.0677 | 120.9344 | -118.3846 | -123.1164 | 79.5128 | 44.686 | 68.6112 | 3.3828 | 30.7498 | 72.2434
1 | 5 | 19 | 24.4887 | -24.9685 | -36.5453 | 16.0836 | 9.664 | 15.7897 | 72.6576 | -74.0811 | -87.2854 | 50.0142 | 28.6731 | 44.6763 | 127.7755 | -124.8373 | -126.2722 | 83.2781 | 48.3182 | 71.1738 | 4.5122 | 34.6546 | 79.4361
1 | 5 | 20 | 26.1576 | -26.6159 | -37.7404 | 16.9808 | 10.5374 | 16.4304 | 77.6093 | -78.9689 | -90.1398 | 52.8042 | 31.2642 | 46.4893 | 136.4837 | -133.0739 | -130.4016 | 87.9238 | 52.6846 | 74.0621 | 5.7499 | 39.0584 | 87.6788
1 | 5 | 21 | 27.9329 | -28.2564 | -38.9314 | 17.9658 | 11.5631 | 17.1205 | 82.8766 | -83.8363 | -92.9844 | 55.8672 | 34.3077 | 48.4419 | 145.7467 | -141.276 | -134.5167 | 93.0239 | 57.8133 | 77.1728 | 7.3946 | 44.6727 | 97.964
1 | 5 | 22 | 29.4457 | -29.9223 | -40.131 | 18.9385 | 12.7784 | 17.692 | 87.365 | -88.7792 | -95.8496 | 58.8919 | 37.9134 | 50.0589 | 153.64 | -149.6055 | -138.6617 | 98.0603 | 63.8895 | 79.7488 | 8.8012 | 49.6004 | 107.0713
1 | 5 | 23 | 30.6034 | -30.8312 | -40.8285 | 19.4865 | 13.3589 | 18.0524 | 90.7999 | -91.4759 | -97.5154 | 60.596 | 39.6357 | 51.0788 | 159.6807 | -154.1499 | -141.0715 | 100.8978 | 66.7919 | 81.3736 | 9.8416 | 53.1192 | 113.5225
1 | 6 | 0 | 31.8961 | -31.8 | -41.5772 | 20.1452 | 13.9999 | 18.4343 | 94.6352 | -94.3503 | -99.3036 | 62.6445 | 41.5375 | 52.1592 | 166.4253 | -158.9936 | -143.6584 | 104.3088 | 69.9965 | 83.0947 | 11.0983 | 57.3225 | 121.1733
1 | 6 | 1 | 32.9514 | -32.7069 | -42.2738 | 20.7584 | 14.5718 | 18.7297 | 97.7665 | -97.0411 | -100.9674 | 64.5512 | 43.2343 | 52.9951 | 171.9321 | -163.528 | -146.0654 | 107.4835 | 72.8559 | 84.4265 | 12.0306 | 60.5386 | 127.1046
1 | 6 | 2 | 34.3123 | -33.9861 | -43.2008 | 21.5935 | 15.5432 | 19.0793 | 101.8042 | -100.8363 | -103.1815 | 67.1482 | 46.1164 | 53.9843 | 179.0327 | -169.9235 | -149.2684 | 111.8078 | 77.7128 | 86.0024 | 13.3415 | 65.0354 | 135.3638
1 | 6 | 3 | 35.5652 | -35.3078 | -44.1819 | 22.4698 | 16.5869 | 19.3979 | 105.5215 | -104.7579 | -105.5249 | 69.873 | 49.2132 | 54.8858 | 185.57 | -176.5319 | -152.6585 | 116.3448 | 82.9312 | 87.4385 | 14.5301 | 69.2107 | 143.0941
1 | 6 | 4 | 36.1096 | -36.5968 | -45.1067 | 23.4146 | 17.9601 | 19.6732 | 107.1368 | -108.5821 | -107.7336 | 72.811 | 53.2873 | 55.6647 | 188.4106 | -182.9763 | -155.8537 | 121.2369 | 89.7967 | 88.6793 | 15.454 | 72.5841 | 149.2934
1 | 6 | 5 | 36.2533 | -37.0126 | -45.3756 | 23.773 | 18.4307 | 19.7605 | 107.5631 | -109.8158 | -108.3758 | 73.9255 | 54.6837 | 55.9116 | 189.1604 | -185.0552 | -156.7828 | 123.0926 | 92.1499 | 89.0728 | 15.8294 | 73.8924 | 151.6375
1 | 6 | 6 | 36.4593 | -37.381 | -45.598 | 23.9903 | 18.8615 | 19.8169 | 108.1744 | -110.9089 | -108.9071 | 74.6013 | 55.9618 | 56.0713 | 190.2354 | -186.8972 | -157.5515 | 124.2179 | 94.3035 | 89.3272 | 16.149 | 74.9928 | 153.6353
1 | 6 | 7 | 36.6651 | -37.7959 | -45.8578 | 24.2294 | 19.2522 | 19.8758 | 108.785 | -112.1399 | -109.5275 | 75.3448 | 57.1209 | 56.2379 | 191.3091 | -188.9717 | -158.449 | 125.4558 | 96.2569 | 89.5926 | 16.3688 | 75.8212 | 155.1938
1 | 6 | 8 | 36.7328 | -38.5541 | -46.4184 | 24.8612 | 20.1809 | 20.0088 | 108.9858 | -114.3895 | -110.8666 | 77.3097 | 59.8763 | 56.6141 | 191.6623 | -192.7626 | -160.3861 | 128.7275 | 100.9001 | 90.1919 | 16.8112 | 77.5298 | 158.3332
1 | 6 | 9 | 36.7464 | -39.3233 | -46.982 | 25.5387 | 21.2211 | 20.1452 | 109.026 | -116.6719 | -112.2125 | 79.4163 | 62.9629 | 57 | 191.733 | -196.6087 | -162.3332 | 132.2352 | 106.1014 | 90.8067 | 17.346 | 79.5207 | 161.9343
1 | 6 | 10 | 36.7569 | -40.042 | -47.4971 | 26.0422 | 22.0757 | 20.2491 | 109.0573 | -118.8041 | -113.4429 | 80.9822 | 65.4985 | 57.2941 | 191.7881 | -200.2018 | -164.1132 | 134.8426 | 110.3742 | 91.2752 | 17.5849 | 80.5851 | 163.9651
1 | 6 | 11 | 36.7654 | -40.5356 | -47.8993 | 26.5447 | 22.7699 | 20.3571 | 109.0824 | -120.2687 | -114.4036 | 82.5445 | 67.5581 | 57.5997 | 191.8322 | -202.6698 | -165.5029 | 137.444 | 113.845 | 91.7621 | 18.0021 | 82.1125 | 166.7105
1 | 6 | 12 | 36.7735 | -40.9276 | -48.2463 | 26.8886 | 23.1734 | 20.4461 | 109.1065 | -121.4318 | -115.2324 | 83.6139 | 68.7553 | 57.8515 | 191.8746 | -204.6299 | -166.702 | 139.2246 | 115.8624 | 92.1632 | 18.1076 | 82.6629 | 167.7929
1 | 6 | 13 | 36.7812 | -41.3597 | -48.5999 | 27.3394 | 23.7814 | 20.5429 | 109.1293 | -122.7136 | -116.0769 | 85.0158 | 70.5593 | 58.1254 | 191.9147 | -206.7899 | -167.9236 | 141.5589 | 118.9024 | 92.5995 | 18.4853 | 84.0393 | 170.2619
1 | 6 | 14 | 36.7951 | -42.3314 | -49.3591 | 28.2037 | 25.0246 | 20.7261 | 109.1706 | -125.5966 | -117.8902 | 87.7034 | 74.2476 | 58.6439 | 191.9872 | -211.6482 | -170.547 | 146.0341 | 125.1178 | 93.4255 | 19.059 | 86.2786 | 174.3695
1 | 6 | 15 | 36.8109 | -43.2922 | -50.1268 | 29.0665 | 26.2191 | 20.9067 | 109.2175 | -128.4474 | -119.7238 | 90.3865 | 77.7918 | 59.1549 | 192.0697 | -216.4522 | -173.1995 | 150.5017 | 131.0902 | 94.2396 | 19.5842 | 88.3794 | 178.2494
1 | 6 | 16 | 36.8274 | -44.2681 | -50.8927 | 29.9342 | 27.3951 | 21.0893 | 109.2664 | -131.3428 | -121.5529 | 93.0847 | 81.2809 | 59.6716 | 192.1558 | -221.3313 | -175.8456 | 154.9943 | 136.9698 | 95.0627 | 20.0853 | 90.4078 | 182.0057
1 | 6 | 17 | 36.8381 | -45.007 | -51.4342 | 30.6218 | 28.3971 | 21.2186 | 109.2981 | -133.5353 | -122.8463 | 95.2231 | 84.2538 | 60.0374 | 192.2115 | -225.0259 | -177.7167 | 158.555 | 141.9797 | 95.6455 | 20.6344 | 92.4308 | 185.649
1 | 6 | 18 | 36.848 | -45.7624 | -51.9901 | 31.2188 | 29.2959 | 21.3366 | 109.3275 | -135.7763 | -124.1741 | 97.0793 | 86.9206 | 60.3712 | 192.2632 | -228.8024 | -179.6375 | 161.6457 | 146.4735 | 96.1773 | 20.9468 | 93.7482 | 188.1198
1 | 6 | 19 | 36.8575 | -46.5251 | -52.5362 | 31.9367 | 30.3007 | 21.4669 | 109.3558 | -138.0394 | -125.4783 | 99.3118 | 89.9019 | 60.7397 | 192.313 | -232.6161 | -181.5243 | 165.363 | 151.4975 | 96.7644 | 21.5005 | 95.7915 | 191.7976
1 | 6 | 20 | 36.863 | -46.8475 | -52.7967 | 32.3924 | 30.7657 | 21.5562 | 109.3722 | -138.9961 | -126.1006 | 100.7289 | 91.2814 | 60.9925 | 192.3417 | -234.2281 | -182.4246 | 167.7227 | 153.8221 | 97.1672 | 21.9331 | 97.2783 | 194.401
1 | 6 | 21 | 36.866 | -47.1638 | -53.0612 | 32.6571 | 31.0966 | 21.6094 | 109.381 | -139.9344 | -126.7323 | 101.552 | 92.2634 | 61.1431 | 192.3573 | -235.8094 | -183.3384 | 169.0932 | 155.4769 | 97.4071 | 22.0042 | 97.6728 | 195.1866
1 | 6 | 22 | 36.8699 | -47.4939 | -53.3258 | 32.9127 | 31.4826 | 21.6534 | 109.3925 | -140.9138 | -127.3643 | 102.3468 | 93.4085 | 61.2674 | 192.3776 | -237.4598 | -184.2526 | 170.4165 | 157.4065 | 97.6051 | 22.0988 | 98.1371 | 196.0932
1 | 6 | 23 | 36.8715 | -47.5997 | -53.4125 | 33.0194 | 31.6221 | 21.6644 | 109.3972 | -141.2278 | -127.5713 | 102.6786 | 93.8223 | 61.2987 | 192.3858 | -237.9888 | -184.5522 | 170.9691 | 158.1039 | 97.6549 | 22.1651 | 98.3977 | 196.5726
1 | 7 | 0 | 36.8724 | -47.7228 | -53.5048 | 33.3319 | 31.8886 | 21.7161 | 109.4 | -141.593 | -127.7917 | 103.6504 | 94.6131 | 61.4449 | 192.3907 | -238.6043 | -184.871 | 172.5872 | 159.4364 | 97.8879 | 22.5814 | 99.7237 | 198.8269
1 | 7 | 1 | 36.872 | -47.779 | -53.5419 | 33.4088 | 31.9448 | 21.7363 | 109.3986 | -141.7596 | -127.8805 | 103.8896 | 94.7798 | 61.502 | 192.3883 | -238.8851 | -184.9995 | 172.9855 | 159.7175 | 97.9789 | 22.641 | 99.93 | 199.1856
1 | 7 | 2 | 36.8812 | -48.5444 | -54.117 | 34.014 | 32.8564 | 21.8406 | 109.426 | -144.0305 | -129.254 | 105.7715 | 97.4847 | 61.7973 | 192.4365 | -242.7119 | -186.9864 | 176.119 | 164.2755 | 98.4492 | 22.9309 | 101.195 | 201.582
1 | 7 | 3 | 36.8921 | -49.2938 | -54.6573 | 34.8081 | 33.7899 | 21.9856 | 109.4583 | -146.254 | -130.5444 | 108.2409 | 100.2543 | 62.2076 | 192.4933 | -246.4587 | -188.8533 | 180.2308 | 168.9427 | 99.1028 | 23.5247 | 103.3627 | 205.4576
1 | 7 | 4 | 36.9014 | -50.0393 | -55.199 | 35.4482 | 34.6728 | 22.1016 | 109.4859 | -148.466 | -131.8382 | 110.2314 | 102.8736 | 62.5357 | 192.5418 | -250.1863 | -190.7249 | 183.5451 | 173.3567 | 99.6255 | 23.8857 | 104.8224 | 208.1579
1 | 7 | 5 | 36.9036 | -49.8711 | -55.1645 | 35.6344 | 34.6048 | 22.1221 | 109.4924 | -147.9668 | -131.756 | 110.8103 | 102.6721 | 62.5937 | 192.5532 | -249.3452 | -190.606 | 184.5091 | 173.0171 | 99.7179 | 24.2292 | 105.8457 | 209.8463
1 | 7 | 6 | 36.9011 | -49.7074 | -55.1248 | 35.5152 | 34.3097 | 22.0816 | 109.485 | -147.4813 | -131.6611 | 110.4398 | 101.7966 | 62.479 | 192.5402 | -248.527 | -190.4687 | 183.8921 | 171.5417 | 99.5353 | 23.9754 | 105.058 | 208.5137
1 | 7 | 7 | 36.9016 | -49.5546 | -55.0899 | 35.4334 | 34.1345 | 22.0424 | 109.4866 | -147.028 | -131.5778 | 110.1854 | 101.2766 | 62.3681 | 192.543 | -247.763 | -190.3482 | 183.4685 | 170.6655 | 99.3585 | 23.8673 | 104.7109 | 207.9243
1 | 7 | 8 | 36.8899 | -48.7353 | -54.4378 | 34.5192 | 33.1022 | 21.8886 | 109.4518 | -144.597 | -130.0202 | 107.3425 | 98.2137 | 61.9331 | 192.4818 | -243.6665 | -188.0948 | 178.7349 | 165.504 | 98.6656 | 23.2268 | 102.3239 | 203.6249
1 | 7 | 9 | 36.8797 | -47.93 | -53.8074 | 33.6159 | 31.9823 | 21.7321 | 109.4217 | -142.2076 | -128.5147 | 104.5334 | 94.891 | 61.4903 | 192.4289 | -239.6401 | -185.9169 | 174.0575 | 159.9049 | 97.9601 | 22.4726 | 99.6142 | 198.7945
1 | 7 | 10 | 36.8704 | -47.1034 | -53.1596 | 32.9423 | 31.0577 | 21.6151 | 109.3939 | -139.7553 | -126.9672 | 102.4388 | 92.1479 | 61.1593 | 192.38 | -235.5076 | -183.6783 | 170.5697 | 155.2823 | 97.4328 | 22.2225 | 98.4173 | 196.479
1 | 7 | 11 | 36.864 | -46.6286 | -52.7241 | 32.2695 | 30.4231 | 21.4882 | 109.3752 | -138.3464 | -125.9271 | 100.3469 | 90.265 | 60.8002 | 192.3471 | -233.1333 | -182.1735 | 167.0865 | 152.1094 | 96.8608 | 21.6923 | 96.5138 | 193.0969
1 | 7 | 12 | 36.8577 | -46.1193 | -52.2831 | 31.6679 | 29.7607 | 21.3813 | 109.3563 | -136.8353 | -124.8738 | 98.4758 | 88.2997 | 60.4977 | 192.3139 | -230.587 | -180.6498 | 163.9711 | 148.7976 | 96.3789 | 21.2652 | 94.9204 | 190.2246
1 | 7 | 13 | 36.8523 | -45.6308 | -51.8435 | 31.213 | 29.2078 | 21.2999 | 109.3402 | -135.3861 | -123.8239 | 97.0615 | 86.6592 | 60.2673 | 192.2855 | -228.1448 | -179.1309 | 161.6161 | 146.033 | 96.0117 | 21.0987 | 94.1181 | 188.6706
1 | 7 | 14 | 36.8523 | -45.5566 | -51.7876 | 31.2038 | 29.1306 | 21.2983 | 109.3402 | -135.1659 | -123.6903 | 97.0328 | 86.43 | 60.2629 | 192.2856 | -227.7738 | -178.9377 | 161.5683 | 145.6468 | 96.0048 | 21.1408 | 94.2097 | 188.794
1 | 7 | 15 | 36.8516 | -45.4673 | -51.6903 | 31.1203 | 29.0252 | 21.2754 | 109.3384 | -134.9009 | -123.458 | 96.773 | 86.1175 | 60.198 | 192.2823 | -227.3273 | -178.6016 | 161.1358 | 145.1202 | 95.9014 | 21.1149 | 94.0679 | 188.5108
1 | 7 | 16 | 36.8521 | -45.3871 | -51.6274 | 30.8996 | 28.8296 | 21.2281 | 109.3397 | -134.6629 | -123.3079 | 96.0868 | 85.537 | 60.0641 | 192.2847 | -226.9261 | -178.3845 | 159.9931 | 144.142 | 95.6881 | 20.7948 | 93.0568 | 186.7973
1 | 7 | 17 | 36.8446 | -44.7481 | -51.1115 | 30.4352 | 28.138 | 21.1322 | 109.3174 | -132.7672 | -122.0756 | 94.6428 | 83.4851 | 59.7929 | 192.2454 | -223.7315 | -176.6017 | 157.5888 | 140.6842 | 95.256 | 20.6904 | 92.3954 | 185.4412
1 | 7 | 18 | 36.8366 | -44.1166 | -50.6056 | 29.7529 | 27.2276 | 20.9859 | 109.2938 | -130.8933 | -120.8673 | 92.5211 | 80.784 | 59.3789 | 192.204 | -220.5739 | -174.8537 | 154.0559 | 136.1325 | 94.5965 | 20.0809 | 90.2172 | 181.5613
1 | 7 | 19 | 36.8271 | -43.4816 | -50.0931 | 29.1146 | 26.4395 | 20.8486 | 109.2654 | -129.0094 | -119.6432 | 90.5362 | 78.4456 | 58.9903 | 192.154 | -217.3992 | -173.0828 | 150.7509 | 132.1919 | 93.9773 | 19.655 | 88.5848 | 178.5921
1 | 7 | 20 | 36.6768 | -41.985 | -48.8739 | 27.8579 | 24.6669 | 20.5886 | 108.8196 | -124.5689 | -116.7314 | 86.6283 | 73.1864 | 58.2547 | 191.3701 | -209.9163 | -168.8705 | 144.2439 | 123.3294 | 92.8055 | 18.9313 | 85.5887 | 172.9621
1 | 7 | 21 | 36.3646 | -40.4924 | -47.6558 | 26.4581 | 22.8082 | 20.2688 | 107.8933 | -120.1403 | -113.822 | 82.2752 | 67.6717 | 57.3498 | 189.7411 | -202.4535 | -164.6616 | 136.9956 | 114.0364 | 91.364 | 17.7515 | 81.2278 | 165.022
1 | 7 | 22 | 35.9657 | -38.9836 | -46.4038 | 25.2196 | 21.1596 | 19.9485 | 106.7098 | -115.6639 | -110.8317 | 78.424 | 62.7803 | 56.4437 | 187.6597 | -194.91 | -160.3357 | 130.583 | 105.7938 | 89.9204 | 16.906 | 77.8623 | 158.7112
1 | 7 | 23 | 35.6457 | -37.2904 | -45.0119 | 23.7035 | 19.124 | 19.6004 | 105.7604 | -110.6402 | -107.5072 | 73.7095 | 56.7408 | 55.4585 | 185.9901 | -186.4444 | -155.5263 | 122.733 | 95.6163 | 88.351 | 15.7713 | 73.5219 | 150.7197
1 | 8 | 0 | 35.1416 | -35.566 | -43.5696 | 22.2081 | 17.1444 | 19.2081 | 104.2648 | -105.5239 | -104.0625 | 69.0592 | 50.8671 | 54.3487 | 183.3599 | -177.8227 | -150.543 | 114.9898 | 85.7183 | 86.5829 | 14.5665 | 68.9534 | 142.2851
1 | 8 | 1 | 33.5685 | -33.8804 | -42.1735 | 20.9088 | 15.6579 | 18.7548 | 99.5972 | -100.5227 | -100.728 | 65.019 | 46.4567 | 53.0661 | 175.1516 | -169.395 | -145.7191 | 108.2624 | 78.2861 | 84.5395 | 12.836 | 62.8883 | 131.1256
1 | 8 | 2 | 32.1479 | -32.2189 | -40.9339 | 19.7791 | 14.3258 | 18.2636 | 95.3823 | -95.5929 | -97.7672 | 61.506 | 42.5044 | 51.6763 | 167.7392 | -161.0877 | -141.4357 | 102.4131 | 71.6259 | 82.3254 | 11.3637 | 57.7089 | 121.5803
1 | 8 | 3 | 30.5942 | -30.5812 | -39.6958 | 18.8285 | 13.1926 | 17.7471 | 90.7727 | -90.7342 | -94.8101 | 58.55 | 39.1423 | 50.2147 | 159.6328 | -152.8999 | -137.1579 | 97.4909 | 65.9603 | 79.997 | 10.0854 | 53.1354 | 113.0232
1 | 8 | 4 | 28.9232 | -28.9377 | -38.4566 | 17.8358 | 12.0929 | 17.0819 | 85.8148 | -85.8579 | -91.8504 | 55.4629 | 35.8794 | 48.3327 | 150.9137 | -144.6827 | -132.8762 | 92.3507 | 60.4619 | 76.9988 | 8.5394 | 47.7815 | 103.1662
1 | 8 | 5 | 26.6362 | -26.5488 | -36.7842 | 16.4626 | 10.4486 | 16.1514 | 79.0292 | -78.77 | -87.8559 | 51.1929 | 31.001 | 45.6998 | 138.9806 | -132.7386 | -127.0976 | 85.2408 | 52.241 | 72.8044 | 6.3658 | 40.2969 | 89.4306
1 | 8 | 6 | 24.0695 | -24.2174 | -35.1562 | 15.2713 | 9.1813 | 15.2081 | 71.4138 | -71.8528 | -83.9677 | 47.4884 | 27.2409 | 43.0307 | 125.5883 | -121.0822 | -121.4727 | 79.0725 | 45.9048 | 68.5522 | 4.3566 | 33.3534 | 76.5629
1 | 8 | 7 | 21.2506 | -21.841 | -33.4851 | 14.1236 | 8.0447 | 14.1903 | 63.0503 | -64.8019 | -79.9764 | 43.9194 | 23.8684 | 40.1509 | 110.8802 | -109.2004 | -115.6985 | 73.1297 | 40.2217 | 63.9645 | 2.2831 | 26.2108 | 63.2971
1 | 8 | 8 | 21.5001 | -22.0803 | -33.7416 | 14.2382 | 8.133 | 14.2921 | 63.7907 | -65.512 | -80.589 | 44.2758 | 24.1304 | 40.4391 | 112.1822 | -110.397 | -116.5848 | 73.7231 | 40.6631 | 64.4234 | 2.3415 | 26.5349 | 64.01
1 | 8 | 9 | 21.8584 | -22.266 | -33.9495 | 14.4492 | 8.2722 | 14.4829 | 64.8535 | -66.0628 | -81.0856 | 44.9319 | 24.5436 | 40.9789 | 114.0513 | -111.3253 | -117.3033 | 74.8156 | 41.3594 | 65.2835 | 2.8472 | 28.1593 | 66.8812
1 | 8 | 10 | 22.1597 | -22.5205 | -34.2103 | 14.5896 | 8.3791 | 14.5984 | 65.7476 | -66.818 | -81.7085 | 45.3684 | 24.8606 | 41.3056 | 115.6237 | -112.5978 | -118.2043 | 75.5424 | 41.8937 | 65.8039 | 2.9959 | 28.7557 | 68.0615
1 | 8 | 11 | 23.0008 | -23.218 | -34.6445 | 14.9439 | 8.7333 | 14.899 | 68.243 | -68.8874 | -82.7456 | 46.4704 | 25.9117 | 42.1563 | 120.012 | -116.0851 | -119.7046 | 77.3773 | 43.6649 | 67.1592 | 3.7146 | 31.1483 | 72.4237
1 | 8 | 12 | 23.7672 | -23.9192 | -35.1083 | 15.2159 | 9.0304 | 15.1088 | 70.5169 | -70.9678 | -83.8532 | 47.3161 | 26.793 | 42.7499 | 124.0109 | -119.5909 | -121.3069 | 78.7855 | 45.15 | 68.1048 | 4.0949 | 32.5548 | 75.1534
1 | 8 | 13 | 24.6348 | -24.602 | -35.5444 | 15.5824 | 9.3872 | 15.397 | 73.091 | -72.9939 | -84.895 | 48.4556 | 27.8518 | 43.5654 | 128.5378 | -123.005 | -122.8141 | 80.683 | 46.9342 | 69.404 | 4.8549 | 35.075 | 79.7398
1 | 8 | 14 | 24.543 | -24.6463 | -35.4462 | 15.5388 | 9.4248 | 15.3667 | 72.8188 | -73.1252 | -84.6603 | 48.3203 | 27.9632 | 43.4796 | 128.0591 | -123.2263 | -122.4746 | 80.4575 | 47.1219 | 69.2673 | 4.7809 | 34.7964 | 79.205
1 | 8 | 15 | 24.3774 | -24.6296 | -35.301 | 15.4723 | 9.4187 | 15.3078 | 72.3276 | -73.0757 | -84.3136 | 48.1135 | 27.945 | 43.3128 | 127.1952 | -123.1429 | -121.973 | 80.1132 | 47.0914 | 69.0016 | 4.6456 | 34.3096 | 78.2855
1 | 8 | 16 | 24.3372 | -24.6578 | -35.2 | 15.4413 | 9.4484 | 15.2687 | 72.2081 | -73.1594 | -84.0722 | 48.0171 | 28.0333 | 43.2023 | 126.9851 | -123.2839 | -121.6239 | 79.9527 | 47.2401 | 68.8255 | 4.6379 | 34.2292 | 78.0957
1 | 8 | 17 | 23.3884 | -24.0176 | -34.6902 | 15.0352 | 9.1067 | 14.9174 | 69.393 | -71.2599 | -82.8546 | 46.7542 | 27.0196 | 42.2082 | 122.0344 | -120.083 | -119.8623 | 77.85 | 45.5318 | 67.2418 | 3.74 | 31.2605 | 72.7127
1 | 8 | 18 | 22.598 | -23.4187 | -34.2027 | 14.6939 | 8.8333 | 14.6051 | 67.0479 | -69.4829 | -81.6904 | 45.693 | 26.2083 | 41.3246 | 117.9103 | -117.0886 | -118.1781 | 76.0829 | 44.1647 | 65.8343 | 3.1089 | 29.1004 | 68.7254
1 | 8 | 19 | 21.8314 | -22.7742 | -33.6871 | 14.4124 | 8.5487 | 14.3457 | 64.7735 | -67.5709 | -80.4589 | 44.8176 | 25.3638 | 40.5906 | 113.9106 | -113.8665 | -116.3965 | 74.6253 | 42.7416 | 64.6649 | 2.6769 | 27.5158 | 65.6793
1 | 8 | 20 | 19.9005 | -21.1585 | -32.5721 | 13.6255 | 7.7657 | 13.6383 | 59.0445 | -62.7771 | -77.7957 | 42.3704 | 23.0406 | 38.589 | 103.8356 | -105.7883 | -112.5439 | 70.5505 | 38.8267 | 61.4762 | 1.1993 | 22.4717 | 56.3567
1 | 8 | 21 | 18.1267 | -19.5635 | -31.4867 | 12.9485 | 7.0449 | 13.0017 | 53.7817 | -58.0446 | -75.2033 | 40.2651 | 20.9021 | 36.788 | 94.5805 | -97.8133 | -108.7935 | 67.045 | 35.2229 | 58.6069 | 0.071669 | 18.489 | 48.8485
1 | 8 | 22 | 16.3711 | -17.9706 | -30.4063 | 12.2848 | 6.3333 | 12.3528 | 48.5729 | -53.3184 | -72.6231 | 38.2014 | 18.7909 | 34.9519 | 85.4203 | -89.8491 | -105.0608 | 63.6087 | 31.6653 | 55.6818 | -1.0348 | 14.5756 | 41.4662
1 | 8 | 23 | 15.3968 | -17.068 | -29.915 | 11.9578 | 5.9455 | 12.0473 | 45.6822 | -50.6407 | -71.4496 | 37.1846 | 17.6402 | 34.0875 | 80.3366 | -85.3367 | -103.3632 | 61.9157 | 29.7262 | 54.3047 | -1.6356 | 12.5042 | 37.5833
1 | 9 | 0 | 14.4022 | -16.2034 | -29.4353 | 11.573 | 5.5626 | 11.6911 | 42.7311 | -48.0754 | -70.3038 | 35.9881 | 16.5042 | 33.0795 | 75.1469 | -81.0139 | -101.7057 | 59.9233 | 27.812 | 52.699 | -2.4098 | 9.9237 | 32.8616
1 | 9 | 1 | 13.5228 | -15.3305 | -28.9927 | 11.2754 | 5.1943 | 11.3827 | 40.1219 | -45.4854 | -69.2468 | 35.0625 | 15.4116 | 32.207 | 70.5583 | -76.6493 | -100.1765 | 58.3822 | 25.9707 | 51.309 | -2.948 | 8.0708 | 29.3943
1 | 9 | 2 | 13.8197 | -15.5883 | -29.2528 | 11.4586 | 5.3114 | 11.5544 | 41.003 | -46.2503 | -69.868 | 35.6323 | 15.7589 | 32.6927 | 72.1077 | -77.9382 | -101.0751 | 59.331 | 26.556 | 52.0827 | -2.697 | 8.9686 | 31.064
1 | 9 | 3 | 14.1027 | -15.8531 | -29.5524 | 11.5901 | 5.4267 | 11.6823 | 41.8424 | -47.0359 | -70.5834 | 36.041 | 16.101 | 33.0546 | 73.584 | -79.2622 | -102.1101 | 60.0114 | 27.1325 | 52.6592 | -2.6037 | 9.4197 | 32.0149
1 | 9 | 4 | 14.3372 | -16.0894 | -29.8168 | 11.6888 | 5.5053 | 11.7725 | 42.5382 | -47.737 | -71.2151 | 36.3482 | 16.3341 | 33.3099 | 74.8077 | -80.4437 | -103.0239 | 60.5229 | 27.5253 | 53.066 | -2.6024 | 9.5783 | 32.4544
1 | 9 | 5 | 13.8063 | -15.5074 | -29.4712 | 11.5234 | 5.2839 | 11.5827 | 40.963 | -46.0103 | -70.3897 | 35.8338 | 15.6772 | 32.7729 | 72.0375 | -77.5338 | -101.8298 | 59.6664 | 26.4183 | 52.2105 | -2.7824 | 8.847 | 30.9691
1 | 9 | 6 | 13.1398 | -14.8409 | -29.062 | 11.2473 | 5.008 | 11.2994 | 38.9856 | -44.0328 | -69.4121 | 34.9752 | 14.8586 | 31.9713 | 68.56 | -74.2016 | -100.4156 | 58.2369 | 25.0388 | 50.9335 | -3.2084 | 7.3457 | 28.1519
1 | 9 | 7 | 12.6493 | -14.2712 | -28.7233 | 11.0904 | 4.8032 | 11.1283 | 37.5303 | -42.3424 | -68.6032 | 34.4873 | 14.2512 | 31.4872 | 66.0007 | -71.353 | -99.2454 | 57.4245 | 24.0153 | 50.1622 | -3.3232 | 6.8103 | 27.0042
1 | 9 | 8 | 12.925 | -14.5195 | -28.9078 | 11.1923 | 4.8977 | 11.2229 | 38.3484 | -43.0791 | -69.0439 | 34.8041 | 14.5315 | 31.7548 | 67.4395 | -72.5944 | -99.8829 | 57.952 | 24.4877 | 50.5886 | -3.1892 | 7.316 | 27.9906
1 | 9 | 9 | 13.2114 | -14.7766 | -29.1 | 11.2835 | 4.993 | 11.3073 | 39.1979 | -43.842 | -69.503 | 35.0878 | 14.8143 | 31.9937 | 68.9334 | -73.8799 | -100.5472 | 58.4243 | 24.9642 | 50.9691 | -3.0814 | 7.7487 | 28.8639
1 | 9 | 10 | 13.4884 | -15.0275 | -29.2813 | 11.3854 | 5.0917 | 11.4022 | 40.0199 | -44.5865 | -69.936 | 35.4045 | 15.107 | 32.2622 | 70.379 | -75.1347 | -101.1735 | 58.9516 | 25.4574 | 51.3969 | -2.9412 | 8.2711 | 29.8768
1 | 9 | 11 | 14.4004 | -15.8384 | -29.8125 | 11.7459 | 5.431 | 11.7631 | 42.7258 | -46.9923 | -71.2047 | 36.5257 | 16.1137 | 33.2834 | 75.1375 | -79.1887 | -103.009 | 60.8185 | 27.1539 | 53.0237 | -2.3104 | 10.4515 | 33.936
1 | 9 | 12 | 15.2633 | -16.6485 | -30.3382 | 12.0307 | 5.7415 | 12.0607 | 45.2861 | -49.3958 | -72.4603 | 37.4112 | 17.0348 | 34.1253 | 79.64 | -83.239 | -104.8253 | 62.293 | 28.7061 | 54.365 | -1.8905 | 12.0013 | 36.9399
1 | 9 | 13 | 16.2016 | -17.5049 | -30.8766 | 12.372 | 6.1024 | 12.4104 | 48.0701 | -51.9368 | -73.7461 | 38.4724 | 18.1056 | 35.1148 | 84.5359 | -87.521 | -106.6855 | 64.06 | 30.5106 | 55.9414 | -1.2951 | 14.08 | 40.8415
1 | 9 | 14 | 17.2625 | -18.4641 | -31.5515 | 12.8019 | 6.5157 | 12.841 | 51.2175 | -54.7827 | -75.3581 | 39.8092 | 19.332 | 36.3331 | 90.071 | -92.3165 | -109.0174 | 66.2859 | 32.5771 | 57.8823 | -0.59453 | 16.5511 | 45.4824
1 | 9 | 15 | 18.2959 | -19.3908 | -32.1808 | 13.2159 | 6.928 | 13.2651 | 54.2838 | -57.5323 | -76.8611 | 41.0967 | 20.5554 | 37.5331 | 95.4635 | -96.9501 | -111.1918 | 68.4297 | 34.6388 | 59.7939 | 0.13336 | 19.0756 | 50.1839
1 | 9 | 16 | 19.3323 | -20.3423 | -32.8412 | 13.5806 | 7.331 | 13.6432 | 57.3586 | -60.3554 | -78.4386 | 42.2309 | 21.751 | 38.603 | 100.8708 | -101.7074 | -113.4738 | 70.3183 | 36.6536 | 61.4983 | 0.70359 | 21.1496 | 54.1598
1 | 9 | 17 | 20.2364 | -21.1238 | -33.4317 | 13.9766 | 7.6809 | 14.0162 | 60.041 | -62.6739 | -79.8489 | 43.4622 | 22.7892 | 39.6585 | 105.588 | -105.6145 | -115.5141 | 72.3684 | 38.403 | 63.1799 | 1.3546 | 23.428 | 58.4108
1 | 9 | 18 | 21.0991 | -21.887 | -33.9934 | 14.3143 | 8.0206 | 14.3429 | 62.6009 | -64.9385 | -81.1904 | 44.5123 | 23.7971 | 40.5828 | 110.0898 | -109.4305 | -117.4549 | 74.117 | 40.1014 | 64.6524 | 1.8965 | 25.3641 | 62.0752
1 | 9 | 19 | 22.0122 | -22.6488 | -34.5725 | 14.7273 | 8.3769 | 14.727 | 65.31 | -67.1988 | -82.5736 | 45.7967 | 24.8543 | 41.6694 | 114.8541 | -113.2395 | -119.4559 | 76.2557 | 41.883 | 66.3836 | 2.6221 | 27.8581 | 66.6811
1 | 9 | 20 | 23.5936 | -23.9061 | -35.5535 | 15.3733 | 8.966 | 15.3284 | 70.002 | -70.9292 | -84.9165 | 47.8056 | 26.6019 | 43.3712 | 123.1054 | -119.5258 | -122.8452 | 79.6006 | 44.828 | 69.0946 | 3.8017 | 31.935 | 74.2576
1 | 9 | 21 | 25.3309 | -25.2327 | -36.5951 | 16.1538 | 9.6074 | 16.0239 | 75.1564 | -74.8652 | -87.4044 | 50.2327 | 28.505 | 45.3391 | 132.1699 | -126.1584 | -126.4444 | 83.6419 | 48.035 | 72.2298 | 5.2882 | 36.9636 | 83.4737
1 | 9 | 22 | 27.0149 | -26.4751 | -37.5662 | 16.8884 | 10.2403 | 16.6581 | 80.1529 | -78.5513 | -89.7237 | 52.5168 | 30.3829 | 47.1335 | 140.9568 | -132.37 | -129.7997 | 87.4452 | 51.1995 | 75.0884 | 6.7604 | 41.9111 | 92.5202
1 | 9 | 23 | 28.6905 | -27.7644 | -38.5837 | 17.604 | 10.8806 | 17.235 | 85.1243 | -82.3767 | -92.154 | 54.7423 | 32.2825 | 48.7659 | 149.6994 | -138.8165 | -133.3154 | 91.1508 | 54.4006 | 77.6889 | 8.062 | 46.3842 | 100.8079
1 | 10 | 0 | 30.5746 | -29.0648 | -39.5942 | 18.4474 | 11.592 | 17.8574 | 90.7143 | -86.235 | -94.5674 | 57.3648 | 34.3933 | 50.5269 | 159.5301 | -145.3183 | -136.8068 | 95.5176 | 57.9576 | 80.4944 | 9.8123 | 52.1969 | 111.3746
1 | 10 | 1 | 32.2787 | -30.3545 | -40.6022 | 19.1941 | 12.2512 | 18.3063 | 95.7706 | -90.0613 | -96.9751 | 59.6869 | 36.3491 | 51.797 | 168.4221 | -151.7661 | -140.2898 | 99.384 | 61.2534 | 82.5178 | 11.0736 | 56.5673 | 119.5214
1 | 10 | 2 | 33.7218 | -31.3763 | -41.3835 | 19.8744 | 12.8255 | 18.6502 | 100.052 | -93.0932 | -98.8411 | 61.8024 | 38.0532 | 52.7702 | 175.9514 | -156.8752 | -142.9893 | 102.9066 | 64.1251 | 84.0682 | 12.3121 | 60.7437 | 127.1867
1 | 10 | 3 | 35.0454 | -32.4476 | -42.2041 | 20.5762 | 13.4516 | 18.9272 | 103.9793 | -96.2715 | -100.8009 | 63.9847 | 39.9108 | 53.5539 | 182.8578 | -162.2312 | -145.8246 | 106.5402 | 67.2553 | 85.3167 | 13.3488 | 64.3562 | 133.9143
1 | 10 | 4 | 36.1601 | -33.4959 | -43.0163 | 21.3347 | 14.1947 | 19.1701 | 107.2866 | -99.3818 | -102.7408 | 66.3433 | 42.1154 | 54.2411 | 188.674 | -167.4725 | -148.6309 | 110.4675 | 70.9704 | 86.4114 | 14.3474 | 67.8636 | 140.4199
1 | 10 | 5 | 34.8081 | -32.2513 | -42.0903 | 20.4632 | 13.3664 | 18.8799 | 103.2752 | -95.6892 | -100.5292 | 63.6332 | 39.658 | 53.4201 | 181.6196 | -161.2499 | -145.4314 | 105.9549 | 66.8293 | 85.1035 | 13.176 | 63.768 | 132.826
1 | 10 | 6 | 33.3117 | -31.0337 | -41.2001 | 19.6939 | 12.6814 | 18.535 | 98.8355 | -92.0766 | -98.403 | 61.2411 | 37.6256 | 52.4443 | 173.8119 | -155.1622 | -142.3556 | 101.9718 | 63.4044 | 83.5489 | 11.9883 | 59.6668 | 125.2194
1 | 10 | 7 | 31.7396 | -29.7776 | -40.303 | 18.9435 | 11.981 | 18.0887 | 94.1711 | -88.3497 | -96.2603 | 58.9077 | 35.5476 | 51.1813 | 165.6092 | -148.8817 | -139.2559 | 98.0866 | 59.9027 | 81.537 | 10.6724 | 55.1977 | 116.9978
1 | 10 | 8 | 30.397 | -28.767 | -39.4725 | 18.3356 | 11.4509 | 17.6663 | 90.1875 | -85.3514 | -94.2769 | 57.0172 | 33.9748 | 49.9861 | 158.6036 | -143.8293 | -136.3865 | 94.9387 | 57.2524 | 79.6328 | 9.6102 | 51.5373 | 110.2118
1 | 10 | 9 | 29.173 | -27.7876 | -38.6887 | 17.7631 | 10.9484 | 17.2074 | 86.5558 | -82.4456 | -92.4048 | 55.2371 | 32.4837 | 48.6877 | 152.2169 | -138.9326 | -133.6782 | 91.9747 | 54.7396 | 77.5644 | 8.6155 | 48.1138 | 103.8847
1 | 10 | 10 | 27.8875 | -26.7592 | -37.8556 | 17.1911 | 10.4422 | 16.7385 | 82.7419 | -79.3941 | -90.415 | 53.4584 | 30.9818 | 47.361 | 145.5098 | -133.7903 | -130.7996 | 89.013 | 52.2087 | 75.4509 | 7.6446 | 44.734 | 97.5924
1 | 10 | 11 | 28.8583 | -27.6016 | -38.3843 | 17.5634 | 10.8689 | 17.0173 | 85.6221 | -81.8935 | -91.6777 | 54.6161 | 32.248 | 48.15 | 150.5749 | -138.0023 | -132.6263 | 90.9406 | 54.3424 | 76.7077 | 8.3221 | 47.0649 | 101.9371
1 | 10 | 12 | 29.9035 | -28.4322 | -38.8995 | 18.0019 | 11.3494 | 17.3562 | 88.7233 | -84.358 | -92.9082 | 55.9795 | 33.6735 | 49.1089 | 156.0286 | -142.1551 | -134.4064 | 93.2109 | 56.7447 | 78.2353 | 9.2794 | 50.2191 | 107.658
1 | 10 | 13 | 30.6403 | -29.253 | -39.4171 | 18.368 | 11.8532 | 17.6013 | 90.9094 | -86.7933 | -94.1445 | 57.118 | 35.1683 | 49.8021 | 159.8731 | -146.259 | -136.1949 | 95.1065 | 59.2636 | 79.3397 | 9.7927 | 52.06 | 111.129
1 | 10 | 14 | 31.4938 | -30.1838 | -40.0051 | 18.8783 | 12.4742 | 17.9441 | 93.4419 | -89.5551 | -95.5489 | 58.7048 | 37.0107 | 50.7723 | 164.3267 | -150.913 | -138.2267 | 97.7488 | 62.3683 | 80.8854 | 10.6015 | 54.8257 | 116.1895
1 | 10 | 15 | 32.2319 | -31.1128 | -40.5914 | 19.3254 | 13.1057 | 18.189 | 95.6316 | -92.3112 | -96.9492 | 60.0952 | 38.8845 | 51.4653 | 168.1775 | -155.5575 | -140.2524 | 100.0639 | 65.5259 | 81.9893 | 11.1479 | 56.8161 | 119.9466
1 | 10 | 16 | 33.0389 | -32.0179 | -41.1707 | 19.8409 | 13.7307 | 18.4597 | 98.026 | -94.9967 | -98.3328 | 61.6982 | 40.7389 | 52.231 | 172.3884 | -160.0829 | -142.254 | 102.733 | 68.6509 | 83.2092 | 11.8817 | 59.3647 | 124.6446
1 | 10 | 17 | 33.5449 | -32.5006 | -41.5427 | 20.1958 | 14.1288 | 18.6238 | 99.5274 | -96.429 | -99.2214 | 62.8018 | 41.9201 | 52.6954 | 175.0288 | -162.4965 | -143.5395 | 104.5705 | 70.6413 | 83.9491 | 12.4501 | 61.2944 | 128.1538
1 | 10 | 18 | 33.8363 | -32.9405 | -41.8645 | 20.4376 | 14.4552 | 18.7071 | 100.3918 | -97.7341 | -99.99 | 63.5536 | 42.8884 | 52.9312 | 176.549 | -164.6959 | -144.6514 | 105.8225 | 72.2731 | 84.3247 | 12.6312 | 62.041 | 129.622
1 | 10 | 19 | 34.3175 | -33.4032 | -42.2272 | 20.8243 | 14.8423 | 18.8377 | 101.8195 | -99.1068 | -100.8561 | 64.7562 | 44.037 | 53.3005 | 179.0597 | -167.009 | -145.9043 | 107.8248 | 74.2086 | 84.913 | 13.1914 | 63.9503 | 133.0927
1 | 10 | 20 | 33.8113 | -32.9438 | -41.9001 | 20.5714 | 14.548 | 18.7116 | 100.3177 | -97.7439 | -100.0749 | 63.9699 | 43.1637 | 52.9439 | 176.4186 | -164.7123 | -144.7743 | 106.5157 | 72.737 | 84.3448 | 12.7985 | 62.5765 | 130.5296
1 | 10 | 21 | 33.1639 | -32.4568 | -41.5688 | 20.2435 | 14.2311 | 18.5492 | 98.3969 | -96.2988 | -99.2836 | 62.9501 | 42.2234 | 52.4842 | 173.0406 | -162.2772 | -143.6295 | 104.8176 | 71.1524 | 83.6125 | 12.1621 | 60.4721 | 126.7164
1 | 10 | 22 | 32.6139 | -31.9335 | -41.1929 | 19.9974 | 13.9292 | 18.4051 | 96.7652 | -94.7463 | -98.3857 | 62.1848 | 41.3279 | 52.0767 | 170.1711 | -159.6611 | -142.3306 | 103.5432 | 69.6434 | 82.9634 | 11.8193 | 59.2224 | 124.3294
1 | 10 | 23 | 30.5744 | -30.276 | -39.9117 | 18.8867 | 12.8033 | 17.7918 | 90.7138 | -89.8285 | -95.3257 | 58.7308 | 37.9872 | 50.3413 | 159.5291 | -151.3738 | -137.9038 | 97.7921 | 64.0139 | 80.1987 | 9.8685 | 52.6189 | 112.2562
1 | 11 | 0 | 28.6711 | -28.6427 | -38.6395 | 17.9361 | 11.8196 | 17.1406 | 85.0668 | -84.9825 | -92.2872 | 55.7748 | 35.0685 | 48.4989 | 149.5983 | -143.2077 | -133.5081 | 92.87 | 59.0955 | 77.2635 | 8.2852 | 47.1392 | 102.1115
1 | 11 | 1 | 26.5973 | -26.9619 | -37.3149 | 16.9267 | 10.8454 | 16.3466 | 78.9137 | -79.9955 | -89.1236 | 52.6362 | 32.178 | 46.2521 | 138.7776 | -134.8038 | -128.9314 | 87.644 | 54.2246 | 73.6842 | 6.4392 | 40.861 | 90.5952
1 | 11 | 2 | 24.2603 | -24.6373 | -35.7118 | 15.6683 | 9.4061 | 15.377 | 71.98 | -73.0986 | -85.2947 | 48.7229 | 27.9079 | 43.5088 | 126.584 | -123.1816 | -123.3923 | 81.1279 | 47.0288 | 69.3138 | 4.3627 | 33.7263 | 77.4806
1 | 11 | 3 | 21.6258 | -22.2838 | -34.0651 | 14.5795 | 8.2763 | 14.4505 | 64.1634 | -66.1157 | -81.3616 | 45.3371 | 24.5556 | 40.8873 | 112.8377 | -111.4143 | -117.7025 | 75.4904 | 41.3797 | 65.1375 | 2.5832 | 27.4661 | 65.7284
1 | 11 | 4 | 18.9048 | -19.9208 | -32.4168 | 13.4611 | 7.1971 | 13.4558 | 56.0903 | -59.1046 | -77.4247 | 41.8594 | 21.3537 | 38.0727 | 98.6403 | -99.5997 | -112.0072 | 69.6996 | 35.9841 | 60.6536 | 0.68132 | 20.8467 | 53.3707
1 | 11 | 5 | 16.3234 | -17.653 | -30.8944 | 12.4728 | 6.2114 | 12.4951 | 48.4312 | -52.3761 | -73.7888 | 38.7859 | 18.4291 | 35.3543 | 85.171 | -88.2612 | -106.7473 | 64.5821 | 31.0556 | 56.3229 | -1.0448 | 14.8356 | 42.1232
1 | 11 | 6 | 13.8378 | -15.3872 | -29.3756 | 11.512 | 5.2625 | 11.5195 | 41.0566 | -45.6536 | -70.1613 | 35.7983 | 15.6138 | 32.5941 | 72.2021 | -76.9328 | -101.4994 | 59.6073 | 26.3115 | 51.9256 | -2.631 | 9.2479 | 31.6143
1 | 11 | 7 | 11.5109 | -13.1188 | -27.8565 | 10.6673 | 4.3789 | 10.6514 | 34.1526 | -38.9232 | -66.5329 | 33.1714 | 12.9921 | 30.1377 | 60.0608 | -65.5912 | -96.2504 | 55.2333 | 21.8935 | 48.0124 | -3.7668 | 4.9977 | 23.3585
1 | 11 | 8 | 10.0434 | -11.7734 | -26.7836 | 10.0313 | 3.8493 | 10.0257 | 29.7987 | -34.9315 | -63.9705 | 31.1939 | 11.4209 | 28.3674 | 52.404 | -58.8646 | -92.5435 | 51.9407 | 19.2459 | 45.1921 | -4.6072 | 1.879 | 17.3746
1 | 11 | 9 | 8.6556 | -10.3843 | -25.7109 | 9.4913 | 3.3442 | 9.4859 | 25.681 | -30.81 | -61.4083 | 29.5146 | 9.9222 | 26.84 | 45.1626 | -51.9192 | -88.8369 | 49.1444 | 16.7203 | 42.7587 | -5.1182 | -0.2606 | 13.0299
1 | 11 | 10 | 7.3009 | -9.0236 | -24.6348 | 8.8857 | 2.8466 | 8.8869 | 21.6617 | -26.773 | -58.8381 | 27.6314 | 8.4459 | 25.1453 | 38.0943 | -45.1163 | -85.1186 | 46.0087 | 14.2325 | 40.0589 | -5.7382 | -2.7268 | 8.1595
1 | 11 | 11 | 7.4172 | -9.1737 | -24.7495 | 8.9695 | 2.8981 | 8.9794 | 22.0068 | -27.2182 | -59.1122 | 27.8919 | 8.5986 | 25.4068 | 38.7012 | -45.8665 | -85.5153 | 46.4425 | 14.4899 | 40.4756 | -5.659 | -2.4263 | 8.7274
1 | 11 | 12 | 7.5319 | -9.3314 | -24.8552 | 9.0132 | 2.9455 | 9.0379 | 22.3469 | -27.686 | -59.3647 | 28.0277 | 8.7391 | 25.5725 | 39.2993 | -46.6549 | -85.8804 | 46.6687 | 14.7267 | 40.7395 | -5.6582 | -2.3645 | 8.8988
1 | 11 | 13 | 7.612 | -9.4694 | -24.9582 | 9.0271 | 2.9801 | 9.0672 | 22.5846 | -28.0955 | -59.6107 | 28.0712 | 8.842 | 25.6553 | 39.7173 | -47.3449 | -86.2363 | 46.741 | 14.9001 | 40.8714 | -5.7412 | -2.5531 | 8.6485
1 | 11 | 14 | 7.8321 | -9.6906 | -25.1273 | 9.1624 | 3.0751 | 9.2016 | 23.2378 | -28.752 | -60.0144 | 28.4917 | 9.1239 | 26.0356 | 40.8659 | -48.4511 | -86.8204 | 47.4412 | 15.375 | 41.4774 | -5.5467 | -1.8775 | 9.8879
1 | 11 | 15 | 8.0371 | -9.9099 | -25.314 | 9.2359 | 3.1488 | 9.2894 | 23.846 | -29.4027 | -60.4604 | 28.7204 | 9.3426 | 26.2841 | 41.9355 | -49.5477 | -87.4656 | 47.8221 | 15.7436 | 41.8732 | -5.5126 | -1.67 | 10.3611
1 | 11 | 16 | 8.18 | -10.0978 | -25.4466 | 9.2959 | 3.2089 | 9.3519 | 24.2701 | -29.9602 | -60.7771 | 28.9069 | 9.5208 | 26.461 | 42.6814 | -50.4871 | -87.9238 | 48.1326 | 16.0439 | 42.155 | -5.5077 | -1.5785 | 10.6019
1 | 11 | 17 | 7.9435 | -9.85 | -25.294 | 9.2147 | 3.1268 | 9.2725 | 23.5684 | -29.2249 | -60.4126 | 28.6545 | 9.2771 | 26.2362 | 41.4474 | -49.2481 | -87.3964 | 47.7123 | 15.6333 | 41.7969 | -5.5864 | -1.9012 | 9.9455
1 | 11 | 18 | 7.6998 | -9.5797 | -25.0989 | 9.1325 | 3.0349 | 9.191 | 22.8453 | -28.4228 | -59.9465 | 28.3987 | 9.0046 | 26.0056 | 40.1756 | -47.8965 | -86.7222 | 47.2865 | 15.1741 | 41.4295 | -5.6203 | -2.1151 | 9.447
1 | 11 | 19 | 7.4802 | -9.3266 | -24.9436 | 9.0511 | 2.946 | 9.1159 | 22.1938 | -27.6718 | -59.5758 | 28.1459 | 8.7407 | 25.7932 | 39.03 | -46.631 | -86.1859 | 46.8654 | 14.7293 | 41.0911 | -5.6769 | -2.3741 | 8.8989
1 | 11 | 20 | 7.2711 | -9.1228 | -24.7617 | 8.9615 | 2.8779 | 9.0289 | 21.5732 | -27.0672 | -59.1412 | 27.8671 | 8.5387 | 25.547 | 37.9386 | -45.6121 | -85.5572 | 46.4012 | 14.3889 | 40.699 | -5.7451 | -2.6825 | 8.2584
1 | 11 | 21 | 7.1096 | -8.9332 | -24.6212 | 8.904 | 2.8162 | 8.975 | 21.0941 | -26.5046 | -58.8057 | 27.6884 | 8.3556 | 25.3945 | 37.096 | -44.664 | -85.0718 | 46.1037 | 14.0803 | 40.456 | -5.7495 | -2.7777 | 8.0003
1 | 11 | 22 | 6.9417 | -8.7594 | -24.4748 | 8.831 | 2.7627 | 8.9089 | 20.596 | -25.989 | -58.456 | 27.4612 | 8.1968 | 25.2074 | 36.2201 | -43.7952 | -84.5659 | 45.7254 | 13.8128 | 40.1579 | -5.7899 | -2.9836 | 7.5551
1 | 11 | 23 | 6.8128 | -8.7225 | -24.3977 | 8.7855 | 2.7452 | 8.8532 | 20.2136 | -25.8794 | -58.2719 | 27.3198 | 8.1449 | 25.0499 | 35.5476 | -43.6105 | -84.2995 | 45.49 | 13.7254 | 39.907 | -5.9234 | -3.423 | 6.7599
1 | 12 | 0 | 6.6841 | -8.6844 | -24.2988 | 8.7324 | 2.7301 | 8.7936 | 19.8317 | -25.7665 | -58.0357 | 27.1545 | 8.1002 | 24.8812 | 34.876 | -43.4202 | -83.9578 | 45.2147 | 13.65 | 39.6383 | -6.043 | -3.8345 | 6.001
1 | 12 | 1 | 6.5973 | -8.6705 | -24.2246 | 8.6998 | 2.7343 | 8.7614 | 19.5741 | -25.7252 | -57.8584 | 27.0532 | 8.1125 | 24.7901 | 34.423 | -43.3506 | -83.7014 | 45.046 | 13.6707 | 39.4931 | -6.1023 | -4.0537 | 5.5807
1 | 12 | 2 | 6.1265 | -8.0337 | -23.754 | 8.5018 | 2.5224 | 8.5609 | 18.1772 | -23.8358 | -56.7345 | 26.4376 | 7.4838 | 24.2227 | 31.9664 | -40.1668 | -82.0754 | 44.021 | 12.6113 | 38.5892 | -6.0762 | -4.249 | 4.9456
1 | 12 | 3 | 5.5887 | -7.3827 | -23.2307 | 8.2173 | 2.296 | 8.2783 | 16.5817 | -21.9043 | -55.4846 | 25.5528 | 6.8123 | 23.4232 | 29.1605 | -36.9118 | -80.2673 | 42.5477 | 11.4797 | 37.3155 | -6.233 | -5.0189 | 3.3242
1 | 12 | 4 | 5.1908 | -6.7933 | -22.7525 | 8.0166 | 2.104 | 8.0745 | 15.4012 | -20.1557 | -54.3424 | 24.9288 | 6.2426 | 22.8466 | 27.0845 | -33.9652 | -78.615 | 41.5086 | 10.5197 | 36.3968 | -6.1598 | -5.079 | 2.9295
1 | 12 | 5 | 3.3187 | -4.3414 | -20.8357 | 7.0796 | 1.2952 | 7.1573 | 9.8464 | -12.881 | -49.7644 | 22.015 | 3.8427 | 20.2512 | 17.3159 | -21.7063 | -71.9921 | 36.6569 | 6.4756 | 32.2622 | -6.3265 | -6.6901 | -0.98786
1 | 12 | 6 | 1.7143 | -2.0996 | -18.9106 | 6.1862 | 0.60742 | 6.2806 | 5.0862 | -6.2296 | -45.1665 | 19.2368 | 1.8022 | 17.7707 | 8.9446 | -10.4978 | -65.3405 | 32.0309 | 3.037 | 28.3106 | -6.2218 | -7.5002 | -3.5152
1 | 12 | 7 | 0.86304 | -0.97446 | -17.0004 | 5.3648 | 0.27773 | 5.4746 | 2.5606 | -2.8912 | -40.604 | 16.6826 | 0.82401 | 15.4901 | 4.5031 | -4.8721 | -58.7401 | 27.778 | 1.3886 | 24.6773 | -5.9947 | -7.9378 | -5.2652
1 | 12 | 8 | 0.68527 | -0.74494 | -15.9354 | 4.929 | 0.2106 | 5.0222 | 2.0332 | -2.2102 | -38.0604 | 15.3274 | 0.62486 | 14.21 | 3.5755 | -3.7245 | -55.0604 | 25.5214 | 1.053 | 22.6379 | -5.8333 | -8.0752 | -5.997
1 | 12 | 9 | 0.53468 | -0.56453 | -14.8893 | 4.5217 | 0.15791 | 4.6046 | 1.5864 | -1.675 | -35.5618 | 14.0607 | 0.46851 | 13.0286 | 2.7898 | -2.8226 | -51.4458 | 23.4124 | 0.78951 | 20.7559 | -5.635 | -8.0925 | -6.5208
1 | 12 | 10 | 0.38824 | -0.40611 | -13.838 | 4.1312 | 0.11216 | 4.2019 | 1.1519 | -1.2049 | -33.0509 | 12.8467 | 0.33279 | 11.8892 | 2.0257 | -2.0305 | -47.8134 | 21.3909 | 0.5608 | 18.9406 | -5.4106 | -8.0353 | -6.9258
1 | 12 | 11 | 0.55489 | -0.57065 | -14.7399 | 4.4741 | 0.15998 | 4.5534 | 1.6464 | -1.6931 | -35.205 | 13.9129 | 0.47465 | 12.8838 | 2.8953 | -2.8531 | -50.9296 | 23.1662 | 0.79985 | 20.5252 | -5.5681 | -7.9804 | -6.3963
1 | 12 | 12 | 0.7117 | -0.72112 | -15.6311 | 4.8569 | 0.20529 | 4.9409 | 2.1116 | -2.1396 | -37.3337 | 15.1034 | 0.60908 | 13.98 | 3.7135 | -3.6055 | -54.0091 | 25.1484 | 1.0264 | 22.2715 | -5.6375 | -7.6692 | -5.4548
1 | 12 | 13 | 0.8881 | -0.88566 | -16.5627 | 5.2329 | 0.25575 | 5.3282 | 2.635 | -2.6277 | -39.5586 | 16.2724 | 0.75882 | 15.0759 | 4.6339 | -4.4281 | -57.2278 | 27.095 | 1.2787 | 24.0174 | -5.7434 | -7.4443 | -4.631
1 | 12 | 14 | 0.87305 | -0.87159 | -16.6766 | 5.2704 | 0.25176 | 5.3647 | 2.5903 | -2.586 | -39.8308 | 16.3891 | 0.74698 | 15.1792 | 4.5554 | -4.3578 | -57.6216 | 27.2892 | 1.2588 | 24.182 | -5.7883 | -7.5112 | -4.6939
1 | 12 | 15 | 0.84296 | -0.84294 | -16.7775 | 5.2935 | 0.24374 | 5.387 | 2.5011 | -2.501 | -40.0717 | 16.461 | 0.72317 | 15.2424 | 4.3984 | -4.2145 | -57.97 | 27.409 | 1.2187 | 24.2827 | -5.8532 | -7.645 | -4.8758
1 | 12 | 16 | 0.82972 | -0.83338 | -16.8946 | 5.3377 | 0.24092 | 5.4325 | 2.4618 | -2.4726 | -40.3513 | 16.5983 | 0.71482 | 15.371 | 4.3292 | -4.1667 | -58.3745 | 27.6377 | 1.2046 | 24.4875 | -5.8871 | -7.678 | -4.8823
1 | 12 | 17 | 0.6524 | -0.66279 | -16.553 | 5.2005 | 0.18882 | 5.2725 | 1.9357 | -1.9665 | -39.5356 | 16.1718 | 0.56023 | 14.9184 | 3.4041 | -3.3138 | -57.1945 | 26.9275 | 0.94407 | 23.7665 | -5.9015 | -7.9159 | -5.4661
1 | 12 | 18 | 0.48189 | -0.49722 | -16.2032 | 5.0652 | 0.13952 | 5.1119 | 1.4298 | -1.4752 | -38.7001 | 15.7509 | 0.41396 | 14.464 | 2.5144 | -2.486 | -55.9859 | 26.2267 | 0.69759 | 23.0426 | -5.902 | -8.1167 | -5.9906
1 | 12 | 19 | 0.31634 | -0.33114 | -15.8632 | 4.8941 | 0.091418 | 4.9213 | 0.93859 | -0.98248 | -37.888 | 15.2189 | 0.27124 | 13.9246 | 1.6506 | -1.6556 | -54.811 | 25.3409 | 0.45707 | 22.1833 | -5.9712 | -8.5171 | -6.8348
1 | 12 | 20 | 0.24067 | -0.25564 | -15.6097 | 4.7974 | 0.069513 | 4.8238 | 0.71406 | -0.75849 | -37.2825 | 14.9183 | 0.20624 | 13.6488 | 1.2558 | -1.2782 | -53.9351 | 24.8403 | 0.34755 | 21.7438 | -5.934 | -8.5537 | -7.0258
1 | 12 | 21 | 0.16988 | -0.18015 | -15.3995 | 4.7278 | 0.048934 | 4.755 | 0.50404 | -0.53451 | -36.7803 | 14.7019 | 0.14519 | 13.454 | 0.8864 | -0.90072 | -53.2086 | 24.48 | 0.24466 | 21.4335 | -5.878 | -8.5097 | -7.0647
1 | 12 | 22 | 0.083616 | -0.090076 | -15.1267 | 4.6296 | 0.0241 | 4.6548 | 0.24809 | -0.26725 | -36.1288 | 14.3963 | 0.071504 | 13.1707 | 0.43629 | -0.45036 | -52.2661 | 23.9712 | 0.12049 | 20.9822 | -5.8246 | -8.5095 | -7.2063
1 | 12 | 23 | 0.041806 | -0.044781 | -15.1545 | 4.6336 | 0.011961 | 4.6561 | 0.12404 | -0.13286 | -36.1953 | 14.4088 | 0.035489 | 13.1743 | 0.21813 | -0.22389 | -52.3623 | 23.992 | 0.059805 | 20.988 | -5.8558 | -8.5855 | -7.3283
1 | 13 | 0 | 1.0284e-07 | -1.337e-07 | -15.1308 | 4.6131 | 3.3558e-08 | 4.6302 | 3.0512e-07 | -3.967e-07 | -36.1388 | 14.3451 | 9.9565e-08 | 13.1009 | 5.3658e-07 | -6.685e-07 | -52.2805 | 23.8858 | 1.6778e-07 | 20.871 | -5.8876 | -8.6928 | -7.5236
1 | 13 | 1 | 0 | 0 | -15.1584 | 4.6163 | 0 | 4.6296 | 0 | 0 | -36.2045 | 14.355 | 0 | 13.0992 | 0 | 0 | -52.3756 | 23.9023 | 0 | 20.8683 | -5.9125 | -8.7504 | -7.605
1 | 13 | 2 | 0 | 0 | -14.9542 | 4.5483 | 0 | 4.5539 | 0 | 0 | -35.717 | 14.1437 | 0 | 12.8851 | 0 | 0 | -51.6703 | 23.5505 | 0 | 20.5272 | -5.852 | -8.6883 | -7.5927
1 | 13 | 3 | 0 | 0 | -14.7463 | 4.4639 | 0 | 4.4596 | 0 | 0 | -35.2203 | 13.8813 | 0 | 12.6183 | 0 | 0 | -50.9518 | 23.1136 | 0 | 20.1022 | -5.8228 | -8.7208 | -7.736
1 | 13 | 4 | 0 | 0 | -14.5515 | 4.3993 | 0 | 4.3879 | 0 | 0 | -34.7552 | 13.6803 | 0 | 12.4154 | 0 | 0 | -50.2789 | 22.7789 | 0 | 19.779 | -5.7643 | -8.6595 | -7.721
1 | 13 | 5 | 0 | 0 | -13.7841 | 4.1082 | 0 | 4.1023 | 0 | 0 | -32.9222 | 12.7751 | 0 | 11.6074 | 0 | 0 | -47.6272 | 21.2716 | 0 | 18.4917 | -5.5736 | -8.5398 | -7.8639
1 | 13 | 6 | 0 | 0 | -12.9777 | 3.7733 | 0 | 3.779 | 0 | 0 | -30.9961 | 11.7338 | 0 | 10.6926 | 0 | 0 | -44.8408 | 19.5378 | 0 | 17.0344 | -5.4253 | -8.5698 | -8.2687
1 | 13 | 7 | 0 | 0 | -12.2238 | 3.4987 | 0 | 3.5082 | 0 | 0 | -29.1954 | 10.8797 | 0 | 9.9263 | 0 | 0 | -42.2358 | 18.1157 | 0 | 15.8135 | -5.2169 | -8.3895 | -8.3067
1 | 13 | 8 | 0 | 0 | -12.1786 | 3.477 | 0 | 3.4731 | 0 | 0 | -29.0876 | 10.8123 | 0 | 9.8271 | 0 | 0 | -42.0798 | 18.0035 | 0 | 15.6555 | -5.2285 | -8.4482 | -8.4209
1 | 13 | 9 | 0 | 0 | -12.119 | 3.4673 | 0 | 3.4512 | 0 | 0 | -28.9453 | 10.7821 | 0 | 9.765 | 0 | 0 | -41.874 | 17.9532 | 0 | 15.5567 | -5.2005 | -8.3981 | -8.364
1 | 13 | 10 | 0 | 0 | -12.0718 | 3.4466 | 0 | 3.4165 | 0 | 0 | -28.8324 | 10.7176 | 0 | 9.6668 | 0 | 0 | -41.7107 | 17.8457 | 0 | 15.4002 | -5.2087 | -8.448 | -8.4648
1 | 13 | 11 | 0 | 0 | -12.9736 | 3.7504 | 0 | 3.7069 | 0 | 0 | -30.9864 | 11.6624 | 0 | 10.4885 | 0 | 0 | -44.8267 | 19.419 | 0 | 16.7093 | -5.5163 | -8.8354 | -8.6984
1 | 13 | 12 | 0 | 0 | -13.908 | 4.0805 | 0 | 4.0169 | 0 | 0 | -33.2181 | 12.6888 | 0 | 11.3657 | 0 | 0 | -48.0552 | 21.128 | 0 | 18.1067 | -5.8106 | -9.1635 | -8.8205
1 | 13 | 13 | 0 | 0 | -14.8496 | 4.4139 | 0 | 4.3324 | 0 | 0 | -35.4672 | 13.7256 | 0 | 12.2583 | 0 | 0 | -51.3089 | 22.8543 | 0 | 19.5287 | -6.1034 | -9.4833 | -8.9259
1 | 13 | 14 | 0 | 0 | -15.5512 | 4.6833 | 0 | 4.6023 | 0 | 0 | -37.1429 | 14.5635 | 0 | 13.0221 | 0 | 0 | -53.7331 | 24.2495 | 0 | 20.7455 | -6.2656 | -9.5573 | -8.7381
1 | 13 | 15 | 0.069483 | -0.050213 | -16.2515 | 4.969 | 0.012714 | 4.891 | 0.20616 | -0.14898 | -38.8154 | 15.4517 | 0.037722 | 13.8389 | 0.36255 | -0.25105 | -56.1527 | 25.7285 | 0.063567 | 22.0467 | -6.3596 | -9.43 | -8.2025
1 | 13 | 16 | 0.27778 | -0.24399 | -16.9522 | 5.2612 | 0.068127 | 5.1839 | 0.82417 | -0.7239 | -40.4889 | 16.3605 | 0.20213 | 14.6675 | 1.4494 | -1.2199 | -58.5736 | 27.2417 | 0.34062 | 23.3668 | -6.4052 | -9.1585 | -7.395
1 | 13 | 17 | 0.72865 | -0.66029 | -18.1896 | 5.7805 | 0.19123 | 5.7204 | 2.1619 | -1.9591 | -43.4444 | 17.9753 | 0.56737 | 16.1856 | 3.8019 | -3.3013 | -62.8493 | 29.9304 | 0.9561 | 25.7853 | -6.4292 | -8.5134 | -5.6769
1 | 13 | 18 | 1.2191 | -1.2814 | -19.4245 | 6.2669 | 0.38185 | 6.2387 | 3.617 | -3.8019 | -46.3938 | 19.4879 | 1.1329 | 17.6521 | 6.3609 | -6.4068 | -67.116 | 32.4492 | 1.9091 | 28.1216 | -6.5993 | -8.3057 | -4.6819
1 | 13 | 19 | 1.9421 | -2.5956 | -20.6716 | 6.8493 | 0.77032 | 6.8448 | 5.7621 | -7.7011 | -49.3723 | 21.2988 | 2.2855 | 19.3671 | 10.1332 | -12.9774 | -71.4249 | 35.4644 | 3.8515 | 30.8537 | -6.8607 | -8.3598 | -4.0994
1 | 13 | 20 | 3.2201 | -4.3821 | -22.1453 | 7.5209 | 1.3325 | 7.5296 | 9.5539 | -13.0016 | -52.8922 | 23.3873 | 3.9535 | 21.3048 | 16.8014 | -21.9096 | -76.5169 | 38.9419 | 6.6622 | 33.9407 | -6.9243 | -7.6943 | -2.0803
1 | 13 | 21 | 4.768 | -6.4068 | -23.619 | 8.2971 | 2.0006 | 8.3078 | 14.1465 | -19.0088 | -56.4121 | 25.801 | 5.9357 | 23.5068 | 24.878 | -32.0326 | -81.609 | 42.9609 | 10.0025 | 37.4486 | -6.6523 | -6.031 | 1.6485
1 | 13 | 22 | 6.5043 | -8.555 | -25.1017 | 9.0458 | 2.7423 | 9.0763 | 19.2982 | -25.3826 | -59.9534 | 28.1293 | 8.1363 | 25.681 | 33.9377 | -42.7732 | -86.7321 | 46.8377 | 13.7108 | 40.9123 | -6.2881 | -4.0913 | 5.8932
1 | 13 | 23 | 8.4841 | -10.8318 | -26.6572 | 9.8331 | 3.5435 | 9.876 | 25.1722 | -32.1378 | -63.6686 | 30.5773 | 10.5136 | 27.9437 | 44.2677 | -54.1567 | -92.1067 | 50.914 | 17.7169 | 44.517 | -5.7524 | -1.5996 | 11.1522
1 | 14 | 0 | 10.6206 | -13.0781 | -28.1664 | 10.7218 | 4.4114 | 10.7761 | 31.5112 | -38.8027 | -67.2731 | 33.3411 | 13.0886 | 30.4907 | 55.4155 | -65.388 | -97.3212 | 55.5159 | 22.0561 | 48.5747 | -4.7146 | 2.3557 | 18.853
1 | 14 | 1 | 12.1306 | -12.1992 | -29.7279 | 11.654 | 4.2719 | 11.7129 | 35.9913 | -36.1949 | -71.0027 | 36.2398 | 12.6746 | 33.1413 | 63.2943 | -60.9935 | -102.7167 | 60.3425 | 21.3584 | 52.7973 | -2.1578 | 10.8493 | 34.0823
1 | 14 | 2 | 13.2048 | -13.0854 | -30.602 | 12.1485 | 4.625 | 12.1984 | 39.1784 | -38.8241 | -73.0903 | 37.7775 | 13.7222 | 34.5149 | 68.8991 | -65.4241 | -105.7367 | 62.9029 | 23.1238 | 54.9856 | -1.5107 | 13.2786 | 38.7507
1 | 14 | 3 | 14.3828 | -14.2049 | -31.5224 | 12.6728 | 5.072 | 12.6991 | 42.6735 | -42.1459 | -75.2888 | 39.4079 | 15.0486 | 35.9317 | 75.0456 | -71.0218 | -108.9171 | 65.6176 | 25.359 | 57.2428 | -0.90069 | 15.6271 | 43.3261
1 | 14 | 4 | 15.5901 | -15.0948 | -32.3925 | 13.2639 | 5.4677 | 13.2641 | 46.2556 | -44.786 | -77.3668 | 41.246 | 16.2226 | 37.5303 | 81.345 | -75.4708 | -111.9233 | 68.6783 | 27.3374 | 59.7894 | 0.098544 | 19.1018 | 49.7562
1 | 14 | 5 | 15.2403 | -14.7853 | -32.1403 | 13.1186 | 5.338 | 13.113 | 45.2177 | -43.8677 | -76.7645 | 40.7943 | 15.8378 | 37.1028 | 79.5197 | -73.9232 | -111.0521 | 67.9262 | 26.689 | 59.1084 | -0.11565 | 18.3204 | 48.2681
1 | 14 | 6 | 14.8092 | -14.4451 | -31.8477 | 12.8833 | 5.1756 | 12.891 | 43.9386 | -42.8583 | -76.0656 | 40.0624 | 15.356 | 36.4745 | 77.2704 | -72.2223 | -110.041 | 66.7075 | 25.877 | 58.1076 | -0.53372 | 16.9077 | 45.6992
1 | 14 | 7 | 14.6068 | -14.1523 | -31.5925 | 12.726 | 5.0432 | 12.73 | 43.3381 | -41.9896 | -75.456 | 39.5734 | 14.963 | 36.019 | 76.2143 | -70.7584 | -109.1591 | 65.8933 | 25.2147 | 57.3818 | -0.63885 | 16.4478 | 44.7865
1 | 14 | 8 | 15.5919 | -17.8762 | -31.6113 | 12.7422 | 6.3174 | 12.7444 | 46.2609 | -53.0386 | -75.5011 | 39.6239 | 18.7436 | 36.0598 | 81.3543 | -89.3775 | -109.2243 | 65.9773 | 31.5856 | 57.4469 | -2.0917 | 12.1485 | 37.7622
1 | 14 | 9 | 15.6796 | -17.9575 | -31.665 | 12.7787 | 6.3443 | 12.7677 | 46.5213 | -53.2797 | -75.6291 | 39.7371 | 18.8234 | 36.1256 | 81.8123 | -89.7839 | -109.4096 | 66.1658 | 31.7201 | 57.5517 | -2.0523 | 12.2985 | 38.0564
1 | 14 | 10 | 15.7504 | -18.0069 | -31.6768 | 12.7876 | 6.3637 | 12.7795 | 46.7312 | -53.4262 | -75.6573 | 39.7649 | 18.8812 | 36.1591 | 82.1815 | -90.0308 | -109.4504 | 66.2121 | 31.8174 | 57.605 | -2.0024 | 12.4528 | 38.3349
1 | 14 | 11 | 17.1667 | -19.3055 | -32.6706 | 13.4134 | 6.9181 | 13.3828 | 50.9333 | -57.279 | -78.0311 | 41.7109 | 20.5258 | 37.8661 | 89.5713 | -96.5233 | -112.8844 | 69.4524 | 34.5889 | 60.3245 | -1.0952 | 15.726 | 44.5294
1 | 14 | 12 | 18.707 | -20.6414 | -33.703 | 14.0445 | 7.5173 | 14.005 | 55.5035 | -61.2427 | -80.4968 | 43.6734 | 22.3038 | 39.6267 | 97.6084 | -103.2027 | -116.4514 | 72.7202 | 37.5851 | 63.1293 | -0.070472 | 19.368 | 51.3889
1 | 14 | 13 | 20.26 | -21.9521 | -34.6873 | 14.7544 | 8.1249 | 14.6598 | 60.111 | -65.1317 | -82.8477 | 45.881 | 24.1065 | 41.4795 | 105.7112 | -109.7561 | -119.8523 | 76.3959 | 40.6228 | 66.081 | 1.1597 | 23.5986 | 59.2025
1 | 14 | 14 | 21.4004 | -22.9025 | -35.4116 | 15.2533 | 8.5465 | 15.1152 | 63.4946 | -67.9515 | -84.5778 | 47.4322 | 25.3574 | 42.768 | 111.6615 | -114.5079 | -122.3552 | 78.9789 | 42.7308 | 68.1337 | 2.0012 | 26.523 | 64.6419
1 | 14 | 15 | 22.6205 | -23.8868 | -36.1362 | 15.7824 | 9.0213 | 15.6071 | 67.1147 | -70.8719 | -86.3082 | 49.0777 | 26.766 | 44.1598 | 118.0278 | -119.4291 | -124.8586 | 81.7188 | 45.1046 | 70.3509 | 3.0083 | 29.9381 | 70.9144
1 | 14 | 16 | 23.6735 | -24.8285 | -36.8247 | 16.1774 | 9.4382 | 15.9799 | 70.239 | -73.6659 | -87.9528 | 50.3059 | 28.0031 | 45.2145 | 123.5222 | -124.1375 | -127.2377 | 83.7639 | 47.1892 | 72.0312 | 3.6158 | 32.1439 | 75.1314
1 | 14 | 17 | 27.3923 | -26.4451 | -38.0396 | 17.1046 | 10.2442 | 16.7677 | 81.2727 | -78.4622 | -90.8546 | 53.1892 | 30.3945 | 47.4437 | 142.9261 | -132.22 | -131.4356 | 88.5648 | 51.219 | 75.5826 | 7.0242 | 42.9834 | 94.637
1 | 14 | 18 | 29.5284 | -27.9965 | -39.2146 | 18.0518 | 11.0671 | 17.5084 | 87.6103 | -83.0652 | -93.6608 | 56.1349 | 32.8359 | 49.5393 | 154.0713 | -139.9767 | -135.4952 | 93.4696 | 55.3332 | 78.921 | 8.9446 | 49.3943 | 106.3232
1 | 14 | 19 | 31.6152 | -29.5821 | -40.4261 | 18.9168 | 11.857 | 18.0876 | 93.8018 | -87.7696 | -96.5544 | 58.8247 | 35.1797 | 51.1782 | 164.9597 | -147.9043 | -139.6813 | 97.9484 | 59.2828 | 81.532 | 10.4685 | 54.6604 | 116.1373
1 | 14 | 20 | 32.6064 | -30.3243 | -40.9428 | 19.3709 | 12.2797 | 18.3377 | 96.7426 | -89.9718 | -97.7885 | 60.2366 | 36.4337 | 51.8858 | 170.1315 | -151.6152 | -141.4666 | 100.2993 | 61.396 | 82.6592 | 11.3275 | 57.5384 | 121.4041
1 | 14 | 21 | 33.5889 | -31.0814 | -41.4962 | 19.9113 | 12.749 | 18.5877 | 99.658 | -92.218 | -99.1103 | 61.9172 | 37.8262 | 52.5934 | 175.2584 | -155.4005 | -143.3789 | 103.0976 | 63.7424 | 83.7865 | 12.2594 | 60.6663 | 127.1056
1 | 14 | 22 | 34.2893 | -31.8035 | -42.0219 | 20.3307 | 13.2088 | 18.7595 | 101.736 | -94.3606 | -100.3658 | 63.2214 | 39.1905 | 53.0794 | 178.9129 | -159.011 | -145.1951 | 105.2693 | 66.0415 | 84.5608 | 12.7631 | 62.5009 | 130.5784
1 | 14 | 23 | 34.9816 | -32.4882 | -42.55 | 20.8266 | 13.6677 | 18.9175 | 103.7899 | -96.392 | -101.6271 | 64.7633 | 40.552 | 53.5265 | 182.5248 | -162.4342 | -147.0197 | 107.8367 | 68.3358 | 85.273 | 13.3553 | 64.6125 | 134.5163
1 | 15 | 0 | 35.2433 | -33.1588 | -43.0529 | 21.3635 | 14.3075 | 19.067 | 104.5665 | -98.3818 | -102.8283 | 66.4331 | 42.4503 | 53.9494 | 183.8905 | -165.7873 | -148.7574 | 110.617 | 71.5347 | 85.9468 | 13.7697 | 66.1892 | 137.4443
1 | 15 | 1 | 35.2954 | -33.7885 | -43.537 | 21.7841 | 14.9175 | 19.175 | 104.721 | -100.2502 | -103.9846 | 67.741 | 44.2601 | 54.255 | 184.1623 | -168.9358 | -150.4302 | 112.7948 | 74.5845 | 86.4336 | 13.8465 | 66.7423 | 138.6092
1 | 15 | 2 | 35.2844 | -34.0772 | -43.7242 | 21.988 | 15.2788 | 19.223 | 104.6884 | -101.1067 | -104.4317 | 68.375 | 45.3322 | 54.3908 | 184.1048 | -170.3792 | -151.0771 | 113.8506 | 76.3911 | 86.65 | 13.9728 | 67.2479 | 139.5402
1 | 15 | 3 | 35.2882 | -34.3794 | -43.9155 | 22.1399 | 15.5805 | 19.2609 | 104.6996 | -102.0031 | -104.8885 | 68.8473 | 46.2271 | 54.4981 | 184.1246 | -171.8897 | -151.7378 | 114.637 | 77.8992 | 86.8208 | 13.9747 | 67.3805 | 139.854
1 | 15 | 4 | 35.2218 | -34.6571 | -44.0978 | 22.4947 | 16.0431 | 19.3237 | 104.5028 | -102.8271 | -105.3241 | 69.9507 | 47.5995 | 54.6756 | 183.7784 | -173.2783 | -152.368 | 116.4742 | 80.212 | 87.1037 | 14.3284 | 68.5775 | 141.922
1 | 15 | 5 | 34.9727 | -33.2635 | -43.0038 | 21.3187 | 14.4867 | 19.0123 | 103.7635 | -98.6925 | -102.7112 | 66.2937 | 42.9819 | 53.7947 | 182.4783 | -166.3109 | -148.588 | 110.3849 | 72.4306 | 85.7003 | 13.523 | 65.4301 | 136.0952
1 | 15 | 6 | 33.7926 | -31.7717 | -41.8473 | 20.3236 | 13.2492 | 18.6664 | 100.2624 | -94.2661 | -99.9489 | 63.1993 | 39.3102 | 52.816 | 176.3212 | -158.8518 | -144.592 | 105.2325 | 66.2433 | 84.1412 | 12.4129 | 61.3729 | 128.4945
1 | 15 | 7 | 31.9361 | -30.3365 | -40.7507 | 19.2335 | 12.2765 | 18.1879 | 94.7541 | -90.008 | -97.3298 | 59.8093 | 36.4243 | 51.462 | 166.6344 | -151.6763 | -140.803 | 99.5878 | 61.3802 | 81.9841 | 10.5468 | 55.1119 | 117.1071
1 | 15 | 8 | 30.3252 | -29.012 | -39.687 | 18.4395 | 11.5915 | 17.7638 | 89.9745 | -86.0783 | -94.7892 | 57.3405 | 34.3919 | 50.2621 | 158.229 | -145.0541 | -137.1276 | 95.477 | 57.9552 | 80.0725 | 9.421 | 51.1014 | 109.5519
1 | 15 | 9 | 28.5999 | -27.7248 | -38.6693 | 17.6643 | 10.9105 | 17.2649 | 84.8554 | -82.259 | -92.3585 | 54.9296 | 32.3713 | 48.8505 | 149.2266 | -138.6181 | -133.6112 | 91.4627 | 54.5502 | 77.8237 | 8.0454 | 46.3893 | 100.8338
1 | 15 | 10 | 26.8312 | -26.4275 | -37.6426 | 16.8275 | 10.2327 | 16.6258 | 79.6078 | -78.41 | -89.9064 | 52.3276 | 30.3602 | 47.0421 | 139.9983 | -132.1319 | -130.0638 | 87.1302 | 51.1613 | 74.9428 | 6.4471 | 41.0215 | 91.0367
1 | 15 | 11 | 27.0493 | -26.6144 | -37.7943 | 16.9105 | 10.306 | 16.6925 | 80.2548 | -78.9647 | -90.2686 | 52.5857 | 30.5778 | 47.2308 | 141.136 | -133.0667 | -130.5878 | 87.5598 | 51.5279 | 75.2433 | 6.5495 | 41.4158 | 91.8125
1 | 15 | 12 | 27.4279 | -26.8062 | -37.943 | 17.1263 | 10.4347 | 16.8634 | 81.3784 | -79.5335 | -90.6237 | 53.2566 | 30.9595 | 47.7143 | 143.1119 | -134.0253 | -131.1016 | 88.6771 | 52.1712 | 76.0137 | 7.1031 | 43.1516 | 94.8469
1 | 15 | 13 | 27.5879 | -26.9382 | -38.0457 | 17.1812 | 10.4849 | 16.9092 | 81.8531 | -79.9254 | -90.8689 | 53.4275 | 31.1086 | 47.8441 | 143.9468 | -134.6857 | -131.4563 | 88.9615 | 52.4224 | 76.2204 | 7.1794 | 43.4389 | 95.4091
1 | 15 | 14 | 27.7869 | -27.1098 | -38.1827 | 17.2635 | 10.5571 | 16.9643 | 82.4435 | -80.4345 | -91.1962 | 53.6833 | 31.3227 | 47.9998 | 144.985 | -135.5436 | -131.9298 | 89.3875 | 52.7833 | 76.4685 | 7.2793 | 43.8187 | 96.1509
1 | 15 | 15 | 28.0056 | -27.3208 | -38.3262 | 17.3475 | 10.6782 | 17.0315 | 83.0924 | -81.0604 | -91.5391 | 53.9445 | 31.6821 | 48.1902 | 146.1261 | -136.5982 | -132.4258 | 89.8224 | 53.3889 | 76.7717 | 7.4159 | 44.3097 | 97.0851
1 | 15 | 16 | 28.1177 | -27.4596 | -38.4261 | 17.4225 | 10.7336 | 17.0637 | 83.4249 | -81.4722 | -91.7776 | 54.1779 | 31.8466 | 48.2811 | 146.7109 | -137.2922 | -132.7709 | 90.2111 | 53.666 | 76.9165 | 7.4519 | 44.4806 | 97.4414
1 | 15 | 17 | 28.2744 | -27.6004 | -38.5781 | 17.5148 | 10.8217 | 17.1265 | 83.8899 | -81.8901 | -92.1407 | 54.4649 | 32.1079 | 48.4588 | 147.5286 | -137.9964 | -133.2961 | 90.6889 | 54.1064 | 77.1996 | 7.5589 | 44.8907 | 98.2311
1 | 15 | 18 | 28.4359 | -27.7013 | -38.6719 | 17.6614 | 10.9083 | 17.2074 | 84.3691 | -82.1893 | -92.3646 | 54.9208 | 32.3648 | 48.6878 | 148.3713 | -138.5007 | -133.62 | 91.448 | 54.5393 | 77.5646 | 7.84 | 45.7886 | 99.8025
1 | 15 | 19 | 28.5372 | -27.7991 | -38.7789 | 17.7425 | 10.9603 | 17.2475 | 84.6695 | -82.4796 | -92.6202 | 55.1729 | 32.5191 | 48.8013 | 148.8997 | -138.9899 | -133.9898 | 91.8677 | 54.7993 | 77.7453 | 7.9095 | 46.0629 | 100.3323
1 | 15 | 20 | 27.883 | -27.3528 | -38.4833 | 17.4587 | 10.7142 | 17.0241 | 82.7286 | -81.1555 | -91.9142 | 54.2903 | 31.7889 | 48.1691 | 145.4865 | -136.7586 | -132.9685 | 90.3983 | 53.5689 | 76.7382 | 7.2439 | 43.9073 | 96.4648
1 | 15 | 21 | 27.3864 | -26.9388 | -38.1945 | 17.275 | 10.5306 | 16.8729 | 81.2552 | -79.9272 | -91.2243 | 53.7192 | 31.2443 | 47.7413 | 142.8952 | -134.6887 | -131.9705 | 89.4472 | 52.6511 | 76.0566 | 6.9317 | 42.8084 | 94.391
1 | 15 | 22 | 26.8285 | -26.5026 | -37.899 | 17.0709 | 10.2988 | 16.6992 | 79.5999 | -78.6329 | -90.5187 | 53.0844 | 30.5564 | 47.2497 | 139.9843 | -132.5075 | -130.9496 | 88.3903 | 51.4918 | 75.2735 | 6.4958 | 41.3388 | 91.6827
1 | 15 | 23 | 26.8035 | -26.492 | -37.8902 | 17.0621 | 10.2943 | 16.6953 | 79.5257 | -78.6015 | -90.4977 | 53.0572 | 30.5432 | 47.2388 | 139.8538 | -132.4547 | -130.9193 | 88.345 | 51.4696 | 75.256 | 6.473 | 41.2656 | 91.5504
1 | 16 | 0 | 26.8661 | -26.5183 | -37.9187 | 17.0974 | 10.3184 | 16.7318 | 79.7114 | -78.6796 | -90.5658 | 53.1667 | 30.6145 | 47.3419 | 140.1803 | -132.5862 | -131.0178 | 88.5273 | 51.5898 | 75.4204 | 6.5765 | 41.5892 | 92.1138
1 | 16 | 1 | 26.9269 | -26.5627 | -37.9506 | 17.1228 | 10.3452 | 16.7645 | 79.8918 | -78.8113 | -90.642 | 53.2459 | 30.6942 | 47.4345 | 140.4977 | -132.8082 | -131.128 | 88.6592 | 51.7241 | 75.5679 | 6.6461 | 41.8132 | 92.5127
1 | 16 | 2 | 26.9924 | -26.6727 | -38.0203 | 17.1512 | 10.383 | 16.7807 | 80.0861 | -79.1375 | -90.8084 | 53.334 | 30.8062 | 47.4804 | 140.8393 | -133.3579 | -131.3688 | 88.8059 | 51.9128 | 75.641 | 6.6142 | 41.7608 | 92.4723
1 | 16 | 3 | 27.1184 | -26.8349 | -38.1335 | 17.2167 | 10.4614 | 16.822 | 80.4598 | -79.6188 | -91.0788 | 53.5378 | 31.0388 | 47.5974 | 141.4965 | -134.1689 | -131.76 | 89.1452 | 52.3048 | 75.8273 | 6.65 | 41.9362 | 92.8449
1 | 16 | 4 | 27.214 | -26.9397 | -38.2053 | 17.28 | 10.5017 | 16.8595 | 80.7436 | -79.9298 | -91.2503 | 53.7348 | 31.1584 | 47.7032 | 141.9955 | -134.6931 | -132.008 | 89.4733 | 52.5063 | 75.996 | 6.7101 | 42.1599 | 93.27
1 | 16 | 5 | 25.6795 | -25.7494 | -37.2655 | 16.5638 | 9.8895 | 16.3235 | 76.1907 | -76.3983 | -89.0056 | 51.5075 | 29.342 | 46.1867 | 133.9888 | -128.7419 | -128.7607 | 85.7646 | 49.4454 | 73.5801 | 5.4413 | 37.823 | 85.2762
1 | 16 | 6 | 24.1508 | -24.5008 | -36.2735 | 15.8813 | 9.2874 | 15.756 | 71.6552 | -72.6936 | -86.6363 | 49.3851 | 27.5555 | 44.5812 | 126.0127 | -122.4991 | -125.3332 | 82.2306 | 46.4349 | 71.0223 | 4.3012 | 33.847 | 77.8682
1 | 16 | 7 | 22.642 | -23.2704 | -35.2963 | 15.1927 | 8.6822 | 15.1458 | 67.1786 | -69.043 | -84.3023 | 47.2441 | 25.76 | 42.8544 | 118.1403 | -116.3473 | -121.9567 | 78.6656 | 43.4092 | 68.2714 | 3.096 | 29.6918 | 70.1825
1 | 16 | 8 | 21.6526 | -22.4239 | -34.7039 | 14.7632 | 8.2883 | 14.7458 | 64.2429 | -66.5314 | -82.8875 | 45.9083 | 24.5914 | 41.7227 | 112.9775 | -112.1149 | -119.9099 | 76.4414 | 41.44 | 66.4685 | 2.3221 | 27.0464 | 65.3026
1 | 16 | 9 | 20.6473 | -21.5792 | -34.1161 | 14.3253 | 7.8844 | 14.3219 | 61.2604 | -64.0251 | -81.4835 | 44.5466 | 23.3929 | 40.5234 | 107.7324 | -107.8913 | -117.8788 | 74.1742 | 39.4204 | 64.5577 | 1.4837 | 24.2147 | 60.1146
1 | 16 | 10 | 19.7883 | -20.7445 | -33.5334 | 13.9878 | 7.5236 | 13.9859 | 58.7117 | -61.5486 | -80.0917 | 43.497 | 22.3223 | 39.5727 | 103.2504 | -103.7181 | -115.8654 | 72.4264 | 37.6163 | 63.0433 | 1.0078 | 22.4635 | 56.7529
1 | 16 | 11 | 20.5171 | -21.3702 | -33.9229 | 14.2297 | 7.8007 | 14.2419 | 60.8739 | -63.405 | -81.0219 | 44.2494 | 23.1447 | 40.297 | 107.0528 | -106.8464 | -117.2111 | 73.6792 | 39.0021 | 64.1971 | 1.4964 | 24.138 | 59.8736
1 | 16 | 12 | 21.3094 | -21.9936 | -34.311 | 14.49 | 8.0672 | 14.5106 | 63.2247 | -65.2546 | -81.949 | 45.0589 | 23.9351 | 41.0571 | 111.1868 | -109.9633 | -118.5523 | 75.0271 | 40.3341 | 65.4081 | 2.0726 | 26.0722 | 63.4405
1 | 16 | 13 | 22.1334 | -22.6345 | -34.7079 | 14.7605 | 8.3589 | 14.7916 | 65.6696 | -67.1564 | -82.897 | 45.8998 | 24.8006 | 41.8523 | 115.4864 | -113.168 | -119.9237 | 76.4273 | 41.7926 | 66.6749 | 2.7019 | 28.1689 | 67.2895
1 | 16 | 14 | 22.9891 | -23.4979 | -35.2386 | 15.1723 | 8.7816 | 15.1849 | 68.2085 | -69.718 | -84.1644 | 47.1806 | 26.0549 | 42.9651 | 119.9514 | -117.4847 | -121.7572 | 78.5599 | 43.9062 | 68.4477 | 3.3915 | 30.5267 | 71.6233
1 | 16 | 15 | 23.9245 | -24.3854 | -35.8099 | 15.6276 | 9.2107 | 15.6022 | 70.9836 | -72.3511 | -85.5289 | 48.5964 | 27.328 | 44.1457 | 124.8317 | -121.9218 | -123.7311 | 80.9174 | 46.0516 | 70.3286 | 4.1697 | 33.1738 | 76.4762
1 | 16 | 16 | 24.772 | -25.2971 | -36.3909 | 15.9967 | 9.6356 | 15.926 | 73.4981 | -75.0562 | -86.9166 | 49.7442 | 28.5887 | 45.062 | 129.2537 | -126.4803 | -125.7387 | 82.8285 | 48.176 | 71.7883 | 4.6423 | 34.9202 | 79.8275
1 | 16 | 17 | 26.0643 | -26.1908 | -37.2195 | 16.6322 | 10.1058 | 16.4598 | 77.3325 | -77.7078 | -88.8958 | 51.7201 | 29.9837 | 46.5724 | 135.9969 | -130.9487 | -128.6019 | 86.1186 | 50.5268 | 74.1945 | 5.8517 | 39.0052 | 87.2862
1 | 16 | 18 | 27.3758 | -27.0885 | -38.0501 | 17.2581 | 10.5752 | 16.9578 | 81.2235 | -80.3713 | -90.8796 | 53.6665 | 31.3766 | 47.9816 | 142.8396 | -135.437 | -131.4717 | 89.3595 | 52.874 | 76.4394 | 7.0283 | 42.9974 | 94.6038
1 | 16 | 19 | 28.6269 | -27.9818 | -38.8782 | 17.8238 | 11.0285 | 17.38 | 84.9356 | -83.0217 | -92.8574 | 55.4257 | 32.7214 | 49.1762 | 149.3676 | -139.9033 | -134.3329 | 92.2888 | 55.1402 | 78.3425 | 7.9992 | 46.3798 | 100.9028
1 | 16 | 20 | 28.502 | -27.9147 | -38.7715 | 17.7645 | 11.0024 | 17.3375 | 84.5651 | -82.8225 | -92.6025 | 55.2414 | 32.644 | 49.0559 | 148.7161 | -139.5677 | -133.9643 | 91.9818 | 55.0097 | 78.1508 | 7.9202 | 46.0812 | 100.3265
1 | 16 | 21 | 28.4259 | -27.8815 | -38.6789 | 17.75 | 10.993 | 17.3232 | 84.3392 | -82.7241 | -92.3813 | 55.1961 | 32.616 | 49.0153 | 148.3187 | -139.4019 | -133.6442 | 91.9065 | 54.9625 | 78.0862 | 7.9316 | 46.0611 | 100.2279
1 | 16 | 22 | 28.1409 | -27.7944 | -38.5688 | 17.5865 | 10.8972 | 17.2055 | 83.4938 | -82.4657 | -92.1183 | 54.6877 | 32.3319 | 48.6823 | 146.8322 | -138.9664 | -133.2638 | 91.0599 | 54.4839 | 77.5557 | 7.4669 | 44.6117 | 97.7014
1 | 16 | 23 | 27.9804 | -27.5331 | -38.4378 | 17.5025 | 10.7786 | 17.1213 | 83.0175 | -81.6903 | -91.8055 | 54.4266 | 31.98 | 48.4442 | 145.9944 | -137.6597 | -132.8112 | 90.6252 | 53.8908 | 77.1765 | 7.412 | 44.3726 | 97.2161
1 | 17 | 0 | 27.7581 | -27.2779 | -38.3086 | 17.4054 | 10.6331 | 17.0311 | 82.3579 | -80.9331 | -91.497 | 54.1248 | 31.5482 | 48.189 | 144.8345 | -136.3838 | -132.3649 | 90.1226 | 53.1631 | 76.7699 | 7.2413 | 43.7898 | 96.1415
1 | 17 | 1 | 27.5986 | -26.9995 | -38.176 | 17.3227 | 10.5019 | 16.9416 | 81.8847 | -80.1071 | -91.1803 | 53.8674 | 31.159 | 47.9355 | 144.0024 | -134.9918 | -131.9068 | 89.6941 | 52.5073 | 76.3661 | 7.1892 | 43.5593 | 95.6712
1 | 17 | 2 | 26.6705 | -26.3491 | -37.674 | 16.9029 | 10.1562 | 16.6034 | 79.1312 | -78.1774 | -89.9813 | 52.5621 | 30.1334 | 46.9788 | 139.16 | -131.7401 | -130.1722 | 87.5206 | 50.7791 | 74.8419 | 6.31 | 40.6468 | 90.3893
1 | 17 | 3 | 25.8794 | -25.7144 | -37.183 | 16.6011 | 9.8587 | 16.335 | 76.7838 | -76.2942 | -88.8086 | 51.6236 | 29.2506 | 46.2193 | 135.0319 | -128.5665 | -128.4757 | 85.9579 | 49.2913 | 73.632 | 5.7768 | 38.7745 | 86.8709
1 | 17 | 4 | 25.0349 | -25.0966 | -36.6864 | 16.2232 | 9.55 | 16.0154 | 74.2783 | -74.4613 | -87.6224 | 50.4484 | 28.3346 | 45.3149 | 130.6258 | -125.4779 | -126.7598 | 84.0011 | 47.7478 | 72.1912 | 5.0405 | 36.2925 | 82.3282
1 | 17 | 5 | 23.004 | -23.4105 | -35.453 | 15.3651 | 8.7515 | 15.2265 | 68.2526 | -69.4586 | -84.6766 | 47.7801 | 25.9656 | 43.0828 | 120.029 | -117.0477 | -122.4981 | 79.5581 | 43.7557 | 68.6351 | 3.4836 | 30.9458 | 72.4321
1 | 17 | 6 | 20.955 | -21.6928 | -34.1743 | 14.4661 | 7.9661 | 14.403 | 62.1731 | -64.3623 | -81.6225 | 44.9846 | 23.6353 | 40.7528 | 109.3376 | -108.4596 | -118.0799 | 74.9033 | 39.8289 | 64.9232 | 1.9231 | 25.561 | 62.4534
1 | 17 | 7 | 18.9499 | -19.9944 | -32.892 | 13.6026 | 7.199 | 13.5839 | 56.2241 | -59.323 | -78.5599 | 42.2993 | 21.3593 | 38.4353 | 98.8757 | -99.9677 | -113.6494 | 70.4322 | 35.9935 | 61.2313 | 0.44906 | 20.4351 | 52.9155
1 | 17 | 8 | 17.914 | -19.0392 | -32.2439 | 13.1639 | 6.7775 | 13.1562 | 53.1505 | -56.489 | -77.012 | 40.935 | 20.1089 | 37.2249 | 93.4705 | -95.1921 | -111.41 | 68.1605 | 33.8864 | 59.303 | -0.27153 | 17.9184 | 48.2183
1 | 17 | 9 | 16.9012 | -18.06 | -31.5468 | 12.7975 | 6.3739 | 12.7778 | 50.1456 | -53.5836 | -75.347 | 39.7958 | 18.9112 | 36.1542 | 88.186 | -90.2961 | -109.0014 | 66.2636 | 31.868 | 57.5972 | -0.75643 | 16.0762 | 44.6174
1 | 17 | 10 | 15.8917 | -17.0974 | -30.8905 | 12.3765 | 5.9572 | 12.3539 | 47.1504 | -50.7279 | -73.7794 | 38.4864 | 17.675 | 34.9548 | 82.9186 | -85.4837 | -106.7337 | 64.0834 | 29.785 | 55.6865 | -1.4087 | 13.7593 | 40.256
1 | 17 | 11 | 15.9122 | -17.1478 | -30.8304 | 12.3763 | 5.9876 | 12.3615 | 47.2112 | -50.8772 | -73.6358 | 38.486 | 17.7651 | 34.9765 | 83.0255 | -85.7353 | -106.5259 | 64.0827 | 29.9367 | 55.7211 | -1.3405 | 13.9258 | 40.5048
1 | 17 | 12 | 15.9039 | -17.1812 | -30.7915 | 12.3551 | 5.9978 | 12.3497 | 47.1867 | -50.9765 | -73.543 | 38.42 | 17.7953 | 34.9431 | 82.9824 | -85.9027 | -106.3916 | 63.9728 | 29.9875 | 55.6679 | -1.3663 | 13.8256 | 40.3163
1 | 17 | 13 | 15.8694 | -17.209 | -30.731 | 12.2747 | 5.9931 | 12.2929 | 47.0843 | -51.0589 | -73.3985 | 38.1699 | 17.7814 | 34.7824 | 82.8024 | -86.0415 | -106.1825 | 63.5563 | 29.9642 | 55.4119 | -1.5099 | 13.3607 | 39.5108
1 | 17 | 14 | 15.638 | -17.0884 | -30.5931 | 12.1914 | 5.934 | 12.2157 | 46.3978 | -50.7011 | -73.0691 | 37.911 | 17.606 | 34.5639 | 81.5951 | -85.4386 | -105.7061 | 63.1252 | 29.6686 | 55.0638 | -1.7024 | 12.7085 | 38.3081
1 | 17 | 15 | 15.4905 | -17.0109 | -30.4731 | 12.141 | 5.9052 | 12.1772 | 45.9602 | -50.4713 | -72.7826 | 37.7541 | 17.5207 | 34.4548 | 80.8256 | -85.0512 | -105.2915 | 62.864 | 29.5249 | 54.89 | -1.7702 | 12.4361 | 37.7617
1 | 17 | 16 | 15.2153 | -16.8556 | -30.2988 | 12.0376 | 5.8422 | 12.0788 | 45.1437 | -50.0102 | -72.3661 | 37.4328 | 17.3337 | 34.1766 | 79.3897 | -84.2744 | -104.689 | 62.329 | 29.2097 | 54.4468 | -1.9803 | 11.7106 | 36.4118
1 | 17 | 17 | 14.63 | -16.4193 | -29.9415 | 11.7895 | 5.6437 | 11.8381 | 43.407 | -48.7158 | -71.5129 | 36.6613 | 16.7448 | 33.4955 | 76.3355 | -82.093 | -103.4548 | 61.0443 | 28.2174 | 53.3617 | -2.4595 | 10.0799 | 33.4111
1 | 17 | 18 | 14.0711 | -15.9593 | -29.5498 | 11.5973 | 5.461 | 11.6501 | 41.7487 | -47.3511 | -70.5774 | 36.0636 | 16.2026 | 32.9636 | 73.4193 | -79.7934 | -102.1014 | 60.0491 | 27.3037 | 52.5142 | -2.7297 | 9.05 | 31.3916
1 | 17 | 19 | 13.5077 | -15.5147 | -29.1975 | 11.3591 | 5.2674 | 11.4195 | 40.0771 | -46.032 | -69.7358 | 35.3228 | 15.6282 | 32.3111 | 70.4796 | -77.5704 | -100.8839 | 58.8156 | 26.3358 | 51.4748 | -3.1586 | 7.5714 | 28.6513
1 | 17 | 20 | 13.3723 | -15.3742 | -29.1238 | 11.3033 | 5.2181 | 11.3674 | 39.6754 | -45.6149 | -69.5598 | 35.1491 | 15.4821 | 32.1635 | 69.7732 | -76.8676 | -100.6293 | 58.5265 | 26.0895 | 51.2397 | -3.2369 | 7.2955 | 28.1319
1 | 17 | 21 | 13.2246 | -15.2072 | -29.0516 | 11.2585 | 5.1447 | 11.31 | 39.2373 | -45.1195 | -69.3874 | 35.0099 | 15.2643 | 32.0013 | 69.0026 | -76.0327 | -100.3799 | 58.2946 | 25.7225 | 50.9813 | -3.3209 | 7.0059 | 27.5884
1 | 17 | 22 | 13.0593 | -15.0175 | -28.9364 | 11.2019 | 5.0681 | 11.2459 | 38.7469 | -44.5568 | -69.1122 | 34.8339 | 15.0369 | 31.8199 | 68.1402 | -75.0845 | -99.9817 | 58.0015 | 25.3393 | 50.6923 | -3.3787 | 6.7686 | 27.1071
1 | 17 | 23 | 13.7707 | -15.6094 | -29.3905 | 11.5109 | 5.3371 | 11.5757 | 40.8575 | -46.3129 | -70.1968 | 35.7948 | 15.8352 | 32.7531 | 71.8519 | -78.0439 | -101.5508 | 59.6016 | 26.6846 | 52.179 | -2.8055 | 8.7309 | 30.7223
1 | 18 | 0 | 14.4262 | -16.1971 | -29.8495 | 11.7542 | 5.565 | 11.8419 | 42.8022 | -48.0566 | -71.2931 | 36.5515 | 16.5114 | 33.5063 | 75.2719 | -80.9822 | -103.1368 | 60.8616 | 27.8241 | 53.3789 | -2.4593 | 10.0217 | 33.2173
1 | 18 | 1 | 15.1206 | -16.7983 | -30.3088 | 12.0085 | 5.8286 | 12.1284 | 44.8627 | -49.8402 | -72.3901 | 37.3422 | 17.2934 | 34.317 | 78.8954 | -83.9879 | -104.7238 | 62.1781 | 29.1419 | 54.6704 | -2.0209 | 11.5849 | 36.1741
1 | 18 | 2 | 16.1698 | -17.7037 | -31.1339 | 12.4704 | 6.2021 | 12.5579 | 47.9757 | -52.5267 | -74.3607 | 38.7786 | 18.4015 | 35.5321 | 84.37 | -88.515 | -107.5746 | 64.5698 | 31.0091 | 56.6062 | -1.4374 | 13.8004 | 40.4655
1 | 18 | 3 | 17.3082 | -18.6016 | -31.9633 | 13.0235 | 6.6199 | 13.0666 | 51.3533 | -55.1908 | -76.3416 | 40.4984 | 19.6412 | 36.9716 | 90.3099 | -93.0043 | -110.4402 | 67.4335 | 33.0982 | 58.8995 | -0.5466 | 16.9322 | 46.2965
1 | 18 | 4 | 18.4054 | -19.5172 | -32.7926 | 13.5024 | 7.0181 | 13.5113 | 54.6087 | -57.9072 | -78.3223 | 41.9876 | 20.8225 | 38.2297 | 96.0347 | -97.5818 | -113.3057 | 69.9131 | 35.0888 | 60.9036 | 0.12739 | 19.4189 | 51.0528
1 | 18 | 5 | 17.0341 | -18.2884 | -31.9098 | 12.9379 | 6.4771 | 12.9445 | 50.5399 | -54.2614 | -76.2139 | 40.2323 | 19.2176 | 36.6259 | 88.8794 | -91.4382 | -110.2555 | 66.9903 | 32.3844 | 58.3488 | -0.80458 | 16.1404 | 44.9092
1 | 18 | 6 | 15.6641 | -17.0422 | -31.0036 | 12.3861 | 5.9318 | 12.3784 | 46.4752 | -50.564 | -74.0496 | 38.5165 | 17.5996 | 35.0242 | 81.7312 | -85.2075 | -107.1245 | 64.1333 | 29.6579 | 55.797 | -1.6854 | 13.0019 | 38.9875
1 | 18 | 7 | 14.3934 | -15.8241 | -30.1222 | 11.8761 | 5.4247 | 11.8566 | 42.7052 | -46.95 | -71.9444 | 36.9304 | 16.0949 | 33.5477 | 75.1012 | -79.1174 | -104.079 | 61.4924 | 27.1222 | 53.4448 | -2.3956 | 10.3838 | 33.9643
1 | 18 | 8 | 14.3015 | -15.7406 | -30.0205 | 11.8174 | 5.39 | 11.7976 | 42.4323 | -46.7021 | -71.7016 | 36.7479 | 15.9919 | 33.3809 | 74.6213 | -78.6996 | -103.7278 | 61.1886 | 26.9487 | 53.1791 | -2.4547 | 10.1494 | 33.5104
1 | 18 | 9 | 14.2512 | -15.6371 | -29.9174 | 11.7944 | 5.3603 | 11.7772 | 42.2832 | -46.3952 | -71.4552 | 36.6763 | 15.904 | 33.3233 | 74.3592 | -78.1825 | -103.3713 | 61.0693 | 26.8005 | 53.0874 | -2.3714 | 10.3364 | 33.7626
1 | 18 | 10 | 14.0761 | -15.5353 | -29.8154 | 11.6724 | 5.2919 | 11.6621 | 41.7638 | -46.093 | -71.2116 | 36.2972 | 15.7009 | 32.9974 | 73.4457 | -77.6732 | -103.0189 | 60.438 | 26.4582 | 52.5682 | -2.6481 | 9.4547 | 32.218
1 | 18 | 11 | 15.988 | -17.2992 | -30.962 | 12.4194 | 6.0241 | 12.4241 | 47.4362 | -51.3265 | -73.9501 | 38.6198 | 17.8736 | 35.1536 | 83.4213 | -86.4924 | -106.9806 | 64.3055 | 30.1195 | 56.0031 | -1.4055 | 13.8066 | 40.3764
1 | 18 | 12 | 17.8959 | -19.0652 | -32.1136 | 13.1359 | 6.7741 | 13.1687 | 53.0968 | -56.5664 | -76.7007 | 40.848 | 20.0986 | 37.2603 | 93.3759 | -95.3223 | -110.9597 | 68.0156 | 33.8689 | 59.3594 | -0.20433 | 18.0367 | 48.3378
1 | 18 | 13 | 19.8225 | -20.793 | -33.2152 | 13.8713 | 7.5406 | 13.9123 | 58.8131 | -61.6927 | -79.3317 | 43.1349 | 22.3729 | 39.3644 | 103.4286 | -103.9609 | -114.7659 | 71.8235 | 37.7015 | 62.7114 | 1.1385 | 22.6609 | 56.9382
1 | 18 | 14 | 21.4082 | -22.3009 | -34.1741 | 14.4996 | 8.2118 | 14.5165 | 63.5179 | -66.1665 | -81.6221 | 45.0885 | 24.3642 | 41.0739 | 111.7025 | -111.5 | -118.0794 | 75.0764 | 41.0572 | 65.4347 | 2.161 | 26.2558 | 63.6914
1 | 18 | 15 | 23.0356 | -23.7466 | -35.0852 | 15.1419 | 8.8938 | 15.1408 | 68.3465 | -70.4558 | -83.7981 | 47.0859 | 26.3878 | 42.8402 | 120.194 | -118.7281 | -121.2273 | 78.4023 | 44.4672 | 68.2488 | 3.3803 | 30.4065 | 71.3569
1 | 18 | 16 | 24.6905 | -25.2134 | -36.0062 | 15.8085 | 9.5932 | 15.7651 | 73.2564 | -74.8077 | -85.9979 | 49.159 | 28.4628 | 44.6068 | 128.8286 | -126.0616 | -124.4096 | 81.8541 | 47.9639 | 71.063 | 4.6377 | 34.6793 | 79.2383
1 | 18 | 17 | 26.7872 | -26.9707 | -37.2647 | 16.6521 | 10.4542 | 16.5208 | 79.4772 | -80.0218 | -89.0038 | 51.782 | 31.0174 | 46.745 | 139.7685 | -134.8481 | -128.7581 | 86.2217 | 52.2687 | 74.4694 | 6.1787 | 39.996 | 89.1221
1 | 18 | 18 | 29.1098 | -28.722 | -38.5186 | 17.6264 | 11.3695 | 17.2892 | 86.3683 | -85.2178 | -91.9985 | 54.812 | 33.7331 | 48.9193 | 151.8871 | -143.604 | -133.0905 | 91.2668 | 56.845 | 77.9332 | 8.1543 | 46.6163 | 101.2377
1 | 18 | 19 | 31.3698 | -30.4945 | -39.7746 | 18.6379 | 12.4043 | 17.9664 | 93.0739 | -90.4769 | -94.9983 | 57.9574 | 36.8035 | 50.8352 | 163.6797 | -152.4664 | -137.4301 | 96.5042 | 62.0191 | 80.9856 | 10.1094 | 53.1949 | 113.2921
1 | 18 | 20 | 33.0762 | -31.6528 | -40.7329 | 19.4412 | 13.1144 | 18.4202 | 98.1365 | -93.9133 | -97.2872 | 60.4552 | 38.9104 | 52.1192 | 172.5828 | -158.2573 | -140.7414 | 100.6633 | 65.5695 | 83.031 | 11.6663 | 58.4207 | 122.8479
1 | 18 | 21 | 34.4192 | -32.8191 | -41.6954 | 20.2246 | 13.9333 | 18.7633 | 102.1212 | -97.3739 | -99.586 | 62.8914 | 41.3398 | 53.0901 | 179.5902 | -164.0888 | -144.067 | 104.7199 | 69.6634 | 84.5779 | 12.8259 | 62.4827 | 130.3956
1 | 18 | 22 | 35.4962 | -33.9387 | -42.6 | 21.0872 | 14.9073 | 19.0629 | 105.3167 | -100.6957 | -101.7466 | 65.5738 | 44.2297 | 53.9379 | 185.2098 | -169.6865 | -147.1926 | 109.1862 | 74.5333 | 85.9284 | 14.0149 | 66.6158 | 137.9787
1 | 18 | 23 | 36.0938 | -34.5166 | -43.0244 | 21.4859 | 15.4094 | 19.1865 | 107.0899 | -102.4103 | -102.7601 | 66.8137 | 45.7195 | 54.2874 | 188.3281 | -172.5759 | -148.6588 | 111.2508 | 77.0438 | 86.4853 | 14.6347 | 68.74 | 141.8732
1 | 19 | 0 | 36.3481 | -35.0623 | -43.4024 | 21.9351 | 16.0027 | 19.3152 | 107.8445 | -104.0293 | -103.6629 | 68.2105 | 47.4797 | 54.6517 | 189.6551 | -175.3042 | -149.9649 | 113.5766 | 80.01 | 87.0656 | 15.1365 | 70.4941 | 145.0382
1 | 19 | 1 | 36.4774 | -35.6055 | -43.8159 | 22.2188 | 16.5053 | 19.3856 | 108.228 | -105.6411 | -104.6506 | 69.0925 | 48.9709 | 54.8508 | 190.3296 | -178.0202 | -151.3937 | 115.0453 | 82.523 | 87.3828 | 15.1656 | 70.8506 | 145.8667
1 | 19 | 2 | 36.5521 | -36.0393 | -44.2089 | 22.7186 | 17.0709 | 19.5057 | 108.4495 | -106.928 | -105.5894 | 70.6467 | 50.6492 | 55.1908 | 190.7192 | -180.1889 | -152.7518 | 117.6331 | 85.3511 | 87.9244 | 15.5991 | 72.4188 | 148.6871
1 | 19 | 3 | 36.5846 | -36.4455 | -44.5961 | 23.1689 | 17.6198 | 19.6053 | 108.5461 | -108.1332 | -106.5142 | 72.0471 | 52.2777 | 55.4724 | 190.8891 | -182.2199 | -154.0897 | 119.9648 | 88.0954 | 88.3731 | 15.937 | 73.696 | 151.0129
1 | 19 | 4 | 36.6112 | -36.8691 | -44.9894 | 23.513 | 18.0784 | 19.6832 | 108.6249 | -109.3902 | -107.4534 | 73.1172 | 53.6384 | 55.6929 | 191.0276 | -184.338 | -155.4485 | 121.7467 | 90.3882 | 88.7244 | 16.0273 | 74.2297 | 152.1004
1 | 19 | 5 | 35.8287 | -33.8664 | -43.0296 | 21.4661 | 14.6915 | 19.1656 | 106.3032 | -100.4812 | -102.7726 | 66.7519 | 43.5894 | 54.2283 | 186.9447 | -169.3252 | -148.6769 | 111.1479 | 73.4543 | 86.3911 | 14.2558 | 67.619 | 139.9359
1 | 19 | 6 | 32.8651 | -30.8657 | -41.1051 | 19.669 | 12.5551 | 18.5076 | 97.5103 | -91.5781 | -98.1761 | 61.1637 | 37.2508 | 52.3666 | 171.4815 | -154.3222 | -142.0273 | 101.843 | 62.7729 | 83.4251 | 11.626 | 58.5371 | 123.1729
1 | 19 | 7 | 29.0131 | -27.8577 | -39.143 | 18.059 | 11.0002 | 17.473 | 86.0814 | -82.6535 | -93.4898 | 56.157 | 32.6375 | 49.4393 | 151.3826 | -139.283 | -135.2478 | 93.5064 | 54.9988 | 78.7617 | 8.5446 | 48.1719 | 104.1188
1 | 19 | 8 | 28.2848 | -27.2938 | -38.7291 | 17.6993 | 10.7013 | 17.2167 | 83.9207 | -80.9804 | -92.5013 | 55.0384 | 31.7506 | 48.7142 | 147.5829 | -136.4635 | -133.8178 | 91.6439 | 53.5043 | 77.6065 | 7.8792 | 45.9422 | 100.0563
1 | 19 | 9 | 27.4912 | -26.7084 | -38.2994 | 17.3249 | 10.3705 | 16.916 | 81.566 | -79.2436 | -91.4749 | 53.8743 | 30.769 | 47.8631 | 143.4419 | -133.5367 | -132.3329 | 89.7055 | 51.8502 | 76.2507 | 7.0947 | 43.3541 | 95.3788
1 | 19 | 10 | 26.8731 | -26.1396 | -37.8831 | 17.0741 | 10.1082 | 16.6978 | 79.7321 | -77.5559 | -90.4808 | 53.0943 | 29.9908 | 47.2458 | 140.2167 | -130.6926 | -130.8948 | 88.4068 | 50.5388 | 75.2673 | 6.7304 | 42.0264 | 92.8421
1 | 19 | 11 | 28.0701 | -27.1342 | -38.508 | 17.5057 | 10.5708 | 17.0915 | 83.2837 | -80.5069 | -91.9731 | 54.4365 | 31.3633 | 48.3597 | 146.4626 | -135.6655 | -133.0537 | 90.6416 | 52.8516 | 77.0418 | 7.5959 | 44.9633 | 98.2785
1 | 19 | 12 | 29.3717 | -28.1629 | -39.1302 | 18.0439 | 11.1217 | 17.5124 | 87.1453 | -83.5591 | -93.4592 | 56.1103 | 32.9979 | 49.5507 | 153.2537 | -140.8089 | -135.2036 | 93.4286 | 55.6061 | 78.9392 | 8.7566 | 48.7859 | 105.2152
1 | 19 | 13 | 30.6899 | -29.1305 | -39.7126 | 18.5696 | 11.6484 | 17.8692 | 91.0565 | -86.4299 | -94.8502 | 57.745 | 34.5608 | 50.5603 | 160.1318 | -145.6467 | -137.2159 | 96.1506 | 58.2398 | 80.5476 | 9.9341 | 52.6425 | 112.2073
1 | 19 | 14 | 32.2836 | -30.2678 | -40.575 | 19.2529 | 12.2583 | 18.2417 | 95.7852 | -89.8042 | -96.9101 | 59.8696 | 36.3702 | 51.6143 | 168.4477 | -151.3328 | -140.1959 | 99.6883 | 61.2889 | 82.2267 | 11.1937 | 56.9249 | 120.1228
1 | 19 | 15 | 33.6662 | -31.389 | -41.4314 | 19.9428 | 12.9063 | 18.5305 | 99.8872 | -93.1308 | -98.9555 | 62.0151 | 38.2928 | 52.4315 | 175.6615 | -156.9386 | -143.1549 | 103.2608 | 64.5288 | 83.5286 | 12.2254 | 60.5403 | 126.8862
1 | 19 | 16 | 34.8117 | -32.5394 | -42.3283 | 20.8378 | 13.8125 | 18.8115 | 103.2858 | -96.5441 | -101.0976 | 64.7982 | 40.9816 | 53.2266 | 181.6382 | -162.6905 | -146.2538 | 107.8947 | 69.0597 | 84.7952 | 13.4058 | 64.6504 | 134.4437
1 | 19 | 17 | 35.0789 | -33.5009 | -43.0991 | 21.6072 | 14.8309 | 19.0149 | 104.0787 | -99.3969 | -102.9388 | 67.1908 | 44.003 | 53.802 | 183.0326 | -167.4979 | -148.9173 | 111.8788 | 74.1513 | 85.7119 | 13.9318 | 66.7389 | 138.3595
1 | 19 | 18 | 35.0943 | -34.4414 | -43.8618 | 22.3438 | 15.9253 | 19.1853 | 104.1244 | -102.1872 | -104.7603 | 69.4812 | 47.2501 | 54.284 | 183.113 | -172.2 | -151.5525 | 115.6925 | 79.6231 | 86.4798 | 14.2454 | 68.1921 | 141.1559
1 | 19 | 19 | 35.1104 | -35.4137 | -44.6375 | 23.1849 | 17.134 | 19.368 | 104.1721 | -105.0721 | -106.6129 | 72.0967 | 50.8363 | 54.8011 | 183.197 | -177.0614 | -154.2325 | 120.0475 | 85.6664 | 87.3036 | 14.7461 | 70.2213 | 144.9206
1 | 19 | 20 | 34.8697 | -34.7636 | -44.0711 | 22.6124 | 16.5841 | 19.219 | 103.458 | -103.1432 | -105.2601 | 70.3165 | 49.2047 | 54.3795 | 181.9412 | -173.8109 | -152.2755 | 117.0833 | 82.9169 | 86.632 | 14.4505 | 68.9555 | 142.487
1 | 19 | 21 | 34.5858 | -34.0827 | -43.4734 | 22.0309 | 16.0071 | 19.0423 | 102.6156 | -101.1229 | -103.8326 | 68.5082 | 47.4929 | 53.8797 | 180.4597 | -170.4065 | -150.2103 | 114.0723 | 80.0322 | 85.8357 | 14.11 | 67.5409 | 139.7831
1 | 19 | 22 | 34.2626 | -33.4347 | -42.9075 | 21.5035 | 15.4522 | 18.8628 | 101.6567 | -99.2003 | -102.4811 | 66.8683 | 45.8464 | 53.3716 | 178.7734 | -167.1665 | -148.2552 | 111.3418 | 77.2578 | 85.0263 | 13.7389 | 66.0618 | 136.9775
1 | 19 | 23 | 33.0905 | -32.0611 | -41.6897 | 20.3826 | 14.289 | 18.4501 | 98.179 | -95.125 | -99.5725 | 63.3828 | 42.3953 | 52.2039 | 172.6574 | -160.2991 | -144.0474 | 105.538 | 71.4422 | 83.166 | 12.4613 | 61.4635 | 128.457
1 | 20 | 0 | 31.4077 | -30.7022 | -40.4647 | 19.3542 | 13.3552 | 17.9647 | 93.1864 | -91.093 | -96.6467 | 60.1846 | 39.6246 | 50.8304 | 163.8775 | -153.5046 | -139.8148 | 100.2127 | 66.7731 | 80.9779 | 10.9148 | 56.0863 | 118.5217
1 | 20 | 1 | 29.6238 | -29.3263 | -39.2432 | 18.3867 | 12.4613 | 17.3774 | 87.8936 | -87.0107 | -93.7293 | 57.1761 | 36.9726 | 49.1687 | 154.5695 | -146.6254 | -135.5943 | 95.2033 | 62.3042 | 78.3306 | 9.2797 | 50.471 | 108.188
1 | 20 | 2 | 27.8722 | -27.6198 | -37.9438 | 17.3991 | 11.3094 | 16.7217 | 82.6965 | -81.9477 | -90.6257 | 54.1051 | 33.5548 | 47.3135 | 145.4299 | -138.0934 | -131.1045 | 90.0898 | 56.5445 | 75.3751 | 7.7387 | 45.0964 | 98.2414
1 | 20 | 3 | 25.9518 | -25.895 | -36.6063 | 16.3881 | 10.1975 | 15.952 | 76.9987 | -76.8302 | -87.4312 | 50.9611 | 30.256 | 45.1357 | 135.4099 | -129.4698 | -126.4832 | 84.8548 | 50.9856 | 71.9056 | 5.9881 | 39.0901 | 87.203
1 | 20 | 4 | 23.9782 | -24.1724 | -35.2657 | 15.3518 | 9.1434 | 15.1424 | 71.143 | -71.7193 | -84.2292 | 47.7388 | 27.1284 | 42.8448 | 125.112 | -120.8572 | -121.8509 | 79.4893 | 45.7152 | 68.256 | 4.1777 | 32.9065 | 75.8644
1 | 20 | 5 | 20.489 | -21.2026 | -33.262 | 13.9765 | 7.7609 | 13.9458 | 60.7905 | -62.9078 | -79.4435 | 43.4619 | 23.0266 | 39.4591 | 106.906 | -106.0086 | -114.9276 | 72.3679 | 38.8031 | 62.8623 | 1.7076 | 24.3868 | 60.0031
1 | 20 | 6 | 17.1375 | -18.1991 | -31.2078 | 12.7001 | 6.4492 | 12.7184 | 50.8468 | -53.9965 | -74.5374 | 39.4929 | 19.1347 | 35.9863 | 89.419 | -90.9918 | -107.8302 | 65.7593 | 32.2447 | 57.3298 | -0.40169 | 16.9268 | 45.9308
1 | 20 | 7 | 13.9438 | -15.2128 | -29.1584 | 11.4593 | 5.2012 | 11.4796 | 41.371 | -45.1361 | -69.6424 | 35.6345 | 15.432 | 32.481 | 72.755 | -76.0607 | -100.7488 | 59.3346 | 26.005 | 51.7455 | -2.2872 | 10.14 | 33.0306
1 | 20 | 8 | 12.5453 | -13.941 | -28.2683 | 10.9277 | 4.6957 | 10.9452 | 37.2218 | -41.3627 | -67.5166 | 33.9812 | 13.932 | 30.9689 | 65.4583 | -69.702 | -97.6734 | 56.5818 | 23.4774 | 49.3366 | -3.0955 | 7.2247 | 27.4786
1 | 20 | 9 | 11.2223 | -12.7417 | -27.4359 | 10.4208 | 4.2132 | 10.4342 | 33.2964 | -37.8045 | -65.5283 | 32.4049 | 12.5005 | 29.5231 | 58.5551 | -63.7059 | -94.7971 | 53.9571 | 21.065 | 47.0332 | -3.8871 | 4.3921 | 22.1075
1 | 20 | 10 | 9.8914 | -11.447 | -26.5401 | 9.9109 | 3.7187 | 9.9187 | 29.3477 | -33.9632 | -63.389 | 30.8193 | 11.0333 | 28.0647 | 51.6109 | -57.2329 | -91.7022 | 51.3169 | 18.5927 | 44.7099 | -4.5475 | 1.9129 | 17.2954
1 | 20 | 11 | 10.1628 | -11.7618 | -26.832 | 10.0409 | 3.8341 | 10.0492 | 30.1528 | -34.897 | -64.0861 | 31.2237 | 11.3758 | 28.4338 | 53.0266 | -58.8064 | -92.7107 | 51.9902 | 19.1699 | 45.2978 | -4.5068 | 2.2029 | 17.9674
1 | 20 | 12 | 10.4211 | -12.0283 | -27.0829 | 10.1909 | 3.9316 | 10.1896 | 30.9193 | -35.6877 | -64.6852 | 31.6902 | 11.6651 | 28.831 | 54.3746 | -60.1389 | -93.5774 | 52.767 | 19.6573 | 45.9306 | -4.3779 | 2.7326 | 19.0132
1 | 20 | 13 | 10.6837 | -12.3483 | -27.3747 | 10.3003 | 4.0452 | 10.3024 | 31.6985 | -36.6374 | -65.3821 | 32.0302 | 12.002 | 29.1502 | 55.7449 | -61.7392 | -94.5856 | 53.3331 | 20.2251 | 46.4391 | -4.3915 | 2.8613 | 19.4173
1 | 20 | 14 | 11.6409 | -13.298 | -28.1708 | 10.74 | 4.413 | 10.724 | 34.5384 | -39.4549 | -67.2836 | 33.3977 | 13.0935 | 30.3431 | 60.7392 | -66.4871 | -97.3364 | 55.6101 | 22.0643 | 48.3396 | -3.9508 | 4.6342 | 22.9297
1 | 20 | 15 | 12.6791 | -14.2311 | -28.9545 | 11.2379 | 4.804 | 11.2014 | 37.6188 | -42.2236 | -69.1555 | 34.946 | 14.2535 | 31.6939 | 66.1563 | -71.1528 | -100.0445 | 58.1882 | 24.0192 | 50.4915 | -3.2632 | 7.133 | 27.6579
1 | 20 | 16 | 13.7727 | -15.2365 | -29.7952 | 11.7154 | 5.2016 | 11.6626 | 40.8633 | -45.2066 | -71.1635 | 36.4308 | 15.4331 | 32.9988 | 71.8622 | -76.1795 | -102.9493 | 60.6605 | 26.007 | 52.5704 | -2.6795 | 9.3559 | 31.9712
1 | 20 | 17 | 13.8578 | -15.2822 | -29.8182 | 11.7254 | 5.2206 | 11.6726 | 41.116 | -45.3422 | -71.2182 | 36.4619 | 15.4894 | 33.0274 | 72.3065 | -76.4081 | -103.0285 | 60.7123 | 26.1018 | 52.6159 | -2.624 | 9.5341 | 32.2998
1 | 20 | 18 | 13.9817 | -15.3811 | -29.8951 | 11.7003 | 5.2291 | 11.6601 | 41.4834 | -45.6354 | -71.402 | 36.3837 | 15.5146 | 32.9919 | 72.9526 | -76.9021 | -103.2943 | 60.5822 | 26.1444 | 52.5594 | -2.705 | 9.3363 | 32.0422
1 | 20 | 19 | 14.1711 | -15.4643 | -29.9341 | 11.7642 | 5.2749 | 11.7289 | 42.0456 | -45.8825 | -71.4951 | 36.5824 | 15.6505 | 33.1866 | 73.9414 | -77.3185 | -103.429 | 60.913 | 26.3733 | 52.8695 | -2.4593 | 10.0876 | 33.3497
1 | 20 | 20 | 14.7306 | -15.9356 | -30.2476 | 12.0069 | 5.4814 | 11.9691 | 43.7054 | -47.2807 | -72.2439 | 37.3371 | 16.2633 | 33.8662 | 76.8603 | -79.6748 | -104.5123 | 62.1696 | 27.406 | 53.9523 | -1.9952 | 11.6474 | 36.2011
1 | 20 | 21 | 15.2625 | -16.4468 | -30.571 | 12.1737 | 5.6879 | 12.1539 | 45.2836 | -48.7975 | -73.0164 | 37.8559 | 16.8759 | 34.3891 | 79.6357 | -82.2307 | -105.6298 | 63.0335 | 28.4383 | 54.7852 | -1.7398 | 12.5907 | 38.0323
1 | 20 | 22 | 15.7131 | -16.901 | -30.8716 | 12.3216 | 5.8599 | 12.3084 | 46.6205 | -50.1451 | -73.7342 | 38.3159 | 17.3862 | 34.8261 | 81.9868 | -84.5016 | -106.6683 | 63.7993 | 29.2982 | 55.4815 | -1.5696 | 13.2694 | 39.396
1 | 20 | 23 | 16.7037 | -17.8075 | -31.494 | 12.7227 | 6.2456 | 12.7032 | 49.5598 | -52.8345 | -75.2209 | 39.563 | 18.5307 | 35.9432 | 87.1558 | -89.0337 | -108.819 | 65.876 | 31.2268 | 57.2612 | -0.92628 | 15.5413 | 43.667
1 | 21 | 0 | 17.7543 | -18.7094 | -32.1133 | 13.1279 | 6.6493 | 13.1137 | 52.6767 | -55.5107 | -76.6999 | 40.823 | 19.7283 | 37.1048 | 92.6372 | -93.5434 | -110.9586 | 67.974 | 33.245 | 59.1116 | -0.17759 | 18.1222 | 48.4658
1 | 21 | 1 | 18.7245 | -19.6153 | -32.7252 | 13.4812 | 7.0257 | 13.4718 | 55.5555 | -58.1984 | -78.1613 | 41.9216 | 20.8452 | 38.1181 | 97.6998 | -98.0726 | -113.0728 | 69.8033 | 35.1271 | 60.7259 | 0.36278 | 20.0807 | 52.2107
1 | 21 | 2 | 19.8522 | -20.5475 | -33.3638 | 13.9162 | 7.4391 | 13.8901 | 58.9014 | -60.9642 | -79.6868 | 43.2746 | 22.0718 | 39.3016 | 103.5839 | -102.7333 | -115.2796 | 72.056 | 37.1941 | 62.6114 | 1.1864 | 22.8984 | 57.4325
1 | 21 | 3 | 21.0194 | -21.4896 | -34.0027 | 14.3854 | 7.8739 | 14.3257 | 62.3644 | -63.7594 | -81.2127 | 44.7334 | 23.3619 | 40.5342 | 109.674 | -107.4436 | -117.487 | 74.485 | 39.3681 | 64.575 | 2.1122 | 26.0218 | 63.1715
1 | 21 | 4 | 22.1358 | -22.4254 | -34.6403 | 14.7933 | 8.3034 | 14.7198 | 65.6766 | -66.5357 | -82.7356 | 46.0019 | 24.6362 | 41.6492 | 115.4987 | -112.1222 | -119.6901 | 76.5973 | 41.5155 | 66.3514 | 2.8867 | 28.6926 | 68.1506
1 | 21 | 5 | 21.4918 | -21.8514 | -34.2191 | 14.5521 | 8.0473 | 14.476 | 63.766 | -64.8327 | -81.7295 | 45.252 | 23.8764 | 40.9595 | 112.1388 | -109.2524 | -118.2347 | 75.3486 | 40.2351 | 65.2525 | 2.4969 | 27.2916 | 65.4879
1 | 21 | 6 | 20.7963 | -21.2943 | -33.8101 | 14.2385 | 7.7983 | 14.189 | 61.7022 | -63.18 | -80.7527 | 44.2768 | 23.1375 | 40.1473 | 108.5095 | -106.4672 | -116.8216 | 73.7248 | 38.99 | 63.9586 | 1.9177 | 25.3312 | 61.8941
1 | 21 | 7 | 20.1872 | -20.7119 | -33.39 | 14.024 | 7.5579 | 13.9696 | 59.8953 | -61.4518 | -79.7492 | 43.6095 | 22.4241 | 39.5265 | 105.3317 | -103.555 | -115.3699 | 72.6138 | 37.7879 | 62.9697 | 1.6369 | 24.2545 | 59.7782
1 | 21 | 8 | 20.505 | -20.9909 | -33.5945 | 14.1439 | 7.6748 | 14.0787 | 60.8381 | -62.2798 | -80.2378 | 43.9824 | 22.7712 | 39.8353 | 106.9897 | -104.9502 | -116.0767 | 73.2346 | 38.3726 | 63.4616 | 1.817 | 24.9094 | 61.0317
1 | 21 | 9 | 20.837 | -21.2873 | -33.7627 | 14.252 | 7.8028 | 14.1787 | 61.823 | -63.1592 | -80.6395 | 44.3188 | 23.1508 | 40.118 | 108.7218 | -106.4322 | -116.6578 | 73.7947 | 39.0123 | 63.912 | 2.0204 | 25.6119 | 62.3509
1 | 21 | 10 | 21.1556 | -21.5342 | -33.9227 | 14.3779 | 7.931 | 14.2963 | 62.7684 | -63.8917 | -81.0215 | 44.71 | 23.5313 | 40.4508 | 110.3844 | -107.6666 | -117.2105 | 74.4462 | 39.6536 | 64.4421 | 2.3039 | 26.5472 | 64.0492
1 | 21 | 11 | 22.4161 | -22.5203 | -34.5878 | 14.851 | 8.3788 | 14.7161 | 66.5084 | -66.8176 | -82.6101 | 46.1813 | 24.8598 | 41.6387 | 116.9616 | -112.5971 | -119.5086 | 76.896 | 41.8923 | 66.3346 | 3.2539 | 29.7605 | 69.9787
1 | 21 | 12 | 23.7041 | -23.5563 | -35.2599 | 15.2735 | 8.8521 | 15.0868 | 70.3298 | -69.8914 | -84.2155 | 47.4952 | 26.264 | 42.6877 | 123.6818 | -117.7769 | -121.8311 | 79.0838 | 44.2586 | 68.0058 | 4.1003 | 32.6699 | 75.4221
1 | 21 | 13 | 25.1009 | -24.5565 | -35.9251 | 15.8075 | 9.3658 | 15.4999 | 74.474 | -72.8589 | -85.8041 | 49.1556 | 27.7883 | 43.8564 | 130.9699 | -122.7775 | -124.1293 | 81.8485 | 46.8273 | 69.8676 | 5.2925 | 36.6114 | 82.6065
1 | 21 | 14 | 26.3543 | -25.723 | -36.7887 | 16.428 | 10.0133 | 16.0093 | 78.1927 | -76.3198 | -87.8669 | 51.0854 | 29.7093 | 45.2979 | 137.5096 | -128.6097 | -127.1134 | 85.0617 | 50.0644 | 72.164 | 6.2932 | 40.0986 | 89.0767
1 | 21 | 15 | 27.525 | -26.8223 | -37.603 | 17.0122 | 10.6697 | 16.4749 | 81.6663 | -79.5815 | -89.8117 | 52.9019 | 31.6569 | 46.6152 | 143.6182 | -134.1061 | -129.9269 | 88.0865 | 53.3463 | 74.2627 | 7.2565 | 43.4471 | 95.2806
1 | 21 | 16 | 28.768 | -27.9696 | -38.441 | 17.6351 | 11.3794 | 16.9331 | 85.3542 | -82.9854 | -91.8131 | 54.839 | 33.7627 | 47.9116 | 150.1038 | -139.8422 | -132.8222 | 91.3119 | 56.8949 | 76.3279 | 8.3051 | 47.0689 | 101.974
1 | 21 | 17 | 30.2656 | -29.0973 | -39.3098 | 18.4078 | 12.1526 | 17.4776 | 89.7977 | -86.3312 | -93.8883 | 57.2418 | 36.0566 | 49.4523 | 157.9181 | -145.4804 | -135.8243 | 95.3127 | 60.7605 | 78.7824 | 9.8965 | 52.3289 | 111.469
1 | 21 | 18 | 31.5185 | -30.1899 | -40.1527 | 19.0747 | 12.8829 | 17.9022 | 93.5151 | -89.5729 | -95.9013 | 59.3155 | 38.2235 | 50.6536 | 164.4556 | -150.9431 | -138.7365 | 98.7657 | 64.412 | 80.6963 | 11.0358 | 56.2336 | 118.65
1 | 21 | 19 | 32.6561 | -31.2889 | -40.9883 | 19.7356 | 13.6808 | 18.2634 | 96.8901 | -92.8339 | -97.8971 | 61.3709 | 40.5908 | 51.6756 | 170.3908 | -156.4383 | -141.6237 | 102.188 | 68.4013 | 82.3243 | 12.0587 | 59.7963 | 125.2423
1 | 21 | 20 | 33.1952 | -31.911 | -41.4531 | 20.0774 | 14.0686 | 18.436 | 98.4897 | -94.6794 | -99.0073 | 62.4335 | 41.7414 | 52.164 | 173.2039 | -159.5483 | -143.2299 | 103.9573 | 70.3402 | 83.1024 | 12.4131 | 61.1418 | 127.8257
1 | 21 | 21 | 33.8365 | -32.543 | -41.9442 | 20.5175 | 14.5197 | 18.6128 | 100.3925 | -96.5547 | -100.1804 | 63.8022 | 43.0797 | 52.6641 | 176.5501 | -162.7083 | -144.9268 | 106.2363 | 72.5954 | 83.8992 | 12.9992 | 63.2035 | 131.6459
1 | 21 | 22 | 34.4488 | -33.1648 | -42.4051 | 21.0239 | 15.0878 | 18.8078 | 102.2092 | -98.3997 | -101.2811 | 65.377 | 44.7655 | 53.216 | 179.7449 | -165.8174 | -146.5193 | 108.8585 | 75.4362 | 84.7783 | 13.7984 | 65.8868 | 136.4813
1 | 21 | 23 | 34.8225 | -33.7056 | -42.8689 | 21.3097 | 15.4358 | 18.9191 | 103.3178 | -100.004 | -102.389 | 66.2655 | 45.7977 | 53.5309 | 181.6945 | -168.5209 | -148.1219 | 110.338 | 77.1756 | 85.28 | 13.9125 | 66.519 | 137.8454
1 | 22 | 0 | 35.0166 | -34.2054 | -43.2878 | 21.787 | 15.9466 | 19.0775 | 103.894 | -101.487 | -103.3893 | 67.7499 | 47.3135 | 53.979 | 182.7078 | -171.0201 | -149.5691 | 112.8096 | 79.7299 | 85.994 | 14.3346 | 68.06 | 140.6521
1 | 22 | 1 | 35.1873 | -34.7227 | -43.7155 | 22.2656 | 16.5281 | 19.2212 | 104.4003 | -103.0218 | -104.4108 | 69.2382 | 49.0388 | 54.3856 | 183.5982 | -173.6063 | -151.0468 | 115.2879 | 82.6373 | 86.6417 | 14.7641 | 69.6304 | 143.512
1 | 22 | 2 | 35.3438 | -34.923 | -43.8606 | 22.4022 | 16.676 | 19.2848 | 104.8647 | -103.6161 | -104.7575 | 69.663 | 49.4774 | 54.5656 | 184.415 | -174.6079 | -151.5483 | 115.9951 | 83.3764 | 86.9283 | 14.9232 | 70.1971 | 144.5587
1 | 22 | 3 | 35.4606 | -35.1034 | -43.9589 | 22.4743 | 16.7898 | 19.3241 | 105.211 | -104.1514 | -104.9923 | 69.8871 | 49.8151 | 54.6769 | 185.024 | -175.5098 | -151.888 | 116.3684 | 83.9454 | 87.1057 | 14.9864 | 70.4465 | 145.0457
1 | 22 | 4 | 35.5838 | -35.3192 | -44.1019 | 22.6148 | 16.9414 | 19.3851 | 105.5767 | -104.7916 | -105.3337 | 70.324 | 50.2649 | 54.8494 | 185.667 | -176.5888 | -152.3819 | 117.0958 | 84.7035 | 87.3806 | 15.104 | 70.8897 | 145.8762
1 | 22 | 5 | 35.1798 | -33.872 | -43.0986 | 21.6044 | 15.4475 | 19.0763 | 104.378 | -100.4979 | -102.9375 | 67.182 | 45.8325 | 53.9758 | 183.559 | -169.3532 | -148.9154 | 111.8641 | 77.2342 | 85.9887 | 14.3373 | 67.9329 | 140.3774
1 | 22 | 6 | 34.3871 | -32.4282 | -42.1231 | 20.6723 | 14.1508 | 18.7323 | 102.026 | -96.2139 | -100.6077 | 64.2835 | 41.9852 | 53.0024 | 179.4228 | -162.1342 | -145.545 | 107.0379 | 70.751 | 84.4381 | 13.3912 | 64.4755 | 133.9706
1 | 22 | 7 | 33.0843 | -30.9811 | -41.1564 | 19.8076 | 13.0197 | 18.3379 | 98.1607 | -91.9204 | -98.2986 | 61.5946 | 38.6293 | 51.8866 | 172.6253 | -154.899 | -142.2045 | 102.5605 | 65.0959 | 82.6604 | 12.1121 | 60.0522 | 125.8387
1 | 22 | 8 | 33.1341 | -31.0095 | -41.1622 | 19.8268 | 13.0365 | 18.3841 | 98.3084 | -92.0049 | -98.3126 | 61.6543 | 38.6793 | 52.0172 | 172.885 | -155.0413 | -142.2248 | 102.66 | 65.1801 | 82.8686 | 12.2098 | 60.3417 | 126.3276
1 | 22 | 9 | 33.0137 | -31.0345 | -41.1725 | 19.7134 | 13.008 | 18.3595 | 97.9513 | -92.079 | -98.3371 | 61.3018 | 38.5945 | 51.9477 | 172.257 | -155.1662 | -142.2602 | 102.0731 | 65.0372 | 82.7578 | 11.8877 | 59.3793 | 124.6987
1 | 22 | 10 | 33.0664 | -31.0484 | -41.1727 | 19.7356 | 13.0174 | 18.3992 | 98.1077 | -92.1202 | -98.3376 | 61.3708 | 38.6226 | 52.06 | 172.532 | -155.2356 | -142.261 | 102.1878 | 65.0845 | 82.9367 | 11.9976 | 59.7032 | 125.2445
1 | 22 | 11 | 33.8242 | -31.9717 | -41.6942 | 20.2773 | 13.7733 | 18.6487 | 100.356 | -94.8597 | -99.5831 | 63.0551 | 40.8651 | 52.7659 | 176.4859 | -159.8521 | -144.0628 | 104.9924 | 68.8635 | 84.0614 | 12.8576 | 62.5994 | 130.4884
1 | 22 | 12 | 34.3894 | -32.9175 | -42.225 | 20.7418 | 14.5639 | 18.8154 | 102.0328 | -97.6657 | -100.8508 | 64.4996 | 43.2108 | 53.2374 | 179.4348 | -164.5805 | -145.8968 | 107.3977 | 72.8164 | 84.8125 | 13.368 | 64.4642 | 133.9841
1 | 22 | 13 | 34.9934 | -33.7917 | -42.6978 | 21.2576 | 15.3146 | 18.9794 | 103.825 | -100.2594 | -101.9801 | 66.1035 | 45.4381 | 53.7016 | 182.5865 | -168.9514 | -147.5305 | 110.0682 | 76.5697 | 85.5519 | 14.0555 | 66.8286 | 138.2945
1 | 22 | 14 | 35.5049 | -34.9425 | -43.5995 | 22.1008 | 16.3297 | 19.2188 | 105.3426 | -103.6741 | -104.1338 | 68.7256 | 48.45 | 54.379 | 185.2553 | -174.7056 | -150.6461 | 114.4342 | 81.6451 | 86.6311 | 14.6121 | 69.0892 | 142.6141
1 | 22 | 15 | 35.665 | -36.0803 | -44.4928 | 22.9999 | 17.6251 | 19.4477 | 105.8176 | -107.0498 | -106.2673 | 71.5215 | 52.2936 | 55.0266 | 186.0907 | -180.394 | -153.7325 | 119.0896 | 88.1221 | 87.6628 | 15.1646 | 71.3421 | 146.8386
1 | 22 | 16 | 35.7819 | -37.2395 | -45.3976 | 23.912 | 18.9713 | 19.6599 | 106.1645 | -110.4892 | -108.4284 | 74.3579 | 56.2876 | 55.6269 | 186.7008 | -186.1899 | -156.8589 | 123.8126 | 94.8526 | 88.6193 | 15.688 | 73.5194 | 150.9363
1 | 22 | 17 | 36.0557 | -38.2169 | -46.2264 | 24.9398 | 20.2017 | 19.8858 | 106.9768 | -113.3889 | -110.4079 | 77.5539 | 59.9382 | 56.2661 | 188.1292 | -191.0765 | -159.7225 | 129.1342 | 101.0044 | 89.6375 | 16.6397 | 76.9382 | 157.1063
1 | 22 | 18 | 36.186 | -39.1199 | -47.012 | 25.8034 | 21.3588 | 20.0747 | 107.3635 | -116.0683 | -112.2842 | 80.2393 | 63.3714 | 56.8005 | 188.8093 | -195.5916 | -162.437 | 133.6056 | 106.7897 | 90.4889 | 17.291 | 79.4221 | 161.6649
1 | 22 | 19 | 36.2187 | -40.0301 | -47.8022 | 26.665 | 22.4377 | 20.2492 | 107.4605 | -118.7689 | -114.1717 | 82.9188 | 66.5724 | 57.2945 | 188.9798 | -200.1425 | -165.1675 | 138.0673 | 112.184 | 91.2758 | 17.7383 | 81.3056 | 165.1969
1 | 22 | 20 | 36.1155 | -40.0717 | -47.7223 | 26.6233 | 22.5816 | 20.2153 | 107.1543 | -118.8921 | -113.9807 | 82.789 | 66.9993 | 57.1984 | 188.4413 | -200.3501 | -164.8912 | 137.8511 | 112.9033 | 91.1228 | 17.7417 | 81.2682 | 165.0773
1 | 22 | 21 | 35.9874 | -40.0922 | -47.6444 | 26.5384 | 22.6937 | 20.1623 | 106.7741 | -118.9531 | -113.7948 | 82.5249 | 67.332 | 57.0486 | 187.7729 | -200.4528 | -164.6223 | 137.4114 | 113.464 | 90.8842 | 17.6452 | 80.9319 | 164.4573
1 | 22 | 22 | 35.8217 | -40.1141 | -47.559 | 26.4931 | 22.7426 | 20.1179 | 106.2824 | -119.0181 | -113.5907 | 82.3843 | 67.4771 | 56.9229 | 186.9082 | -200.5624 | -164.3269 | 137.1773 | 113.7085 | 90.6838 | 17.5023 | 80.458 | 163.5884
1 | 22 | 23 | 35.5541 | -38.5297 | -46.3647 | 25.1385 | 20.8941 | 19.7927 | 105.4887 | -114.3171 | -110.7384 | 78.1719 | 61.9925 | 56.0029 | 185.5122 | -192.6405 | -160.2006 | 130.1632 | 104.4661 | 89.2182 | 16.4851 | 76.6005 | 156.5185
1 | 23 | 0 | 35.1897 | -36.9348 | -45.1635 | 23.7734 | 18.9863 | 19.4462 | 104.4074 | -109.5849 | -107.8694 | 73.9269 | 56.3322 | 55.0224 | 183.6107 | -184.6662 | -156.0502 | 123.0949 | 94.9277 | 87.6562 | 15.2973 | 72.2345 | 148.573
1 | 23 | 1 | 34.863 | -35.304 | -43.9314 | 22.5934 | 17.1711 | 19.1248 | 103.4382 | -104.7466 | -104.9265 | 70.2574 | 50.9465 | 54.1128 | 181.9063 | -176.5128 | -151.7929 | 116.9848 | 85.8522 | 86.2071 | 14.5169 | 69.0819 | 142.6447
1 | 23 | 2 | 34.1137 | -33.445 | -42.4005 | 21.1395 | 15.2968 | 18.6682 | 101.215 | -99.2309 | -101.2702 | 65.7363 | 45.3856 | 52.821 | 177.9965 | -167.2182 | -146.5034 | 109.4569 | 76.4811 | 84.1491 | 13.3727 | 64.6568 | 134.362
1 | 23 | 3 | 32.2375 | -31.6135 | -40.8753 | 19.7957 | 13.9143 | 18.1432 | 95.6482 | -93.7969 | -97.6272 | 61.5575 | 41.2835 | 51.3355 | 168.2069 | -158.0611 | -141.2333 | 102.4988 | 69.5686 | 81.7826 | 11.6018 | 58.4006 | 122.7624
1 | 23 | 4 | 30.1936 | -29.7261 | -39.3047 | 18.5463 | 12.6146 | 17.4734 | 89.5839 | -88.1969 | -93.876 | 57.6725 | 37.4273 | 49.4403 | 157.5422 | -148.6244 | -135.8065 | 96.0298 | 63.0703 | 78.7632 | 9.797 | 52.051 | 110.9746
1 | 23 | 5 | 27.457 | -27.0081 | -37.4387 | 16.958 | 10.6968 | 16.4499 | 81.4645 | -80.1327 | -89.4194 | 52.7334 | 31.7374 | 46.5443 | 143.2634 | -135.035 | -129.3593 | 87.8058 | 53.482 | 74.1497 | 7.1148 | 42.9275 | 94.3066
1 | 23 | 6 | 24.1211 | -24.3153 | -35.5903 | 15.5574 | 9.2736 | 15.3562 | 71.5671 | -72.1431 | -85.0045 | 48.3781 | 27.5146 | 43.4499 | 125.8578 | -121.5714 | -122.9726 | 80.5539 | 46.3659 | 69.22 | 4.4028 | 33.762 | 77.4536
1 | 23 | 7 | 20.7871 | -21.5705 | -33.6898 | 14.2401 | 7.9826 | 14.1832 | 61.675 | -63.9993 | -80.4653 | 44.2815 | 23.6843 | 40.1308 | 108.4615 | -107.8479 | -116.4058 | 73.7327 | 39.9115 | 63.9324 | 1.9327 | 25.3071 | 61.7844
1 | 23 | 8 | 18.672 | -19.7093 | -32.3415 | 13.4118 | 7.1522 | 13.373 | 55.3994 | -58.4774 | -77.2451 | 41.706 | 21.2204 | 37.8385 | 97.4254 | -98.5427 | -111.7473 | 69.4441 | 35.7593 | 60.2804 | 0.55803 | 20.4417 | 52.6193
1 | 23 | 9 | 16.5616 | -17.8316 | -30.9583 | 12.5396 | 6.3437 | 12.5198 | 49.138 | -52.9062 | -73.9413 | 38.9937 | 18.8216 | 35.4242 | 86.414 | -89.1545 | -106.9679 | 64.9281 | 31.717 | 56.4343 | -0.8253 | 15.53 | 43.3711
1 | 23 | 10 | 14.6238 | -15.9956 | -29.6068 | 11.7977 | 5.5973 | 11.7657 | 43.3887 | -47.4587 | -70.7134 | 36.6866 | 16.607 | 33.2905 | 76.3034 | -79.9746 | -102.2981 | 61.0865 | 27.9852 | 53.0351 | -1.8179 | 11.8008 | 36.1374
1 | 23 | 11 | 13.239 | -14.8023 | -28.7636 | 11.2727 | 5.0927 | 11.248 | 39.2799 | -43.9183 | -68.6996 | 35.0542 | 15.11 | 31.8259 | 69.0776 | -74.0086 | -99.3849 | 58.3683 | 25.4626 | 50.7018 | -2.7135 | 8.6521 | 30.2168
1 | 23 | 12 | 11.8946 | -13.6099 | -27.9168 | 10.7551 | 4.5995 | 10.7304 | 35.2911 | -40.3804 | -66.6769 | 33.4446 | 13.6465 | 30.3613 | 62.0629 | -68.0468 | -96.4587 | 55.6882 | 22.9964 | 48.3686 | -3.5471 | 5.6862 | 24.6106
1 | 23 | 13 | 10.608 | -12.4263 | -27.0748 | 10.266 | 4.1328 | 10.2438 | 31.4739 | -36.8687 | -64.6659 | 31.9236 | 12.2619 | 28.9846 | 55.3499 | -62.1291 | -93.5495 | 53.1557 | 20.6631 | 46.1753 | -4.2505 | 3.1094 | 19.6655
1 | 23 | 14 | 9.6273 | -11.2988 | -26.4197 | 9.9399 | 3.7223 | 9.902 | 28.564 | -33.5235 | -63.1012 | 30.9097 | 11.044 | 28.0174 | 50.2326 | -56.4919 | -91.2859 | 51.4674 | 18.6107 | 44.6344 | -4.527 | 1.9103 | 17.1674
1 | 23 | 15 | 8.5766 | -10.1996 | -25.761 | 9.5189 | 3.3051 | 9.4719 | 25.4466 | -30.262 | -61.5281 | 29.6005 | 9.8063 | 26.8005 | 44.7503 | -50.9957 | -89.0102 | 49.2875 | 16.5249 | 42.6958 | -5.0881 | -0.13627 | 13.2527
1 | 23 | 16 | 7.6727 | -9.1005 | -25.1032 | 9.191 | 2.9293 | 9.1347 | 22.7648 | -27.0009 | -59.9568 | 28.5808 | 8.6911 | 25.8463 | 40.0341 | -45.5004 | -86.7371 | 47.5896 | 14.6458 | 41.1757 | -5.2759 | -1.0748 | 11.2077
1 | 23 | 17 | 6.8409 | -7.9259 | -24.3605 | 8.7795 | 2.5279 | 8.7329 | 20.2968 | -23.516 | -58.1831 | 27.3013 | 7.5003 | 24.7094 | 35.6939 | -39.6279 | -84.171 | 45.4591 | 12.639 | 39.3646 | -5.4052 | -1.8914 | 9.3576
1 | 23 | 18 | 6.0707 | -6.7955 | -23.6192 | 8.3936 | 2.1611 | 8.3519 | 18.0115 | -20.1622 | -56.4125 | 26.1012 | 6.412 | 23.6316 | 31.6751 | -33.9762 | -81.6096 | 43.4609 | 10.8051 | 37.6474 | -5.4374 | -2.4184 | 8.0027
1 | 23 | 19 | 5.4263 | -6.092 | -22.8626 | 8.0646 | 1.9228 | 8.0279 | 16.0998 | -18.0749 | -54.6055 | 25.078 | 5.7048 | 22.7146 | 28.313 | -30.4587 | -78.9956 | 41.7571 | 9.6134 | 36.1867 | -5.5131 | -3.0832 | 6.4159
1 | 23 | 20 | 5.4647 | -6.0939 | -23.0076 | 8.1057 | 1.9257 | 8.0618 | 16.2136 | -18.0805 | -54.9518 | 25.206 | 5.7134 | 22.8106 | 28.5133 | -30.4682 | -79.4965 | 41.9702 | 9.6279 | 36.3396 | -5.5436 | -3.0886 | 6.4863
1 | 23 | 21 | 5.4895 | -6.0955 | -23.1495 | 8.1315 | 1.9266 | 8.0855 | 16.2872 | -18.0852 | -55.2907 | 25.286 | 5.7162 | 22.8776 | 28.6426 | -30.4761 | -79.9868 | 42.1035 | 9.6325 | 36.4462 | -5.612 | -3.209 | 6.3619
1 | 23 | 22 | 5.5968 | -6.1308 | -23.3155 | 8.2406 | 1.9553 | 8.1863 | 16.6058 | -18.1899 | -55.6872 | 25.6253 | 5.8014 | 23.1628 | 29.2029 | -30.6526 | -80.5604 | 42.6684 | 9.7761 | 36.9006 | -5.4673 | -2.682 | 7.335
1 | 23 | 23 | 5.5838 | -6.1801 | -23.4332 | 8.2778 | 1.9521 | 8.2394 | 16.5672 | -18.3363 | -55.9682 | 25.741 | 5.7918 | 23.3132 | 29.135 | -30.8992 | -80.967 | 42.8611 | 9.76 | 37.1403 | -5.5601 | -2.8913 | 7.0302
1 | 24 | 0 | 5.6124 | -6.5668 | -23.506 | 8.2681 | 2.039 | 8.2591 | 16.6519 | -19.4836 | -56.1421 | 25.7108 | 6.0496 | 23.3689 | 29.284 | -32.8326 | -81.2184 | 42.8108 | 10.1944 | 37.229 | -5.8942 | -3.8444 | 5.4673
1 | 24 | 1 | 5.8417 | -7.0154 | -23.6392 | 8.3507 | 2.172 | 8.3616 | 17.3323 | -20.8145 | -56.4602 | 25.9677 | 6.4444 | 23.6589 | 30.4805 | -35.0754 | -81.6787 | 43.2385 | 10.8597 | 37.691 | -5.9285 | -3.8715 | 5.5156
1 | 24 | 2 | 6.558 | -7.7796 | -24.2472 | 8.6705 | 2.4377 | 8.6794 | 19.4574 | -23.0819 | -57.9124 | 26.9622 | 7.2327 | 24.5579 | 34.2178 | -38.8963 | -83.7795 | 44.8944 | 12.1882 | 39.1232 | -5.6812 | -2.7841 | 7.7478
1 | 24 | 3 | 7.2148 | -8.5349 | -24.8214 | 8.9211 | 2.6858 | 8.928 | 21.4061 | -25.3229 | -59.2838 | 27.7414 | 7.9687 | 25.2613 | 37.6448 | -42.6727 | -85.7634 | 46.1918 | 13.4284 | 40.2438 | -5.6067 | -2.2292 | 9.0727
1 | 24 | 4 | 7.9507 | -9.2694 | -25.3994 | 9.2426 | 2.9541 | 9.2473 | 23.5895 | -27.502 | -60.6644 | 28.7412 | 8.7649 | 26.1649 | 41.4844 | -46.3449 | -87.7606 | 47.8567 | 14.7701 | 41.6833 | -5.274 | -0.90587 | 11.6891
1 | 24 | 5 | 6.7319 | -8.059 | -24.3425 | 8.6962 | 2.5133 | 8.7189 | 19.9735 | -23.911 | -58.14 | 27.0421 | 7.457 | 24.6697 | 35.1254 | -40.2935 | -84.1087 | 45.0275 | 12.5662 | 39.3013 | -5.7412 | -2.9086 | 7.6183
1 | 24 | 6 | 5.5771 | -6.8254 | -23.2614 | 8.1517 | 2.0884 | 8.2021 | 16.5473 | -20.2508 | -55.558 | 25.3489 | 6.1962 | 23.2076 | 29.1001 | -34.1254 | -80.3735 | 42.2083 | 10.4415 | 36.972 | -6.0674 | -4.5087 | 4.223
1 | 24 | 7 | 4.4385 | -5.5724 | -22.1722 | 7.6322 | 1.6777 | 7.7 | 13.169 | -16.5333 | -52.9564 | 23.7335 | 4.9777 | 21.787 | 23.159 | -27.861 | -76.6098 | 39.5184 | 8.3881 | 34.7088 | -6.2961 | -5.8226 | 1.3035
1 | 24 | 8 | 4.3007 | -5.419 | -22.0327 | 7.5966 | 1.6299 | 7.657 | 12.7601 | -16.0782 | -52.6233 | 23.6227 | 4.836 | 21.6653 | 22.44 | -27.094 | -76.128 | 39.3338 | 8.1493 | 34.515 | -6.2675 | -5.8174 | 1.2161
1 | 24 | 9 | 4.0849 | -5.2133 | -21.8432 | 7.4711 | 1.5563 | 7.5335 | 12.1198 | -15.4678 | -52.1708 | 23.2324 | 4.6174 | 21.3158 | 21.3138 | -26.0655 | -75.4733 | 38.684 | 7.781 | 33.9583 | -6.4108 | -6.3532 | 0.19824
1 | 24 | 10 | 3.9327 | -5.0521 | -21.6942 | 7.4215 | 1.5075 | 7.472 | 11.6683 | -14.9897 | -51.8148 | 23.0783 | 4.4726 | 21.1416 | 20.5199 | -25.2597 | -74.9584 | 38.4274 | 7.537 | 33.6807 | -6.4127 | -6.4436 | -0.053021
1 | 24 | 11 | 5.3159 | -6.6367 | -22.8719 | 7.9814 | 2.0178 | 8.0345 | 15.7723 | -19.6909 | -54.6276 | 24.8194 | 5.9868 | 22.7333 | 27.7372 | -33.182 | -79.0274 | 41.3265 | 10.0886 | 36.2164 | -6.1589 | -5.0067 | 3.1593
1 | 24 | 12 | 6.7538 | -8.2277 | -24.0472 | 8.6001 | 2.5585 | 8.6414 | 20.0385 | -24.4116 | -57.4347 | 26.7432 | 7.591 | 24.4505 | 35.2397 | -41.137 | -83.0884 | 44.5298 | 12.7919 | 38.9521 | -5.7211 | -3.0231 | 7.2881
1 | 24 | 13 | 8.2939 | -9.8591 | -25.2737 | 9.2024 | 3.1191 | 9.238 | 24.6079 | -29.2519 | -60.364 | 28.6162 | 9.2545 | 26.1385 | 43.2755 | -49.2936 | -87.3262 | 47.6485 | 15.5951 | 41.6412 | -5.2794 | -0.99891 | 11.5404
1 | 24 | 14 | 10.0696 | -11.7625 | -26.6935 | 9.9705 | 3.8233 | 10.0176 | 29.8764 | -34.8991 | -63.7553 | 31.0047 | 11.3438 | 28.3443 | 52.5406 | -58.81 | -92.2322 | 51.6256 | 19.1159 | 45.1553 | -4.575 | 1.9148 | 17.3953
1 | 24 | 15 | 11.992 | -13.7024 | -28.1564 | 10.782 | 4.5744 | 10.8364 | 35.5801 | -40.6547 | -67.2493 | 33.5283 | 13.5721 | 30.6612 | 62.5711 | -68.509 | -97.2868 | 55.8276 | 22.8708 | 48.8463 | -3.674 | 5.4376 | 24.3201
1 | 24 | 16 | 13.8742 | -15.5844 | -29.5785 | 11.5393 | 5.3097 | 11.6063 | 41.1645 | -46.2387 | -70.6459 | 35.883 | 15.7537 | 32.8396 | 72.3917 | -77.9188 | -102.2005 | 59.7484 | 26.5473 | 52.3168 | -2.8336 | 8.7562 | 30.8849
1 | 24 | 17 | 16.4057 | -17.8792 | -31.3461 | 12.6223 | 6.284 | 12.6639 | 48.6754 | -53.0475 | -74.8675 | 39.251 | 18.6445 | 35.8322 | 85.6005 | -89.3926 | -108.3078 | 65.3563 | 31.4186 | 57.0842 | -1.2494 | 14.4879 | 41.7593
1 | 24 | 18 | 19.0811 | -20.2198 | -33.174 | 13.7275 | 7.2992 | 13.7383 | 56.6134 | -59.9918 | -79.2333 | 42.6878 | 21.6567 | 38.8722 | 99.5603 | -101.0947 | -114.6235 | 71.079 | 36.4946 | 61.9272 | 0.45249 | 20.605 | 53.3429
1 | 24 | 19 | 21.7675 | -22.4861 | -34.9508 | 14.8637 | 8.3261 | 14.7951 | 64.5838 | -66.7159 | -83.4772 | 46.2209 | 24.7033 | 41.8623 | 113.577 | -112.4258 | -120.763 | 76.962 | 41.6286 | 66.6907 | 2.3154 | 27.1771 | 65.6694
1 | 24 | 20 | 23.7097 | -23.9543 | -36.0157 | 15.6986 | 9.0357 | 15.5559 | 70.3463 | -71.072 | -86.0207 | 48.817 | 26.8088 | 44.015 | 123.7109 | -119.7664 | -124.4425 | 81.2846 | 45.1766 | 70.1203 | 4.0298 | 32.8944 | 76.0834
1 | 24 | 21 | 25.564 | -25.4043 | -37.0881 | 16.4442 | 9.7138 | 16.2222 | 75.8482 | -75.3743 | -88.5819 | 51.1355 | 28.8208 | 45.9002 | 133.3866 | -127.0164 | -128.1478 | 85.1452 | 48.5671 | 73.1236 | 5.4518 | 37.7485 | 85.0582
1 | 24 | 22 | 27.5714 | -26.849 | -38.148 | 17.2882 | 10.4269 | 16.9264 | 81.8039 | -79.6606 | -91.1133 | 53.7601 | 30.9365 | 47.8927 | 143.8603 | -134.2395 | -131.8099 | 89.5154 | 52.1324 | 76.2978 | 7.2159 | 43.6194 | 95.7567
1 | 24 | 23 | 28.4182 | -27.5106 | -38.5975 | 17.5801 | 10.7511 | 17.1951 | 84.3163 | -81.6237 | -92.1871 | 54.668 | 31.8982 | 48.6529 | 148.2786 | -137.5475 | -133.3632 | 91.027 | 53.7531 | 77.509 | 7.8363 | 45.7247 | 99.657
1 | 25 | 0 | 29.4378 | -28.1397 | -39.0304 | 17.9659 | 11.102 | 17.507 | 87.3415 | -83.49 | -93.2209 | 55.8675 | 32.9394 | 49.5354 | 153.5987 | -140.6925 | -134.8589 | 93.0243 | 55.5075 | 78.9148 | 8.8425 | 48.9728 | 105.494
1 | 25 | 1 | 30.2561 | -28.7544 | -39.4251 | 18.2314 | 11.3978 | 17.7192 | 89.7694 | -85.3138 | -94.1637 | 56.6932 | 33.8172 | 50.1358 | 157.8684 | -143.766 | -136.2227 | 94.3993 | 56.9868 | 79.8712 | 9.425 | 50.9381 | 109.1371
1 | 25 | 2 | 30.662 | -29.0715 | -39.6344 | 18.372 | 11.5622 | 17.824 | 90.9739 | -86.2548 | -94.6635 | 57.1305 | 34.3049 | 50.4323 | 159.9865 | -145.3516 | -136.9457 | 95.1273 | 57.8086 | 80.3436 | 9.7143 | 51.9233 | 110.9688
1 | 25 | 3 | 31.0984 | -29.427 | -39.8573 | 18.5247 | 11.7352 | 17.9223 | 92.2685 | -87.3095 | -95.1959 | 57.6053 | 34.8182 | 50.7106 | 162.2633 | -147.1289 | -137.716 | 95.918 | 58.6736 | 80.7869 | 9.9963 | 52.8972 | 112.7969
1 | 25 | 4 | 31.6062 | -29.7765 | -40.1121 | 18.7165 | 11.9348 | 18.0458 | 93.7751 | -88.3465 | -95.8044 | 58.2018 | 35.4103 | 51.0599 | 164.9128 | -148.8763 | -138.5962 | 96.9112 | 59.6714 | 81.3436 | 10.4147 | 54.2963 | 115.3664
1 | 25 | 5 | 30.978 | -29.3117 | -39.7405 | 18.4687 | 11.6915 | 17.8764 | 91.9113 | -86.9676 | -94.917 | 57.4311 | 34.6885 | 50.5808 | 161.6352 | -146.5527 | -137.3125 | 95.6279 | 58.455 | 80.5802 | 9.9623 | 52.7271 | 112.433
1 | 25 | 6 | 30.3413 | -28.867 | -39.38 | 18.1738 | 11.4503 | 17.6693 | 90.0224 | -85.6481 | -94.0559 | 56.5142 | 33.973 | 49.9947 | 158.3132 | -144.3292 | -136.0669 | 94.1012 | 57.2493 | 79.6466 | 9.3878 | 50.8002 | 108.9142
1 | 25 | 7 | 29.7794 | -28.4336 | -39.0496 | 17.9471 | 11.2493 | 17.503 | 88.3552 | -84.3622 | -93.2668 | 55.8092 | 33.3765 | 49.5242 | 155.3813 | -142.1623 | -134.9253 | 92.9274 | 56.2441 | 78.897 | 8.9956 | 49.4361 | 106.3622
1 | 25 | 8 | 29.1023 | -27.9965 | -38.6846 | 17.6279 | 11.0095 | 17.2733 | 86.346 | -83.0652 | -92.395 | 54.8165 | 32.6649 | 48.8742 | 151.848 | -139.9766 | -133.6641 | 91.2745 | 55.045 | 77.8615 | 8.3318 | 47.2415 | 102.3883
1 | 25 | 9 | 28.5608 | -27.5757 | -38.3532 | 17.4355 | 10.8136 | 17.1191 | 84.7396 | -81.8166 | -91.6035 | 54.2183 | 32.0838 | 48.438 | 149.023 | -137.8726 | -132.519 | 90.2783 | 54.0657 | 77.1665 | 8.0002 | 46.0595 | 100.1419
1 | 25 | 10 | 27.8822 | -27.123 | -37.9855 | 17.1217 | 10.5427 | 16.857 | 82.7261 | -80.4736 | -90.7252 | 53.2423 | 31.2801 | 47.6962 | 145.482 | -135.6095 | -131.2484 | 88.6533 | 52.7113 | 75.9848 | 7.295 | 43.7458 | 95.9735
1 | 25 | 11 | 29.2886 | -28.1232 | -38.7546 | 17.7243 | 11.0675 | 17.3348 | 86.8988 | -83.4413 | -92.5623 | 55.1163 | 32.8371 | 49.0483 | 152.8201 | -140.6104 | -133.906 | 91.7736 | 55.3351 | 78.1388 | 8.5373 | 47.897 | 103.5513
1 | 25 | 12 | 30.6782 | -29.1184 | -39.5285 | 18.3425 | 11.5981 | 17.7772 | 91.0217 | -86.3938 | -94.4106 | 57.0386 | 34.4115 | 50.3001 | 160.0707 | -145.5859 | -136.5799 | 94.9743 | 57.9883 | 80.133 | 9.7491 | 51.9674 | 111.0005
1 | 25 | 13 | 31.8597 | -30.0627 | -40.241 | 18.9308 | 12.1239 | 18.1437 | 94.5274 | -89.1955 | -96.1123 | 58.868 | 35.9713 | 51.3371 | 166.2358 | -150.3071 | -139.0417 | 98.0205 | 60.6168 | 81.7851 | 10.7545 | 55.396 | 117.3093
1 | 25 | 14 | 33.2045 | -31.1645 | -41.0737 | 19.6076 | 12.7323 | 18.5143 | 98.5175 | -92.4645 | -98.101 | 60.9728 | 37.7765 | 52.3855 | 173.2527 | -155.8159 | -141.9187 | 101.5252 | 63.6588 | 83.4553 | 11.8206 | 59.0867 | 124.1574
1 | 25 | 15 | 34.5538 | -32.2249 | -41.8969 | 20.3047 | 13.3928 | 18.8406 | 102.5207 | -95.611 | -100.0673 | 63.1406 | 39.7362 | 53.3089 | 180.2927 | -161.1182 | -144.7632 | 105.1347 | 66.9612 | 84.9263 | 12.9701 | 63.028 | 131.4335
1 | 25 | 16 | 35.8191 | -33.322 | -42.7257 | 21.068 | 14.1409 | 19.1186 | 106.2748 | -98.8661 | -102.0469 | 65.514 | 41.956 | 54.0953 | 186.8948 | -166.6034 | -147.627 | 109.0867 | 70.7018 | 86.1792 | 14.0988 | 66.9272 | 138.6321
1 | 25 | 17 | 36.673 | -34.6621 | -43.7888 | 22.1553 | 15.4257 | 19.4308 | 108.8082 | -102.842 | -104.586 | 68.8953 | 45.7679 | 54.9788 | 191.3499 | -173.3034 | -151.3003 | 114.7168 | 77.1253 | 87.5867 | 15.2339 | 71.0221 | 146.175
1 | 25 | 18 | 36.7006 | -36.0526 | -44.8944 | 23.1932 | 17.0274 | 19.6786 | 108.8901 | -106.9676 | -107.2265 | 72.1227 | 50.52 | 55.6799 | 191.494 | -180.2556 | -155.1201 | 120.0907 | 85.1334 | 88.7035 | 15.6528 | 73.0185 | 150.0459
1 | 25 | 19 | 36.7236 | -37.3824 | -45.9546 | 24.389 | 18.7275 | 19.9424 | 108.9585 | -110.9132 | -109.7589 | 75.8412 | 55.5643 | 56.4264 | 191.6142 | -186.9045 | -158.7836 | 126.2825 | 93.6337 | 89.8929 | 16.4455 | 76.1183 | 155.7351
1 | 25 | 20 | 36.7265 | -37.6227 | -46.1538 | 24.5755 | 18.9832 | 19.988 | 108.967 | -111.626 | -110.2344 | 76.4212 | 56.323 | 56.5553 | 191.6292 | -188.1057 | -159.4716 | 127.2481 | 94.9123 | 90.0982 | 16.4968 | 76.406 | 156.3105
1 | 25 | 21 | 36.7309 | -37.805 | -46.3041 | 24.6981 | 19.1928 | 20.015 | 108.98 | -112.167 | -110.5936 | 76.8025 | 56.9447 | 56.6318 | 191.6521 | -189.0174 | -159.9912 | 127.883 | 95.9599 | 90.22 | 16.5276 | 76.5984 | 156.7065
1 | 25 | 22 | 36.7345 | -38.0241 | -46.4999 | 25.0187 | 19.5188 | 20.0842 | 108.9908 | -112.817 | -111.0611 | 77.7993 | 57.912 | 56.8276 | 191.6711 | -190.1127 | -160.6675 | 129.5427 | 97.59 | 90.532 | 16.8322 | 77.6515 | 158.5556
1 | 25 | 23 | 36.7383 | -38.3076 | -46.6892 | 25.1887 | 19.8738 | 20.1218 | 109.002 | -113.658 | -111.5132 | 78.3281 | 58.9654 | 56.9339 | 191.6907 | -191.5299 | -161.3216 | 130.4233 | 99.3651 | 90.7014 | 16.9259 | 78.0581 | 159.329
1 | 26 | 0 | 36.7414 | -38.556 | -46.876 | 25.3556 | 20.1386 | 20.1589 | 109.0112 | -114.395 | -111.9596 | 78.8468 | 59.7511 | 57.0389 | 191.7069 | -192.7719 | -161.9673 | 131.287 | 100.689 | 90.8687 | 16.9625 | 78.2934 | 159.8125
1 | 26 | 1 | 36.7443 | -38.837 | -47.0748 | 25.5124 | 20.411 | 20.1896 | 109.0199 | -115.2288 | -112.4343 | 79.3346 | 60.559 | 57.1257 | 191.7222 | -194.1769 | -162.6541 | 132.0992 | 102.0506 | 91.007 | 16.9455 | 78.3762 | 160.048
1 | 26 | 2 | 36.7521 | -39.1399 | -47.3772 | 25.9817 | 20.966 | 20.2858 | 109.043 | -116.1276 | -113.1565 | 80.7938 | 62.2057 | 57.398 | 191.763 | -195.6916 | -163.6989 | 134.5289 | 104.8255 | 91.4407 | 17.4684 | 80.1564 | 163.1676
1 | 26 | 3 | 36.7556 | -39.4722 | -47.6831 | 26.2041 | 21.2783 | 20.3214 | 109.0533 | -117.1135 | -113.8873 | 81.4855 | 63.1324 | 57.4988 | 191.781 | -197.353 | -164.756 | 135.6806 | 106.3871 | 91.6012 | 17.404 | 80.1692 | 163.341
1 | 26 | 4 | 36.7622 | -39.8219 | -48.0293 | 26.6757 | 21.7632 | 20.4134 | 109.0729 | -118.151 | -114.714 | 82.952 | 64.5713 | 57.759 | 191.8154 | -199.1012 | -165.952 | 138.1225 | 108.8117 | 92.0159 | 17.7634 | 81.4902 | 165.7124
1 | 26 | 5 | 36.7404 | -38.4329 | -46.9846 | 25.5613 | 20.0526 | 20.1717 | 109.0084 | -114.03 | -112.219 | 79.4866 | 59.4959 | 57.0752 | 191.702 | -192.1567 | -162.3426 | 132.3522 | 100.259 | 90.9264 | 17.1085 | 78.817 | 160.7404
1 | 26 | 6 | 36.7187 | -37.0968 | -45.9851 | 24.4663 | 18.3519 | 19.9305 | 108.9438 | -110.0656 | -109.8316 | 76.0817 | 54.45 | 56.3926 | 191.5884 | -185.4762 | -158.8889 | 126.6828 | 91.7559 | 89.8391 | 16.3856 | 75.9709 | 155.5012
1 | 26 | 7 | 36.6928 | -35.7422 | -44.9851 | 23.2676 | 16.6348 | 19.667 | 108.867 | -106.0465 | -107.4432 | 72.3539 | 49.3552 | 55.6472 | 191.4534 | -178.7035 | -155.4336 | 120.4757 | 83.1705 | 88.6515 | 15.5349 | 72.7336 | 149.614
1 | 26 | 8 | 36.5238 | -34.352 | -43.902 | 22.2143 | 15.1452 | 19.4209 | 108.3655 | -101.9221 | -104.8564 | 69.0787 | 44.9357 | 54.9509 | 190.5715 | -171.7532 | -151.6915 | 115.0222 | 75.723 | 87.5422 | 15.0502 | 70.5523 | 145.4142
1 | 26 | 9 | 36.0307 | -33.0034 | -42.8673 | 21.079 | 13.8597 | 19.1115 | 106.9026 | -97.9205 | -102.3851 | 65.5484 | 41.1217 | 54.0754 | 187.9988 | -165.01 | -148.1163 | 109.1439 | 69.2959 | 86.1475 | 14.2103 | 67.3424 | 139.4597
1 | 26 | 10 | 34.5133 | -31.5973 | -41.7861 | 20.1898 | 12.9877 | 18.7745 | 102.4004 | -93.7488 | -99.8027 | 62.7832 | 38.5345 | 53.1218 | 180.0812 | -157.9801 | -144.3804 | 104.5396 | 64.9361 | 84.6283 | 13.0819 | 63.2883 | 131.8247
1 | 26 | 11 | 34.4842 | -31.5944 | -41.7665 | 20.1857 | 13.0049 | 18.7604 | 102.3141 | -93.7403 | -99.7558 | 62.7703 | 38.5855 | 53.0819 | 179.9295 | -157.9656 | -144.3126 | 104.5182 | 65.022 | 84.5648 | 13.0743 | 63.2558 | 131.7562
1 | 26 | 12 | 34.4371 | -31.5757 | -41.7108 | 20.1818 | 13.0174 | 18.7591 | 102.1744 | -93.6847 | -99.6229 | 62.7581 | 38.6226 | 53.0781 | 179.6837 | -157.872 | -144.1204 | 104.4979 | 65.0846 | 84.5587 | 13.1088 | 63.3256 | 131.8325
1 | 26 | 13 | 34.4758 | -31.5822 | -41.691 | 20.2248 | 13.0755 | 18.7661 | 102.2892 | -93.7041 | -99.5755 | 62.8919 | 38.7947 | 53.0979 | 179.8857 | -157.9047 | -144.0518 | 104.7206 | 65.3746 | 84.5903 | 13.2689 | 63.7942 | 132.6147
1 | 26 | 14 | 35.2245 | -32.4148 | -42.3205 | 20.6819 | 13.5899 | 18.9528 | 104.5108 | -96.1744 | -101.0789 | 64.3135 | 40.321 | 53.6264 | 183.7925 | -162.0675 | -146.2267 | 107.0877 | 67.9466 | 85.4322 | 13.7139 | 65.5183 | 135.9648
1 | 26 | 15 | 36.0794 | -33.257 | -42.9405 | 21.277 | 14.1965 | 19.1657 | 107.0472 | -98.673 | -102.5599 | 66.1638 | 42.1208 | 54.2287 | 188.2531 | -166.278 | -148.3692 | 110.1687 | 70.9796 | 86.3917 | 14.5211 | 68.3276 | 141.1458
1 | 26 | 16 | 36.369 | -34.0812 | -43.5632 | 21.9267 | 15.0192 | 19.3503 | 107.9064 | -101.1184 | -104.047 | 68.1844 | 44.5618 | 54.7511 | 189.7641 | -170.3989 | -150.5205 | 113.5332 | 75.093 | 87.2239 | 15.021 | 70.2383 | 144.6948
1 | 26 | 17 | 36.5957 | -35.4136 | -44.5427 | 22.8825 | 16.4105 | 19.5801 | 108.579 | -105.0718 | -106.3867 | 71.1564 | 48.6897 | 55.4011 | 190.9469 | -177.0609 | -153.9052 | 118.4818 | 82.049 | 88.2594 | 15.5123 | 72.3677 | 148.771
1 | 26 | 18 | 36.7093 | -36.6979 | -45.4757 | 23.8544 | 17.8855 | 19.7956 | 108.916 | -108.8823 | -108.6149 | 74.1787 | 53.0661 | 56.011 | 191.5396 | -183.4822 | -157.1288 | 123.5142 | 89.4239 | 89.2311 | 16.0712 | 74.6745 | 153.0978
1 | 26 | 19 | 36.7333 | -38.0238 | -46.4561 | 24.9181 | 19.526 | 20.0194 | 108.9872 | -112.8161 | -110.9566 | 77.4866 | 57.9334 | 56.6442 | 191.6648 | -190.1111 | -160.5164 | 129.0222 | 97.626 | 90.2398 | 16.7169 | 77.2787 | 157.9252
1 | 26 | 20 | 36.7405 | -38.4728 | -46.763 | 25.349 | 20.0728 | 20.1138 | 109.0085 | -114.1484 | -111.6895 | 78.8265 | 59.5556 | 56.9114 | 191.7021 | -192.3562 | -161.5766 | 131.2533 | 100.3597 | 90.6655 | 17.0403 | 78.4642 | 160.0478
1 | 26 | 21 | 36.7494 | -38.9856 | -47.1125 | 25.669 | 20.6883 | 20.1826 | 109.0349 | -115.6698 | -112.5244 | 79.8215 | 61.3819 | 57.1059 | 191.7486 | -194.9201 | -162.7844 | 132.9099 | 103.4373 | 90.9753 | 17.1911 | 79.15 | 161.3666
1 | 26 | 22 | 36.7577 | -39.4339 | -47.4119 | 26.1159 | 21.2985 | 20.2834 | 109.0597 | -117 | -113.2394 | 81.2112 | 63.1924 | 57.3912 | 191.7923 | -197.1617 | -163.8188 | 135.2239 | 106.4881 | 91.4299 | 17.6097 | 80.615 | 163.9537
1 | 26 | 23 | 36.7579 | -39.4878 | -47.4415 | 26.143 | 21.3825 | 20.2821 | 109.0602 | -117.1599 | -113.3102 | 81.2955 | 63.4417 | 57.3875 | 191.7931 | -197.4311 | -163.9212 | 135.3643 | 106.9082 | 91.4239 | 17.6361 | 80.7147 | 164.1372
1 | 27 | 0 | 36.7594 | -39.5887 | -47.5119 | 26.1973 | 21.5364 | 20.2866 | 109.0648 | -117.4593 | -113.4782 | 81.4644 | 63.8982 | 57.4002 | 191.8013 | -197.9356 | -164.1643 | 135.6455 | 107.6775 | 91.4442 | 17.6791 | 80.89 | 164.4686
1 | 27 | 1 | 36.7599 | -39.6802 | -47.5546 | 26.2299 | 21.6252 | 20.2897 | 109.0663 | -117.7307 | -113.5801 | 81.5657 | 64.1617 | 57.4091 | 191.8038 | -198.393 | -164.3117 | 135.8142 | 108.1216 | 91.4584 | 17.67 | 80.8919 | 164.4933
1 | 27 | 2 | 36.7497 | -39.1364 | -47.1143 | 25.8333 | 20.9529 | 20.2027 | 109.036 | -116.1172 | -112.5287 | 80.3325 | 62.1671 | 57.1628 | 191.7505 | -195.674 | -162.7907 | 133.7608 | 104.7603 | 91.066 | 17.4879 | 80.0524 | 162.873
1 | 27 | 3 | 36.6813 | -38.6392 | -46.6956 | 25.3509 | 20.3355 | 20.0969 | 108.8329 | -114.6422 | -111.5286 | 78.8322 | 60.3352 | 56.8635 | 191.3933 | -193.1883 | -161.3439 | 131.2627 | 101.6733 | 90.5893 | 17.1297 | 78.693 | 160.3865
1 | 27 | 4 | 36.518 | -38.1031 | -46.2641 | 24.9929 | 19.7585 | 20.0004 | 108.3483 | -113.0515 | -110.4979 | 77.7192 | 58.6232 | 56.5904 | 190.5412 | -190.5079 | -159.8528 | 129.4094 | 98.7883 | 90.1541 | 16.9025 | 77.7316 | 158.5324
1 | 27 | 5 | 35.3654 | -33.6661 | -42.8738 | 21.3164 | 14.8092 | 19.064 | 104.9287 | -99.8869 | -102.4005 | 66.2863 | 43.9386 | 53.9409 | 184.5275 | -168.3237 | -148.1386 | 110.3727 | 74.0428 | 85.9332 | 14.015 | 66.8072 | 138.414
1 | 27 | 6 | 30.4221 | -29.1842 | -39.4389 | 18.42 | 11.8276 | 17.6399 | 90.2619 | -86.5893 | -94.1965 | 57.2797 | 35.0923 | 49.9116 | 158.7345 | -145.9152 | -136.2703 | 95.3758 | 59.1356 | 79.5142 | 9.6865 | 51.7597 | 110.5745
1 | 27 | 7 | 24.9171 | -24.6993 | -36.005 | 15.9106 | 9.4228 | 15.6648 | 73.9287 | -73.2825 | -85.995 | 49.4762 | 27.9573 | 44.3229 | 130.011 | -123.4915 | -124.4054 | 82.3823 | 47.112 | 70.6108 | 5.2109 | 36.4076 | 82.2192
1 | 27 | 8 | 21.4701 | -21.8336 | -34.0009 | 14.4276 | 8.0445 | 14.3537 | 63.7014 | -64.7799 | -81.2084 | 44.8648 | 23.8678 | 40.6134 | 112.0253 | -109.1633 | -117.4808 | 74.704 | 40.2206 | 64.7012 | 2.4614 | 27.0592 | 65.0069
1 | 27 | 9 | 18.3417 | -18.9774 | -32.0035 | 13.1499 | 6.8025 | 13.1576 | 54.4197 | -56.3056 | -76.4377 | 40.8916 | 20.1831 | 37.229 | 95.7024 | -94.8829 | -110.5793 | 68.0882 | 34.0113 | 59.3094 | 0.47095 | 19.9801 | 51.6492
1 | 27 | 10 | 15.3089 | -16.091 | -29.9897 | 11.9381 | 5.5998 | 11.9563 | 45.4214 | -47.7417 | -71.628 | 37.1232 | 16.6147 | 33.8301 | 79.8779 | -80.4515 | -103.6213 | 61.8134 | 27.9981 | 53.8947 | -1.2775 | 13.6196 | 39.5113
1 | 27 | 11 | 14.7425 | -15.6033 | -29.6157 | 11.7457 | 5.4062 | 11.7637 | 43.741 | -46.2949 | -70.7347 | 36.5249 | 16.04 | 33.285 | 76.9228 | -78.0136 | -102.3289 | 60.8172 | 27.0297 | 53.0263 | -1.561 | 12.5612 | 37.4535
1 | 27 | 12 | 14.0816 | -15.136 | -29.2725 | 11.473 | 5.185 | 11.4935 | 41.7798 | -44.9083 | -69.915 | 35.677 | 15.3838 | 32.5203 | 73.4739 | -75.6768 | -101.1431 | 59.4053 | 25.9239 | 51.8081 | -2.1755 | 10.5377 | 33.7914
1 | 27 | 13 | 13.4701 | -14.6209 | -28.8845 | 11.275 | 4.9742 | 11.2871 | 39.9656 | -43.3801 | -68.9882 | 35.0613 | 14.7583 | 31.9365 | 70.2834 | -73.1016 | -99.8024 | 58.3802 | 24.8698 | 50.878 | -2.499 | 9.3534 | 31.5075
1 | 27 | 14 | 12.9387 | -14.1915 | -28.5604 | 11.1112 | 4.8169 | 11.1294 | 38.3891 | -42.1061 | -68.2141 | 34.5519 | 14.2917 | 31.4903 | 67.511 | -70.9547 | -98.6825 | 57.5319 | 24.0836 | 50.1671 | -2.7556 | 8.4028 | 29.6564
1 | 27 | 15 | 12.2679 | -13.7161 | -28.1802 | 10.8442 | 4.6028 | 10.8752 | 36.3986 | -40.6954 | -67.3061 | 33.7215 | 13.6564 | 30.771 | 64.0106 | -68.5775 | -97.369 | 56.1493 | 23.013 | 49.0213 | -3.3062 | 6.5461 | 26.2477
1 | 27 | 16 | 11.6795 | -13.232 | -27.8068 | 10.6469 | 4.4131 | 10.6866 | 34.6528 | -39.2591 | -66.4142 | 33.1081 | 13.0937 | 30.2375 | 60.9404 | -66.1571 | -96.0786 | 55.128 | 22.0648 | 48.1713 | -3.6126 | 5.4189 | 24.0688
1 | 27 | 17 | 11.1225 | -12.789 | -27.5006 | 10.4081 | 4.2162 | 10.4531 | 33.0005 | -37.9448 | -65.683 | 32.3655 | 12.5094 | 29.5766 | 58.0346 | -63.9423 | -95.0209 | 53.8915 | 21.0801 | 47.1185 | -4.0897 | 3.8243 | 21.1615
1 | 27 | 18 | 10.6363 | -12.3292 | -27.1967 | 10.255 | 4.0469 | 10.2958 | 31.5577 | -36.5806 | -64.9571 | 31.8894 | 12.007 | 29.1317 | 55.4974 | -61.6435 | -93.9707 | 53.0987 | 20.2335 | 46.4097 | -4.2919 | 3.0482 | 19.6251
1 | 27 | 19 | 10.1649 | -11.8759 | -26.8842 | 10.106 | 3.8792 | 10.1418 | 30.159 | -35.2355 | -64.2106 | 31.4259 | 11.5097 | 28.6958 | 53.0376 | -59.3769 | -92.8909 | 52.327 | 19.3954 | 45.7152 | -4.4682 | 2.3442 | 18.2075
1 | 27 | 20 | 9.4919 | -11.2616 | -26.4137 | 9.8057 | 3.6404 | 9.849 | 28.1624 | -33.413 | -63.0871 | 30.4923 | 10.801 | 27.8673 | 49.5264 | -56.3056 | -91.2655 | 50.7724 | 18.2012 | 44.3954 | -4.8883 | 0.82294 | 15.3243
1 | 27 | 21 | 8.9015 | -10.6576 | -25.9767 | 9.5919 | 3.4242 | 9.6353 | 26.4106 | -31.6211 | -62.0431 | 29.8276 | 10.1595 | 27.2628 | 46.4456 | -53.2861 | -89.7552 | 49.6655 | 17.1202 | 43.4324 | -5.0814 | -0.003771 | 13.6225
1 | 27 | 22 | 8.3422 | -10.0843 | -25.5457 | 9.3841 | 3.2156 | 9.424 | 24.7513 | -29.92 | -61.0137 | 29.1812 | 9.5407 | 26.6648 | 43.5275 | -50.4194 | -88.266 | 48.5893 | 16.0775 | 42.4796 | -5.264 | -0.79571 | 11.9886
1 | 27 | 23 | 8.089 | -9.8603 | -25.393 | 9.2401 | 3.1217 | 9.2845 | 24 | -29.2553 | -60.649 | 28.7335 | 9.262 | 26.2702 | 42.2063 | -49.2993 | -87.7385 | 47.8439 | 15.6078 | 41.851 | -5.5179 | -1.6386 | 10.4713
1 | 28 | 0 | 7.8558 | -9.5929 | -25.1918 | 9.1565 | 3.0367 | 9.2039 | 23.308 | -28.4621 | -60.1686 | 28.4734 | 9.0097 | 26.042 | 40.9893 | -47.9627 | -87.0434 | 47.4107 | 15.1827 | 41.4875 | -5.532 | -1.7977 | 10.0641
1 | 28 | 1 | 7.6682 | -9.3729 | -25.0293 | 9.0892 | 2.9643 | 9.1377 | 22.7515 | -27.8092 | -59.7805 | 28.2642 | 8.795 | 25.8548 | 40.0107 | -46.8625 | -86.4821 | 47.0624 | 14.8208 | 41.1893 | -5.5428 | -1.9243 | 9.7387
1 | 28 | 2 | 7.2425 | -8.9268 | -24.7016 | 8.9276 | 2.8023 | 8.9724 | 21.4884 | -26.4858 | -58.9976 | 27.7616 | 8.3143 | 25.387 | 37.7894 | -44.6323 | -85.3495 | 46.2255 | 14.0107 | 40.4441 | -5.6837 | -2.5322 | 8.488
1 | 28 | 3 | 6.8649 | -8.5198 | -24.4178 | 8.7434 | 2.6575 | 8.7919 | 20.368 | -25.2781 | -58.32 | 27.1889 | 7.8847 | 24.8763 | 35.8191 | -42.5972 | -84.3691 | 45.2719 | 13.2869 | 39.6303 | -5.88 | -3.2802 | 7.042
1 | 28 | 4 | 6.5017 | -8.0914 | -24.1266 | 8.6176 | 2.5154 | 8.6596 | 19.2904 | -24.0069 | -57.6244 | 26.7976 | 7.4631 | 24.502 | 33.9241 | -40.4551 | -83.3629 | 44.6204 | 12.5765 | 39.0341 | -5.9237 | -3.5782 | 6.3371
1 | 28 | 5 | 5.5699 | -7.0711 | -23.3137 | 8.2106 | 2.1654 | 8.253 | 16.5259 | -20.9799 | -55.6828 | 25.5321 | 6.4246 | 23.3516 | 29.0625 | -35.3542 | -80.5541 | 42.5133 | 10.8264 | 37.2014 | -6.1859 | -4.8285 | 3.6953
1 | 28 | 6 | 4.6535 | -6.0458 | -22.5032 | 7.8286 | 1.8253 | 7.8635 | 13.8068 | -17.9378 | -53.747 | 24.3443 | 5.4157 | 22.2494 | 24.2806 | -30.2277 | -77.7536 | 40.5355 | 9.1262 | 35.4455 | -6.3781 | -5.8686 | 1.4065
1 | 28 | 7 | 3.746 | -5.006 | -21.6842 | 7.4424 | 1.492 | 7.4764 | 11.1142 | -14.8528 | -51.791 | 23.1434 | 4.4267 | 21.1543 | 19.5454 | -25.0291 | -74.9239 | 38.5358 | 7.4597 | 33.7009 | -6.5334 | -6.8052 | -0.71115
1 | 28 | 8 | 2.5153 | -3.4261 | -20.3919 | 6.8549 | 0.99939 | 6.8967 | 7.463 | -10.1652 | -48.7045 | 21.3162 | 2.9652 | 19.514 | 13.1244 | -17.1298 | -70.4588 | 35.4934 | 4.9967 | 31.0878 | -6.5518 | -7.6113 | -2.8864
1 | 28 | 9 | 1.388 | -1.9029 | -19.0876 | 6.255 | 0.54146 | 6.3028 | 4.1181 | -5.6458 | -45.5892 | 19.4509 | 1.6065 | 17.8334 | 7.2421 | -9.514 | -65.952 | 32.3875 | 2.7072 | 28.4105 | -6.5033 | -8.2261 | -4.7189
1 | 28 | 10 | 0.94912 | -1.2525 | -17.8522 | 5.7164 | 0.35202 | 5.7705 | 2.816 | -3.7163 | -42.6385 | 17.776 | 1.0444 | 16.3275 | 4.9522 | -6.2625 | -61.6834 | 29.5986 | 1.76 | 26.0113 | -6.3167 | -8.3909 | -5.6237
1 | 28 | 11 | 1.6534 | -2.1811 | -19.2772 | 6.3426 | 0.62886 | 6.3817 | 4.9056 | -6.4712 | -46.0419 | 19.7231 | 1.8658 | 18.0569 | 8.6269 | -10.905 | -66.607 | 32.8407 | 3.1442 | 28.7665 | -6.4517 | -7.9618 | -4.1336
1 | 28 | 12 | 3.0245 | -3.9053 | -20.6981 | 6.9853 | 1.1495 | 7.0071 | 8.9737 | -11.5871 | -49.4357 | 21.722 | 3.4105 | 19.8263 | 15.7812 | -19.5259 | -71.5166 | 36.169 | 5.7472 | 31.5853 | -6.437 | -7.0903 | -1.7599
1 | 28 | 13 | 4.511 | -5.6701 | -22.1655 | 7.6785 | 1.7123 | 7.675 | 13.3839 | -16.8231 | -52.9406 | 23.8776 | 5.0804 | 21.716 | 23.537 | -28.3493 | -76.5869 | 39.7583 | 8.5613 | 34.5958 | -6.2589 | -5.7057 | 1.516
1 | 28 | 14 | 6.2655 | -7.698 | -23.8103 | 8.4667 | 2.3867 | 8.4637 | 18.5897 | -22.8399 | -56.869 | 26.3286 | 7.0812 | 23.9478 | 32.6918 | -38.4885 | -82.2701 | 43.8395 | 11.9328 | 38.1513 | -5.9257 | -3.7616 | 5.8568
1 | 28 | 15 | 8.2174 | -9.8886 | -25.4919 | 9.2967 | 3.1441 | 9.2861 | 24.3808 | -29.3393 | -60.8853 | 28.9094 | 9.3285 | 26.2746 | 42.876 | -49.4409 | -88.0802 | 48.1368 | 15.7199 | 41.858 | -5.4362 | -1.3312 | 11.0696
1 | 28 | 16 | 10.2707 | -12.097 | -27.1393 | 10.1713 | 3.9581 | 10.1607 | 30.4731 | -35.8916 | -64.82 | 31.6292 | 11.7435 | 28.7494 | 53.5899 | -60.4824 | -93.7725 | 52.6654 | 19.7894 | 45.8006 | -4.6755 | 1.8835 | 17.5905
1 | 28 | 17 | 11.1525 | -12.9488 | -27.8078 | 10.5467 | 4.2851 | 10.5344 | 33.0892 | -38.419 | -66.4166 | 32.7964 | 12.714 | 29.8068 | 58.1907 | -64.7414 | -96.0822 | 54.6089 | 21.4249 | 47.4852 | -4.2379 | 3.5708 | 20.886
1 | 28 | 18 | 12.0232 | -13.7711 | -28.4344 | 10.9311 | 4.6131 | 10.9143 | 35.6728 | -40.8588 | -67.9131 | 33.9917 | 13.6869 | 30.8816 | 62.7341 | -68.8528 | -98.2471 | 56.5992 | 23.0644 | 49.1974 | -3.7239 | 5.4611 | 24.4952
1 | 28 | 19 | 12.8285 | -14.5757 | -29.055 | 11.2463 | 4.9045 | 11.2296 | 38.0619 | -43.2458 | -69.3954 | 34.9721 | 14.5517 | 31.7739 | 66.9356 | -72.8753 | -100.3914 | 58.2317 | 24.5217 | 50.619 | -3.4216 | 6.7185 | 27.0413
1 | 28 | 20 | 13.4758 | -15.0423 | -29.4559 | 11.5102 | 5.1032 | 11.477 | 39.9824 | -44.6302 | -70.3531 | 35.7927 | 15.141 | 32.4739 | 70.3131 | -75.2082 | -101.7769 | 59.5981 | 25.5148 | 51.7341 | -2.932 | 8.4068 | 30.175
1 | 28 | 21 | 14.0683 | -15.4911 | -29.8178 | 11.7159 | 5.2853 | 11.6888 | 41.7405 | -45.962 | -71.2173 | 36.4323 | 15.6815 | 33.0731 | 73.4048 | -77.4525 | -103.0271 | 60.6631 | 26.4256 | 52.6887 | -2.5505 | 9.7482 | 32.7027
1 | 28 | 22 | 14.6143 | -15.959 | -30.2156 | 11.8991 | 5.4576 | 11.8598 | 43.3604 | -47.3502 | -72.1675 | 37.002 | 16.1927 | 33.557 | 76.2535 | -79.7919 | -104.4018 | 61.6117 | 27.287 | 53.4597 | -2.3438 | 10.5943 | 34.4181
1 | 28 | 23 | 15.3515 | -16.5491 | -30.6546 | 12.2079 | 5.7218 | 12.1653 | 45.5477 | -49.101 | -73.2159 | 37.9623 | 16.9764 | 34.4213 | 80.1001 | -82.7421 | -105.9184 | 63.2107 | 28.6076 | 54.8365 | -1.7572 | 12.5908 | 38.0943
1 | 29 | 0 | 15.9304 | -17.1111 | -31.0845 | 12.4006 | 5.9428 | 12.3642 | 47.2652 | -50.7684 | -74.2428 | 38.5615 | 17.6321 | 34.984 | 83.1205 | -85.552 | -107.4041 | 64.2083 | 29.7127 | 55.7331 | -1.5577 | 13.4315 | 39.8184
1 | 29 | 1 | 16.7148 | -17.7378 | -31.5637 | 12.7299 | 6.2175 | 12.6813 | 49.5926 | -52.6279 | -75.3874 | 39.5854 | 18.4472 | 35.8812 | 87.2135 | -88.6856 | -109.0599 | 65.9133 | 31.0862 | 57.1624 | -0.95813 | 15.4911 | 43.6299
1 | 29 | 2 | 17.355 | -18.374 | -31.9339 | 12.938 | 6.4878 | 12.9145 | 51.4922 | -54.5154 | -76.2716 | 40.2325 | 19.2494 | 36.541 | 90.5541 | -91.8661 | -110.339 | 66.9907 | 32.4379 | 58.2135 | -0.6126 | 16.7281 | 45.9911
1 | 29 | 3 | 18.1609 | -19.0631 | -32.3418 | 13.2519 | 6.799 | 13.2429 | 53.8832 | -56.56 | -77.2457 | 41.2088 | 20.1725 | 37.4704 | 94.759 | -95.3116 | -111.7482 | 68.6163 | 33.9935 | 59.6941 | 0.049864 | 18.9292 | 50.0031
1 | 29 | 4 | 18.8733 | -19.7629 | -32.75 | 13.4978 | 7.0971 | 13.5041 | 55.9968 | -58.6361 | -78.2208 | 41.9734 | 21.0569 | 38.2093 | 98.4759 | -98.8102 | -113.1588 | 69.8894 | 35.4839 | 60.8712 | 0.45934 | 20.3795 | 52.7515
1 | 29 | 5 | 18.5508 | -19.5025 | -32.5232 | 13.4004 | 6.9964 | 13.3941 | 55.04 | -57.8638 | -77.679 | 41.6706 | 20.7584 | 37.8983 | 96.7932 | -97.5087 | -112.375 | 69.3854 | 34.9808 | 60.3757 | 0.31609 | 19.8245 | 51.6514
1 | 29 | 6 | 18.1369 | -19.2032 | -32.2505 | 13.2033 | 6.8551 | 13.1975 | 53.8118 | -56.9757 | -77.0278 | 41.0577 | 20.3389 | 37.3419 | 94.6334 | -96.0122 | -111.4329 | 68.3647 | 34.2739 | 59.4894 | -0.061002 | 18.5468 | 49.3163
1 | 29 | 7 | 17.9465 | -18.9527 | -32.0318 | 13.1407 | 6.7871 | 13.1259 | 53.247 | -56.2324 | -76.5054 | 40.8628 | 20.1372 | 37.1392 | 93.6401 | -94.7596 | -110.6773 | 68.0403 | 33.934 | 59.1664 | 0.01556 | 18.6484 | 49.3439
1 | 29 | 8 | 18.1667 | -19.2023 | -32.2019 | 13.2236 | 6.8804 | 13.2082 | 53.9004 | -56.9729 | -76.9116 | 41.1208 | 20.414 | 37.3721 | 94.7892 | -96.0074 | -111.2649 | 68.4697 | 34.4005 | 59.5375 | 0.074711 | 18.9228 | 49.9246
1 | 29 | 9 | 18.4321 | -19.4539 | -32.3995 | 13.3423 | 6.9946 | 13.3202 | 54.6879 | -57.7196 | -77.3835 | 41.4897 | 20.753 | 37.6891 | 96.174 | -97.2657 | -111.9476 | 69.0841 | 34.9718 | 60.0424 | 0.23579 | 19.5165 | 51.059
1 | 29 | 10 | 18.7106 | -19.6899 | -32.5735 | 13.4314 | 7.0923 | 13.4139 | 55.5141 | -58.4196 | -77.799 | 41.7669 | 21.0429 | 37.9543 | 97.627 | -98.4454 | -112.5486 | 69.5457 | 35.4602 | 60.4649 | 0.38495 | 20.0596 | 52.1039
1 | 29 | 11 | 19.9461 | -20.6904 | -33.3481 | 13.9239 | 7.538 | 13.8874 | 59.1798 | -61.3881 | -79.6492 | 43.2984 | 22.3653 | 39.2938 | 104.0736 | -103.4477 | -115.2252 | 72.0957 | 37.6886 | 62.5989 | 1.2569 | 23.1 | 57.7839
1 | 29 | 12 | 21.1298 | -21.6451 | -34.0699 | 14.4029 | 7.9703 | 14.3507 | 62.6919 | -64.2208 | -81.3733 | 44.7878 | 23.6477 | 40.6049 | 110.2499 | -108.2212 | -117.7193 | 74.5757 | 39.8498 | 64.6877 | 2.1386 | 26.1383 | 63.4225
1 | 29 | 13 | 22.355 | -22.6283 | -34.811 | 14.8945 | 8.4021 | 14.813 | 66.327 | -67.138 | -83.1431 | 46.3165 | 24.929 | 41.9129 | 116.6426 | -113.1371 | -120.2797 | 77.1211 | 42.0089 | 66.7714 | 3.0253 | 29.2043 | 69.1272
1 | 29 | 14 | 23.5991 | -23.5913 | -35.5887 | 15.4318 | 8.8799 | 15.3244 | 70.0181 | -69.995 | -85.0006 | 47.9875 | 26.3466 | 43.3599 | 123.1337 | -117.9516 | -122.9668 | 79.9035 | 44.3978 | 69.0766 | 4.0553 | 32.7165 | 75.5933
1 | 29 | 15 | 24.7594 | -24.5329 | -36.3184 | 15.9634 | 9.3202 | 15.8034 | 73.4607 | -72.7888 | -86.7435 | 49.6406 | 27.6529 | 44.7151 | 129.1879 | -122.6595 | -125.4882 | 82.6561 | 46.5991 | 71.2356 | 4.9951 | 35.9371 | 81.531
1 | 29 | 16 | 25.9521 | -25.5015 | -37.0895 | 16.486 | 9.7811 | 16.2731 | 76.9995 | -75.6628 | -88.5853 | 51.2655 | 29.0203 | 46.0441 | 135.4112 | -127.5025 | -128.1526 | 85.3617 | 48.9033 | 73.3529 | 5.9011 | 39.0814 | 87.3739
1 | 29 | 17 | 27.3097 | -26.546 | -37.7996 | 17.0348 | 10.3044 | 16.7667 | 81.0276 | -78.7615 | -90.2813 | 52.9721 | 30.5731 | 47.4408 | 142.4951 | -132.7243 | -130.6062 | 88.2033 | 51.5201 | 75.5779 | 7.0701 | 42.9709 | 94.4658
1 | 29 | 18 | 28.5721 | -27.585 | -38.5177 | 17.5093 | 10.7985 | 17.1721 | 84.7731 | -81.8443 | -91.9964 | 54.4477 | 32.039 | 48.5879 | 149.0819 | -137.9193 | -133.0874 | 90.6603 | 53.9902 | 77.4054 | 7.9493 | 46.007 | 100.1311
1 | 29 | 19 | 30.0153 | -28.6294 | -39.2301 | 18.1178 | 11.3735 | 17.6367 | 89.055 | -84.943 | -93.6978 | 56.34 | 33.7452 | 49.9024 | 156.612 | -143.1411 | -135.5488 | 93.8112 | 56.8654 | 79.4995 | 9.2839 | 50.4017 | 108.0982
1 | 29 | 20 | 30.0917 | -28.713 | -39.3234 | 18.1799 | 11.4002 | 17.6722 | 89.2818 | -85.1913 | -93.9208 | 56.533 | 33.8241 | 50.0029 | 157.0109 | -143.5594 | -135.8713 | 94.1325 | 56.9985 | 79.6596 | 9.3075 | 50.5298 | 108.3708
1 | 29 | 21 | 30.1118 | -28.75 | -39.3764 | 18.2022 | 11.4134 | 17.6749 | 89.3412 | -85.3009 | -94.0473 | 56.6023 | 33.8633 | 50.0104 | 157.1154 | -143.7442 | -136.0544 | 94.2478 | 57.0645 | 79.6716 | 9.2757 | 50.4689 | 108.3006
1 | 29 | 22 | 30.1363 | -28.8153 | -39.4328 | 18.2459 | 11.4289 | 17.6974 | 89.4139 | -85.4947 | -94.1821 | 56.7384 | 33.9094 | 50.0742 | 157.2432 | -144.0708 | -136.2494 | 94.4746 | 57.1421 | 79.7732 | 9.2603 | 50.4591 | 108.3129
1 | 29 | 23 | 29.8679 | -28.604 | -39.2764 | 18.1561 | 11.3654 | 17.6235 | 88.6177 | -84.8677 | -93.8084 | 56.4591 | 33.7209 | 49.8651 | 155.8429 | -143.0141 | -135.7087 | 94.0094 | 56.8245 | 79.44 | 9.1325 | 49.9866 | 107.394
1 | 30 | 0 | 29.4809 | -28.3848 | -39.111 | 18.024 | 11.2491 | 17.5159 | 87.4694 | -84.2172 | -93.4134 | 56.0482 | 33.376 | 49.5605 | 153.8236 | -141.918 | -135.1374 | 93.3253 | 56.2432 | 78.9548 | 8.7741 | 48.8235 | 105.2917
1 | 30 | 1 | 29.205 | -28.1665 | -38.9562 | 17.925 | 11.1518 | 17.4313 | 86.6508 | -83.5698 | -93.0437 | 55.7406 | 33.0873 | 49.3213 | 152.384 | -140.8269 | -134.6024 | 92.813 | 55.7567 | 78.5737 | 8.5904 | 48.1865 | 104.0981
1 | 30 | 2 | 28.6371 | -27.8213 | -38.6905 | 17.6601 | 10.956 | 17.2301 | 84.9659 | -82.5456 | -92.4091 | 54.9168 | 32.5063 | 48.752 | 149.4209 | -139.101 | -133.6845 | 91.4413 | 54.7778 | 77.6668 | 7.9715 | 46.1863 | 100.5213
1 | 30 | 3 | 28.0799 | -27.431 | -38.3872 | 17.4466 | 10.7651 | 17.0523 | 83.3129 | -81.3874 | -91.6847 | 54.2527 | 31.9399 | 48.2488 | 146.5139 | -137.1493 | -132.6365 | 90.3356 | 53.8233 | 76.8652 | 7.5257 | 44.6823 | 97.7523
1 | 30 | 4 | 27.4106 | -27.0187 | -38.0717 | 17.1553 | 10.5422 | 16.8115 | 81.327 | -80.1641 | -90.9312 | 53.347 | 31.2787 | 47.5676 | 143.0215 | -135.0878 | -131.5464 | 88.8276 | 52.709 | 75.78 | 6.8293 | 42.425 | 93.7038
1 | 30 | 5 | 26.3143 | -26.1616 | -37.3452 | 16.6261 | 10.1389 | 16.4122 | 78.0742 | -77.621 | -89.196 | 51.7013 | 30.0821 | 46.4377 | 137.3011 | -130.8025 | -129.0362 | 86.0873 | 50.6927 | 73.9799 | 5.9847 | 39.4783 | 88.2223
1 | 30 | 6 | 25.0403 | -25.2429 | -36.574 | 16.0757 | 9.6657 | 15.9566 | 74.2942 | -74.8953 | -87.354 | 49.9897 | 28.6779 | 45.1486 | 130.6537 | -126.2092 | -126.3714 | 83.2374 | 48.3264 | 71.9262 | 4.9213 | 35.8611 | 81.563
1 | 30 | 7 | 23.9339 | -24.3687 | -35.847 | 15.5605 | 9.2497 | 15.5288 | 71.0115 | -72.3017 | -85.6176 | 48.3876 | 27.4438 | 43.9382 | 124.8807 | -121.8387 | -123.8594 | 80.5697 | 46.2467 | 69.9979 | 4.0571 | 32.8617 | 75.9968
1 | 30 | 8 | 23.4026 | -23.885 | -35.5217 | 15.385 | 9.0334 | 15.364 | 69.4352 | -70.8664 | -84.8406 | 47.842 | 26.8019 | 43.4718 | 122.1086 | -119.42 | -122.7355 | 79.6611 | 45.1651 | 69.2549 | 3.7783 | 31.8438 | 74.0343
1 | 30 | 9 | 22.7763 | -23.3989 | -35.2015 | 15.0958 | 8.7715 | 15.1154 | 67.5771 | -69.4244 | -84.0759 | 46.9425 | 26.025 | 42.7684 | 118.8411 | -116.9899 | -121.6292 | 78.1634 | 43.8557 | 68.1344 | 3.1585 | 29.8127 | 70.3755
1 | 30 | 10 | 22.2283 | -22.8559 | -34.8295 | 14.8815 | 8.5369 | 14.9169 | 65.9512 | -67.8132 | -83.1875 | 46.2762 | 25.3289 | 42.2069 | 115.9817 | -114.2748 | -120.3439 | 77.054 | 42.6828 | 67.2397 | 2.8782 | 28.7625 | 68.3395
1 | 30 | 11 | 22.5867 | -23.138 | -35.1228 | 15.0643 | 8.6866 | 15.0671 | 67.0145 | -68.6503 | -83.8878 | 46.8447 | 25.773 | 42.6318 | 117.8516 | -115.6855 | -121.3571 | 78.0005 | 43.4311 | 67.9167 | 3.1439 | 29.7258 | 70.1574
1 | 30 | 12 | 22.9945 | -23.401 | -35.3817 | 15.2982 | 8.8307 | 15.2523 | 68.2245 | -69.4305 | -84.5062 | 47.572 | 26.2005 | 43.1559 | 119.9794 | -117.0003 | -122.2517 | 79.2116 | 44.1516 | 68.7516 | 3.593 | 31.2161 | 72.8423
1 | 30 | 13 | 23.3076 | -23.6442 | -35.6342 | 15.4298 | 8.9402 | 15.3493 | 69.1535 | -70.152 | -85.1094 | 47.9812 | 26.5256 | 43.4304 | 121.6132 | -118.2161 | -123.1243 | 79.893 | 44.6993 | 69.1889 | 3.7485 | 31.8291 | 74.0539
1 | 30 | 14 | 24.2703 | -24.3956 | -36.2661 | 15.9036 | 9.3272 | 15.7254 | 72.0097 | -72.3815 | -86.6185 | 49.4544 | 27.6738 | 44.4944 | 126.6362 | -121.9732 | -125.3074 | 82.346 | 46.6343 | 70.884 | 4.5648 | 34.6323 | 79.22
1 | 30 | 15 | 25.1948 | -25.1321 | -36.8533 | 16.3938 | 9.746 | 16.0981 | 74.7526 | -74.5666 | -88.0212 | 50.9791 | 28.9162 | 45.549 | 131.4598 | -125.6553 | -127.3366 | 84.8847 | 48.7278 | 72.564 | 5.4472 | 37.6089 | 84.6443
1 | 30 | 16 | 26.0716 | -25.8397 | -37.4354 | 16.8426 | 10.1458 | 16.4324 | 77.3542 | -76.666 | -89.4114 | 52.3744 | 30.1024 | 46.495 | 136.035 | -129.193 | -129.3478 | 87.208 | 50.7268 | 74.0712 | 6.2173 | 40.2486 | 89.5002
1 | 30 | 17 | 26.6219 | -26.4702 | -37.9633 | 17.1913 | 10.5177 | 16.6212 | 78.987 | -78.5369 | -90.6722 | 53.4588 | 31.206 | 47.0292 | 138.9064 | -132.3457 | -131.1718 | 89.0137 | 52.5866 | 74.9222 | 6.5187 | 41.472 | 91.9114
1 | 30 | 18 | 27.3145 | -27.1471 | -38.5351 | 17.7209 | 11.0077 | 16.9177 | 81.0418 | -80.545 | -92.0378 | 55.1057 | 32.6598 | 47.8681 | 142.52 | -135.7298 | -133.1473 | 91.7559 | 55.0365 | 76.2586 | 7.2787 | 44.0925 | 96.6937
1 | 30 | 19 | 27.9548 | -27.7837 | -39.0648 | 18.2064 | 11.4962 | 17.1722 | 82.9415 | -82.4338 | -93.3032 | 56.6153 | 34.109 | 48.5882 | 145.8608 | -138.9127 | -134.9779 | 94.2696 | 57.4785 | 77.4059 | 7.981 | 46.517 | 101.1241
1 | 30 | 20 | 29.0398 | -28.6558 | -39.9532 | 18.7658 | 11.9249 | 17.5098 | 86.1606 | -85.0215 | -95.4248 | 58.355 | 35.381 | 49.5433 | 151.5219 | -143.2733 | -138.0472 | 97.1663 | 59.6221 | 78.9273 | 8.6312 | 48.9935 | 105.9171
1 | 30 | 21 | 30.29 | -29.4954 | -40.8031 | 19.5106 | 12.5163 | 17.8639 | 89.8701 | -87.5124 | -97.455 | 60.6712 | 37.1356 | 50.5454 | 158.0454 | -147.4708 | -140.9841 | 101.0229 | 62.5788 | 80.5239 | 9.8824 | 53.255 | 113.7161
1 | 30 | 22 | 31.5397 | -30.3417 | -41.6528 | 20.2856 | 13.0859 | 18.1349 | 93.578 | -90.0234 | -99.4844 | 63.0809 | 38.8257 | 51.312 | 164.5662 | -151.7022 | -143.9199 | 105.0354 | 65.4268 | 81.7451 | 11.0516 | 57.2889 | 121.1514
1 | 30 | 23 | 32.3354 | -31.341 | -42.4205 | 20.9431 | 13.7485 | 18.3941 | 95.9388 | -92.9885 | -101.3179 | 65.1258 | 40.7917 | 52.0456 | 168.7178 | -156.6988 | -146.5725 | 108.4402 | 68.7397 | 82.9137 | 11.6596 | 59.5953 | 125.5402
1 | 31 | 0 | 32.838 | -32.2884 | -43.1621 | 21.7078 | 14.604 | 18.6527 | 97.43 | -95.7992 | -103.0892 | 67.5034 | 43.33 | 52.7771 | 171.3403 | -161.4352 | -149.1349 | 112.3992 | 73.0172 | 84.0792 | 12.352 | 62.1523 | 130.2659
1 | 31 | 1 | 33.2279 | -33.2772 | -43.9207 | 22.4388 | 15.541 | 18.9058 | 98.5867 | -98.7331 | -104.9011 | 69.7767 | 46.1099 | 53.4934 | 173.3744 | -166.3793 | -151.7561 | 116.1844 | 77.7018 | 85.2203 | 12.9155 | 64.3325 | 134.3456
1 | 31 | 2 | 34.2566 | -34.77 | -44.8446 | 23.3408 | 16.6923 | 19.3294 | 101.6389 | -103.1621 | -107.1077 | 72.5816 | 49.5258 | 54.692 | 178.7421 | -173.8428 | -154.9483 | 120.8549 | 83.4581 | 87.1297 | 14.0045 | 68.1686 | 141.3937
1 | 31 | 3 | 35.4097 | -36.3091 | -45.8013 | 24.3083 | 17.9896 | 19.7703 | 105.06 | -107.7285 | -109.3925 | 75.5902 | 53.3749 | 55.9394 | 184.7584 | -181.5378 | -158.2537 | 125.8644 | 89.9443 | 89.117 | 15.3675 | 72.8435 | 149.8927
1 | 31 | 4 | 36.6302 | -37.8071 | -46.7186 | 25.1554 | 19.2465 | 20.0628 | 108.6813 | -112.1733 | -111.5836 | 78.2245 | 57.1041 | 56.767 | 191.1268 | -189.0279 | -161.4234 | 130.2508 | 96.2284 | 90.4354 | 16.5691 | 77.0199 | 157.5901
1 | 31 | 5 | 36.7094 | -36.8505 | -45.8196 | 24.2136 | 18.039 | 19.8689 | 108.9162 | -109.335 | -109.4363 | 75.2958 | 53.5214 | 56.2183 | 191.5399 | -184.2449 | -158.317 | 125.3743 | 90.1911 | 89.5613 | 16.1607 | 75.1804 | 154.1047
1 | 31 | 6 | 36.6952 | -35.8769 | -44.8883 | 23.2681 | 16.8944 | 19.6732 | 108.8743 | -106.4465 | -107.212 | 72.3554 | 50.1255 | 55.6647 | 191.4662 | -179.3774 | -155.0992 | 120.4783 | 84.4686 | 88.6794 | 15.7657 | 73.3615 | 150.6158
1 | 31 | 7 | 36.5835 | -34.9026 | -43.9908 | 22.2666 | 15.7737 | 19.4459 | 108.5427 | -103.5556 | -105.0684 | 69.2412 | 46.8004 | 55.0215 | 190.883 | -174.506 | -151.9981 | 115.2928 | 78.8652 | 87.6547 | 15.1762 | 70.9817 | 146.1917
1 | 31 | 8 | 35.9351 | -33.3948 | -42.7899 | 21.2017 | 14.4741 | 19.1448 | 106.6191 | -99.082 | -102.2001 | 65.9297 | 42.9444 | 54.1695 | 187.5002 | -166.9673 | -147.8487 | 109.7788 | 72.3674 | 86.2974 | 14.571 | 68.3805 | 141.1278
1 | 31 | 9 | 34.2539 | -31.9009 | -41.62 | 20.0779 | 13.372 | 18.7138 | 101.6308 | -94.6495 | -99.4059 | 62.4353 | 39.6744 | 52.9499 | 178.7278 | -159.4979 | -143.8064 | 103.9604 | 66.857 | 84.3545 | 12.8967 | 62.6351 | 130.5954
1 | 31 | 10 | 32.2195 | -30.3713 | -40.4045 | 19.0173 | 12.3762 | 18.1417 | 95.5947 | -90.1113 | -96.5029 | 59.1372 | 36.72 | 51.3312 | 168.1128 | -151.8504 | -139.6068 | 98.4688 | 61.8784 | 81.7757 | 10.9788 | 56.1689 | 118.7785
1 | 31 | 11 | 33.3243 | -31.2807 | -41.0857 | 19.6298 | 13.0209 | 18.4846 | 98.8727 | -92.8094 | -98.1299 | 61.0419 | 38.6329 | 52.3015 | 173.8775 | -156.397 | -141.9605 | 101.6402 | 65.1019 | 83.3214 | 12.0932 | 59.9097 | 125.5835
1 | 31 | 12 | 34.3904 | -32.2109 | -41.8026 | 20.286 | 13.7093 | 18.7854 | 102.036 | -95.5694 | -99.8421 | 63.0822 | 40.6754 | 53.1526 | 179.4404 | -161.0479 | -144.4375 | 105.0375 | 68.5439 | 84.6775 | 13.1576 | 63.5348 | 132.2138
1 | 31 | 13 | 35.2268 | -33.0943 | -42.4648 | 20.9181 | 14.3872 | 19.0302 | 104.5173 | -98.1904 | -101.4237 | 65.048 | 42.6867 | 53.8453 | 183.8041 | -165.4647 | -146.7254 | 108.3107 | 71.9331 | 85.7809 | 14.0032 | 66.4833 | 137.6387
1 | 31 | 14 | 36.4379 | -34.4433 | -43.4748 | 21.8336 | 15.4001 | 19.3235 | 108.1107 | -102.1929 | -103.8359 | 67.8948 | 45.6918 | 54.6751 | 190.1233 | -172.2095 | -150.2151 | 113.051 | 76.9972 | 87.1029 | 15.0769 | 70.3436 | 144.8497
1 | 31 | 15 | 36.6856 | -35.7506 | -44.4676 | 22.8133 | 16.6175 | 19.5703 | 108.8456 | -106.0714 | -106.2072 | 70.9412 | 49.3039 | 55.3735 | 191.4157 | -178.7455 | -153.6456 | 118.1234 | 83.0841 | 88.2155 | 15.4685 | 72.1855 | 148.4476
1 | 31 | 16 | 36.7101 | -37.1299 | -45.5231 | 24.063 | 18.4404 | 19.8466 | 108.9184 | -110.1641 | -108.7283 | 74.8273 | 54.7124 | 56.1554 | 191.5437 | -185.6421 | -157.2927 | 124.5942 | 92.1981 | 89.4611 | 16.407 | 75.7211 | 154.8623
1 | 31 | 17 | 36.7191 | -37.8154 | -45.9665 | 24.4814 | 19.2343 | 19.9265 | 108.9453 | -112.1977 | -109.7871 | 76.1284 | 57.068 | 56.3814 | 191.591 | -189.0691 | -158.8245 | 126.7606 | 96.1677 | 89.8212 | 16.5795 | 76.5383 | 156.4469
1 | 31 | 18 | 36.7019 | -38.4957 | -46.4034 | 24.9528 | 20.1144 | 20.0191 | 108.8941 | -114.2161 | -110.8307 | 77.5944 | 59.6792 | 56.6435 | 191.5011 | -192.4704 | -160.3342 | 129.2016 | 100.568 | 90.2387 | 16.8892 | 77.7644 | 158.7047
1 | 31 | 19 | 36.6551 | -39.1797 | -46.8574 | 25.5452 | 21.0359 | 20.134 | 108.7553 | -116.2457 | -111.9152 | 79.4364 | 62.4133 | 56.9684 | 191.2569 | -195.8905 | -161.9031 | 132.2688 | 105.1753 | 90.7564 | 17.333 | 79.4126 | 161.6638
1 | 31 | 20 | 36.3915 | -38.6785 | -46.4339 | 25.2006 | 20.4816 | 20.0262 | 107.9731 | -114.7586 | -110.9036 | 78.365 | 60.7685 | 56.6633 | 189.8813 | -193.3845 | -160.4397 | 130.4847 | 102.4036 | 90.2703 | 16.9874 | 78.1077 | 159.2157
1 | 31 | 21 | 36.0908 | -38.1928 | -46.0087 | 24.7045 | 20.0573 | 19.8576 | 107.081 | -113.3175 | -109.8879 | 76.8222 | 59.5098 | 56.1864 | 188.3125 | -190.9561 | -158.9704 | 127.9158 | 100.2824 | 89.5105 | 16.5087 | 76.3939 | 156.0948
1 | 31 | 22 | 35.6467 | -37.6777 | -45.5491 | 24.2946 | 19.6376 | 19.6796 | 105.7632 | -111.7891 | -108.7902 | 75.5476 | 58.2644 | 55.6827 | 185.9951 | -188.3806 | -157.3823 | 125.7935 | 98.1839 | 88.7081 | 16.0317 | 74.6787 | 152.9177
1 | 31 | 23 | 35.1019 | -35.7873 | -44.038 | 22.6925 | 17.4464 | 19.2564 | 104.147 | -106.1804 | -105.1811 | 70.5656 | 51.7632 | 54.4854 | 183.1528 | -178.9291 | -152.1612 | 117.4981 | 87.2283 | 86.8007 | 14.672 | 69.5998 | 143.5897
2 | 1 | 0 | 33.7429 | -33.8429 | -42.466 | 21.2305 | 15.7549 | 18.7593 | 100.1149 | -100.4114 | -101.4265 | 66.0194 | 46.7447 | 53.0787 | 176.0619 | -169.2074 | -146.7295 | 109.9282 | 78.7714 | 84.5597 | 13.1788 | 64.1198 | 133.3842
2 | 1 | 1 | 31.594 | -31.9261 | -40.9086 | 19.8936 | 14.3842 | 18.1359 | 93.7389 | -94.7243 | -97.7069 | 61.8621 | 42.6778 | 51.3149 | 164.8491 | -159.6239 | -141.3485 | 103.006 | 71.9182 | 81.7497 | 11.173 | 57.1625 | 120.5505
2 | 1 | 2 | 29.1712 | -29.5389 | -39.0582 | 18.4054 | 12.6752 | 17.295 | 86.5505 | -87.6415 | -93.2874 | 57.2343 | 37.6073 | 48.9355 | 152.2076 | -147.6884 | -134.955 | 95.3003 | 63.3736 | 77.9591 | 8.9497 | 49.3987 | 106.1972
2 | 1 | 3 | 26.4936 | -27.1146 | -37.1899 | 16.8526 | 11.0523 | 16.2338 | 78.6062 | -80.4487 | -88.825 | 52.4055 | 32.7919 | 45.933 | 138.2368 | -135.5675 | -128.4995 | 87.2599 | 55.259 | 73.1759 | 6.3277 | 40.463 | 89.8646
2 | 1 | 4 | 23.9606 | -24.7046 | -35.3318 | 15.5154 | 9.5607 | 15.2046 | 71.0908 | -73.2983 | -84.3871 | 48.2473 | 28.3666 | 43.0208 | 125.0201 | -123.5181 | -122.0793 | 80.3361 | 47.8018 | 68.5364 | 4.2049 | 33.0401 | 76.0971
2 | 1 | 5 | 20.2279 | -21.2906 | -33.0738 | 13.9212 | 7.8137 | 13.8858 | 60.0159 | -63.169 | -78.9941 | 43.2901 | 23.1831 | 39.2893 | 105.5439 | -106.4487 | -114.2775 | 72.0819 | 39.0668 | 62.5917 | 1.4841 | 23.6152 | 58.558
2 | 1 | 6 | 16.4019 | -17.8878 | -30.8239 | 12.4159 | 6.283 | 12.4485 | 48.6643 | -53.0728 | -73.6204 | 38.6091 | 18.6416 | 35.2225 | 85.581 | -89.4351 | -106.5037 | 64.2876 | 31.4137 | 56.1129 | -1.1624 | 14.4442 | 41.4564
2 | 1 | 7 | 12.9229 | -14.4737 | -28.566 | 11.0816 | 4.8987 | 11.1157 | 38.3421 | -42.9434 | -68.2275 | 34.46 | 14.5345 | 31.4516 | 67.4283 | -72.3658 | -98.7019 | 57.379 | 24.4927 | 50.1055 | -3.0207 | 7.6172 | 28.3378
2 | 1 | 8 | 11.6069 | -13.2189 | -27.7068 | 10.5801 | 4.3996 | 10.6034 | 34.4376 | -39.2203 | -66.1755 | 32.9004 | 13.0536 | 30.0019 | 60.5619 | -66.0917 | -95.7333 | 54.7821 | 21.9971 | 47.796 | -3.7357 | 4.9977 | 23.312
2 | 1 | 9 | 10.3609 | -11.9965 | -26.8534 | 10.09 | 3.9281 | 10.1063 | 30.7407 | -35.5935 | -64.137 | 31.3762 | 11.6547 | 28.5954 | 54.0605 | -59.9802 | -92.7844 | 52.2442 | 19.6399 | 45.5553 | -4.3646 | 2.6364 | 18.7353
2 | 1 | 10 | 9.1694 | -10.7647 | -26.0024 | 9.6232 | 3.4733 | 9.6382 | 27.2056 | -31.9389 | -62.1045 | 29.9246 | 10.3051 | 27.271 | 47.8438 | -53.8215 | -89.844 | 49.8272 | 17.3656 | 43.4454 | -4.863 | 0.66297 | 14.8164
2 | 1 | 11 | 9.4313 | -11.1241 | -26.248 | 9.7779 | 3.6033 | 9.794 | 27.9825 | -33.005 | -62.6912 | 30.4059 | 10.6909 | 27.7118 | 49.21 | -55.618 | -90.6928 | 50.6285 | 18.0158 | 44.1476 | -4.7656 | 1.0949 | 15.691
2 | 1 | 12 | 9.7006 | -11.4981 | -26.5141 | 9.8842 | 3.7215 | 9.906 | 28.7815 | -34.1148 | -63.3269 | 30.7365 | 11.0415 | 28.0288 | 50.6151 | -57.4883 | -91.6123 | 51.179 | 18.6065 | 44.6526 | -4.8 | 1.1466 | 15.9526
2 | 1 | 13 | 9.9812 | -11.8958 | -26.8044 | 9.999 | 3.8598 | 10.0317 | 29.6141 | -35.2947 | -64.0201 | 31.0935 | 11.4521 | 28.3843 | 52.0792 | -59.4766 | -92.6152 | 51.7734 | 19.2984 | 45.2189 | -4.8285 | 1.2291 | 16.2782
2 | 1 | 14 | 10.2308 | -12.1605 | -26.9688 | 10.1399 | 3.9778 | 10.1793 | 30.3546 | -36.0801 | -64.4127 | 31.5314 | 11.8021 | 28.802 | 53.3815 | -60.8001 | -93.1831 | 52.5025 | 19.8882 | 45.8845 | -4.6015 | 1.9973 | 17.6735
2 | 1 | 15 | 10.4162 | -12.4208 | -27.166 | 10.2045 | 4.0633 | 10.2442 | 30.9046 | -36.8525 | -64.8838 | 31.7324 | 12.0559 | 28.9855 | 54.3489 | -62.1016 | -93.8647 | 52.8373 | 20.3159 | 46.1768 | -4.6587 | 1.9422 | 17.7125
2 | 1 | 16 | 10.7252 | -12.7089 | -27.3666 | 10.3688 | 4.1966 | 10.4193 | 31.8215 | -37.707 | -65.363 | 32.2433 | 12.4514 | 29.4809 | 55.9612 | -63.5417 | -94.5579 | 53.688 | 20.9823 | 46.9661 | -4.3656 | 2.9271 | 19.498
2 | 1 | 17 | 10.8311 | -12.8761 | -27.4566 | 10.403 | 4.2546 | 10.4586 | 32.1357 | -38.2032 | -65.5778 | 32.3497 | 12.6232 | 29.5921 | 56.5137 | -64.3778 | -94.8688 | 53.8651 | 21.272 | 47.1432 | -4.3855 | 2.9197 | 19.5475
2 | 1 | 18 | 10.8751 | -12.97 | -27.4936 | 10.4199 | 4.2884 | 10.4763 | 32.2664 | -38.4818 | -65.6662 | 32.4022 | 12.7235 | 29.6422 | 56.7437 | -64.8473 | -94.9966 | 53.9526 | 21.441 | 47.223 | -4.4039 | 2.8864 | 19.5164
2 | 1 | 19 | 10.9802 | -13.1056 | -27.5774 | 10.4603 | 4.346 | 10.5197 | 32.5782 | -38.8842 | -65.8663 | 32.5278 | 12.8946 | 29.7652 | 57.292 | -65.5254 | -95.286 | 54.1616 | 21.7292 | 47.419 | -4.3767 | 3.0153 | 19.7904
2 | 1 | 20 | 10.8246 | -12.9508 | -27.4392 | 10.4045 | 4.2901 | 10.4628 | 32.1164 | -38.4249 | -65.5363 | 32.3544 | 12.7287 | 29.604 | 56.4798 | -64.7514 | -94.8087 | 53.873 | 21.4497 | 47.1621 | -4.408 | 2.8423 | 19.4046
2 | 1 | 21 | 10.6413 | -12.8091 | -27.3471 | 10.289 | 4.2236 | 10.3542 | 31.5726 | -38.0045 | -65.3163 | 31.995 | 12.5313 | 29.297 | 55.5235 | -64.043 | -94.4904 | 53.2746 | 21.117 | 46.673 | -4.6482 | 2.075 | 18.0546
2 | 1 | 22 | 10.51 | -12.662 | -27.2212 | 10.248 | 4.1745 | 10.3102 | 31.1831 | -37.5679 | -65.0156 | 31.8677 | 12.3856 | 29.1724 | 54.8385 | -63.3072 | -94.0554 | 53.0626 | 20.8715 | 46.4745 | -4.6405 | 2.0253 | 17.8845
2 | 1 | 23 | 10.49 | -12.6229 | -27.2093 | 10.2272 | 4.1473 | 10.284 | 31.1238 | -37.4519 | -64.9872 | 31.8029 | 12.3049 | 29.0982 | 54.7342 | -63.1117 | -94.0143 | 52.9547 | 20.7356 | 46.3564 | -4.6837 | 1.8908 | 17.6549
2 | 2 | 0 | 10.4497 | -12.549 | -27.172 | 10.2075 | 4.1209 | 10.2573 | 31.0041 | -37.2327 | -64.8982 | 31.7417 | 12.2267 | 29.0227 | 54.5238 | -62.7423 | -93.8855 | 52.8527 | 20.6037 | 46.236 | -4.6856 | 1.8643 | 17.5884
2 | 2 | 1 | 10.3977 | -12.4566 | -27.1195 | 10.1848 | 4.0898 | 10.2317 | 30.8498 | -36.9587 | -64.7726 | 31.6711 | 12.1345 | 28.9502 | 54.2525 | -62.2806 | -93.7039 | 52.7352 | 20.4484 | 46.1206 | -4.6721 | 1.8744 | 17.5721
2 | 2 | 2 | 10.0238 | -12.0795 | -26.8357 | 10.0666 | 3.9587 | 10.1143 | 29.7405 | -35.8398 | -64.0948 | 31.3037 | 11.7455 | 28.6181 | 52.3016 | -60.3951 | -92.7234 | 52.1235 | 19.7928 | 45.5915 | -4.7517 | 1.4731 | 16.6908
2 | 2 | 3 | 9.5452 | -11.7179 | -26.5418 | 9.8429 | 3.7975 | 9.891 | 28.3204 | -34.7669 | -63.3929 | 30.6079 | 11.2673 | 27.9862 | 49.8042 | -58.5871 | -91.708 | 50.9649 | 18.9869 | 44.5848 | -5.1831 | 0.021913 | 14.0457
2 | 2 | 4 | 9.2119 | -11.3735 | -26.2974 | 9.7392 | 3.6845 | 9.7864 | 27.3316 | -33.7449 | -62.8091 | 30.2855 | 10.9318 | 27.6903 | 48.0653 | -56.865 | -90.8634 | 50.428 | 18.4216 | 44.1134 | -5.2489 | -0.31498 | 13.2998
2 | 2 | 5 | 8.223 | -10.2957 | -25.5597 | 9.3285 | 3.2861 | 9.3709 | 24.3976 | -30.5471 | -61.0473 | 29.0083 | 9.7497 | 26.5145 | 42.9056 | -51.4762 | -88.3147 | 48.3015 | 16.4296 | 42.2402 | -5.647 | -1.9243 | 10.0861
2 | 2 | 6 | 7.282 | -9.2215 | -24.8223 | 8.9396 | 2.8955 | 8.9787 | 21.6055 | -27.3601 | -59.2861 | 27.7989 | 8.5908 | 25.4049 | 37.9955 | -46.1056 | -85.7668 | 46.2877 | 14.4767 | 40.4725 | -5.9481 | -3.2461 | 7.3599
2 | 2 | 7 | 6.4267 | -8.1791 | -24.1167 | 8.6174 | 2.5473 | 8.651 | 19.068 | -24.2674 | -57.6007 | 26.7969 | 7.5577 | 24.4776 | 33.533 | -40.894 | -83.3285 | 44.6193 | 12.7359 | 38.9953 | -6.0535 | -3.9677 | 5.6609
2 | 2 | 8 | 6.2188 | -7.8643 | -23.9076 | 8.4597 | 2.4321 | 8.5027 | 18.451 | -23.3332 | -57.1012 | 26.3067 | 7.216 | 24.0581 | 32.4479 | -39.3197 | -82.606 | 43.8031 | 12.16 | 38.327 | -6.1585 | -4.4025 | 4.8122
2 | 2 | 9 | 6.0391 | -7.556 | -23.6975 | 8.3674 | 2.3258 | 8.408 | 17.918 | -22.4185 | -56.5995 | 26.0197 | 6.9006 | 23.79 | 31.5106 | -37.7784 | -81.8802 | 43.3251 | 11.6285 | 37.8999 | -6.1132 | -4.3897 | 4.7055
2 | 2 | 10 | 5.8201 | -7.1811 | -23.4341 | 8.2558 | 2.2068 | 8.3 | 17.2683 | -21.3063 | -55.9704 | 25.6725 | 6.5475 | 23.4844 | 30.368 | -35.9042 | -80.9701 | 42.7471 | 11.0335 | 37.413 | -6.0325 | -4.3039 | 4.6874
2 | 2 | 11 | 6.7035 | -8.0746 | -24.2195 | 8.6514 | 2.5139 | 8.6864 | 19.8893 | -23.9571 | -57.8463 | 26.9028 | 7.4586 | 24.5778 | 34.9772 | -40.3711 | -83.6838 | 44.7956 | 12.5689 | 39.1548 | -5.7389 | -2.9749 | 7.4415
2 | 2 | 12 | 7.5579 | -8.9602 | -24.9806 | 8.9724 | 2.8121 | 9.0099 | 22.4242 | -26.5849 | -59.6641 | 27.9009 | 8.3435 | 25.4932 | 39.4352 | -44.7993 | -86.3136 | 46.4574 | 14.0599 | 40.6132 | -5.5886 | -2.0872 | 9.4528
2 | 2 | 13 | 8.4896 | -9.8413 | -25.7562 | 9.3864 | 3.1374 | 9.409 | 25.1886 | -29.1989 | -61.5165 | 29.1885 | 9.3087 | 26.6225 | 44.2967 | -49.2044 | -88.9934 | 48.6015 | 15.6865 | 42.4123 | -5.1749 | -0.40711 | 12.7992
2 | 2 | 14 | 10.2547 | -11.8107 | -27.0503 | 10.0832 | 3.8611 | 10.1476 | 30.4255 | -35.0422 | -64.6075 | 31.3553 | 11.4559 | 28.7123 | 53.5063 | -59.0511 | -93.465 | 52.2094 | 19.3048 | 45.7415 | -4.5144 | 2.2993 | 18.2459
2 | 2 | 15 | 12.1255 | -13.7872 | -28.3463 | 10.8326 | 4.6459 | 10.9381 | 35.9763 | -40.9065 | -67.7028 | 33.6856 | 13.7844 | 30.9489 | 63.268 | -68.9333 | -97.9429 | 56.0896 | 23.2286 | 49.3046 | -3.5914 | 5.7858 | 25.0145
2 | 2 | 16 | 14.1251 | -15.7763 | -29.6739 | 11.6134 | 5.4793 | 11.7491 | 41.9089 | -46.808 | -70.8737 | 36.1137 | 16.2569 | 33.2436 | 73.7009 | -78.8782 | -102.53 | 60.1325 | 27.3952 | 52.9603 | -2.4834 | 9.8413 | 32.7807
2 | 2 | 17 | 18.0164 | -19.3542 | -32.4556 | 13.2461 | 6.9859 | 13.3051 | 53.4544 | -57.4237 | -77.5176 | 41.1907 | 20.7272 | 37.6464 | 94.0049 | -96.767 | -112.1415 | 68.5862 | 34.9282 | 59.9744 | -0.25628 | 18.0774 | 48.5851
2 | 2 | 18 | 22.2955 | -22.9341 | -35.261 | 15.1104 | 8.6527 | 14.9909 | 66.1505 | -68.0453 | -84.2181 | 46.9879 | 25.6723 | 42.4162 | 116.3322 | -114.666 | -121.8349 | 78.2391 | 43.2615 | 67.5732 | 2.8543 | 28.9636 | 68.9052
2 | 2 | 19 | 26.5679 | -26.5588 | -38.0895 | 17.1901 | 10.5219 | 16.6368 | 78.8266 | -78.7996 | -90.9736 | 53.455 | 31.2185 | 47.0731 | 138.6244 | -132.7885 | -131.6078 | 89.0074 | 52.6076 | 74.9922 | 6.2684 | 40.8 | 90.8351
2 | 2 | 20 | 29.5874 | -28.9925 | -39.8329 | 18.6281 | 11.87 | 17.6622 | 87.7855 | -86.0205 | -95.1376 | 57.9268 | 35.2181 | 49.9745 | 154.3794 | -144.9567 | -137.6316 | 96.4533 | 59.3475 | 79.6143 | 8.9223 | 49.7468 | 107.2062
2 | 2 | 21 | 32.6279 | -31.4623 | -41.5875 | 20.0679 | 13.2779 | 18.5058 | 96.8065 | -93.3482 | -99.3284 | 62.4041 | 39.3954 | 52.3616 | 170.2437 | -157.305 | -143.6944 | 103.9084 | 66.3868 | 83.4172 | 11.4297 | 58.2908 | 122.9567
2 | 2 | 22 | 35.2373 | -33.9011 | -43.3364 | 21.6352 | 15.0841 | 19.1925 | 104.5486 | -100.5841 | -103.5054 | 67.2777 | 44.7545 | 54.3045 | 183.859 | -169.4984 | -149.7369 | 112.0234 | 75.4176 | 86.5125 | 13.9117 | 66.7959 | 138.5772
2 | 2 | 23 | 35.937 | -35.5975 | -44.5369 | 22.9103 | 16.8196 | 19.5763 | 106.6247 | -105.6174 | -106.3728 | 71.243 | 49.9037 | 55.3906 | 187.51 | -177.9803 | -153.8851 | 118.626 | 84.0948 | 88.2427 | 15.1089 | 71.1717 | 146.608
2 | 3 | 0 | 36.6237 | -37.3047 | -45.7498 | 24.1254 | 18.6545 | 19.8824 | 108.6622 | -110.6825 | -109.2695 | 75.0215 | 55.3476 | 56.2565 | 191.0932 | -186.5157 | -158.0757 | 124.9176 | 93.2686 | 89.6223 | 16.2316 | 75.3359 | 154.3102
2 | 3 | 1 | 36.7468 | -39.0127 | -46.9531 | 25.5291 | 20.8146 | 20.1822 | 109.0272 | -115.7502 | -112.1437 | 79.3864 | 61.7566 | 57.1048 | 191.735 | -195.0556 | -162.2336 | 132.1855 | 104.0686 | 90.9736 | 17.3068 | 79.3811 | 161.6736
2 | 3 | 2 | 36.7685 | -40.3701 | -47.9366 | 26.6084 | 22.5141 | 20.4024 | 109.0918 | -119.7776 | -114.4926 | 82.7427 | 66.799 | 57.7278 | 191.8486 | -201.8423 | -165.6317 | 137.774 | 112.5658 | 91.9662 | 17.9867 | 82.0911 | 166.6806
2 | 3 | 3 | 36.7925 | -41.7405 | -48.9304 | 27.7044 | 24.2441 | 20.618 | 109.1629 | -123.8435 | -116.8662 | 86.1509 | 71.9319 | 58.338 | 191.9738 | -208.6939 | -169.0655 | 143.449 | 121.2155 | 92.9382 | 18.6882 | 84.874 | 171.817
2 | 3 | 4 | 36.8157 | -43.0984 | -49.9151 | 28.8448 | 25.9508 | 20.8409 | 109.2318 | -127.8725 | -119.2182 | 89.6972 | 76.9957 | 58.9687 | 192.0949 | -215.4833 | -172.468 | 149.3538 | 129.7486 | 93.943 | 19.4387 | 87.8027 | 177.189
2 | 3 | 5 | 36.8168 | -43.203 | -49.9923 | 28.9026 | 26.0673 | 20.8559 | 109.235 | -128.1827 | -119.4025 | 89.8769 | 77.3413 | 59.0111 | 192.1005 | -216.0061 | -172.7347 | 149.6531 | 130.331 | 94.0106 | 19.4473 | 87.8791 | 177.3545
2 | 3 | 6 | 36.8196 | -43.2971 | -50.0974 | 28.9992 | 26.2009 | 20.8766 | 109.2432 | -128.4619 | -119.6536 | 90.1772 | 77.7376 | 59.0696 | 192.1149 | -216.4766 | -173.098 | 150.153 | 130.999 | 94.1038 | 19.5017 | 88.1121 | 177.7962
2 | 3 | 7 | 36.8216 | -43.3995 | -50.1724 | 29.2144 | 26.3925 | 20.918 | 109.2491 | -128.7657 | -119.8326 | 90.8464 | 78.3063 | 59.1869 | 192.1253 | -216.9885 | -173.3569 | 151.2673 | 131.9572 | 94.2906 | 19.7746 | 88.9903 | 179.2951
2 | 3 | 8 | 36.8136 | -42.7522 | -49.7076 | 28.579 | 25.5005 | 20.7853 | 109.2255 | -126.8451 | -118.7224 | 88.8705 | 75.6596 | 58.8111 | 192.0838 | -213.752 | -171.7508 | 147.9773 | 127.4972 | 93.692 | 19.2186 | 86.9992 | 175.7475
2 | 3 | 9 | 36.8067 | -42.1064 | -49.2283 | 28.1241 | 24.7558 | 20.6885 | 109.2049 | -124.9292 | -117.5777 | 87.4559 | 73.4501 | 58.5374 | 192.0476 | -210.5235 | -170.0948 | 145.6219 | 123.7739 | 93.2559 | 19.0403 | 86.1415 | 174.0811
2 | 3 | 10 | 36.7986 | -41.4265 | -48.7128 | 27.5022 | 23.8529 | 20.553 | 109.181 | -122.912 | -116.3464 | 85.5221 | 70.7713 | 58.154 | 192.0055 | -207.1241 | -168.3136 | 142.4019 | 119.2596 | 92.6451 | 18.5674 | 84.3699 | 170.8744
2 | 3 | 11 | 36.7989 | -41.2213 | -48.495 | 27.3315 | 23.6137 | 20.5182 | 109.1818 | -122.303 | -115.8262 | 84.9913 | 70.0614 | 58.0555 | 192.0069 | -206.098 | -167.561 | 141.5182 | 118.0634 | 92.4882 | 18.546 | 84.1608 | 170.4178
2 | 3 | 12 | 36.7946 | -41.0138 | -48.2721 | 26.9966 | 23.3024 | 20.4533 | 109.169 | -121.6874 | -115.294 | 83.9498 | 69.138 | 57.8719 | 191.9844 | -205.0606 | -166.7911 | 139.7839 | 116.5073 | 92.1957 | 18.2609 | 83.1472 | 168.6196
2 | 3 | 13 | 36.7923 | -40.7864 | -48.0251 | 26.8062 | 23.07 | 20.4173 | 109.1624 | -121.0127 | -114.704 | 83.3578 | 68.4484 | 57.7702 | 191.9728 | -203.9236 | -165.9375 | 138.7981 | 115.3452 | 92.0336 | 18.2744 | 83.022 | 168.2887
2 | 3 | 14 | 36.7901 | -40.6641 | -47.8718 | 26.5388 | 22.8206 | 20.3615 | 109.1557 | -120.6498 | -114.3379 | 82.5261 | 67.7083 | 57.6122 | 191.961 | -203.3121 | -165.4079 | 137.4134 | 114.0981 | 91.782 | 17.975 | 82.0146 | 166.5345
2 | 3 | 15 | 36.7905 | -40.6063 | -47.7705 | 26.4828 | 22.7976 | 20.3518 | 109.1569 | -120.4783 | -114.0959 | 82.3521 | 67.6402 | 57.5846 | 191.9632 | -203.023 | -165.0579 | 137.1236 | 113.9833 | 91.738 | 18.0459 | 82.1596 | 166.7273
2 | 3 | 16 | 36.7888 | -40.5018 | -47.6222 | 26.3657 | 22.6226 | 20.325 | 109.1518 | -120.1684 | -113.7418 | 81.988 | 67.121 | 57.5089 | 191.9542 | -202.5008 | -164.5455 | 136.5173 | 113.1084 | 91.6174 | 17.978 | 81.8595 | 166.1509
2 | 3 | 17 | 36.78 | -40.0676 | -47.3064 | 26.0849 | 22.1484 | 20.2636 | 109.1257 | -118.8801 | -112.9874 | 81.1148 | 65.714 | 57.335 | 191.9083 | -200.3299 | -163.4542 | 135.0634 | 110.7374 | 91.3404 | 17.9028 | 81.422 | 165.2654
2 | 3 | 18 | 36.7493 | -39.6632 | -47.0291 | 25.6962 | 21.6095 | 20.1787 | 109.0348 | -117.6803 | -112.3251 | 79.9061 | 64.1152 | 57.0949 | 191.7485 | -198.308 | -162.4962 | 133.0508 | 108.0431 | 90.9579 | 17.5414 | 80.1456 | 162.9962
2 | 3 | 19 | 36.6118 | -39.1955 | -46.7029 | 25.3881 | 21.1428 | 20.1036 | 108.6268 | -116.2926 | -111.5461 | 78.9481 | 62.7305 | 56.8825 | 191.0309 | -195.9695 | -161.3691 | 131.4556 | 105.7099 | 90.6195 | 17.348 | 79.3493 | 161.4773
2 | 3 | 20 | 36.4451 | -38.8936 | -46.4751 | 25.1887 | 20.8322 | 20.0419 | 108.1323 | -115.3969 | -111.002 | 78.3278 | 61.8088 | 56.7079 | 190.1613 | -194.4602 | -160.582 | 130.4228 | 104.1566 | 90.3413 | 17.1391 | 78.5778 | 160.0397
2 | 3 | 21 | 36.2472 | -38.6274 | -46.2899 | 25.0301 | 20.5437 | 19.9718 | 107.545 | -114.607 | -110.5597 | 77.8348 | 60.9528 | 56.5094 | 189.1285 | -193.1291 | -159.9422 | 129.6018 | 102.7142 | 90.0251 | 16.8754 | 77.6753 | 158.3983
2 | 3 | 22 | 36.0442 | -38.3128 | -46.0539 | 24.7897 | 20.1948 | 19.8808 | 106.9427 | -113.6736 | -109.996 | 77.0872 | 59.9176 | 56.2519 | 188.0692 | -191.5562 | -159.1267 | 128.3572 | 100.9697 | 89.6149 | 16.5427 | 76.5299 | 156.3282
2 | 3 | 23 | 35.9046 | -37.6504 | -45.4704 | 24.1402 | 19.4346 | 19.7244 | 106.5285 | -111.7084 | -108.6023 | 75.0675 | 57.6622 | 55.8095 | 187.3409 | -188.2445 | -157.1105 | 124.9941 | 97.169 | 88.9101 | 16.083 | 74.757 | 153.0591
2 | 4 | 0 | 35.6915 | -36.9729 | -44.882 | 23.5081 | 18.7256 | 19.5454 | 105.8964 | -109.698 | -107.1971 | 73.102 | 55.5587 | 55.3031 | 186.2292 | -184.8567 | -155.0776 | 121.7213 | 93.6242 | 88.1033 | 15.6158 | 72.965 | 149.7438
2 | 4 | 1 | 35.4495 | -36.3111 | -44.2839 | 22.8851 | 17.9915 | 19.3557 | 105.1781 | -107.7347 | -105.7685 | 71.1646 | 53.3804 | 54.7664 | 184.966 | -181.5483 | -153.011 | 118.4954 | 89.9536 | 87.2483 | 15.0867 | 70.9863 | 146.1041
2 | 4 | 2 | 34.5758 | -34.4497 | -42.8426 | 21.6181 | 16.389 | 18.9554 | 102.586 | -102.2119 | -102.3261 | 67.2247 | 48.6259 | 53.6336 | 180.4076 | -172.2416 | -148.0309 | 111.9351 | 81.9416 | 85.4436 | 14.2459 | 67.5321 | 139.4553
2 | 4 | 3 | 32.5621 | -32.6 | -41.3957 | 20.2882 | 15.0056 | 18.4086 | 96.6113 | -96.7239 | -98.8703 | 63.0891 | 44.5213 | 52.0866 | 169.9005 | -162.9935 | -143.0315 | 105.049 | 75.0248 | 82.9791 | 12.2687 | 60.7141 | 126.9283
2 | 4 | 4 | 30.4757 | -30.7212 | -39.9171 | 19.1032 | 13.7134 | 17.7243 | 90.421 | -91.1495 | -95.3386 | 59.4042 | 40.6875 | 50.1504 | 159.0143 | -153.5999 | -137.9225 | 98.9134 | 68.5642 | 79.8946 | 10.3784 | 54.175 | 114.8641
2 | 4 | 5 | 27.2432 | -27.4193 | -37.6559 | 17.2439 | 11.503 | 16.4563 | 80.8304 | -81.3526 | -89.9381 | 53.6224 | 34.1293 | 46.5626 | 142.1482 | -137.0907 | -130.1097 | 89.2861 | 57.5128 | 74.1789 | 7.3713 | 43.854 | 95.9255
2 | 4 | 6 | 24.0061 | -24.0814 | -35.3544 | 15.5836 | 9.4413 | 15.16 | 71.2258 | -71.4492 | -84.4411 | 48.4595 | 28.0121 | 42.8947 | 125.2575 | -120.4021 | -122.1574 | 80.6894 | 47.2043 | 68.3355 | 4.7552 | 34.7018 | 78.9273
2 | 4 | 7 | 20.6155 | -20.7799 | -33.0889 | 13.9513 | 7.6494 | 13.7963 | 61.166 | -61.6538 | -79.0302 | 43.3835 | 22.6956 | 39.0362 | 107.5664 | -103.8954 | -114.3298 | 72.2375 | 38.2454 | 62.1885 | 2.1436 | 25.5974 | 62.0127
2 | 4 | 8 | 17.455 | -18.0896 | -31.1834 | 12.737 | 6.4494 | 12.7217 | 51.7887 | -53.6716 | -74.4791 | 39.6076 | 19.1352 | 35.9957 | 91.0755 | -90.4443 | -107.7458 | 65.9502 | 32.2455 | 57.3447 | 0.090019 | 18.3764 | 48.4257
2 | 4 | 9 | 14.4619 | -15.4086 | -29.2818 | 11.5645 | 5.3045 | 11.5825 | 42.9084 | -45.7171 | -69.9372 | 35.9615 | 15.7383 | 32.7722 | 75.4586 | -77.0399 | -101.1753 | 59.8792 | 26.5213 | 52.2093 | -1.777 | 11.7261 | 35.8533
2 | 4 | 10 | 11.657 | -12.7342 | -27.4086 | 10.4896 | 4.2448 | 10.5152 | 34.5862 | -37.7823 | -65.4632 | 32.619 | 12.5944 | 29.7524 | 60.8232 | -63.6685 | -94.7029 | 54.3135 | 21.2233 | 47.3985 | -3.2362 | 6.3064 | 25.3871
2 | 4 | 11 | 10.9358 | -12.203 | -27.0734 | 10.2132 | 4.0135 | 10.2408 | 32.4463 | -36.2061 | -64.6626 | 31.7593 | 11.9079 | 28.976 | 57.0599 | -61.0125 | -93.5447 | 52.8821 | 20.0665 | 46.1616 | -3.8732 | 4.2207 | 21.613
2 | 4 | 12 | 10.3098 | -11.6773 | -26.7784 | 10.0149 | 3.8035 | 10.0302 | 30.589 | -34.6465 | -63.958 | 31.1427 | 11.285 | 28.38 | 53.7937 | -58.3843 | -92.5255 | 51.8554 | 19.0168 | 45.2121 | -4.2974 | 2.7921 | 18.9683
2 | 4 | 13 | 9.7114 | -11.12 | -26.4366 | 9.8181 | 3.5976 | 9.8297 | 28.8135 | -32.993 | -63.1416 | 30.5308 | 10.674 | 27.8128 | 50.6713 | -55.5979 | -91.3444 | 50.8366 | 17.9872 | 44.3086 | -4.5999 | 1.6965 | 16.8614
2 | 4 | 14 | 9.8284 | -11.2545 | -26.6225 | 9.9547 | 3.6618 | 9.9538 | 29.1607 | -33.392 | -63.5856 | 30.9556 | 10.8644 | 28.1638 | 51.282 | -56.2703 | -91.9866 | 51.5439 | 18.3081 | 44.8678 | -4.4783 | 2.167 | 17.7449
2 | 4 | 15 | 9.8186 | -11.3114 | -26.7507 | 9.973 | 3.6724 | 9.9657 | 29.1316 | -33.5607 | -63.8917 | 31.0125 | 10.8961 | 28.1975 | 51.2308 | -56.5545 | -92.4296 | 51.6386 | 18.3614 | 44.9214 | -4.6323 | 1.7852 | 17.1681
2 | 4 | 16 | 9.9793 | -11.4537 | -26.9351 | 10.1152 | 3.7454 | 10.0964 | 29.6085 | -33.9829 | -64.3323 | 31.4547 | 11.1125 | 28.5673 | 52.0694 | -57.266 | -93.0668 | 52.3749 | 18.7261 | 45.5106 | -4.4525 | 2.4278 | 18.3481
2 | 4 | 17 | 9.8716 | -11.2479 | -26.8719 | 10.0815 | 3.6758 | 10.0557 | 29.289 | -33.3723 | -64.1814 | 31.35 | 10.906 | 28.4523 | 51.5076 | -56.2371 | -92.8486 | 52.2006 | 18.3782 | 45.3273 | -4.4352 | 2.4436 | 18.3279
2 | 4 | 18 | 9.7858 | -11.0773 | -26.8463 | 10.0508 | 3.6162 | 10.0132 | 29.0343 | -32.8662 | -64.1201 | 31.2545 | 10.7293 | 28.3319 | 51.0598 | -55.3842 | -92.76 | 52.0416 | 18.0805 | 45.1356 | -4.4575 | 2.3638 | 18.1732
2 | 4 | 19 | 9.7149 | -10.9078 | -26.8238 | 10.0251 | 3.5649 | 9.9839 | 28.8241 | -32.3634 | -64.0666 | 31.1744 | 10.5769 | 28.249 | 50.69 | -54.5369 | -92.6824 | 51.9081 | 17.8235 | 45.0034 | -4.443 | 2.3943 | 18.2057
2 | 4 | 20 | 9.2185 | -10.4214 | -26.4542 | 9.7929 | 3.3725 | 9.7583 | 27.3512 | -30.9202 | -63.1837 | 30.4525 | 10.0062 | 27.6107 | 48.0997 | -52.1048 | -91.4053 | 50.7061 | 16.8618 | 43.9866 | -4.7334 | 1.3166 | 16.1441
2 | 4 | 21 | 8.8133 | -9.9335 | -26.0844 | 9.6265 | 3.2049 | 9.5949 | 26.149 | -29.4725 | -62.3006 | 29.935 | 9.509 | 27.1484 | 45.9857 | -49.6654 | -90.1277 | 49.8444 | 16.024 | 43.2501 | -4.7783 | 0.96835 | 15.3112
2 | 4 | 22 | 8.3479 | -9.4444 | -25.7014 | 9.4015 | 3.0228 | 9.3822 | 24.768 | -28.0213 | -61.3857 | 29.2354 | 8.9686 | 26.5465 | 43.5569 | -47.2199 | -88.8042 | 48.6795 | 15.1133 | 42.2913 | -4.9915 | 0.11143 | 13.617
2 | 4 | 23 | 7.8168 | -8.8244 | -25.2485 | 9.2067 | 2.8188 | 9.1953 | 23.1923 | -26.1818 | -60.304 | 28.6296 | 8.3634 | 26.0177 | 40.7859 | -44.1201 | -87.2393 | 47.6708 | 14.0936 | 41.4488 | -5.0353 | -0.2828 | 12.6397
2 | 5 | 0 | 7.1654 | -8.1755 | -24.7404 | 8.9205 | 2.5826 | 8.9223 | 21.2596 | -24.2565 | -59.0904 | 27.7397 | 7.6626 | 25.2453 | 37.3872 | -40.8756 | -85.4837 | 46.189 | 12.9125 | 40.2183 | -5.325 | -1.4397 | 10.3477
2 | 5 | 1 | 6.6271 | -7.5406 | -24.2747 | 8.7341 | 2.3821 | 8.7413 | 19.6627 | -22.3728 | -57.9782 | 27.1599 | 7.0677 | 24.7332 | 34.5787 | -37.7013 | -83.8747 | 45.2237 | 11.9101 | 39.4025 | -5.3306 | -1.7275 | 9.539
2 | 5 | 2 | 6.0656 | -6.9299 | -23.835 | 8.4733 | 2.1709 | 8.4934 | 17.9965 | -20.5609 | -56.9279 | 26.3488 | 6.441 | 24.0318 | 31.6486 | -34.648 | -82.3552 | 43.8731 | 10.854 | 38.285 | -5.5617 | -2.6707 | 7.6575
2 | 5 | 3 | 5.565 | -6.2974 | -23.3878 | 8.2889 | 1.9713 | 8.3096 | 16.5113 | -18.6843 | -55.8598 | 25.7754 | 5.8488 | 23.5118 | 29.0368 | -31.4857 | -80.8101 | 42.9184 | 9.8561 | 37.4566 | -5.5504 | -2.8968 | 6.972
2 | 5 | 4 | 5.0994 | -5.7417 | -22.9859 | 8.0383 | 1.7841 | 8.0705 | 15.1299 | -17.0357 | -54.8999 | 24.9964 | 5.2933 | 22.8351 | 26.6074 | -28.7076 | -79.4214 | 41.6212 | 8.9199 | 36.3785 | -5.7354 | -3.681 | 5.3981
2 | 5 | 5 | 4.3793 | -4.9543 | -22.2946 | 7.694 | 1.5204 | 7.7161 | 12.9932 | -14.6992 | -53.2489 | 23.9255 | 4.511 | 21.8324 | 22.8498 | -24.7703 | -77.0329 | 39.8382 | 7.6017 | 34.7812 | -5.9391 | -4.6859 | 3.2677
2 | 5 | 6 | 3.6958 | -4.1734 | -21.6116 | 7.3901 | 1.2693 | 7.3989 | 10.9654 | -12.3826 | -51.6174 | 22.9806 | 3.766 | 20.935 | 19.2837 | -20.8664 | -74.6728 | 38.2647 | 6.3463 | 33.3515 | -6.0309 | -5.3531 | 1.707
2 | 5 | 7 | 3.0071 | -3.3878 | -20.9173 | 7.0505 | 1.019 | 7.049 | 8.922 | -10.0514 | -49.9591 | 21.9245 | 3.0234 | 19.9448 | 15.6903 | -16.9381 | -72.2738 | 36.5062 | 5.0948 | 31.7741 | -6.1795 | -6.1959 | -0.14654
2 | 5 | 8 | 3.093 | -3.4985 | -21.171 | 7.14 | 1.0505 | 7.1366 | 9.1769 | -10.3799 | -50.5651 | 22.2027 | 3.1169 | 20.1928 | 16.1385 | -17.4916 | -73.1504 | 36.9696 | 5.2524 | 32.1692 | -6.2493 | -6.2556 | -0.11232
2 | 5 | 9 | 3.284 | -3.6204 | -21.4268 | 7.2873 | 1.0986 | 7.2783 | 9.7437 | -10.7417 | -51.1762 | 22.6608 | 3.2595 | 20.5937 | 17.1353 | -18.1014 | -74.0345 | 37.7323 | 5.4927 | 32.8078 | -6.099 | -5.6602 | 1.0323
2 | 5 | 10 | 3.5104 | -3.8703 | -21.6879 | 7.3783 | 1.169 | 7.3656 | 10.4152 | -11.4832 | -51.7998 | 22.9438 | 3.4685 | 20.8406 | 18.3162 | -19.3508 | -74.9366 | 38.2034 | 5.845 | 33.2012 | -6.135 | -5.6148 | 1.2784
2 | 5 | 11 | 4.4289 | -5.0554 | -22.521 | 7.7835 | 1.5339 | 7.7615 | 13.1406 | -14.9994 | -53.7896 | 24.2039 | 4.5511 | 21.9609 | 23.109 | -25.2762 | -77.8152 | 40.3016 | 7.6692 | 34.9859 | -6.0686 | -4.9326 | 2.9744
2 | 5 | 12 | 5.3957 | -6.2461 | -23.3633 | 8.1573 | 1.906 | 8.1382 | 16.009 | -18.532 | -55.8013 | 25.3663 | 5.6552 | 23.0267 | 28.1533 | -31.2291 | -80.7254 | 42.2372 | 9.5298 | 36.6839 | -6.0121 | -4.2761 | 4.6497
2 | 5 | 13 | 6.4297 | -7.4602 | -24.2088 | 8.6041 | 2.3151 | 8.5777 | 19.077 | -22.1344 | -57.8208 | 26.7558 | 6.8689 | 24.2702 | 33.5487 | -37.2996 | -83.647 | 44.5509 | 11.5751 | 38.6648 | -5.7424 | -2.9834 | 7.3928
2 | 5 | 14 | 7.9811 | -9.2342 | -25.4396 | 9.2425 | 2.93 | 9.2401 | 23.6798 | -27.3979 | -60.7605 | 28.7408 | 8.6934 | 26.1444 | 41.6433 | -46.1693 | -87.8997 | 47.856 | 14.6495 | 41.6507 | -5.2802 | -0.89996 | 11.7305
2 | 5 | 15 | 9.6116 | -11.0407 | -26.6718 | 9.9048 | 3.5822 | 9.9313 | 28.5175 | -32.7577 | -63.7034 | 30.8004 | 10.6284 | 28.1001 | 50.1508 | -55.2013 | -92.157 | 51.2855 | 17.9103 | 44.7663 | -4.6826 | 1.5854 | 16.7545
2 | 5 | 16 | 11.3127 | -12.8411 | -27.9137 | 10.577 | 4.2653 | 10.6279 | 33.5647 | -38.0993 | -66.6695 | 32.8908 | 12.655 | 30.0712 | 59.0268 | -64.2027 | -96.448 | 54.7662 | 21.3255 | 47.9064 | -3.9718 | 4.4129 | 22.3742
2 | 5 | 17 | 13.2727 | -14.7841 | -29.3378 | 11.3887 | 5.0157 | 11.4136 | 39.38 | -43.8643 | -70.071 | 35.4148 | 14.8816 | 32.2945 | 69.2537 | -73.9176 | -101.3688 | 58.9688 | 25.0777 | 51.4483 | -3.0311 | 8.0357 | 29.4621
2 | 5 | 18 | 15.3528 | -16.7724 | -30.7703 | 12.2416 | 5.8289 | 12.2475 | 45.5515 | -49.7634 | -73.4923 | 38.067 | 17.2943 | 34.6539 | 80.1067 | -83.8584 | -106.3182 | 63.385 | 29.1434 | 55.2071 | -1.8718 | 12.3111 | 37.6657
2 | 5 | 19 | 17.4684 | -18.7184 | -32.2079 | 13.0603 | 6.6484 | 13.0614 | 51.8286 | -55.5374 | -76.926 | 40.613 | 19.7258 | 36.9567 | 91.1458 | -93.5884 | -111.2857 | 67.6244 | 33.2408 | 58.8757 | -0.68778 | 16.6608 | 46.0126
2 | 5 | 20 | 19.3951 | -20.2775 | -33.3261 | 13.8466 | 7.3298 | 13.8207 | 57.5451 | -60.1632 | -79.5966 | 43.0581 | 21.7474 | 39.1051 | 101.1987 | -101.3836 | -115.1491 | 71.6956 | 36.6475 | 62.2983 | 0.78858 | 21.6959 | 55.3074
2 | 5 | 21 | 21.2416 | -21.8224 | -34.4453 | 14.5687 | 8.0047 | 14.5056 | 63.0236 | -64.7467 | -82.2698 | 45.3034 | 23.7499 | 41.0431 | 110.8332 | -109.1073 | -119.0163 | 75.4341 | 40.022 | 65.3858 | 2.0529 | 26.1035 | 63.5514
2 | 5 | 22 | 23.2476 | -23.4281 | -35.6162 | 15.3743 | 8.7385 | 15.2506 | 68.9753 | -69.511 | -85.0663 | 47.8086 | 25.9269 | 43.151 | 121.2998 | -117.1359 | -123.0619 | 79.6056 | 43.6906 | 68.7439 | 3.5666 | 31.2846 | 73.1421
2 | 5 | 23 | 24.1823 | -24.0847 | -36.0612 | 15.7729 | 9.0721 | 15.6075 | 71.7485 | -71.4589 | -86.1292 | 49.048 | 26.9169 | 44.1609 | 126.1768 | -120.4184 | -124.5996 | 81.6693 | 45.3587 | 70.3528 | 4.4889 | 34.2862 | 78.5396
2 | 6 | 0 | 24.9137 | -24.735 | -36.4914 | 16.0366 | 9.3747 | 15.8538 | 73.9185 | -73.3885 | -87.1566 | 49.8681 | 27.8146 | 44.8579 | 129.9931 | -123.6701 | -126.0859 | 83.0349 | 46.8715 | 71.463 | 4.9524 | 35.914 | 81.6065
2 | 6 | 1 | 25.9415 | -25.4211 | -36.9762 | 16.4731 | 9.7365 | 16.2268 | 76.968 | -75.4242 | -88.3146 | 51.2256 | 28.8881 | 45.9132 | 135.3558 | -127.1005 | -127.7611 | 85.2952 | 48.6806 | 73.1443 | 5.9806 | 39.2561 | 87.6143
2 | 6 | 2 | 25.6653 | -25.2917 | -36.8332 | 16.286 | 9.6371 | 16.0722 | 76.1487 | -75.04 | -87.9731 | 50.6438 | 28.5931 | 45.4757 | 133.9151 | -126.4531 | -127.2671 | 84.3264 | 48.1834 | 72.4473 | 5.5357 | 37.8481 | 85.152
2 | 6 | 3 | 25.5809 | -25.2061 | -36.7291 | 16.2457 | 9.5938 | 16.0187 | 75.8983 | -74.7863 | -87.7244 | 50.5183 | 28.4647 | 45.3242 | 133.4746 | -126.0255 | -126.9073 | 84.1175 | 47.9671 | 72.206 | 5.5038 | 37.6948 | 84.8324
2 | 6 | 4 | 25.5515 | -25.1375 | -36.6319 | 16.2011 | 9.5796 | 15.969 | 75.8111 | -74.5827 | -87.4923 | 50.3796 | 28.4225 | 45.1837 | 133.3212 | -125.6824 | -126.5715 | 83.8865 | 47.8959 | 71.9821 | 5.5317 | 37.7218 | 84.8318
2 | 6 | 5 | 24.419 | -24.2374 | -35.9447 | 15.6864 | 9.1403 | 15.5234 | 72.4509 | -71.912 | -85.8509 | 48.7793 | 27.1191 | 43.9229 | 127.4121 | -121.1819 | -124.197 | 81.2219 | 45.6996 | 69.9736 | 4.5871 | 34.5094 | 78.9284
2 | 6 | 6 | 23.5366 | -23.4282 | -35.3274 | 15.3184 | 8.7879 | 15.1862 | 69.8327 | -69.5112 | -84.3766 | 47.6347 | 26.0735 | 42.9689 | 122.8077 | -117.1363 | -122.0641 | 79.3161 | 43.9376 | 68.4537 | 4.0734 | 32.622 | 75.3146
2 | 6 | 7 | 22.5056 | -22.5285 | -34.6392 | 14.8543 | 8.3762 | 14.7575 | 66.774 | -66.8417 | -82.7328 | 46.1917 | 24.8519 | 41.7558 | 117.4286 | -112.6377 | -119.6862 | 76.9133 | 41.8791 | 66.5212 | 3.326 | 29.9989 | 70.4182
2 | 6 | 8 | 21.0308 | -21.3736 | -33.7685 | 14.2569 | 7.8378 | 14.2038 | 62.398 | -63.4151 | -80.6533 | 44.334 | 23.2546 | 40.1892 | 109.733 | -106.8634 | -116.6778 | 73.82 | 39.1873 | 64.0255 | 2.1872 | 26.1074 | 63.2246
2 | 6 | 9 | 19.5613 | -20.1754 | -32.8532 | 13.6721 | 7.3113 | 13.6551 | 58.0381 | -59.8602 | -78.4671 | 42.5155 | 21.6925 | 38.6367 | 102.0658 | -100.8729 | -113.5151 | 70.7922 | 36.555 | 61.5521 | 1.1713 | 22.5557 | 56.5771
2 | 6 | 10 | 18.1213 | -18.9591 | -31.9378 | 13.1102 | 6.7813 | 13.1035 | 53.7658 | -56.2514 | -76.2808 | 40.7681 | 20.1199 | 37.076 | 94.5525 | -94.7915 | -110.3523 | 67.8825 | 33.905 | 59.0657 | 0.21946 | 19.1976 | 50.2618
2 | 6 | 11 | 17.4986 | -18.47 | -31.5829 | 12.8355 | 6.5393 | 12.8422 | 51.9181 | -54.8001 | -75.433 | 39.9138 | 19.4019 | 36.3365 | 91.3032 | -92.346 | -109.1259 | 66.46 | 32.695 | 57.8877 | -0.33729 | 17.3372 | 46.8739
2 | 6 | 12 | 16.8771 | -17.9105 | -31.173 | 12.6172 | 6.3074 | 12.6304 | 50.0742 | -53.1401 | -74.4543 | 39.2351 | 18.714 | 35.7372 | 88.0604 | -89.5487 | -107.7099 | 65.33 | 31.5357 | 56.933 | -0.65138 | 16.1661 | 44.6005
2 | 6 | 13 | 16.3589 | -17.4441 | -30.8256 | 12.4181 | 6.1202 | 12.4378 | 48.5365 | -51.7564 | -73.6243 | 38.616 | 18.1585 | 35.1925 | 85.3562 | -87.2169 | -106.5093 | 64.2991 | 30.5996 | 56.0651 | -0.93464 | 15.1227 | 42.5939
2 | 6 | 14 | 16.4297 | -17.5856 | -30.9499 | 12.458 | 6.1501 | 12.4725 | 48.7466 | -52.1761 | -73.9212 | 38.7399 | 18.2474 | 35.2905 | 85.7258 | -87.9242 | -106.9388 | 64.5055 | 30.7494 | 56.2213 | -1.0251 | 14.9271 | 42.3389
2 | 6 | 15 | 16.5595 | -17.7012 | -31.0476 | 12.5084 | 6.1989 | 12.5368 | 49.1318 | -52.5194 | -74.1545 | 38.8966 | 18.392 | 35.4724 | 86.4031 | -88.5026 | -107.2763 | 64.7664 | 30.9932 | 56.5111 | -0.94525 | 15.219 | 42.8948
2 | 6 | 16 | 16.6839 | -17.8539 | -31.1744 | 12.5674 | 6.2652 | 12.5977 | 49.5008 | -52.9722 | -74.4574 | 39.0801 | 18.5888 | 35.6448 | 87.0521 | -89.2657 | -107.7145 | 65.0719 | 31.3248 | 56.7857 | -0.91405 | 15.385 | 43.2543
2 | 6 | 17 | 16.653 | -17.7969 | -31.1196 | 12.5544 | 6.2404 | 12.5881 | 49.4092 | -52.8032 | -74.3267 | 39.0396 | 18.5153 | 35.6175 | 86.891 | -88.9809 | -107.5253 | 65.0044 | 31.2009 | 56.7422 | -0.88071 | 15.4517 | 43.3322
2 | 6 | 18 | 16.5578 | -17.7004 | -31.0241 | 12.5189 | 6.211 | 12.5606 | 49.1269 | -52.517 | -74.0984 | 38.9293 | 18.4279 | 35.5398 | 86.3945 | -88.4986 | -107.1952 | 64.8208 | 31.0537 | 56.6184 | -0.87618 | 15.4085 | 43.1937
2 | 6 | 19 | 16.4269 | -17.6315 | -30.9556 | 12.414 | 6.1662 | 12.4699 | 48.7384 | -52.3124 | -73.935 | 38.6033 | 18.295 | 35.2832 | 85.7113 | -88.1538 | -106.9588 | 64.2779 | 30.8297 | 56.2096 | -1.1101 | 14.6725 | 41.916
2 | 6 | 20 | 16.4025 | -17.6578 | -30.9481 | 12.4104 | 6.1668 | 12.4735 | 48.6659 | -52.3904 | -73.9169 | 38.592 | 18.297 | 35.2934 | 85.5837 | -88.2853 | -106.9325 | 64.2592 | 30.833 | 56.2259 | -1.1526 | 14.541 | 41.684
2 | 6 | 21 | 16.4733 | -17.7316 | -30.9736 | 12.4235 | 6.1914 | 12.4915 | 48.8761 | -52.6094 | -73.978 | 38.6327 | 18.3697 | 35.3442 | 85.9534 | -88.6543 | -107.0209 | 64.327 | 30.9555 | 56.3068 | -1.1256 | 14.6353 | 41.8675
2 | 6 | 22 | 16.5186 | -17.7766 | -30.9764 | 12.4526 | 6.2157 | 12.5302 | 49.0104 | -52.7428 | -73.9846 | 38.7232 | 18.442 | 35.4536 | 86.1897 | -88.8792 | -107.0304 | 64.4776 | 31.0775 | 56.4812 | -1.0359 | 14.9019 | 42.3163
2 | 6 | 23 | 17.0688 | -18.2818 | -31.411 | 12.6549 | 6.4251 | 12.7286 | 50.6429 | -54.2417 | -75.0225 | 39.3522 | 19.0631 | 36.0151 | 89.0605 | -91.405 | -108.532 | 65.5249 | 32.1241 | 57.3756 | -0.81542 | 15.809 | 44.148
2 | 7 | 0 | 17.6488 | -18.7489 | -31.8137 | 12.9296 | 6.6384 | 12.9987 | 52.3636 | -55.6278 | -75.9843 | 40.2065 | 19.696 | 36.7793 | 92.0866 | -93.7407 | -109.9234 | 66.9474 | 33.1906 | 58.5931 | -0.34714 | 17.4334 | 47.1536
2 | 7 | 1 | 18.286 | -19.2599 | -32.2555 | 13.2182 | 6.8753 | 13.2728 | 54.2544 | -57.144 | -77.0397 | 41.1039 | 20.3989 | 37.5549 | 95.4117 | -96.2958 | -111.4501 | 68.4417 | 34.375 | 59.8286 | 0.13682 | 19.1284 | 50.3112
2 | 7 | 2 | 18.856 | -19.8018 | -32.7128 | 13.4496 | 7.0952 | 13.4868 | 55.9454 | -58.7518 | -78.1319 | 41.8235 | 21.0514 | 38.1604 | 98.3856 | -99.0052 | -113.0302 | 69.6398 | 35.4746 | 60.7933 | 0.37288 | 20.097 | 52.2579
2 | 7 | 3 | 19.5582 | -20.2978 | -33.142 | 13.7772 | 7.346 | 13.7867 | 58.0289 | -60.2234 | -79.1569 | 42.8421 | 21.7955 | 39.009 | 102.0495 | -101.4849 | -114.5131 | 71.3359 | 36.7285 | 62.1452 | 1.0282 | 22.2951 | 56.2611
2 | 7 | 4 | 20.1889 | -20.831 | -33.5951 | 14.0615 | 7.5818 | 14.0394 | 59.9003 | -61.8054 | -80.2391 | 43.7262 | 22.495 | 39.7239 | 105.3406 | -104.1508 | -116.0785 | 72.8081 | 37.9072 | 63.2841 | 1.4454 | 23.801 | 59.1106
2 | 7 | 5 | 19.2702 | -20.0568 | -33.0365 | 13.6824 | 7.2183 | 13.6775 | 57.1746 | -59.5083 | -78.9049 | 42.5473 | 21.4167 | 38.7 | 100.5471 | -100.28 | -114.1485 | 70.8451 | 36.0902 | 61.653 | 0.75515 | 21.4254 | 54.7069
2 | 7 | 6 | 18.4229 | -19.3739 | -32.5306 | 13.3287 | 6.9085 | 13.3343 | 54.6604 | -57.482 | -77.6967 | 41.4475 | 20.4974 | 37.729 | 96.1258 | -96.8654 | -112.4005 | 69.0138 | 34.541 | 60.106 | 0.089919 | 19.1557 | 50.5208
2 | 7 | 7 | 17.673 | -18.6368 | -32.0139 | 13.0558 | 6.6107 | 13.0584 | 52.4356 | -55.295 | -76.4627 | 40.5989 | 19.6139 | 36.9483 | 92.2132 | -93.18 | -110.6154 | 67.6009 | 33.0522 | 58.8623 | -0.25277 | 17.839 | 47.9332
2 | 7 | 8 | 16.7397 | -17.8214 | -31.4198 | 12.6673 | 6.2545 | 12.6645 | 49.6664 | -52.8759 | -75.0437 | 39.3909 | 18.5569 | 35.8336 | 87.3432 | -89.1034 | -108.5626 | 65.5894 | 31.2711 | 57.0866 | -0.91533 | 15.5282 | 43.6242
2 | 7 | 9 | 15.828 | -16.9329 | -30.7708 | 12.3367 | 5.9101 | 12.3258 | 46.9613 | -50.2398 | -73.4935 | 38.3628 | 17.5353 | 34.8755 | 82.5862 | -84.6612 | -106.3201 | 63.8775 | 29.5495 | 55.5602 | -1.3031 | 14.0016 | 40.592
2 | 7 | 10 | 14.8372 | -16.0647 | -30.136 | 11.9368 | 5.5426 | 11.918 | 44.0219 | -47.6638 | -71.9774 | 37.1193 | 16.4448 | 33.7217 | 77.4169 | -80.3203 | -104.1267 | 61.807 | 27.7118 | 53.722 | -1.966 | 11.6665 | 36.2107
2 | 7 | 11 | 14.8834 | -16.0777 | -30.2049 | 11.9554 | 5.5393 | 11.9236 | 44.1588 | -47.7024 | -72.1419 | 37.1769 | 16.435 | 33.7375 | 77.6576 | -80.3853 | -104.3647 | 61.9029 | 27.6953 | 53.7472 | -1.9809 | 11.664 | 36.2531
2 | 7 | 12 | 14.9061 | -16.1196 | -30.2745 | 11.9672 | 5.5494 | 11.9341 | 44.2263 | -47.8267 | -72.3081 | 37.2137 | 16.4651 | 33.7671 | 77.7763 | -80.5948 | -104.6052 | 61.9641 | 27.746 | 53.7943 | -2.0373 | 11.5373 | 36.0807
2 | 7 | 13 | 15.0305 | -16.1678 | -30.3542 | 12.0775 | 5.5878 | 12.0254 | 44.5954 | -47.9696 | -72.4986 | 37.5567 | 16.5789 | 34.0254 | 78.4255 | -80.8355 | -104.8807 | 62.5353 | 27.9378 | 54.2058 | -1.8008 | 12.2883 | 37.3881
2 | 7 | 14 | 15.3628 | -16.4801 | -30.5791 | 12.2007 | 5.7239 | 12.1511 | 45.5814 | -48.8961 | -73.0356 | 37.94 | 16.9827 | 34.3812 | 80.1593 | -82.3969 | -105.6576 | 63.1734 | 28.6183 | 54.7727 | -1.6205 | 12.9536 | 38.6693
2 | 7 | 15 | 15.5862 | -16.7431 | -30.7504 | 12.2755 | 5.8168 | 12.2292 | 46.2441 | -49.6767 | -73.4448 | 38.1723 | 17.2584 | 34.602 | 81.3248 | -83.7123 | -106.2495 | 63.5604 | 29.0828 | 55.1244 | -1.5859 | 13.1553 | 39.1306
2 | 7 | 16 | 15.8541 | -17.0087 | -30.9288 | 12.387 | 5.9371 | 12.335 | 47.039 | -50.4646 | -73.871 | 38.5193 | 17.6153 | 34.9015 | 82.7228 | -85.04 | -106.8661 | 64.1381 | 29.6844 | 55.6016 | -1.4242 | 13.7396 | 40.2407
2 | 7 | 17 | 15.1891 | -16.4782 | -30.3903 | 12.1259 | 5.7256 | 12.0827 | 45.0658 | -48.8907 | -72.5848 | 37.7074 | 16.9879 | 34.1874 | 79.2526 | -82.3878 | -105.0054 | 62.7861 | 28.627 | 54.464 | -1.7453 | 12.473 | 37.7366
2 | 7 | 18 | 14.4214 | -15.8939 | -29.8075 | 11.7729 | 5.4938 | 11.7487 | 42.7882 | -47.1571 | -71.1928 | 36.6095 | 16.3002 | 33.2425 | 75.2473 | -79.4665 | -102.9917 | 60.9581 | 27.4681 | 52.9587 | -2.2646 | 10.5904 | 34.1739
2 | 7 | 19 | 13.7845 | -15.3402 | -29.2578 | 11.5201 | 5.2934 | 11.5043 | 40.8984 | -45.5141 | -69.8799 | 35.8235 | 15.7055 | 32.5509 | 71.9238 | -76.6978 | -101.0924 | 59.6493 | 26.466 | 51.8569 | -2.4957 | 9.5843 | 32.1059
2 | 7 | 20 | 11.7583 | -13.4067 | -27.823 | 10.6854 | 4.5062 | 10.675 | 34.8868 | -39.7774 | -66.4529 | 33.2277 | 13.3698 | 30.2046 | 61.3518 | -67.0305 | -96.1347 | 55.3271 | 22.53 | 48.1189 | -3.6047 | 5.4586 | 24.1627
2 | 7 | 21 | 9.8414 | -11.4089 | -26.3287 | 9.8708 | 3.7578 | 9.8827 | 29.1994 | -33.85 | -62.8839 | 30.6946 | 11.1492 | 27.9628 | 51.35 | -57.0421 | -90.9716 | 51.1092 | 18.788 | 44.5475 | -4.3849 | 2.272 | 17.781
2 | 7 | 22 | 8.1244 | -9.4686 | -24.885 | 9.094 | 3.0458 | 9.1163 | 24.1051 | -28.0933 | -59.4358 | 28.2792 | 9.0368 | 25.7943 | 42.3912 | -47.3413 | -85.9833 | 47.0874 | 15.2283 | 41.0928 | -4.9731 | -0.31376 | 12.4751
2 | 7 | 23 | 7.4662 | -8.9968 | -24.5856 | 8.9034 | 2.8522 | 8.9207 | 22.152 | -26.6934 | -58.7207 | 27.6866 | 8.4623 | 25.2407 | 38.9565 | -44.9822 | -84.9489 | 46.1006 | 14.2602 | 40.211 | -5.44 | -1.8725 | 9.5972
2 | 8 | 0 | 6.9047 | -8.4865 | -24.2785 | 8.7038 | 2.6547 | 8.7133 | 20.4862 | -25.1794 | -57.9872 | 27.0659 | 7.8764 | 24.6539 | 36.0271 | -42.4309 | -83.8877 | 45.0671 | 13.2729 | 39.276 | -5.7885 | -3.0842 | 7.3246
2 | 8 | 1 | 6.4567 | -8.0079 | -24.0042 | 8.5449 | 2.4912 | 8.5467 | 19.1568 | -23.7593 | -57.332 | 26.5718 | 7.3913 | 24.1825 | 33.6892 | -40.0377 | -82.9399 | 44.2444 | 12.4554 | 38.5251 | -5.9726 | -3.7889 | 5.9364
2 | 8 | 2 | 7.1011 | -8.7543 | -24.5677 | 8.7925 | 2.7318 | 8.8097 | 21.0687 | -25.9738 | -58.678 | 27.3416 | 8.1053 | 24.9268 | 37.0515 | -43.7696 | -84.887 | 45.5261 | 13.6586 | 39.7109 | -5.8869 | -3.2094 | 7.2905
2 | 8 | 3 | 7.7953 | -9.4725 | -25.1399 | 9.0613 | 2.9786 | 9.091 | 23.1284 | -28.1047 | -60.0447 | 28.1775 | 8.8376 | 25.7226 | 40.6736 | -47.3604 | -86.8641 | 46.9181 | 14.8926 | 40.9787 | -5.6862 | -2.2832 | 9.2385
2 | 8 | 4 | 8.6146 | -10.2362 | -25.7158 | 9.4157 | 3.271 | 9.4576 | 25.5595 | -30.3705 | -61.42 | 29.2794 | 9.7049 | 26.76 | 44.949 | -51.1787 | -88.8539 | 48.7529 | 16.3541 | 42.6313 | -5.1931 | -0.48675 | 12.6547
2 | 8 | 5 | 9.3991 | -11.1365 | -26.3226 | 9.7172 | 3.5959 | 9.7734 | 27.887 | -33.0419 | -62.8693 | 30.217 | 10.6691 | 27.6534 | 49.042 | -55.6802 | -90.9504 | 50.314 | 17.9789 | 44.0547 | -4.9735 | 0.5153 | 14.7589
2 | 8 | 6 | 10.2011 | -12.0591 | -26.9371 | 10.0235 | 3.9449 | 10.0971 | 30.2665 | -35.7793 | -64.337 | 31.1696 | 11.7045 | 28.5694 | 53.2266 | -60.2932 | -93.0736 | 51.9002 | 19.7238 | 45.5138 | -4.7296 | 1.5937 | 16.9976
2 | 8 | 7 | 11.0813 | -12.9572 | -27.5447 | 10.4038 | 4.3111 | 10.4925 | 32.8779 | -38.4437 | -65.7882 | 32.3522 | 12.7909 | 29.6882 | 57.8191 | -64.7831 | -95.1731 | 53.8694 | 21.5545 | 47.2963 | -4.2132 | 3.4774 | 20.583
2 | 8 | 8 | 12.9417 | -14.7351 | -28.9219 | 11.1375 | 4.9867 | 11.2111 | 38.3978 | -43.7189 | -69.0777 | 34.6337 | 14.7954 | 31.7214 | 67.5263 | -73.6726 | -99.9318 | 57.6683 | 24.9323 | 50.5353 | -3.3801 | 6.7516 | 27.0577
2 | 8 | 9 | 14.9463 | -16.5337 | -30.3363 | 11.9689 | 5.724 | 12.0077 | 44.3456 | -49.0553 | -72.4557 | 37.2189 | 16.9832 | 33.9752 | 77.986 | -82.6652 | -104.8186 | 61.9728 | 28.6191 | 54.1259 | -2.2231 | 11.0119 | 35.2201
2 | 8 | 10 | 17.032 | -18.289 | -31.703 | 12.8282 | 6.4769 | 12.8366 | 50.5337 | -54.2632 | -75.7201 | 39.8912 | 19.2169 | 36.3206 | 88.8684 | -91.4412 | -109.5411 | 66.4224 | 32.3832 | 57.8623 | -0.81837 | 15.9791 | 44.554
2 | 8 | 11 | 18.1959 | -19.2187 | -32.4332 | 13.2857 | 6.869 | 13.2859 | 53.987 | -57.0215 | -77.464 | 41.3139 | 20.3801 | 37.5918 | 94.9415 | -96.0894 | -112.0639 | 68.7913 | 34.3434 | 59.8876 | -0.015419 | 18.7873 | 49.8104
2 | 8 | 12 | 19.3481 | -20.1521 | -33.1651 | 13.735 | 7.2649 | 13.7177 | 57.4056 | -59.791 | -79.2122 | 42.7109 | 21.5549 | 38.8139 | 100.9534 | -100.7563 | -114.593 | 71.1175 | 36.3231 | 61.8343 | 0.74853 | 21.4821 | 54.8791
2 | 8 | 13 | 20.563 | -21.0846 | -33.8868 | 14.2072 | 7.6773 | 14.1656 | 61.0102 | -62.5577 | -80.9358 | 44.1794 | 22.7786 | 40.081 | 107.2925 | -105.4185 | -117.0865 | 73.5626 | 38.3852 | 63.8529 | 1.6418 | 24.5557 | 60.5882
2 | 8 | 14 | 21.5948 | -21.8944 | -34.4716 | 14.6356 | 8.0583 | 14.565 | 64.0716 | -64.9603 | -82.3326 | 45.5114 | 23.9089 | 41.2112 | 112.6762 | -109.4674 | -119.1072 | 75.7806 | 40.2898 | 65.6535 | 2.4877 | 27.4101 | 65.8255
2 | 8 | 15 | 22.5778 | -22.7086 | -35.0516 | 14.979 | 8.3962 | 14.8976 | 66.988 | -67.3761 | -83.718 | 46.5795 | 24.9113 | 42.1523 | 117.8051 | -113.5383 | -121.1113 | 77.559 | 41.9791 | 67.1528 | 3.0904 | 29.5371 | 69.8463
2 | 8 | 16 | 23.6968 | -23.5664 | -35.6482 | 15.4506 | 8.8172 | 15.3241 | 70.308 | -69.9213 | -85.1429 | 48.0458 | 26.1606 | 43.3589 | 123.6436 | -117.8273 | -123.1727 | 80.0005 | 44.0844 | 69.075 | 4.074 | 32.8092 | 75.8036
2 | 8 | 17 | 24.7223 | -24.3551 | -36.2087 | 15.8722 | 9.1987 | 15.7043 | 73.3509 | -72.2614 | -86.4816 | 49.3568 | 27.2925 | 44.4346 | 128.9947 | -121.7708 | -125.1094 | 82.1835 | 45.9917 | 70.7888 | 4.9336 | 35.6917 | 81.0785
2 | 8 | 18 | 25.6411 | -25.1706 | -36.7881 | 16.2322 | 9.5646 | 16.0254 | 76.0769 | -74.6808 | -87.8654 | 50.4763 | 28.378 | 45.3434 | 133.7887 | -125.8478 | -127.1113 | 84.0475 | 47.8209 | 72.2365 | 5.5046 | 37.7283 | 84.9346
2 | 8 | 19 | 26.7285 | -25.9574 | -37.3619 | 16.6909 | 9.9716 | 16.4184 | 79.3032 | -77.0152 | -89.2359 | 51.9028 | 29.5856 | 46.4552 | 139.4625 | -129.7816 | -129.0939 | 86.4229 | 49.856 | 74.0077 | 6.4901 | 40.9957 | 90.8735
2 | 8 | 20 | 27.2936 | -26.4633 | -37.6344 | 16.8677 | 10.1962 | 16.5594 | 80.9799 | -78.5162 | -89.8868 | 52.4525 | 30.2519 | 46.8542 | 142.4111 | -132.311 | -130.0355 | 87.3381 | 50.9788 | 74.6435 | 6.8192 | 42.1355 | 93.0249
2 | 8 | 21 | 27.8605 | -26.9043 | -37.8629 | 17.0608 | 10.4311 | 16.7202 | 82.6617 | -79.8247 | -90.4324 | 53.0529 | 30.9489 | 47.3093 | 145.3687 | -134.516 | -130.8249 | 88.3379 | 52.1534 | 75.3684 | 7.3053 | 43.7157 | 95.8874
2 | 8 | 22 | 28.541 | -27.3904 | -38.1252 | 17.348 | 10.7017 | 16.9147 | 84.6807 | -81.2671 | -91.059 | 53.9461 | 31.7517 | 47.8596 | 148.9194 | -136.9466 | -131.7313 | 89.8251 | 53.5061 | 76.2451 | 7.9897 | 45.9121 | 99.8179
2 | 8 | 23 | 28.8024 | -27.5861 | -38.2103 | 17.4236 | 10.8051 | 16.9767 | 85.4564 | -81.8476 | -91.2621 | 54.1811 | 32.0586 | 48.035 | 150.2835 | -137.9248 | -132.0252 | 90.2164 | 54.0233 | 76.5246 | 8.2114 | 46.6214 | 101.0978
2 | 9 | 0 | 28.9988 | -27.787 | -38.3275 | 17.4946 | 10.9185 | 17.0404 | 86.039 | -82.4438 | -91.5421 | 54.4022 | 32.3951 | 48.2153 | 151.3081 | -138.9295 | -132.4302 | 90.5845 | 54.5904 | 76.8117 | 8.3378 | 47.0656 | 101.9348
2 | 9 | 1 | 29.173 | -28.0096 | -38.4579 | 17.5894 | 11.0373 | 17.1235 | 86.5558 | -83.104 | -91.8536 | 54.6969 | 32.7477 | 48.4503 | 152.2169 | -140.0421 | -132.8808 | 91.0753 | 55.1845 | 77.1862 | 8.4558 | 47.4931 | 102.74
2 | 9 | 2 | 29.12 | -27.9217 | -38.3976 | 17.5623 | 10.9842 | 17.1089 | 86.3987 | -82.8433 | -91.7096 | 54.6126 | 32.59 | 48.409 | 151.9406 | -139.6028 | -132.6725 | 90.9348 | 54.9188 | 77.1204 | 8.4561 | 47.4573 | 102.6392
2 | 9 | 3 | 29.0565 | -27.8233 | -38.337 | 17.5059 | 10.9263 | 17.084 | 86.2101 | -82.5513 | -91.5648 | 54.4371 | 32.4182 | 48.3387 | 151.609 | -139.1107 | -132.463 | 90.6426 | 54.6292 | 77.0083 | 8.4124 | 47.288 | 102.3155
2 | 9 | 4 | 28.9624 | -27.7139 | -38.2758 | 17.4719 | 10.8769 | 17.0624 | 85.9311 | -82.2268 | -91.4185 | 54.3315 | 32.2716 | 48.2774 | 151.1184 | -138.5638 | -132.2514 | 90.4668 | 54.3823 | 76.9107 | 8.384 | 47.1664 | 102.063
2 | 9 | 5 | 28.0065 | -27.054 | -37.8324 | 17.0633 | 10.51 | 16.7562 | 83.0949 | -80.2688 | -90.3597 | 53.0608 | 31.1829 | 47.4112 | 146.1306 | -135.2643 | -130.7196 | 88.351 | 52.5476 | 75.5308 | 7.4496 | 44.1214 | 96.5761
2 | 9 | 6 | 27.1469 | -26.3647 | -37.3572 | 16.7629 | 10.1851 | 16.5133 | 80.5446 | -78.2237 | -89.2246 | 52.1268 | 30.219 | 46.7239 | 141.6457 | -131.818 | -129.0776 | 86.7957 | 50.9233 | 74.4358 | 6.8864 | 42.166 | 92.9049
2 | 9 | 7 | 26.2041 | -25.6694 | -36.8961 | 16.3846 | 9.8218 | 16.2003 | 77.7471 | -76.1609 | -88.1233 | 50.9503 | 29.1412 | 45.8382 | 136.726 | -128.3419 | -127.4844 | 84.8368 | 49.1071 | 73.0248 | 6.0452 | 39.3926 | 87.8684
2 | 9 | 8 | 25.9727 | -25.4253 | -36.748 | 16.2775 | 9.7189 | 16.0943 | 77.0606 | -75.4365 | -87.7696 | 50.6172 | 28.8358 | 45.5381 | 135.5187 | -127.1212 | -126.9727 | 84.2822 | 48.5924 | 72.5468 | 5.89 | 38.8457 | 86.8462
2 | 9 | 9 | 25.6848 | -25.1057 | -36.5514 | 16.1615 | 9.5675 | 15.9718 | 76.2066 | -74.4884 | -87.3 | 50.2567 | 28.3868 | 45.1917 | 134.0169 | -125.5235 | -126.2933 | 83.6819 | 47.8358 | 71.9948 | 5.7286 | 38.2534 | 85.7125
2 | 9 | 10 | 25.4349 | -24.8391 | -36.3963 | 16.0504 | 9.4438 | 15.8624 | 75.4651 | -73.6973 | -86.9295 | 49.911 | 28.0196 | 44.8821 | 132.7129 | -124.1904 | -125.7574 | 83.1062 | 47.2171 | 71.5016 | 5.5561 | 37.651 | 84.59
2 | 9 | 11 | 25.2921 | -24.759 | -36.3202 | 15.9882 | 9.3979 | 15.8009 | 75.0414 | -73.4596 | -86.7477 | 49.7176 | 27.8835 | 44.7081 | 131.9676 | -123.7898 | -125.4943 | 82.7843 | 46.9876 | 71.2245 | 5.4 | 37.1433 | 83.6798
2 | 9 | 12 | 25.1866 | -24.6933 | -36.2441 | 15.9622 | 9.3691 | 15.7722 | 74.7283 | -73.2647 | -86.5661 | 49.6368 | 27.7979 | 44.6268 | 131.417 | -123.4614 | -125.2317 | 82.6498 | 46.8434 | 71.0949 | 5.3526 | 36.959 | 83.3121
2 | 9 | 13 | 25.1278 | -24.6402 | -36.2026 | 15.9431 | 9.3517 | 15.7536 | 74.5538 | -73.1071 | -86.4669 | 49.5775 | 27.7464 | 44.5743 | 131.1101 | -123.1958 | -125.0882 | 82.551 | 46.7567 | 71.0114 | 5.3335 | 36.878 | 83.1452
2 | 9 | 14 | 24.9948 | -24.5795 | -36.0918 | 15.8171 | 9.3102 | 15.648 | 74.1592 | -72.9272 | -86.2024 | 49.1855 | 27.6232 | 44.2755 | 130.4162 | -122.8927 | -124.7054 | 81.8982 | 46.549 | 70.5352 | 5.0986 | 36.1137 | 81.8005
2 | 9 | 15 | 24.8546 | -24.5214 | -35.9528 | 15.731 | 9.2817 | 15.5727 | 73.7432 | -72.7548 | -85.8703 | 48.9177 | 27.5387 | 44.0623 | 129.6848 | -122.6022 | -124.225 | 81.4524 | 46.4066 | 70.1956 | 4.9657 | 35.6369 | 80.9123
2 | 9 | 16 | 24.7716 | -24.4539 | -35.8512 | 15.6882 | 9.2564 | 15.5362 | 73.4971 | -72.5545 | -85.6276 | 48.7847 | 27.4636 | 43.959 | 129.252 | -122.2646 | -123.874 | 81.2309 | 46.2801 | 70.0311 | 4.9473 | 35.5224 | 80.6555
2 | 9 | 17 | 24.4628 | -24.2575 | -35.6553 | 15.562 | 9.1667 | 15.4254 | 72.5808 | -71.9718 | -85.1597 | 48.3924 | 27.1974 | 43.6455 | 127.6404 | -121.2828 | -123.197 | 80.5776 | 45.8315 | 69.5317 | 4.704 | 34.6846 | 79.1015
2 | 9 | 18 | 24.2074 | -24.0654 | -35.4637 | 15.4417 | 9.0751 | 15.3148 | 71.8231 | -71.4018 | -84.7022 | 48.0181 | 26.9258 | 43.3326 | 126.308 | -120.3221 | -122.5352 | 79.9544 | 45.3738 | 69.0331 | 4.5098 | 33.9956 | 77.812
2 | 9 | 19 | 23.8132 | -23.836 | -35.2669 | 15.2406 | 8.9427 | 15.1412 | 70.6534 | -70.721 | -84.2322 | 47.3929 | 26.5329 | 42.8415 | 124.2509 | -119.1749 | -121.8552 | 78.9134 | 44.7117 | 68.2508 | 4.0348 | 32.4675 | 75.0966
2 | 9 | 20 | 23.3391 | -23.4325 | -34.9516 | 15.0699 | 8.7759 | 14.9815 | 69.2469 | -69.5239 | -83.4791 | 46.8621 | 26.038 | 42.3898 | 121.7774 | -117.1576 | -120.7658 | 78.0297 | 43.8777 | 67.5311 | 3.7824 | 31.5337 | 73.2924
2 | 9 | 21 | 22.8683 | -22.9862 | -34.6296 | 14.903 | 8.5908 | 14.8319 | 67.85 | -68.1997 | -82.7099 | 46.3432 | 25.4887 | 41.9665 | 119.3209 | -114.9262 | -119.653 | 77.1655 | 42.952 | 66.8567 | 3.5783 | 30.7386 | 71.7159
2 | 9 | 22 | 22.222 | -22.5671 | -34.3117 | 14.6254 | 8.3576 | 14.588 | 65.9324 | -66.9564 | -81.9507 | 45.4799 | 24.797 | 41.2762 | 115.9487 | -112.831 | -118.5547 | 75.7281 | 41.7865 | 65.7571 | 2.9142 | 28.5785 | 67.8348
2 | 9 | 23 | 21.8245 | -22.2017 | -34.0618 | 14.4795 | 8.2102 | 14.459 | 64.7531 | -65.872 | -81.3539 | 45.0261 | 24.3595 | 40.9113 | 113.8748 | -111.0037 | -117.6914 | 74.9724 | 41.0492 | 65.1758 | 2.7097 | 27.824 | 66.3771
2 | 10 | 0 | 21.3488 | -21.8523 | -33.8122 | 14.3256 | 8.0472 | 14.3262 | 63.3418 | -64.8356 | -80.7576 | 44.5476 | 23.8759 | 40.5353 | 111.3927 | -109.2573 | -116.8287 | 74.1758 | 40.2342 | 64.5768 | 2.3833 | 26.7073 | 64.2936
2 | 10 | 1 | 20.8018 | -21.4846 | -33.5644 | 14.0971 | 7.8516 | 14.1225 | 61.7186 | -63.7446 | -80.1657 | 43.8371 | 23.2955 | 39.9591 | 108.5383 | -107.4188 | -115.9724 | 72.9927 | 39.2563 | 63.6589 | 1.824 | 24.9 | 61.0549
2 | 10 | 2 | 19.911 | -20.7659 | -33.0086 | 13.7956 | 7.5359 | 13.8356 | 59.0757 | -61.612 | -78.8383 | 42.8995 | 22.3589 | 39.1474 | 103.8905 | -103.825 | -114.0521 | 71.4315 | 37.6779 | 62.3658 | 1.3037 | 23.0312 | 57.4884
2 | 10 | 3 | 18.942 | -20.0723 | -32.4942 | 13.4086 | 7.207 | 13.4598 | 56.2007 | -59.5544 | -77.6097 | 41.6959 | 21.3831 | 38.084 | 98.8345 | -100.3576 | -112.2747 | 69.4275 | 36.0336 | 60.6717 | 0.45088 | 20.1997 | 52.3348
2 | 10 | 4 | 18.109 | -19.3848 | -31.9795 | 13.1292 | 6.9287 | 13.1891 | 53.7292 | -57.5146 | -76.3805 | 40.8271 | 20.5575 | 37.3181 | 94.4881 | -96.9202 | -110.4965 | 67.9808 | 34.6422 | 59.4514 | -0.0083656 | 18.5368 | 49.1458
2 | 10 | 5 | 15.2619 | -16.7708 | -30.1213 | 12.0117 | 5.8193 | 12.0662 | 45.282 | -49.7589 | -71.9421 | 37.3522 | 17.2657 | 34.141 | 79.6328 | -83.8508 | -104.0757 | 62.1948 | 29.0952 | 54.39 | -1.7329 | 12.3399 | 37.3862
2 | 10 | 6 | 12.3932 | -14.1029 | -28.2077 | 10.827 | 4.7181 | 10.886 | 36.7704 | -41.8432 | -67.3717 | 33.6681 | 13.9985 | 30.8015 | 64.6644 | -70.5117 | -97.4638 | 56.0604 | 23.5894 | 49.0698 | -3.4864 | 6.0236 | 25.4084
2 | 10 | 7 | 9.8146 | -11.4672 | -26.3437 | 9.7931 | 3.7262 | 9.848 | 29.1199 | -34.0232 | -62.9199 | 30.453 | 11.0555 | 27.8646 | 51.2102 | -57.3339 | -91.0236 | 50.707 | 18.6302 | 44.3911 | -4.6291 | 1.55 | 16.581
2 | 10 | 8 | 9.1142 | -10.8559 | -25.8201 | 9.5448 | 3.4975 | 9.5991 | 27.0418 | -32.2094 | -61.6692 | 29.6808 | 10.3772 | 27.1603 | 47.5557 | -54.2775 | -89.2142 | 49.4212 | 17.487 | 43.269 | -4.9204 | 0.38148 | 14.2412
2 | 10 | 9 | 8.4379 | -10.2911 | -25.317 | 9.2693 | 3.2831 | 9.3324 | 25.0351 | -30.5335 | -60.4675 | 28.8242 | 9.7408 | 26.4057 | 44.0267 | -51.4533 | -87.4758 | 47.9948 | 16.4147 | 42.0669 | -5.2854 | -0.9952 | 11.574
2 | 10 | 10 | 7.7146 | -9.6678 | -24.7581 | 8.9715 | 3.0599 | 9.0467 | 22.8892 | -28.6841 | -59.1326 | 27.8983 | 9.0785 | 25.5972 | 40.253 | -48.3369 | -85.5448 | 46.4532 | 15.2986 | 40.779 | -5.6331 | -2.3534 | 8.9022
2 | 10 | 11 | 7.8024 | -9.7418 | -24.8627 | 9.0517 | 3.0873 | 9.1132 | 23.1497 | -28.9039 | -59.3824 | 28.1476 | 9.16 | 25.7856 | 40.7111 | -48.7072 | -85.9061 | 46.8683 | 15.4358 | 41.079 | -5.5498 | -2.0434 | 9.4809
2 | 10 | 12 | 7.8666 | -9.8086 | -24.9337 | 9.0852 | 3.1186 | 9.1549 | 23.3402 | -29.102 | -59.5521 | 28.2519 | 9.2529 | 25.9034 | 41.046 | -49.041 | -86.1515 | 47.0419 | 15.5924 | 41.2667 | -5.5169 | -1.9057 | 9.7545
2 | 10 | 13 | 7.9089 | -9.8801 | -25.0393 | 9.0972 | 3.141 | 9.1606 | 23.4656 | -29.3142 | -59.8043 | 28.2891 | 9.3192 | 25.9195 | 41.2666 | -49.3987 | -86.5164 | 47.1038 | 15.7042 | 41.2924 | -5.6118 | -2.1251 | 9.4519
2 | 10 | 14 | 8.1728 | -10.2013 | -25.2721 | 9.243 | 3.254 | 9.3041 | 24.2487 | -30.2672 | -60.3603 | 28.7423 | 9.6547 | 26.3258 | 42.6437 | -51.0046 | -87.3208 | 47.8585 | 16.2696 | 41.9395 | -5.4995 | -1.6561 | 10.3859
2 | 10 | 15 | 8.4831 | -10.5411 | -25.543 | 9.4114 | 3.3871 | 9.4673 | 25.1691 | -31.2754 | -61.0073 | 29.2662 | 10.0495 | 26.7875 | 44.2624 | -52.7035 | -88.2568 | 48.7308 | 16.9349 | 42.6751 | -5.3352 | -1.0104 | 11.6429
2 | 10 | 16 | 8.7091 | -10.8593 | -25.7777 | 9.4968 | 3.4953 | 9.5604 | 25.8398 | -32.2194 | -61.568 | 29.5318 | 10.3706 | 27.0509 | 45.4419 | -54.2942 | -89.0679 | 49.1731 | 17.4759 | 43.0947 | -5.3753 | -0.99426 | 11.8235
2 | 10 | 17 | 8.7168 | -10.9109 | -25.8916 | 9.5332 | 3.5135 | 9.5838 | 25.8626 | -32.3724 | -61.84 | 29.6448 | 10.4244 | 27.1172 | 45.482 | -54.5522 | -89.4614 | 49.3613 | 17.5666 | 43.2003 | -5.4552 | -1.1634 | 11.5966
2 | 10 | 18 | 8.7635 | -10.9742 | -26.0181 | 9.6291 | 3.5489 | 9.6576 | 26.0013 | -32.5604 | -62.1422 | 29.9431 | 10.5295 | 27.3259 | 45.7258 | -54.8689 | -89.8986 | 49.8579 | 17.7437 | 43.5328 | -5.3933 | -0.90294 | 12.0927
2 | 10 | 19 | 8.8017 | -11.0419 | -26.1434 | 9.6726 | 3.5755 | 9.6944 | 26.1146 | -32.7611 | -62.4415 | 30.0782 | 10.6083 | 27.43 | 45.925 | -55.2071 | -90.3315 | 50.083 | 17.8765 | 43.6987 | -5.4412 | -0.97141 | 12.0447
2 | 10 | 20 | 8.5489 | -10.7321 | -25.9208 | 9.5843 | 3.4724 | 9.5995 | 25.3646 | -31.842 | -61.9096 | 29.8038 | 10.3026 | 27.1616 | 44.6061 | -53.6583 | -89.5621 | 49.6261 | 17.3614 | 43.2711 | -5.4476 | -1.119 | 11.6443
2 | 10 | 21 | 8.275 | -10.389 | -25.6844 | 9.4753 | 3.3539 | 9.479 | 24.5517 | -30.8239 | -61.345 | 29.4648 | 9.9511 | 26.8205 | 43.1767 | -51.9427 | -88.7453 | 49.0615 | 16.769 | 42.7277 | -5.4901 | -1.3808 | 11.047
2 | 10 | 22 | 7.9326 | -10.0408 | -25.4111 | 9.3038 | 3.2233 | 9.3154 | 23.536 | -29.7909 | -60.6924 | 28.9316 | 9.5636 | 26.3577 | 41.3903 | -50.2019 | -87.8012 | 48.1737 | 16.116 | 41.9904 | -5.6767 | -2.0945 | 9.6673
2 | 10 | 23 | 7.8268 | -9.8226 | -25.2605 | 9.2392 | 3.1512 | 9.2476 | 23.222 | -29.1435 | -60.3327 | 28.7308 | 9.3496 | 26.1658 | 40.8381 | -49.1109 | -87.2809 | 47.8393 | 15.7554 | 41.6847 | -5.6183 | -2.0081 | 9.7257
2 | 11 | 0 | 7.6746 | -9.5981 | -25.106 | 9.1371 | 3.0649 | 9.1459 | 22.7704 | -28.4774 | -59.9637 | 28.4132 | 9.0936 | 25.8779 | 40.0439 | -47.9884 | -86.747 | 47.3105 | 15.324 | 41.2261 | -5.6816 | -2.286 | 9.1691
2 | 11 | 1 | 7.5875 | -9.3839 | -24.9529 | 9.0833 | 2.9941 | 9.086 | 22.512 | -27.8419 | -59.5979 | 28.2459 | 8.8835 | 25.7085 | 39.5896 | -46.9175 | -86.2179 | 47.032 | 14.97 | 40.9563 | -5.5858 | -2.0898 | 9.4125
2 | 11 | 2 | 7.6196 | -9.5038 | -24.9534 | 9.0796 | 3.0345 | 9.087 | 22.6073 | -28.1977 | -59.599 | 28.2343 | 9.0035 | 25.7115 | 39.7571 | -47.5172 | -86.2195 | 47.0126 | 15.1721 | 40.9609 | -5.6364 | -2.2403 | 9.1661
2 | 11 | 3 | 7.6862 | -9.6561 | -24.9512 | 9.0984 | 3.0917 | 9.1114 | 22.805 | -28.6494 | -59.5938 | 28.2928 | 9.1729 | 25.7805 | 40.1048 | -48.2783 | -86.2119 | 47.1101 | 15.4576 | 41.0709 | -5.6195 | -2.192 | 9.2532
2 | 11 | 4 | 7.7011 | -9.8024 | -24.9608 | 9.0435 | 3.1345 | 9.0652 | 22.8491 | -29.0836 | -59.6167 | 28.1221 | 9.3001 | 25.6495 | 40.1823 | -49.01 | -86.2451 | 46.8258 | 15.672 | 40.8623 | -5.8189 | -2.7795 | 8.2873
2 | 11 | 5 | 7.2488 | -9.2306 | -24.4541 | 8.7861 | 2.9244 | 8.8254 | 21.5072 | -27.387 | -58.4066 | 27.3216 | 8.6768 | 24.9713 | 37.8225 | -46.1509 | -84.4944 | 45.493 | 14.6216 | 39.7817 | -5.8999 | -3.3167 | 7.0735
2 | 11 | 6 | 6.8027 | -8.6295 | -23.9112 | 8.5367 | 2.7259 | 8.593 | 20.1836 | -25.6037 | -57.11 | 26.546 | 8.0878 | 24.3137 | 35.4948 | -43.1459 | -82.6187 | 44.2015 | 13.629 | 38.7342 | -5.8824 | -3.5826 | 6.2949
2 | 11 | 7 | 6.4071 | -8.1549 | -23.4033 | 8.3111 | 2.5734 | 8.3852 | 19.0097 | -24.1954 | -55.8968 | 25.8447 | 7.6351 | 23.7255 | 33.4305 | -40.7727 | -80.8636 | 43.0338 | 12.8663 | 37.7971 | -5.8814 | -3.8771 | 5.4914
2 | 11 | 8 | 6.8758 | -8.6188 | -23.7103 | 8.4684 | 2.7378 | 8.5447 | 20.4003 | -25.5719 | -56.6301 | 26.3338 | 8.123 | 24.1769 | 35.876 | -43.0923 | -81.9244 | 43.8481 | 13.6884 | 38.5162 | -5.7024 | -3.168 | 6.912
2 | 11 | 9 | 7.3665 | -9.071 | -24.024 | 8.6746 | 2.9058 | 8.7466 | 21.8562 | -26.9136 | -57.3793 | 26.9748 | 8.6215 | 24.7483 | 38.4363 | -45.3533 | -83.0082 | 44.9155 | 14.5285 | 39.4265 | -5.4015 | -2.092 | 8.9454
2 | 11 | 10 | 7.8725 | -9.5784 | -24.3763 | 8.8472 | 3.092 | 8.9194 | 23.3577 | -28.4189 | -58.2208 | 27.5117 | 9.1738 | 25.237 | 41.0769 | -47.8899 | -84.2256 | 45.8095 | 15.4591 | 40.2051 | -5.2236 | -1.3594 | 10.4351
2 | 11 | 11 | 8.4431 | -10.1309 | -24.8416 | 9.1029 | 3.295 | 9.169 | 25.0507 | -30.0581 | -59.3322 | 28.3069 | 9.7762 | 25.9433 | 44.0541 | -50.6522 | -85.8334 | 47.1335 | 16.4742 | 41.3302 | -4.9625 | -0.31335 | 12.5063
2 | 11 | 12 | 9.024 | -10.6998 | -25.3577 | 9.379 | 3.5003 | 9.4316 | 26.774 | -31.7463 | -60.5649 | 29.1653 | 10.3855 | 26.6863 | 47.0848 | -53.497 | -87.6167 | 48.5628 | 17.501 | 42.5139 | -4.7227 | 0.70001 | 14.5489
2 | 11 | 13 | 9.6039 | -11.2963 | -25.8703 | 9.6084 | 3.7162 | 9.6528 | 28.4946 | -33.5159 | -61.789 | 29.8786 | 11.0259 | 27.3123 | 50.1105 | -56.4791 | -89.3876 | 49.7506 | 18.5802 | 43.5112 | -4.5853 | 1.4065 | 16.0859
2 | 11 | 14 | 9.7152 | -11.4622 | -25.95 | 9.6955 | 3.7818 | 9.7376 | 28.8248 | -34.0082 | -61.9794 | 30.1495 | 11.2204 | 27.5521 | 50.6913 | -57.3086 | -89.6631 | 50.2017 | 18.908 | 43.8932 | -4.4822 | 1.7593 | 16.7226
2 | 11 | 15 | 9.7636 | -11.6217 | -26.0299 | 9.7223 | 3.8383 | 9.7717 | 28.9684 | -34.4814 | -62.1702 | 30.233 | 11.3882 | 27.6486 | 50.9438 | -58.1061 | -89.9391 | 50.3407 | 19.1907 | 44.0469 | -4.5557 | 1.5865 | 16.4769
2 | 11 | 16 | 9.8784 | -11.7719 | -26.1144 | 9.7784 | 3.8971 | 9.8306 | 29.3092 | -34.9272 | -62.3722 | 30.4074 | 11.5626 | 27.8153 | 51.543 | -58.8572 | -90.2312 | 50.6311 | 19.4847 | 44.3126 | -4.5018 | 1.7952 | 16.8829
2 | 11 | 17 | 9.8522 | -11.8325 | -26.1158 | 9.7718 | 3.9124 | 9.8198 | 29.2312 | -35.1068 | -62.3755 | 30.3867 | 11.608 | 27.7848 | 51.406 | -59.1599 | -90.2361 | 50.5966 | 19.5611 | 44.264 | -4.5922 | 1.5284 | 16.4316
2 | 11 | 18 | 9.8643 | -11.9331 | -26.1566 | 9.7738 | 3.9338 | 9.8248 | 29.2672 | -35.4054 | -62.4729 | 30.3931 | 11.6715 | 27.7989 | 51.4693 | -59.6631 | -90.377 | 50.6072 | 19.6681 | 44.2864 | -4.693 | 1.2524 | 15.991
2 | 11 | 19 | 9.9355 | -12.0229 | -26.1936 | 9.8545 | 3.9798 | 9.895 | 29.4786 | -35.6719 | -62.5613 | 30.644 | 11.8081 | 27.9975 | 51.8411 | -60.1123 | -90.5048 | 51.0249 | 19.8983 | 44.6029 | -4.5517 | 1.695 | 16.7501
2 | 11 | 20 | 8.7203 | -10.8671 | -25.1571 | 9.328 | 3.5473 | 9.3946 | 25.8729 | -32.2426 | -60.0857 | 29.0068 | 10.5247 | 26.5817 | 45.5 | -54.3333 | -86.9235 | 48.2989 | 17.7357 | 42.3473 | -5.0341 | -0.34218 | 12.625
2 | 11 | 21 | 7.7244 | -9.8528 | -24.1529 | 8.7969 | 3.1656 | 8.8928 | 22.9182 | -29.233 | -57.6872 | 27.3551 | 9.3924 | 25.1618 | 40.3039 | -49.2618 | -83.4538 | 45.5487 | 15.8276 | 40.0852 | -5.426 | -2.0927 | 9.0499
2 | 11 | 22 | 6.7531 | -8.8204 | -23.1128 | 8.2932 | 2.7863 | 8.408 | 20.0364 | -26.17 | -55.2031 | 25.789 | 8.2669 | 23.7901 | 35.236 | -44.1001 | -79.86 | 42.941 | 13.9309 | 37.9 | -5.6926 | -3.4906 | 6.0478
2 | 11 | 23 | 5.5416 | -7.5522 | -21.9941 | 7.7639 | 2.3513 | 7.9069 | 16.4418 | -22.4074 | -52.531 | 24.143 | 6.9762 | 22.3723 | 28.9145 | -37.7596 | -75.9945 | 40.2002 | 11.7558 | 35.6413 | -5.9827 | -5.0052 | 2.7578
2 | 12 | 0 | 4.3941 | -6.2918 | -20.8726 | 7.2093 | 1.9359 | 7.389 | 13.0374 | -18.6678 | -49.8525 | 22.4183 | 5.7439 | 20.9069 | 22.9275 | -31.4579 | -72.1196 | 37.3284 | 9.6793 | 33.3068 | -6.2361 | -6.4139 | -0.33556
2 | 12 | 1 | 3.2677 | -4.9977 | -19.7401 | 6.7051 | 1.5181 | 6.9012 | 9.6953 | -14.828 | -47.1475 | 20.8505 | 4.5042 | 19.5268 | 17.0502 | -24.9873 | -68.2064 | 34.7179 | 7.5901 | 31.1081 | -6.3456 | -7.3988 | -2.7274
2 | 12 | 2 | 2.8682 | -4.5941 | -19.55 | 6.5704 | 1.3856 | 6.7606 | 8.5099 | -13.6307 | -46.6935 | 20.4317 | 4.111 | 19.1289 | 14.9655 | -22.9697 | -67.5496 | 34.0207 | 6.9276 | 30.4743 | -6.5593 | -8.1427 | -4.1312
2 | 12 | 3 | 2.455 | -4.1685 | -19.3493 | 6.4611 | 1.247 | 6.6396 | 7.2841 | -12.3679 | -46.2141 | 20.0916 | 3.6998 | 18.7866 | 12.8098 | -20.8417 | -66.8561 | 33.4544 | 6.2346 | 29.9289 | -6.7151 | -8.72 | -5.2701
2 | 12 | 4 | 2.1023 | -3.7841 | -19.1531 | 6.373 | 1.1271 | 6.5382 | 6.2376 | -11.2274 | -45.7456 | 19.8179 | 3.344 | 18.4996 | 10.9694 | -18.9198 | -66.1783 | 32.9986 | 5.6351 | 29.4718 | -6.7966 | -9.0739 | -6.0232
2 | 12 | 5 | 1.9455 | -3.5275 | -18.8595 | 6.2266 | 1.0382 | 6.3801 | 5.7722 | -10.4659 | -45.0443 | 19.3626 | 3.0805 | 18.0522 | 10.1509 | -17.6365 | -65.1637 | 32.2404 | 5.191 | 28.759 | -6.7965 | -9.2428 | -6.4589
2 | 12 | 6 | 1.8828 | -3.2764 | -18.5153 | 6.0421 | 0.9554 | 6.1837 | 5.5863 | -9.7212 | -44.2223 | 18.7889 | 2.8347 | 17.4965 | 9.824 | -16.3816 | -63.9746 | 31.2852 | 4.7768 | 27.8737 | -6.7277 | -9.2371 | -6.5964
2 | 12 | 7 | 1.8715 | -3.0692 | -18.2117 | 5.9176 | 0.8911 | 6.0498 | 5.5527 | -9.1064 | -43.4971 | 18.4018 | 2.6439 | 17.1176 | 9.765 | -15.3456 | -62.9255 | 30.6406 | 4.4553 | 27.2701 | -6.5509 | -8.8875 | -6.1401
2 | 12 | 8 | 2.3544 | -3.6142 | -19.3704 | 6.4314 | 1.0682 | 6.5405 | 6.9855 | -10.7233 | -46.2647 | 19.9993 | 3.1694 | 18.5061 | 12.2847 | -18.0703 | -66.9292 | 33.3006 | 5.341 | 29.4821 | -6.5901 | -8.3276 | -4.5911
2 | 12 | 9 | 2.9388 | -4.2719 | -20.565 | 6.9537 | 1.2732 | 7.0325 | 8.7192 | -12.6746 | -49.1178 | 21.6236 | 3.7777 | 19.8983 | 15.3336 | -21.3585 | -71.0567 | 36.0051 | 6.366 | 31.6999 | -6.6387 | -7.7736 | -3.0105
2 | 12 | 10 | 4.0767 | -5.533 | -21.7575 | 7.4621 | 1.6728 | 7.5183 | 12.0954 | -16.4164 | -51.966 | 23.2045 | 4.9633 | 21.2728 | 21.271 | -27.664 | -75.1771 | 38.6375 | 8.3638 | 33.8896 | -6.5606 | -6.8465 | -0.67917
2 | 12 | 11 | 5.7053 | -7.3719 | -23.1545 | 8.1497 | 2.2698 | 8.2043 | 16.9276 | -21.8724 | -55.3026 | 25.3427 | 6.7343 | 23.2138 | 29.7689 | -36.8581 | -80.0041 | 42.1979 | 11.3483 | 36.9819 | -6.1973 | -4.9565 | 3.4349
2 | 12 | 12 | 7.4499 | -9.235 | -24.5584 | 8.8816 | 2.9182 | 8.9424 | 22.1038 | -27.4001 | -58.6556 | 27.6186 | 8.6583 | 25.3023 | 38.8718 | -46.1731 | -84.8547 | 45.9875 | 14.5905 | 40.309 | -5.6012 | -2.3727 | 8.731
2 | 12 | 13 | 9.3271 | -11.1439 | -26.0075 | 9.6556 | 3.6004 | 9.7121 | 27.6735 | -33.0638 | -62.1169 | 30.0256 | 10.6825 | 27.48 | 48.6665 | -55.7172 | -89.8619 | 49.9953 | 18.0015 | 43.7783 | -4.8562 | 0.6808 | 14.8625
2 | 12 | 14 | 10.8394 | -12.6931 | -27.1643 | 10.2458 | 4.177 | 10.3069 | 32.1604 | -37.6604 | -64.8797 | 31.8608 | 12.3932 | 29.163 | 56.5572 | -63.4631 | -93.8588 | 53.0512 | 20.8843 | 46.4596 | -4.2883 | 3.0374 | 19.6304
2 | 12 | 15 | 12.5677 | -14.2813 | -28.3652 | 10.974 | 4.8113 | 11.0342 | 37.2882 | -42.3726 | -67.748 | 34.1252 | 14.2752 | 31.221 | 65.575 | -71.4038 | -98.0083 | 56.8216 | 24.0557 | 49.7382 | -3.2593 | 6.7891 | 26.7784
2 | 12 | 16 | 14.1842 | -15.8473 | -29.5404 | 11.5872 | 5.419 | 11.6496 | 42.0843 | -47.0186 | -70.5548 | 36.032 | 16.0781 | 32.9621 | 74.0094 | -79.2331 | -102.0687 | 59.9965 | 27.0939 | 52.5119 | -2.5477 | 9.5831 | 32.31
2 | 12 | 17 | 16.1475 | -17.6187 | -30.9269 | 12.3953 | 6.1407 | 12.4369 | 47.9095 | -52.2744 | -73.8663 | 38.5452 | 18.2193 | 35.1898 | 84.2536 | -88.0898 | -106.8593 | 64.1811 | 30.7022 | 56.0608 | -1.4251 | 13.7231 | 40.2486
2 | 12 | 18 | 18.3052 | -19.4208 | -32.3558 | 13.2786 | 6.9407 | 13.3087 | 54.3112 | -57.6213 | -77.2793 | 41.2917 | 20.5931 | 37.6566 | 95.5116 | -97.1 | -111.7968 | 68.7543 | 34.7023 | 59.9906 | 0.056556 | 18.952 | 50.0621
2 | 12 | 19 | 20.4367 | -21.2028 | -33.7505 | 14.156 | 7.7227 | 14.1423 | 60.6354 | -62.9083 | -80.6102 | 44.0203 | 22.9132 | 40.0152 | 106.6333 | -106.0094 | -116.6155 | 73.2978 | 38.6119 | 63.7481 | 1.5045 | 24.0655 | 59.6661
2 | 12 | 20 | 22.206 | -22.6789 | -34.8097 | 14.8602 | 8.3856 | 14.8022 | 65.8849 | -67.288 | -83.14 | 46.2098 | 24.88 | 41.8824 | 115.8651 | -113.3899 | -120.2752 | 76.9435 | 41.9263 | 66.7229 | 2.7654 | 28.4291 | 67.7927
2 | 12 | 21 | 24.0755 | -24.1336 | -35.8583 | 15.6135 | 9.0828 | 15.4938 | 71.4317 | -71.6042 | -85.6445 | 48.5525 | 26.9485 | 43.8391 | 125.6197 | -120.6632 | -123.8984 | 80.8442 | 45.412 | 69.84 | 4.2737 | 33.5231 | 77.1544
2 | 12 | 22 | 25.9548 | -25.5934 | -36.9115 | 16.3584 | 9.7784 | 16.1624 | 77.0077 | -75.9354 | -88.16 | 50.8689 | 29.0124 | 45.7311 | 135.4257 | -127.962 | -127.5375 | 84.7012 | 48.89 | 72.8541 | 5.7492 | 38.5246 | 86.3716
2 | 12 | 23 | 27.8254 | -26.9808 | -37.9114 | 17.1527 | 10.4894 | 16.8346 | 82.5576 | -80.0516 | -90.5483 | 53.3389 | 31.1218 | 47.6329 | 145.1856 | -134.8983 | -130.9925 | 88.8141 | 52.4447 | 75.884 | 7.4099 | 44.0514 | 96.4376
2 | 13 | 0 | 29.6347 | -28.3565 | -38.8983 | 17.8949 | 11.1876 | 17.4271 | 87.9259 | -84.1333 | -92.9054 | 55.6469 | 33.1935 | 49.3094 | 154.6263 | -141.7765 | -134.4024 | 92.657 | 55.9358 | 78.5547 | 8.8896 | 49.037 | 105.595
2 | 13 | 1 | 31.5289 | -29.7724 | -39.9022 | 18.677 | 11.9497 | 17.9617 | 93.5459 | -88.3342 | -95.3032 | 58.0788 | 35.4547 | 50.822 | 164.5098 | -148.8557 | -137.8712 | 96.7063 | 59.7462 | 80.9644 | 10.4427 | 54.264 | 115.1999
2 | 13 | 2 | 32.9315 | -30.9347 | -40.7294 | 19.3678 | 12.7305 | 18.3561 | 97.7074 | -91.7829 | -97.2788 | 60.2271 | 37.7713 | 51.938 | 171.8281 | -154.6672 | -140.7292 | 100.2835 | 63.65 | 82.7424 | 11.7219 | 58.582 | 123.1075
2 | 13 | 3 | 34.1575 | -32.1654 | -41.6153 | 20.1319 | 13.66 | 18.7183 | 101.3449 | -95.4343 | -99.3948 | 62.6031 | 40.529 | 52.9629 | 178.225 | -160.8204 | -143.7903 | 104.2397 | 68.2971 | 84.3752 | 12.887 | 62.6107 | 130.5262
2 | 13 | 4 | 35.2508 | -33.3672 | -42.4873 | 20.9231 | 14.6796 | 19.0105 | 104.5886 | -99.0002 | -101.4775 | 65.0635 | 43.5541 | 53.7895 | 183.9294 | -166.8294 | -146.8033 | 108.3365 | 73.3949 | 85.6921 | 14.0094 | 66.5181 | 137.7202
2 | 13 | 5 | 35.1263 | -33.2027 | -42.3787 | 20.8428 | 14.551 | 18.9809 | 104.2193 | -98.5121 | -101.218 | 64.8137 | 43.1727 | 53.7057 | 183.2799 | -166.0069 | -146.4279 | 107.9205 | 72.7521 | 85.5585 | 13.9195 | 66.1812 | 137.0763
2 | 13 | 6 | 34.8503 | -33.0051 | -42.2631 | 20.6536 | 14.3693 | 18.9024 | 103.4003 | -97.9256 | -100.942 | 64.2254 | 42.6334 | 53.4836 | 181.8396 | -165.0185 | -146.0287 | 106.941 | 71.8433 | 85.2047 | 13.5073 | 64.875 | 134.7814
2 | 13 | 7 | 34.7166 | -32.8187 | -42.1435 | 20.5828 | 14.269 | 18.8706 | 103.0038 | -97.3726 | -100.6562 | 64.0051 | 42.336 | 53.3938 | 181.1424 | -164.0866 | -145.6151 | 106.5743 | 71.3421 | 85.0616 | 13.4769 | 64.71 | 134.4187
2 | 13 | 8 | 35.0429 | -33.1138 | -42.3966 | 20.905 | 14.6102 | 18.9808 | 103.9719 | -98.2481 | -101.2608 | 65.0071 | 43.3483 | 53.7054 | 182.8448 | -165.562 | -146.4898 | 108.2427 | 73.0481 | 85.5581 | 14.0285 | 66.5238 | 137.6418
2 | 13 | 9 | 35.1703 | -33.3941 | -42.64 | 21.0282 | 14.8099 | 19.0193 | 104.35 | -99.0798 | -101.8421 | 65.3903 | 43.9408 | 53.8143 | 183.5097 | -166.9636 | -147.3308 | 108.8807 | 74.0464 | 85.7316 | 13.9936 | 66.5734 | 137.8741
2 | 13 | 10 | 35.3293 | -33.6665 | -42.8865 | 21.2377 | 15.1198 | 19.0745 | 104.8215 | -99.8881 | -102.4309 | 66.0418 | 44.8601 | 53.9706 | 184.3389 | -168.3256 | -148.1825 | 109.9654 | 75.5957 | 85.9805 | 14.2082 | 67.375 | 139.3725
2 | 13 | 11 | 35.2234 | -33.5557 | -42.8055 | 21.1866 | 15.0641 | 19.0556 | 104.5074 | -99.5595 | -102.2373 | 65.8827 | 44.695 | 53.9171 | 183.7867 | -167.7718 | -147.9025 | 109.7006 | 75.3174 | 85.8953 | 14.1685 | 67.2055 | 139.0257
2 | 13 | 12 | 35.0857 | -33.4282 | -42.7252 | 21.1434 | 15.027 | 19.0281 | 104.0987 | -99.181 | -102.0456 | 65.7485 | 44.585 | 53.8393 | 183.0678 | -167.1341 | -147.6252 | 109.4772 | 75.1321 | 85.7714 | 14.1308 | 67.0449 | 138.6892
2 | 13 | 13 | 35.0002 | -33.3278 | -42.6821 | 21.132 | 15.0144 | 19.0128 | 103.8451 | -98.8831 | -101.9426 | 65.7129 | 44.5474 | 53.7962 | 182.6218 | -166.6321 | -147.4762 | 109.4179 | 75.0688 | 85.7027 | 14.1495 | 67.0758 | 138.7028
2 | 13 | 14 | 35.6304 | -34.0129 | -43.1435 | 21.6175 | 15.5565 | 19.1798 | 105.7149 | -100.9159 | -103.0446 | 67.2229 | 46.156 | 54.2686 | 185.9101 | -170.0577 | -149.0704 | 111.9322 | 77.7795 | 86.4553 | 14.8279 | 69.4019 | 142.949
2 | 13 | 15 | 36.0301 | -34.6953 | -43.6381 | 22.0154 | 16.1449 | 19.3069 | 106.9007 | -102.9407 | -104.226 | 68.46 | 47.9018 | 54.6281 | 187.9955 | -173.4696 | -150.7794 | 113.9921 | 80.7213 | 87.028 | 15.1638 | 70.7241 | 145.4879
2 | 13 | 16 | 36.2695 | -35.3954 | -44.1388 | 22.5873 | 16.8595 | 19.4648 | 107.611 | -105.0177 | -105.4219 | 70.2385 | 50.0218 | 55.0749 | 189.2446 | -176.9698 | -152.5095 | 116.9533 | 84.2938 | 87.7398 | 15.6468 | 72.5066 | 148.7523
2 | 13 | 17 | 36.3046 | -35.6381 | -44.2779 | 22.7159 | 17.0831 | 19.4999 | 107.7153 | -105.7377 | -105.7541 | 70.6383 | 50.6854 | 55.1743 | 189.428 | -178.183 | -152.9901 | 117.619 | 85.4121 | 87.8982 | 15.6876 | 72.7216 | 149.1843
2 | 13 | 18 | 36.3103 | -35.9429 | -44.4757 | 22.9098 | 17.3766 | 19.5444 | 107.7323 | -106.6422 | -106.2266 | 71.2412 | 51.5562 | 55.3002 | 189.458 | -179.7073 | -153.6736 | 118.623 | 86.8796 | 88.0988 | 15.7225 | 72.9612 | 149.6784
2 | 13 | 19 | 36.3358 | -36.2007 | -44.6219 | 23.1921 | 17.7387 | 19.6084 | 107.8078 | -107.4072 | -106.5756 | 72.1193 | 52.6305 | 55.4813 | 189.5907 | -180.9963 | -154.1786 | 120.0852 | 88.6898 | 88.3872 | 16.0524 | 74.0561 | 151.5779
2 | 13 | 20 | 36.0874 | -35.8558 | -44.379 | 22.8162 | 17.2806 | 19.5096 | 107.0708 | -106.3836 | -105.9956 | 70.9504 | 51.2713 | 55.2016 | 188.2945 | -179.2716 | -153.3395 | 118.1387 | 86.3995 | 87.9417 | 15.459 | 72.1148 | 148.1633
2 | 13 | 21 | 35.8355 | -35.4981 | -44.1261 | 22.6089 | 16.9826 | 19.437 | 106.3235 | -105.3224 | -105.3916 | 70.3057 | 50.3873 | 54.9964 | 186.9804 | -177.4832 | -152.4656 | 117.0653 | 84.9098 | 87.6148 | 15.2399 | 71.299 | 146.6214
2 | 13 | 22 | 35.5965 | -35.1681 | -43.8937 | 22.4166 | 16.7241 | 19.3672 | 105.6143 | -104.3432 | -104.8364 | 69.7078 | 49.6201 | 54.7989 | 185.7331 | -175.8331 | -151.6626 | 116.0697 | 83.6169 | 87.3 | 15.0426 | 70.5614 | 145.2241
2 | 13 | 23 | 34.9582 | -34.0274 | -43.0008 | 21.5577 | 15.7132 | 19.0952 | 103.7205 | -100.9588 | -102.704 | 67.0368 | 46.6207 | 54.0293 | 182.4027 | -170.1299 | -148.5776 | 111.6223 | 78.5625 | 86.0741 | 14.296 | 67.7445 | 139.954
2 | 14 | 0 | 33.6755 | -32.8526 | -42.0689 | 20.7315 | 14.8326 | 18.7637 | 99.9147 | -97.4733 | -100.478 | 64.4676 | 44.0083 | 53.0911 | 175.7098 | -164.2564 | -145.3574 | 107.3444 | 74.1602 | 84.5794 | 13.0818 | 63.5303 | 132.1799
2 | 14 | 1 | 32.4405 | -31.7338 | -41.1891 | 19.97 | 14.0418 | 18.4047 | 96.2506 | -94.1538 | -98.3768 | 62.0998 | 41.6619 | 52.0754 | 169.2662 | -158.6625 | -142.3176 | 103.4017 | 70.2062 | 82.9613 | 11.9342 | 59.5571 | 124.8552
2 | 14 | 2 | 30.7872 | -30.2909 | -40.114 | 19.0062 | 13.0059 | 17.8593 | 91.3451 | -89.8728 | -95.8091 | 59.1024 | 38.5884 | 50.5323 | 160.6394 | -151.4484 | -138.6031 | 98.4108 | 65.027 | 80.5029 | 10.2536 | 53.8863 | 114.5286
2 | 14 | 3 | 29.3286 | -28.8697 | -39.0491 | 18.174 | 12.033 | 17.3224 | 87.0177 | -85.6562 | -93.2657 | 56.5146 | 35.7018 | 49.013 | 153.0293 | -144.3428 | -134.9236 | 94.1019 | 60.1626 | 78.0826 | 8.9391 | 49.3253 | 106.1099
2 | 14 | 4 | 27.8169 | -27.433 | -37.9781 | 17.3788 | 11.1208 | 16.7357 | 82.5324 | -81.3935 | -90.7075 | 54.0419 | 32.9953 | 47.3532 | 145.1414 | -137.1595 | -131.2227 | 89.9847 | 55.6017 | 75.4384 | 7.6412 | 44.8219 | 97.7838
2 | 14 | 5 | 24.3959 | -24.1671 | -35.6125 | 15.5962 | 9.1713 | 15.3316 | 72.3822 | -71.7035 | -85.0574 | 48.4987 | 27.2112 | 43.3801 | 127.2913 | -120.8305 | -123.0491 | 80.7547 | 45.8547 | 69.1088 | 4.7154 | 34.7113 | 79.1299
2 | 14 | 6 | 20.4571 | -20.9384 | -33.2819 | 13.9787 | 7.6441 | 13.9285 | 60.6961 | -62.1239 | -79.4912 | 43.4689 | 22.6799 | 39.4102 | 106.7401 | -104.6875 | -114.9966 | 72.3796 | 38.2189 | 62.7843 | 1.7882 | 24.6401 | 60.4388
2 | 14 | 7 | 16.7741 | -17.702 | -30.9504 | 12.5474 | 6.2436 | 12.5573 | 49.7685 | -52.5217 | -73.9224 | 39.0181 | 18.5247 | 35.5305 | 87.5228 | -88.5066 | -106.9405 | 64.9686 | 31.2168 | 56.6035 | -0.52995 | 16.3977 | 44.8648
2 | 14 | 8 | 14.4306 | -15.5542 | -29.4271 | 11.6177 | 5.3483 | 11.6329 | 42.8153 | -46.149 | -70.2842 | 36.1271 | 15.8684 | 32.9149 | 75.295 | -77.7677 | -101.6773 | 60.1548 | 26.7404 | 52.4367 | -1.9518 | 11.2924 | 35.1819
2 | 14 | 9 | 12.2208 | -13.4233 | -27.9387 | 10.7454 | 4.5022 | 10.7553 | 36.2589 | -39.8266 | -66.7293 | 33.4144 | 13.358 | 30.4318 | 63.7649 | -67.1135 | -96.5345 | 55.6379 | 22.5101 | 48.4808 | -3.1383 | 6.9071 | 26.7456
2 | 14 | 10 | 10.0546 | -11.2428 | -26.4115 | 9.8695 | 3.6738 | 9.8728 | 29.8319 | -33.3573 | -63.0816 | 30.6905 | 10.9001 | 27.9348 | 52.4624 | -56.2118 | -91.2575 | 51.1024 | 18.3682 | 44.5029 | -4.1836 | 2.9184 | 18.9666
2 | 14 | 11 | 9.8224 | -11.1483 | -26.3431 | 9.8065 | 3.6199 | 9.8084 | 29.1428 | -33.077 | -62.9183 | 30.4947 | 10.7402 | 27.7526 | 51.2505 | -55.7394 | -91.0213 | 50.7764 | 18.0987 | 44.2127 | -4.4343 | 2.135 | 17.5776
2 | 14 | 12 | 9.5852 | -11.0425 | -26.2802 | 9.7441 | 3.5697 | 9.7465 | 28.4391 | -32.7631 | -62.7681 | 30.3006 | 10.5913 | 27.5774 | 50.013 | -55.2105 | -90.8041 | 50.4532 | 17.8479 | 43.9336 | -4.6773 | 1.3772 | 16.233
2 | 14 | 13 | 9.4696 | -10.9636 | -26.2246 | 9.7701 | 3.5565 | 9.7714 | 28.0961 | -32.5289 | -62.6352 | 30.3817 | 10.552 | 27.6477 | 49.4098 | -54.8158 | -90.6118 | 50.5882 | 17.7816 | 44.0455 | -4.6206 | 1.5134 | 16.3975
2 | 14 | 14 | 10.0648 | -11.7465 | -26.764 | 10.0072 | 3.8276 | 10.0222 | 29.862 | -34.8518 | -63.9237 | 31.1189 | 11.3565 | 28.3574 | 52.5153 | -58.7302 | -92.4758 | 51.8158 | 19.1374 | 45.1761 | -4.5888 | 1.9194 | 17.4386
2 | 14 | 15 | 10.7668 | -12.5511 | -27.3145 | 10.3298 | 4.1271 | 10.3563 | 31.9449 | -37.2389 | -65.2385 | 32.122 | 12.2451 | 29.3028 | 56.1783 | -62.7528 | -94.3779 | 53.4861 | 20.6347 | 46.6823 | -4.2856 | 3.1375 | 19.8507
2 | 14 | 16 | 11.4236 | -13.3344 | -27.8289 | 10.6353 | 4.4358 | 10.6739 | 33.8936 | -39.5629 | -66.4669 | 33.072 | 13.1609 | 30.2013 | 59.6053 | -66.669 | -96.155 | 55.0679 | 22.178 | 48.1137 | -3.9947 | 4.2981 | 22.1409
2 | 14 | 17 | 12.2558 | -14.1989 | -28.4508 | 10.9481 | 4.763 | 10.9861 | 36.3629 | -42.128 | -67.9524 | 34.0447 | 14.1318 | 31.0848 | 63.9478 | -70.9916 | -98.3039 | 56.6875 | 23.8142 | 49.5212 | -3.6966 | 5.5439 | 24.675
2 | 14 | 18 | 13.0908 | -15.0329 | -29.0391 | 11.3084 | 5.0942 | 11.3392 | 38.8403 | -44.6026 | -69.3574 | 35.165 | 15.1145 | 32.0839 | 68.3045 | -75.1617 | -100.3365 | 58.5529 | 25.4701 | 51.1128 | -3.2394 | 7.2437 | 27.9421
2 | 14 | 19 | 13.9262 | -15.8709 | -29.6166 | 11.6194 | 5.4261 | 11.6614 | 41.3187 | -47.0886 | -70.7368 | 36.1322 | 16.0991 | 32.9954 | 72.6631 | -79.3511 | -102.332 | 60.1634 | 27.1292 | 52.5649 | -2.8545 | 8.7199 | 30.8375
2 | 14 | 20 | 14.3478 | -16.2819 | -29.9107 | 11.8196 | 5.5961 | 11.856 | 42.5697 | -48.3082 | -71.4393 | 36.7547 | 16.6036 | 33.5463 | 74.863 | -81.4062 | -103.3483 | 61.1999 | 27.9795 | 53.4425 | -2.5731 | 9.7267 | 32.7303
2 | 14 | 21 | 14.721 | -16.7046 | -30.2337 | 11.9537 | 5.7538 | 11.9901 | 43.6769 | -49.5622 | -72.2106 | 37.1718 | 17.0714 | 33.9255 | 76.8102 | -83.5194 | -104.4641 | 61.8944 | 28.7677 | 54.0467 | -2.5197 | 10.0728 | 33.5355
2 | 14 | 22 | 15.1693 | -17.1209 | -30.5299 | 12.1811 | 5.9501 | 12.2096 | 45.0071 | -50.7975 | -72.9183 | 37.8789 | 17.6538 | 34.5467 | 79.1494 | -85.601 | -105.4879 | 63.0718 | 29.7492 | 55.0364 | -2.1407 | 11.3708 | 35.9179
2 | 14 | 23 | 15.7771 | -17.6572 | -30.9245 | 12.3762 | 6.1619 | 12.4125 | 46.8105 | -52.3888 | -73.8607 | 38.4858 | 18.2822 | 35.1208 | 82.3209 | -88.2826 | -106.8513 | 64.0822 | 30.808 | 55.9509 | -1.8541 | 12.4496 | 38.0282
2 | 15 | 0 | 16.5364 | -18.2372 | -31.3699 | 12.6841 | 6.4275 | 12.7146 | 49.0632 | -54.1096 | -74.9245 | 39.443 | 19.0704 | 35.9754 | 86.2825 | -91.1824 | -108.3902 | 65.6761 | 32.1363 | 57.3124 | -1.2446 | 14.5179 | 41.8347
2 | 15 | 1 | 17.1303 | -18.7761 | -31.7682 | 12.889 | 6.6343 | 12.9261 | 50.8253 | -55.7086 | -75.8757 | 40.0803 | 19.6839 | 36.5739 | 89.3812 | -93.8769 | -109.7662 | 66.7373 | 33.1702 | 58.2658 | -0.96467 | 15.579 | 43.9114
2 | 15 | 2 | 16.7647 | -18.4411 | -31.4997 | 12.7449 | 6.5109 | 12.7887 | 49.7405 | -54.7146 | -75.2345 | 39.632 | 19.3176 | 36.1852 | 87.4737 | -92.2019 | -108.8387 | 65.9909 | 32.553 | 57.6466 | -1.1318 | 14.9263 | 42.6235
2 | 15 | 3 | 16.2898 | -18.0895 | -31.2085 | 12.5285 | 6.3398 | 12.5837 | 48.3317 | -53.6712 | -74.539 | 38.9593 | 18.81 | 35.605 | 84.9961 | -90.4436 | -107.8325 | 64.8707 | 31.6976 | 56.7224 | -1.5562 | 13.4959 | 40.0107
2 | 15 | 4 | 16.0087 | -17.7774 | -30.9518 | 12.4166 | 6.2361 | 12.4804 | 47.4975 | -52.7453 | -73.9258 | 38.6114 | 18.5026 | 35.313 | 83.529 | -88.8833 | -106.9454 | 64.2914 | 31.1794 | 56.2571 | -1.5873 | 13.2534 | 39.4283
2 | 15 | 5 | 12.5329 | -14.5066 | -28.6095 | 11.0355 | 4.8879 | 11.0747 | 37.185 | -43.0408 | -68.3315 | 34.3165 | 14.5023 | 31.3354 | 65.3935 | -72.5299 | -98.8524 | 57.14 | 24.4384 | 49.9203 | -3.5852 | 5.9667 | 25.5099
2 | 15 | 6 | 9.3241 | -11.2323 | -26.2712 | 9.7467 | 3.6346 | 9.7671 | 27.6644 | -33.3261 | -62.7466 | 30.3089 | 10.7837 | 27.6358 | 48.6506 | -56.1592 | -90.773 | 50.467 | 18.1721 | 44.0266 | -5.031 | 0.32005 | 14.384
2 | 15 | 7 | 6.3551 | -7.943 | -23.9231 | 8.5373 | 2.4791 | 8.5415 | 18.8556 | -23.5667 | -57.1384 | 26.5479 | 7.3555 | 24.1679 | 33.1595 | -39.7133 | -82.6597 | 44.2047 | 12.3951 | 38.5019 | -5.953 | -3.7781 | 5.8882
2 | 15 | 8 | 5.133 | -6.5082 | -22.8942 | 8.0093 | 1.993 | 8.0093 | 15.2296 | -19.3099 | -54.6809 | 24.906 | 5.9131 | 22.6621 | 26.7828 | -32.5399 | -79.1046 | 41.4707 | 9.9644 | 36.103 | -6.2579 | -5.28 | 2.6764
2 | 15 | 9 | 4.0303 | -5.1005 | -21.8651 | 7.5149 | 1.5342 | 7.4996 | 11.9579 | -15.1332 | -52.2231 | 23.3686 | 4.5519 | 21.2198 | 21.0291 | -25.5017 | -75.549 | 38.9108 | 7.6706 | 33.8053 | -6.3867 | -6.2582 | 0.36507
2 | 15 | 10 | 2.9733 | -3.8098 | -20.8289 | 7.0173 | 1.1293 | 6.9949 | 8.8217 | -11.3035 | -49.7482 | 21.8214 | 3.3507 | 19.7918 | 15.5138 | -19.0481 | -71.9686 | 36.3346 | 5.6465 | 31.5303 | -6.5239 | -7.2661 | -1.9915
2 | 15 | 11 | 4.1636 | -5.166 | -21.8882 | 7.5546 | 1.5655 | 7.5201 | 12.3534 | -15.3274 | -52.2782 | 23.492 | 4.6448 | 21.2778 | 21.7247 | -25.8288 | -75.6287 | 39.1163 | 7.8271 | 33.8976 | -6.2504 | -5.8375 | 1.1083
2 | 15 | 12 | 5.3369 | -6.479 | -22.9091 | 8.0371 | 1.993 | 7.9908 | 15.8345 | -19.223 | -54.7166 | 24.9925 | 5.9131 | 22.6098 | 27.8466 | -32.3935 | -79.1562 | 41.6148 | 9.9645 | 36.0196 | -6.0303 | -4.5896 | 3.8957
2 | 15 | 13 | 6.6552 | -7.8481 | -23.9707 | 8.6067 | 2.4725 | 8.5474 | 19.746 | -23.2852 | -57.2521 | 26.7638 | 7.3359 | 24.1846 | 34.7253 | -39.2388 | -82.8242 | 44.5641 | 12.3621 | 38.5285 | -5.5369 | -2.5069 | 8.117
2 | 15 | 14 | 7.8679 | -9.2611 | -25.0085 | 9.1115 | 2.9566 | 9.0584 | 23.3439 | -27.4777 | -59.7308 | 28.3335 | 8.7722 | 25.6304 | 41.0526 | -46.3037 | -86.4101 | 47.1778 | 14.7824 | 40.8318 | -5.2753 | -1.1285 | 11.1306
2 | 15 | 15 | 9.1935 | -10.7889 | -26.0518 | 9.7155 | 3.5188 | 9.6739 | 27.277 | -32.0105 | -62.2226 | 30.2118 | 10.4403 | 27.372 | 47.9693 | -53.9423 | -90.0149 | 50.3053 | 17.5934 | 43.6063 | -4.739 | 1.068 | 15.5172
2 | 15 | 16 | 10.5377 | -12.2846 | -27.0966 | 10.2837 | 4.0785 | 10.2511 | 31.2651 | -36.4481 | -64.718 | 31.9786 | 12.1009 | 29.0052 | 54.9828 | -61.4203 | -93.6249 | 53.2473 | 20.3917 | 46.2081 | -4.2302 | 3.1837 | 19.7847
2 | 15 | 17 | 10.4597 | -12.2291 | -27.033 | 10.2485 | 4.0448 | 10.2227 | 31.0337 | -36.2835 | -64.566 | 31.8694 | 12.001 | 28.9247 | 54.5759 | -61.1428 | -93.405 | 53.0653 | 20.2233 | 46.0799 | -4.2863 | 2.9792 | 19.3966
2 | 15 | 18 | 10.3888 | -12.1467 | -26.9691 | 10.216 | 4.0109 | 10.1967 | 30.8234 | -36.039 | -64.4134 | 31.7681 | 11.9002 | 28.8511 | 54.2061 | -60.7308 | -93.1842 | 52.8968 | 20.0535 | 45.9627 | -4.3034 | 2.8905 | 19.204
2 | 15 | 19 | 10.2893 | -12.0788 | -26.9026 | 10.1188 | 3.9637 | 10.1212 | 30.5281 | -35.8377 | -64.2548 | 31.4658 | 11.7603 | 28.6375 | 53.6867 | -60.3916 | -92.9547 | 52.3934 | 19.8177 | 45.6223 | -4.4885 | 2.2992 | 18.1739
2 | 15 | 20 | 10.1452 | -11.9447 | -26.7893 | 10.0675 | 3.9096 | 10.0677 | 30.1007 | -35.4398 | -63.9841 | 31.3063 | 11.5998 | 28.4862 | 52.9351 | -59.7211 | -92.5632 | 52.1278 | 19.5473 | 45.3814 | -4.544 | 2.0691 | 17.7072
2 | 15 | 21 | 10.0089 | -11.8258 | -26.6753 | 10.0309 | 3.8666 | 10.0309 | 29.6962 | -35.0869 | -63.7119 | 31.1926 | 11.472 | 28.3821 | 52.2236 | -59.1264 | -92.1693 | 51.9385 | 19.332 | 45.2156 | -4.5639 | 1.9442 | 17.4139
2 | 15 | 22 | 9.7798 | -11.693 | -26.5552 | 9.9094 | 3.7977 | 9.9188 | 29.0166 | -34.693 | -63.4249 | 30.8147 | 11.2678 | 28.0649 | 51.0286 | -58.4626 | -91.7542 | 51.3092 | 18.9878 | 44.7102 | -4.8425 | 1.0461 | 15.819
2 | 15 | 23 | 10.3587 | -12.3562 | -27.0907 | 10.1945 | 4.0496 | 10.1992 | 30.7341 | -36.6608 | -64.7039 | 31.7012 | 12.0152 | 28.8584 | 54.049 | -61.7786 | -93.6044 | 52.7854 | 20.2473 | 45.9743 | -4.6449 | 1.9443 | 17.6729
2 | 16 | 0 | 10.9421 | -12.981 | -27.5962 | 10.4844 | 4.2973 | 10.4865 | 32.4652 | -38.5145 | -65.9113 | 32.6029 | 12.75 | 29.6713 | 57.0932 | -64.9025 | -95.3512 | 54.2867 | 21.4855 | 47.2693 | -4.3669 | 3.0635 | 19.8812
2 | 16 | 1 | 11.4896 | -13.6058 | -28.0942 | 10.7648 | 4.5463 | 10.766 | 34.0896 | -40.3683 | -67.1006 | 33.4747 | 13.4887 | 30.4619 | 59.95 | -68.0263 | -97.0716 | 55.7384 | 22.7304 | 48.5289 | -4.1333 | 4.0461 | 21.8497
2 | 16 | 2 | 11.1892 | -13.2571 | -27.8209 | 10.6453 | 4.4276 | 10.645 | 33.1983 | -39.3336 | -66.4479 | 33.1031 | 13.1367 | 30.1196 | 58.3824 | -66.2826 | -96.1275 | 55.1195 | 22.1372 | 47.9834 | -4.1709 | 3.7761 | 21.2125
2 | 16 | 3 | 10.7581 | -12.8654 | -27.5054 | 10.428 | 4.2609 | 10.4332 | 31.919 | -38.1716 | -65.6945 | 32.4275 | 12.642 | 29.5204 | 56.1327 | -64.3245 | -95.0375 | 53.9947 | 21.3035 | 47.029 | -4.4907 | 2.6429 | 19.0979
2 | 16 | 4 | 10.4372 | -12.4925 | -27.2225 | 10.3033 | 4.1355 | 10.3111 | 30.9669 | -37.065 | -65.0187 | 32.0397 | 12.2699 | 29.175 | 54.4584 | -62.4597 | -94.0599 | 53.349 | 20.6765 | 46.4787 | -4.5278 | 2.3679 | 18.443
2 | 16 | 5 | 8.063 | -10.0588 | -25.4276 | 9.2921 | 3.2096 | 9.3035 | 23.9229 | -29.8444 | -60.7317 | 28.895 | 9.5228 | 26.3238 | 42.0708 | -50.292 | -87.858 | 48.1128 | 16.0473 | 41.9365 | -5.6182 | -1.9114 | 10.0174
2 | 16 | 6 | 5.9018 | -7.6335 | -23.6251 | 8.3858 | 2.3643 | 8.4012 | 17.5105 | -22.6484 | -56.4266 | 26.0769 | 7.0148 | 23.7709 | 30.7939 | -38.1658 | -81.63 | 43.4203 | 11.821 | 37.8693 | -6.2055 | -4.702 | 4.1087
2 | 16 | 7 | 3.8954 | -5.2374 | -21.7764 | 7.4645 | 1.5624 | 7.4864 | 11.5576 | -15.5394 | -52.0112 | 23.2119 | 4.6356 | 21.1825 | 20.3252 | -26.1861 | -75.2425 | 38.65 | 7.8117 | 33.7459 | -6.6052 | -6.9629 | -0.89584
2 | 16 | 8 | 4.1399 | -5.4934 | -21.9383 | 7.5437 | 1.6454 | 7.5656 | 12.283 | -16.2988 | -52.3977 | 23.4582 | 4.8818 | 21.4067 | 21.6008 | -27.4659 | -75.8016 | 39.0601 | 8.2265 | 34.103 | -6.5371 | -6.6669 | -0.27711
2 | 16 | 9 | 4.3496 | -5.7378 | -22.0625 | 7.6142 | 1.7269 | 7.6336 | 12.9053 | -17.0239 | -52.6945 | 23.6773 | 5.1237 | 21.599 | 22.6952 | -28.6877 | -76.231 | 39.4249 | 8.6342 | 34.4093 | -6.476 | -6.4131 | 0.24495
2 | 16 | 10 | 4.6179 | -6.0333 | -22.2245 | 7.7113 | 1.8291 | 7.7274 | 13.7013 | -17.9007 | -53.0814 | 23.9794 | 5.4269 | 21.8645 | 24.095 | -30.1652 | -76.7907 | 39.9278 | 9.145 | 34.8324 | -6.3721 | -6.0101 | 1.0443
2 | 16 | 11 | 5.0121 | -6.3968 | -22.5161 | 7.857 | 1.9556 | 7.8817 | 14.8708 | -18.9793 | -53.7779 | 24.4324 | 5.8023 | 22.301 | 26.1518 | -31.9828 | -77.7983 | 40.6821 | 9.7776 | 35.5277 | -6.2066 | -5.3507 | 2.3582
2 | 16 | 12 | 5.4201 | -6.7868 | -22.8033 | 7.9918 | 2.0886 | 8.0354 | 16.0815 | -20.1363 | -54.4638 | 24.8517 | 6.1968 | 22.7359 | 28.2809 | -33.9325 | -78.7905 | 41.3803 | 10.4426 | 36.2206 | -6.0541 | -4.7341 | 3.6013
2 | 16 | 13 | 5.8619 | -7.182 | -23.0845 | 8.1395 | 2.2259 | 8.1905 | 17.3923 | -21.309 | -55.1353 | 25.311 | 6.6043 | 23.1748 | 30.586 | -35.9087 | -79.762 | 42.1451 | 11.1292 | 36.9198 | -5.8486 | -3.9619 | 5.1094
2 | 16 | 14 | 6.8692 | -8.3708 | -23.9751 | 8.5576 | 2.6204 | 8.6078 | 20.3807 | -24.8362 | -57.2626 | 26.611 | 7.7746 | 24.3556 | 35.8415 | -41.8525 | -82.8395 | 44.3096 | 13.1013 | 38.8009 | -5.691 | -2.9769 | 7.3614
2 | 16 | 15 | 7.9363 | -9.5559 | -24.8682 | 9.0074 | 3.0327 | 9.0577 | 23.5468 | -28.3522 | -59.3955 | 28.01 | 8.9981 | 25.6286 | 41.4094 | -47.7775 | -85.9251 | 46.6391 | 15.1631 | 40.8288 | -5.3898 | -1.5642 | 10.3379
2 | 16 | 16 | 9.0226 | -10.7325 | -25.7501 | 9.5088 | 3.4577 | 9.5468 | 26.7701 | -31.8432 | -61.5019 | 29.569 | 10.2591 | 27.0124 | 47.0778 | -53.6603 | -88.9723 | 49.235 | 17.288 | 43.0335 | -4.9466 | 0.26545 | 14.0017
2 | 16 | 17 | 9.5901 | -11.3098 | -26.2505 | 9.7326 | 3.6657 | 9.7732 | 28.4537 | -33.556 | -62.6973 | 30.265 | 10.876 | 27.6528 | 50.0386 | -56.5467 | -90.7015 | 50.3939 | 18.3276 | 44.0537 | -4.7988 | 0.99416 | 15.5655
2 | 16 | 18 | 10.1399 | -11.8329 | -26.7316 | 9.9937 | 3.8551 | 10.0173 | 30.085 | -35.1082 | -63.8463 | 31.0768 | 11.4379 | 28.3437 | 52.9074 | -59.1623 | -92.3638 | 51.7456 | 19.2746 | 45.1543 | -4.5586 | 1.9888 | 17.5557
2 | 16 | 19 | 10.8322 | -12.4477 | -27.2706 | 10.3173 | 4.0968 | 10.3288 | 32.139 | -36.9321 | -65.1335 | 32.0831 | 12.1551 | 29.225 | 56.5197 | -62.2358 | -94.226 | 53.4212 | 20.483 | 46.5583 | -4.1432 | 3.5365 | 20.5203
2 | 16 | 20 | 12.8391 | -14.4591 | -28.8025 | 11.1603 | 4.8822 | 11.169 | 38.0934 | -42.9 | -68.7924 | 34.7047 | 14.4854 | 31.6024 | 66.9911 | -72.2926 | -99.5192 | 57.7864 | 24.4099 | 50.3458 | -3.211 | 7.1935 | 27.7214
2 | 16 | 21 | 14.887 | -16.462 | -30.3282 | 11.9683 | 5.6751 | 11.9784 | 44.1696 | -48.8425 | -72.4364 | 37.2173 | 16.838 | 33.8923 | 77.6766 | -82.3065 | -104.7907 | 61.9702 | 28.3744 | 53.9938 | -2.2813 | 10.8384 | 34.9178
2 | 16 | 22 | 17.2084 | -18.5376 | -31.9111 | 12.9427 | 6.5692 | 12.9437 | 51.0572 | -55.0008 | -76.2171 | 40.2473 | 19.4907 | 36.6238 | 89.7892 | -92.6842 | -110.2602 | 67.0154 | 32.8445 | 58.3454 | -0.78466 | 16.2011 | 45.0501
2 | 16 | 23 | 20.3209 | -21.1671 | -33.8776 | 14.222 | 7.7314 | 14.1881 | 60.2918 | -62.8026 | -80.9138 | 44.2253 | 22.9388 | 40.1448 | 106.0291 | -105.8313 | -117.0547 | 73.6391 | 38.6552 | 63.9547 | 1.4176 | 23.8844 | 59.3921
2 | 17 | 0 | 23.5112 | -23.7937 | -35.878 | 15.5428 | 8.9399 | 15.4217 | 69.7574 | -70.5957 | -85.6916 | 48.3327 | 26.5247 | 43.6351 | 122.6752 | -118.9637 | -123.9665 | 80.4783 | 44.6978 | 69.515 | 3.7439 | 31.9626 | 74.4362
2 | 17 | 1 | 26.9567 | -26.424 | -37.8475 | 17.0419 | 10.2298 | 16.7407 | 79.9803 | -78.3997 | -90.3957 | 52.9944 | 30.3515 | 47.3672 | 140.6533 | -132.1146 | -130.7718 | 88.2405 | 51.1467 | 75.4607 | 6.6976 | 41.8981 | 92.6147
2 | 17 | 2 | 29.1448 | -28.0906 | -39.0534 | 17.8985 | 11.0411 | 17.4471 | 86.4721 | -83.3445 | -93.2759 | 55.658 | 32.7588 | 49.3659 | 152.0698 | -140.4474 | -134.9385 | 92.6756 | 55.2032 | 78.6447 | 8.3874 | 47.6344 | 103.2075
2 | 17 | 3 | 31.5029 | -29.7356 | -40.2428 | 18.9108 | 11.9202 | 18.1544 | 93.4687 | -88.225 | -96.1165 | 58.8058 | 35.3672 | 51.3673 | 164.374 | -148.6717 | -139.0479 | 97.9169 | 59.5987 | 81.8332 | 10.51 | 54.6674 | 116.0033
2 | 17 | 4 | 33.8303 | -31.3924 | -41.4334 | 19.8579 | 12.8377 | 18.648 | 100.3742 | -93.1408 | -98.9603 | 61.751 | 38.0892 | 52.7639 | 176.5179 | -156.9555 | -143.1618 | 102.821 | 64.1858 | 84.0581 | 12.3481 | 60.8772 | 127.4655
2 | 17 | 5 | 33.4377 | -31.016 | -41.0714 | 19.65 | 12.6819 | 18.537 | 99.2094 | -92.024 | -98.0956 | 61.1044 | 37.6272 | 52.4497 | 174.4695 | -155.0736 | -141.9109 | 101.7443 | 63.4071 | 83.5576 | 12.2192 | 60.271 | 126.194
2 | 17 | 6 | 32.7904 | -30.6261 | -40.7021 | 19.2916 | 12.484 | 18.3223 | 97.2886 | -90.8673 | -97.2136 | 59.99 | 37.0399 | 51.8424 | 171.0916 | -153.1243 | -140.6349 | 99.8887 | 62.4175 | 82.5901 | 11.5601 | 58.0801 | 122.2288
2 | 17 | 7 | 32.1968 | -30.2364 | -40.3375 | 19.0902 | 12.4014 | 18.1586 | 95.5274 | -89.711 | -96.3429 | 59.3639 | 36.7948 | 51.3792 | 167.9944 | -151.1758 | -139.3753 | 98.8461 | 62.0044 | 81.8522 | 11.2731 | 57.0114 | 120.1461
2 | 17 | 8 | 31.625 | -29.8544 | -40.0541 | 18.7981 | 12.1939 | 17.9457 | 93.8308 | -88.5776 | -95.666 | 58.4555 | 36.1791 | 50.7767 | 165.0108 | -149.2659 | -138.3961 | 97.3337 | 60.967 | 80.8923 | 10.6541 | 54.9986 | 116.5418
2 | 17 | 9 | 31.2476 | -29.5164 | -39.7927 | 18.6569 | 12.059 | 17.8259 | 92.7112 | -87.5747 | -95.0416 | 58.0164 | 35.779 | 50.4378 | 163.0417 | -147.5758 | -137.4927 | 96.6025 | 60.2927 | 80.3524 | 10.4804 | 54.3281 | 115.2209
2 | 17 | 10 | 30.716 | -29.1967 | -39.5539 | 18.4121 | 11.9068 | 17.6135 | 91.1341 | -86.6263 | -94.4713 | 57.2552 | 35.3274 | 49.8368 | 160.2682 | -145.9777 | -136.6677 | 95.335 | 59.5316 | 79.395 | 9.8978 | 52.4558 | 111.8845
2 | 17 | 11 | 30.64 | -29.1574 | -39.5382 | 18.4295 | 11.9596 | 17.5965 | 90.9086 | -86.5096 | -94.4338 | 57.3093 | 35.4839 | 49.7888 | 159.8717 | -145.7809 | -136.6135 | 95.4252 | 59.7954 | 79.3185 | 9.9301 | 52.5473 | 112.0164
2 | 17 | 12 | 30.5567 | -29.1158 | -39.5167 | 18.4083 | 11.9466 | 17.5655 | 90.6614 | -86.3863 | -94.3824 | 57.2433 | 35.4453 | 49.701 | 159.437 | -145.5732 | -136.5391 | 95.3152 | 59.7303 | 79.1786 | 9.8445 | 52.2822 | 111.5488
2 | 17 | 13 | 30.4813 | -29.0752 | -39.4931 | 18.3977 | 11.9534 | 17.5445 | 90.4375 | -86.2658 | -94.326 | 57.2103 | 35.4655 | 49.6415 | 159.0433 | -145.3701 | -136.4576 | 95.2603 | 59.7643 | 79.0839 | 9.8085 | 52.1631 | 111.3243
2 | 17 | 14 | 30.3895 | -29.1645 | -39.4835 | 18.4198 | 12.1074 | 17.5275 | 90.1653 | -86.5306 | -94.303 | 57.2791 | 35.9225 | 49.5935 | 158.5646 | -145.8163 | -136.4243 | 95.3749 | 60.5345 | 79.0073 | 9.7963 | 52.1268 | 111.2406
2 | 17 | 15 | 30.3261 | -29.2842 | -39.478 | 18.4464 | 12.2835 | 17.5267 | 89.9773 | -86.8858 | -94.2898 | 57.3619 | 36.4451 | 49.5911 | 158.2339 | -146.415 | -136.4052 | 95.5127 | 61.4152 | 79.0036 | 9.8206 | 52.1997 | 111.3451
2 | 17 | 16 | 30.2544 | -29.3856 | -39.4655 | 18.4726 | 12.4017 | 17.523 | 89.7644 | -87.1867 | -94.26 | 57.4432 | 36.7956 | 49.5808 | 157.8596 | -146.922 | -136.3621 | 95.648 | 62.0058 | 78.9871 | 9.8006 | 52.1372 | 111.2164
2 | 17 | 17 | 30.1631 | -29.3418 | -39.4314 | 18.4479 | 12.409 | 17.4868 | 89.4936 | -87.0567 | -94.1786 | 57.3663 | 36.8174 | 49.4784 | 157.3834 | -146.7028 | -136.2443 | 95.52 | 62.0425 | 78.8239 | 9.7337 | 51.9204 | 110.8227
2 | 17 | 18 | 30.0448 | -29.2796 | -39.3719 | 18.4264 | 12.3909 | 17.4628 | 89.1427 | -86.8721 | -94.0365 | 57.2995 | 36.7636 | 49.4105 | 156.7662 | -146.3919 | -136.0388 | 95.4088 | 61.952 | 78.7158 | 9.6735 | 51.7076 | 110.412
2 | 17 | 19 | 29.9098 | -29.1945 | -39.3039 | 18.4051 | 12.367 | 17.42 | 88.7421 | -86.6198 | -93.8741 | 57.2333 | 36.6929 | 49.2893 | 156.0617 | -145.9666 | -135.8038 | 95.2985 | 61.8327 | 78.5228 | 9.6035 | 51.4636 | 109.9452
2 | 17 | 20 | 29.6513 | -29.0224 | -39.1295 | 18.3103 | 12.2773 | 17.3351 | 87.9751 | -86.1091 | -93.4575 | 56.9387 | 36.4266 | 49.049 | 154.7129 | -145.1061 | -135.2012 | 94.808 | 61.384 | 78.1399 | 9.4221 | 50.8227 | 108.7375
2 | 17 | 21 | 29.1878 | -28.7877 | -38.9068 | 18.0566 | 12.1254 | 17.1446 | 86.5997 | -85.4129 | -92.9256 | 56.1495 | 35.9758 | 48.5102 | 152.2942 | -143.9328 | -134.4316 | 93.494 | 60.6244 | 77.2815 | 8.8198 | 48.8968 | 105.3296
2 | 17 | 22 | 28.9716 | -28.6114 | -38.738 | 17.9722 | 12.0555 | 17.0811 | 85.9584 | -84.8896 | -92.5226 | 55.8871 | 35.7686 | 48.3302 | 151.1663 | -143.0511 | -133.8486 | 93.057 | 60.2752 | 76.9949 | 8.7309 | 48.5321 | 104.5937
2 | 17 | 23 | 28.1113 | -27.7772 | -38.0995 | 17.536 | 11.5072 | 16.7651 | 83.4059 | -82.4147 | -90.9975 | 54.5307 | 34.1419 | 47.4364 | 146.6775 | -138.8804 | -131.6423 | 90.7985 | 57.5339 | 75.5708 | 8.043 | 46.1027 | 100.058
2 | 18 | 0 | 27.0405 | -26.9098 | -37.4186 | 16.9787 | 10.9 | 16.3577 | 80.2289 | -79.841 | -89.3713 | 52.7978 | 32.3402 | 46.2834 | 141.0905 | -134.5435 | -129.2898 | 87.913 | 54.4978 | 73.7341 | 6.9485 | 42.438 | 93.4022
2 | 18 | 1 | 26.0764 | -26.0852 | -36.7835 | 16.4711 | 10.348 | 15.951 | 77.3682 | -77.3945 | -87.8543 | 51.2192 | 30.7023 | 45.1329 | 136.0597 | -130.4207 | -127.0952 | 85.2845 | 51.7377 | 71.9012 | 5.9777 | 39.1738 | 87.4672
2 | 18 | 2 | 24.9506 | -24.8881 | -35.9138 | 15.8522 | 9.6088 | 15.5053 | 74.0281 | -73.8426 | -85.7771 | 49.2947 | 28.5093 | 43.8718 | 130.1856 | -124.4352 | -124.0902 | 82.0801 | 48.0422 | 69.8922 | 5.1151 | 36.0842 | 81.6747
2 | 18 | 3 | 23.5978 | -23.6913 | -35.0389 | 15.2101 | 8.9358 | 15.0271 | 70.0144 | -70.2919 | -83.6874 | 47.2979 | 26.5124 | 42.5186 | 123.1273 | -118.4518 | -121.0671 | 78.7552 | 44.6771 | 67.7364 | 4.0406 | 32.3641 | 74.7772
2 | 18 | 4 | 22.0733 | -22.4893 | -34.1574 | 14.618 | 8.3681 | 14.5384 | 65.4913 | -66.7255 | -81.5821 | 45.4567 | 24.8282 | 41.136 | 115.1729 | -112.442 | -118.0214 | 75.6894 | 41.839 | 65.5338 | 2.9512 | 28.6046 | 67.7718
2 | 18 | 5 | 18.929 | -19.8258 | -32.2689 | 13.3765 | 7.1559 | 13.402 | 56.1621 | -58.8229 | -77.0716 | 41.596 | 21.2315 | 37.9204 | 98.7666 | -99.125 | -111.4963 | 69.2611 | 35.778 | 60.411 | 0.76862 | 21.0155 | 53.5954
2 | 18 | 6 | 15.9208 | -17.1472 | -30.3869 | 12.1464 | 5.9854 | 12.1991 | 47.2369 | -50.8755 | -72.5766 | 37.7709 | 17.7585 | 34.5169 | 83.0707 | -85.7324 | -104.9936 | 62.8919 | 29.9255 | 54.9889 | -1.2824 | 13.8311 | 40.1512
2 | 18 | 7 | 13.1291 | -14.5195 | -28.5446 | 11.0654 | 4.9069 | 11.1138 | 38.9538 | -43.0791 | -68.1764 | 34.4094 | 14.5586 | 31.4462 | 68.504 | -72.5944 | -98.6279 | 57.2948 | 24.5334 | 50.097 | -2.8489 | 8.1126 | 29.2068
2 | 18 | 8 | 12.4525 | -13.8204 | -28.0576 | 10.8217 | 4.6425 | 10.8599 | 36.9465 | -41.0049 | -67.0134 | 33.6517 | 13.7742 | 30.7277 | 64.9741 | -69.0992 | -96.9455 | 56.033 | 23.2116 | 48.9523 | -3.1014 | 7.0818 | 27.1263
2 | 18 | 9 | 11.7147 | -13.1011 | -27.5277 | 10.5 | 4.3634 | 10.5508 | 34.7574 | -38.8708 | -65.7476 | 32.6513 | 12.9462 | 29.8532 | 61.1244 | -65.5028 | -95.1144 | 54.3674 | 21.8162 | 47.5591 | -3.4998 | 5.5897 | 24.2498
2 | 18 | 10 | 11.0424 | -12.4353 | -27.0495 | 10.244 | 4.1115 | 10.2937 | 32.7626 | -36.8955 | -64.6056 | 31.8553 | 12.1987 | 29.1256 | 57.6162 | -62.1742 | -93.4622 | 53.042 | 20.5566 | 46.3999 | -3.7933 | 4.4411 | 21.9783
2 | 18 | 11 | 11.6049 | -12.9039 | -27.5007 | 10.4485 | 4.2854 | 10.4832 | 34.4317 | -38.2858 | -65.6832 | 32.491 | 12.7148 | 29.6618 | 60.5515 | -64.517 | -95.0212 | 54.1005 | 21.4262 | 47.2541 | -3.5827 | 5.3302 | 23.7941
2 | 18 | 12 | 12.1054 | -13.2854 | -27.8999 | 10.693 | 4.4414 | 10.7059 | 35.9167 | -39.4177 | -66.6366 | 33.2514 | 13.1775 | 30.292 | 63.163 | -66.4244 | -96.4004 | 55.3666 | 22.2059 | 48.2582 | -3.2396 | 6.5833 | 26.1689
2 | 18 | 13 | 12.6825 | -13.7475 | -28.3508 | 10.9614 | 4.623 | 10.9455 | 37.6288 | -40.7886 | -67.7136 | 34.086 | 13.7163 | 30.9698 | 66.1739 | -68.7347 | -97.9584 | 56.7562 | 23.114 | 49.3379 | -2.886 | 7.8986 | 28.6888
2 | 18 | 14 | 14.0877 | -15.1677 | -29.3857 | 11.5126 | 5.1658 | 11.4966 | 41.7981 | -45.0023 | -70.1854 | 35.8002 | 15.3267 | 32.5292 | 73.5061 | -75.8352 | -101.5343 | 59.6105 | 25.8277 | 51.8223 | -2.2907 | 10.2666 | 33.3971
2 | 18 | 15 | 15.5076 | -16.5913 | -30.4387 | 12.0952 | 5.7244 | 12.0751 | 46.0109 | -49.2263 | -72.7003 | 37.6119 | 16.9843 | 34.166 | 80.9148 | -82.9532 | -105.1725 | 62.6271 | 28.6209 | 54.4298 | -1.6277 | 12.8465 | 38.4669
2 | 18 | 16 | 17.0995 | -17.9887 | -31.4824 | 12.7754 | 6.3247 | 12.7408 | 50.7339 | -53.3721 | -75.1931 | 39.7269 | 18.7652 | 36.0495 | 89.2205 | -89.9396 | -108.7787 | 66.1489 | 31.622 | 57.4305 | -0.53078 | 16.7103 | 45.7036
2 | 18 | 17 | 17.3547 | -18.3854 | -31.6256 | 12.8167 | 6.4685 | 12.8261 | 51.4911 | -54.5494 | -75.5351 | 39.8554 | 19.1921 | 36.2911 | 90.5522 | -91.9235 | -109.2735 | 66.3629 | 32.3414 | 57.8153 | -0.54498 | 16.7452 | 45.8747
2 | 18 | 18 | 17.7406 | -18.8142 | -31.7749 | 12.9477 | 6.6581 | 12.9866 | 52.6361 | -55.8215 | -75.8917 | 40.2629 | 19.7546 | 36.7452 | 92.5658 | -94.0672 | -109.7893 | 67.0413 | 33.2893 | 58.5387 | -0.256 | 17.6856 | 47.5786
2 | 18 | 19 | 18.0943 | -19.2159 | -31.9191 | 13.0783 | 6.8386 | 13.1448 | 53.6855 | -57.0134 | -76.2362 | 40.6688 | 20.29 | 37.1927 | 94.4112 | -96.0756 | -110.2878 | 67.7172 | 34.1915 | 59.2517 | 0.020881 | 18.5874 | 49.2082
2 | 18 | 20 | 18.44 | -19.463 | -32.2269 | 13.2134 | 6.9372 | 13.2747 | 54.7112 | -57.7465 | -76.9714 | 41.0889 | 20.5827 | 37.5603 | 96.2151 | -97.3111 | -111.3514 | 68.4166 | 34.6848 | 59.8374 | 0.17534 | 19.2252 | 50.4914
2 | 18 | 21 | 18.8767 | -19.7143 | -32.5424 | 13.4464 | 7.0607 | 13.4852 | 56.0068 | -58.492 | -77.725 | 41.8135 | 20.949 | 38.1558 | 98.4935 | -98.5673 | -112.4415 | 69.6233 | 35.3021 | 60.786 | 0.61222 | 20.7083 | 53.1961
2 | 18 | 22 | 19.2423 | -19.944 | -32.8545 | 13.599 | 7.1571 | 13.6267 | 57.0916 | -59.1736 | -78.4704 | 42.2882 | 21.2349 | 38.5563 | 100.4012 | -99.7159 | -113.5199 | 70.4136 | 35.7838 | 61.4241 | 0.82656 | 21.5271 | 54.787
2 | 18 | 23 | 19.5717 | -20.2272 | -33.0589 | 13.7112 | 7.2762 | 13.7409 | 58.0691 | -60.0138 | -78.9585 | 42.637 | 21.5884 | 38.8794 | 102.1203 | -101.1318 | -114.2259 | 70.9944 | 36.3795 | 61.9387 | 1.014 | 22.2016 | 56.0752
2 | 19 | 0 | 19.8624 | -20.453 | -33.2078 | 13.8556 | 7.3935 | 13.8756 | 58.9314 | -60.6837 | -79.3142 | 43.0861 | 21.9365 | 39.2604 | 103.6367 | -102.2607 | -114.7406 | 71.7422 | 36.966 | 62.5457 | 1.3263 | 23.2165 | 57.8894
2 | 19 | 1 | 20.1331 | -20.7243 | -33.3984 | 13.9456 | 7.5044 | 13.9634 | 59.7346 | -61.4888 | -79.7693 | 43.366 | 22.2655 | 39.509 | 105.0491 | -103.6173 | -115.399 | 72.2083 | 37.5206 | 62.9417 | 1.4238 | 23.617 | 58.7034
2 | 19 | 2 | 19.3901 | -20.1788 | -32.9401 | 13.6442 | 7.2611 | 13.6748 | 57.5302 | -59.8702 | -78.6746 | 42.4288 | 21.5436 | 38.6924 | 101.1726 | -100.8899 | -113.8153 | 70.6477 | 36.304 | 61.6408 | 0.85139 | 21.6501 | 55.0598
2 | 19 | 3 | 18.6643 | -19.6388 | -32.494 | 13.3852 | 7.0309 | 13.4124 | 55.3766 | -58.2681 | -77.6092 | 41.6232 | 20.8605 | 37.95 | 97.3852 | -98.19 | -112.274 | 69.3063 | 35.1529 | 60.4581 | 0.35992 | 19.9329 | 51.8384
2 | 19 | 4 | 17.881 | -19.0734 | -32.0219 | 13.0789 | 6.7724 | 13.1071 | 53.0528 | -56.5906 | -76.4818 | 40.6709 | 20.0936 | 37.086 | 93.2985 | -95.3632 | -110.643 | 67.7207 | 33.8606 | 59.0817 | -0.25591 | 17.8309 | 47.9553
2 | 19 | 5 | 15.5332 | -16.8554 | -30.5242 | 12.1979 | 5.8467 | 12.2053 | 46.0869 | -50.0098 | -72.9046 | 37.9313 | 17.3471 | 34.5344 | 81.0483 | -84.2735 | -105.4681 | 63.159 | 29.2323 | 55.0167 | -1.5965 | 12.9853 | 38.7147
2 | 19 | 6 | 13.2539 | -14.6721 | -29.071 | 11.2938 | 4.9446 | 11.2889 | 39.3242 | -43.5319 | -69.4337 | 35.1197 | 14.6706 | 31.9416 | 69.1554 | -73.3575 | -100.4469 | 58.4775 | 24.7221 | 50.8861 | -2.9619 | 8.0904 | 29.4367
2 | 19 | 7 | 11.1279 | -12.4565 | -27.5738 | 10.4929 | 4.1178 | 10.4682 | 33.0164 | -36.9582 | -65.8577 | 32.6291 | 12.2175 | 29.6194 | 58.0626 | -62.2798 | -95.2736 | 54.3304 | 20.5882 | 47.1866 | -3.8234 | 4.6665 | 22.6145
2 | 19 | 8 | 10.4182 | -11.7722 | -27.086 | 10.1794 | 3.848 | 10.1594 | 30.9107 | -34.9281 | -64.6927 | 31.6544 | 11.4171 | 28.7456 | 54.3595 | -58.8587 | -93.5883 | 52.7074 | 19.2394 | 45.7946 | -4.2532 | 3.107 | 19.6539
2 | 19 | 9 | 9.8154 | -11.1151 | -26.6439 | 9.9544 | 3.6092 | 9.925 | 29.1221 | -32.9785 | -63.6368 | 30.9545 | 10.7086 | 28.0823 | 51.2141 | -55.5735 | -92.0607 | 51.542 | 18.0454 | 44.7379 | -4.4551 | 2.2522 | 17.9054
2 | 19 | 10 | 9.2139 | -10.4459 | -26.1576 | 9.7285 | 3.3864 | 9.7025 | 27.3377 | -30.9928 | -62.4752 | 30.2521 | 10.0474 | 27.453 | 48.076 | -52.2274 | -90.3803 | 50.3724 | 16.9314 | 43.7353 | -4.5721 | 1.6221 | 16.5074
2 | 19 | 11 | 9.3001 | -10.5669 | -26.2296 | 9.7521 | 3.4193 | 9.7197 | 27.5932 | -31.3518 | -62.6473 | 30.3257 | 10.1451 | 27.5016 | 48.5254 | -52.8323 | -90.6293 | 50.4949 | 17.0959 | 43.8128 | -4.6053 | 1.5664 | 16.4674
2 | 19 | 12 | 9.453 | -10.718 | -26.3176 | 9.7924 | 3.4785 | 9.7598 | 28.0469 | -31.8001 | -62.8575 | 30.4508 | 10.3205 | 27.6151 | 49.3233 | -53.5876 | -90.9334 | 50.7033 | 17.3916 | 43.9936 | -4.552 | 1.7758 | 16.8907
2 | 19 | 13 | 9.5717 | -10.8294 | -26.387 | 9.8198 | 3.5167 | 9.7851 | 28.3992 | -32.1308 | -63.0232 | 30.536 | 10.4339 | 27.6865 | 49.9428 | -54.145 | -91.173 | 50.8452 | 17.5826 | 44.1074 | -4.5232 | 1.9017 | 17.16
2 | 19 | 14 | 11.4157 | -12.7767 | -27.8169 | 10.6066 | 4.2409 | 10.5763 | 33.8701 | -37.9083 | -66.4384 | 32.9829 | 12.5826 | 29.9254 | 59.5639 | -63.8809 | -96.1136 | 54.9194 | 21.2034 | 47.6741 | -3.7541 | 5.0142 | 23.3663
2 | 19 | 15 | 13.3504 | -14.7314 | -29.2529 | 11.4168 | 4.9963 | 11.3846 | 39.6103 | -43.7079 | -69.8682 | 35.5022 | 14.8241 | 32.2123 | 69.6587 | -73.654 | -101.0755 | 59.1144 | 24.9806 | 51.3174 | -2.8363 | 8.5728 | 30.3416
2 | 19 | 16 | 15.4288 | -16.7122 | -30.7062 | 12.2728 | 5.807 | 12.2499 | 45.7771 | -49.5849 | -73.3393 | 38.1639 | 17.2292 | 34.6608 | 80.5036 | -83.5575 | -106.097 | 63.5464 | 29.0336 | 55.2181 | -1.66 | 12.9068 | 38.6471
2 | 19 | 17 | 15.1951 | -16.5702 | -30.5463 | 12.1809 | 5.7486 | 12.1645 | 45.0835 | -49.1637 | -72.9573 | 37.8783 | 17.056 | 34.419 | 79.2838 | -82.8478 | -105.5443 | 63.0707 | 28.7417 | 54.8329 | -1.8275 | 12.3158 | 37.5371
2 | 19 | 18 | 14.8941 | -16.4216 | -30.3728 | 12.045 | 5.6752 | 12.0465 | 44.1905 | -48.7228 | -72.5429 | 37.4557 | 16.8384 | 34.0851 | 77.7134 | -82.1048 | -104.9448 | 62.3671 | 28.375 | 54.3009 | -2.1336 | 11.304 | 35.7069
2 | 19 | 19 | 14.6732 | -16.2759 | -30.2017 | 11.9709 | 5.6152 | 11.9777 | 43.5353 | -48.2903 | -72.1343 | 37.2253 | 16.6602 | 33.8904 | 76.5612 | -81.376 | -104.3537 | 61.9835 | 28.0749 | 53.9908 | -2.2405 | 10.8868 | 34.8807
2 | 19 | 20 | 14.0465 | -15.7133 | -29.7206 | 11.7314 | 5.3876 | 11.7334 | 41.6759 | -46.6212 | -70.9851 | 36.4804 | 15.985 | 33.1991 | 73.2912 | -78.5634 | -102.6913 | 60.7431 | 26.9371 | 52.8895 | -2.535 | 9.7341 | 32.6061
2 | 19 | 21 | 13.3531 | -15.1272 | -29.2276 | 11.427 | 5.1439 | 11.4337 | 39.6185 | -44.8822 | -69.8077 | 35.534 | 15.262 | 32.3512 | 69.673 | -75.6329 | -100.9879 | 59.1672 | 25.7186 | 51.5386 | -2.9971 | 8.0757 | 29.4766
2 | 19 | 22 | 12.7022 | -14.5697 | -28.748 | 11.1384 | 4.9218 | 11.1499 | 37.6872 | -43.228 | -68.6623 | 34.6365 | 14.6028 | 31.5482 | 66.2766 | -72.8453 | -99.3309 | 57.6729 | 24.6079 | 50.2594 | -3.4055 | 6.5844 | 26.6405
2 | 19 | 23 | 11.9279 | -13.8249 | -28.1474 | 10.85 | 4.6301 | 10.8635 | 35.3899 | -41.0182 | -67.2278 | 33.7398 | 13.7374 | 30.7379 | 62.2367 | -69.1215 | -97.2557 | 56.1798 | 23.1494 | 48.9685 | -3.7008 | 5.359 | 24.1572
2 | 20 | 0 | 11.1203 | -13.0399 | -27.5116 | 10.5108 | 4.3396 | 10.537 | 32.9939 | -38.6894 | -65.7091 | 32.6849 | 12.8756 | 29.814 | 58.023 | -65.1971 | -95.0587 | 54.4232 | 21.6973 | 47.4967 | -4.0438 | 3.9699 | 21.3845
2 | 20 | 1 | 10.2962 | -12.2924 | -26.9036 | 10.1524 | 4.0372 | 10.1859 | 30.5487 | -36.4714 | -64.2571 | 31.5705 | 11.9783 | 28.8208 | 53.723 | -61.4595 | -92.9581 | 52.5677 | 20.1851 | 45.9143 | -4.5242 | 2.1898 | 17.9726
2 | 20 | 2 | 9.6715 | -11.6318 | -26.4535 | 9.8821 | 3.7862 | 9.915 | 28.6952 | -34.5114 | -63.1821 | 30.7297 | 11.2336 | 28.0541 | 50.4634 | -58.1566 | -91.403 | 51.1677 | 18.9302 | 44.693 | -4.8306 | 1.0192 | 15.6948
2 | 20 | 3 | 9.1505 | -11.0221 | -26.0421 | 9.6848 | 3.5688 | 9.7135 | 27.1494 | -32.7026 | -62.1993 | 30.1162 | 10.5885 | 27.4839 | 47.7449 | -55.1085 | -89.9812 | 50.1462 | 17.8431 | 43.7846 | -4.9467 | 0.43612 | 14.4291
2 | 20 | 4 | 8.5421 | -10.3614 | -25.5893 | 9.4216 | 3.3247 | 9.4534 | 25.3443 | -30.742 | -61.118 | 29.2979 | 9.8643 | 26.7479 | 44.5705 | -51.8047 | -88.4169 | 48.7837 | 16.6227 | 42.6121 | -5.2089 | -0.60556 | 12.3674
2 | 20 | 5 | 7.5748 | -9.3095 | -24.806 | 9.0159 | 2.9464 | 9.0416 | 22.4743 | -27.6211 | -59.247 | 28.0364 | 8.742 | 25.5828 | 39.5233 | -46.5455 | -85.7102 | 46.6831 | 14.7316 | 40.7559 | -5.5367 | -2.0326 | 9.4382
2 | 20 | 6 | 6.6752 | -8.3079 | -24.0506 | 8.6222 | 2.601 | 8.6469 | 19.8053 | -24.6494 | -57.4429 | 26.812 | 7.7173 | 24.4662 | 34.8295 | -41.5378 | -83.1002 | 44.6444 | 13.0047 | 38.9771 | -5.8131 | -3.2915 | 6.8177
2 | 20 | 7 | 5.8233 | -7.3829 | -23.2596 | 8.2401 | 2.2887 | 8.2635 | 17.2775 | -21.905 | -55.5536 | 25.6238 | 6.7905 | 23.3813 | 30.3842 | -36.913 | -80.367 | 42.6659 | 11.4429 | 37.2487 | -6.0269 | -4.3855 | 4.4617
2 | 20 | 8 | 5.5629 | -7.0849 | -23.0233 | 8.0912 | 2.1853 | 8.1134 | 16.505 | -21.0208 | -54.9892 | 25.1609 | 6.4839 | 22.9566 | 29.0256 | -35.423 | -79.5506 | 41.8951 | 10.9262 | 36.5721 | -6.1553 | -4.9037 | 3.4455
2 | 20 | 9 | 5.3068 | -6.7341 | -22.7395 | 7.9834 | 2.0771 | 7.9963 | 15.7451 | -19.9799 | -54.3114 | 24.8256 | 6.1627 | 22.6253 | 27.6893 | -33.669 | -78.57 | 41.3369 | 10.385 | 36.0444 | -6.1099 | -4.9325 | 3.2166
2 | 20 | 10 | 5.095 | -6.4513 | -22.5037 | 7.8484 | 1.9911 | 7.8632 | 15.1169 | -19.141 | -53.7482 | 24.4059 | 5.9077 | 22.2485 | 26.5846 | -32.2553 | -77.7554 | 40.638 | 9.9553 | 35.4441 | -6.1573 | -5.2103 | 2.6113
2 | 20 | 11 | 5.861 | -7.2706 | -23.0877 | 8.1669 | 2.2665 | 8.1792 | 17.3894 | -21.5716 | -55.1431 | 25.3961 | 6.7247 | 23.1428 | 30.581 | -36.3513 | -79.7732 | 42.2867 | 11.332 | 36.8687 | -5.8847 | -4.0618 | 4.944
2 | 20 | 12 | 6.6879 | -8.1437 | -23.7183 | 8.4701 | 2.5696 | 8.489 | 19.843 | -24.1623 | -56.6491 | 26.339 | 7.624 | 24.0194 | 34.8959 | -40.7169 | -81.952 | 43.8568 | 12.8475 | 38.2652 | -5.6454 | -2.9861 | 7.1965
2 | 20 | 13 | 7.5061 | -8.9735 | -24.3075 | 8.8078 | 2.8709 | 8.8326 | 22.2704 | -26.6242 | -58.0564 | 27.3891 | 8.518 | 24.9917 | 39.1647 | -44.8656 | -83.9878 | 45.6053 | 14.354 | 39.8142 | -5.2635 | -1.5114 | 10.0849
2 | 20 | 14 | 8.2265 | -9.7316 | -24.9116 | 9.1301 | 3.1408 | 9.1605 | 24.4079 | -28.8736 | -59.4993 | 28.3915 | 9.3187 | 25.9194 | 42.9237 | -48.6561 | -86.0751 | 47.2744 | 15.7033 | 41.2922 | -4.9853 | -0.33539 | 12.4623
2 | 20 | 15 | 8.9748 | -10.4848 | -25.5197 | 9.4715 | 3.4208 | 9.5032 | 26.6282 | -31.1083 | -60.9516 | 29.4529 | 10.1494 | 26.8889 | 46.8283 | -52.4218 | -88.1762 | 49.0418 | 17.1031 | 42.8367 | -4.6342 | 1.0596 | 15.2119
2 | 20 | 16 | 9.6984 | -11.3126 | -26.1272 | 9.7388 | 3.7159 | 9.7887 | 28.775 | -33.5643 | -62.4026 | 30.2841 | 11.0252 | 27.6969 | 50.6036 | -56.5606 | -90.2753 | 50.4258 | 18.579 | 44.1239 | -4.4979 | 1.8142 | 16.8963
2 | 20 | 17 | 10.0166 | -11.6368 | -26.3193 | 9.8905 | 3.8451 | 9.9348 | 29.719 | -34.5262 | -62.8616 | 30.756 | 11.4082 | 28.1103 | 52.2638 | -58.1816 | -90.9392 | 51.2114 | 19.2245 | 44.7825 | -4.2692 | 2.6057 | 18.3614
2 | 20 | 18 | 10.2681 | -11.9901 | -26.5498 | 9.9782 | 3.9579 | 10.0215 | 30.4653 | -35.5746 | -63.412 | 31.0287 | 11.7431 | 28.3555 | 53.5762 | -59.9482 | -91.7356 | 51.6656 | 19.7888 | 45.1732 | -4.3142 | 2.606 | 18.5199
2 | 20 | 19 | 10.5402 | -12.305 | -26.7368 | 10.119 | 4.0793 | 10.1565 | 31.2726 | -36.5089 | -63.8587 | 31.4665 | 12.1034 | 28.7373 | 54.9959 | -61.5227 | -92.3818 | 52.3945 | 20.3959 | 45.7815 | -4.1469 | 3.2121 | 19.6632
2 | 20 | 20 | 11.0488 | -12.7809 | -27.0989 | 10.2854 | 4.2563 | 10.3229 | 32.7816 | -37.9209 | -64.7235 | 31.9839 | 12.6283 | 29.2082 | 57.6497 | -63.9021 | -93.6328 | 53.256 | 21.2804 | 46.5316 | -3.9665 | 3.9576 | 21.1828
2 | 20 | 21 | 11.6508 | -13.3117 | -27.5143 | 10.5391 | 4.48 | 10.5702 | 34.5678 | -39.4956 | -65.7156 | 32.7729 | 13.2922 | 29.9079 | 60.7909 | -66.5556 | -95.068 | 54.5698 | 22.3993 | 47.6463 | -3.5858 | 5.3297 | 23.7827
2 | 20 | 22 | 12.1014 | -13.7589 | -27.8667 | 10.7073 | 4.6435 | 10.7404 | 35.9046 | -40.8226 | -66.5574 | 33.296 | 13.7772 | 30.3896 | 63.1418 | -68.7919 | -96.2858 | 55.4408 | 23.2166 | 48.4136 | -3.4331 | 5.9874 | 25.1351
2 | 20 | 23 | 12.2748 | -13.8884 | -27.9983 | 10.8292 | 4.7071 | 10.8441 | 36.4192 | -41.2066 | -66.8715 | 33.6751 | 13.9658 | 30.6829 | 64.0468 | -69.439 | -96.7403 | 56.072 | 23.5344 | 48.8809 | -3.2315 | 6.6648 | 26.3547
2 | 21 | 0 | 12.4038 | -14.0233 | -28.1266 | 10.8774 | 4.7522 | 10.8888 | 36.8019 | -41.607 | -67.178 | 33.8249 | 14.0999 | 30.8095 | 64.7197 | -70.1137 | -97.1837 | 56.3215 | 23.7603 | 49.0825 | -3.2276 | 6.7511 | 26.5867
2 | 21 | 1 | 12.4977 | -14.1382 | -28.2411 | 10.9212 | 4.7908 | 10.9302 | 37.0805 | -41.9478 | -67.4515 | 33.961 | 14.2143 | 30.9265 | 65.2097 | -70.6879 | -97.5793 | 56.548 | 23.9531 | 49.269 | -3.2394 | 6.783 | 26.7126
2 | 21 | 2 | 11.8739 | -13.5097 | -27.8021 | 10.6972 | 4.5528 | 10.7053 | 35.2296 | -40.0832 | -66.4031 | 33.2647 | 13.508 | 30.2904 | 61.9547 | -67.5458 | -96.0626 | 55.3886 | 22.7629 | 48.2556 | -3.4826 | 5.8064 | 24.7534
2 | 21 | 3 | 11.1638 | -12.8605 | -27.3307 | 10.3899 | 4.288 | 10.4033 | 33.123 | -38.157 | -65.2771 | 32.309 | 12.7224 | 29.4359 | 58.25 | -64.2999 | -94.4337 | 53.7974 | 21.439 | 46.8942 | -3.9461 | 4.1562 | 21.6471
2 | 21 | 4 | 10.5724 | -12.2547 | -26.9013 | 10.1945 | 4.0655 | 10.2026 | 31.3682 | -36.3595 | -64.2514 | 31.7013 | 12.0624 | 28.868 | 55.1642 | -61.2708 | -92.9499 | 52.7855 | 20.3269 | 45.9896 | -4.1208 | 3.389 | 20.0453
2 | 21 | 5 | 8.5472 | -9.932 | -24.9706 | 9.221 | 3.2315 | 9.2203 | 25.3594 | -29.4681 | -59.6402 | 28.674 | 9.5879 | 26.0885 | 44.597 | -49.6579 | -86.279 | 47.7448 | 16.157 | 41.5616 | -4.6825 | 0.60162 | 14.1236
2 | 21 | 6 | 6.9855 | -8.0147 | -23.0826 | 8.3139 | 2.5665 | 8.3084 | 20.7258 | -23.7794 | -55.1309 | 25.8532 | 7.6149 | 23.5083 | 36.4484 | -40.0717 | -79.7556 | 43.0479 | 12.8321 | 37.451 | -4.923 | -1.2081 | 9.9523
2 | 21 | 7 | 5.5226 | -6.1019 | -21.2043 | 7.4168 | 1.9368 | 7.4081 | 16.3856 | -18.1043 | -50.6447 | 23.0638 | 5.7464 | 20.9609 | 28.8157 | -30.5082 | -73.2656 | 38.4032 | 9.6835 | 33.3928 | -5.0218 | -2.5922 | 6.5215
2 | 21 | 8 | 3.027 | -3.3921 | -17.9871 | 6.0177 | 1.0623 | 6.0344 | 8.9811 | -10.0643 | -42.9608 | 18.713 | 3.1517 | 17.0743 | 15.7941 | -16.9599 | -62.1496 | 31.1588 | 5.3111 | 27.201 | -5.2378 | -5.1051 | 0.35545
2 | 21 | 9 | 2.3084 | -2.5521 | -14.8128 | 4.7599 | 0.78436 | 4.8054 | 6.8489 | -7.5721 | -35.3792 | 14.8017 | 2.3272 | 13.5968 | 12.0444 | -12.7601 | -51.1817 | 24.6462 | 3.9216 | 21.661 | -4.7069 | -5.3768 | -1.6685
2 | 21 | 10 | 1.8126 | -2.0013 | -11.5905 | 3.595 | 0.60649 | 3.6693 | 5.378 | -5.9378 | -27.6829 | 11.1791 | 1.7994 | 10.382 | 9.4577 | -10.0061 | -40.0476 | 18.6142 | 3.0323 | 16.5396 | -3.9084 | -4.8821 | -2.4099
2 | 21 | 11 | 1.5891 | -1.736 | -11.6721 | 3.5577 | 0.51889 | 3.6371 | 4.7149 | -5.1508 | -27.878 | 11.0631 | 1.5395 | 10.2911 | 8.2916 | -8.6799 | -40.3299 | 18.4211 | 2.5943 | 16.3948 | -4.1054 | -5.4201 | -3.3079
2 | 21 | 12 | 1.3934 | -1.4727 | -11.702 | 3.5406 | 0.43637 | 3.6204 | 4.1342 | -4.3693 | -27.9492 | 11.0099 | 1.2947 | 10.2437 | 7.2704 | -7.363 | -40.4329 | 18.3324 | 2.1818 | 16.3192 | -4.1839 | -5.6361 | -3.6921
2 | 21 | 13 | 1.2197 | -1.2377 | -11.7863 | 3.5228 | 0.36507 | 3.6081 | 3.6188 | -3.6723 | -28.1507 | 10.9546 | 1.0832 | 10.2089 | 6.364 | -6.1884 | -40.7244 | 18.2403 | 1.8253 | 16.2638 | -4.3085 | -5.9576 | -4.2194
2 | 21 | 14 | 1.2174 | -1.2216 | -13.3048 | 4.0328 | 0.36089 | 4.1214 | 3.6121 | -3.6244 | -31.7773 | 12.5405 | 1.0708 | 11.6614 | 6.3522 | -6.1077 | -45.971 | 20.8811 | 1.8044 | 18.5778 | -4.7938 | -6.517 | -4.4632
2 | 21 | 15 | 1.2151 | -1.2054 | -14.8106 | 4.5739 | 0.3564 | 4.6641 | 3.6051 | -3.5765 | -35.3738 | 14.2234 | 1.0574 | 13.1968 | 6.3398 | -6.0269 | -51.1738 | 23.6832 | 1.7819 | 21.0239 | -5.2065 | -6.8676 | -4.372
2 | 21 | 16 | 1.3034 | -1.2497 | -16.3668 | 5.1685 | 0.36807 | 5.2642 | 3.8673 | -3.7079 | -39.0907 | 16.0722 | 1.0921 | 14.8949 | 6.801 | -6.2484 | -56.5509 | 26.7617 | 1.8403 | 23.729 | -5.5123 | -6.8721 | -3.6672
2 | 21 | 17 | 1.1492 | -1.1618 | -16.5762 | 5.2366 | 0.3339 | 5.3321 | 3.4098 | -3.4471 | -39.5909 | 16.284 | 0.99067 | 15.087 | 5.9964 | -5.8088 | -57.2745 | 27.1143 | 1.6694 | 24.0351 | -5.6861 | -7.2665 | -4.268
2 | 21 | 18 | 0.98936 | -1.0753 | -16.7401 | 5.3006 | 0.30179 | 5.3971 | 2.9354 | -3.1903 | -39.9824 | 16.483 | 0.89541 | 15.2709 | 5.1622 | -5.3761 | -57.8409 | 27.4457 | 1.5089 | 24.328 | -5.8265 | -7.5879 | -4.7721
2 | 21 | 19 | 0.88742 | -1.1094 | -16.9306 | 5.383 | 0.30559 | 5.4833 | 2.633 | -3.2917 | -40.4372 | 16.7392 | 0.90668 | 15.5149 | 4.6303 | -5.547 | -58.4989 | 27.8723 | 1.5279 | 24.7168 | -5.9806 | -7.9351 | -5.2985
2 | 21 | 20 | 1.7288 | -2.4245 | -18.6934 | 6.0918 | 0.69079 | 6.1767 | 5.1292 | -7.1936 | -44.6477 | 18.9432 | 2.0496 | 17.4769 | 9.0203 | -12.1222 | -64.59 | 31.5421 | 3.4538 | 27.8424 | -6.4299 | -8.2424 | -4.8536
2 | 21 | 21 | 3.0866 | -4.0975 | -20.4508 | 6.9019 | 1.2199 | 6.9756 | 9.1579 | -12.1571 | -48.845 | 21.4624 | 3.6194 | 19.7373 | 16.1052 | -20.4865 | -70.662 | 35.7368 | 6.0992 | 31.4434 | -6.3643 | -7.0251 | -1.764
2 | 21 | 22 | 4.9847 | -6.1887 | -22.1638 | 7.7174 | 1.9056 | 7.7728 | 14.7896 | -18.3617 | -52.9365 | 23.9983 | 5.6538 | 21.9929 | 26.009 | -30.9421 | -76.581 | 39.9594 | 9.5274 | 35.0368 | -5.972 | -4.8636 | 3.0094
2 | 21 | 23 | 8.8572 | -10.3111 | -25.403 | 9.3516 | 3.336 | 9.3973 | 26.2791 | -30.5928 | -60.6729 | 29.0802 | 9.8979 | 26.5892 | 46.2144 | -51.5533 | -87.773 | 48.4212 | 16.6793 | 42.3593 | -4.772 | 0.58071 | 14.3479
2 | 22 | 0 | 13.1238 | -14.5342 | -28.6674 | 11.1034 | 4.9266 | 11.1242 | 38.9382 | -43.1229 | -68.4697 | 34.5277 | 14.6172 | 31.4756 | 68.4766 | -72.6681 | -99.0523 | 57.4917 | 24.6321 | 50.1438 | -2.9236 | 7.9661 | 29.0237
2 | 22 | 1 | 17.7949 | -18.7478 | -31.9103 | 13.0112 | 6.6757 | 12.9962 | 52.7973 | -55.6244 | -76.2151 | 40.4601 | 19.8069 | 36.7722 | 92.8493 | -93.735 | -110.2573 | 67.3697 | 33.3774 | 58.5818 | -0.18009 | 17.9969 | 48.1857
2 | 22 | 2 | 19.9632 | -20.5951 | -33.3027 | 13.8893 | 7.4786 | 13.8422 | 59.2304 | -61.1053 | -79.5408 | 43.1909 | 22.1889 | 39.1661 | 104.1625 | -102.9711 | -115.0685 | 71.9168 | 37.3915 | 62.3956 | 1.2756 | 23.1303 | 57.8269
2 | 22 | 3 | 22.3064 | -22.4986 | -34.7206 | 14.8642 | 8.3521 | 14.7583 | 66.1829 | -66.7532 | -82.9272 | 46.2225 | 24.7806 | 41.7582 | 116.3892 | -112.4886 | -119.9674 | 76.9646 | 41.7589 | 66.5249 | 3.0619 | 29.2638 | 69.1815
2 | 22 | 4 | 24.6299 | -24.3517 | -36.124 | 15.8522 | 9.214 | 15.6408 | 73.0765 | -72.2512 | -86.2792 | 49.2947 | 27.3377 | 44.2551 | 128.5122 | -121.7535 | -124.8165 | 82.0801 | 46.0679 | 70.5028 | 4.8611 | 35.4337 | 80.593
2 | 22 | 5 | 23.5517 | -23.456 | -35.3961 | 15.3571 | 8.8075 | 15.1936 | 69.8776 | -69.5936 | -84.5406 | 47.7551 | 26.1318 | 42.9899 | 122.8867 | -117.2751 | -122.3014 | 79.5165 | 44.0358 | 68.4871 | 4.0579 | 32.6202 | 75.3497
2 | 22 | 6 | 22.538 | -22.5979 | -34.7211 | 14.9001 | 8.4102 | 14.7659 | 66.87 | -67.0478 | -82.9286 | 46.3341 | 24.9531 | 41.7795 | 117.5975 | -112.985 | -119.9694 | 77.1505 | 42.0495 | 66.559 | 3.2952 | 29.9604 | 70.402
2 | 22 | 7 | 21.4148 | -21.6996 | -33.9944 | 14.3663 | 7.9926 | 14.277 | 63.5373 | -64.3826 | -81.1927 | 44.674 | 23.714 | 40.3963 | 111.7367 | -108.4938 | -117.4582 | 74.3863 | 39.9614 | 64.3553 | 2.3567 | 26.7464 | 64.4878
2 | 22 | 8 | 21.263 | -21.4586 | -33.8773 | 14.292 | 7.8956 | 14.2035 | 63.0872 | -63.6673 | -80.9131 | 44.4432 | 23.4262 | 40.1884 | 110.945 | -107.2885 | -117.0536 | 74.0019 | 39.4765 | 64.0241 | 2.3184 | 26.5646 | 64.1054
2 | 22 | 9 | 21.1123 | -21.1972 | -33.7596 | 14.2178 | 7.7796 | 14.1207 | 62.6399 | -62.8917 | -80.6321 | 44.2123 | 23.0819 | 39.9541 | 110.1584 | -105.9815 | -116.6471 | 73.6174 | 38.8963 | 63.6508 | 2.2736 | 26.3643 | 63.6943
2 | 22 | 10 | 20.9705 | -20.946 | -33.6445 | 14.1415 | 7.6603 | 14.0433 | 62.2193 | -62.1466 | -80.3571 | 43.9749 | 22.728 | 39.735 | 109.4188 | -104.7259 | -116.2492 | 73.2222 | 38.2999 | 63.3018 | 2.2251 | 26.1535 | 63.2675
2 | 22 | 11 | 20.7555 | -20.7804 | -33.4888 | 14.0749 | 7.5989 | 13.9834 | 61.5813 | -61.6552 | -79.9852 | 43.7681 | 22.5457 | 39.5655 | 108.2967 | -103.8978 | -115.7113 | 72.8777 | 37.9927 | 63.0317 | 2.1435 | 25.8201 | 62.5899
2 | 22 | 12 | 20.6125 | -20.6531 | -33.3806 | 14.029 | 7.5461 | 13.9337 | 61.1569 | -61.2776 | -79.7268 | 43.6253 | 22.3893 | 39.4248 | 107.5505 | -103.2614 | -115.3374 | 72.6401 | 37.7291 | 62.8077 | 2.0876 | 25.592 | 62.1284
2 | 22 | 13 | 20.4026 | -20.5214 | -33.2645 | 13.9203 | 7.4765 | 13.8448 | 60.5342 | -60.8867 | -79.4495 | 43.2871 | 22.1828 | 39.1734 | 106.4554 | -102.6027 | -114.9363 | 72.0769 | 37.3812 | 62.4072 | 1.8584 | 24.8414 | 60.7817
2 | 22 | 14 | 21.4008 | -21.4165 | -33.8837 | 14.3278 | 7.8715 | 14.2279 | 63.4959 | -63.5426 | -80.9285 | 44.5543 | 23.3546 | 40.2574 | 111.6638 | -107.0784 | -117.0759 | 74.1869 | 39.3558 | 64.134 | 2.5277 | 27.191 | 65.1862
2 | 22 | 15 | 22.4988 | -22.3179 | -34.5154 | 14.7734 | 8.2929 | 14.6373 | 66.7538 | -66.217 | -82.4372 | 45.9401 | 24.6051 | 41.4159 | 117.3931 | -111.585 | -119.2585 | 76.4944 | 41.463 | 65.9796 | 3.3692 | 30.0607 | 70.4867
2 | 22 | 16 | 23.5636 | -23.2038 | -35.1354 | 15.2345 | 8.7131 | 15.0435 | 69.9129 | -68.8454 | -83.918 | 47.374 | 25.8515 | 42.5651 | 122.9487 | -116.0142 | -121.4007 | 78.8819 | 43.5635 | 67.8105 | 4.2155 | 32.9402 | 75.7897
2 | 22 | 17 | 24.242 | -23.8857 | -35.5944 | 15.4736 | 8.9883 | 15.2594 | 71.9257 | -70.8686 | -85.0142 | 48.1175 | 26.668 | 43.1759 | 126.4885 | -119.4237 | -122.9866 | 80.12 | 44.9394 | 68.7835 | 4.4832 | 34.0043 | 77.9211
2 | 22 | 18 | 25.1247 | -24.572 | -36.0903 | 15.8559 | 9.341 | 15.5833 | 74.5447 | -72.9048 | -86.1987 | 49.3063 | 27.7146 | 44.0924 | 131.0942 | -122.8549 | -124.7001 | 82.0994 | 46.7031 | 70.2436 | 5.2427 | 36.5547 | 82.5855
2 | 22 | 19 | 25.9822 | -25.2546 | -36.546 | 16.2477 | 9.6872 | 15.9145 | 77.0889 | -74.9302 | -87.2871 | 50.5247 | 28.7417 | 45.0296 | 135.5685 | -126.2681 | -126.2746 | 84.1281 | 48.4339 | 71.7367 | 6.031 | 39.1677 | 87.3245
2 | 22 | 20 | 27.7284 | -26.6041 | -37.5731 | 16.9771 | 10.3727 | 16.5131 | 82.2699 | -78.934 | -89.7404 | 52.7929 | 30.7757 | 46.7233 | 144.6797 | -133.0151 | -129.8237 | 87.9049 | 51.8614 | 74.4349 | 7.4142 | 43.8874 | 96.0422
2 | 22 | 21 | 29.3203 | -28.0054 | -38.6436 | 17.7444 | 11.1912 | 17.0925 | 86.993 | -83.0917 | -92.2971 | 55.1789 | 33.2043 | 48.3627 | 152.9858 | -140.0213 | -133.5225 | 91.8779 | 55.954 | 77.0466 | 8.6995 | 48.3501 | 104.3205
2 | 22 | 22 | 31.0289 | -29.4165 | -39.7128 | 18.6426 | 12.1168 | 17.7429 | 92.0625 | -87.2785 | -94.8507 | 57.9719 | 35.9505 | 50.203 | 161.9009 | -147.0767 | -137.2166 | 96.5284 | 60.5816 | 79.9784 | 10.402 | 54.0587 | 114.6962
2 | 22 | 23 | 31.8214 | -30.0275 | -40.2186 | 19.0694 | 12.493 | 18.021 | 94.4137 | -89.0912 | -96.0589 | 59.2992 | 37.0665 | 50.9897 | 166.0358 | -150.1313 | -138.9645 | 98.7385 | 62.4623 | 81.2317 | 11.1587 | 56.619 | 119.3726
2 | 23 | 0 | 32.4381 | -30.6595 | -40.7345 | 19.4137 | 12.9112 | 18.2344 | 96.2436 | -90.9664 | -97.2909 | 60.3697 | 38.3075 | 51.5936 | 169.2538 | -153.2913 | -140.7468 | 100.521 | 64.5536 | 82.1938 | 11.6035 | 58.2571 | 122.4841
2 | 23 | 1 | 33.1965 | -31.286 | -41.2525 | 19.8642 | 13.3378 | 18.4704 | 98.4937 | -92.8253 | -98.5281 | 61.7707 | 39.5731 | 52.2613 | 173.2109 | -156.4238 | -142.5366 | 102.8538 | 66.6863 | 83.2575 | 12.3304 | 60.7454 | 127.048
2 | 23 | 2 | 33.5667 | -31.6342 | -41.5648 | 20.0767 | 13.5188 | 18.5765 | 99.5921 | -93.8582 | -99.2742 | 62.4316 | 40.1102 | 52.5616 | 175.1425 | -158.1645 | -143.6159 | 103.9541 | 67.5913 | 83.7359 | 12.5398 | 61.563 | 128.6436
2 | 23 | 3 | 34.1484 | -32.0264 | -41.9206 | 20.415 | 13.7957 | 18.7271 | 101.318 | -95.022 | -100.1238 | 63.4836 | 40.9318 | 52.9878 | 178.1776 | -160.1256 | -144.845 | 105.7058 | 68.9759 | 84.4148 | 13.1393 | 63.5752 | 132.3035
2 | 23 | 4 | 34.6391 | -32.3813 | -42.2342 | 20.751 | 14.082 | 18.8434 | 102.7739 | -96.0748 | -100.8729 | 64.5283 | 41.7812 | 53.3167 | 180.7381 | -161.8997 | -145.9287 | 107.4454 | 70.4072 | 84.9388 | 13.7001 | 65.4524 | 135.7011
2 | 23 | 5 | 32.628 | -30.4873 | -40.8131 | 19.4951 | 12.6937 | 18.2624 | 96.8069 | -90.4555 | -97.4787 | 60.623 | 37.662 | 51.6727 | 170.2445 | -152.4303 | -141.0185 | 100.9427 | 63.4658 | 82.3198 | 11.7788 | 58.8305 | 123.5241
2 | 23 | 6 | 30.5506 | -28.6377 | -39.4219 | 18.3544 | 11.4823 | 17.5405 | 90.6432 | -84.9678 | -94.156 | 57.0758 | 34.068 | 49.6302 | 159.4049 | -143.1828 | -136.2116 | 95.0364 | 57.4093 | 79.0658 | 9.8682 | 52.2933 | 111.522
2 | 23 | 7 | 28.0599 | -26.7347 | -37.983 | 17.2072 | 10.4043 | 16.6943 | 83.2533 | -79.3216 | -90.7193 | 53.5084 | 30.8693 | 47.2359 | 146.4091 | -133.6681 | -131.2398 | 89.0962 | 52.0192 | 75.2514 | 7.6479 | 44.826 | 97.868
2 | 23 | 8 | 26.2203 | -25.2409 | -36.8659 | 16.45 | 9.6965 | 16.0868 | 77.7953 | -74.8894 | -88.0511 | 51.1537 | 28.7693 | 45.5172 | 136.8107 | -126.1993 | -127.3799 | 85.1756 | 48.4804 | 72.5134 | 6.3469 | 40.295 | 89.4008
2 | 23 | 9 | 24.2325 | -23.761 | -35.7535 | 15.5874 | 8.9425 | 15.3381 | 71.8976 | -70.4987 | -85.3943 | 48.4712 | 26.5323 | 43.3986 | 126.439 | -118.8004 | -123.5364 | 80.709 | 44.7107 | 69.1382 | 4.586 | 34.4067 | 78.6602
2 | 23 | 10 | 22.4417 | -22.2729 | -34.6346 | 14.85 | 8.2767 | 14.6953 | 66.5843 | -66.0834 | -82.7219 | 46.1781 | 24.557 | 41.5798 | 117.0951 | -111.3599 | -119.6704 | 76.8907 | 41.382 | 66.2407 | 3.3562 | 30.0939 | 70.5782
2 | 23 | 11 | 21.7824 | -21.6896 | -34.1858 | 14.6031 | 8.019 | 14.4605 | 64.628 | -64.3527 | -81.65 | 45.4104 | 23.7923 | 40.9154 | 113.6547 | -108.4435 | -118.1197 | 75.6123 | 40.0935 | 65.1823 | 2.9895 | 28.7434 | 67.9796
2 | 23 | 12 | 21.0467 | -21.1391 | -33.777 | 14.2705 | 7.7497 | 14.1554 | 62.4453 | -62.7194 | -80.6737 | 44.3763 | 22.9931 | 40.0521 | 109.8162 | -105.6911 | -116.7073 | 73.8904 | 38.7467 | 63.807 | 2.3061 | 26.4737 | 63.8619
2 | 23 | 13 | 20.3065 | -20.5239 | -33.31 | 13.9944 | 7.4709 | 13.8872 | 60.2492 | -60.8941 | -79.5581 | 43.5177 | 22.1662 | 39.2933 | 105.9542 | -102.6153 | -115.0934 | 72.4608 | 37.3532 | 62.5982 | 1.8252 | 24.7742 | 60.6577
2 | 23 | 14 | 20.9179 | -21.0964 | -33.7758 | 14.2505 | 7.7169 | 14.1291 | 62.0631 | -62.5927 | -80.6706 | 44.3139 | 22.896 | 39.9778 | 109.144 | -105.4777 | -116.7029 | 73.7866 | 38.583 | 63.6885 | 2.1422 | 25.9874 | 63.0217
2 | 23 | 15 | 21.5212 | -21.6409 | -34.2231 | 14.56 | 7.9635 | 14.4132 | 63.853 | -64.2083 | -81.739 | 45.2764 | 23.6277 | 40.7817 | 112.2918 | -108.2002 | -118.2485 | 75.3893 | 39.816 | 64.9692 | 2.5939 | 27.5914 | 66.0177
2 | 23 | 16 | 22.1604 | -22.1897 | -34.6793 | 14.9005 | 8.2211 | 14.7076 | 65.7495 | -65.8365 | -82.8287 | 46.3353 | 24.392 | 41.6145 | 115.627 | -110.9438 | -119.8249 | 77.1525 | 41.104 | 66.2961 | 3.1206 | 29.4262 | 69.4109
2 | 23 | 17 | 21.6692 | -21.8688 | -34.3719 | 14.6426 | 8.0593 | 14.4979 | 64.2922 | -64.8845 | -82.0943 | 45.5334 | 23.9119 | 41.0212 | 113.0641 | -109.3396 | -118.7625 | 75.8172 | 40.2949 | 65.3509 | 2.6283 | 27.7799 | 66.4251
2 | 23 | 18 | 21.3526 | -21.5991 | -34.1109 | 14.512 | 7.9449 | 14.3836 | 63.3529 | -64.0841 | -81.471 | 45.1273 | 23.5724 | 40.6978 | 111.4124 | -107.9909 | -117.8608 | 75.141 | 39.7228 | 64.8357 | 2.4832 | 27.1953 | 65.2602
2 | 23 | 19 | 20.9107 | -21.2783 | -33.8385 | 14.2708 | 7.7926 | 14.1847 | 62.0417 | -63.1326 | -80.8205 | 44.3772 | 23.1206 | 40.135 | 109.1064 | -106.3873 | -116.9197 | 73.8919 | 38.9614 | 63.9391 | 2.0419 | 25.7214 | 62.5919
2 | 23 | 20 | 19.8365 | -20.4436 | -33.1101 | 13.8731 | 7.4305 | 13.8222 | 58.8545 | -60.6561 | -79.0807 | 43.1405 | 22.0461 | 39.1093 | 103.5015 | -102.2141 | -114.4029 | 71.8327 | 37.1507 | 62.305 | 1.4084 | 23.4136 | 58.1731
2 | 23 | 21 | 18.8038 | -19.6406 | -32.427 | 13.4442 | 7.0842 | 13.4217 | 55.7907 | -58.2736 | -77.4493 | 41.8066 | 21.0189 | 37.9761 | 98.1135 | -98.1992 | -112.0428 | 69.6118 | 35.4198 | 60.4997 | 0.68621 | 20.8694 | 53.4028
2 | 23 | 22 | 17.7272 | -18.8391 | -31.7474 | 13.0022 | 6.7257 | 12.9922 | 52.5964 | -55.8952 | -75.826 | 40.4322 | 19.955 | 36.761 | 92.496 | -94.1914 | -109.6943 | 67.3232 | 33.627 | 58.5639 | -0.13917 | 18.0233 | 48.1243
2 | 23 | 23 | 16.4247 | -17.7195 | -30.9123 | 12.492 | 6.2451 | 12.497 | 48.7319 | -52.5737 | -73.8316 | 38.8456 | 18.5292 | 35.3597 | 85.6999 | -88.5941 | -106.8091 | 64.6814 | 31.2244 | 56.3316 | -0.97309 | 15.0613 | 42.5341
2 | 24 | 0 | 15.2123 | -16.6027 | -30.0726 | 12.0128 | 5.7854 | 12.0258 | 45.1346 | -49.2601 | -71.826 | 37.3556 | 17.1652 | 34.0266 | 79.3736 | -83.0103 | -103.9077 | 62.2004 | 28.9258 | 54.2078 | -1.6391 | 12.5959 | 37.7896
2 | 24 | 1 | 13.9696 | -15.4811 | -29.2385 | 11.5172 | 5.3246 | 11.5372 | 41.4477 | -45.9323 | -69.8338 | 35.8143 | 15.7979 | 32.6441 | 72.8898 | -77.4024 | -101.0257 | 59.6341 | 26.6217 | 52.0053 | -2.3711 | 9.938 | 32.7229
2 | 24 | 2 | 13.0745 | -14.597 | -28.6597 | 11.1463 | 4.9555 | 11.1691 | 38.792 | -43.309 | -68.4514 | 34.6612 | 14.7028 | 31.6025 | 68.2195 | -72.9819 | -99.0258 | 57.714 | 24.7764 | 50.3459 | -2.9113 | 7.998 | 29.048
2 | 24 | 3 | 12.2163 | -13.7131 | -28.0628 | 10.8389 | 4.6052 | 10.8467 | 36.2457 | -40.6866 | -67.0257 | 33.7051 | 13.6636 | 30.6903 | 63.7416 | -68.5627 | -96.9634 | 56.1221 | 23.025 | 48.8927 | -3.2688 | 6.5923 | 26.2553
2 | 24 | 4 | 11.3686 | -12.8373 | -27.4933 | 10.4638 | 4.2479 | 10.4748 | 33.7305 | -38.0881 | -65.6655 | 32.5389 | 12.6034 | 29.6382 | 59.3184 | -64.1838 | -94.9955 | 54.1801 | 21.2385 | 47.2166 | -3.7754 | 4.7574 | 22.7743
2 | 24 | 5 | 9.4189 | -10.8755 | -26.0362 | 9.6478 | 3.5052 | 9.6643 | 27.9457 | -32.2675 | -62.1853 | 30.0011 | 10.3999 | 27.3449 | 49.1452 | -54.3754 | -89.9608 | 49.9546 | 17.5254 | 43.5631 | -4.6755 | 1.2388 | 15.852
2 | 24 | 6 | 7.5933 | -8.8989 | -24.5764 | 8.8922 | 2.8142 | 8.9138 | 22.5293 | -26.4031 | -58.6988 | 27.6515 | 8.3498 | 25.2214 | 39.62 | -44.4929 | -84.9171 | 46.0421 | 14.0706 | 40.1802 | -5.2618 | -1.3499 | 10.503
2 | 24 | 7 | 5.9064 | -7.0435 | -23.0911 | 8.2032 | 2.1854 | 8.2221 | 17.5243 | -20.8979 | -55.1511 | 25.509 | 6.4841 | 23.2643 | 30.8182 | -35.216 | -79.7848 | 42.4748 | 10.9267 | 37.0623 | -5.6173 | -3.2673 | 6.2812
2 | 24 | 8 | 6.2397 | -7.3622 | -23.4608 | 8.3315 | 2.2902 | 8.3307 | 18.5131 | -21.8434 | -56.0341 | 25.9079 | 6.7951 | 23.5713 | 32.5572 | -36.8093 | -81.0622 | 43.139 | 11.4507 | 37.5514 | -5.6309 | -3.0901 | 6.8268
2 | 24 | 9 | 6.6566 | -7.7152 | -23.835 | 8.5468 | 2.422 | 8.5146 | 19.7499 | -22.8908 | -56.9279 | 26.5774 | 7.1861 | 24.0919 | 34.7322 | -38.5743 | -82.3553 | 44.2537 | 12.1095 | 38.3807 | -5.4102 | -2.2135 | 8.5466
2 | 24 | 10 | 6.9898 | -8.0046 | -24.1656 | 8.6885 | 2.5253 | 8.6376 | 20.7387 | -23.7496 | -57.7176 | 27.018 | 7.4926 | 24.4397 | 36.4711 | -40.0215 | -83.4977 | 44.9874 | 12.6262 | 38.9348 | -5.3291 | -1.7782 | 9.5002
2 | 24 | 11 | 8.0288 | -9.1779 | -25.0528 | 9.1457 | 2.9331 | 9.1001 | 23.8214 | -27.2308 | -59.8366 | 28.44 | 8.7024 | 25.7483 | 41.8923 | -45.8878 | -86.5632 | 47.3552 | 14.6648 | 41.0197 | -5.023 | -0.35522 | 12.481
2 | 24 | 12 | 9.2018 | -10.4434 | -25.9317 | 9.6059 | 3.3788 | 9.572 | 27.3017 | -30.9854 | -61.9356 | 29.8709 | 10.0248 | 27.0837 | 48.0127 | -52.2148 | -89.5997 | 49.7377 | 16.8931 | 43.1471 | -4.6165 | 1.36 | 15.9761
2 | 24 | 13 | 10.4401 | -11.686 | -26.8215 | 10.1121 | 3.8442 | 10.088 | 30.9758 | -34.6721 | -64.0609 | 31.4452 | 11.4058 | 28.5437 | 54.4739 | -58.4274 | -92.6742 | 52.3591 | 19.2204 | 45.4729 | -4.0229 | 3.6375 | 20.4247
2 | 24 | 14 | 12.174 | -13.3773 | -28.1505 | 10.839 | 4.4785 | 10.8014 | 36.1201 | -39.6903 | -67.2352 | 33.7055 | 13.2876 | 30.5622 | 63.5207 | -66.8838 | -97.2664 | 56.1227 | 22.3915 | 48.6886 | -3.235 | 6.7498 | 26.5732
2 | 24 | 15 | 13.9104 | -15.0266 | -29.4345 | 11.5138 | 5.1125 | 11.48 | 41.2719 | -44.5837 | -70.302 | 35.8037 | 15.1686 | 32.4823 | 72.5806 | -75.1298 | -101.703 | 59.6164 | 25.5613 | 51.7475 | -2.4445 | 9.8408 | 32.673
2 | 24 | 16 | 15.7491 | -16.706 | -30.7459 | 12.2789 | 5.7999 | 12.2303 | 46.7273 | -49.5664 | -73.4342 | 38.183 | 17.2082 | 34.6053 | 82.1746 | -83.5264 | -106.2342 | 63.5781 | 28.9983 | 55.1296 | -1.3937 | 13.7233 | 40.1201
2 | 24 | 17 | 15.9738 | -16.9394 | -30.8867 | 12.3601 | 5.8856 | 12.321 | 47.3941 | -50.2591 | -73.7703 | 38.4354 | 17.4626 | 34.8618 | 83.3472 | -84.6937 | -106.7205 | 63.9984 | 29.4269 | 55.5383 | -1.2856 | 14.1245 | 40.8966
2 | 24 | 18 | 16.2962 | -17.2221 | -31.0735 | 12.5052 | 6.0097 | 12.4612 | 48.3507 | -51.0978 | -74.2166 | 38.8866 | 17.8308 | 35.2584 | 85.0295 | -86.1071 | -107.3661 | 64.7497 | 30.0475 | 56.1701 | -1.0234 | 15.0121 | 42.5236
2 | 24 | 19 | 16.6008 | -17.4984 | -31.2597 | 12.6257 | 6.1237 | 12.5928 | 49.2544 | -51.9176 | -74.6612 | 39.2615 | 18.169 | 35.6308 | 86.6187 | -87.4886 | -108.0093 | 65.374 | 30.6173 | 56.7634 | -0.81511 | 15.7369 | 43.8755
2 | 24 | 20 | 17.3324 | -18.2044 | -31.7612 | 12.8901 | 6.3991 | 12.8633 | 51.4249 | -54.0122 | -75.8591 | 40.0838 | 18.9861 | 36.3962 | 90.4358 | -91.0182 | -109.7422 | 66.743 | 31.9942 | 57.9827 | -0.48073 | 17.0197 | 46.3954
2 | 24 | 21 | 18.1705 | -18.9227 | -32.2714 | 13.2363 | 6.7229 | 13.2112 | 53.9118 | -56.1434 | -77.0777 | 41.1602 | 19.9468 | 37.3806 | 94.8091 | -94.6097 | -111.5051 | 68.5354 | 33.6131 | 59.5511 | 0.14678 | 19.1782 | 50.3939
2 | 24 | 22 | 18.8852 | -19.618 | -32.7788 | 13.5017 | 7.0189 | 13.4865 | 56.0322 | -58.2063 | -78.2895 | 41.9855 | 20.825 | 38.1595 | 98.5381 | -98.0859 | -113.2582 | 69.9096 | 35.0931 | 60.7919 | 0.49548 | 20.5064 | 52.9886
2 | 24 | 23 | 19.8232 | -20.3362 | -33.2669 | 13.8759 | 7.3415 | 13.8503 | 58.8153 | -60.3371 | -79.4551 | 43.1492 | 21.7821 | 39.189 | 103.4324 | -101.6767 | -114.9445 | 71.8473 | 36.7059 | 62.4319 | 1.2879 | 23.1432 | 57.7964
2 | 25 | 0 | 20.7074 | -21.0822 | -33.7628 | 14.1741 | 7.663 | 14.1456 | 61.4386 | -62.5507 | -80.6397 | 44.0765 | 22.7361 | 40.0244 | 108.0458 | -105.4068 | -116.6582 | 73.3913 | 38.3136 | 63.7628 | 1.8451 | 25.0852 | 61.4486
2 | 25 | 1 | 21.5862 | -21.7913 | -34.2489 | 14.4792 | 7.9819 | 14.4443 | 64.0461 | -64.6546 | -81.8006 | 45.0251 | 23.6822 | 40.8697 | 112.6314 | -108.9522 | -118.3376 | 74.9709 | 39.9079 | 65.1095 | 2.4514 | 27.1679 | 65.3299
2 | 25 | 2 | 21.978 | -22.0155 | -34.3846 | 14.6643 | 8.1199 | 14.5978 | 65.2084 | -65.3196 | -82.1248 | 45.6006 | 24.0917 | 41.304 | 114.6754 | -110.0728 | -118.8066 | 75.9291 | 40.5979 | 65.8013 | 2.9599 | 28.7603 | 68.1244
2 | 25 | 3 | 22.2893 | -22.1991 | -34.5084 | 14.7561 | 8.2042 | 14.6809 | 66.132 | -65.8646 | -82.4205 | 45.8863 | 24.3418 | 41.539 | 116.2997 | -110.9912 | -119.2343 | 76.4048 | 41.0193 | 66.1757 | 3.2229 | 29.6141 | 69.6741
2 | 25 | 4 | 22.6085 | -22.4091 | -34.6339 | 14.8506 | 8.3147 | 14.7458 | 67.0792 | -66.4874 | -82.7201 | 46.1801 | 24.6696 | 41.7228 | 117.9653 | -112.0407 | -119.6678 | 76.8939 | 41.5718 | 66.4686 | 3.4767 | 30.4441 | 71.1911
2 | 25 | 5 | 21.4025 | -21.4609 | -33.9214 | 14.3612 | 7.8728 | 14.3002 | 63.501 | -63.6743 | -81.0184 | 44.6584 | 23.3585 | 40.462 | 111.6728 | -107.3002 | -117.206 | 74.3602 | 39.3624 | 64.4599 | 2.5545 | 27.2871 | 65.3491
2 | 25 | 6 | 20.186 | -20.4849 | -33.1673 | 13.8631 | 7.4353 | 13.8401 | 59.8916 | -60.7784 | -79.2174 | 43.1092 | 22.0605 | 39.16 | 105.3252 | -102.4202 | -114.6006 | 71.7807 | 37.1752 | 62.3858 | 1.6723 | 24.2256 | 59.6462
2 | 25 | 7 | 18.938 | -19.4928 | -32.4 | 13.347 | 6.9846 | 13.3428 | 56.1889 | -57.8349 | -77.3848 | 41.5043 | 20.7233 | 37.753 | 98.8137 | -97.46 | -111.9494 | 69.1085 | 34.9217 | 60.1442 | 0.71959 | 20.9498 | 53.5787
2 | 25 | 8 | 18.0243 | -18.6841 | -31.8088 | 12.9838 | 6.64 | 12.9823 | 53.4778 | -55.4355 | -75.9726 | 40.3751 | 19.7009 | 36.7329 | 94.046 | -93.4167 | -109.9064 | 67.2281 | 33.1989 | 58.5192 | 0.13756 | 18.8786 | 49.669
2 | 25 | 9 | 17.2306 | -17.9206 | -31.2677 | 12.6917 | 6.3367 | 12.6922 | 51.1231 | -53.1702 | -74.6802 | 39.4666 | 18.8009 | 35.912 | 89.9051 | -89.5993 | -108.0368 | 65.7154 | 31.6822 | 57.2114 | -0.23707 | 17.4522 | 46.878
2 | 25 | 10 | 16.3303 | -17.1045 | -30.6681 | 12.318 | 5.9961 | 12.3244 | 48.4517 | -50.7489 | -73.2483 | 38.3047 | 17.7904 | 34.8716 | 85.207 | -85.5191 | -105.9653 | 63.7808 | 29.9794 | 55.5539 | -0.80379 | 15.4212 | 43.0367
2 | 25 | 11 | 16.5023 | -17.2297 | -30.8686 | 12.3982 | 6.0361 | 12.3921 | 48.962 | -51.1202 | -73.727 | 38.5541 | 17.9091 | 35.0629 | 86.1046 | -86.1448 | -106.6579 | 64.196 | 30.1793 | 55.8587 | -0.76954 | 15.6409 | 43.536
2 | 25 | 12 | 16.6992 | -17.2886 | -31.0254 | 12.544 | 6.0737 | 12.5161 | 49.5463 | -51.295 | -74.1015 | 39.0073 | 18.0206 | 35.4139 | 87.132 | -86.4393 | -107.1996 | 64.9507 | 30.3673 | 56.4179 | -0.48094 | 16.5916 | 45.229
2 | 25 | 13 | 16.8845 | -17.4035 | -31.219 | 12.6489 | 6.1281 | 12.6073 | 50.0962 | -51.636 | -74.564 | 39.3335 | 18.1819 | 35.6721 | 88.0991 | -87.014 | -107.8687 | 65.4938 | 30.6391 | 56.8291 | -0.35371 | 17.0836 | 46.1784
2 | 25 | 14 | 17.6808 | -18.2167 | -31.7856 | 12.9836 | 6.4581 | 12.9408 | 52.4586 | -54.0488 | -75.9173 | 40.3745 | 19.1612 | 36.6157 | 92.2536 | -91.0799 | -109.8264 | 67.2271 | 32.2894 | 58.3324 | 0.061046 | 18.6439 | 49.1962
2 | 25 | 15 | 18.5333 | -19.0029 | -32.3569 | 13.3597 | 6.7873 | 13.314 | 54.9881 | -56.3813 | -77.2818 | 41.5439 | 20.1378 | 37.6714 | 96.702 | -95.0104 | -111.8004 | 69.1743 | 33.935 | 60.0142 | 0.63445 | 20.678 | 53.0146
2 | 25 | 16 | 19.3631 | -19.8319 | -32.9322 | 13.6652 | 7.1408 | 13.6307 | 57.4501 | -58.8411 | -78.6559 | 42.494 | 21.1867 | 38.5676 | 101.0318 | -99.1556 | -113.7883 | 70.7563 | 35.7027 | 61.442 | 1.0357 | 22.2014 | 55.9888
2 | 25 | 17 | 19.3561 | -19.8862 | -32.9533 | 13.6551 | 7.1604 | 13.6181 | 57.4294 | -59.002 | -78.7062 | 42.4624 | 21.2447 | 38.5319 | 100.9953 | -99.4268 | -113.861 | 70.7037 | 35.8003 | 61.3851 | 0.95018 | 21.9602 | 55.5966
2 | 25 | 18 | 19.4221 | -19.9277 | -32.9723 | 13.7379 | 7.2032 | 13.6824 | 57.6251 | -59.1251 | -78.7516 | 42.7199 | 21.3717 | 38.7137 | 101.3394 | -99.6342 | -113.9267 | 71.1324 | 36.0143 | 61.6748 | 1.1455 | 22.5537 | 56.6001
2 | 25 | 19 | 19.4719 | -20.013 | -33.0006 | 13.7581 | 7.2373 | 13.6994 | 57.7729 | -59.3783 | -78.8192 | 42.7829 | 21.4731 | 38.762 | 101.5994 | -100.0609 | -114.0245 | 71.2373 | 36.1852 | 61.7517 | 1.1532 | 22.5933 | 56.6881
2 | 25 | 20 | 18.8394 | -19.5304 | -32.5992 | 13.4666 | 7.0098 | 13.4219 | 55.8962 | -57.9465 | -77.8604 | 41.8765 | 20.7981 | 37.9768 | 98.299 | -97.648 | -112.6375 | 69.7281 | 35.0477 | 60.5007 | 0.60815 | 20.7406 | 53.29
2 | 25 | 21 | 18.3605 | -19.099 | -32.2216 | 13.2924 | 6.8445 | 13.2521 | 54.4754 | -56.6666 | -76.9587 | 41.3345 | 20.3076 | 37.4965 | 95.8004 | -95.4913 | -111.333 | 68.8257 | 34.2212 | 59.7356 | 0.42886 | 19.9887 | 51.7586
2 | 25 | 22 | 17.7951 | -18.6778 | -31.8567 | 13.0408 | 6.6581 | 13.0081 | 52.7978 | -55.4168 | -76.0871 | 40.5522 | 19.7545 | 36.806 | 92.8501 | -93.3851 | -110.0721 | 67.5231 | 33.2892 | 58.6356 | -0.032399 | 18.4067 | 48.8408
2 | 25 | 23 | 16.8657 | -17.9191 | -31.2614 | 12.6545 | 6.3111 | 12.6399 | 50.0402 | -53.1657 | -74.6652 | 39.3511 | 18.725 | 35.7643 | 88.0007 | -89.5917 | -108.0151 | 65.5231 | 31.5543 | 56.9761 | -0.70918 | 16.0498 | 44.4474
2 | 26 | 0 | 16.01 | -17.1681 | -30.6749 | 12.3115 | 6.0017 | 12.3045 | 47.5014 | -50.9374 | -73.2646 | 38.2845 | 17.807 | 34.8151 | 83.536 | -85.8368 | -105.9888 | 63.7471 | 30.0073 | 55.4639 | -1.2153 | 14.206 | 40.9287
2 | 26 | 1 | 15.1577 | -16.4733 | -30.1293 | 11.9425 | 5.6945 | 11.954 | 44.9727 | -48.876 | -71.9614 | 37.137 | 16.8956 | 33.8235 | 79.0889 | -82.3631 | -104.1036 | 61.8364 | 28.4715 | 53.8842 | -1.8538 | 11.9914 | 36.8144
2 | 26 | 2 | 14.3948 | -15.7161 | -29.6259 | 11.6839 | 5.3966 | 11.6807 | 42.7093 | -46.6295 | -70.7589 | 36.3328 | 16.0117 | 33.05 | 75.1085 | -78.5774 | -102.364 | 60.4973 | 26.982 | 52.6519 | -2.186 | 10.7153 | 34.2983
2 | 26 | 3 | 13.6763 | -14.9706 | -29.1261 | 11.4154 | 5.1102 | 11.4019 | 40.5774 | -44.4176 | -69.5653 | 35.4978 | 15.1618 | 32.2612 | 71.3593 | -74.85 | -100.6373 | 59.107 | 25.5498 | 51.3952 | -2.493 | 9.5152 | 31.9241
2 | 26 | 4 | 12.8599 | -14.2062 | -28.6217 | 11.0769 | 4.7891 | 11.0628 | 38.1553 | -42.1497 | -68.3606 | 34.4452 | 14.2093 | 31.3018 | 67.0998 | -71.0283 | -98.8945 | 57.3544 | 23.9446 | 49.8668 | -3.0392 | 7.6012 | 28.3429
2 | 26 | 5 | 11.3493 | -12.6725 | -27.5156 | 10.4904 | 4.2136 | 10.458 | 33.6732 | -37.5992 | -65.7188 | 32.6216 | 12.5016 | 29.5904 | 59.2176 | -63.36 | -95.0727 | 54.3178 | 21.067 | 47.1405 | -3.6769 | 5.0687 | 23.3101
2 | 26 | 6 | 9.8905 | -11.142 | -26.4395 | 9.923 | 3.6503 | 9.8731 | 29.3449 | -33.0582 | -63.1486 | 30.8571 | 10.8303 | 27.9355 | 51.6058 | -55.7077 | -91.3544 | 51.3798 | 18.2505 | 44.5041 | -4.2447 | 2.761 | 18.6781
2 | 26 | 7 | 8.6886 | -9.7453 | -25.386 | 9.3927 | 3.1594 | 9.33 | 25.7788 | -28.9141 | -60.6324 | 29.2079 | 9.374 | 26.3989 | 45.3346 | -48.7243 | -87.7143 | 48.6338 | 15.7965 | 42.0561 | -4.5606 | 1.2133 | 15.3824
2 | 26 | 8 | 7.7762 | -8.6914 | -24.5868 | 8.9648 | 2.7815 | 8.888 | 23.0719 | -25.7873 | -58.7236 | 27.8773 | 8.2528 | 25.1484 | 40.5741 | -43.4553 | -84.953 | 46.4182 | 13.9071 | 40.0639 | -4.8677 | -0.1606 | 12.555
2 | 26 | 9 | 6.8844 | -7.7703 | -23.757 | 8.532 | 2.4621 | 8.4539 | 20.426 | -23.0545 | -56.7416 | 26.5315 | 7.3049 | 23.9199 | 35.9211 | -38.85 | -82.0857 | 44.1773 | 12.3099 | 38.1068 | -5.195 | -1.6137 | 9.5793
2 | 26 | 10 | 6.0344 | -6.8625 | -22.9599 | 8.1313 | 2.1531 | 8.0401 | 17.904 | -20.3608 | -54.8377 | 25.2853 | 6.3883 | 22.7491 | 31.486 | -34.3109 | -79.3315 | 42.1023 | 10.7651 | 36.2416 | -5.4634 | -2.8718 | 6.9527
2 | 26 | 11 | 6.0342 | -6.8035 | -23.0225 | 8.1352 | 2.133 | 8.0429 | 17.9033 | -20.1858 | -54.9873 | 25.2976 | 6.3287 | 22.7572 | 31.4847 | -34.0159 | -79.5478 | 42.1228 | 10.6648 | 36.2545 | -5.4806 | -2.8863 | 6.963
2 | 26 | 12 | 6.0474 | -6.7413 | -23.0871 | 8.1542 | 2.1146 | 8.06 | 17.9427 | -20.0015 | -55.1417 | 25.3565 | 6.2741 | 22.8056 | 31.554 | -33.7054 | -79.7712 | 42.2209 | 10.5727 | 36.3316 | -5.4522 | -2.7643 | 7.2026
2 | 26 | 13 | 6.0431 | -6.6701 | -23.1428 | 8.1702 | 2.0941 | 8.0762 | 17.9298 | -19.7901 | -55.2746 | 25.4064 | 6.2132 | 22.8513 | 31.5314 | -33.3491 | -79.9634 | 42.304 | 10.4701 | 36.4044 | -5.4292 | -2.6638 | 7.3974
2 | 26 | 14 | 7.3245 | -8.2239 | -24.4417 | 8.8315 | 2.6 | 8.7453 | 21.7316 | -24.4001 | -58.3771 | 27.4628 | 7.7142 | 24.7444 | 38.2172 | -41.1176 | -84.4517 | 45.728 | 12.9996 | 39.4203 | -5.1644 | -1.1241 | 10.7957
2 | 26 | 15 | 8.8563 | -10.0535 | -25.7488 | 9.4841 | 3.2228 | 9.42 | 26.2767 | -29.8287 | -61.4989 | 29.4923 | 9.5621 | 26.6537 | 46.2101 | -50.2656 | -88.968 | 49.1073 | 16.1135 | 42.4619 | -4.819 | 0.65706 | 14.6592
2 | 26 | 16 | 10.518 | -11.9734 | -27.0795 | 10.2298 | 3.9191 | 10.1769 | 31.2069 | -35.5249 | -64.6772 | 31.8112 | 11.628 | 28.7951 | 54.8804 | -59.8645 | -93.5659 | 52.9685 | 19.5949 | 45.8734 | -4.209 | 3.2391 | 19.8868
2 | 26 | 17 | 11.3027 | -12.696 | -27.7172 | 10.5744 | 4.1936 | 10.523 | 33.5349 | -37.6688 | -66.2003 | 32.8826 | 12.4423 | 29.7746 | 58.9744 | -63.4773 | -95.7693 | 54.7525 | 20.9671 | 47.4339 | -3.8195 | 4.7653 | 22.8813
2 | 26 | 18 | 12.1695 | -13.4688 | -28.4142 | 10.9562 | 4.4979 | 10.9078 | 36.1066 | -39.9616 | -67.865 | 34.07 | 13.3452 | 30.8634 | 63.4971 | -67.341 | -98.1774 | 56.7296 | 22.4885 | 49.1684 | -3.3515 | 6.5585 | 26.3651
2 | 26 | 19 | 13.012 | -14.2175 | -29.0963 | 11.3248 | 4.794 | 11.2717 | 38.6065 | -42.1831 | -69.4941 | 35.2161 | 14.2238 | 31.8929 | 67.8934 | -71.0845 | -100.5343 | 58.6379 | 23.9692 | 50.8085 | -2.9112 | 8.2621 | 29.6902
2 | 26 | 20 | 13.2928 | -14.5076 | -29.2885 | 11.4356 | 4.9165 | 11.3861 | 39.4397 | -43.0437 | -69.9532 | 35.5606 | 14.5872 | 32.2164 | 69.3585 | -72.5348 | -101.1985 | 59.2115 | 24.5814 | 51.324 | -2.7651 | 8.8069 | 30.7422
2 | 26 | 21 | 13.5706 | -14.841 | -29.4893 | 11.549 | 5.0343 | 11.502 | 40.2638 | -44.0331 | -70.4327 | 35.9133 | 14.9368 | 32.5446 | 70.8078 | -74.2021 | -101.892 | 59.7989 | 25.1706 | 51.8468 | -2.6743 | 9.1927 | 31.5301
2 | 26 | 22 | 13.8478 | -15.1597 | -29.6859 | 11.6594 | 5.1628 | 11.6093 | 41.0863 | -44.9786 | -70.9024 | 36.2566 | 15.318 | 32.8481 | 72.2543 | -75.7953 | -102.5716 | 60.3705 | 25.813 | 52.3304 | -2.5663 | 9.628 | 32.4011
2 | 26 | 23 | 14.2556 | -15.6147 | -29.9891 | 11.8024 | 5.3206 | 11.7602 | 42.2963 | -46.3285 | -71.6266 | 36.7014 | 15.7862 | 33.275 | 74.3821 | -78.0702 | -103.6193 | 61.111 | 26.602 | 53.0104 | -2.465 | 10.1037 | 33.4162
2 | 27 | 0 | 14.8477 | -16.0982 | -30.3343 | 12.0532 | 5.538 | 12.0144 | 44.053 | -47.7633 | -72.4509 | 37.4811 | 16.4312 | 33.9943 | 77.4715 | -80.4879 | -104.8118 | 62.4095 | 27.6889 | 54.1562 | -1.9792 | 11.7454 | 36.4264
2 | 27 | 1 | 15.2782 | -16.5402 | -30.6361 | 12.2131 | 5.708 | 12.186 | 45.3303 | -49.0746 | -73.1718 | 37.9783 | 16.9356 | 34.4798 | 79.7179 | -82.6977 | -105.8546 | 63.2373 | 28.5389 | 54.9298 | -1.791 | 12.4776 | 37.8714
2 | 27 | 2 | 14.8523 | -16.2371 | -30.3621 | 11.9994 | 5.5716 | 11.9839 | 44.0665 | -48.1754 | -72.5175 | 37.3139 | 16.5309 | 33.908 | 77.4953 | -81.1824 | -104.908 | 62.1311 | 27.8569 | 54.0188 | -2.1921 | 11.1265 | 35.4117
2 | 27 | 3 | 14.4756 | -15.8911 | -30.0525 | 11.8682 | 5.4416 | 11.8566 | 42.9489 | -47.1486 | -71.7778 | 36.9059 | 16.1452 | 33.5477 | 75.5299 | -79.4521 | -103.838 | 61.4516 | 27.207 | 53.4449 | -2.3015 | 10.6213 | 34.3433
2 | 27 | 4 | 14.1478 | -15.596 | -29.7837 | 11.7357 | 5.3221 | 11.728 | 41.9763 | -46.2732 | -71.1359 | 36.4938 | 15.7907 | 33.184 | 73.8196 | -77.9769 | -102.9093 | 60.7655 | 26.6096 | 52.8654 | -2.4461 | 10.0358 | 33.1738
2 | 27 | 5 | 12.3032 | -13.7766 | -28.4498 | 10.9589 | 4.5925 | 10.9496 | 36.5033 | -40.8751 | -67.9501 | 34.0784 | 13.6259 | 30.9814 | 64.1947 | -68.8804 | -98.3006 | 56.7435 | 22.9616 | 49.3565 | -3.4223 | 6.3638 | 26.0752
2 | 27 | 6 | 10.4545 | -11.9126 | -27.0691 | 10.1742 | 3.8792 | 10.1652 | 31.0183 | -35.3446 | -64.6524 | 31.6383 | 11.5096 | 28.7621 | 54.5487 | -59.5606 | -93.5299 | 52.6806 | 19.3953 | 45.8209 | -4.3086 | 2.9314 | 19.355
2 | 27 | 7 | 8.7514 | -10.0878 | -25.735 | 9.442 | 3.2146 | 9.4317 | 25.9654 | -29.9304 | -61.4659 | 29.3613 | 9.5378 | 26.6868 | 45.6626 | -50.4369 | -88.9202 | 48.8892 | 16.0725 | 42.5147 | -4.983 | 0.15498 | 13.782
2 | 27 | 8 | 8.7025 | -9.9735 | -25.6086 | 9.4214 | 3.1875 | 9.4131 | 25.8204 | -29.5913 | -61.1641 | 29.2972 | 9.4574 | 26.634 | 45.4076 | -49.8656 | -88.4836 | 48.7824 | 15.937 | 42.4307 | -4.8576 | 0.45355 | 14.2086
2 | 27 | 9 | 8.6443 | -9.8611 | -25.5122 | 9.3848 | 3.1607 | 9.3724 | 25.6474 | -29.2577 | -60.9338 | 29.1834 | 9.3778 | 26.5188 | 45.1035 | -49.3033 | -88.1504 | 48.5929 | 15.8029 | 42.247 | -4.8112 | 0.53588 | 14.2926
2 | 27 | 10 | 8.5887 | -9.7564 | -25.3921 | 9.3435 | 3.1282 | 9.331 | 25.4824 | -28.9471 | -60.647 | 29.0551 | 9.2815 | 26.4017 | 44.8134 | -48.7799 | -87.7354 | 48.3794 | 15.6406 | 42.0605 | -4.7571 | 0.62671 | 14.3785
2 | 27 | 11 | 8.8077 | -9.9828 | -25.5209 | 9.42 | 3.2109 | 9.4153 | 26.1323 | -29.619 | -60.9546 | 29.2927 | 9.5266 | 26.6402 | 45.9562 | -49.9121 | -88.1805 | 48.775 | 16.0536 | 42.4404 | -4.65 | 1.0182 | 15.1327
2 | 27 | 12 | 8.9899 | -10.2022 | -25.6449 | 9.4728 | 3.2803 | 9.4708 | 26.673 | -30.2698 | -61.2507 | 29.457 | 9.7327 | 26.7972 | 46.9071 | -51.0088 | -88.6088 | 49.0485 | 16.401 | 42.6905 | -4.6333 | 1.1394 | 15.4295
2 | 27 | 13 | 9.2036 | -10.4301 | -25.7827 | 9.539 | 3.3534 | 9.5415 | 27.307 | -30.9461 | -61.5798 | 29.663 | 9.9495 | 26.9973 | 48.0221 | -52.1486 | -89.085 | 49.3915 | 16.7664 | 43.0094 | -4.5753 | 1.3909 | 15.9558
2 | 27 | 14 | 10.6842 | -11.9225 | -26.921 | 10.1166 | 3.8988 | 10.1243 | 31.6999 | -35.3739 | -64.2987 | 31.459 | 11.5676 | 28.6464 | 55.7474 | -59.61 | -93.0183 | 52.3821 | 19.4931 | 45.6365 | -4.0197 | 3.7003 | 20.6308
2 | 27 | 15 | 12.2522 | -13.3844 | -28.0161 | 10.7642 | 4.4623 | 10.7711 | 36.3521 | -39.7112 | -66.9141 | 33.473 | 13.2396 | 30.4766 | 63.9288 | -66.9191 | -96.8019 | 55.7356 | 22.3106 | 48.5522 | -3.1506 | 6.9159 | 26.8061
2 | 27 | 16 | 13.8233 | -14.8749 | -29.1539 | 11.3668 | 5.0367 | 11.3843 | 41.0135 | -44.1336 | -69.6317 | 35.3469 | 14.9438 | 32.2116 | 72.1263 | -74.3714 | -100.7333 | 58.8557 | 25.1824 | 51.3163 | -2.4176 | 9.7505 | 32.3761
2 | 27 | 17 | 14.4673 | -15.4611 | -29.6317 | 11.6751 | 5.2817 | 11.6785 | 42.9242 | -45.8729 | -70.7729 | 36.3053 | 15.6708 | 33.0439 | 75.4864 | -77.3024 | -102.3843 | 60.4515 | 26.4076 | 52.6423 | -1.9903 | 11.2983 | 35.3011
2 | 27 | 18 | 15.0296 | -16.0063 | -30.068 | 11.9254 | 5.4965 | 11.924 | 44.5925 | -47.4905 | -71.815 | 37.0838 | 16.3081 | 33.7386 | 78.4203 | -80.0282 | -103.8917 | 61.7479 | 27.4815 | 53.749 | -1.6988 | 12.4176 | 37.4787
2 | 27 | 19 | 15.6388 | -16.6009 | -30.556 | 12.1568 | 5.7245 | 12.1555 | 46.4 | -49.2546 | -72.9804 | 37.8033 | 16.9845 | 34.3934 | 81.5991 | -83.001 | -105.5777 | 62.9458 | 28.6213 | 54.7922 | -1.4813 | 13.3463 | 39.3796
2 | 27 | 20 | 15.7939 | -16.849 | -30.6483 | 12.2354 | 5.8339 | 12.2484 | 46.8603 | -49.9907 | -73.2011 | 38.0476 | 17.309 | 34.6563 | 82.4084 | -84.2414 | -105.897 | 63.3527 | 29.1681 | 55.211 | -1.3858 | 13.6815 | 40.0019
2 | 27 | 21 | 16.0621 | -17.1608 | -30.7942 | 12.3888 | 5.9796 | 12.4006 | 47.6561 | -50.9158 | -73.5495 | 38.5248 | 17.7414 | 35.087 | 83.8079 | -85.8003 | -106.4011 | 64.1473 | 29.8968 | 55.897 | -1.1239 | 14.544 | 41.5477
2 | 27 | 22 | 16.1973 | -17.4454 | -30.902 | 12.4517 | 6.0833 | 12.4694 | 48.0573 | -51.7604 | -73.8069 | 38.7202 | 18.0491 | 35.2817 | 84.5136 | -87.2235 | -106.7734 | 64.4727 | 30.4153 | 56.2073 | -1.1457 | 14.5411 | 41.6118
2 | 27 | 23 | 16.1165 | -17.4276 | -30.8983 | 12.4266 | 6.0777 | 12.4426 | 47.8175 | -51.7073 | -73.7981 | 38.6422 | 18.0326 | 35.2059 | 84.0918 | -87.1342 | -106.7606 | 64.3427 | 30.3875 | 56.0865 | -1.2624 | 14.1928 | 41.0137
2 | 28 | 0 | 16.0264 | -17.3973 | -30.8592 | 12.4046 | 6.0609 | 12.4128 | 47.5502 | -51.6177 | -73.7046 | 38.574 | 17.9825 | 35.1217 | 83.6218 | -86.9832 | -106.6255 | 64.2292 | 30.3031 | 55.9523 | -1.3518 | 13.9061 | 40.4977
2 | 28 | 1 | 16.0064 | -17.4021 | -30.8602 | 12.403 | 6.0776 | 12.4118 | 47.4908 | -51.6318 | -73.7071 | 38.5691 | 18.0321 | 35.1189 | 83.5172 | -87.0069 | -106.629 | 64.221 | 30.3867 | 55.9479 | -1.3634 | 13.872 | 40.4368
2 | 28 | 2 | 15.2179 | -16.7078 | -30.3274 | 12.0617 | 5.7719 | 12.0811 | 45.1512 | -49.5719 | -72.4346 | 37.5076 | 17.1251 | 34.1831 | 79.4029 | -83.5358 | -104.7881 | 62.4534 | 28.8582 | 54.4571 | -1.9027 | 11.9604 | 36.8477
2 | 28 | 3 | 14.5086 | -15.9866 | -29.7425 | 11.796 | 5.5072 | 11.8174 | 43.0469 | -47.4321 | -71.0376 | 36.6815 | 16.3399 | 33.4369 | 75.7023 | -79.9298 | -102.7672 | 61.078 | 27.5351 | 53.2683 | -2.0999 | 11.0355 | 34.8866
2 | 28 | 4 | 13.7281 | -15.2903 | -29.2131 | 11.4412 | 5.2066 | 11.4655 | 40.7311 | -45.3662 | -69.7732 | 35.5779 | 15.4481 | 32.4414 | 71.6296 | -76.4485 | -100.938 | 59.2404 | 26.0322 | 51.6823 | -2.662 | 9.0591 | 31.1981
2 | 28 | 5 | 11.7258 | -13.0763 | -27.7408 | 10.6537 | 4.3767 | 10.6557 | 34.7902 | -38.7971 | -66.2566 | 33.1293 | 12.9856 | 30.15 | 61.182 | -65.3787 | -95.8508 | 55.1633 | 21.8826 | 48.032 | -3.4051 | 6.0014 | 25.0305
2 | 28 | 6 | 9.7241 | -10.8596 | -26.2801 | 9.8202 | 3.5618 | 9.7943 | 28.8514 | -32.2202 | -62.768 | 30.5372 | 10.5678 | 27.7127 | 50.738 | -54.2956 | -90.8038 | 50.8472 | 17.8082 | 44.149 | -4.2393 | 2.6808 | 18.4429
2 | 28 | 7 | 8.0908 | -8.9019 | -24.8101 | 9.0961 | 2.898 | 9.0518 | 24.0054 | -26.4119 | -59.2569 | 28.2858 | 8.5983 | 25.6118 | 42.2159 | -44.5077 | -85.7245 | 47.0983 | 14.4894 | 40.8021 | -4.5752 | 0.83256 | 14.3735
2 | 28 | 8 | 6.5993 | -7.3565 | -23.4023 | 8.3431 | 2.3502 | 8.3012 | 19.58 | -21.8265 | -55.8944 | 25.9442 | 6.973 | 23.488 | 34.4333 | -36.7808 | -80.8601 | 43.1994 | 11.7506 | 37.4187 | -5.1649 | -1.7357 | 9.161
2 | 28 | 9 | 5.2758 | -5.8166 | -21.9899 | 7.6927 | 1.8533 | 7.6536 | 15.6532 | -17.2578 | -52.521 | 23.9215 | 5.4988 | 21.6556 | 27.5277 | -29.0819 | -75.98 | 39.8315 | 9.2663 | 34.4996 | -5.3311 | -3.0497 | 6.0631
2 | 28 | 10 | 4.1013 | -4.6016 | -20.6142 | 7.0843 | 1.4668 | 7.0416 | 12.1686 | -13.6528 | -49.2353 | 22.0296 | 4.3519 | 19.9238 | 21.3996 | -23.0069 | -71.2266 | 36.6812 | 7.3337 | 31.7407 | -5.5218 | -4.4141 | 2.9217
2 | 28 | 11 | 3.9682 | -4.4429 | -20.4854 | 7.0525 | 1.4186 | 7.0224 | 11.7735 | -13.1821 | -48.9276 | 21.9308 | 4.209 | 19.8697 | 20.7048 | -22.2137 | -70.7816 | 36.5168 | 7.0927 | 31.6544 | -5.4666 | -4.3267 | 2.9735
2 | 28 | 12 | 3.8667 | -4.3334 | -20.4003 | 6.971 | 1.3771 | 6.9628 | 11.4726 | -12.857 | -48.7245 | 21.6772 | 4.086 | 19.701 | 20.1756 | -21.6659 | -70.4877 | 36.0945 | 6.8855 | 31.3856 | -5.556 | -4.6448 | 2.3876
2 | 28 | 13 | 3.7459 | -4.1795 | -20.2815 | 6.9408 | 1.3313 | 6.9442 | 11.114 | -12.4004 | -48.4407 | 21.5833 | 3.9499 | 19.6484 | 19.5451 | -20.8965 | -70.0771 | 35.9381 | 6.6561 | 31.3018 | -5.4988 | -4.5455 | 2.4676
2 | 28 | 14 | 5.4709 | -6.2823 | -22.1583 | 7.7916 | 1.9845 | 7.8098 | 16.2322 | -18.6395 | -52.9233 | 24.229 | 5.888 | 22.0976 | 28.5459 | -31.4103 | -76.562 | 40.3435 | 9.9222 | 35.2037 | -5.3838 | -3.116 | 6.043
2 | 28 | 15 | 7.546 | -8.6596 | -24.042 | 8.6964 | 2.7693 | 8.7378 | 22.3888 | -25.6929 | -57.4223 | 27.0426 | 8.2166 | 24.7234 | 39.373 | -43.2962 | -83.0705 | 45.0284 | 13.8461 | 39.3868 | -4.9521 | -0.74385 | 11.2675
2 | 28 | 16 | 9.8545 | -11.227 | -25.9166 | 9.7057 | 3.6712 | 9.7496 | 29.2382 | -33.3103 | -61.8997 | 30.1814 | 10.8923 | 27.5861 | 51.4183 | -56.1326 | -89.5477 | 50.2548 | 18.3551 | 43.9473 | -4.1626 | 2.688 | 18.2951
2 | 28 | 17 | 11.1951 | -12.5583 | -26.9852 | 10.2696 | 4.1663 | 10.3044 | 33.2158 | -37.2603 | -64.4519 | 31.9348 | 12.3614 | 29.1559 | 58.4133 | -62.789 | -93.2399 | 53.1742 | 20.8308 | 46.4483 | -3.6081 | 4.9557 | 22.8377
2 | 28 | 18 | 12.5527 | -13.8601 | -28.0395 | 10.8187 | 4.6675 | 10.8498 | 37.2437 | -41.1226 | -66.9699 | 33.6424 | 13.8483 | 30.6992 | 65.4968 | -69.2975 | -96.8826 | 56.0176 | 23.3363 | 48.9068 | -3.0108 | 7.341 | 27.5774
2 | 28 | 19 | 13.966 | -15.1579 | -29.0941 | 11.4285 | 5.1845 | 11.4432 | 41.4371 | -44.9733 | -69.4888 | 35.5387 | 15.3823 | 32.3783 | 72.8712 | -75.7864 | -100.5266 | 59.175 | 25.9213 | 51.5818 | -2.2297 | 10.2741 | 33.2363
2 | 28 | 20 | 14.5455 | -15.6957 | -29.4688 | 11.6676 | 5.4171 | 11.682 | 43.1562 | -46.5689 | -70.3838 | 36.282 | 16.0724 | 33.0538 | 75.8944 | -78.4751 | -101.8214 | 60.4127 | 27.0843 | 52.6579 | -1.8524 | 11.6117 | 35.7529
2 | 28 | 21 | 15.1349 | -16.2945 | -29.9012 | 11.8836 | 5.6451 | 11.8983 | 44.9051 | -48.3455 | -71.4165 | 36.9537 | 16.7488 | 33.6659 | 78.9701 | -81.469 | -103.3153 | 61.5313 | 28.2242 | 53.6331 | -1.6338 | 12.5116 | 37.5743
2 | 28 | 22 | 15.742 | -16.8711 | -30.3248 | 12.1373 | 5.8811 | 12.1423 | 46.7064 | -50.0564 | -72.4282 | 37.7428 | 17.4492 | 34.3563 | 82.1378 | -84.3521 | -104.779 | 62.8451 | 29.4044 | 54.733 | -1.2931 | 13.7701 | 39.9893
2 | 28 | 23 | 15.879 | -17.004 | -30.4435 | 12.2202 | 5.9506 | 12.2154 | 47.1127 | -50.4508 | -72.7119 | 38.0004 | 17.6554 | 34.5632 | 82.8523 | -85.0167 | -105.1893 | 63.274 | 29.7519 | 55.0626 | -1.1824 | 14.169 | 40.7349
3 | 1 | 0 | 16.0627 | -17.1955 | -30.614 | 12.3179 | 6.0268 | 12.3039 | 47.6578 | -51.0187 | -73.119 | 38.3044 | 17.8815 | 34.8135 | 83.8109 | -85.9738 | -105.7783 | 63.7803 | 30.1329 | 55.4613 | -1.0981 | 14.5194 | 41.4333
3 | 1 | 1 | 16.207 | -17.3765 | -30.7791 | 12.3841 | 6.0909 | 12.357 | 48.086 | -51.5559 | -73.5134 | 38.51 | 18.0715 | 34.9638 | 84.564 | -86.879 | -106.3489 | 64.1226 | 30.453 | 55.7008 | -1.1167 | 14.5619 | 41.6125
3 | 1 | 2 | 15.5539 | -16.7919 | -30.3423 | 12.0965 | 5.8383 | 12.0893 | 46.1481 | -49.8215 | -72.4702 | 37.6158 | 17.3222 | 34.2062 | 81.156 | -83.9563 | -104.8396 | 62.6337 | 29.1904 | 54.4938 | -1.5563 | 13.0007 | 38.678
3 | 1 | 3 | 14.9143 | -16.189 | -29.8773 | 11.8761 | 5.601 | 11.8682 | 44.2507 | -48.0326 | -71.3595 | 36.9306 | 16.6182 | 33.5807 | 77.8192 | -80.9418 | -103.2329 | 61.4927 | 28.004 | 53.4974 | -1.8066 | 11.988 | 36.6386
3 | 1 | 4 | 14.2244 | -15.6078 | -29.4437 | 11.5718 | 5.3531 | 11.5742 | 42.2037 | -46.3083 | -70.3239 | 35.9842 | 15.8827 | 32.7489 | 74.2194 | -78.036 | -101.7347 | 59.917 | 26.7646 | 52.1722 | -2.328 | 10.1873 | 33.3025
3 | 1 | 5 | 12.8258 | -14.3086 | -28.618 | 11.0847 | 4.8336 | 11.0687 | 38.054 | -42.4533 | -68.3516 | 34.4696 | 14.3411 | 31.3186 | 66.9218 | -71.5398 | -98.8815 | 57.3949 | 24.1668 | 49.8936 | -3.1137 | 7.3783 | 27.9557
3 | 1 | 6 | 11.5277 | -13.0421 | -27.8369 | 10.6631 | 4.3544 | 10.6184 | 34.2025 | -38.6958 | -66.4862 | 33.1586 | 12.9194 | 30.0443 | 60.1484 | -65.208 | -96.1828 | 55.2121 | 21.7709 | 47.8636 | -3.7155 | 5.1427 | 23.6042
3 | 1 | 7 | 10.2434 | -11.7892 | -27.0596 | 10.1938 | 3.8773 | 10.1325 | 30.392 | -34.9784 | -64.6296 | 31.699 | 11.504 | 28.6696 | 53.4474 | -58.9435 | -93.4969 | 52.7816 | 19.386 | 45.6735 | -4.4017 | 2.6567 | 18.848
3 | 1 | 8 | 9.3501 | -10.8827 | -26.4516 | 9.8354 | 3.5348 | 9.7598 | 27.7417 | -32.2888 | -63.1776 | 30.5846 | 10.4877 | 27.6149 | 48.7866 | -54.4112 | -91.3964 | 50.9261 | 17.6733 | 43.9933 | -4.8542 | 0.96265 | 15.5717
3 | 1 | 9 | 8.5923 | -10.0194 | -25.8479 | 9.5439 | 3.2284 | 9.4439 | 25.4932 | -29.7274 | -61.7356 | 29.6781 | 9.5786 | 26.7213 | 44.8324 | -50.095 | -89.3104 | 49.4166 | 16.1413 | 42.5697 | -5.0588 | 0.0080724 | 13.5545
3 | 1 | 10 | 7.812 | -9.1321 | -25.2418 | 9.2107 | 2.9053 | 9.0927 | 23.1782 | -27.0949 | -60.2879 | 28.642 | 8.62 | 25.7275 | 40.7612 | -45.6588 | -87.2161 | 47.6915 | 14.5259 | 40.9864 | -5.3532 | -1.2152 | 11.0901
3 | 1 | 11 | 8.2505 | -9.4859 | -25.511 | 9.3874 | 3.0437 | 9.2678 | 24.479 | -28.1444 | -60.931 | 29.1914 | 9.0307 | 26.223 | 43.0488 | -47.4274 | -88.1464 | 48.6063 | 15.2181 | 41.7758 | -5.0475 | -0.15132 | 13.0752
3 | 1 | 12 | 8.6773 | -9.863 | -25.7811 | 9.5201 | 3.1765 | 9.4005 | 25.7454 | -29.2635 | -61.5761 | 29.604 | 9.4245 | 26.5983 | 45.2759 | -49.3131 | -89.0797 | 49.2933 | 15.8816 | 42.3738 | -4.8699 | 0.53263 | 14.4318
3 | 1 | 13 | 9.1498 | -10.2165 | -26.0224 | 9.6978 | 3.3237 | 9.5816 | 27.1472 | -30.3121 | -62.1524 | 30.1567 | 9.8615 | 27.1109 | 47.7411 | -51.0802 | -89.9133 | 50.2136 | 16.618 | 43.1904 | -4.4859 | 1.8118 | 16.7696
3 | 1 | 14 | 10.0452 | -11.1471 | -26.6624 | 10.0307 | 3.6668 | 9.9457 | 29.804 | -33.0734 | -63.681 | 31.1918 | 10.8794 | 28.1409 | 52.4133 | -55.7333 | -92.1246 | 51.9372 | 18.3333 | 44.8313 | -4.1212 | 3.2618 | 19.6571
3 | 1 | 15 | 10.9942 | -12.0955 | -27.2953 | 10.4168 | 4.0306 | 10.3508 | 32.6197 | -35.8872 | -65.1926 | 32.3925 | 11.9586 | 29.2873 | 57.365 | -60.4751 | -94.3114 | 53.9364 | 20.152 | 46.6576 | -3.5984 | 5.1784 | 23.3245
3 | 1 | 16 | 12.0837 | -13.1659 | -27.9485 | 10.7453 | 4.4228 | 10.7121 | 35.8523 | -39.0631 | -66.7527 | 33.4141 | 13.1223 | 30.3095 | 63.0498 | -65.8269 | -96.5684 | 55.6374 | 22.1129 | 48.286 | -3.1506 | 6.8822 | 26.6907
3 | 1 | 17 | 12.9622 | -14.0384 | -28.5462 | 11.1203 | 4.7753 | 11.0907 | 38.4587 | -41.6519 | -68.1802 | 34.5801 | 14.1683 | 31.3806 | 67.6334 | -70.1893 | -98.6335 | 57.5789 | 23.8756 | 49.9925 | -2.6362 | 8.7556 | 30.2575
3 | 1 | 18 | 13.8501 | -14.9581 | -29.1941 | 11.4947 | 5.1303 | 11.4657 | 41.0932 | -44.3804 | -69.7276 | 35.7445 | 15.2215 | 32.4419 | 72.2665 | -74.7874 | -100.8721 | 59.5179 | 25.6504 | 51.6832 | -2.2113 | 10.3931 | 33.4584
3 | 1 | 19 | 14.7021 | -15.8385 | -29.8326 | 11.7953 | 5.4649 | 11.7684 | 43.621 | -46.9925 | -71.2528 | 36.6792 | 16.2143 | 33.2984 | 76.7118 | -79.1891 | -103.0785 | 61.0742 | 27.3234 | 53.0477 | -1.9403 | 11.5676 | 35.8894
3 | 1 | 20 | 14.7756 | -15.8769 | -29.8805 | 11.8073 | 5.4726 | 11.7794 | 43.8389 | -47.1067 | -71.367 | 36.7165 | 16.2371 | 33.3293 | 77.0951 | -79.3815 | -103.2438 | 61.1363 | 27.3618 | 53.0969 | -1.9226 | 11.6481 | 36.0648
3 | 1 | 21 | 14.9639 | -15.9533 | -29.9771 | 11.9153 | 5.5278 | 11.8805 | 44.3977 | -47.3332 | -71.5979 | 37.0523 | 16.4008 | 33.6154 | 78.0778 | -79.7632 | -103.5778 | 61.6955 | 27.6377 | 53.5527 | -1.643 | 12.5352 | 37.6227
3 | 1 | 22 | 15.072 | -15.9717 | -30.0227 | 11.9618 | 5.5519 | 11.9274 | 44.7185 | -47.3878 | -71.7066 | 37.1969 | 16.4723 | 33.7483 | 78.6419 | -79.8552 | -103.7351 | 61.9362 | 27.7581 | 53.7644 | -1.4812 | 13.0415 | 38.5103
3 | 1 | 23 | 15.2721 | -16.1646 | -30.1726 | 12.0248 | 5.6177 | 11.987 | 45.3123 | -47.9601 | -72.0648 | 37.393 | 16.6678 | 33.9167 | 79.6861 | -80.8196 | -104.2532 | 62.2627 | 28.0876 | 54.0327 | -1.4355 | 13.2648 | 38.9963
3 | 2 | 0 | 15.4917 | -16.3411 | -30.3235 | 12.0898 | 5.6859 | 12.0576 | 45.9637 | -48.4837 | -72.4251 | 37.5949 | 16.87 | 34.1165 | 80.8316 | -81.7019 | -104.7744 | 62.5989 | 28.4284 | 54.351 | -1.3395 | 13.6363 | 39.7336
3 | 2 | 1 | 15.754 | -16.5755 | -30.5216 | 12.1832 | 5.7743 | 12.1579 | 46.742 | -49.1794 | -72.8984 | 37.8855 | 17.1324 | 34.4003 | 82.2003 | -82.8743 | -105.4591 | 63.0827 | 28.8706 | 54.8031 | -1.2277 | 14.0823 | 40.6233
3 | 2 | 2 | 15.2703 | -16.1101 | -30.1924 | 12.0125 | 5.59 | 11.9724 | 45.3069 | -47.7984 | -72.1121 | 37.3548 | 16.5854 | 33.8755 | 79.6766 | -80.5472 | -104.3217 | 62.199 | 27.9488 | 53.967 | -1.4573 | 13.212 | 38.9226
3 | 2 | 3 | 14.8013 | -15.667 | -29.8916 | 11.8565 | 5.4164 | 11.8144 | 43.9152 | -46.4839 | -71.3935 | 36.8696 | 16.0704 | 33.4283 | 77.2293 | -78.332 | -103.2821 | 61.3912 | 27.081 | 53.2546 | -1.67 | 12.4061 | 37.3419
3 | 2 | 4 | 14.198 | -15.1748 | -29.5568 | 11.6153 | 5.1987 | 11.5716 | 42.1253 | -45.0235 | -70.5939 | 36.1194 | 15.4245 | 32.7415 | 74.0815 | -75.871 | -102.1253 | 60.142 | 25.9924 | 52.1605 | -2.148 | 10.7932 | 34.3801
3 | 2 | 5 | 11.6421 | -12.7134 | -27.8135 | 10.6244 | 4.2373 | 10.5775 | 34.5419 | -37.7204 | -66.4303 | 33.038 | 12.5719 | 29.9288 | 60.7454 | -63.5642 | -96.102 | 55.0113 | 21.1855 | 47.6795 | -3.4456 | 5.93 | 24.9556
3 | 2 | 6 | 9.2173 | -10.2751 | -26.0707 | 9.6697 | 3.3305 | 9.6201 | 27.3476 | -30.486 | -62.2676 | 30.0695 | 9.8815 | 27.2198 | 48.0935 | -51.3733 | -90.08 | 50.0684 | 16.6518 | 43.3638 | -4.5081 | 1.7647 | 16.7241
3 | 2 | 7 | 6.9673 | -7.8552 | -24.3716 | 8.79 | 2.4872 | 8.7388 | 20.6719 | -23.3063 | -58.2095 | 27.3337 | 7.3796 | 24.726 | 36.3535 | -39.2744 | -84.2093 | 45.5131 | 12.4357 | 39.391 | -5.2435 | -1.4046 | 10.2096
3 | 2 | 8 | 5.809 | -6.5598 | -23.4271 | 8.3126 | 2.0494 | 8.2598 | 17.2353 | -19.4627 | -55.9537 | 25.8493 | 6.0804 | 23.3707 | 30.31 | -32.7974 | -80.9459 | 43.0415 | 10.2464 | 37.2319 | -5.5561 | -2.8806 | 7.0864
3 | 2 | 9 | 4.7211 | -5.2952 | -22.4774 | 7.8648 | 1.6435 | 7.8144 | 14.0075 | -15.7109 | -53.6853 | 24.4567 | 4.8763 | 22.1106 | 24.6336 | -26.475 | -77.6644 | 40.7226 | 8.2172 | 35.2244 | -5.7288 | -3.9451 | 4.6584
3 | 2 | 10 | 3.7405 | -4.3448 | -21.5261 | 7.4228 | 1.3282 | 7.3751 | 11.0981 | -12.8911 | -51.4132 | 23.0824 | 3.9408 | 20.8677 | 19.5172 | -21.7233 | -74.3774 | 38.4342 | 6.6409 | 33.2443 | -6.0042 | -5.3153 | 1.7358
3 | 2 | 11 | 4.6846 | -5.3125 | -22.3919 | 7.7891 | 1.6394 | 7.7506 | 13.8992 | -15.7621 | -53.4812 | 24.2214 | 4.8641 | 21.9299 | 24.4432 | -26.5614 | -77.369 | 40.3308 | 8.1967 | 34.9366 | -5.8407 | -4.3287 | 3.9768
3 | 2 | 12 | 5.7334 | -6.4397 | -23.2499 | 8.2122 | 2.0101 | 8.1864 | 17.0109 | -19.1064 | -55.5305 | 25.537 | 5.964 | 23.163 | 29.9153 | -32.197 | -80.3337 | 42.5213 | 10.0502 | 36.901 | -5.5475 | -2.962 | 6.8572
3 | 2 | 13 | 6.8362 | -7.6865 | -24.1144 | 8.6579 | 2.4256 | 8.6371 | 20.2828 | -22.8056 | -57.5954 | 26.9231 | 7.1969 | 24.4384 | 35.6694 | -38.4307 | -83.3209 | 44.8294 | 12.1277 | 38.9328 | -5.244 | -1.5598 | 9.8077
3 | 2 | 14 | 9.0382 | -10.1109 | -26.0067 | 9.6425 | 3.273 | 9.5938 | 26.8162 | -29.999 | -62.1149 | 29.9847 | 9.711 | 27.1452 | 47.1589 | -50.5526 | -89.8591 | 49.9272 | 16.3645 | 43.2451 | -4.5702 | 1.5433 | 16.284
3 | 2 | 15 | 11.3181 | -12.5369 | -27.9123 | 10.614 | 4.1495 | 10.5428 | 33.5806 | -37.1968 | -66.6661 | 33.0058 | 12.3115 | 29.8305 | 59.0547 | -62.682 | -96.4432 | 54.9575 | 20.7467 | 47.5229 | -3.8248 | 4.8653 | 23.1567
3 | 2 | 16 | 13.8023 | -14.9704 | -29.8118 | 11.7048 | 5.1121 | 11.6085 | 40.9514 | -44.4169 | -71.2031 | 36.3977 | 15.1675 | 32.8459 | 72.017 | -74.8487 | -103.0066 | 60.6054 | 25.5594 | 52.3268 | -2.5545 | 9.7425 | 32.6532
3 | 2 | 17 | 14.0059 | -15.3093 | -29.9858 | 11.7929 | 5.2303 | 11.7065 | 41.5552 | -45.4225 | -71.6186 | 36.6716 | 15.5184 | 33.1232 | 73.0789 | -76.5433 | -103.6077 | 61.0616 | 26.1506 | 52.7685 | -2.5595 | 9.8273 | 32.9086
3 | 2 | 18 | 14.1881 | -15.6469 | -30.1254 | 11.8698 | 5.3636 | 11.8095 | 42.0958 | -46.4242 | -71.952 | 36.9109 | 15.9136 | 33.4147 | 74.0297 | -78.2314 | -104.09 | 61.4599 | 26.8167 | 53.2329 | -2.5413 | 9.9587 | 33.2177
3 | 2 | 19 | 14.3924 | -15.9866 | -30.2648 | 11.9596 | 5.4971 | 11.9196 | 42.702 | -47.432 | -72.2849 | 37.1901 | 16.3097 | 33.7261 | 75.0956 | -79.9296 | -104.5715 | 61.9248 | 27.4842 | 53.7291 | -2.4827 | 10.2111 | 33.7326
3 | 2 | 20 | 13.9925 | -15.6574 | -29.9505 | 11.7466 | 5.3515 | 11.7262 | 41.5156 | -46.4553 | -71.5344 | 36.5277 | 15.8779 | 33.1789 | 73.0094 | -78.2837 | -103.4858 | 60.8218 | 26.7565 | 52.8572 | -2.7911 | 9.1105 | 31.6754
3 | 2 | 21 | 13.6251 | -15.2601 | -29.5901 | 11.581 | 5.1938 | 11.5615 | 40.4254 | -45.2765 | -70.6735 | 36.0127 | 15.41 | 32.7128 | 71.092 | -76.2973 | -102.2405 | 59.9644 | 25.9681 | 52.1147 | -2.8889 | 8.6108 | 30.6013
3 | 2 | 22 | 13.2787 | -14.9333 | -29.2813 | 11.3884 | 5.0539 | 11.379 | 39.3977 | -44.3068 | -69.936 | 35.414 | 14.9947 | 32.1966 | 69.2847 | -74.6633 | -101.1736 | 58.9675 | 25.2682 | 51.2924 | -3.1146 | 7.7601 | 28.9759
3 | 2 | 23 | 13.1689 | -14.7501 | -29.1082 | 11.3053 | 4.9844 | 11.3081 | 39.0721 | -43.7634 | -69.5226 | 35.1555 | 14.7888 | 31.996 | 68.7121 | -73.7475 | -100.5755 | 58.5371 | 24.9212 | 50.9727 | -3.0915 | 7.7264 | 28.8201
3 | 3 | 0 | 13.0378 | -14.5767 | -28.9321 | 11.229 | 4.9077 | 11.2379 | 38.6831 | -43.249 | -69.1019 | 34.9183 | 14.5612 | 31.7973 | 68.028 | -72.8807 | -99.9669 | 58.1421 | 24.5376 | 50.6563 | -3.0963 | 7.609 | 28.5165
3 | 3 | 1 | 12.8935 | -14.3993 | -28.7603 | 11.0922 | 4.8402 | 11.1229 | 38.2549 | -42.7227 | -68.6917 | 34.4928 | 14.3608 | 31.4719 | 67.275 | -71.9938 | -99.3734 | 57.4336 | 24.2 | 50.1379 | -3.2108 | 7.1661 | 27.6794
3 | 3 | 2 | 12.4138 | -13.9034 | -28.4533 | 10.924 | 4.6452 | 10.9379 | 36.8315 | -41.2512 | -67.9584 | 33.9697 | 13.7821 | 30.9484 | 64.7718 | -69.5142 | -98.3126 | 56.5626 | 23.2248 | 49.3039 | -3.4359 | 6.3221 | 26.0363
3 | 3 | 3 | 11.961 | -13.3914 | -28.1063 | 10.7624 | 4.4585 | 10.7652 | 35.488 | -39.7321 | -67.1296 | 33.4673 | 13.2284 | 30.4597 | 62.4092 | -66.9542 | -97.1137 | 55.726 | 22.2917 | 48.5254 | -3.5506 | 5.7817 | 24.8843
3 | 3 | 4 | 11.4521 | -12.9032 | -27.7994 | 10.5553 | 4.2652 | 10.5521 | 33.9782 | -38.2836 | -66.3967 | 32.8231 | 12.6547 | 29.8567 | 59.7541 | -64.5132 | -96.0533 | 54.6534 | 21.325 | 47.5647 | -3.878 | 4.6326 | 22.7307
3 | 3 | 5 | 9.334 | -10.7414 | -26.1862 | 9.6834 | 3.4584 | 9.6849 | 27.6939 | -31.8695 | -62.5437 | 30.1121 | 10.2609 | 27.4032 | 48.7024 | -53.7047 | -90.4794 | 50.1393 | 17.2911 | 43.6559 | -4.7669 | 1.0568 | 15.6047
3 | 3 | 6 | 7.3117 | -8.5976 | -24.5782 | 8.8513 | 2.6962 | 8.8565 | 21.6936 | -25.509 | -58.703 | 27.5243 | 7.9997 | 25.0593 | 38.1503 | -42.9862 | -84.9233 | 45.8304 | 13.4807 | 39.9219 | -5.4601 | -1.9351 | 9.4738
3 | 3 | 7 | 5.3973 | -6.4336 | -22.9603 | 8.0563 | 1.9703 | 8.0684 | 16.0137 | -19.0883 | -54.8388 | 25.0523 | 5.8459 | 22.8292 | 28.1617 | -32.1665 | -79.3331 | 41.7143 | 9.8512 | 36.3691 | -5.9016 | -4.186 | 4.5968
3 | 3 | 8 | 5.0636 | -6.0617 | -22.6635 | 7.9461 | 1.8549 | 7.9567 | 15.0237 | -17.985 | -54.1299 | 24.7096 | 5.5034 | 22.5131 | 26.4206 | -30.3073 | -78.3075 | 41.1437 | 9.274 | 35.8656 | -5.904 | -4.3652 | 4.089
3 | 3 | 9 | 4.6718 | -5.6437 | -22.3383 | 7.7477 | 1.7137 | 7.7638 | 13.8613 | -16.7447 | -53.3532 | 24.0926 | 5.0847 | 21.9674 | 24.3765 | -28.2172 | -77.1839 | 40.1163 | 8.5684 | 34.9963 | -6.0849 | -5.092 | 2.6562
3 | 3 | 10 | 4.3548 | -5.2366 | -21.9981 | 7.6097 | 1.5842 | 7.6174 | 12.9207 | -15.5369 | -52.5407 | 23.6634 | 4.7004 | 21.5533 | 22.7224 | -26.1818 | -76.0085 | 39.4016 | 7.9208 | 34.3365 | -6.0685 | -5.2398 | 2.191
3 | 3 | 11 | 4.7506 | -5.7518 | -22.3682 | 7.7629 | 1.746 | 7.7806 | 14.0951 | -17.0654 | -53.4245 | 24.1399 | 5.1803 | 22.015 | 24.7876 | -28.7576 | -77.287 | 40.1951 | 8.7296 | 35.0721 | -6.0797 | -5.0596 | 2.7398
3 | 3 | 12 | 5.2392 | -6.3285 | -22.7944 | 7.9868 | 1.935 | 8.007 | 15.5445 | -18.7765 | -54.4426 | 24.8362 | 5.7412 | 22.6555 | 27.3365 | -31.6411 | -78.7599 | 41.3546 | 9.6748 | 36.0925 | -5.9549 | -4.4416 | 4.0574
3 | 3 | 13 | 5.7165 | -6.8452 | -23.1679 | 8.163 | 2.1066 | 8.1911 | 16.9607 | -20.3095 | -55.3345 | 25.3842 | 6.2502 | 23.1764 | 29.827 | -34.2244 | -80.0502 | 42.267 | 10.5324 | 36.9223 | -5.8358 | -3.8726 | 5.2741
3 | 3 | 14 | 7.0693 | -8.3478 | -24.3125 | 8.7572 | 2.6171 | 8.7763 | 20.9746 | -24.7679 | -58.0683 | 27.2316 | 7.765 | 24.8323 | 36.8859 | -41.7374 | -84.0051 | 45.3431 | 13.0851 | 39.5602 | -5.4404 | -2.0327 | 9.132
3 | 3 | 15 | 8.3876 | -9.8113 | -25.4421 | 9.2852 | 3.1147 | 9.2963 | 24.8858 | -29.11 | -60.7664 | 28.8737 | 9.2412 | 26.3037 | 43.7642 | -49.0545 | -87.9083 | 48.0773 | 15.5727 | 41.9043 | -5.1696 | -0.57207 | 12.3557
3 | 3 | 16 | 9.8083 | -11.2481 | -26.5386 | 9.9172 | 3.6506 | 9.9226 | 29.1011 | -33.3729 | -63.3852 | 30.839 | 10.8313 | 28.0755 | 51.1771 | -56.2381 | -91.6967 | 51.3498 | 18.2523 | 44.7271 | -4.488 | 2.0889 | 17.5715
3 | 3 | 17 | 10.7192 | -12.1517 | -27.3078 | 10.2943 | 3.9788 | 10.2809 | 31.8037 | -36.054 | -65.2225 | 32.0116 | 11.8049 | 29.0894 | 55.9299 | -60.7561 | -94.3546 | 53.3022 | 19.893 | 46.3423 | -4.1864 | 3.4332 | 20.3567
3 | 3 | 18 | 11.7244 | -13.0667 | -28.1023 | 10.7176 | 4.332 | 10.6946 | 34.786 | -38.7688 | -67.1201 | 33.3279 | 12.853 | 30.2601 | 61.1746 | -65.3309 | -97.0999 | 55.494 | 21.6591 | 48.2074 | -3.7005 | 5.3382 | 24.1043
3 | 3 | 19 | 12.6613 | -13.9482 | -28.8608 | 11.1274 | 4.6777 | 11.085 | 37.566 | -41.3843 | -68.9317 | 34.6023 | 13.8786 | 31.3646 | 66.0636 | -69.7383 | -99.7207 | 57.6159 | 23.3875 | 49.9669 | -3.2577 | 7.0955 | 27.5748
3 | 3 | 20 | 13.2019 | -14.4673 | -29.1728 | 11.3431 | 4.8846 | 11.3068 | 39.1697 | -42.9242 | -69.6769 | 35.2731 | 14.4925 | 31.9923 | 68.8838 | -72.3333 | -100.7987 | 58.7329 | 24.422 | 50.9669 | -2.9037 | 8.3266 | 29.8736
3 | 3 | 21 | 13.7762 | -15.0063 | -29.4899 | 11.5461 | 5.1066 | 11.5326 | 40.8737 | -44.5234 | -70.4342 | 35.9044 | 15.1512 | 32.631 | 71.8804 | -75.0282 | -101.8943 | 59.784 | 25.5319 | 51.9844 | -2.5347 | 9.6027 | 32.2582
3 | 3 | 22 | 14.3213 | -15.5927 | -29.8483 | 11.7271 | 5.3186 | 11.7223 | 42.4911 | -46.2632 | -71.2903 | 36.4673 | 15.7804 | 33.1679 | 74.7248 | -77.9601 | -103.1328 | 60.7213 | 26.5922 | 52.8397 | -2.3516 | 10.3531 | 33.7851
3 | 3 | 23 | 14.6269 | -15.8643 | -30.0257 | 11.8326 | 5.4312 | 11.8388 | 43.3977 | -47.0692 | -71.7139 | 36.7953 | 16.1144 | 33.4975 | 76.3192 | -79.3183 | -103.7456 | 61.2674 | 27.1551 | 53.3649 | -2.1605 | 11.0218 | 35.0427
3 | 4 | 0 | 14.9308 | -16.105 | -30.1926 | 11.9166 | 5.5274 | 11.937 | 44.2995 | -47.7834 | -72.1126 | 37.0564 | 16.3998 | 33.7754 | 77.9051 | -80.5218 | -104.3224 | 61.7022 | 27.636 | 53.8076 | -1.9858 | 11.6351 | 36.2067
3 | 4 | 1 | 15.2802 | -16.4212 | -30.4086 | 12.0368 | 5.6501 | 12.0712 | 45.336 | -48.7214 | -72.6285 | 37.4302 | 16.7638 | 34.155 | 79.7279 | -82.1026 | -105.0687 | 62.3246 | 28.2494 | 54.4123 | -1.7916 | 12.335 | 37.5429
3 | 4 | 2 | 14.6575 | -15.8674 | -29.9848 | 11.8212 | 5.4321 | 11.8455 | 43.4887 | -47.0784 | -71.6161 | 36.7599 | 16.117 | 33.5166 | 76.4791 | -79.3338 | -103.6041 | 61.2085 | 27.1594 | 53.3952 | -2.0958 | 11.1876 | 35.3043
3 | 4 | 3 | 13.9958 | -15.3109 | -29.5548 | 11.5495 | 5.1976 | 11.5856 | 41.5253 | -45.4272 | -70.5892 | 35.915 | 15.4212 | 32.7809 | 73.0263 | -76.5512 | -102.1184 | 59.8016 | 25.987 | 52.2233 | -2.5372 | 9.6261 | 32.3686
3 | 4 | 4 | 13.4426 | -14.7473 | -29.1429 | 11.3546 | 4.9871 | 11.3894 | 39.8839 | -43.7549 | -69.6053 | 35.3088 | 14.7968 | 32.2259 | 70.1398 | -73.7333 | -100.6952 | 58.7923 | 24.9347 | 51.3391 | -2.7164 | 8.8551 | 30.7774
3 | 4 | 5 | 12.1229 | -13.4559 | -28.2089 | 10.8215 | 4.4864 | 10.8573 | 35.9685 | -39.9236 | -67.3746 | 33.651 | 13.311 | 30.7204 | 63.2542 | -67.2769 | -97.468 | 56.0319 | 22.4309 | 48.9407 | -3.3767 | 6.3528 | 25.9127
3 | 4 | 6 | 10.8518 | -12.1648 | -27.3187 | 10.3262 | 3.9864 | 10.3477 | 32.1971 | -36.0928 | -65.2485 | 32.1109 | 11.8276 | 29.2784 | 56.6218 | -60.8215 | -94.3924 | 53.4676 | 19.9312 | 46.6435 | -3.9714 | 4.0728 | 21.4502
3 | 4 | 7 | 9.5304 | -10.8709 | -26.388 | 9.754 | 3.4961 | 9.7791 | 28.2765 | -32.2538 | -63.0256 | 30.3316 | 10.3728 | 27.6695 | 49.7271 | -54.3522 | -91.1765 | 50.5048 | 17.4796 | 44.0803 | -4.6993 | 1.3711 | 16.2631
3 | 4 | 8 | 8.721 | -9.9979 | -25.73 | 9.4632 | 3.1919 | 9.4808 | 25.8751 | -29.6636 | -61.454 | 29.4272 | 9.4704 | 26.8256 | 45.504 | -49.9874 | -88.903 | 48.9989 | 15.959 | 42.7358 | -4.871 | 0.48071 | 14.3073
3 | 4 | 9 | 7.8249 | -9.1004 | -25.0276 | 9.0912 | 2.8719 | 9.1045 | 23.2164 | -27.0008 | -59.7765 | 28.2704 | 8.521 | 25.7608 | 40.8283 | -45.5001 | -86.4761 | 47.0728 | 14.3591 | 41.0396 | -5.2355 | -1.0086 | 11.3235
3 | 4 | 10 | 6.9409 | -8.1939 | -24.3276 | 8.7346 | 2.5532 | 8.7423 | 20.5937 | -24.3112 | -58.1045 | 27.1614 | 7.5753 | 24.7362 | 36.216 | -40.9678 | -84.0574 | 45.2262 | 12.7654 | 39.4072 | -5.5505 | -2.3492 | 8.5895
3 | 4 | 11 | 7.2273 | -8.4904 | -24.514 | 8.8376 | 2.6632 | 8.8565 | 21.4434 | -25.1909 | -58.5497 | 27.4817 | 7.9016 | 25.0592 | 37.7104 | -42.4502 | -84.7014 | 45.7595 | 13.3153 | 39.9218 | -5.4198 | -1.8547 | 9.5552
3 | 4 | 12 | 7.5544 | -8.8327 | -24.7552 | 8.9526 | 2.7762 | 8.9754 | 22.4139 | -26.2065 | -59.1258 | 27.8394 | 8.237 | 25.3956 | 39.417 | -44.1616 | -85.5349 | 46.3551 | 13.8805 | 40.4578 | -5.3293 | -1.4464 | 10.4139
3 | 4 | 13 | 7.8316 | -9.1186 | -24.9372 | 9.0481 | 2.8793 | 9.0795 | 23.2363 | -27.0546 | -59.5604 | 28.1363 | 8.5428 | 25.6902 | 40.8634 | -45.5909 | -86.1636 | 46.8495 | 14.3958 | 40.927 | -5.2172 | -1.0094 | 11.2813
3 | 4 | 14 | 9.2934 | -10.7057 | -26.1032 | 9.683 | 3.4471 | 9.7084 | 27.5734 | -31.7636 | -62.3452 | 30.1106 | 10.2276 | 27.4697 | 48.4905 | -53.5261 | -90.1923 | 50.1368 | 17.235 | 43.7619 | -4.6769 | 1.2724 | 15.9058
3 | 4 | 15 | 10.774 | -12.2712 | -27.2579 | 10.2844 | 4.0224 | 10.3098 | 31.9663 | -36.4084 | -65.1033 | 31.9808 | 11.9343 | 29.1712 | 56.2158 | -61.3534 | -94.1823 | 53.2509 | 20.1109 | 46.4727 | -4.1386 | 3.5408 | 20.5146
3 | 4 | 16 | 12.3183 | -13.8428 | -28.4119 | 10.8922 | 4.6199 | 10.9233 | 36.5481 | -41.0715 | -67.8595 | 33.871 | 13.7073 | 30.907 | 64.2735 | -69.2114 | -98.1696 | 56.3983 | 23.0987 | 49.238 | -3.5011 | 6.1024 | 25.6274
3 | 4 | 17 | 12.8612 | -14.3301 | -28.8146 | 11.1437 | 4.8164 | 11.1675 | 38.1592 | -42.5173 | -68.8213 | 34.6531 | 14.2902 | 31.5981 | 67.1066 | -71.6477 | -99.5609 | 57.7005 | 24.0809 | 50.3388 | -3.1558 | 7.3619 | 28.0183
3 | 4 | 18 | 13.3675 | -14.7834 | -29.1698 | 11.3723 | 5.0034 | 11.3882 | 39.6613 | -43.8623 | -69.6698 | 35.3639 | 14.8451 | 32.2224 | 69.7483 | -73.9141 | -100.7884 | 58.884 | 25.0162 | 51.3335 | -2.8218 | 8.5607 | 30.2795
3 | 4 | 19 | 13.8515 | -15.2692 | -29.5443 | 11.542 | 5.1801 | 11.5687 | 41.0971 | -45.3035 | -70.5641 | 35.8916 | 15.3694 | 32.7331 | 72.2733 | -76.3429 | -102.0822 | 59.7627 | 25.8996 | 52.1471 | -2.6712 | 9.2236 | 31.6577
3 | 4 | 20 | 14.0976 | -15.4889 | -29.7084 | 11.6315 | 5.2782 | 11.6609 | 41.8273 | -45.9554 | -70.956 | 36.1699 | 15.6604 | 32.9942 | 73.5574 | -77.4413 | -102.6492 | 60.2261 | 26.3901 | 52.563 | -2.5291 | 9.7403 | 32.646
3 | 4 | 21 | 14.3012 | -15.6688 | -29.833 | 11.6989 | 5.3463 | 11.7261 | 42.4314 | -46.489 | -71.2537 | 36.3795 | 15.8625 | 33.1785 | 74.6198 | -78.3406 | -103.0798 | 60.5752 | 26.7306 | 52.8567 | -2.4293 | 10.1092 | 33.3618
3 | 4 | 22 | 14.5579 | -15.8677 | -29.9836 | 11.8423 | 5.4425 | 11.8588 | 43.193 | -47.0792 | -71.6134 | 36.8253 | 16.148 | 33.5541 | 75.9592 | -79.3352 | -103.6002 | 61.3174 | 27.2116 | 53.455 | -2.1498 | 11.0277 | 35.0079
3 | 4 | 23 | 14.7083 | -16.0179 | -30.0867 | 11.8935 | 5.5011 | 11.9145 | 43.6393 | -47.525 | -71.8595 | 36.9846 | 16.3217 | 33.7117 | 76.744 | -80.0863 | -103.9562 | 61.5827 | 27.5043 | 53.7061 | -2.0872 | 11.2728 | 35.4946
3 | 5 | 0 | 14.8551 | -16.1879 | -30.2293 | 11.9495 | 5.5585 | 11.9606 | 44.0749 | -48.0294 | -72.2001 | 37.1587 | 16.492 | 33.842 | 77.5101 | -80.9363 | -104.449 | 61.8726 | 27.7914 | 53.9137 | -2.0935 | 11.3382 | 35.7026
3 | 5 | 1 | 15.0895 | -16.3761 | -30.3743 | 12.0337 | 5.6425 | 12.0442 | 44.7704 | -48.5878 | -72.5464 | 37.4206 | 16.7414 | 34.0785 | 78.7332 | -81.8773 | -104.95 | 62.3086 | 28.2116 | 54.2905 | -1.9405 | 11.8766 | 36.7166
3 | 5 | 2 | 14.3573 | -15.7486 | -29.8702 | 11.7129 | 5.3731 | 11.7327 | 42.5979 | -46.7258 | -71.3425 | 36.423 | 15.942 | 33.1971 | 74.9127 | -78.7396 | -103.2083 | 60.6475 | 26.8646 | 52.8863 | -2.4428 | 10.0918 | 33.3632
3 | 5 | 3 | 13.7933 | -15.1611 | -29.4223 | 11.5049 | 5.1528 | 11.5302 | 40.9245 | -44.9827 | -70.2728 | 35.7761 | 15.2882 | 32.6244 | 71.9698 | -75.8022 | -101.6608 | 59.5704 | 25.7628 | 51.9739 | -2.6022 | 9.3578 | 31.814
3 | 5 | 4 | 13.1047 | -14.5441 | -28.9319 | 11.2121 | 4.8955 | 11.2492 | 38.8816 | -43.1522 | -69.1016 | 34.8656 | 14.5248 | 31.8293 | 68.3771 | -72.7176 | -99.9664 | 58.0543 | 24.4764 | 50.7072 | -3.0145 | 7.8475 | 28.9311
3 | 5 | 5 | 11.3599 | -12.8336 | -27.6624 | 10.5298 | 4.2433 | 10.5612 | 33.7046 | -38.0772 | -66.0695 | 32.7441 | 12.5897 | 29.8826 | 59.2728 | -64.1655 | -95.58 | 54.5219 | 21.2154 | 47.606 | -3.8019 | 4.7743 | 22.8705
3 | 5 | 6 | 9.6511 | -11.1425 | -26.4425 | 9.8122 | 3.5961 | 9.8412 | 28.6348 | -33.0595 | -63.1558 | 30.5124 | 10.6696 | 27.8452 | 50.3571 | -55.71 | -91.365 | 50.8059 | 17.9798 | 44.3602 | -4.6844 | 1.4467 | 16.4281
3 | 5 | 7 | 8.0322 | -9.4262 | -25.1797 | 9.1764 | 2.9899 | 9.2006 | 23.8315 | -27.9674 | -60.1397 | 28.5353 | 8.8709 | 26.0327 | 41.9101 | -47.1291 | -87.0016 | 47.5139 | 14.9487 | 41.4726 | -5.2069 | -0.83671 | 11.7146
3 | 5 | 8 | 7.6838 | -9.0994 | -24.89 | 9.0078 | 2.8669 | 9.0488 | 22.7976 | -26.9977 | -59.4477 | 28.0109 | 8.506 | 25.6034 | 40.0919 | -45.495 | -86.0005 | 46.6407 | 14.3338 | 40.7887 | -5.3821 | -1.5275 | 10.3596
3 | 5 | 9 | 7.287 | -8.7161 | -24.5572 | 8.8208 | 2.7272 | 8.877 | 21.6203 | -25.8606 | -58.6529 | 27.4295 | 8.0915 | 25.1171 | 38.0214 | -43.5789 | -84.8508 | 45.6726 | 13.6353 | 40.0141 | -5.5615 | -2.2551 | 8.9138
3 | 5 | 10 | 6.9809 | -8.3989 | -24.2638 | 8.7051 | 2.6252 | 8.7748 | 20.7123 | -24.9196 | -57.9521 | 27.0697 | 7.7888 | 24.828 | 36.4247 | -41.993 | -83.8369 | 45.0735 | 13.1253 | 39.5535 | -5.5768 | -2.4728 | 8.347
3 | 5 | 11 | 7.2291 | -8.656 | -24.4358 | 8.7826 | 2.7087 | 8.848 | 21.4487 | -25.6823 | -58.3628 | 27.3109 | 8.0365 | 25.035 | 37.7196 | -43.2784 | -84.431 | 45.4751 | 13.5427 | 39.8832 | -5.5234 | -2.214 | 8.9112
3 | 5 | 12 | 7.5605 | -8.9845 | -24.6554 | 8.8882 | 2.8323 | 8.967 | 22.4319 | -26.657 | -58.8875 | 27.6391 | 8.4033 | 25.3719 | 39.4487 | -44.9208 | -85.1901 | 46.0216 | 14.1608 | 40.42 | -5.392 | -1.6982 | 9.9402
3 | 5 | 13 | 7.8143 | -9.2407 | -24.8195 | 8.9678 | 2.9205 | 9.0434 | 23.1849 | -27.4172 | -59.2793 | 27.8867 | 8.665 | 25.5879 | 40.7729 | -46.2018 | -85.757 | 46.4338 | 14.6017 | 40.7641 | -5.3143 | -1.3721 | 10.6136
3 | 5 | 14 | 10.0791 | -11.5563 | -26.6238 | 9.9484 | 3.7638 | 10.0074 | 29.9045 | -34.2873 | -63.5888 | 30.9361 | 11.1673 | 28.3156 | 52.59 | -57.779 | -91.9913 | 51.5114 | 18.8185 | 45.1096 | -4.3813 | 2.4474 | 18.2592
3 | 5 | 15 | 12.416 | -13.8658 | -28.4172 | 10.9013 | 4.6396 | 10.9477 | 36.838 | -41.1397 | -67.872 | 33.8992 | 13.7657 | 30.976 | 64.7833 | -69.3262 | -98.1877 | 56.4452 | 23.1972 | 49.3479 | -3.3784 | 6.4672 | 26.2597
3 | 5 | 16 | 14.9188 | -16.1736 | -30.2083 | 11.9856 | 5.584 | 12.0007 | 44.264 | -47.9867 | -72.15 | 37.2708 | 16.5677 | 33.9557 | 77.8426 | -80.8645 | -104.3764 | 62.0593 | 27.9189 | 54.0948 | -1.8927 | 11.9215 | 36.6747
3 | 5 | 17 | 16.1149 | -17.252 | -31.0271 | 12.4577 | 6.0295 | 12.4885 | 47.8128 | -51.1864 | -74.1056 | 38.7392 | 17.8895 | 35.3358 | 84.0835 | -86.2564 | -107.2055 | 64.5042 | 30.1464 | 56.2934 | -1.1884 | 14.4852 | 41.5656
3 | 5 | 18 | 17.268 | -18.2981 | -31.7921 | 12.9181 | 6.4641 | 12.9523 | 51.2341 | -54.2903 | -75.9327 | 40.1707 | 19.1789 | 36.648 | 90.1002 | -91.4869 | -109.8487 | 66.8879 | 32.3192 | 58.3839 | -0.48765 | 17.0087 | 46.3556
3 | 5 | 19 | 18.5371 | -19.371 | -32.595 | 13.4273 | 6.9388 | 13.4724 | 54.9994 | -57.4735 | -77.8504 | 41.754 | 20.5874 | 38.1197 | 96.7218 | -96.851 | -112.6229 | 69.5242 | 34.6926 | 60.7284 | 0.40963 | 20.1366 | 52.1931
3 | 5 | 20 | 18.7069 | -19.5279 | -32.6854 | 13.4883 | 7.0015 | 13.5275 | 55.5031 | -57.9391 | -78.0665 | 41.9438 | 20.7733 | 38.2755 | 97.6077 | -97.6356 | -112.9356 | 69.8403 | 35.006 | 60.9767 | 0.51082 | 20.4903 | 52.8596
3 | 5 | 21 | 18.8546 | -19.657 | -32.7639 | 13.5259 | 7.05 | 13.5714 | 55.9413 | -58.3221 | -78.2539 | 42.0607 | 20.9173 | 38.3997 | 98.3782 | -98.2811 | -113.2067 | 70.0348 | 35.2486 | 61.1745 | 0.58086 | 20.7428 | 53.3483
3 | 5 | 22 | 19.0037 | -19.8175 | -32.8542 | 13.5652 | 7.1145 | 13.6181 | 56.3837 | -58.7981 | -78.4696 | 42.183 | 21.1087 | 38.5319 | 99.1563 | -99.0832 | -113.5188 | 70.2384 | 35.5712 | 61.3851 | 0.62982 | 20.9395 | 53.7491
3 | 5 | 23 | 19.3409 | -20.1499 | -33.0975 | 13.6826 | 7.2467 | 13.7333 | 57.3841 | -59.7844 | -79.0506 | 42.5481 | 21.5009 | 38.858 | 100.9157 | -100.7452 | -114.3593 | 70.8464 | 36.232 | 61.9046 | 0.75618 | 21.4561 | 54.7943
3 | 6 | 0 | 19.6864 | -20.4554 | -33.3348 | 13.8216 | 7.3958 | 13.8682 | 58.4093 | -60.6911 | -79.6175 | 42.9803 | 21.9433 | 39.2397 | 102.7185 | -102.2731 | -115.1793 | 71.5661 | 36.9775 | 62.5127 | 0.98177 | 22.264 | 56.3224
3 | 6 | 1 | 20.0328 | -20.7446 | -33.5414 | 14.0047 | 7.5305 | 14.0301 | 59.4371 | -61.5489 | -80.1108 | 43.5497 | 22.3429 | 39.6977 | 104.526 | -103.7186 | -115.893 | 72.5142 | 37.6509 | 63.2423 | 1.3122 | 23.3677 | 58.3218
3 | 6 | 2 | 19.2224 | -20.075 | -33.0415 | 13.6491 | 7.215 | 13.6911 | 57.0325 | -59.5622 | -78.9169 | 42.4438 | 21.407 | 38.7386 | 100.2973 | -100.3707 | -114.1658 | 70.6727 | 36.0738 | 61.7144 | 0.66118 | 21.1428 | 54.2217
3 | 6 | 3 | 18.3786 | -19.3701 | -32.511 | 13.3005 | 6.9122 | 13.359 | 54.5289 | -57.4708 | -77.6499 | 41.36 | 20.5083 | 37.7987 | 95.8945 | -96.8464 | -112.3329 | 68.8681 | 34.5595 | 60.2171 | 0.06914 | 19.0753 | 50.3598
3 | 6 | 4 | 17.672 | -18.7046 | -32.0188 | 13.0484 | 6.6327 | 13.0959 | 52.4327 | -55.4964 | -76.4744 | 40.5759 | 19.6791 | 37.0543 | 92.2081 | -93.5194 | -110.6323 | 67.5625 | 33.1621 | 59.0312 | -0.27447 | 17.7713 | 47.8123
3 | 6 | 5 | 15.3291 | -16.5971 | -30.456 | 12.107 | 5.744 | 12.1622 | 45.4811 | -49.2433 | -72.7416 | 37.6483 | 17.0423 | 34.4125 | 79.983 | -82.9819 | -105.2323 | 62.6878 | 28.7186 | 54.8225 | -1.7109 | 12.5993 | 37.9978
3 | 6 | 6 | 13.1041 | -14.5259 | -28.9376 | 11.2036 | 4.8966 | 11.2511 | 38.8796 | -43.0982 | -69.1152 | 34.8393 | 14.5281 | 31.8345 | 68.3737 | -72.6265 | -99.9861 | 58.0106 | 24.4819 | 50.7155 | -3.0082 | 7.8682 | 28.9691
3 | 6 | 7 | 11.0148 | -12.4585 | -27.4141 | 10.3584 | 4.1035 | 10.4113 | 32.6807 | -36.9642 | -65.4763 | 32.2109 | 12.1751 | 29.4584 | 57.4722 | -62.2898 | -94.7218 | 53.634 | 20.5169 | 46.9301 | -3.9846 | 4.0846 | 21.5414
3 | 6 | 8 | 10.371 | -11.8068 | -26.9556 | 10.0787 | 3.8524 | 10.1266 | 30.7707 | -35.0306 | -64.3812 | 31.3411 | 11.43 | 28.653 | 54.1133 | -59.0315 | -93.1376 | 52.1857 | 19.2612 | 45.6471 | -4.3336 | 2.783 | 19.0382
3 | 6 | 9 | 9.7211 | -11.1628 | -26.4679 | 9.8289 | 3.6142 | 9.863 | 28.8425 | -33.1199 | -63.2165 | 30.5643 | 10.7232 | 27.9069 | 50.7224 | -55.8117 | -91.4527 | 50.8923 | 18.0701 | 44.4584 | -4.6036 | 1.7005 | 16.8789
3 | 6 | 10 | 9.0982 | -10.5085 | -26.0039 | 9.5667 | 3.3775 | 9.5975 | 26.9943 | -31.1785 | -62.1081 | 29.7492 | 10.0211 | 27.1557 | 47.4721 | -52.5402 | -89.8492 | 49.5351 | 16.887 | 43.2618 | -4.8724 | 0.63374 | 14.7666
3 | 6 | 11 | 10.113 | -11.5174 | -26.7746 | 9.9822 | 3.7409 | 10.0065 | 30.0052 | -34.1719 | -63.9488 | 31.0411 | 11.0993 | 28.3131 | 52.7672 | -57.5845 | -92.5121 | 51.6862 | 18.7039 | 45.1056 | -4.4492 | 2.3381 | 18.1664
3 | 6 | 12 | 11.159 | -12.5411 | -27.5808 | 10.4094 | 4.1252 | 10.4239 | 33.1086 | -37.2092 | -65.8744 | 32.3695 | 12.2393 | 29.4941 | 58.2247 | -62.7028 | -95.2978 | 53.898 | 20.625 | 46.987 | -4.0044 | 4.1279 | 21.7342
3 | 6 | 13 | 12.1902 | -13.5327 | -28.3413 | 10.8354 | 4.5105 | 10.843 | 36.1681 | -40.1512 | -67.6908 | 33.6943 | 13.3826 | 30.6798 | 63.6051 | -67.6605 | -97.9255 | 56.1041 | 22.5515 | 48.876 | -3.4949 | 6.0828 | 25.5507
3 | 6 | 14 | 14.2948 | -15.4663 | -29.8721 | 11.7102 | 5.2816 | 11.7073 | 42.4124 | -45.8883 | -71.3471 | 36.4147 | 15.6705 | 33.1253 | 74.5865 | -77.3283 | -103.2149 | 60.6337 | 26.4071 | 52.7719 | -2.3445 | 10.3876 | 33.856
3 | 6 | 15 | 16.4253 | -17.3922 | -31.3592 | 12.5794 | 6.0706 | 12.5705 | 48.7335 | -51.6025 | -74.8988 | 39.1176 | 18.0113 | 35.5679 | 85.7027 | -86.9575 | -108.353 | 65.1343 | 30.3516 | 56.6632 | -1.1056 | 14.929 | 42.5413
3 | 6 | 16 | 18.678 | -19.3241 | -32.8809 | 13.5089 | 6.8888 | 13.4795 | 55.4175 | -57.3345 | -78.5334 | 42.0078 | 20.4389 | 38.1398 | 97.4571 | -96.6168 | -113.611 | 69.9468 | 34.4424 | 60.7604 | 0.3501 | 20.1361 | 52.379
3 | 6 | 17 | 19.6384 | -20.1512 | -33.5048 | 13.922 | 7.2588 | 13.8731 | 58.2669 | -59.7883 | -80.0234 | 43.2923 | 21.5369 | 39.2534 | 102.4682 | -100.7517 | -115.7665 | 72.0856 | 36.2927 | 62.5346 | 1.0364 | 22.538 | 56.863
3 | 6 | 18 | 20.6143 | -20.9478 | -34.0923 | 14.3361 | 7.6252 | 14.2718 | 61.1624 | -62.1519 | -81.4266 | 44.5803 | 22.6238 | 40.3814 | 107.56 | -104.7348 | -117.7965 | 74.2302 | 38.1243 | 64.3316 | 1.8073 | 25.1694 | 61.7149
3 | 6 | 19 | 21.5896 | -21.7851 | -34.7192 | 14.7553 | 7.993 | 14.6556 | 64.056 | -64.6362 | -82.924 | 45.8839 | 23.7152 | 41.4676 | 112.6488 | -108.9212 | -119.9628 | 76.4008 | 39.9634 | 66.0619 | 2.4892 | 27.5624 | 66.191
3 | 6 | 20 | 21.6746 | -21.9161 | -34.7809 | 14.8038 | 8.0434 | 14.7023 | 64.3084 | -65.0247 | -83.0712 | 46.0346 | 23.8647 | 41.5995 | 113.0926 | -109.5758 | -120.1757 | 76.6517 | 40.2154 | 66.2721 | 2.5272 | 27.7113 | 66.4804
3 | 6 | 21 | 21.836 | -22.0755 | -34.8473 | 14.8649 | 8.1303 | 14.7694 | 64.7871 | -65.4976 | -83.2298 | 46.2246 | 24.1224 | 41.7895 | 113.9345 | -110.3728 | -120.4051 | 76.9681 | 40.6497 | 66.5747 | 2.6778 | 28.1961 | 67.3491
3 | 6 | 22 | 21.9622 | -22.2515 | -34.9485 | 14.9152 | 8.1994 | 14.8182 | 65.1615 | -66.0199 | -83.4716 | 46.3811 | 24.3274 | 41.9275 | 114.5929 | -111.2529 | -120.755 | 77.2286 | 40.9952 | 66.7946 | 2.6949 | 28.306 | 67.6035
3 | 6 | 23 | 22.1567 | -22.4611 | -35.0287 | 14.9649 | 8.2909 | 14.8751 | 65.7387 | -66.6418 | -83.6631 | 46.5357 | 24.599 | 42.0886 | 115.608 | -112.301 | -121.0319 | 77.486 | 41.4528 | 67.0513 | 2.7979 | 28.657 | 68.2653
3 | 7 | 0 | 22.3687 | -22.6401 | -35.1118 | 15.0408 | 8.3885 | 14.9639 | 66.3675 | -67.173 | -83.8617 | 46.7716 | 24.8885 | 42.3397 | 116.7139 | -113.1961 | -121.3192 | 77.879 | 41.9407 | 67.4514 | 3.0099 | 29.3328 | 69.4696
3 | 7 | 1 | 22.6078 | -22.882 | -35.2274 | 15.1236 | 8.496 | 15.0487 | 67.077 | -67.8905 | -84.1377 | 47.029 | 25.2076 | 42.5798 | 117.9615 | -114.4052 | -121.7185 | 78.3075 | 42.4784 | 67.8339 | 3.1668 | 29.8652 | 70.4575
3 | 7 | 2 | 21.3852 | -21.9055 | -34.4677 | 14.5838 | 8.0385 | 14.5572 | 63.4495 | -64.9934 | -82.3234 | 45.3503 | 23.8501 | 41.1891 | 111.5822 | -109.5232 | -119.0938 | 75.5124 | 40.1907 | 65.6184 | 2.1914 | 26.5223 | 64.2868
3 | 7 | 3 | 20.2604 | -20.9521 | -33.732 | 14.1007 | 7.6126 | 14.1038 | 60.1123 | -62.1645 | -80.5662 | 43.8481 | 22.5866 | 39.9061 | 105.7134 | -104.7561 | -116.5518 | 73.011 | 38.0617 | 63.5744 | 1.3934 | 23.7224 | 59.0526
3 | 7 | 4 | 19.1685 | -20.0239 | -33.017 | 13.6438 | 7.1952 | 13.6719 | 56.8728 | -59.4107 | -78.8584 | 42.4274 | 21.3482 | 38.6841 | 100.0164 | -100.1155 | -114.0813 | 70.6455 | 35.9748 | 61.6275 | 0.63851 | 21.0633 | 54.0674
3 | 7 | 5 | 16.3304 | -17.5269 | -31.1158 | 12.4526 | 6.1082 | 12.5112 | 48.4521 | -52.002 | -74.3174 | 38.7232 | 18.1229 | 35.4001 | 85.2079 | -87.6308 | -107.5119 | 64.4776 | 30.5397 | 56.3958 | -1.2402 | 14.3789 | 41.4783
3 | 7 | 6 | 13.6091 | -14.9766 | -29.1621 | 11.3529 | 5.0679 | 11.4204 | 40.378 | -44.4355 | -69.6513 | 35.3035 | 15.0364 | 32.3136 | 71.0087 | -74.8801 | -100.7616 | 58.7835 | 25.3386 | 51.4788 | -2.6884 | 8.9449 | 30.9679
3 | 7 | 7 | 11.0473 | -12.4961 | -27.2607 | 10.2758 | 4.1043 | 10.3674 | 32.7773 | -37.0758 | -65.1099 | 31.9541 | 12.1775 | 29.3341 | 57.6421 | -62.4779 | -94.1918 | 53.2064 | 20.5208 | 46.7321 | -3.9619 | 4.0573 | 21.4318
3 | 7 | 8 | 9.8029 | -11.0994 | -26.2481 | 9.7608 | 3.5928 | 9.8466 | 29.0852 | -32.9318 | -62.6915 | 30.3528 | 10.6599 | 27.8606 | 51.1492 | -55.4948 | -90.6932 | 50.5401 | 17.9635 | 44.3847 | -4.3443 | 2.3352 | 17.8495
3 | 7 | 9 | 8.5396 | -9.7138 | -25.2122 | 9.1903 | 3.0938 | 9.2856 | 25.3369 | -28.8207 | -60.2174 | 28.5785 | 9.1794 | 26.2734 | 44.5575 | -48.567 | -87.114 | 47.5857 | 15.4686 | 41.8561 | -4.8167 | 0.33015 | 13.787
3 | 7 | 10 | 7.3498 | -8.352 | -24.2065 | 8.6919 | 2.6246 | 8.7824 | 21.8069 | -24.7802 | -57.8151 | 27.0287 | 7.787 | 24.8494 | 38.3496 | -41.7582 | -83.6388 | 45.0051 | 13.1222 | 39.5876 | -5.1098 | -1.1233 | 10.6676
3 | 7 | 11 | 8.2596 | -9.325 | -24.9593 | 9.0597 | 2.9598 | 9.141 | 24.5061 | -27.6672 | -59.6133 | 28.1726 | 8.7817 | 25.864 | 43.0964 | -46.6232 | -86.2402 | 46.9099 | 14.7984 | 41.204 | -4.8643 | 0.04386 | 13.1453
3 | 7 | 12 | 9.2545 | -10.3185 | -25.7174 | 9.5003 | 3.3226 | 9.5589 | 27.4579 | -30.6147 | -61.4238 | 29.5424 | 9.858 | 27.0467 | 48.2874 | -51.5902 | -88.8593 | 49.1908 | 16.6121 | 43.0881 | -4.3996 | 1.8664 | 16.7289
3 | 7 | 13 | 10.2295 | -11.2951 | -26.4752 | 9.8964 | 3.6874 | 9.9496 | 30.3509 | -33.5125 | -63.2338 | 30.7744 | 10.9404 | 28.1522 | 53.375 | -56.4733 | -91.4778 | 51.2421 | 18.4362 | 44.8492 | -4.0073 | 3.4716 | 19.9515
3 | 7 | 14 | 12.7339 | -13.7682 | -28.4046 | 10.9799 | 4.642 | 11.0092 | 37.7812 | -40.8502 | -67.8422 | 34.1436 | 13.7727 | 31.15 | 66.442 | -68.8383 | -98.1445 | 56.8521 | 23.2089 | 49.6251 | -2.808 | 8.1552 | 29.1453
3 | 7 | 15 | 15.3199 | -16.2368 | -30.3435 | 12.0806 | 5.6272 | 12.0698 | 45.4539 | -48.1742 | -72.473 | 37.5664 | 16.6959 | 34.151 | 79.9352 | -81.1804 | -104.8437 | 62.5515 | 28.135 | 54.4059 | -1.4827 | 13.2201 | 39.0035
3 | 7 | 16 | 18.0055 | -18.7315 | -32.2847 | 13.1904 | 6.6589 | 13.1465 | 53.422 | -55.5762 | -77.1092 | 41.0175 | 19.7569 | 37.1975 | 93.9478 | -93.6538 | -111.5508 | 68.2978 | 33.2932 | 59.2593 | -0.014934 | 18.7084 | 49.5935
3 | 7 | 17 | 18.7094 | -19.2924 | -32.7048 | 13.5103 | 6.9214 | 13.457 | 55.5104 | -57.2404 | -78.1127 | 42.0123 | 20.5357 | 38.0762 | 97.6206 | -96.4581 | -113.0024 | 69.9542 | 34.6056 | 60.6592 | 0.60092 | 20.7816 | 53.3791
3 | 7 | 18 | 19.3994 | -19.9224 | -33.1783 | 13.7783 | 7.1904 | 13.7292 | 57.5577 | -59.1096 | -79.2436 | 42.8455 | 21.3337 | 38.8463 | 101.2209 | -99.608 | -114.6384 | 71.3416 | 35.9503 | 61.886 | 0.99652 | 22.2301 | 56.1525
3 | 7 | 19 | 20.1126 | -20.544 | -33.6444 | 14.0917 | 7.4537 | 14.0212 | 59.6739 | -60.9539 | -80.3569 | 43.8201 | 22.115 | 39.6726 | 104.9425 | -102.716 | -116.249 | 72.9643 | 37.2669 | 63.2023 | 1.4908 | 23.9708 | 59.4111
3 | 7 | 20 | 19.8492 | -20.3868 | -33.4736 | 13.9414 | 7.3724 | 13.8941 | 58.8923 | -60.4875 | -79.9489 | 43.3529 | 21.8737 | 39.3129 | 103.5679 | -101.93 | -115.6588 | 72.1865 | 36.8603 | 62.6293 | 1.1967 | 22.9954 | 57.6553
3 | 7 | 21 | 19.5986 | -20.1559 | -33.2459 | 13.8417 | 7.2865 | 13.806 | 58.1488 | -59.8023 | -79.405 | 43.0429 | 21.6188 | 39.0637 | 102.2603 | -100.7753 | -114.872 | 71.6702 | 36.4308 | 62.2323 | 1.131 | 22.6668 | 56.9464
3 | 7 | 22 | 19.3095 | -20.0002 | -33.0722 | 13.6812 | 7.195 | 13.6644 | 57.2909 | -59.3404 | -78.9902 | 42.5438 | 21.3475 | 38.663 | 100.7518 | -99.9969 | -114.2719 | 70.8392 | 35.9735 | 61.594 | 0.77772 | 21.5146 | 54.8897
3 | 7 | 23 | 18.8492 | -19.6111 | -32.7587 | 13.5063 | 7.0218 | 13.4883 | 55.9254 | -58.186 | -78.2414 | 41.9998 | 20.8335 | 38.1646 | 98.3504 | -98.0516 | -113.1886 | 69.9334 | 35.1074 | 60.7999 | 0.49576 | 20.4959 | 52.9509
3 | 8 | 0 | 18.4888 | -19.2814 | -32.4881 | 13.3811 | 6.889 | 13.3585 | 54.8559 | -57.2077 | -77.5952 | 41.6105 | 20.4396 | 37.7973 | 96.4695 | -96.4032 | -112.2538 | 69.2852 | 34.4437 | 60.2149 | 0.34778 | 19.9004 | 51.7563
3 | 8 | 1 | 17.9112 | -18.8852 | -32.1719 | 13.1167 | 6.7018 | 13.1052 | 53.1422 | -56.0322 | -76.8401 | 40.7883 | 19.8843 | 37.0806 | 93.4557 | -94.4221 | -111.1613 | 67.9162 | 33.5078 | 59.0731 | -0.2223 | 18.0231 | 48.3693
3 | 8 | 2 | 16.747 | -17.8564 | -31.4313 | 12.6671 | 6.2599 | 12.6567 | 49.6881 | -52.9796 | -75.0711 | 39.3902 | 18.5731 | 35.8116 | 87.3813 | -89.2781 | -108.6022 | 65.5883 | 31.2983 | 57.0514 | -0.957 | 15.4123 | 43.4389
3 | 8 | 3 | 15.6731 | -16.8813 | -30.7343 | 12.2357 | 5.8522 | 12.2285 | 46.5018 | -50.0866 | -73.4063 | 38.0487 | 17.3634 | 34.6001 | 81.7779 | -84.4031 | -106.1938 | 63.3545 | 29.2598 | 55.1214 | -1.6261 | 13.0211 | 38.9167
3 | 8 | 4 | 14.611 | -15.8381 | -29.9977 | 11.8628 | 5.4424 | 11.8515 | 43.3506 | -46.9916 | -71.6469 | 36.889 | 16.1475 | 33.5334 | 76.2363 | -79.1874 | -103.6487 | 61.4235 | 27.2109 | 53.4221 | -2.0681 | 11.2821 | 35.4567
3 | 8 | 5 | 12.8882 | -14.3046 | -28.9249 | 11.1521 | 4.8026 | 11.1329 | 38.2391 | -42.4417 | -69.0848 | 34.6791 | 14.2492 | 31.5001 | 67.2472 | -71.5203 | -99.9421 | 57.7438 | 24.0119 | 50.1828 | -3.2538 | 7.141 | 27.7233
3 | 8 | 6 | 11.3199 | -12.7373 | -27.8465 | 10.5748 | 4.2146 | 10.5388 | 33.5859 | -37.7914 | -66.5092 | 32.8839 | 12.5048 | 29.8192 | 59.0641 | -63.6839 | -96.2161 | 54.7547 | 21.0723 | 47.505 | -3.9357 | 4.4933 | 22.4962
3 | 8 | 7 | 9.7609 | -11.1595 | -26.7292 | 9.9722 | 3.627 | 9.9251 | 28.9606 | -33.1101 | -63.8404 | 31.01 | 10.7612 | 28.0826 | 50.93 | -55.7952 | -92.3553 | 51.6344 | 18.1342 | 44.7383 | -4.6035 | 1.8638 | 17.2864
3 | 8 | 8 | 9.9943 | -11.3833 | -26.9374 | 10.0594 | 3.7076 | 10.0007 | 29.6531 | -33.7742 | -64.3377 | 31.2812 | 11.0003 | 28.2965 | 52.1479 | -56.9144 | -93.0747 | 52.086 | 18.5371 | 45.0791 | -4.5587 | 2.1192 | 17.8611
3 | 8 | 9 | 10.2154 | -11.5498 | -27.0933 | 10.1973 | 3.7795 | 10.1126 | 30.3089 | -34.2682 | -64.7101 | 31.71 | 11.2138 | 28.6133 | 53.3012 | -57.7468 | -93.6134 | 52.8 | 18.8969 | 45.5839 | -4.3383 | 2.8678 | 19.2218
3 | 8 | 10 | 10.4336 | -11.7782 | -27.3051 | 10.2735 | 3.8663 | 10.1769 | 30.9564 | -34.9457 | -65.216 | 31.947 | 11.4712 | 28.7951 | 54.4399 | -58.8884 | -94.3452 | 53.1946 | 19.3306 | 45.8734 | -4.333 | 3.0081 | 19.6049
3 | 8 | 11 | 10.5399 | -11.9039 | -27.2324 | 10.2811 | 3.92 | 10.2038 | 31.2716 | -35.3186 | -65.0423 | 31.9707 | 11.6306 | 28.8714 | 54.9943 | -59.5169 | -94.0941 | 53.2341 | 19.5992 | 45.995 | -4.1914 | 3.3834 | 20.2116
3 | 8 | 12 | 10.5218 | -11.9849 | -27.1438 | 10.1936 | 3.933 | 10.1538 | 31.2181 | -35.559 | -64.8306 | 31.6985 | 11.6691 | 28.7299 | 54.9002 | -59.922 | -93.7878 | 52.7809 | 19.6641 | 45.7696 | -4.3264 | 2.926 | 19.4049
3 | 8 | 13 | 10.6257 | -12.0934 | -27.0639 | 10.206 | 3.9868 | 10.1842 | 31.5262 | -35.8809 | -64.6398 | 31.7371 | 11.8289 | 28.8157 | 55.4419 | -60.4644 | -93.5117 | 52.8452 | 19.9334 | 45.9063 | -4.1545 | 3.3873 | 20.1507
3 | 8 | 14 | 10.3499 | -11.8125 | -26.8201 | 10.1031 | 3.8831 | 10.1034 | 30.7082 | -35.0476 | -64.0576 | 31.417 | 11.5212 | 28.5872 | 54.0033 | -59.0603 | -92.6695 | 52.3121 | 19.4149 | 45.5422 | -4.1931 | 3.1283 | 19.5427
3 | 8 | 15 | 10.0267 | -11.5223 | -26.5717 | 9.9256 | 3.7557 | 9.9459 | 29.7491 | -34.1864 | -63.4644 | 30.8652 | 11.143 | 28.1417 | 52.3167 | -57.609 | -91.8113 | 51.3933 | 18.7776 | 44.8325 | -4.4401 | 2.2482 | 17.8998
3 | 8 | 16 | 9.7438 | -11.2229 | -26.3183 | 9.8228 | 3.6489 | 9.8615 | 28.9096 | -33.2981 | -62.8591 | 30.5455 | 10.8263 | 27.9027 | 50.8405 | -56.112 | -90.9356 | 50.8611 | 18.2439 | 44.4518 | -4.4641 | 2.0271 | 17.3496
3 | 8 | 17 | 9.9698 | -11.443 | -26.5082 | 9.9087 | 3.7239 | 9.9527 | 29.5803 | -33.9511 | -63.3126 | 30.8127 | 11.0487 | 28.1607 | 52.0199 | -57.2125 | -91.5917 | 51.3059 | 18.6186 | 44.8628 | -4.396 | 2.3387 | 18.003
3 | 8 | 18 | 10.2486 | -11.7142 | -26.7494 | 10.0152 | 3.8159 | 10.0596 | 30.4075 | -34.7559 | -63.8887 | 31.1437 | 11.3217 | 28.4633 | 53.4745 | -58.5687 | -92.4251 | 51.8571 | 19.0787 | 45.3449 | -4.3243 | 2.6917 | 18.7615
3 | 8 | 19 | 10.4942 | -11.9218 | -26.9388 | 10.1218 | 3.8941 | 10.1722 | 31.1363 | -35.3719 | -64.341 | 31.4753 | 11.5539 | 28.7819 | 54.7563 | -59.6067 | -93.0795 | 52.4092 | 19.4699 | 45.8524 | -4.1782 | 3.2344 | 19.8016
3 | 8 | 20 | 10.8131 | -12.2681 | -27.2238 | 10.2876 | 4.0225 | 10.3219 | 32.0822 | -36.3994 | -65.0218 | 31.9909 | 11.9348 | 29.2054 | 56.4198 | -61.3381 | -94.0644 | 53.2677 | 20.1119 | 46.5271 | -4.0468 | 3.7921 | 20.9239
3 | 8 | 21 | 11.0719 | -12.5513 | -27.4604 | 10.4034 | 4.1266 | 10.431 | 32.8503 | -37.2396 | -65.5869 | 32.351 | 12.2435 | 29.5141 | 57.7704 | -62.754 | -94.8819 | 53.8673 | 20.632 | 47.0189 | -3.9788 | 4.1323 | 21.6527
3 | 8 | 22 | 11.3612 | -12.8273 | -27.694 | 10.5555 | 4.2364 | 10.5689 | 33.7085 | -38.0585 | -66.1449 | 32.8239 | 12.5692 | 29.9042 | 59.2797 | -64.1339 | -95.689 | 54.6547 | 21.181 | 47.6404 | -3.7994 | 4.8025 | 22.9327
3 | 8 | 23 | 11.5138 | -13.055 | -27.8341 | 10.6243 | 4.3247 | 10.6413 | 34.1612 | -38.7341 | -66.4795 | 33.0379 | 12.8312 | 30.1092 | 60.0759 | -65.2725 | -96.1732 | 55.0111 | 21.6225 | 47.9669 | -3.7851 | 4.9259 | 23.2306
3 | 9 | 0 | 11.6576 | -13.2656 | -27.9685 | 10.6753 | 4.3949 | 10.6946 | 34.588 | -39.3589 | -66.8005 | 33.1965 | 13.0395 | 30.26 | 60.8265 | -66.3254 | -96.6376 | 55.2751 | 21.9734 | 48.2072 | -3.8117 | 4.9246 | 23.3192
3 | 9 | 1 | 11.7314 | -13.4571 | -28.0616 | 10.7021 | 4.4613 | 10.7264 | 34.807 | -39.927 | -67.0228 | 33.2797 | 13.2367 | 30.3501 | 61.2116 | -67.2827 | -96.9591 | 55.4137 | 22.3057 | 48.3507 | -3.8974 | 4.7237 | 23.0398
3 | 9 | 2 | 10.8574 | -12.6317 | -27.3567 | 10.3232 | 4.1406 | 10.3615 | 32.2139 | -37.478 | -65.3393 | 32.1016 | 12.285 | 29.3174 | 56.6513 | -63.1558 | -94.5236 | 53.452 | 20.702 | 46.7055 | -4.3057 | 3.1006 | 19.8314
3 | 9 | 3 | 9.9442 | -11.7485 | -26.5989 | 9.9311 | 3.8157 | 9.9878 | 29.5044 | -34.8576 | -63.5293 | 30.8822 | 11.321 | 28.26 | 51.8864 | -58.7401 | -91.9052 | 51.4216 | 19.0776 | 45.021 | -4.6687 | 1.5807 | 16.7613
3 | 9 | 4 | 9.0682 | -10.9324 | -25.8956 | 9.553 | 3.4972 | 9.6166 | 26.9051 | -32.4363 | -61.8495 | 29.7065 | 10.376 | 27.21 | 47.3153 | -54.6598 | -89.4752 | 49.464 | 17.4851 | 43.3482 | -5.093 | -0.088197 | 13.4776
3 | 9 | 5 | 7.3014 | -8.9961 | -24.3044 | 8.7768 | 2.8196 | 8.8685 | 21.6633 | -26.6913 | -58.0489 | 27.2928 | 8.3657 | 25.0932 | 38.0971 | -44.9786 | -83.977 | 45.4449 | 14.0975 | 39.9759 | -5.5341 | -2.3252 | 8.6597
3 | 9 | 6 | 5.5771 | -7.0134 | -22.6937 | 7.9781 | 2.1517 | 8.0992 | 16.5472 | -20.8086 | -54.2019 | 24.809 | 6.384 | 22.9165 | 29.0998 | -35.0655 | -78.4117 | 41.3091 | 10.7579 | 36.5083 | -5.901 | -4.354 | 4.1979
3 | 9 | 7 | 3.9786 | -5.0531 | -21.099 | 7.2754 | 1.5345 | 7.4197 | 11.8044 | -14.9925 | -50.3933 | 22.624 | 4.5528 | 20.9939 | 20.7593 | -25.2645 | -72.902 | 37.671 | 7.6721 | 33.4454 | -5.9439 | -5.4107 | 1.3812
3 | 9 | 8 | 3.6078 | -4.4893 | -20.7026 | 7.0781 | 1.3629 | 7.208 | 10.7044 | -13.3196 | -49.4466 | 22.0105 | 4.0438 | 20.3948 | 18.8247 | -22.4455 | -71.5323 | 36.6494 | 6.8143 | 32.491 | -5.935 | -5.6127 | 0.80165
3 | 9 | 9 | 3.457 | -4.1314 | -20.3155 | 6.9432 | 1.2567 | 7.053 | 10.2569 | -12.2579 | -48.522 | 21.591 | 3.7285 | 19.9562 | 18.0377 | -20.6563 | -70.1947 | 35.951 | 6.283 | 31.7923 | -5.737 | -5.2472 | 1.213
3 | 9 | 10 | 3.3283 | -3.7931 | -19.8899 | 6.7533 | 1.1686 | 6.8563 | 9.875 | -11.254 | -47.5054 | 21.0003 | 3.4672 | 19.3998 | 17.3661 | -18.9646 | -68.7241 | 34.9674 | 5.8428 | 30.9058 | -5.5765 | -5.0171 | 1.3934
3 | 9 | 11 | 3.6847 | -4.1183 | -20.3623 | 6.9695 | 1.2708 | 7.0714 | 10.9325 | -12.219 | -48.6336 | 21.6726 | 3.7705 | 20.0083 | 19.2259 | -20.5907 | -70.3562 | 36.0869 | 6.3539 | 31.8752 | -5.4841 | -4.4686 | 2.595
3 | 9 | 12 | 4.0423 | -4.4334 | -20.8027 | 7.1413 | 1.3766 | 7.2443 | 11.9936 | -13.1539 | -49.6854 | 22.207 | 4.0842 | 20.4975 | 21.0919 | -22.1662 | -71.8779 | 36.9767 | 6.8825 | 32.6546 | -5.4315 | -4.057 | 3.5616
3 | 9 | 13 | 4.6559 | -5.0009 | -21.2859 | 7.3697 | 1.5583 | 7.4739 | 13.814 | -14.8377 | -50.8395 | 22.9173 | 4.6236 | 21.1473 | 24.2933 | -25.0036 | -73.5474 | 38.1593 | 7.7914 | 33.6897 | -5.2288 | -3.175 | 5.3828
3 | 9 | 14 | 6.1264 | -6.8232 | -22.7232 | 8.0306 | 2.1309 | 8.1302 | 18.177 | -20.2444 | -54.2725 | 24.9723 | 6.3224 | 23.0042 | 31.966 | -34.1147 | -78.5137 | 41.5812 | 10.6542 | 36.648 | -5.1282 | -2.0409 | 8.221
3 | 9 | 15 | 7.6829 | -8.5856 | -24.1137 | 8.7123 | 2.7215 | 8.8074 | 22.795 | -25.4732 | -57.5935 | 27.0923 | 8.0745 | 24.9202 | 40.0872 | -42.926 | -83.3182 | 45.111 | 13.6067 | 39.7003 | -4.7752 | -0.1848 | 12.2611
3 | 9 | 16 | 9.3366 | -10.4166 | -25.565 | 9.4329 | 3.359 | 9.5298 | 27.7015 | -30.906 | -61.0598 | 29.3331 | 9.9662 | 26.9643 | 48.7159 | -52.081 | -88.3327 | 48.8422 | 16.7945 | 42.9569 | -4.3232 | 1.9993 | 16.8957
3 | 9 | 17 | 10.7572 | -11.9691 | -26.8323 | 10.095 | 3.9235 | 10.1682 | 31.9166 | -35.5122 | -64.0867 | 31.3917 | 11.6409 | 28.7706 | 56.1285 | -59.8432 | -92.7116 | 52.27 | 19.6166 | 45.8344 | -3.8575 | 4.1209 | 21.2948
3 | 9 | 18 | 12.2016 | -13.5137 | -28.059 | 10.7629 | 4.5125 | 10.8232 | 36.2021 | -40.095 | -67.0167 | 33.4687 | 13.3886 | 30.624 | 63.6649 | -67.5658 | -96.9503 | 55.7284 | 22.5617 | 48.7871 | -3.2725 | 6.5716 | 26.2259
3 | 9 | 19 | 13.7157 | -15.0482 | -29.2921 | 11.463 | 5.1182 | 11.5047 | 40.6944 | -44.6479 | -69.9619 | 35.646 | 15.1856 | 32.5523 | 71.5651 | -75.238 | -101.211 | 59.3538 | 25.5898 | 51.859 | -2.5387 | 9.4685 | 31.9188
3 | 9 | 20 | 13.7785 | -15.1656 | -29.4171 | 11.4967 | 5.1545 | 11.5301 | 40.8807 | -44.996 | -70.2603 | 35.7506 | 15.2934 | 32.624 | 71.8928 | -75.8247 | -101.6427 | 59.5279 | 25.7716 | 51.9733 | -2.6228 | 9.2924 | 31.6982
3 | 9 | 21 | 13.8904 | -15.2628 | -29.5311 | 11.5622 | 5.2019 | 11.587 | 41.2125 | -45.2844 | -70.5327 | 35.9542 | 15.4339 | 32.785 | 72.4763 | -76.3107 | -102.0367 | 59.867 | 26.0083 | 52.2298 | -2.5525 | 9.5686 | 32.234
3 | 9 | 22 | 13.9718 | -15.3531 | -29.6226 | 11.6138 | 5.237 | 11.6337 | 41.4541 | -45.5526 | -70.7512 | 36.1148 | 15.538 | 32.9171 | 72.901 | -76.7626 | -102.3528 | 60.1343 | 26.1837 | 52.4401 | -2.5196 | 9.7201 | 32.5438
3 | 9 | 23 | 13.9467 | -15.3829 | -29.698 | 11.6175 | 5.2434 | 11.637 | 41.3796 | -45.6408 | -70.9312 | 36.1264 | 15.5572 | 32.9265 | 72.77 | -76.9112 | -102.6132 | 60.1538 | 26.2161 | 52.4552 | -2.6362 | 9.4178 | 32.0707
3 | 10 | 0 | 13.9054 | -15.3811 | -29.7302 | 11.6312 | 5.2359 | 11.6415 | 41.2571 | -45.6355 | -71.008 | 36.1689 | 15.535 | 32.9393 | 72.5547 | -76.9024 | -102.7244 | 60.2245 | 26.1786 | 52.4756 | -2.6972 | 9.2567 | 31.8066
3 | 10 | 1 | 13.8472 | -15.372 | -29.7605 | 11.6257 | 5.2323 | 11.6379 | 41.0846 | -45.6085 | -71.0805 | 36.1518 | 15.5241 | 32.9291 | 72.2513 | -76.8569 | -102.8293 | 60.196 | 26.1604 | 52.4594 | -2.7893 | 9.0006 | 31.3809
3 | 10 | 2 | 13.5168 | -15.0423 | -29.5271 | 11.5124 | 5.1057 | 11.5206 | 40.1041 | -44.6304 | -70.5232 | 35.7994 | 15.1485 | 32.597 | 70.527 | -75.2086 | -102.0229 | 59.6092 | 25.5274 | 51.9303 | -2.9141 | 8.4955 | 30.3624
3 | 10 | 3 | 13.2109 | -14.7159 | -29.301 | 11.3899 | 4.9704 | 11.3887 | 39.1964 | -43.6619 | -69.983 | 35.4185 | 14.7471 | 32.2239 | 68.9308 | -73.5765 | -101.2416 | 58.975 | 24.8509 | 51.3359 | -3.057 | 7.9411 | 29.2747
3 | 10 | 4 | 12.8748 | -14.3624 | -29.0519 | 11.2728 | 4.8374 | 11.2727 | 38.1995 | -42.6129 | -69.3882 | 35.0546 | 14.3525 | 31.8958 | 67.1776 | -71.8089 | -100.381 | 58.369 | 24.186 | 50.8132 | -3.1565 | 7.5012 | 28.3559
3 | 10 | 5 | 12.2831 | -13.8212 | -28.6257 | 10.9938 | 4.6177 | 10.9923 | 36.4437 | -41.0072 | -68.3702 | 34.1869 | 13.7007 | 31.1024 | 64.0898 | -69.103 | -98.9083 | 56.9243 | 23.0877 | 49.5493 | -3.5599 | 6.0563 | 25.6397
3 | 10 | 6 | 11.7139 | -13.2391 | -28.1644 | 10.7643 | 4.3962 | 10.7579 | 34.755 | -39.2802 | -67.2683 | 33.4731 | 13.0436 | 30.439 | 61.1202 | -66.1927 | -97.3143 | 55.7357 | 21.9803 | 48.4924 | -3.7712 | 5.1622 | 23.8215
3 | 10 | 7 | 11.1264 | -12.6785 | -27.7029 | 10.4929 | 4.1804 | 10.4944 | 33.0119 | -37.6171 | -66.1662 | 32.6292 | 12.4033 | 29.6936 | 58.0547 | -63.3901 | -95.7199 | 54.3305 | 20.9013 | 47.3049 | -4.0873 | 3.9547 | 21.4814
3 | 10 | 8 | 10.7571 | -12.3296 | -27.4382 | 10.3557 | 4.0462 | 10.361 | 31.9162 | -36.5819 | -65.5339 | 32.2027 | 12.0051 | 29.3161 | 56.1277 | -61.6457 | -94.8052 | 53.6203 | 20.2303 | 46.7035 | -4.2478 | 3.3243 | 20.231
3 | 10 | 9 | 10.4452 | -11.9976 | -27.165 | 10.2509 | 3.9342 | 10.2644 | 30.9907 | -35.5966 | -64.8813 | 31.8766 | 11.6728 | 29.0426 | 54.5002 | -59.9854 | -93.8611 | 53.0773 | 19.6703 | 46.2678 | -4.2679 | 3.1047 | 19.6691
3 | 10 | 10 | 10.0358 | -11.6545 | -26.8976 | 10.0385 | 3.7793 | 10.0692 | 29.776 | -34.5788 | -64.2427 | 31.2163 | 11.2132 | 28.4903 | 52.3641 | -58.2703 | -92.9373 | 51.9779 | 18.8958 | 45.3879 | -4.6293 | 1.8743 | 17.4182
3 | 10 | 11 | 10.2496 | -11.8605 | -27.0848 | 10.1256 | 3.8569 | 10.1498 | 30.4103 | -35.1901 | -64.6898 | 31.4871 | 11.4434 | 28.7186 | 53.4795 | -59.3003 | -93.5841 | 52.4289 | 19.2838 | 45.7516 | -4.5634 | 2.1795 | 18.0594
3 | 10 | 12 | 10.4985 | -12.0427 | -27.2275 | 10.2713 | 3.9397 | 10.2818 | 31.149 | -35.7304 | -65.0306 | 31.9402 | 11.6889 | 29.0919 | 54.7786 | -60.2108 | -94.0771 | 53.1833 | 19.6975 | 46.3464 | -4.2789 | 3.109 | 19.7178
3 | 10 | 13 | 10.7151 | -12.2056 | -27.3726 | 10.3473 | 4.0024 | 10.3604 | 31.7915 | -36.2138 | -65.3772 | 32.1763 | 11.875 | 29.3144 | 55.9085 | -61.0254 | -94.5785 | 53.5765 | 20.0111 | 46.7008 | -4.153 | 3.5663 | 20.593
3 | 10 | 14 | 11.8606 | -13.3704 | -28.1853 | 10.7993 | 4.4445 | 10.8188 | 35.1902 | -39.6698 | -67.3182 | 33.5819 | 13.1869 | 30.6115 | 61.8854 | -66.8492 | -97.3864 | 55.9169 | 22.2217 | 48.7672 | -3.6324 | 5.5826 | 24.5557
3 | 10 | 15 | 13.1208 | -14.5803 | -29.0499 | 11.2857 | 4.9159 | 11.3088 | 38.9293 | -43.2595 | -69.3834 | 35.0944 | 14.5853 | 31.9978 | 68.461 | -72.8985 | -100.3741 | 58.4354 | 24.5783 | 50.9757 | -2.9991 | 7.9639 | 29.1778
3 | 10 | 16 | 14.3233 | -15.7497 | -29.8656 | 11.7164 | 5.3764 | 11.759 | 42.497 | -46.7291 | -71.3316 | 36.434 | 15.9516 | 33.2716 | 74.7352 | -78.7451 | -103.1925 | 60.6659 | 26.8808 | 53.005 | -2.4402 | 10.0936 | 33.3492
3 | 10 | 17 | 14.7326 | -16.0838 | -30.1218 | 11.8998 | 5.5176 | 11.9344 | 43.7115 | -47.7204 | -71.9434 | 37.004 | 16.3708 | 33.7679 | 76.871 | -80.4157 | -104.0776 | 61.615 | 27.5871 | 53.7956 | -2.1212 | 11.1903 | 35.3754
3 | 10 | 18 | 15.0577 | -16.3667 | -30.3201 | 12.0221 | 5.6343 | 12.0624 | 44.6759 | -48.5598 | -72.4171 | 37.3846 | 16.7169 | 34.1302 | 78.567 | -81.8301 | -104.7629 | 62.2487 | 28.1703 | 54.3728 | -1.9103 | 11.9307 | 36.7659
3 | 10 | 19 | 15.3961 | -16.7142 | -30.5767 | 12.1392 | 5.7697 | 12.1815 | 45.68 | -49.5908 | -73.0299 | 37.7487 | 17.1186 | 34.4672 | 80.3327 | -83.5675 | -105.6493 | 62.8549 | 28.8472 | 54.9096 | -1.8044 | 12.3937 | 37.7276
3 | 10 | 20 | 15.4878 | -16.8303 | -30.6601 | 12.1825 | 5.8187 | 12.2256 | 45.9521 | -49.9351 | -73.2291 | 37.8834 | 17.2642 | 34.5918 | 80.8113 | -84.1478 | -105.9375 | 63.0793 | 29.0926 | 55.1082 | -1.7757 | 12.5273 | 38.006
3 | 10 | 21 | 15.5584 | -16.9484 | -30.7525 | 12.2304 | 5.8602 | 12.2697 | 46.1616 | -50.2858 | -73.4499 | 38.0322 | 17.387 | 34.7166 | 81.1798 | -84.7386 | -106.257 | 63.327 | 29.2996 | 55.307 | -1.7823 | 12.5618 | 38.1178
3 | 10 | 22 | 15.6891 | -17.0644 | -30.8413 | 12.3474 | 5.9377 | 12.3799 | 46.5493 | -50.63 | -73.6619 | 38.3962 | 17.6171 | 35.0286 | 81.8615 | -85.3187 | -106.5637 | 63.9331 | 29.6874 | 55.804 | -1.5516 | 13.2992 | 39.4035
3 | 10 | 23 | 15.9216 | -17.284 | -31.0398 | 12.4286 | 6.0229 | 12.4537 | 47.2391 | -51.2813 | -74.1359 | 38.6487 | 17.8698 | 35.2373 | 83.0745 | -86.4163 | -107.2494 | 64.3535 | 30.1132 | 56.1365 | -1.497 | 13.5776 | 40.012
3 | 11 | 0 | 16.1361 | -17.481 | -31.1889 | 12.5117 | 6.1031 | 12.5379 | 47.8755 | -51.8658 | -74.4921 | 38.9071 | 18.1078 | 35.4756 | 84.1937 | -87.4012 | -107.7646 | 64.7838 | 30.5143 | 56.5162 | -1.381 | 14.0081 | 40.8421
3 | 11 | 1 | 16.3318 | -17.7019 | -31.3486 | 12.5825 | 6.1915 | 12.6071 | 48.4561 | -52.5214 | -74.8736 | 39.1272 | 18.3702 | 35.6715 | 85.2149 | -88.506 | -108.3165 | 65.1503 | 30.9564 | 56.8282 | -1.3376 | 14.23 | 41.3271
3 | 11 | 2 | 15.8546 | -17.2303 | -31.0441 | 12.4294 | 6.0021 | 12.449 | 47.0403 | -51.1221 | -74.1463 | 38.6509 | 17.8082 | 35.2241 | 82.725 | -86.148 | -107.2644 | 64.3573 | 30.0093 | 56.1155 | -1.5393 | 13.4551 | 39.7947
3 | 11 | 3 | 15.4524 | -16.8236 | -30.7877 | 12.2658 | 5.8366 | 12.2889 | 45.8471 | -49.9154 | -73.5338 | 38.1424 | 17.317 | 34.7709 | 80.6267 | -84.1146 | -106.3784 | 63.5106 | 29.1816 | 55.3935 | -1.7676 | 12.6282 | 38.2194
3 | 11 | 4 | 14.9309 | -16.3607 | -30.4915 | 12.0396 | 5.6333 | 12.0641 | 44.2997 | -48.5419 | -72.8265 | 37.4388 | 16.7138 | 34.135 | 77.9054 | -81.8 | -105.3551 | 62.339 | 28.1652 | 54.3805 | -2.1843 | 11.219 | 35.635
3 | 11 | 5 | 13.8757 | -15.3384 | -29.7564 | 11.6725 | 5.2347 | 11.683 | 41.1689 | -45.5087 | -71.0707 | 36.2973 | 15.5313 | 33.0568 | 72.3996 | -76.6887 | -102.815 | 60.4382 | 26.1724 | 52.6627 | -2.6289 | 9.4749 | 32.1693
3 | 11 | 6 | 12.765 | -14.3119 | -29.0295 | 11.2191 | 4.8246 | 11.2286 | 37.8737 | -42.4632 | -69.3346 | 34.8873 | 14.3145 | 31.7709 | 66.6047 | -71.5564 | -100.3035 | 58.0905 | 24.1219 | 50.6142 | -3.3041 | 7.0486 | 27.5713
3 | 11 | 7 | 11.6424 | -13.2385 | -28.2547 | 10.7671 | 4.3982 | 10.7695 | 34.5428 | -39.2785 | -67.484 | 33.4817 | 13.0493 | 30.4721 | 60.7469 | -66.1899 | -97.6264 | 55.7501 | 21.9899 | 48.545 | -3.9161 | 4.7833 | 23.2156
3 | 11 | 8 | 11.8332 | -13.4232 | -28.3758 | 10.8344 | 4.4634 | 10.8384 | 35.1089 | -39.8265 | -67.7732 | 33.6913 | 13.2428 | 30.6668 | 61.7424 | -67.1133 | -98.0447 | 56.099 | 22.316 | 48.8552 | -3.8296 | 5.1101 | 23.8547
3 | 11 | 9 | 11.9928 | -13.5533 | -28.4553 | 10.8681 | 4.5145 | 10.8752 | 35.5826 | -40.2123 | -67.9631 | 33.796 | 13.3945 | 30.7709 | 62.5754 | -67.7635 | -98.3194 | 56.2734 | 22.5716 | 49.0211 | -3.7579 | 5.3686 | 24.3587
3 | 11 | 10 | 12.1461 | -13.7105 | -28.558 | 10.918 | 4.5697 | 10.9182 | 36.0374 | -40.679 | -68.2084 | 33.951 | 13.5581 | 30.8928 | 63.3752 | -68.5499 | -98.6743 | 56.5314 | 22.8473 | 49.2153 | -3.7166 | 5.5518 | 24.7451
3 | 11 | 11 | 12.0308 | -13.5611 | -28.4134 | 10.8675 | 4.5133 | 10.8696 | 35.6953 | -40.2357 | -67.8631 | 33.7941 | 13.3909 | 30.755 | 62.7738 | -67.8029 | -98.1748 | 56.2702 | 22.5655 | 48.9958 | -3.6934 | 5.5365 | 24.6276
3 | 11 | 12 | 11.9429 | -13.4292 | -28.3038 | 10.8364 | 4.4685 | 10.8357 | 35.4343 | -39.8441 | -67.6013 | 33.6974 | 13.2581 | 30.6594 | 62.3148 | -67.143 | -97.796 | 56.1092 | 22.3418 | 48.8434 | -3.6494 | 5.6038 | 24.6701
3 | 11 | 13 | 11.7905 | -13.2706 | -28.1464 | 10.7224 | 4.4055 | 10.7366 | 34.9822 | -39.3736 | -67.2254 | 33.343 | 13.0711 | 30.3789 | 61.5196 | -66.3502 | -97.2522 | 55.519 | 22.0266 | 48.3967 | -3.7619 | 5.1762 | 23.8596
3 | 11 | 14 | 13.0694 | -14.45 | -29.0969 | 11.3097 | 4.8776 | 11.2998 | 38.7766 | -42.8731 | -69.4955 | 35.1691 | 14.4717 | 31.9723 | 68.1925 | -72.2473 | -100.5363 | 58.5596 | 24.3869 | 50.9351 | -2.9905 | 8.0211 | 29.2906
3 | 11 | 15 | 14.3205 | -15.6624 | -30.0453 | 11.8254 | 5.3577 | 11.8051 | 42.4888 | -46.4702 | -71.7607 | 36.7727 | 15.8962 | 33.4022 | 74.7207 | -78.3089 | -103.8132 | 61.2298 | 26.7874 | 53.2129 | -2.399 | 10.329 | 33.8288
3 | 11 | 16 | 15.6431 | -16.8725 | -31.0028 | 12.3798 | 5.8537 | 12.3601 | 46.4128 | -50.0606 | -74.0477 | 38.4967 | 17.3679 | 34.9726 | 81.6214 | -84.3593 | -107.1218 | 64.1005 | 29.2674 | 55.7147 | -1.6387 | 13.1416 | 39.223
3 | 11 | 17 | 16.0378 | -17.2134 | -31.2631 | 12.5668 | 6.0087 | 12.5355 | 47.584 | -51.0719 | -74.6693 | 39.0784 | 17.8276 | 35.4687 | 83.6812 | -86.0634 | -108.0209 | 65.069 | 30.0421 | 56.5051 | -1.3277 | 14.2175 | 41.2131
3 | 11 | 18 | 16.4036 | -17.5262 | -31.4815 | 12.696 | 6.1403 | 12.6725 | 48.6693 | -52 | -75.191 | 39.48 | 18.2183 | 35.8564 | 85.5898 | -87.6274 | -108.7758 | 65.7377 | 30.7005 | 57.1228 | -1.0953 | 15.0329 | 42.7475
3 | 11 | 19 | 16.6718 | -17.8115 | -31.6983 | 12.7879 | 6.2454 | 12.7672 | 49.4649 | -52.8464 | -75.7088 | 39.7658 | 18.5301 | 36.1245 | 86.989 | -89.0537 | -109.5248 | 66.2136 | 31.2258 | 57.5499 | -1.0375 | 15.3301 | 43.3998
3 | 11 | 20 | 17.1377 | -18.1593 | -31.9456 | 13.0057 | 6.4193 | 12.9784 | 50.8473 | -53.8783 | -76.2995 | 40.4432 | 19.0461 | 36.722 | 89.42 | -90.7926 | -110.3794 | 67.3416 | 32.0954 | 58.5018 | -0.56371 | 16.8808 | 46.1868
3 | 11 | 21 | 17.4619 | -18.4813 | -32.1824 | 13.1158 | 6.538 | 13.0913 | 51.8093 | -54.8339 | -76.8649 | 40.7853 | 19.3981 | 37.0414 | 91.1118 | -92.4028 | -111.1973 | 67.9113 | 32.6885 | 59.0106 | -0.45672 | 17.3354 | 47.1221
3 | 11 | 22 | 17.844 | -18.8127 | -32.421 | 13.235 | 6.6754 | 13.2223 | 52.943 | -55.8172 | -77.4348 | 41.1561 | 19.8059 | 37.4121 | 93.1055 | -94.0599 | -112.0217 | 68.5286 | 33.3757 | 59.6012 | -0.25696 | 18.0651 | 48.5294
3 | 11 | 23 | 18.0753 | -19.1389 | -32.5829 | 13.3438 | 6.8125 | 13.3392 | 53.6293 | -56.785 | -77.8216 | 41.4945 | 20.2126 | 37.7429 | 94.3124 | -95.6907 | -112.5812 | 69.0921 | 34.0612 | 60.1282 | -0.15094 | 18.4728 | 49.3219
3 | 12 | 0 | 18.4131 | -19.4798 | -32.7798 | 13.5379 | 6.9755 | 13.5166 | 54.6313 | -57.7963 | -78.292 | 42.0981 | 20.6964 | 38.2447 | 96.0745 | -97.3949 | -113.2618 | 70.0971 | 34.8763 | 60.9276 | 0.18346 | 19.5822 | 51.3188
3 | 12 | 1 | 18.6552 | -19.8297 | -32.9512 | 13.6349 | 7.1202 | 13.6202 | 55.3497 | -58.8343 | -78.7011 | 42.3996 | 21.1257 | 38.5377 | 97.3378 | -99.1442 | -113.8537 | 70.5992 | 35.5998 | 61.3945 | 0.24962 | 19.8772 | 51.9333
3 | 12 | 2 | 17.7126 | -18.9919 | -32.3739 | 13.2242 | 6.7415 | 13.2166 | 52.5529 | -56.3487 | -77.3225 | 41.1227 | 20.0021 | 37.396 | 92.4195 | -94.9556 | -111.8593 | 68.4729 | 33.7063 | 59.5756 | -0.47089 | 17.4024 | 47.3594
3 | 12 | 3 | 16.8057 | -18.132 | -31.7509 | 12.8332 | 6.3857 | 12.8409 | 49.8623 | -53.7974 | -75.8343 | 39.9066 | 18.9464 | 36.3329 | 87.6878 | -90.6562 | -109.7064 | 66.4481 | 31.9273 | 57.8819 | -1.0173 | 15.4165 | 43.5826
3 | 12 | 4 | 15.9674 | -17.2631 | -31.1307 | 12.5264 | 6.0413 | 12.5168 | 47.3752 | -51.2194 | -74.3531 | 38.9526 | 17.9244 | 35.4159 | 83.314 | -86.3119 | -107.5635 | 64.8596 | 30.2052 | 56.4211 | -1.3418 | 14.0957 | 40.9244
3 | 12 | 5 | 14.0909 | -15.6084 | -29.8365 | 11.7403 | 5.3342 | 11.7327 | 41.8076 | -46.31 | -71.2621 | 36.5082 | 15.8265 | 33.1972 | 73.5228 | -78.0389 | -103.0919 | 60.7894 | 26.67 | 52.8865 | -2.5468 | 9.7675 | 32.7378
3 | 12 | 6 | 12.2964 | -13.9344 | -28.543 | 10.9885 | 4.6648 | 10.9803 | 36.4833 | -41.3433 | -68.1725 | 34.1704 | 13.8405 | 31.0682 | 64.1595 | -69.6694 | -98.6224 | 56.8968 | 23.3232 | 49.4948 | -3.5474 | 6.0467 | 25.5826
3 | 12 | 7 | 10.587 | -12.2585 | -27.2409 | 10.2606 | 4.031 | 10.2611 | 31.4116 | -36.3708 | -65.0626 | 31.9068 | 11.9599 | 29.0334 | 55.2404 | -61.2899 | -94.1234 | 53.1276 | 20.1541 | 46.2531 | -4.3596 | 2.8784 | 19.3621
3 | 12 | 8 | 10.217 | -11.8927 | -26.9473 | 10.1247 | 3.8909 | 10.1103 | 30.3138 | -35.2854 | -64.3615 | 31.4841 | 11.5442 | 28.6067 | 53.3098 | -59.4608 | -93.1092 | 52.4239 | 19.4536 | 45.5734 | -4.4971 | 2.302 | 18.1906
3 | 12 | 9 | 9.8295 | -11.4864 | -26.5997 | 9.973 | 3.7589 | 9.9666 | 29.164 | -34.0799 | -63.5311 | 31.0124 | 11.1526 | 28.2002 | 51.2878 | -57.4295 | -91.9079 | 51.6385 | 18.7938 | 44.9256 | -4.5581 | 1.9182 | 17.3083
3 | 12 | 10 | 9.4124 | -11.1215 | -26.2727 | 9.7639 | 3.6148 | 9.7655 | 27.9266 | -32.9974 | -62.7501 | 30.3622 | 10.7252 | 27.6311 | 49.1116 | -55.6053 | -90.778 | 50.5557 | 18.0734 | 44.0191 | -4.8376 | 0.89744 | 15.3765
3 | 12 | 11 | 10.0882 | -11.7193 | -26.7774 | 10.0415 | 3.838 | 10.0232 | 29.9316 | -34.771 | -63.9555 | 31.2254 | 11.3872 | 28.3602 | 52.6377 | -58.594 | -92.5218 | 51.9931 | 19.189 | 45.1806 | -4.5058 | 2.1779 | 17.8845
3 | 12 | 12 | 10.8224 | -12.3436 | -27.2826 | 10.3592 | 4.0922 | 10.3295 | 32.1098 | -36.6233 | -65.1623 | 32.2134 | 12.1414 | 29.227 | 56.4682 | -61.7154 | -94.2676 | 53.6382 | 20.4599 | 46.5614 | -4.023 | 3.9059 | 21.1448
3 | 12 | 13 | 11.5111 | -12.9606 | -27.7866 | 10.5979 | 4.322 | 10.5643 | 34.1534 | -38.454 | -66.366 | 32.9557 | 12.8234 | 29.8913 | 60.0621 | -64.8005 | -96.009 | 54.8742 | 21.6093 | 47.6198 | -3.7519 | 5.0038 | 23.3559
3 | 12 | 14 | 14.015 | -15.4044 | -29.641 | 11.6759 | 5.2787 | 11.6235 | 41.5825 | -45.7047 | -70.795 | 36.308 | 15.6619 | 32.8884 | 73.1269 | -77.0189 | -102.4162 | 60.456 | 26.3925 | 52.3945 | -2.4522 | 9.941 | 32.9348
3 | 12 | 15 | 16.6232 | -17.8359 | -31.4509 | 12.7308 | 6.2886 | 12.6822 | 49.3209 | -52.9188 | -75.1178 | 39.5884 | 18.6581 | 35.8837 | 86.7357 | -89.1757 | -108.6699 | 65.9182 | 31.4415 | 57.1664 | -0.96199 | 15.4144 | 43.4161
3 | 12 | 16 | 19.4455 | -20.3029 | -33.3033 | 13.9505 | 7.3813 | 13.8568 | 57.6945 | -60.2385 | -79.5422 | 43.3812 | 21.9002 | 39.2074 | 101.4615 | -101.5105 | -115.0704 | 72.2336 | 36.905 | 62.4614 | 1.0279 | 22.4027 | 56.4805
3 | 12 | 17 | 20.6309 | -21.5074 | -34.2124 | 14.4999 | 7.9121 | 14.369 | 61.2118 | -63.8122 | -81.7135 | 45.0897 | 23.4752 | 40.6566 | 107.6469 | -107.5326 | -118.2116 | 75.0783 | 39.5591 | 64.77 | 1.6922 | 24.9076 | 61.3102
3 | 12 | 18 | 21.9122 | -22.6989 | -35.124 | 15.1071 | 8.4612 | 14.9394 | 65.0133 | -67.3473 | -83.8908 | 46.9777 | 25.1043 | 42.2706 | 114.3322 | -113.4898 | -121.3614 | 78.222 | 42.3043 | 67.3413 | 2.597 | 28.1277 | 67.3487
3 | 12 | 19 | 23.2202 | -23.904 | -36.0256 | 15.7148 | 9.039 | 15.4914 | 68.8941 | -70.923 | -86.0443 | 48.8676 | 26.8187 | 43.8322 | 121.1571 | -119.5153 | -124.4767 | 81.3689 | 45.1933 | 69.8291 | 3.5357 | 31.4453 | 73.5563
3 | 12 | 20 | 23.9654 | -24.5836 | -36.4086 | 16.0334 | 9.408 | 15.7994 | 71.1052 | -72.9392 | -86.9591 | 49.8583 | 27.9135 | 44.7037 | 125.0454 | -122.9129 | -125.8001 | 83.0185 | 47.0383 | 71.2175 | 4.214 | 33.6824 | 77.6067
3 | 12 | 21 | 24.5739 | -25.231 | -36.7777 | 16.2553 | 9.6989 | 16.0025 | 72.9103 | -74.86 | -87.8406 | 50.5483 | 28.7764 | 45.2786 | 128.22 | -126.1498 | -127.0754 | 84.1675 | 48.4923 | 72.1333 | 4.5218 | 34.813 | 79.788
3 | 12 | 22 | 25.32 | -25.8927 | -37.1449 | 16.5613 | 10.0608 | 16.2557 | 75.124 | -76.8234 | -88.7175 | 51.4998 | 29.8502 | 45.9949 | 132.113 | -129.4583 | -128.344 | 85.7517 | 50.3018 | 73.2745 | 5.1601 | 36.928 | 83.6387
3 | 12 | 23 | 24.7911 | -25.4773 | -36.905 | 16.326 | 9.8279 | 16.0638 | 73.5548 | -75.5908 | -88.1447 | 50.7681 | 29.1591 | 45.452 | 129.3533 | -127.3813 | -127.5153 | 84.5335 | 49.1373 | 72.4096 | 4.6264 | 35.1986 | 80.5371
3 | 13 | 0 | 24.3585 | -25.0576 | -36.6194 | 16.1776 | 9.6428 | 15.9393 | 72.2714 | -74.3455 | -87.4624 | 50.3066 | 28.6101 | 45.0997 | 127.0963 | -125.2827 | -126.5282 | 83.7649 | 48.212 | 71.8482 | 4.4412 | 34.4798 | 79.1106
3 | 13 | 1 | 23.8618 | -24.6267 | -36.3285 | 15.9876 | 9.4187 | 15.7703 | 70.7976 | -73.0671 | -86.7677 | 49.7159 | 27.9452 | 44.6214 | 124.5045 | -123.1284 | -125.5233 | 82.7813 | 47.0916 | 71.0864 | 4.0831 | 33.2452 | 76.8121
3 | 13 | 2 | 21.6084 | -22.7751 | -34.9266 | 14.9929 | 8.5171 | 14.9053 | 64.1119 | -67.5734 | -83.4194 | 46.6227 | 25.2701 | 42.1741 | 112.7472 | -113.8708 | -120.6793 | 77.631 | 42.5836 | 67.1875 | 2.322 | 27.186 | 65.5991
3 | 13 | 3 | 19.3273 | -20.905 | -33.4934 | 13.931 | 7.6155 | 13.9466 | 57.3438 | -62.0249 | -79.9963 | 43.3206 | 22.5952 | 39.4615 | 100.8447 | -104.5208 | -115.7274 | 72.1327 | 38.0761 | 62.8661 | 0.42203 | 20.6999 | 53.6714
3 | 13 | 4 | 17.2645 | -19.0682 | -32.0942 | 13.0491 | 6.8026 | 13.0974 | 51.2235 | -56.575 | -76.6544 | 40.578 | 20.1833 | 37.0588 | 90.0816 | -95.3369 | -110.8928 | 67.566 | 34.0117 | 59.0383 | -0.94875 | 15.8142 | 44.4679
3 | 13 | 5 | 14.6931 | -16.6551 | -30.3776 | 11.9833 | 5.7493 | 12.0251 | 43.5943 | -49.4156 | -72.5545 | 37.2639 | 17.058 | 34.0246 | 76.6649 | -83.2723 | -104.9616 | 62.0478 | 28.7451 | 54.2046 | -2.582 | 9.9707 | 33.4285
3 | 13 | 6 | 12.4116 | -14.2791 | -28.716 | 11.0868 | 4.8139 | 11.1098 | 36.8249 | -42.366 | -68.5858 | 34.4761 | 14.2829 | 31.4348 | 64.7603 | -71.3927 | -99.2202 | 57.4059 | 24.0687 | 50.0787 | -3.573 | 6.0669 | 25.7006
3 | 13 | 7 | 10.1006 | -11.8646 | -27.0017 | 10.1208 | 3.8757 | 10.1324 | 29.9682 | -35.2022 | -64.4915 | 31.4721 | 11.4991 | 28.6693 | 52.7021 | -59.3207 | -93.2971 | 52.4038 | 19.3777 | 45.673 | -4.6369 | 1.9151 | 17.5388
3 | 13 | 8 | 9.5182 | -11.2364 | -26.5629 | 9.8635 | 3.6345 | 9.8855 | 28.2404 | -33.3383 | -63.4433 | 30.672 | 10.7836 | 27.9705 | 49.6636 | -56.1798 | -91.7807 | 51.0717 | 18.1719 | 44.5599 | -4.8976 | 0.88507 | 15.5065
3 | 13 | 9 | 8.9531 | -10.5798 | -26.1024 | 9.6528 | 3.4008 | 9.6708 | 26.5637 | -31.3901 | -62.3434 | 30.0168 | 10.0902 | 27.3632 | 46.7148 | -52.8969 | -90.1896 | 49.9807 | 17.0034 | 43.5923 | -5.0047 | 0.30032 | 14.2047
3 | 13 | 10 | 8.3991 | -9.9654 | -25.6725 | 9.3904 | 3.1686 | 9.4119 | 24.9199 | -29.5672 | -61.3167 | 29.2009 | 9.4012 | 26.6308 | 43.8241 | -49.8249 | -88.7044 | 48.6221 | 15.8424 | 42.4255 | -5.2679 | -0.73115 | 12.1847
3 | 13 | 11 | 8.6656 | -10.2122 | -25.9081 | 9.5018 | 3.2514 | 9.5159 | 25.7107 | -30.2993 | -61.8793 | 29.5471 | 9.647 | 26.9249 | 45.2148 | -51.0587 | -89.5182 | 49.1986 | 16.2566 | 42.8941 | -5.1855 | -0.34886 | 12.9872
3 | 13 | 12 | 9.023 | -10.5202 | -26.19 | 9.6916 | 3.3821 | 9.6879 | 26.7712 | -31.2134 | -62.5527 | 30.1373 | 10.0346 | 27.4117 | 47.0799 | -52.5991 | -90.4924 | 50.1814 | 16.9096 | 43.6696 | -4.9256 | 0.5887 | 14.7489
3 | 13 | 13 | 9.3102 | -10.7785 | -26.427 | 9.7943 | 3.4752 | 9.7875 | 27.6233 | -31.9796 | -63.1188 | 30.4569 | 10.3109 | 27.6933 | 48.5783 | -53.8902 | -91.3114 | 50.7135 | 17.3753 | 44.1181 | -4.8383 | 0.98596 | 15.5837
3 | 13 | 14 | 10.0596 | -11.5337 | -26.9948 | 10.1145 | 3.7472 | 10.0909 | 29.8468 | -34.2202 | -64.4748 | 31.4525 | 11.1178 | 28.5518 | 52.4886 | -57.6659 | -93.2731 | 52.3712 | 18.7351 | 45.4859 | -4.5162 | 2.2739 | 18.1418
3 | 13 | 15 | 10.7318 | -12.2394 | -27.5174 | 10.3681 | 4.0063 | 10.3428 | 31.8412 | -36.3142 | -65.723 | 32.241 | 11.8866 | 29.2645 | 55.9959 | -61.1947 | -95.0787 | 53.6841 | 20.0307 | 46.6212 | -4.3079 | 3.1961 | 20.0585
3 | 13 | 16 | 11.5144 | -12.9724 | -28.0559 | 10.7015 | 4.2985 | 10.6681 | 34.1631 | -38.4888 | -67.0092 | 33.2778 | 12.7536 | 30.185 | 60.0792 | -64.8591 | -96.9395 | 55.4105 | 21.4916 | 48.0877 | -3.8458 | 4.8814 | 23.2704
3 | 13 | 17 | 11.8086 | -13.2725 | -28.2926 | 10.8186 | 4.4071 | 10.7844 | 35.0359 | -39.3793 | -67.5745 | 33.6421 | 13.0758 | 30.514 | 61.614 | -66.3598 | -97.7573 | 56.0171 | 22.0347 | 48.6118 | -3.7464 | 5.3139 | 24.1605
3 | 13 | 18 | 12.1388 | -13.5882 | -28.5206 | 10.9762 | 4.5361 | 10.935 | 36.0157 | -40.3159 | -68.119 | 34.1322 | 13.4585 | 30.9402 | 63.3372 | -67.938 | -98.545 | 56.8332 | 22.6796 | 49.2908 | -3.5226 | 6.1117 | 25.6577
3 | 13 | 19 | 12.4142 | -13.8847 | -28.7468 | 11.066 | 4.6417 | 11.0257 | 36.8327 | -41.1956 | -68.6594 | 34.4114 | 13.7719 | 31.1969 | 64.7739 | -69.4204 | -99.3267 | 57.298 | 23.2075 | 49.6998 | -3.4839 | 6.3578 | 26.2321
3 | 13 | 20 | 12.3358 | -13.8138 | -28.649 | 11.0328 | 4.6171 | 10.9984 | 36.6003 | -40.9854 | -68.4257 | 34.3082 | 13.6988 | 31.1196 | 64.3652 | -69.0662 | -98.9887 | 57.1262 | 23.0844 | 49.5766 | -3.4787 | 6.3157 | 26.0974
3 | 13 | 21 | 12.2882 | -13.7743 | -28.589 | 11.0095 | 4.6031 | 10.979 | 36.4589 | -40.8683 | -68.2824 | 34.2358 | 13.6574 | 31.0648 | 64.1165 | -68.8689 | -98.7814 | 57.0056 | 23.0147 | 49.4893 | -3.4834 | 6.2661 | 25.9758
3 | 13 | 22 | 12.2203 | -13.7722 | -28.5312 | 10.9286 | 4.5876 | 10.9162 | 36.2575 | -40.862 | -68.1444 | 33.9841 | 13.6113 | 30.887 | 63.7624 | -68.8583 | -98.5817 | 56.5866 | 22.937 | 49.206 | -3.6507 | 5.7335 | 25.052
3 | 13 | 23 | 11.9437 | -13.5555 | -28.3118 | 10.825 | 4.5039 | 10.8184 | 35.4368 | -40.219 | -67.6205 | 33.6619 | 13.3629 | 30.6102 | 62.3191 | -67.7747 | -97.8238 | 56.0501 | 22.5184 | 48.765 | -3.7764 | 5.2323 | 24.0542
3 | 14 | 0 | 11.6927 | -13.3492 | -28.0791 | 10.7338 | 4.4397 | 10.7312 | 34.6922 | -39.6069 | -67.0647 | 33.3782 | 13.1725 | 30.3635 | 61.0096 | -66.7432 | -97.0197 | 55.5777 | 22.1975 | 48.372 | -3.831 | 4.9348 | 23.3939
3 | 14 | 1 | 11.4368 | -13.1941 | -27.911 | 10.5943 | 4.3587 | 10.6028 | 33.9328 | -39.1467 | -66.6631 | 32.9446 | 12.9321 | 30.0001 | 59.6742 | -65.9677 | -96.4388 | 54.8557 | 21.7924 | 47.7932 | -4.1126 | 3.9998 | 21.709
3 | 14 | 2 | 11.0688 | -12.8272 | -27.6091 | 10.4443 | 4.2208 | 10.4659 | 32.8411 | -38.0583 | -65.9421 | 32.478 | 12.523 | 29.6128 | 57.7543 | -64.1336 | -95.3958 | 54.0787 | 21.103 | 47.1762 | -4.2366 | 3.4545 | 20.5828
3 | 14 | 3 | 10.7623 | -12.5004 | -27.3289 | 10.3316 | 4.102 | 10.3588 | 31.9316 | -37.0885 | -65.2729 | 32.1278 | 12.1705 | 29.3099 | 56.1548 | -62.4994 | -94.4276 | 53.4956 | 20.509 | 46.6936 | -4.2746 | 3.1784 | 19.9261
3 | 14 | 4 | 10.3504 | -12.1413 | -27.0319 | 10.1332 | 3.9544 | 10.1667 | 30.7094 | -36.023 | -64.5634 | 31.5106 | 11.7326 | 28.7663 | 54.0056 | -60.7038 | -93.4012 | 52.4679 | 19.7711 | 45.8276 | -4.5685 | 2.1325 | 17.9671
3 | 14 | 5 | 9.986 | -11.6632 | -26.8225 | 10.0014 | 3.7847 | 10.0288 | 29.6284 | -34.6045 | -64.0633 | 31.1008 | 11.2291 | 28.376 | 52.1045 | -58.3134 | -92.6777 | 51.7856 | 18.9227 | 45.2058 | -4.6848 | 1.6666 | 17.0274
3 | 14 | 6 | 9.588 | -11.1766 | -26.6042 | 9.8741 | 3.6023 | 9.8847 | 28.4474 | -33.1607 | -63.542 | 30.7048 | 10.688 | 27.9684 | 50.0276 | -55.8805 | -91.9236 | 51.1262 | 18.0107 | 44.5565 | -4.8318 | 1.1059 | 15.917
3 | 14 | 7 | 9.2322 | -10.6991 | -26.3961 | 9.7538 | 3.4281 | 9.7493 | 27.3917 | -31.7442 | -63.0449 | 30.331 | 10.1712 | 27.5854 | 48.171 | -53.4936 | -91.2044 | 50.5038 | 17.1399 | 43.9463 | -4.9318 | 0.6902 | 15.0631
3 | 14 | 8 | 8.6538 | -10.2023 | -25.945 | 9.5109 | 3.249 | 9.5267 | 25.6757 | -30.2702 | -61.9675 | 29.5755 | 9.6399 | 26.9554 | 45.1533 | -51.0096 | -89.6458 | 49.2458 | 16.2446 | 42.9426 | -5.2069 | -0.39122 | 12.9309
3 | 14 | 9 | 8.1082 | -9.6812 | -25.4844 | 9.3116 | 3.0759 | 9.3305 | 24.0571 | -28.7241 | -60.8673 | 28.9558 | 9.1262 | 26.4004 | 42.3067 | -48.4042 | -88.0543 | 48.214 | 15.379 | 42.0584 | -5.3393 | -1.0521 | 11.4995
3 | 14 | 10 | 7.5385 | -9.1676 | -25.0397 | 9.0559 | 2.8906 | 9.086 | 22.3668 | -27.2003 | -59.8051 | 28.1607 | 8.5763 | 25.7086 | 39.3341 | -45.8364 | -86.5176 | 46.89 | 14.4523 | 40.9563 | -5.6363 | -2.1932 | 9.2787
3 | 14 | 11 | 7.4648 | -9.0622 | -24.9996 | 9.0353 | 2.8552 | 9.0589 | 22.148 | -26.8873 | -59.7096 | 28.0965 | 8.4714 | 25.6319 | 38.9495 | -45.309 | -86.3794 | 46.7832 | 14.2755 | 40.8342 | -5.6475 | -2.249 | 9.1541
3 | 14 | 12 | 7.4024 | -8.9513 | -24.9625 | 9.0211 | 2.8201 | 9.039 | 21.9628 | -26.5584 | -59.6209 | 28.0523 | 8.3673 | 25.5757 | 38.6238 | -44.7546 | -86.2511 | 46.7096 | 14.1001 | 40.7446 | -5.6312 | -2.2213 | 9.1722
3 | 14 | 13 | 7.3105 | -8.7971 | -24.8814 | 8.9961 | 2.766 | 9.0065 | 21.6902 | -26.1009 | -59.4273 | 27.9746 | 8.2066 | 25.4836 | 38.1444 | -43.9838 | -85.971 | 46.5802 | 13.8292 | 40.5979 | -5.5995 | -2.1732 | 9.197
3 | 14 | 14 | 8.4289 | -10.0159 | -25.8697 | 9.4496 | 3.1852 | 9.4541 | 25.0084 | -29.717 | -61.7878 | 29.385 | 9.4504 | 26.7499 | 43.9798 | -50.0774 | -89.3858 | 48.9287 | 15.9253 | 42.6153 | -5.3679 | -0.91104 | 11.9858
3 | 14 | 15 | 9.6165 | -11.1491 | -26.8038 | 9.9973 | 3.6197 | 9.9846 | 28.5321 | -33.0791 | -64.0186 | 31.0882 | 10.7396 | 28.251 | 50.1765 | -55.743 | -92.6131 | 51.7646 | 18.0977 | 45.0067 | -4.7347 | 1.5132 | 16.6894
3 | 14 | 16 | 10.766 | -12.2905 | -27.7496 | 10.4712 | 4.038 | 10.4437 | 31.9425 | -36.4658 | -66.2776 | 32.5618 | 11.9807 | 29.55 | 56.1741 | -61.4501 | -95.8811 | 54.2183 | 20.1892 | 47.0762 | -4.3212 | 3.2916 | 20.3266
3 | 14 | 17 | 11.7061 | -13.2782 | -28.4303 | 10.8746 | 4.4237 | 10.8566 | 34.7318 | -39.3962 | -67.9035 | 33.8161 | 13.125 | 30.7183 | 61.0793 | -66.3881 | -98.2332 | 56.3069 | 22.1175 | 48.9372 | -3.8476 | 5.0915 | 23.8196
3 | 14 | 18 | 12.7241 | -14.3015 | -29.1632 | 11.3101 | 4.8276 | 11.2933 | 37.7524 | -42.4323 | -69.6538 | 35.1705 | 14.3235 | 31.9539 | 66.3913 | -71.5045 | -100.7653 | 58.562 | 24.1372 | 50.9058 | -3.3095 | 7.1142 | 27.7265
3 | 14 | 19 | 13.6084 | -15.2646 | -29.8393 | 11.6564 | 5.1975 | 11.651 | 40.376 | -45.2898 | -71.2686 | 36.2474 | 15.421 | 32.9662 | 71.0052 | -76.3198 | -103.1014 | 60.3552 | 25.9865 | 52.5184 | -2.9905 | 8.4521 | 30.4441
3 | 14 | 20 | 14.0224 | -15.8312 | -30.0433 | 11.7808 | 5.4327 | 11.7949 | 41.6042 | -46.971 | -71.7559 | 36.6341 | 16.1186 | 33.3734 | 73.165 | -79.1529 | -103.8064 | 60.9991 | 27.1622 | 53.1671 | -2.8438 | 9.0033 | 31.5342
3 | 14 | 21 | 14.4192 | -16.3996 | -30.2539 | 11.9147 | 5.6532 | 11.9417 | 42.7815 | -48.6574 | -72.2589 | 37.0504 | 16.7729 | 33.7887 | 75.2354 | -81.9947 | -104.534 | 61.6923 | 28.2647 | 53.8287 | -2.7248 | 9.4771 | 32.4924
3 | 14 | 22 | 14.9509 | -16.981 | -30.4907 | 12.1406 | 5.9326 | 12.1771 | 44.3591 | -50.3825 | -72.8246 | 37.7528 | 17.6018 | 34.4545 | 78.0098 | -84.9017 | -105.3523 | 62.8618 | 29.6615 | 54.8895 | -2.2707 | 10.9612 | 35.1687
3 | 14 | 23 | 14.5477 | -16.6334 | -30.2684 | 11.948 | 5.7611 | 11.9845 | 43.163 | -49.3511 | -72.2936 | 37.1541 | 17.0932 | 33.9097 | 75.9064 | -83.1636 | -104.5842 | 61.865 | 28.8046 | 54.0215 | -2.6604 | 9.6754 | 32.8497
3 | 15 | 0 | 14.2347 | -16.2796 | -30.0435 | 11.8296 | 5.6312 | 11.868 | 42.2342 | -48.3013 | -71.7564 | 36.7859 | 16.7076 | 33.58 | 74.2729 | -81.3946 | -103.807 | 61.2518 | 28.1546 | 53.4963 | -2.7596 | 9.2499 | 31.9741
3 | 15 | 1 | 13.912 | -15.9012 | -29.7796 | 11.715 | 5.4864 | 11.7485 | 41.2767 | -47.1788 | -71.126 | 36.4294 | 16.2781 | 33.242 | 72.5891 | -79.503 | -102.8951 | 60.6583 | 27.4309 | 52.9578 | -2.8189 | 8.9214 | 31.238
3 | 15 | 2 | 13.2173 | -15.3099 | -29.4178 | 11.4244 | 5.2174 | 11.4461 | 39.2154 | -45.4243 | -70.262 | 35.526 | 15.4801 | 32.3864 | 68.9642 | -76.5465 | -101.6451 | 59.1539 | 26.0862 | 51.5947 | -3.4224 | 6.9216 | 27.6075
3 | 15 | 3 | 12.6111 | -14.6767 | -29.0114 | 11.2195 | 4.9658 | 11.2215 | 37.4169 | -43.5456 | -69.2913 | 34.8888 | 14.7334 | 31.751 | 65.8013 | -73.3805 | -100.2409 | 58.0929 | 24.8278 | 50.5825 | -3.6702 | 5.953 | 25.683
3 | 15 | 4 | 11.9514 | -14.0768 | -28.612 | 10.9474 | 4.7143 | 10.9446 | 35.4597 | -41.7655 | -68.3373 | 34.0426 | 13.9871 | 30.9675 | 62.3593 | -70.3809 | -98.8608 | 56.684 | 23.5703 | 49.3343 | -4.131 | 4.354 | 22.7062
3 | 15 | 5 | 10.7841 | -12.7868 | -27.7334 | 10.4618 | 4.2151 | 10.4681 | 31.9962 | -37.9383 | -66.239 | 32.5326 | 12.5061 | 29.6192 | 56.2685 | -63.9315 | -95.8252 | 54.1697 | 21.0746 | 47.1863 | -4.5911 | 2.4768 | 18.9424
3 | 15 | 6 | 9.6564 | -11.5035 | -26.8633 | 9.9896 | 3.7451 | 10.0104 | 28.6505 | -34.1308 | -64.1608 | 31.0641 | 11.1117 | 28.3241 | 50.3847 | -57.5152 | -92.8189 | 51.7245 | 18.7247 | 45.1232 | -4.9653 | 0.85876 | 15.623
3 | 15 | 7 | 8.5444 | -10.2196 | -25.9883 | 9.5097 | 3.2699 | 9.5326 | 25.3513 | -30.3215 | -62.0709 | 29.5719 | 9.7017 | 26.9721 | 44.5827 | -51.0961 | -89.7954 | 49.2398 | 16.3488 | 42.9693 | -5.3513 | -0.79547 | 12.249
3 | 15 | 8 | 8.9295 | -10.5902 | -26.362 | 9.7341 | 3.4264 | 9.7353 | 26.4938 | -31.421 | -62.9636 | 30.2695 | 10.1659 | 27.5457 | 46.5919 | -52.9489 | -91.0868 | 50.4015 | 17.1311 | 43.8831 | -5.127 | 0.090426 | 13.9719
3 | 15 | 9 | 9.3106 | -10.9535 | -26.7363 | 9.9519 | 3.579 | 9.9125 | 27.6245 | -32.4988 | -63.8575 | 30.947 | 10.6188 | 28.047 | 48.5804 | -54.7651 | -92.38 | 51.5295 | 17.8941 | 44.6816 | -4.9358 | 0.88094 | 15.5406
3 | 15 | 10 | 9.5883 | -11.2817 | -27.0557 | 10.0743 | 3.6965 | 10.0105 | 28.4484 | -33.4728 | -64.6203 | 31.3274 | 10.9676 | 28.3244 | 50.0293 | -56.4064 | -93.4835 | 52.1629 | 18.482 | 45.1235 | -4.9678 | 0.97474 | 15.9079
3 | 15 | 11 | 9.7495 | -11.4424 | -27.0958 | 10.1051 | 3.7453 | 10.0561 | 28.9266 | -33.9493 | -64.7161 | 31.4234 | 11.1124 | 28.4535 | 50.8703 | -57.2094 | -93.6221 | 52.3228 | 18.726 | 45.3292 | -4.8821 | 1.2505 | 16.4167
3 | 15 | 12 | 9.9262 | -11.6248 | -27.1376 | 10.1291 | 3.8019 | 10.1016 | 29.451 | -34.4907 | -64.816 | 31.4979 | 11.2803 | 28.5822 | 51.7925 | -58.1217 | -93.7666 | 52.4468 | 19.0089 | 45.5343 | -4.8035 | 1.5048 | 16.8943
3 | 15 | 13 | 10.091 | -11.7792 | -27.1763 | 10.1629 | 3.8516 | 10.1466 | 29.94 | -34.9489 | -64.9083 | 31.6032 | 11.4275 | 28.7093 | 52.6524 | -58.8938 | -93.9002 | 52.6221 | 19.257 | 45.7368 | -4.7034 | 1.8228 | 17.4743
3 | 15 | 14 | 11.2202 | -12.8756 | -28.0212 | 10.6376 | 4.2695 | 10.6187 | 33.2902 | -38.2017 | -66.9263 | 33.0791 | 12.6675 | 30.0453 | 58.544 | -64.3753 | -96.8195 | 55.0796 | 21.3465 | 47.8652 | -4.1508 | 3.9541 | 21.6406
3 | 15 | 15 | 12.4127 | -14.002 | -28.9013 | 11.1419 | 4.7103 | 11.1195 | 36.8284 | -41.5437 | -69.0285 | 34.6472 | 13.9755 | 31.4623 | 64.7663 | -70.0071 | -99.8607 | 57.6907 | 23.5507 | 50.1225 | -3.5189 | 6.3412 | 26.2626
3 | 15 | 16 | 13.5611 | -15.0942 | -29.737 | 11.6247 | 5.1439 | 11.6004 | 40.2357 | -44.7844 | -71.0245 | 36.1488 | 15.262 | 32.823 | 70.7585 | -75.4681 | -102.7482 | 60.191 | 25.7186 | 52.2903 | -2.901 | 8.6607 | 30.7422
3 | 15 | 17 | 13.9931 | -15.54 | -30.0308 | 11.7552 | 5.3051 | 11.7313 | 41.5174 | -46.107 | -71.726 | 36.5546 | 15.7401 | 33.1933 | 73.0124 | -77.6968 | -103.763 | 60.8666 | 26.5242 | 52.8802 | -2.7861 | 9.1723 | 31.8236
3 | 15 | 18 | 14.483 | -15.9251 | -30.2795 | 11.9658 | 5.4821 | 11.9466 | 42.9709 | -47.2497 | -72.3201 | 37.2093 | 16.2653 | 33.8026 | 75.5686 | -79.6225 | -104.6226 | 61.9568 | 27.4093 | 53.8509 | -2.3272 | 10.6782 | 34.5405
3 | 15 | 19 | 14.932 | -16.3591 | -30.5664 | 12.113 | 5.6465 | 12.09 | 44.303 | -48.5373 | -73.0054 | 37.6671 | 16.753 | 34.2082 | 77.9112 | -81.7922 | -105.614 | 62.7192 | 28.2311 | 54.4971 | -2.1441 | 11.3886 | 35.9523
3 | 15 | 20 | 15.1948 | -16.6156 | -30.7143 | 12.1894 | 5.7406 | 12.1741 | 45.0827 | -49.2982 | -73.3587 | 37.9049 | 17.0324 | 34.4463 | 79.2824 | -83.0745 | -106.125 | 63.115 | 28.7019 | 54.8764 | -2.0309 | 11.8093 | 36.7762
3 | 15 | 21 | 15.567 | -16.8872 | -30.8539 | 12.3603 | 5.8752 | 12.3526 | 46.1872 | -50.104 | -73.6919 | 38.4361 | 17.4316 | 34.9511 | 81.2248 | -84.4324 | -106.6071 | 63.9995 | 29.3747 | 55.6806 | -1.586 | 13.2101 | 39.2401
3 | 15 | 22 | 15.7993 | -17.1161 | -30.9949 | 12.4329 | 5.9665 | 12.4298 | 46.8763 | -50.7834 | -74.0288 | 38.6619 | 17.7025 | 35.1698 | 82.4365 | -85.5772 | -107.0945 | 64.3755 | 29.8313 | 56.029 | -1.4826 | 13.5982 | 40.0006
3 | 15 | 23 | 15.9479 | -17.2558 | -31.1043 | 12.4796 | 6.0147 | 12.4789 | 47.3173 | -51.1977 | -74.2901 | 38.8072 | 17.8456 | 35.3086 | 83.2122 | -86.2755 | -107.4724 | 64.6174 | 30.0724 | 56.2501 | -1.4389 | 13.7909 | 40.4042
3 | 16 | 0 | 16.1405 | -17.4498 | -31.2348 | 12.5346 | 6.0925 | 12.5464 | 47.8886 | -51.7734 | -74.6017 | 38.9782 | 18.0764 | 35.4995 | 84.2169 | -87.2455 | -107.9231 | 64.9021 | 30.4613 | 56.5542 | -1.3706 | 14.0677 | 40.9659
3 | 16 | 1 | 16.2571 | -17.5631 | -31.3115 | 12.5766 | 6.1341 | 12.5981 | 48.2345 | -52.1095 | -74.7849 | 39.1087 | 18.1999 | 35.6458 | 84.8251 | -87.8119 | -108.1882 | 65.1195 | 30.6694 | 56.7872 | -1.3088 | 14.2944 | 41.4011
3 | 16 | 2 | 14.9255 | -16.3809 | -30.401 | 12.0437 | 5.6435 | 12.0675 | 44.2839 | -48.6018 | -72.6103 | 37.4516 | 16.7441 | 34.1445 | 77.8776 | -81.9009 | -105.0423 | 62.3603 | 28.2162 | 54.3956 | -2.1017 | 11.412 | 35.9063
3 | 16 | 3 | 13.6525 | -15.1956 | -29.5033 | 11.5486 | 5.1759 | 11.5707 | 40.5069 | -45.0853 | -70.4662 | 35.9122 | 15.3568 | 32.7388 | 71.2354 | -75.9751 | -101.9405 | 59.797 | 25.8784 | 52.1562 | -2.7512 | 8.9633 | 31.1514
3 | 16 | 4 | 12.4047 | -14.052 | -28.642 | 11.0488 | 4.7147 | 11.0697 | 36.8047 | -41.6921 | -68.4091 | 34.358 | 13.9885 | 31.3214 | 64.7246 | -70.2572 | -98.9646 | 57.2091 | 23.5726 | 49.8981 | -3.456 | 6.3713 | 26.1826
3 | 16 | 5 | 10.9644 | -12.6705 | -27.5839 | 10.4253 | 4.1678 | 10.4637 | 32.5311 | -37.5931 | -65.8819 | 32.419 | 12.3657 | 29.6067 | 57.2092 | -63.3497 | -95.3086 | 53.9806 | 20.838 | 47.1663 | -4.2332 | 3.4475 | 20.5358
3 | 16 | 6 | 9.5713 | -11.2381 | -26.5137 | 9.8683 | 3.6299 | 9.9087 | 28.398 | -33.3432 | -63.3258 | 30.6869 | 10.7698 | 28.0364 | 49.9406 | -56.188 | -91.6108 | 51.0965 | 18.1486 | 44.6647 | -4.7735 | 1.2221 | 16.0517
3 | 16 | 7 | 8.2872 | -9.8766 | -25.4945 | 9.352 | 3.1468 | 9.4016 | 24.5879 | -29.3039 | -60.8916 | 29.0813 | 9.3366 | 26.6014 | 43.2403 | -49.3812 | -88.0894 | 48.423 | 15.7335 | 42.3787 | -5.1837 | -0.58828 | 12.3048
3 | 16 | 8 | 8.0848 | -9.7108 | -25.3672 | 9.2252 | 3.0729 | 9.2732 | 23.9874 | -28.8119 | -60.5876 | 28.6871 | 9.1174 | 26.2382 | 42.1843 | -48.5522 | -87.6496 | 47.7667 | 15.3641 | 41.8 | -5.422 | -1.3694 | 10.9133
3 | 16 | 9 | 7.9658 | -9.5886 | -25.2834 | 9.1922 | 3.0304 | 9.2267 | 23.6345 | -28.4493 | -60.3874 | 28.5845 | 8.9913 | 26.1067 | 41.5637 | -47.9411 | -87.3599 | 47.5958 | 15.1516 | 41.5905 | -5.4568 | -1.5197 | 10.6005
3 | 16 | 10 | 7.8533 | -9.4585 | -25.2014 | 9.1547 | 2.9893 | 9.1747 | 23.3007 | -28.0632 | -60.1916 | 28.468 | 8.8693 | 25.9596 | 40.9766 | -47.2905 | -87.0767 | 47.4017 | 14.946 | 41.3562 | -5.4878 | -1.6572 | 10.3133
3 | 16 | 11 | 8.1689 | -9.8231 | -25.4208 | 9.2632 | 3.1089 | 9.2956 | 24.2371 | -29.145 | -60.7155 | 28.8053 | 9.2241 | 26.3016 | 42.6234 | -49.1135 | -87.8346 | 47.9634 | 15.5439 | 41.9011 | -5.4072 | -1.2924 | 11.0837
3 | 16 | 12 | 8.4922 | -10.1618 | -25.6423 | 9.3841 | 3.2349 | 9.4306 | 25.1963 | -30.15 | -61.2446 | 29.1813 | 9.5978 | 26.6835 | 44.3102 | -50.8071 | -88.6 | 48.5895 | 16.1737 | 42.5094 | -5.2624 | -0.73571 | 12.1757
3 | 16 | 13 | 8.8497 | -10.5631 | -25.9095 | 9.5198 | 3.3721 | 9.5695 | 26.2569 | -31.3405 | -61.8826 | 29.6031 | 10.0049 | 27.0765 | 46.1753 | -52.8132 | -89.523 | 49.2919 | 16.8596 | 43.1356 | -5.1615 | -0.28169 | 13.1262
3 | 16 | 14 | 10.7214 | -12.4053 | -27.2752 | 10.2737 | 4.0645 | 10.3374 | 31.8101 | -36.8064 | -65.1446 | 31.9477 | 12.0593 | 29.2492 | 55.9412 | -62.0239 | -94.242 | 53.1958 | 20.3217 | 46.5969 | -4.2835 | 3.1154 | 19.7897
3 | 16 | 15 | 12.6636 | -14.25 | -28.638 | 11.063 | 4.7744 | 11.1267 | 37.5729 | -42.2794 | -68.3994 | 34.4022 | 14.1657 | 31.4827 | 66.0756 | -71.2469 | -98.9506 | 57.2827 | 23.8712 | 50.155 | -3.2601 | 6.9445 | 27.187
3 | 16 | 16 | 14.671 | -16.1472 | -30.0493 | 11.8266 | 5.528 | 11.9053 | 43.5286 | -47.9086 | -71.7704 | 36.7765 | 16.4014 | 33.6856 | 76.5493 | -80.7328 | -103.8272 | 61.2362 | 27.6386 | 53.6645 | -2.2657 | 10.7131 | 34.5287
3 | 16 | 17 | 15.725 | -17.0631 | -30.7908 | 12.3192 | 5.9278 | 12.372 | 46.6559 | -50.6259 | -73.5414 | 38.3085 | 17.5876 | 35.0062 | 82.049 | -85.3118 | -106.3893 | 63.7871 | 29.6375 | 55.7684 | -1.5098 | 13.391 | 39.541
3 | 16 | 18 | 16.7853 | -17.9884 | -31.5277 | 12.748 | 6.318 | 12.7912 | 49.8019 | -53.3714 | -75.3012 | 39.6417 | 18.7454 | 36.1923 | 87.5815 | -89.9384 | -108.9352 | 66.007 | 31.5886 | 57.658 | -0.87354 | 15.7087 | 43.9616
3 | 16 | 19 | 17.821 | -18.9232 | -32.2703 | 13.1865 | 6.7232 | 13.2165 | 52.8746 | -56.1448 | -77.075 | 41.0053 | 19.9475 | 37.3956 | 92.9851 | -94.612 | -111.5012 | 68.2775 | 33.6144 | 59.5749 | -0.24637 | 18.0033 | 48.3389
3 | 16 | 20 | 18.5663 | -19.6006 | -32.7722 | 13.4602 | 7.012 | 13.4934 | 55.086 | -58.1546 | -78.2736 | 41.8563 | 20.8045 | 38.179 | 96.8741 | -97.9988 | -113.2352 | 69.6946 | 35.0585 | 60.8229 | 0.1591 | 19.4976 | 51.2162
3 | 16 | 21 | 19.3163 | -20.2066 | -33.2189 | 13.7978 | 7.3002 | 13.8179 | 57.3111 | -59.9526 | -79.3406 | 42.9064 | 21.6597 | 39.0974 | 100.7872 | -101.0286 | -114.7788 | 71.443 | 36.4997 | 62.286 | 0.80682 | 21.6814 | 55.2085
3 | 16 | 22 | 19.9858 | -20.8281 | -33.6758 | 14.0294 | 7.5491 | 14.0454 | 59.2977 | -61.7966 | -80.4318 | 43.6264 | 22.398 | 39.7408 | 104.2808 | -104.136 | -116.3574 | 72.6419 | 37.7438 | 63.3111 | 1.1058 | 22.8345 | 57.4841
3 | 16 | 23 | 21.065 | -21.7084 | -34.3231 | 14.4934 | 7.959 | 14.4829 | 62.4996 | -64.4087 | -81.978 | 45.0693 | 23.6144 | 40.9788 | 109.9117 | -108.5378 | -118.5942 | 75.0444 | 39.7936 | 65.2833 | 1.9687 | 25.7753 | 62.901
3 | 17 | 0 | 22.129 | -22.5678 | -34.9633 | 14.9439 | 8.3644 | 14.908 | 65.6564 | -66.9584 | -83.5069 | 46.4702 | 24.817 | 42.1818 | 115.4632 | -112.8345 | -120.8059 | 77.377 | 41.8202 | 67.1997 | 2.8142 | 28.66 | 68.2197
3 | 17 | 1 | 23.3431 | -23.4785 | -35.6599 | 15.4638 | 8.8031 | 15.3771 | 69.2588 | -69.6605 | -85.1708 | 48.0868 | 26.1186 | 43.5088 | 121.7984 | -117.3878 | -123.2131 | 80.0689 | 44.0135 | 69.3139 | 3.8486 | 32.1418 | 74.5939
3 | 17 | 2 | 23.5297 | -23.7477 | -35.8904 | 15.5541 | 8.9063 | 15.4493 | 69.8123 | -70.459 | -85.7213 | 48.3678 | 26.425 | 43.7133 | 122.7718 | -118.7335 | -124.0095 | 80.5368 | 44.5299 | 69.6396 | 3.8014 | 32.1381 | 74.7351
3 | 17 | 3 | 23.9076 | -24.0676 | -36.1652 | 15.7363 | 9.0758 | 15.6142 | 70.9336 | -71.4081 | -86.3776 | 48.9345 | 26.9276 | 44.1798 | 124.7438 | -120.3328 | -124.959 | 81.4803 | 45.3769 | 70.3829 | 4.1012 | 33.1898 | 76.692
3 | 17 | 4 | 24.347 | -24.4033 | -36.449 | 15.9811 | 9.2414 | 15.8065 | 72.2371 | -72.4043 | -87.0555 | 49.6957 | 27.4191 | 44.724 | 127.0361 | -122.0116 | -125.9396 | 82.7478 | 46.2051 | 71.2497 | 4.5237 | 34.6161 | 79.2876
3 | 17 | 5 | 25.2224 | -25.0366 | -36.9879 | 16.3343 | 9.5549 | 16.123 | 74.8345 | -74.2834 | -88.3425 | 50.7939 | 28.3494 | 45.6195 | 131.6039 | -125.1781 | -127.8014 | 84.5763 | 47.7728 | 72.6764 | 5.2101 | 36.9714 | 83.6499
3 | 17 | 6 | 26.0213 | -25.6152 | -37.4666 | 16.671 | 9.8325 | 16.3965 | 77.205 | -76 | -89.4859 | 51.8411 | 29.1729 | 46.3932 | 135.7726 | -128.0708 | -129.4556 | 86.32 | 49.1606 | 73.909 | 5.8395 | 39.1263 | 87.6357
3 | 17 | 7 | 27.0018 | -26.2894 | -38.0087 | 17.1286 | 10.1864 | 16.7557 | 80.114 | -78.0003 | -90.7806 | 53.264 | 30.2229 | 47.4096 | 140.8883 | -131.4417 | -131.3286 | 88.6894 | 50.9298 | 75.5282 | 6.7744 | 42.2295 | 93.2655
3 | 17 | 8 | 27.3779 | -26.6019 | -38.2338 | 17.265 | 10.3399 | 16.8817 | 81.23 | -78.9274 | -91.3182 | 53.688 | 30.6784 | 47.7661 | 142.851 | -133.0039 | -132.1063 | 89.3953 | 51.6974 | 76.0961 | 7.0289 | 43.1168 | 94.9296
3 | 17 | 9 | 27.7345 | -26.9424 | -38.4667 | 17.4138 | 10.4872 | 17.0035 | 82.2879 | -79.9379 | -91.8746 | 54.1508 | 31.1153 | 48.1107 | 144.7113 | -134.7067 | -132.9113 | 90.166 | 52.4338 | 76.6451 | 7.2298 | 43.8522 | 96.3382
3 | 17 | 10 | 28.2399 | -27.2801 | -38.7028 | 17.6652 | 10.6968 | 17.21 | 83.7873 | -80.9396 | -92.4384 | 54.9324 | 31.7372 | 48.695 | 147.3482 | -136.3947 | -133.7269 | 91.4673 | 53.4817 | 77.576 | 7.8289 | 45.7739 | 99.7517
3 | 17 | 11 | 29.1036 | -27.9832 | -39.2241 | 18.0057 | 11.0064 | 17.4551 | 86.35 | -83.0258 | -93.6836 | 55.9914 | 32.6558 | 49.3885 | 151.855 | -139.9102 | -135.5283 | 93.2306 | 55.0297 | 78.6808 | 8.3634 | 47.6762 | 103.3576
3 | 17 | 12 | 30.2045 | -28.735 | -39.7875 | 18.4839 | 11.4302 | 17.7916 | 89.6165 | -85.2563 | -95.0291 | 57.4784 | 33.9131 | 50.3408 | 157.5994 | -143.669 | -137.4746 | 95.7066 | 57.1485 | 80.1978 | 9.3878 | 51.0634 | 109.5087
3 | 17 | 13 | 31.0383 | -29.4285 | -40.3014 | 18.8424 | 11.8012 | 18.026 | 92.0903 | -87.3141 | -96.2566 | 58.5933 | 35.014 | 51.004 | 161.9499 | -147.1366 | -139.2505 | 97.5631 | 59.0036 | 81.2544 | 9.978 | 53.1309 | 113.3839
3 | 17 | 14 | 32.7595 | -30.7088 | -41.239 | 19.7554 | 12.5723 | 18.4992 | 97.197 | -91.1126 | -98.4959 | 61.4324 | 37.3019 | 52.3428 | 170.9305 | -153.5377 | -142.4899 | 102.2904 | 62.859 | 83.3874 | 11.6387 | 58.6656 | 123.4397
3 | 17 | 15 | 34.2401 | -32.0012 | -42.2044 | 20.5706 | 13.3887 | 18.8486 | 101.59 | -94.9472 | -100.8017 | 63.9674 | 39.7242 | 53.3314 | 178.6561 | -159.9995 | -145.8256 | 106.5114 | 66.9409 | 84.9623 | 12.8425 | 62.8642 | 131.2455
3 | 17 | 16 | 35.1562 | -33.29 | -43.1502 | 21.4407 | 14.4009 | 19.1603 | 104.3081 | -98.771 | -103.0608 | 66.6731 | 42.7272 | 54.2135 | 183.4361 | -166.4432 | -149.0938 | 111.0166 | 72.0014 | 86.3675 | 13.7179 | 66.0901 | 137.2847
3 | 17 | 17 | 35.095 | -33.0675 | -43.0144 | 21.3397 | 14.2524 | 19.1229 | 104.1266 | -98.1108 | -102.7363 | 66.3588 | 42.2867 | 54.1076 | 183.1169 | -165.3307 | -148.6243 | 110.4933 | 71.2591 | 86.1987 | 13.7281 | 66.0325 | 137.113
3 | 17 | 18 | 35.0206 | -32.8698 | -42.899 | 21.203 | 14.0705 | 19.0821 | 103.9058 | -97.5241 | -102.4607 | 65.9338 | 41.747 | 53.9921 | 182.7286 | -164.342 | -148.2256 | 109.7857 | 70.3496 | 86.0148 | 13.6075 | 65.5939 | 136.3111
3 | 17 | 19 | 34.9254 | -32.6599 | -42.7719 | 21.0884 | 13.929 | 19.0375 | 103.6233 | -96.9016 | -102.1572 | 65.5774 | 41.3271 | 53.8659 | 182.2318 | -163.293 | -147.7866 | 109.1923 | 69.6421 | 85.8137 | 13.5484 | 65.3349 | 135.8002
3 | 17 | 20 | 35.0938 | -32.9286 | -43.016 | 21.278 | 14.1393 | 19.0959 | 104.123 | -97.6988 | -102.7402 | 66.1671 | 41.9512 | 54.0313 | 183.1105 | -164.6363 | -148.63 | 110.1741 | 70.6937 | 86.0772 | 13.6625 | 65.8336 | 136.7892
3 | 17 | 21 | 35.2018 | -33.1532 | -43.2196 | 21.5779 | 14.4188 | 19.1705 | 104.4433 | -98.3653 | -103.2265 | 67.0995 | 42.7804 | 54.2422 | 183.6738 | -165.7594 | -149.3336 | 111.7267 | 72.0911 | 86.4132 | 13.996 | 66.9735 | 138.8117
3 | 17 | 22 | 35.3253 | -33.4315 | -43.4687 | 21.7488 | 14.6645 | 19.2197 | 104.8096 | -99.1909 | -103.8213 | 67.6312 | 43.5095 | 54.3816 | 184.3181 | -167.1508 | -150.1941 | 112.612 | 73.3196 | 86.6353 | 14.0582 | 67.3197 | 139.5402
3 | 17 | 23 | 35.3911 | -33.5636 | -43.5671 | 21.839 | 14.7602 | 19.251 | 105.0051 | -99.5829 | -104.0564 | 67.9114 | 43.7934 | 54.4699 | 184.6618 | -167.8113 | -150.5341 | 113.0786 | 73.798 | 86.776 | 14.1106 | 67.5406 | 139.9692
3 | 18 | 0 | 35.5301 | -33.6831 | -43.6753 | 21.9356 | 14.8546 | 19.2851 | 105.4174 | -99.9373 | -104.3148 | 68.212 | 44.0735 | 54.5664 | 185.3869 | -168.4086 | -150.9079 | 113.5791 | 74.2702 | 86.9298 | 14.2471 | 68.0173 | 140.8494
3 | 18 | 1 | 35.608 | -33.8217 | -43.7864 | 22.0098 | 14.9399 | 19.306 | 105.6485 | -100.3486 | -104.5802 | 68.4426 | 44.3266 | 54.6258 | 185.7932 | -169.1016 | -151.2918 | 113.9631 | 74.6966 | 87.0243 | 14.2557 | 68.1147 | 141.0838
3 | 18 | 2 | 35.3046 | -33.2496 | -43.3628 | 21.6981 | 14.4994 | 19.2048 | 104.7484 | -98.6511 | -103.5684 | 67.4734 | 43.0194 | 54.3393 | 184.2104 | -166.2412 | -149.8282 | 112.3493 | 72.4938 | 86.5679 | 14.0945 | 67.361 | 139.552
3 | 18 | 3 | 34.8923 | -32.6825 | -42.9355 | 21.1761 | 13.9662 | 19.032 | 103.525 | -96.9684 | -102.5479 | 65.8502 | 41.4377 | 53.8505 | 182.059 | -163.4056 | -148.3518 | 109.6464 | 69.8283 | 85.7892 | 13.4487 | 65.1471 | 135.5656
3 | 18 | 4 | 34.5331 | -32.1074 | -42.516 | 20.8566 | 13.5386 | 18.9169 | 102.4594 | -95.2621 | -101.5461 | 64.8568 | 40.169 | 53.5246 | 180.185 | -160.5302 | -146.9025 | 107.9923 | 67.6904 | 85.27 | 13.2219 | 64.2016 | 133.7051
3 | 18 | 5 | 31.4292 | -29.5128 | -40.5057 | 19.0152 | 11.852 | 18.1045 | 93.2502 | -87.5641 | -96.7446 | 59.1304 | 35.1649 | 51.2261 | 163.9896 | -147.5579 | -139.9565 | 98.4574 | 59.2578 | 81.6083 | 10.3824 | 54.4628 | 115.7987
3 | 18 | 6 | 27.8662 | -26.9313 | -38.5378 | 17.4129 | 10.4587 | 16.9837 | 82.6787 | -79.9047 | -92.0443 | 54.1479 | 31.0309 | 48.0547 | 145.3986 | -134.6508 | -133.1567 | 90.1611 | 52.2915 | 76.5559 | 7.2524 | 43.9631 | 96.5996
3 | 18 | 7 | 24.6362 | -24.3667 | -36.5663 | 16.0589 | 9.2225 | 15.8218 | 73.0954 | -72.2958 | -87.3356 | 49.9373 | 27.363 | 44.7673 | 128.5455 | -121.8287 | -126.3449 | 83.1501 | 46.1105 | 71.3188 | 4.8064 | 35.5316 | 80.9514
3 | 18 | 8 | 23.3126 | -23.322 | -35.6836 | 15.4742 | 8.7345 | 15.3197 | 69.1681 | -69.1961 | -85.2273 | 48.1192 | 25.9151 | 43.3467 | 121.639 | -116.6053 | -123.2949 | 80.1228 | 43.6706 | 69.0555 | 3.8354 | 32.1257 | 74.5878
3 | 18 | 9 | 21.9399 | -22.3342 | -34.8403 | 14.8087 | 8.2241 | 14.7419 | 65.0953 | -66.2654 | -83.2131 | 46.0497 | 24.4007 | 41.7117 | 114.4766 | -111.6666 | -120.381 | 76.6769 | 41.1186 | 66.4509 | 2.54 | 27.7789 | 66.6754
3 | 18 | 10 | 20.6662 | -21.3268 | -34.0009 | 14.264 | 7.7519 | 14.2367 | 61.3162 | -63.2763 | -81.2083 | 44.3561 | 22.9997 | 40.2822 | 107.8306 | -106.6296 | -117.4807 | 73.8569 | 38.7577 | 64.1735 | 1.5911 | 24.4696 | 60.5086
3 | 18 | 11 | 20.932 | -21.5154 | -34.1238 | 14.3626 | 7.8516 | 14.3483 | 62.1049 | -63.8361 | -81.5019 | 44.6627 | 23.2955 | 40.598 | 109.2176 | -107.5728 | -117.9055 | 74.3675 | 39.2562 | 64.6766 | 1.8552 | 25.3231 | 62.0395
3 | 18 | 12 | 21.124 | -21.6913 | -34.2545 | 14.4225 | 7.9249 | 14.4107 | 62.6745 | -64.3579 | -81.8141 | 44.8488 | 23.513 | 40.7745 | 110.2193 | -108.4523 | -118.3572 | 74.6772 | 39.6228 | 64.9578 | 1.9361 | 25.6387 | 62.6678
3 | 18 | 13 | 21.3634 | -21.8751 | -34.38 | 14.5139 | 8.0065 | 14.4962 | 63.3849 | -64.9032 | -82.1139 | 45.133 | 23.7553 | 41.0165 | 111.4685 | -109.3711 | -118.7908 | 75.1506 | 40.031 | 65.3433 | 2.1248 | 26.2726 | 63.8315
3 | 18 | 14 | 22.9419 | -23.1096 | -35.289 | 15.2144 | 8.6014 | 15.1341 | 68.0683 | -68.5659 | -84.2849 | 47.3114 | 25.5202 | 42.8215 | 119.7049 | -115.5432 | -121.9314 | 78.7777 | 43.0052 | 68.2188 | 3.4932 | 30.8707 | 72.232
3 | 18 | 15 | 24.4042 | -24.3239 | -36.1574 | 15.8315 | 9.1641 | 15.6996 | 72.4071 | -72.1686 | -86.359 | 49.2303 | 27.1899 | 44.4214 | 127.335 | -121.6144 | -124.932 | 81.9728 | 45.8188 | 70.7677 | 4.6181 | 34.721 | 79.348
3 | 18 | 16 | 25.8917 | -25.509 | -37.0236 | 16.474 | 9.7428 | 16.2709 | 76.8203 | -75.685 | -88.4279 | 51.2284 | 28.9066 | 46.0381 | 135.0961 | -127.54 | -127.9251 | 85.2998 | 48.7118 | 73.3432 | 5.8467 | 38.8804 | 86.9859
3 | 18 | 17 | 26.9219 | -26.4194 | -37.6609 | 16.8388 | 10.1454 | 16.6077 | 79.877 | -78.3859 | -89.9501 | 52.3628 | 30.1013 | 46.991 | 140.4716 | -132.0914 | -130.1271 | 87.1888 | 50.725 | 74.8614 | 6.4336 | 40.9962 | 91.0283
3 | 18 | 18 | 28.1596 | -27.3281 | -38.3009 | 17.3739 | 10.628 | 17.0485 | 83.5491 | -81.0821 | -91.4785 | 54.0265 | 31.5331 | 48.2381 | 146.9293 | -136.6349 | -132.3382 | 89.959 | 53.1377 | 76.8481 | 7.5809 | 44.7862 | 97.901
3 | 18 | 19 | 29.3522 | -28.2102 | -38.9369 | 17.8795 | 11.0938 | 17.4413 | 87.0877 | -83.6992 | -92.9976 | 55.5989 | 32.9151 | 49.3496 | 153.1524 | -141.045 | -134.5357 | 92.5771 | 55.4666 | 78.6189 | 8.6198 | 48.2547 | 104.2343
3 | 18 | 20 | 30.4934 | -28.9794 | -39.5387 | 18.3828 | 11.5389 | 17.8065 | 90.4736 | -85.9815 | -94.435 | 57.164 | 34.2357 | 50.3828 | 159.1068 | -144.8911 | -136.6152 | 95.1833 | 57.692 | 80.2648 | 9.7035 | 51.8397 | 110.7406
3 | 18 | 21 | 31.5425 | -29.7426 | -40.1402 | 18.8772 | 11.9455 | 18.1297 | 93.5861 | -88.2458 | -95.8716 | 58.7015 | 35.442 | 51.2974 | 164.5804 | -148.7067 | -138.6935 | 97.7432 | 59.7249 | 81.7219 | 10.6121 | 54.9096 | 116.3702
3 | 18 | 22 | 32.5332 | -30.5238 | -40.7694 | 19.2798 | 12.3877 | 18.3733 | 96.5256 | -90.5637 | -97.3744 | 59.9534 | 36.7541 | 51.9867 | 169.7498 | -152.6128 | -140.8676 | 99.8278 | 61.936 | 82.82 | 11.2808 | 57.2817 | 120.8532
3 | 18 | 23 | 33.4275 | -31.2227 | -41.2932 | 19.7019 | 12.7538 | 18.593 | 99.1791 | -92.6375 | -98.6255 | 61.2658 | 37.8405 | 52.6083 | 174.4163 | -156.1073 | -142.6775 | 102.0131 | 63.7666 | 83.8102 | 11.9603 | 59.6307 | 125.2213
3 | 19 | 0 | 34.4061 | -31.8821 | -41.801 | 20.2099 | 13.1595 | 18.8119 | 102.0826 | -94.5937 | -99.8383 | 62.8455 | 39.0441 | 53.2276 | 179.5223 | -159.4038 | -144.432 | 104.6434 | 65.7949 | 84.7968 | 12.9043 | 62.7678 | 130.9217
3 | 19 | 1 | 35.4354 | -32.5887 | -42.3168 | 20.7235 | 13.6197 | 19.0001 | 105.1365 | -96.6902 | -101.0703 | 64.4429 | 40.4094 | 53.7602 | 184.8929 | -162.9368 | -146.2142 | 107.3031 | 68.0956 | 85.6453 | 13.8732 | 65.9884 | 136.786
3 | 19 | 2 | 34.3205 | -31.7496 | -41.7868 | 20.1952 | 13.1075 | 18.8066 | 101.8286 | -94.2008 | -99.8043 | 62.8 | 38.8897 | 53.2128 | 179.0756 | -158.7417 | -144.3828 | 104.5676 | 65.5347 | 84.7732 | 12.8935 | 62.726 | 130.8267
3 | 19 | 3 | 33.1212 | -30.9361 | -41.2637 | 19.6487 | 12.5774 | 18.5471 | 98.2701 | -91.7869 | -98.555 | 61.1006 | 37.317 | 52.4784 | 172.8177 | -154.674 | -142.5755 | 101.738 | 62.8845 | 83.6032 | 11.6946 | 58.8242 | 123.794
3 | 19 | 4 | 32.1454 | -30.13 | -40.7409 | 19.266 | 12.1804 | 18.3241 | 95.3751 | -89.3953 | -97.3063 | 59.9105 | 36.139 | 51.8474 | 167.7265 | -150.6437 | -140.769 | 99.7563 | 60.8994 | 82.598 | 11.0451 | 56.5705 | 119.5676
3 | 19 | 5 | 29.9983 | -28.5624 | -39.5896 | 18.289 | 11.3248 | 17.6905 | 89.0045 | -84.7442 | -94.5566 | 56.8723 | 33.6005 | 50.0546 | 156.5232 | -142.806 | -136.7911 | 94.6974 | 56.6216 | 79.742 | 9.1505 | 50.2311 | 107.9871
3 | 19 | 6 | 27.838 | -26.9393 | -38.3904 | 17.392 | 10.4881 | 16.9799 | 82.5949 | -79.9286 | -91.6922 | 54.0829 | 31.1181 | 48.0441 | 145.2512 | -134.6911 | -132.6474 | 90.0529 | 52.4383 | 76.5391 | 7.3683 | 44.2191 | 96.9431
3 | 19 | 7 | 25.7422 | -25.3218 | -37.1954 | 16.4672 | 9.6777 | 16.2145 | 76.3769 | -75.1294 | -88.8382 | 51.207 | 28.7137 | 45.8784 | 134.3163 | -126.6036 | -128.5186 | 85.2643 | 48.3867 | 73.0889 | 5.5845 | 38.2085 | 85.934
3 | 19 | 8 | 24.6099 | -24.4057 | -36.57 | 16.0444 | 9.2403 | 15.8298 | 73.0172 | -72.4115 | -87.3445 | 49.8924 | 27.4158 | 44.7899 | 128.408 | -122.0237 | -126.3577 | 83.0753 | 46.1995 | 71.3548 | 4.7486 | 35.3593 | 80.6562
3 | 19 | 9 | 23.5528 | -23.5334 | -35.9534 | 15.6316 | 8.8455 | 15.4503 | 69.881 | -69.8232 | -85.8718 | 48.6086 | 26.2445 | 43.7162 | 122.8926 | -117.662 | -124.2272 | 80.9377 | 44.2258 | 69.6442 | 3.9935 | 32.7554 | 75.8112
3 | 19 | 10 | 22.4028 | -22.6128 | -35.3338 | 15.1601 | 8.3951 | 15.0103 | 66.4689 | -67.0918 | -84.3918 | 47.1426 | 24.9082 | 42.471 | 116.8921 | -113.0592 | -122.0862 | 78.4967 | 41.9739 | 67.6606 | 3.0218 | 29.5072 | 69.8779
3 | 19 | 11 | 21.5427 | -21.9949 | -34.7804 | 14.7614 | 8.075 | 14.6551 | 63.917 | -65.2585 | -83.07 | 45.9029 | 23.9583 | 41.4661 | 112.4044 | -109.9698 | -120.174 | 76.4324 | 40.3731 | 66.0597 | 2.259 | 26.9158 | 65.1258
3 | 19 | 12 | 20.7046 | -21.3253 | -34.2088 | 14.3759 | 7.7688 | 14.3217 | 61.4303 | -63.2719 | -81.7049 | 44.7038 | 23.0498 | 40.5228 | 108.0312 | -106.6221 | -118.1991 | 74.4359 | 38.8423 | 64.5569 | 1.6368 | 24.7299 | 61.0449
3 | 19 | 13 | 19.8739 | -20.6781 | -33.655 | 14.0057 | 7.4681 | 13.9827 | 58.9655 | -61.3516 | -80.3822 | 43.5528 | 22.1576 | 39.5635 | 103.6967 | -103.3861 | -116.2856 | 72.5192 | 37.3388 | 63.0285 | 0.99722 | 22.5056 | 56.9115
3 | 19 | 14 | 20.9573 | -21.5564 | -34.2923 | 14.4661 | 7.8783 | 14.4217 | 62.1799 | -63.9575 | -81.9043 | 44.9844 | 23.3749 | 40.8056 | 109.3496 | -107.7775 | -118.4876 | 74.903 | 39.39 | 65.0074 | 1.8747 | 25.483 | 62.385
3 | 19 | 15 | 22.0126 | -22.4326 | -34.9372 | 14.9466 | 8.2779 | 14.8613 | 65.3111 | -66.5573 | -83.4447 | 46.4787 | 24.5603 | 42.0495 | 114.856 | -112.1585 | -120.7161 | 77.3912 | 41.3876 | 66.989 | 2.7285 | 28.3975 | 67.7491
3 | 19 | 16 | 23.2031 | -23.3132 | -35.5914 | 15.4567 | 8.7218 | 15.3416 | 68.8432 | -69.1699 | -85.0071 | 48.0649 | 25.8773 | 43.4086 | 121.0676 | -116.5612 | -122.9763 | 80.0324 | 43.607 | 69.1542 | 3.8186 | 32.017 | 74.3237
3 | 19 | 17 | 23.2411 | -23.3359 | -35.5972 | 15.4731 | 8.7266 | 15.348 | 68.9561 | -69.2372 | -85.0211 | 48.1158 | 25.8918 | 43.4265 | 121.2662 | -116.6746 | -122.9965 | 80.1172 | 43.6314 | 69.1828 | 3.8557 | 32.132 | 74.5264
3 | 19 | 18 | 23.3341 | -23.4096 | -35.6486 | 15.4756 | 8.7488 | 15.3521 | 69.232 | -69.456 | -85.1437 | 48.1236 | 25.9575 | 43.4382 | 121.7513 | -117.0432 | -123.1739 | 80.1301 | 43.7421 | 69.2014 | 3.8524 | 32.1516 | 74.6078
3 | 19 | 19 | 23.3863 | -23.4304 | -35.6535 | 15.4855 | 8.768 | 15.369 | 69.3868 | -69.5176 | -85.1555 | 48.1544 | 26.0147 | 43.4861 | 122.0236 | -117.147 | -123.191 | 80.1814 | 43.8384 | 69.2777 | 3.9249 | 32.3689 | 74.983
3 | 19 | 20 | 23.6857 | -23.6746 | -35.8015 | 15.5758 | 8.8723 | 15.4603 | 70.2753 | -70.2423 | -85.509 | 48.4352 | 26.3239 | 43.7444 | 123.586 | -118.3682 | -123.7023 | 80.649 | 44.3596 | 69.6892 | 4.118 | 33.0276 | 76.2133
3 | 19 | 21 | 23.9669 | -23.9159 | -35.9497 | 15.6606 | 8.9668 | 15.5446 | 71.1096 | -70.9582 | -85.863 | 48.699 | 26.6045 | 43.9828 | 125.0532 | -119.5746 | -124.2145 | 81.0881 | 44.8323 | 70.069 | 4.2733 | 33.5746 | 77.2536
3 | 19 | 22 | 24.2455 | -24.1339 | -36.0622 | 15.7431 | 9.0722 | 15.6405 | 71.9362 | -71.605 | -86.1315 | 48.9556 | 26.9171 | 44.2542 | 126.5069 | -120.6645 | -124.6029 | 81.5154 | 45.3591 | 70.5013 | 4.5053 | 34.3266 | 78.6153
3 | 19 | 23 | 24.5953 | -24.4424 | -36.3283 | 15.9079 | 9.2112 | 15.7811 | 72.9739 | -72.5203 | -86.7671 | 49.4681 | 27.3296 | 44.6521 | 128.3319 | -122.207 | -125.5224 | 82.3688 | 46.0543 | 71.1353 | 4.7249 | 35.1364 | 80.1609
3 | 20 | 0 | 24.9567 | -24.7164 | -36.5452 | 16.1085 | 9.3625 | 15.9495 | 74.0462 | -73.3333 | -87.2851 | 50.0917 | 27.7785 | 45.1286 | 130.2175 | -123.577 | -126.2718 | 83.4071 | 46.8107 | 71.8943 | 5.1156 | 36.4265 | 82.4808
3 | 20 | 1 | 25.3529 | -25.0345 | -36.8135 | 16.2903 | 9.5248 | 16.118 | 75.2218 | -74.2772 | -87.9259 | 50.657 | 28.26 | 45.6052 | 132.2849 | -125.1676 | -127.1988 | 84.3485 | 47.6221 | 72.6537 | 5.438 | 37.541 | 84.5428
3 | 20 | 2 | 24.3588 | -24.3174 | -36.2984 | 15.8683 | 9.1484 | 15.7314 | 72.2724 | -72.1493 | -86.6958 | 49.3448 | 27.1431 | 44.5115 | 127.0981 | -121.5818 | -125.4192 | 82.1634 | 45.74 | 70.9113 | 4.4911 | 34.4266 | 78.9117
3 | 20 | 3 | 23.515 | -23.6252 | -35.7802 | 15.5464 | 8.8397 | 15.4306 | 69.7687 | -70.0958 | -85.458 | 48.3438 | 26.2272 | 43.6603 | 122.6951 | -118.1214 | -123.6286 | 80.4967 | 44.1965 | 69.5551 | 3.9262 | 32.446 | 75.1934
3 | 20 | 4 | 22.6344 | -22.9699 | -35.3091 | 15.1673 | 8.5342 | 15.08 | 67.1561 | -68.1513 | -84.3329 | 47.1648 | 25.3209 | 42.6684 | 118.1006 | -114.8446 | -122.0009 | 78.5337 | 42.6693 | 67.975 | 3.137 | 29.8261 | 70.4331
3 | 20 | 5 | 20.8731 | -21.4574 | -34.1544 | 14.4115 | 7.8429 | 14.3673 | 61.9301 | -63.6637 | -81.575 | 44.8147 | 23.2697 | 40.6519 | 108.9102 | -107.2824 | -118.0112 | 74.6205 | 39.2127 | 64.7625 | 1.883 | 25.4277 | 62.2123
3 | 20 | 6 | 18.9714 | -19.899 | -32.9477 | 13.5586 | 7.1199 | 13.5619 | 56.288 | -59.0402 | -78.6929 | 42.1626 | 21.1246 | 38.3728 | 98.988 | -99.4911 | -113.8418 | 70.2045 | 35.5979 | 61.1317 | 0.36503 | 20.2148 | 52.5891
3 | 20 | 7 | 17.3397 | -18.3875 | -31.7826 | 12.9037 | 6.4963 | 12.9102 | 51.4468 | -54.5556 | -75.9101 | 40.1259 | 19.2745 | 36.5291 | 90.4743 | -91.9339 | -109.8161 | 66.8133 | 32.4803 | 58.1945 | -0.52012 | 16.9106 | 46.2124
3 | 20 | 8 | 16.1448 | -17.3238 | -30.8593 | 12.3944 | 6.0471 | 12.4149 | 47.9015 | -51.3996 | -73.7049 | 38.5422 | 17.9416 | 35.1276 | 84.2395 | -86.6156 | -106.6258 | 64.1762 | 30.2341 | 55.9618 | -1.1819 | 14.4084 | 41.3702
3 | 20 | 9 | 14.8366 | -16.2508 | -29.927 | 11.8004 | 5.5728 | 11.8443 | 44.0201 | -48.2159 | -71.4782 | 36.6949 | 16.5343 | 33.5131 | 77.4138 | -81.2506 | -103.4046 | 61.1003 | 27.8627 | 53.3896 | -2.1237 | 11.0684 | 35.1113
3 | 20 | 10 | 13.7005 | -15.2125 | -29.0077 | 11.3119 | 5.1579 | 11.3777 | 40.6494 | -45.1354 | -69.2824 | 35.176 | 15.3035 | 32.1927 | 71.4859 | -76.0595 | -100.228 | 58.5712 | 25.7886 | 51.2862 | -2.6722 | 8.9038 | 30.8443
3 | 20 | 11 | 13.8209 | -15.284 | -29.0851 | 11.3594 | 5.1862 | 11.4269 | 41.0065 | -45.3474 | -69.4673 | 35.3237 | 15.3874 | 32.3319 | 72.1141 | -76.4169 | -100.4955 | 58.8171 | 25.9299 | 51.508 | -2.5757 | 9.2348 | 31.4567
3 | 20 | 12 | 14.0301 | -15.4336 | -29.2214 | 11.4295 | 5.2534 | 11.5036 | 41.6272 | -45.7912 | -69.7928 | 35.5418 | 15.5867 | 32.5491 | 73.2056 | -77.1646 | -100.9664 | 59.1803 | 26.2658 | 51.8539 | -2.4383 | 9.7208 | 32.3746
3 | 20 | 13 | 14.2227 | -15.5571 | -29.3523 | 11.5112 | 5.3013 | 11.59 | 42.1987 | -46.1578 | -70.1057 | 35.7959 | 15.7289 | 32.7935 | 74.2105 | -77.7825 | -101.419 | 59.6034 | 26.5055 | 52.2433 | -2.2842 | 10.2535 | 33.3613
3 | 20 | 14 | 15.9452 | -17.3222 | -30.5581 | 12.1879 | 6.014 | 12.2839 | 47.3091 | -51.3947 | -72.9855 | 37.9 | 17.8435 | 34.7568 | 83.1977 | -86.6074 | -105.5851 | 63.1069 | 30.0689 | 55.371 | -1.4493 | 13.4292 | 39.552
3 | 20 | 15 | 17.7674 | -19.073 | -31.7739 | 12.9584 | 6.7599 | 13.0456 | 52.7157 | -56.5894 | -75.8894 | 40.2962 | 20.0566 | 36.912 | 92.7057 | -95.3612 | -109.786 | 67.0967 | 33.7983 | 58.8044 | -0.31559 | 17.5016 | 47.2579
3 | 20 | 16 | 19.6599 | -20.8534 | -32.9879 | 13.721 | 7.5491 | 13.7979 | 58.3307 | -61.8716 | -78.789 | 42.6674 | 22.398 | 39.0407 | 102.5803 | -104.2625 | -113.9807 | 71.045 | 37.7438 | 62.1958 | 0.8866 | 21.7762 | 55.3217
3 | 20 | 17 | 20.6933 | -21.6822 | -33.6724 | 14.1769 | 7.9376 | 14.2432 | 61.3969 | -64.3307 | -80.4238 | 44.0851 | 23.5508 | 40.3006 | 107.9725 | -108.4063 | -116.3458 | 73.4057 | 39.6864 | 64.2028 | 1.6964 | 24.5789 | 60.5152
3 | 20 | 18 | 21.6992 | -22.5299 | -34.3462 | 14.6312 | 8.3247 | 14.6663 | 64.3814 | -66.8458 | -82.033 | 45.498 | 24.6994 | 41.4977 | 113.221 | -112.6447 | -118.6738 | 75.7582 | 41.622 | 66.11 | 2.4455 | 27.1977 | 65.3928
3 | 20 | 19 | 22.7125 | -23.3305 | -35.0132 | 15.0558 | 8.6812 | 15.0629 | 67.3876 | -69.2212 | -83.6262 | 46.8182 | 25.7569 | 42.62 | 118.5078 | -116.6476 | -120.9786 | 77.9564 | 43.404 | 67.8978 | 3.1686 | 29.7352 | 70.1399
3 | 20 | 20 | 23.3221 | -23.8379 | -35.4145 | 15.2945 | 8.891 | 15.2829 | 69.1965 | -70.7266 | -84.5847 | 47.5603 | 26.3795 | 43.2425 | 121.6888 | -119.1844 | -122.3652 | 79.1922 | 44.4532 | 68.8896 | 3.5381 | 31.0675 | 72.6743
3 | 20 | 21 | 24.0138 | -24.3006 | -35.7666 | 15.5902 | 9.1324 | 15.5449 | 71.2487 | -72.0995 | -85.4255 | 48.4801 | 27.0956 | 43.9837 | 125.2979 | -121.4979 | -123.5816 | 80.7237 | 45.6599 | 70.0704 | 4.2142 | 33.2831 | 76.6725
3 | 20 | 22 | 24.6716 | -24.7714 | -36.1597 | 15.8225 | 9.3432 | 15.7555 | 73.2004 | -73.4963 | -86.3645 | 49.2023 | 27.7213 | 44.5796 | 128.7302 | -123.8518 | -124.9399 | 81.9262 | 46.7142 | 71.0198 | 4.6618 | 34.8428 | 79.5988
3 | 20 | 23 | 24.9984 | -25.0791 | -36.351 | 15.9512 | 9.4982 | 15.873 | 74.1699 | -74.4095 | -86.8214 | 49.6027 | 28.181 | 44.9122 | 130.4352 | -125.3905 | -125.601 | 82.5929 | 47.489 | 71.5495 | 4.8907 | 35.6349 | 81.0751
3 | 21 | 0 | 25.37 | -25.3826 | -36.5342 | 16.145 | 9.6577 | 16.0309 | 75.2724 | -75.3098 | -87.2589 | 50.2054 | 28.6542 | 45.359 | 132.374 | -126.9077 | -126.2338 | 83.5964 | 48.2864 | 72.2613 | 5.2869 | 36.9223 | 83.3767
3 | 21 | 1 | 25.7621 | -25.7307 | -36.7662 | 16.2965 | 9.8427 | 16.1627 | 76.436 | -76.3428 | -87.8131 | 50.6764 | 29.2031 | 45.7318 | 134.4202 | -128.6484 | -127.0356 | 84.3807 | 49.2114 | 72.8552 | 5.5671 | 37.8913 | 85.1835
3 | 21 | 2 | 23.3575 | -23.8525 | -35.4428 | 15.2812 | 8.9081 | 15.2637 | 69.3016 | -70.7701 | -84.6522 | 47.519 | 26.4302 | 43.1881 | 121.8736 | -119.2577 | -122.4628 | 79.1234 | 44.5386 | 68.8029 | 3.5152 | 31.0166 | 72.6181
3 | 21 | 3 | 21.1377 | -21.9858 | -34.1489 | 14.4081 | 8.0566 | 14.4345 | 62.7153 | -65.2317 | -81.5617 | 44.804 | 23.9037 | 40.8418 | 110.2911 | -109.9247 | -117.992 | 74.6026 | 40.2812 | 65.0651 | 1.9021 | 25.4714 | 62.3233
3 | 21 | 4 | 18.991 | -20.1123 | -32.8253 | 13.5915 | 7.2379 | 13.6311 | 56.3459 | -59.6731 | -78.4006 | 42.2648 | 21.4747 | 38.5687 | 99.0899 | -100.5576 | -113.4189 | 70.3746 | 36.188 | 61.4438 | 0.51377 | 20.5805 | 53.1197
3 | 21 | 5 | 16.0355 | -17.5651 | -30.9498 | 12.3842 | 6.1181 | 12.4395 | 47.5773 | -52.1154 | -73.9211 | 38.5104 | 18.1522 | 35.1972 | 83.6693 | -87.8218 | -106.9386 | 64.1233 | 30.589 | 56.0727 | -1.5376 | 13.4007 | 39.6939
3 | 21 | 6 | 13.2777 | -15.024 | -29.0693 | 11.2954 | 5.0712 | 11.3493 | 39.3947 | -44.576 | -69.4296 | 35.1247 | 15.0461 | 32.1126 | 69.2795 | -75.1168 | -100.441 | 58.4858 | 25.3549 | 51.1585 | -3.0997 | 7.6726 | 28.7209
3 | 21 | 7 | 10.6954 | -12.4513 | -27.1546 | 10.2733 | 4.0815 | 10.3295 | 31.7331 | -36.9428 | -64.8565 | 31.9463 | 12.1098 | 29.227 | 55.8058 | -62.2539 | -93.8252 | 53.1935 | 20.4068 | 46.5615 | -4.2262 | 3.2169 | 19.8884
3 | 21 | 8 | 9.6697 | -11.4223 | -26.3757 | 9.8341 | 3.6892 | 9.881 | 28.6898 | -33.8899 | -62.9962 | 30.5806 | 10.9459 | 27.9581 | 50.4539 | -57.1094 | -91.1339 | 50.9194 | 18.4454 | 44.54 | -4.724 | 1.2883 | 16.1154
3 | 21 | 9 | 8.6986 | -10.3854 | -25.5878 | 9.4096 | 3.3181 | 9.464 | 25.8085 | -30.8133 | -61.1144 | 29.2605 | 9.8449 | 26.778 | 45.3868 | -51.9249 | -88.4117 | 48.7214 | 16.59 | 42.66 | -5.0829 | -0.23584 | 13.0217
3 | 21 | 10 | 7.7242 | -9.3575 | -24.7996 | 8.9857 | 2.9454 | 9.0349 | 22.9177 | -27.7635 | -59.2319 | 27.9425 | 8.739 | 25.5639 | 40.303 | -46.7854 | -85.6883 | 46.5267 | 14.7264 | 40.7258 | -5.4668 | -1.8323 | 9.8082
3 | 21 | 11 | 8.229 | -9.8204 | -25.1746 | 9.2172 | 3.1227 | 9.2603 | 24.4154 | -29.1371 | -60.1274 | 28.6623 | 9.2651 | 26.2017 | 42.9368 | -49.1002 | -86.9838 | 47.7254 | 15.613 | 41.7419 | -5.1658 | -0.72005 | 11.933
3 | 21 | 12 | 8.6598 | -10.2699 | -25.51 | 9.3564 | 3.2756 | 9.3977 | 25.6934 | -30.4708 | -60.9284 | 29.095 | 9.7188 | 26.5906 | 45.1844 | -51.3476 | -88.1426 | 48.4457 | 16.3776 | 42.3615 | -5.0904 | -0.30142 | 12.8789
3 | 21 | 13 | 9.1303 | -10.7191 | -25.8795 | 9.5835 | 3.4454 | 9.6117 | 27.0894 | -31.8033 | -61.811 | 29.8012 | 10.2223 | 27.1959 | 47.6393 | -53.5931 | -89.4194 | 49.6216 | 17.2261 | 43.3258 | -4.8278 | 0.69449 | 14.8003
3 | 21 | 14 | 11.2313 | -12.8245 | -27.4736 | 10.4449 | 4.2329 | 10.4606 | 33.323 | -38.0502 | -65.6185 | 32.4799 | 12.5589 | 29.5979 | 58.6018 | -64.12 | -94.9276 | 54.0819 | 21.1636 | 47.1523 | -3.9285 | 4.291 | 21.952
3 | 21 | 15 | 13.4219 | -14.9296 | -29.0999 | 11.3523 | 5.0583 | 11.3562 | 39.8226 | -44.296 | -69.5028 | 35.3017 | 15.0079 | 32.1319 | 70.0319 | -74.6451 | -100.5468 | 58.7805 | 25.2904 | 51.1893 | -2.8409 | 8.4652 | 30.1002
3 | 21 | 16 | 15.6998 | -17.0042 | -30.6841 | 12.2895 | 5.9208 | 12.2798 | 46.5811 | -50.4512 | -73.2866 | 38.2161 | 17.5668 | 34.7453 | 81.9175 | -85.0175 | -106.0206 | 63.6332 | 29.6025 | 55.3527 | -1.4985 | 13.3715 | 39.4678
3 | 21 | 17 | 16.2935 | -17.6008 | -31.1446 | 12.5277 | 6.1515 | 12.5193 | 48.3426 | -52.2213 | -74.3864 | 38.9566 | 18.2515 | 35.423 | 85.0152 | -88.0003 | -107.6118 | 64.8662 | 30.7563 | 56.4324 | -1.2534 | 14.366 | 41.4581
3 | 21 | 18 | 16.9863 | -18.1989 | -31.6147 | 12.8321 | 6.411 | 12.8184 | 50.398 | -53.9958 | -75.5092 | 39.9034 | 19.0215 | 36.2693 | 88.6299 | -90.9906 | -109.2361 | 66.4427 | 32.0539 | 57.7806 | -0.76576 | 16.0871 | 44.6803
3 | 21 | 19 | 17.5696 | -18.7443 | -32.0355 | 13.0575 | 6.6377 | 13.0526 | 52.1287 | -55.6142 | -76.5143 | 40.6042 | 19.6938 | 36.9318 | 91.6734 | -93.7179 | -110.69 | 67.6096 | 33.1869 | 58.8361 | -0.4626 | 17.23 | 46.8981
3 | 21 | 20 | 17.5418 | -18.7609 | -32.0589 | 13.0426 | 6.6357 | 13.042 | 52.0463 | -55.6635 | -76.5701 | 40.5579 | 19.6879 | 36.902 | 91.5286 | -93.8009 | -110.7707 | 67.5325 | 33.177 | 58.7885 | -0.55775 | 16.9606 | 46.4549
3 | 21 | 21 | 17.554 | -18.7574 | -32.0782 | 13.0483 | 6.6338 | 13.049 | 52.0825 | -55.653 | -76.6161 | 40.5756 | 19.6825 | 36.9216 | 91.5922 | -93.7832 | -110.8374 | 67.5621 | 33.1678 | 58.8198 | -0.55047 | 16.9932 | 46.5214
3 | 21 | 22 | 17.5743 | -18.7421 | -32.1016 | 13.0626 | 6.6249 | 13.0678 | 52.1429 | -55.6076 | -76.6721 | 40.6199 | 19.6559 | 36.975 | 91.6984 | -93.7067 | -110.9184 | 67.6358 | 33.1229 | 58.9048 | -0.51419 | 17.1138 | 46.7367
3 | 21 | 23 | 17.3893 | -18.6184 | -32.0053 | 12.9915 | 6.5682 | 12.9949 | 51.594 | -55.2406 | -76.442 | 40.3989 | 19.4877 | 36.7687 | 90.7331 | -93.0882 | -110.5855 | 67.2677 | 32.8396 | 58.5763 | -0.67975 | 16.5667 | 45.743
3 | 22 | 0 | 17.2509 | -18.4887 | -31.888 | 12.9533 | 6.5427 | 12.966 | 51.1833 | -54.8558 | -76.1618 | 40.2801 | 19.4122 | 36.6868 | 90.0109 | -92.4398 | -110.1801 | 67.07 | 32.7124 | 58.4457 | -0.66377 | 16.5448 | 45.6189
3 | 22 | 1 | 17.0404 | -18.3159 | -31.7477 | 12.8791 | 6.4734 | 12.8958 | 50.5586 | -54.3431 | -75.8268 | 40.0494 | 19.2066 | 36.4883 | 88.9123 | -91.5759 | -109.6955 | 66.6858 | 32.3659 | 58.1294 | -0.7749 | 16.133 | 44.8221
3 | 22 | 2 | 16.3254 | -17.712 | -31.3123 | 12.5765 | 6.1965 | 12.5921 | 48.4372 | -52.5512 | -74.7869 | 39.1084 | 18.3849 | 35.6288 | 85.1816 | -88.5562 | -108.1911 | 65.119 | 30.9812 | 56.7602 | -1.3339 | 14.2212 | 41.2947
3 | 22 | 3 | 15.5987 | -17.0332 | -30.8279 | 12.2528 | 5.8977 | 12.2808 | 46.2811 | -50.5374 | -73.63 | 38.1017 | 17.4983 | 34.748 | 81.3898 | -85.1626 | -106.5175 | 63.4428 | 29.4872 | 55.3571 | -1.8313 | 12.4618 | 37.9967
3 | 22 | 4 | 14.9423 | -16.3939 | -30.3446 | 12.0175 | 5.6436 | 12.0358 | 44.3337 | -48.6405 | -72.4756 | 37.3701 | 16.7446 | 34.0549 | 77.9652 | -81.9661 | -104.8475 | 62.2245 | 28.2171 | 54.2528 | -2.0993 | 11.3872 | 35.846
3 | 22 | 5 | 14.5568 | -15.9505 | -30.0823 | 11.8737 | 5.4666 | 11.8789 | 43.1897 | -47.3249 | -71.849 | 36.923 | 16.2193 | 33.611 | 75.9534 | -79.7492 | -103.941 | 61.4801 | 27.3319 | 53.5456 | -2.2568 | 10.7691 | 34.6207
3 | 22 | 6 | 14.1217 | -15.5263 | -29.8181 | 11.6639 | 5.2798 | 11.6732 | 41.899 | -46.0665 | -71.2181 | 36.2705 | 15.665 | 33.029 | 73.6836 | -77.6286 | -103.0282 | 60.3936 | 26.3978 | 52.6185 | -2.6058 | 9.579 | 32.4366
3 | 22 | 7 | 13.7264 | -15.0722 | -29.5427 | 11.5094 | 5.0991 | 11.5083 | 40.7261 | -44.7189 | -70.5604 | 35.7901 | 15.129 | 32.5623 | 71.6208 | -75.3577 | -102.0769 | 59.5937 | 25.4946 | 51.875 | -2.7717 | 8.9282 | 31.1495
3 | 22 | 8 | 13.4578 | -14.7826 | -29.247 | 11.4041 | 5.0053 | 11.4084 | 39.9291 | -43.8599 | -69.8542 | 35.4627 | 14.8508 | 32.2798 | 70.2193 | -73.9102 | -101.0551 | 59.0486 | 25.0257 | 51.4249 | -2.754 | 8.8084 | 30.7533
3 | 22 | 9 | 13.0138 | -14.4306 | -28.8934 | 11.1778 | 4.8472 | 11.1932 | 38.6119 | -42.8153 | -69.0095 | 34.7591 | 14.3815 | 31.6708 | 67.9028 | -72.1499 | -99.8332 | 57.877 | 24.2349 | 50.4547 | -3.0919 | 7.5985 | 28.4863
3 | 22 | 10 | 12.685 | -14.1274 | -28.5987 | 11.049 | 4.7398 | 11.0666 | 37.6363 | -41.9159 | -68.3057 | 34.3585 | 14.063 | 31.3125 | 66.1872 | -70.6342 | -98.8151 | 57.21 | 23.6981 | 49.8839 | -3.1857 | 7.1488 | 27.53
3 | 22 | 11 | 12.476 | -13.9908 | -28.4512 | 10.9249 | 4.6724 | 10.9639 | 37.0161 | -41.5106 | -67.9534 | 33.9724 | 13.8629 | 31.022 | 65.0964 | -69.9513 | -98.3055 | 56.5671 | 23.3609 | 49.4211 | -3.405 | 6.4093 | 26.1888
3 | 22 | 12 | 12.3415 | -13.8934 | -28.352 | 10.8681 | 4.6276 | 10.9137 | 36.6171 | -41.2217 | -67.7165 | 33.7959 | 13.7299 | 30.88 | 64.3948 | -69.4644 | -97.9627 | 56.2732 | 23.1369 | 49.195 | -3.4946 | 6.0848 | 25.5728
3 | 22 | 13 | 12.2628 | -13.8073 | -28.2637 | 10.8452 | 4.61 | 10.9004 | 36.3835 | -40.9661 | -67.5056 | 33.7247 | 13.6778 | 30.8422 | 63.984 | -69.0338 | -97.6576 | 56.1547 | 23.0491 | 49.1347 | -3.4527 | 6.1566 | 25.6313
3 | 22 | 14 | 12.3917 | -13.9821 | -28.375 | 10.9084 | 4.6658 | 10.9649 | 36.7661 | -41.4849 | -67.7713 | 33.9214 | 13.8433 | 31.0249 | 64.6568 | -69.9079 | -98.0419 | 56.4821 | 23.328 | 49.4258 | -3.4262 | 6.2995 | 25.9428
3 | 22 | 15 | 12.5272 | -14.1744 | -28.4827 | 10.9682 | 4.7475 | 11.0376 | 37.1679 | -42.0553 | -68.0285 | 34.1072 | 14.0858 | 31.2306 | 65.3635 | -70.8692 | -98.414 | 56.7916 | 23.7366 | 49.7535 | -3.3766 | 6.5078 | 26.3619
3 | 22 | 16 | 12.694 | -14.3909 | -28.6038 | 11.0404 | 4.8358 | 11.1225 | 37.663 | -42.6975 | -68.3178 | 34.3318 | 14.3478 | 31.4708 | 66.2341 | -71.9513 | -98.8325 | 57.1656 | 24.1781 | 50.1361 | -3.3018 | 6.7982 | 26.9301
3 | 22 | 17 | 12.9756 | -14.6837 | -28.8319 | 11.1562 | 4.941 | 11.2428 | 38.4984 | -43.5664 | -68.8625 | 34.6919 | 14.6598 | 31.811 | 67.7032 | -73.4155 | -99.6206 | 57.7651 | 24.7039 | 50.6781 | -3.2 | 7.2323 | 27.8143
3 | 22 | 18 | 13.2499 | -14.9365 | -29.018 | 11.2719 | 5.054 | 11.3734 | 39.3121 | -44.3165 | -69.3071 | 35.0515 | 14.9953 | 32.1806 | 69.1343 | -74.6796 | -100.2637 | 58.3639 | 25.2692 | 51.2669 | -3.0054 | 7.9159 | 29.0909
3 | 22 | 19 | 13.4855 | -15.1927 | -29.2128 | 11.358 | 5.156 | 11.4703 | 40.0115 | -45.0765 | -69.7723 | 35.3194 | 15.2977 | 32.4547 | 70.3641 | -75.9604 | -100.9367 | 58.8099 | 25.7788 | 51.7036 | -2.9357 | 8.2344 | 29.7593
3 | 22 | 20 | 14.0074 | -15.6175 | -29.6246 | 11.6105 | 5.3299 | 11.7104 | 41.5596 | -46.337 | -70.7559 | 36.1046 | 15.8137 | 33.1342 | 73.0867 | -78.0845 | -102.3597 | 60.1175 | 26.6483 | 52.7861 | -2.584 | 9.5192 | 32.1944
3 | 22 | 21 | 14.4822 | -15.9978 | -30.0035 | 11.8254 | 5.4867 | 11.9124 | 42.9684 | -47.4653 | -71.661 | 36.7727 | 16.2789 | 33.7058 | 75.5641 | -79.9858 | -103.669 | 61.2298 | 27.4322 | 53.6967 | -2.2947 | 10.5994 | 34.2681
3 | 22 | 22 | 14.9682 | -16.3703 | -30.3715 | 12.0553 | 5.6503 | 12.1341 | 44.4104 | -48.5705 | -72.5399 | 37.4876 | 16.7644 | 34.3329 | 78.1001 | -81.8482 | -104.9404 | 62.4202 | 28.2505 | 54.6957 | -1.934 | 11.885 | 36.6779
3 | 22 | 23 | 15.2866 | -16.6452 | -30.6594 | 12.1818 | 5.7581 | 12.2425 | 45.3552 | -49.3862 | -73.2275 | 37.8811 | 17.0842 | 34.6398 | 79.7616 | -83.2228 | -105.9352 | 63.0755 | 28.7893 | 55.1847 | -1.8356 | 12.3466 | 37.653
3 | 23 | 0 | 15.6298 | -16.9017 | -30.9524 | 12.3672 | 5.8738 | 12.3976 | 46.3733 | -50.1473 | -73.9272 | 38.4577 | 17.4275 | 35.0786 | 81.552 | -84.5053 | -106.9474 | 64.0355 | 29.3678 | 55.8837 | -1.5857 | 13.2626 | 39.3863
3 | 23 | 1 | 15.9319 | -17.1614 | -31.2357 | 12.482 | 5.9768 | 12.4971 | 47.2698 | -50.9176 | -74.6039 | 38.8145 | 17.7331 | 35.3602 | 83.1286 | -85.8034 | -107.9264 | 64.6295 | 29.8827 | 56.3323 | -1.5093 | 13.656 | 40.2433
3 | 23 | 2 | 15.5786 | -16.8216 | -31.0114 | 12.3764 | 5.8476 | 12.375 | 46.2214 | -49.9096 | -74.0681 | 38.4864 | 17.3498 | 35.0147 | 81.285 | -84.1048 | -107.1513 | 64.0832 | 29.2369 | 55.7819 | -1.6553 | 13.0946 | 39.131
3 | 23 | 3 | 15.1576 | -16.4715 | -30.753 | 12.2261 | 5.6992 | 12.2072 | 44.9723 | -48.8708 | -73.4511 | 38.0187 | 16.9093 | 34.5398 | 79.0883 | -82.3543 | -106.2586 | 63.3046 | 28.4946 | 55.0253 | -1.9346 | 12.1183 | 37.2999
3 | 23 | 4 | 14.792 | -16.1287 | -30.5333 | 12.1105 | 5.5745 | 12.0794 | 43.8878 | -47.8536 | -72.9262 | 37.6594 | 16.5395 | 34.1783 | 77.1811 | -80.6401 | -105.4993 | 62.7062 | 27.8714 | 54.4495 | -2.1055 | 11.4852 | 36.0687
3 | 23 | 5 | 14.0318 | -15.4825 | -30.0383 | 11.8019 | 5.2912 | 11.7649 | 41.6323 | -45.9364 | -71.744 | 36.6998 | 15.699 | 33.2883 | 73.2146 | -77.4093 | -103.7891 | 61.1085 | 26.4551 | 53.0316 | -2.6309 | 9.6391 | 32.6113
3 | 23 | 6 | 13.349 | -14.8618 | -29.5826 | 11.5202 | 5.0447 | 11.485 | 39.6064 | -44.0946 | -70.6555 | 35.8237 | 14.9676 | 32.4964 | 69.6518 | -74.3057 | -102.2144 | 59.6497 | 25.2225 | 51.77 | -3.0454 | 8.144 | 29.7739
3 | 23 | 7 | 12.6763 | -14.2102 | -29.0799 | 11.2727 | 4.7906 | 11.2297 | 37.6103 | -42.1616 | -69.455 | 35.0542 | 14.2138 | 31.7739 | 66.1414 | -71.0483 | -100.4777 | 58.3684 | 23.9522 | 50.619 | -3.3209 | 7.0356 | 27.555
3 | 23 | 8 | 12.7823 | -14.3045 | -29.1512 | 11.3094 | 4.8255 | 11.2695 | 37.9249 | -42.4412 | -69.6251 | 35.1683 | 14.3172 | 31.8866 | 66.6946 | -71.5194 | -100.7238 | 58.5584 | 24.1265 | 50.7985 | -3.269 | 7.2306 | 27.9347
3 | 23 | 9 | 12.801 | -14.313 | -29.1578 | 11.3217 | 4.8294 | 11.2776 | 37.9805 | -42.4666 | -69.6411 | 35.2066 | 14.3288 | 31.9096 | 66.7924 | -71.5622 | -100.7469 | 58.6221 | 24.1461 | 50.8351 | -3.2411 | 7.3178 | 28.0866
3 | 23 | 10 | 12.8545 | -14.3387 | -29.1697 | 11.3268 | 4.8449 | 11.2872 | 38.139 | -42.5427 | -69.6694 | 35.2223 | 14.3749 | 31.9368 | 67.0712 | -71.6904 | -100.7878 | 58.6482 | 24.2237 | 50.8785 | -3.195 | 7.4609 | 28.3434
3 | 23 | 11 | 12.9886 | -14.4638 | -29.2417 | 11.3583 | 4.8861 | 11.3213 | 38.537 | -42.914 | -69.8415 | 35.3203 | 14.497 | 32.0333 | 67.7712 | -72.3161 | -101.0368 | 58.8114 | 24.4295 | 51.0322 | -3.1512 | 7.6322 | 28.6914
3 | 23 | 12 | 13.1572 | -14.5839 | -29.3151 | 11.4062 | 4.9346 | 11.3724 | 39.0372 | -43.2703 | -70.0167 | 35.4693 | 14.641 | 32.1779 | 68.6508 | -72.9165 | -101.2902 | 59.0595 | 24.6721 | 51.2626 | -3.0285 | 8.0384 | 29.4382
3 | 23 | 13 | 13.2664 | -14.6876 | -29.3795 | 11.4294 | 4.9686 | 11.3986 | 39.3614 | -43.5781 | -70.1706 | 35.5414 | 14.7418 | 32.2521 | 69.2209 | -73.4352 | -101.5129 | 59.1796 | 24.842 | 51.3808 | -3.0041 | 8.1479 | 29.6751
3 | 23 | 14 | 14.1618 | -15.4917 | -29.9529 | 11.7888 | 5.2855 | 11.7533 | 42.0179 | -45.9637 | -71.5399 | 36.6591 | 15.6821 | 33.2556 | 73.8926 | -77.4553 | -103.4939 | 61.0407 | 26.4266 | 52.9794 | -2.4551 | 10.1111 | 33.3901
3 | 23 | 15 | 15.0068 | -16.2991 | -30.5341 | 12.0854 | 5.6046 | 12.0604 | 44.525 | -48.3592 | -72.9282 | 37.5812 | 16.6287 | 34.1246 | 78.3016 | -81.4922 | -105.5023 | 62.5761 | 28.0217 | 54.3639 | -2.076 | 11.5721 | 36.2689
3 | 23 | 16 | 15.9052 | -17.1025 | -31.1097 | 12.4461 | 5.9473 | 12.4198 | 47.1904 | -50.743 | -74.3029 | 38.7031 | 17.6454 | 35.1413 | 82.989 | -85.5091 | -107.491 | 64.4441 | 29.7351 | 55.9836 | -1.4939 | 13.6344 | 40.1517
3 | 23 | 17 | 16.3541 | -17.4993 | -31.388 | 12.6664 | 6.1171 | 12.6387 | 48.5224 | -51.9202 | -74.9676 | 39.3879 | 18.1493 | 35.7607 | 85.3313 | -87.4929 | -108.4526 | 65.5844 | 30.5841 | 56.9704 | -1.1111 | 14.9324 | 42.5247
3 | 23 | 18 | 16.7611 | -17.9075 | -31.6705 | 12.8129 | 6.2906 | 12.7876 | 49.73 | -53.1312 | -75.6424 | 39.8436 | 18.6641 | 36.1821 | 87.4551 | -89.5336 | -109.4287 | 66.3431 | 31.4516 | 57.6416 | -0.92577 | 15.6461 | 43.9292
3 | 23 | 19 | 17.1542 | -18.3403 | -31.9997 | 12.9601 | 6.449 | 12.9355 | 50.8962 | -54.4155 | -76.4287 | 40.3014 | 19.1341 | 36.6006 | 89.506 | -91.6979 | -110.5663 | 67.1054 | 32.2437 | 58.3085 | -0.84122 | 16.0881 | 44.8995
3 | 23 | 20 | 17.354 | -18.4215 | -32.0511 | 13.0635 | 6.5087 | 13.0352 | 51.4892 | -54.6563 | -76.5515 | 40.6229 | 19.3111 | 36.8827 | 90.5489 | -92.1036 | -110.7439 | 67.6407 | 32.542 | 58.7577 | -0.5112 | 17.0981 | 46.6418
3 | 23 | 21 | 17.4005 | -18.4444 | -32.0604 | 13.0681 | 6.5157 | 13.0444 | 51.6269 | -54.7244 | -76.5736 | 40.6372 | 19.3321 | 36.9087 | 90.7911 | -92.2184 | -110.7759 | 67.6646 | 32.5774 | 58.7993 | -0.47608 | 17.207 | 46.8381
3 | 23 | 22 | 17.4782 | -18.5223 | -32.1055 | 13.0794 | 6.5468 | 13.0612 | 51.8575 | -54.9555 | -76.6813 | 40.6724 | 19.4242 | 36.9561 | 91.1966 | -92.6078 | -110.9316 | 67.7233 | 32.7325 | 58.8748 | -0.46221 | 17.2736 | 46.9878
3 | 23 | 23 | 17.5388 | -18.6139 | -32.1352 | 13.0956 | 6.5809 | 13.084 | 52.0374 | -55.2271 | -76.7523 | 40.7227 | 19.5254 | 37.0207 | 91.5129 | -93.0656 | -111.0344 | 67.807 | 32.903 | 58.9776 | -0.44981 | 17.3267 | 47.1006
3 | 24 | 0 | 17.5934 | -18.7001 | -32.1575 | 13.1167 | 6.6258 | 13.1112 | 52.1994 | -55.4829 | -76.8056 | 40.7882 | 19.6588 | 37.0978 | 91.7977 | -93.4966 | -111.1115 | 67.9161 | 33.1279 | 59.1004 | -0.41046 | 17.4557 | 47.334
3 | 24 | 1 | 17.6575 | -18.798 | -32.1912 | 13.1515 | 6.6613 | 13.1468 | 52.3895 | -55.7734 | -76.886 | 40.8966 | 19.7639 | 37.1984 | 92.1321 | -93.9861 | -111.2278 | 68.0966 | 33.3049 | 59.2608 | -0.3721 | 17.589 | 47.5805
3 | 24 | 2 | 16.7132 | -17.9013 | -31.5909 | 12.7736 | 6.2883 | 12.7714 | 49.5877 | -53.113 | -75.4522 | 39.7213 | 18.6572 | 36.1363 | 87.2049 | -89.503 | -109.1536 | 66.1395 | 31.44 | 57.5686 | -0.94579 | 15.5373 | 43.6966
3 | 24 | 3 | 15.6934 | -16.9982 | -30.9624 | 12.3723 | 5.8981 | 12.356 | 46.5621 | -50.4334 | -73.9511 | 38.4736 | 17.4997 | 34.9609 | 81.884 | -84.9875 | -106.9821 | 64.0619 | 29.4895 | 55.6961 | -1.6407 | 13.1117 | 39.162
3 | 24 | 4 | 14.7089 | -16.1121 | -30.3478 | 11.9751 | 5.5275 | 11.9507 | 43.6411 | -47.8043 | -72.4832 | 37.2384 | 16.4002 | 33.8142 | 76.7472 | -80.557 | -104.8584 | 62.0053 | 27.6366 | 53.8694 | -2.2975 | 10.8065 | 34.8431
3 | 24 | 5 | 13.5823 | -15.0495 | -29.51 | 11.5129 | 5.1056 | 11.5018 | 40.2984 | -44.6517 | -70.4823 | 35.801 | 15.1483 | 32.5441 | 70.8688 | -75.2444 | -101.9638 | 59.6118 | 25.527 | 51.8459 | -2.8569 | 8.6578 | 30.6453
3 | 24 | 6 | 12.4704 | -13.9867 | -28.6737 | 11.0633 | 4.6963 | 11.0516 | 36.9994 | -41.4982 | -68.4848 | 34.4028 | 13.9338 | 31.2701 | 65.0671 | -69.9304 | -99.0742 | 57.2838 | 23.4805 | 49.8164 | -3.3789 | 6.6231 | 26.6431
3 | 24 | 7 | 11.4277 | -12.9902 | -27.8769 | 10.6294 | 4.3114 | 10.6222 | 33.9057 | -38.5418 | -66.5816 | 33.0536 | 12.7919 | 30.055 | 59.6266 | -64.9485 | -96.3209 | 55.0371 | 21.5561 | 47.8806 | -3.8765 | 4.6828 | 22.8312
3 | 24 | 8 | 11.7789 | -13.345 | -28.1492 | 10.7479 | 4.4398 | 10.7399 | 34.9479 | -39.5944 | -67.2322 | 33.4221 | 13.1729 | 30.3881 | 61.4594 | -66.7222 | -97.262 | 55.6508 | 22.1983 | 48.4113 | -3.7877 | 5.1046 | 23.7357
3 | 24 | 9 | 12.1659 | -13.6569 | -28.4084 | 10.9367 | 4.571 | 10.9226 | 36.0962 | -40.5197 | -67.8512 | 34.0094 | 13.562 | 30.9052 | 63.4787 | -68.2815 | -98.1575 | 56.6287 | 22.8539 | 49.235 | -3.469 | 6.2019 | 25.7573
3 | 24 | 10 | 12.5146 | -14.0095 | -28.6769 | 11.0671 | 4.7027 | 11.05 | 37.1306 | -41.5661 | -68.4924 | 34.4148 | 13.9529 | 31.2656 | 65.2978 | -70.0447 | -99.0851 | 57.3037 | 23.5127 | 49.8092 | -3.352 | 6.7055 | 26.7936
3 | 24 | 11 | 12.8377 | -14.3108 | -28.8838 | 11.1819 | 4.8296 | 11.1767 | 38.0892 | -42.4599 | -68.9865 | 34.7716 | 14.3294 | 31.624 | 66.9837 | -71.551 | -99.7999 | 57.8979 | 24.147 | 50.3801 | -3.1687 | 7.3678 | 28.0578
3 | 24 | 12 | 13.1407 | -14.6365 | -29.124 | 11.2814 | 4.9472 | 11.2872 | 38.9883 | -43.4264 | -69.5603 | 35.0811 | 14.6784 | 31.9367 | 68.5648 | -73.1796 | -100.63 | 58.4132 | 24.7351 | 50.8784 | -3.104 | 7.6979 | 28.7819
3 | 24 | 13 | 13.5576 | -15.0194 | -29.3868 | 11.4853 | 5.1067 | 11.4813 | 40.2253 | -44.5623 | -70.1879 | 35.7151 | 15.1517 | 32.486 | 70.7401 | -75.0938 | -101.5379 | 59.4689 | 25.5327 | 51.7535 | -2.7752 | 8.8279 | 30.8634
3 | 24 | 14 | 14.6324 | -16.0333 | -30.189 | 11.9312 | 5.5064 | 11.9228 | 43.4142 | -47.5706 | -72.1039 | 37.1017 | 16.3373 | 33.735 | 76.3482 | -80.1631 | -104.3097 | 61.7776 | 27.5307 | 53.7433 | -2.2295 | 10.9138 | 34.9269
3 | 24 | 15 | 15.7508 | -17.0317 | -30.9554 | 12.3928 | 5.9268 | 12.3865 | 46.7325 | -50.5329 | -73.9345 | 38.5374 | 17.5846 | 35.0472 | 82.1838 | -85.1552 | -106.958 | 64.1682 | 29.6326 | 55.8336 | -1.5302 | 13.4343 | 39.7051
3 | 24 | 16 | 16.9148 | -18.0728 | -31.7815 | 12.86 | 6.3514 | 12.8485 | 50.186 | -53.6218 | -75.9075 | 39.9902 | 18.8446 | 36.3543 | 88.2571 | -90.3604 | -109.8123 | 66.5873 | 31.7558 | 57.9159 | -0.87961 | 15.8457 | 44.3433
3 | 24 | 17 | 17.1004 | -18.2571 | -31.8778 | 12.9317 | 6.4399 | 12.9319 | 50.7368 | -54.1686 | -76.1374 | 40.2132 | 19.1072 | 36.5903 | 89.2257 | -91.2818 | -110.1448 | 66.9585 | 32.1983 | 58.292 | -0.73087 | 16.3414 | 45.2478
3 | 24 | 18 | 17.2962 | -18.4602 | -32.0163 | 12.9937 | 6.5119 | 12.994 | 51.3177 | -54.771 | -76.4682 | 40.4058 | 19.3206 | 36.7661 | 90.2472 | -92.297 | -110.6234 | 67.2793 | 32.558 | 58.5721 | -0.68059 | 16.571 | 45.7363
3 | 24 | 19 | 17.5071 | -18.6449 | -32.1195 | 13.057 | 6.5953 | 13.0715 | 51.9433 | -55.3192 | -76.7148 | 40.6025 | 19.5681 | 36.9855 | 91.3475 | -93.2208 | -110.9802 | 67.6068 | 32.975 | 58.9215 | -0.53357 | 17.0654 | 46.6499
3 | 24 | 20 | 17.8265 | -18.9686 | -32.3362 | 13.1706 | 6.7131 | 13.1841 | 52.891 | -56.2796 | -77.2323 | 40.9559 | 19.9177 | 37.3038 | 93.0141 | -94.8391 | -111.7288 | 68.1953 | 33.5641 | 59.4287 | -0.41051 | 17.5566 | 47.6343
3 | 24 | 21 | 18.3441 | -19.3186 | -32.5919 | 13.392 | 6.9027 | 13.4033 | 54.4266 | -57.318 | -77.8432 | 41.6444 | 20.4801 | 37.9243 | 95.7145 | -96.5889 | -112.6125 | 69.3417 | 34.5119 | 60.4171 | 0.13157 | 19.3143 | 50.7839
3 | 24 | 22 | 18.7006 | -19.6309 | -32.7928 | 13.5071 | 7.0319 | 13.5326 | 55.4845 | -58.2447 | -78.323 | 42.0023 | 20.8635 | 38.2899 | 97.575 | -98.1506 | -113.3066 | 69.9376 | 35.1579 | 60.9996 | 0.34841 | 20.0725 | 52.213
3 | 24 | 23 | 18.923 | -19.8447 | -32.9549 | 13.5911 | 7.1159 | 13.61 | 56.1442 | -58.8789 | -78.7101 | 42.2634 | 21.1126 | 38.5092 | 98.7351 | -99.2194 | -113.8666 | 70.3724 | 35.5778 | 61.3489 | 0.44037 | 20.4405 | 52.9483
3 | 25 | 0 | 19.0861 | -20.0055 | -33.0748 | 13.6423 | 7.1731 | 13.6611 | 56.6282 | -59.356 | -78.9964 | 42.4226 | 21.2824 | 38.6537 | 99.5862 | -100.0233 | -114.2808 | 70.6374 | 35.8638 | 61.5792 | 0.48229 | 20.6345 | 53.3626
3 | 25 | 1 | 19.3174 | -20.2245 | -33.2301 | 13.7343 | 7.2593 | 13.7473 | 57.3144 | -60.0058 | -79.3673 | 42.7088 | 21.5383 | 38.8976 | 100.793 | -101.1183 | -114.8174 | 71.1139 | 36.2951 | 61.9678 | 0.60375 | 21.086 | 54.2341
3 | 25 | 2 | 19.5531 | -20.3397 | -33.3261 | 13.8667 | 7.3398 | 13.8656 | 58.0137 | -60.3475 | -79.5966 | 43.1206 | 21.777 | 39.2321 | 102.0228 | -101.6942 | -115.1491 | 71.7996 | 36.6973 | 62.5007 | 0.95938 | 22.1993 | 56.1772
3 | 25 | 3 | 19.6624 | -20.4184 | -33.3829 | 13.9133 | 7.3902 | 13.917 | 58.338 | -60.581 | -79.7322 | 43.2653 | 21.9265 | 39.3776 | 102.5932 | -102.0876 | -115.3453 | 72.0407 | 36.9493 | 62.7324 | 1.0815 | 22.5942 | 56.8826
3 | 25 | 4 | 19.8265 | -20.5412 | -33.4865 | 13.9603 | 7.4385 | 13.9664 | 58.825 | -60.9454 | -79.9797 | 43.4116 | 22.07 | 39.5173 | 103.4495 | -102.7016 | -115.7033 | 72.2841 | 37.1912 | 62.955 | 1.1641 | 22.8988 | 57.4749
3 | 25 | 5 | 19.0014 | -19.8621 | -33.0118 | 13.617 | 7.1232 | 13.6399 | 56.3768 | -58.9305 | -78.846 | 42.3441 | 21.1343 | 38.5936 | 99.1441 | -99.3063 | -114.0633 | 70.5067 | 35.6144 | 61.4834 | 0.5075 | 20.6722 | 53.3789
3 | 25 | 6 | 18.2305 | -19.122 | -32.4833 | 13.3268 | 6.815 | 13.3437 | 54.0898 | -56.7349 | -77.5838 | 41.4416 | 20.2202 | 37.7556 | 95.1222 | -95.6063 | -112.2373 | 69.0039 | 34.0738 | 60.1485 | 0.11072 | 19.1885 | 50.5049
3 | 25 | 7 | 17.383 | -18.4038 | -31.9668 | 12.9772 | 6.4923 | 13.0009 | 51.5751 | -54.6039 | -76.35 | 40.3545 | 19.2627 | 36.7856 | 90.6999 | -92.0153 | -110.4524 | 67.1939 | 32.4603 | 58.6031 | -0.51716 | 17.024 | 46.4895
3 | 25 | 8 | 17.2009 | -18.2775 | -31.8646 | 12.8973 | 6.4365 | 12.925 | 51.035 | -54.229 | -76.106 | 40.1062 | 19.0971 | 36.571 | 89.75 | -91.3836 | -110.0995 | 66.7803 | 32.1813 | 58.2612 | -0.68225 | 16.4741 | 45.4898
3 | 25 | 9 | 17.1076 | -18.1715 | -31.7815 | 12.8618 | 6.3985 | 12.8936 | 50.7581 | -53.9146 | -75.9076 | 39.9956 | 18.9841 | 36.4819 | 89.2632 | -90.8537 | -109.8124 | 66.5962 | 31.9909 | 58.1193 | -0.69159 | 16.3976 | 45.3036
3 | 25 | 10 | 16.9397 | -18.0041 | -31.6394 | 12.8017 | 6.3377 | 12.8373 | 50.2599 | -53.4178 | -75.568 | 39.8088 | 18.8037 | 36.3228 | 88.387 | -90.0166 | -109.3212 | 66.2852 | 31.687 | 57.8658 | -0.72702 | 16.2094 | 44.8872
3 | 25 | 11 | 16.8416 | -17.9367 | -31.5508 | 12.7055 | 6.29 | 12.7561 | 49.9687 | -53.218 | -75.3564 | 39.5096 | 18.6624 | 36.0929 | 87.875 | -89.6799 | -109.0151 | 65.787 | 31.4488 | 57.4995 | -0.89432 | 15.6592 | 43.9154
3 | 25 | 12 | 16.857 | -17.9359 | -31.5222 | 12.6995 | 6.285 | 12.7512 | 50.0146 | -53.2157 | -75.2883 | 39.4908 | 18.6475 | 36.0791 | 87.9556 | -89.6759 | -108.9164 | 65.7557 | 31.4236 | 57.4777 | -0.86546 | 15.7281 | 44.0203
3 | 25 | 13 | 16.7928 | -17.8566 | -31.4325 | 12.6568 | 6.255 | 12.7093 | 49.824 | -52.9802 | -75.074 | 39.3583 | 18.5585 | 35.9604 | 87.6205 | -89.2792 | -108.6065 | 65.5351 | 31.2737 | 57.2885 | -0.87519 | 15.647 | 43.8321
3 | 25 | 14 | 19.0366 | -19.8824 | -32.8915 | 13.582 | 7.1324 | 13.6179 | 56.4814 | -58.9909 | -78.5586 | 42.2353 | 21.1618 | 38.5312 | 99.328 | -99.4081 | -113.6475 | 70.3256 | 35.6607 | 61.3841 | 0.59501 | 20.8602 | 53.6428
3 | 25 | 15 | 21.3198 | -21.9473 | -34.3904 | 14.5454 | 8.0562 | 14.534 | 63.2556 | -65.1173 | -82.1385 | 45.231 | 23.9025 | 41.1235 | 111.2412 | -109.7319 | -118.8264 | 75.3137 | 40.2792 | 65.5138 | 2.1178 | 26.2568 | 63.7896
3 | 25 | 16 | 23.7262 | -23.9417 | -35.8414 | 15.5887 | 9.0014 | 15.4832 | 70.3953 | -71.0347 | -85.6043 | 48.4753 | 26.707 | 43.8092 | 123.797 | -119.7035 | -123.8402 | 80.7158 | 45.0051 | 69.7925 | 4.0164 | 32.7479 | 75.7666
3 | 25 | 17 | 25.8513 | -25.8833 | -37.1626 | 16.4769 | 9.9003 | 16.2898 | 76.7006 | -76.7954 | -88.7599 | 51.2374 | 29.374 | 46.0915 | 134.8856 | -129.4111 | -128.4052 | 85.3148 | 49.4994 | 73.4283 | 5.4725 | 37.8482 | 85.3117
3 | 25 | 18 | 28.2457 | -27.7829 | -38.4407 | 17.5061 | 10.9034 | 17.1664 | 83.8046 | -82.4315 | -91.8124 | 54.4379 | 32.3503 | 48.5717 | 147.3787 | -138.9088 | -132.8213 | 90.644 | 54.5149 | 77.3795 | 7.5981 | 44.9206 | 98.187
3 | 25 | 19 | 30.6928 | -29.7361 | -39.7675 | 18.5765 | 11.9223 | 17.9173 | 91.0652 | -88.2268 | -94.9814 | 57.7664 | 35.3735 | 50.6964 | 160.1472 | -148.6747 | -137.4056 | 96.1862 | 59.6093 | 80.7644 | 9.6053 | 51.6933 | 110.6267
3 | 25 | 20 | 31.4739 | -30.64 | -40.3016 | 18.9632 | 12.4686 | 18.1276 | 93.3828 | -90.9086 | -96.257 | 58.9688 | 36.9941 | 51.2913 | 164.2228 | -153.1939 | -139.2511 | 98.1884 | 62.3403 | 81.7122 | 10.0917 | 53.4714 | 114.0187
3 | 25 | 21 | 32.4166 | -31.5612 | -40.8363 | 19.5005 | 13.2083 | 18.4102 | 96.1796 | -93.6417 | -97.5341 | 60.6396 | 39.189 | 52.0909 | 169.1414 | -157.7995 | -141.0986 | 100.9703 | 66.039 | 82.9859 | 11.1381 | 56.9233 | 120.2385
3 | 25 | 22 | 33.2111 | -32.4839 | -41.3743 | 19.909 | 13.8923 | 18.5875 | 98.5371 | -96.3793 | -98.819 | 61.9099 | 41.2182 | 52.5926 | 173.2871 | -162.4129 | -142.9574 | 103.0855 | 69.4584 | 83.7852 | 11.7417 | 59.0593 | 124.246
3 | 25 | 23 | 33.9392 | -33.1106 | -41.7122 | 20.3292 | 14.4438 | 18.758 | 100.6973 | -98.2388 | -99.6261 | 63.2165 | 42.8547 | 53.0751 | 177.0862 | -165.5464 | -144.125 | 105.2611 | 72.2162 | 84.554 | 12.6475 | 61.9787 | 129.4462
3 | 26 | 0 | 34.5154 | -33.756 | -42.0957 | 20.6273 | 14.9674 | 18.8687 | 102.4068 | -100.1537 | -100.5421 | 64.1437 | 44.408 | 53.3884 | 180.0924 | -168.7732 | -145.4502 | 106.805 | 74.8338 | 85.053 | 13.1271 | 63.651 | 132.5608
3 | 26 | 1 | 35.0697 | -34.4349 | -42.4863 | 21.0106 | 15.6524 | 19.0012 | 104.0515 | -102.168 | -101.475 | 65.3354 | 46.4405 | 53.7633 | 182.9849 | -172.1675 | -146.7998 | 108.7893 | 78.2589 | 85.6502 | 13.8127 | 65.9477 | 136.716
3 | 26 | 2 | 32.148 | -31.7393 | -40.6998 | 19.3496 | 13.4823 | 18.3106 | 95.3828 | -94.1702 | -97.208 | 60.1704 | 40.0018 | 51.8093 | 167.7401 | -158.6902 | -140.6269 | 100.1892 | 67.4087 | 82.5374 | 10.8515 | 55.9862 | 118.5584
3 | 26 | 3 | 28.9902 | -29.0221 | -38.905 | 17.8588 | 11.6237 | 17.3683 | 86.0135 | -86.1083 | -92.9214 | 55.5345 | 34.4875 | 49.1431 | 151.2632 | -145.1047 | -134.4255 | 92.4699 | 58.1163 | 78.2898 | 7.9139 | 46.1489 | 100.6091
3 | 26 | 4 | 25.8086 | -26.3302 | -37.1186 | 16.4809 | 10.1743 | 16.3066 | 76.5739 | -78.1213 | -88.6547 | 51.2497 | 30.1871 | 46.1391 | 134.6627 | -131.6455 | -128.2531 | 85.3353 | 50.8696 | 73.5042 | 5.3217 | 37.3737 | 84.4731
3 | 26 | 5 | 22.5574 | -23.4895 | -35.1725 | 15.107 | 8.7836 | 15.0938 | 66.9276 | -69.6931 | -84.0066 | 46.9774 | 26.0609 | 42.7073 | 117.6989 | -117.4428 | -121.5289 | 78.2215 | 43.9164 | 68.037 | 2.8798 | 28.9735 | 68.9021
3 | 26 | 6 | 19.4156 | -20.6736 | -33.256 | 13.7656 | 7.4695 | 13.803 | 57.6057 | -61.3384 | -79.4292 | 42.8061 | 22.162 | 39.0551 | 101.3054 | -103.364 | -114.907 | 71.2761 | 37.3461 | 62.2187 | 0.52404 | 20.8613 | 53.8752
3 | 26 | 7 | 16.4965 | -17.848 | -31.3162 | 12.5848 | 6.2634 | 12.6127 | 48.945 | -52.9547 | -74.7961 | 39.1344 | 18.5834 | 35.6871 | 86.0747 | -89.2362 | -108.2045 | 65.1623 | 31.3157 | 56.8531 | -1.2067 | 14.5992 | 41.9652
3 | 26 | 8 | 15.646 | -17.1053 | -30.7888 | 12.2251 | 5.9251 | 12.2492 | 46.4215 | -50.7513 | -73.5364 | 38.0159 | 17.5796 | 34.6587 | 81.6369 | -85.5231 | -106.3821 | 63.2998 | 29.6241 | 55.2148 | -1.8486 | 12.388 | 37.8703
3 | 26 | 9 | 14.8553 | -16.3036 | -30.1986 | 11.9423 | 5.6141 | 11.9524 | 44.0756 | -48.3727 | -72.1269 | 37.1364 | 16.6571 | 33.8189 | 77.5113 | -81.5148 | -104.3431 | 61.8354 | 28.0695 | 53.8769 | -2.1381 | 11.1883 | 35.4352
3 | 26 | 10 | 14.0747 | -15.5532 | -29.6632 | 11.5983 | 5.3031 | 11.6119 | 41.7596 | -46.1462 | -70.8481 | 36.0667 | 15.7344 | 32.8556 | 73.4383 | -77.7629 | -102.493 | 60.0543 | 26.5147 | 52.3422 | -2.6282 | 9.422 | 32.0936
3 | 26 | 11 | 13.9894 | -15.4164 | -29.5734 | 11.5738 | 5.2573 | 11.5834 | 41.5065 | -45.7401 | -70.6337 | 35.9906 | 15.5984 | 32.7747 | 72.9933 | -77.0786 | -102.1829 | 59.9275 | 26.2854 | 52.2133 | -2.5858 | 9.4963 | 32.1581
3 | 26 | 12 | 13.9248 | -15.3013 | -29.5193 | 11.5427 | 5.2202 | 11.5541 | 41.3146 | -45.3989 | -70.5045 | 35.8936 | 15.4881 | 32.6919 | 72.6558 | -76.5036 | -101.996 | 59.7661 | 26.0997 | 52.0814 | -2.579 | 9.4848 | 32.1035
3 | 26 | 13 | 13.8185 | -15.1866 | -29.4601 | 11.5021 | 5.1601 | 11.5062 | 40.9992 | -45.0585 | -70.3629 | 35.7676 | 15.3098 | 32.5563 | 72.1011 | -75.9299 | -101.7912 | 59.5563 | 25.7992 | 51.8654 | -2.6598 | 9.2115 | 31.601
3 | 26 | 14 | 16.8306 | -18.0577 | -31.5115 | 12.6936 | 6.3322 | 12.7079 | 49.9361 | -53.5768 | -75.2627 | 39.4726 | 18.7876 | 35.9566 | 87.8175 | -90.2846 | -108.8794 | 65.7253 | 31.6598 | 57.2824 | -1.0049 | 15.3134 | 43.3211
3 | 26 | 15 | 20.07 | -20.9382 | -33.5527 | 14.0262 | 7.6135 | 14.0341 | 59.5473 | -62.1234 | -80.1379 | 43.6164 | 22.5892 | 39.7089 | 104.7198 | -104.6867 | -115.9322 | 72.6253 | 38.066 | 63.2603 | 1.2528 | 23.2006 | 58.0524
3 | 26 | 16 | 23.4135 | -23.846 | -35.613 | 15.4049 | 8.9252 | 15.3364 | 69.4675 | -70.7509 | -85.0587 | 47.9039 | 26.481 | 43.3939 | 122.1655 | -119.2253 | -123.0509 | 79.7643 | 44.6243 | 69.1308 | 3.6211 | 31.4368 | 73.4087
3 | 26 | 17 | 24.4964 | -24.9716 | -36.2156 | 15.9104 | 9.4895 | 15.8177 | 72.6805 | -74.0904 | -86.4979 | 49.4758 | 28.1552 | 44.7555 | 127.8158 | -124.8529 | -125.133 | 82.3816 | 47.4455 | 71.3 | 4.5268 | 34.4787 | 78.9571
3 | 26 | 18 | 25.558 | -26.1652 | -36.8759 | 16.3304 | 10.0597 | 16.1915 | 75.8303 | -77.6319 | -88.075 | 50.7819 | 29.8469 | 45.8131 | 133.3551 | -130.8208 | -127.4144 | 84.5564 | 50.2963 | 72.9849 | 5.0985 | 36.5655 | 82.9576
3 | 26 | 19 | 26.7142 | -27.3059 | -37.4865 | 16.8757 | 10.6814 | 16.5863 | 79.2606 | -81.0163 | -89.5334 | 52.4774 | 31.6915 | 46.9305 | 139.3876 | -136.524 | -129.5242 | 87.3795 | 53.4047 | 74.7649 | 6.0652 | 39.8103 | 88.8885
3 | 26 | 20 | 27.1184 | -27.7991 | -37.8147 | 17.0927 | 11.021 | 16.7174 | 80.46 | -82.4797 | -90.3173 | 53.1522 | 32.6993 | 47.3013 | 141.4969 | -138.99 | -130.6584 | 88.5032 | 55.1029 | 75.3557 | 6.3357 | 40.8158 | 90.8103
3 | 26 | 21 | 27.5561 | -28.2841 | -38.1109 | 17.3413 | 11.4049 | 16.8741 | 81.7586 | -83.9185 | -91.0248 | 53.9252 | 33.8382 | 47.7447 | 143.7805 | -141.4145 | -131.6819 | 89.7903 | 57.0222 | 76.062 | 6.7814 | 42.3234 | 93.5586
3 | 26 | 22 | 28.0469 | -28.7503 | -38.396 | 17.6515 | 11.8157 | 17.0703 | 83.2147 | -85.3017 | -91.7056 | 54.89 | 35.0571 | 48.2998 | 146.3414 | -143.7454 | -132.6667 | 91.3968 | 59.0762 | 76.9463 | 7.4382 | 44.4544 | 97.3486
3 | 26 | 23 | 28.2355 | -29.0923 | -38.5375 | 17.8023 | 12.1702 | 17.1346 | 83.7745 | -86.3165 | -92.0437 | 55.3587 | 36.1089 | 48.4819 | 147.3257 | -145.4556 | -133.1558 | 92.1772 | 60.8486 | 77.2365 | 7.7128 | 45.3638 | 98.9766
3 | 27 | 0 | 28.3945 | -29.4002 | -38.6661 | 17.9312 | 12.5025 | 17.1978 | 84.2462 | -87.23 | -92.3507 | 55.7597 | 37.0947 | 48.6604 | 148.1553 | -146.9949 | -133.6 | 92.8449 | 62.5098 | 77.5209 | 7.9597 | 46.1804 | 100.4361
3 | 27 | 1 | 28.5283 | -29.7196 | -38.8026 | 18.064 | 12.8531 | 17.253 | 84.6432 | -88.1777 | -92.6769 | 56.1728 | 38.135 | 48.8169 | 148.8535 | -148.5919 | -134.0719 | 93.5327 | 64.2629 | 77.7701 | 8.1763 | 46.9133 | 101.7554
3 | 27 | 2 | 25.5576 | -26.9977 | -36.9124 | 16.5253 | 10.9093 | 16.1734 | 75.8291 | -80.1019 | -88.1623 | 51.3878 | 32.3679 | 45.7622 | 133.3529 | -134.983 | -127.5408 | 85.5652 | 54.5445 | 72.9037 | 5.2555 | 37.0827 | 83.8425
3 | 27 | 3 | 22.3532 | -24.2307 | -34.9741 | 14.9883 | 9.1744 | 14.9567 | 66.3216 | -71.8922 | -83.5329 | 46.6085 | 27.2202 | 42.3194 | 116.6331 | -121.1486 | -120.8436 | 77.6072 | 45.8699 | 67.419 | 2.2677 | 27.0445 | 65.537
3 | 27 | 4 | 19.2031 | -21.456 | -33.0357 | 13.7014 | 7.8858 | 13.8133 | 56.9753 | -63.6597 | -78.9031 | 42.6066 | 23.3971 | 39.0844 | 100.1966 | -107.2756 | -114.1458 | 70.9438 | 39.4274 | 62.2653 | 0.11195 | 19.5006 | 51.4117
3 | 27 | 5 | 15.6481 | -18.0734 | -30.7227 | 12.2883 | 6.389 | 12.4084 | 46.4278 | -53.6235 | -73.3787 | 38.2124 | 18.9561 | 35.1091 | 81.6479 | -90.3633 | -106.1539 | 63.6271 | 31.9438 | 55.9323 | -2.0622 | 11.7032 | 36.6338
3 | 27 | 6 | 12.255 | -14.6886 | -28.4171 | 10.9142 | 4.9631 | 11.0112 | 36.3606 | -43.5808 | -67.872 | 33.9393 | 14.7254 | 31.1558 | 63.9436 | -73.4398 | -98.1876 | 56.512 | 24.8144 | 49.6343 | -3.9622 | 4.7283 | 23.277
3 | 27 | 7 | 9.1312 | -11.3063 | -26.1078 | 9.6584 | 3.6676 | 9.734 | 27.0921 | -33.5456 | -62.3564 | 30.0343 | 10.8818 | 27.5421 | 47.644 | -56.5291 | -90.2084 | 50.0098 | 18.3374 | 43.8773 | -5.2228 | -0.35171 | 13.1311
3 | 27 | 8 | 7.6314 | -9.7125 | -24.9046 | 9.0034 | 3.0808 | 9.0799 | 22.6421 | -28.817 | -59.4825 | 27.9973 | 9.1406 | 25.6913 | 39.8184 | -48.5607 | -86.051 | 46.6181 | 15.4032 | 40.9287 | -5.8217 | -2.8282 | 8.1568
3 | 27 | 9 | 6.1893 | -8.0999 | -23.6647 | 8.3835 | 2.5245 | 8.4721 | 18.3637 | -24.0322 | -56.5211 | 26.0697 | 7.4902 | 23.9715 | 32.2943 | -40.4976 | -81.7667 | 43.4085 | 12.6221 | 38.1889 | -6.1951 | -4.6582 | 4.2494
3 | 27 | 10 | 4.8433 | -6.5074 | -22.4603 | 7.8226 | 1.9865 | 7.9044 | 14.3701 | -19.3074 | -53.6446 | 24.3254 | 5.8939 | 22.3653 | 25.2712 | -32.5358 | -77.6055 | 40.504 | 9.9321 | 35.6302 | -6.4109 | -5.9973 | 1.1963
3 | 27 | 11 | 5.3097 | -6.9078 | -22.8353 | 8.0237 | 2.1159 | 8.0848 | 15.7537 | -20.4954 | -54.5402 | 24.951 | 6.2777 | 22.8756 | 27.7045 | -34.5377 | -78.9011 | 41.5456 | 10.5789 | 36.4431 | -6.2091 | -5.1776 | 2.8333
3 | 27 | 12 | 5.7846 | -7.3134 | -23.2211 | 8.1838 | 2.2459 | 8.236 | 17.1629 | -21.6988 | -55.4616 | 25.4486 | 6.6635 | 23.3036 | 30.1827 | -36.5656 | -80.2341 | 42.3742 | 11.229 | 37.1249 | -6.0842 | -4.5819 | 4.111
3 | 27 | 13 | 6.293 | -7.7192 | -23.6092 | 8.4028 | 2.3908 | 8.4385 | 18.6714 | -22.9029 | -56.3887 | 26.1296 | 7.0935 | 23.8764 | 32.8355 | -38.5946 | -81.5752 | 43.5082 | 11.9536 | 38.0374 | -5.8033 | -3.5206 | 6.1649
3 | 27 | 14 | 9.326 | -11.0504 | -26.1501 | 9.6923 | 3.5666 | 9.7183 | 27.6702 | -32.7863 | -62.4574 | 30.1397 | 10.5821 | 27.4975 | 48.6607 | -55.2496 | -90.3546 | 50.1853 | 17.8323 | 43.8062 | -4.8973 | 0.64569 | 14.8804
3 | 27 | 15 | 12.6177 | -14.3965 | -28.7042 | 11.0596 | 4.8239 | 11.0657 | 37.4365 | -42.7143 | -68.5577 | 34.3913 | 14.3123 | 31.3101 | 65.8359 | -71.9796 | -99.1795 | 57.2647 | 24.1183 | 49.8801 | -3.5339 | 6.1784 | 25.9397
3 | 27 | 16 | 16.2309 | -17.7532 | -31.2627 | 12.5976 | 6.2271 | 12.5839 | 48.1567 | -52.6736 | -74.6683 | 39.174 | 18.4757 | 35.6057 | 84.6884 | -88.7626 | -108.0196 | 65.2282 | 31.1341 | 56.7234 | -1.3765 | 14.0702 | 40.992
3 | 27 | 17 | 15.8366 | -17.5296 | -30.9537 | 12.3903 | 6.1208 | 12.4079 | 46.9869 | -52.0101 | -73.9304 | 38.5295 | 18.1602 | 35.1078 | 82.631 | -87.6444 | -106.952 | 64.1551 | 30.6026 | 55.9302 | -1.7277 | 12.8439 | 38.7224
3 | 27 | 18 | 15.3743 | -17.289 | -30.614 | 12.1635 | 5.9948 | 12.2004 | 45.6154 | -51.2964 | -73.1191 | 37.8243 | 17.7865 | 34.5206 | 80.2192 | -86.4417 | -105.7784 | 62.9809 | 29.9727 | 54.9948 | -2.17 | 11.3314 | 35.9475
3 | 27 | 19 | 15.0726 | -17.0462 | -30.3024 | 12.0392 | 5.9159 | 12.0966 | 44.7201 | -50.576 | -72.3747 | 37.4378 | 17.5523 | 34.2268 | 78.6447 | -85.2277 | -104.7015 | 62.3372 | 29.5781 | 54.5267 | -2.2244 | 10.9863 | 35.1575
3 | 27 | 20 | 14.5583 | -16.6329 | -29.99 | 11.7999 | 5.7322 | 11.8677 | 43.1942 | -49.3497 | -71.6287 | 36.6935 | 17.0075 | 33.5792 | 75.9613 | -83.1612 | -103.6223 | 61.0979 | 28.66 | 53.495 | -2.6649 | 9.4959 | 32.4307
3 | 27 | 21 | 14.1169 | -16.2173 | -29.6817 | 11.6515 | 5.5711 | 11.7107 | 41.8848 | -48.1166 | -70.8924 | 36.2322 | 16.5294 | 33.1351 | 73.6585 | -81.0833 | -102.5571 | 60.3298 | 27.8543 | 52.7875 | -2.8487 | 8.7725 | 30.9898
3 | 27 | 22 | 13.698 | -15.8231 | -29.3712 | 11.5027 | 5.4238 | 11.5666 | 40.6418 | -46.9471 | -70.1507 | 35.7693 | 16.0924 | 32.7272 | 71.4726 | -79.1125 | -101.4841 | 59.5591 | 27.118 | 52.1377 | -3.0033 | 8.133 | 29.6908
3 | 27 | 23 | 13.4103 | -15.5859 | -29.2336 | 11.3703 | 5.3174 | 11.4405 | 39.7882 | -46.243 | -69.822 | 35.3577 | 15.7766 | 32.3705 | 69.9715 | -77.9261 | -101.0086 | 58.8737 | 26.5859 | 51.5695 | -3.2809 | 7.228 | 28.0657
3 | 28 | 0 | 13.1938 | -15.4081 | -29.1436 | 11.3009 | 5.2355 | 11.356 | 39.1459 | -45.7156 | -69.6071 | 35.1417 | 15.5337 | 32.1313 | 68.8419 | -77.0372 | -100.6977 | 58.5141 | 26.1765 | 51.1883 | -3.4655 | 6.6299 | 26.9859
3 | 28 | 1 | 12.9399 | -15.1887 | -29.0024 | 11.2069 | 5.1523 | 11.2619 | 38.3926 | -45.0646 | -69.2698 | 34.8496 | 15.2868 | 31.8651 | 67.5171 | -75.9402 | -100.2098 | 58.0277 | 25.7604 | 50.7643 | -3.63 | 6.0597 | 25.9195
3 | 28 | 2 | 12.2464 | -14.4313 | -28.4127 | 10.9579 | 4.8662 | 11.0055 | 36.3349 | -42.8174 | -67.8613 | 34.0752 | 14.4381 | 31.1398 | 63.8985 | -72.1534 | -98.1721 | 56.7383 | 24.3302 | 49.6087 | -3.7678 | 5.3093 | 24.2502
3 | 28 | 3 | 11.4431 | -13.6549 | -27.8175 | 10.6034 | 4.5545 | 10.6627 | 33.9515 | -40.5138 | -66.4398 | 32.9729 | 13.5132 | 30.1696 | 59.7071 | -68.2715 | -96.1158 | 54.9028 | 22.7717 | 48.0632 | -4.2087 | 3.6536 | 21.0575
3 | 28 | 4 | 10.6433 | -12.8635 | -27.214 | 10.2577 | 4.2387 | 10.3111 | 31.5784 | -38.1659 | -64.9985 | 31.8978 | 12.5761 | 29.1749 | 55.5337 | -64.315 | -94.0307 | 53.1127 | 21.1926 | 46.4785 | -4.6268 | 2.0628 | 17.9718
3 | 28 | 5 | 9.3234 | -11.6152 | -26.177 | 9.6773 | 3.7605 | 9.7549 | 27.6623 | -34.4622 | -62.5216 | 30.0929 | 11.1572 | 27.6011 | 48.647 | -58.0737 | -90.4475 | 50.1073 | 18.8015 | 43.9712 | -5.2763 | -0.47035 | 13.0058
3 | 28 | 6 | 8.0543 | -10.325 | -25.1233 | 9.1721 | 3.3116 | 9.2643 | 23.897 | -30.6343 | -60.0049 | 28.5219 | 9.8253 | 26.2131 | 42.0251 | -51.6231 | -86.8066 | 47.4916 | 16.5571 | 41.7601 | -5.6461 | -2.1818 | 9.4042
3 | 28 | 7 | 6.8111 | -9.0747 | -24.083 | 8.6187 | 2.8604 | 8.7303 | 20.2084 | -26.9246 | -57.5204 | 26.801 | 8.4866 | 24.702 | 35.5384 | -45.3718 | -83.2123 | 44.626 | 14.3012 | 39.3527 | -6.1374 | -4.247 | 5.2341
3 | 28 | 8 | 6.0667 | -8.2148 | -23.426 | 8.3012 | 2.5636 | 8.4215 | 17.9998 | -24.3732 | -55.951 | 25.8137 | 7.6062 | 23.8283 | 31.6544 | -41.0723 | -80.942 | 42.9822 | 12.8175 | 37.9609 | -6.2878 | -5.0762 | 3.4007
3 | 28 | 9 | 5.2773 | -7.3312 | -22.7322 | 7.956 | 2.2695 | 8.0873 | 15.6576 | -21.7516 | -54.294 | 24.7402 | 6.7336 | 22.8826 | 27.5355 | -36.6545 | -78.5449 | 41.1947 | 11.347 | 36.4543 | -6.4734 | -6.0315 | 1.3321
3 | 28 | 10 | 4.5639 | -6.4929 | -22.0917 | 7.6461 | 1.9945 | 7.7862 | 13.5411 | -19.2644 | -52.7641 | 23.7767 | 5.9178 | 22.0308 | 23.8134 | -32.4633 | -76.3317 | 39.5903 | 9.9723 | 35.0972 | -6.5938 | -6.7622 | -0.32182
3 | 28 | 11 | 4.6444 | -6.5595 | -22.1081 | 7.6696 | 2.0162 | 7.8196 | 13.78 | -19.462 | -52.8034 | 23.8497 | 5.9821 | 22.1253 | 24.2335 | -32.7963 | -76.3886 | 39.7119 | 10.0806 | 35.2478 | -6.5178 | -6.5284 | 0.088979
3 | 28 | 12 | 4.7265 | -6.6029 | -22.1357 | 7.6955 | 2.0427 | 7.8553 | 14.0235 | -19.5908 | -52.8692 | 23.9302 | 6.0608 | 22.2263 | 24.6617 | -33.0133 | -76.4837 | 39.846 | 10.2133 | 35.4087 | -6.4186 | -6.2192 | 0.63265
3 | 28 | 13 | 4.7952 | -6.667 | -22.1514 | 7.7193 | 2.0622 | 7.8902 | 14.2272 | -19.7808 | -52.9068 | 24.0043 | 6.1187 | 22.3251 | 25.0199 | -33.3335 | -76.5381 | 39.9694 | 10.3108 | 35.5661 | -6.3514 | -6.0123 | 0.99466
3 | 28 | 14 | 6.1465 | -8.092 | -23.2892 | 8.2436 | 2.5312 | 8.4219 | 18.2365 | -24.0088 | -55.6243 | 25.6346 | 7.5099 | 23.8296 | 32.0707 | -40.4582 | -80.4695 | 42.6839 | 12.6553 | 37.9629 | -6.038 | -4.4224 | 4.4453
3 | 28 | 15 | 7.5624 | -9.4968 | -24.4221 | 8.8303 | 3.0216 | 9.0084 | 22.4374 | -28.177 | -58.3301 | 27.4592 | 8.965 | 25.489 | 39.4584 | -47.4822 | -84.3837 | 45.722 | 15.1073 | 40.6065 | -5.4962 | -2.1565 | 9.0282
3 | 28 | 16 | 9.0002 | -10.9148 | -25.5557 | 9.3919 | 3.5183 | 9.5663 | 26.7034 | -32.3841 | -61.0376 | 29.2056 | 10.4386 | 27.0676 | 46.9605 | -54.5718 | -88.3006 | 48.63 | 17.5906 | 43.1214 | -4.9938 | -0.0064422 | 13.4301
3 | 28 | 17 | 9.7672 | -11.6576 | -26.2953 | 9.7615 | 3.8005 | 9.9123 | 28.9792 | -34.5879 | -62.8041 | 30.3547 | 11.276 | 28.0464 | 50.9627 | -58.2855 | -90.8561 | 50.5433 | 19.0016 | 44.6808 | -4.7114 | 1.2643 | 16.0468
3 | 28 | 18 | 10.6041 | -12.4326 | -27.0344 | 10.1944 | 4.1023 | 10.3144 | 31.4623 | -36.8874 | -64.5696 | 31.7009 | 12.1715 | 29.1842 | 55.3296 | -62.1605 | -93.4101 | 52.7849 | 20.5107 | 46.4934 | -4.2518 | 3.062 | 19.5479
3 | 28 | 19 | 11.4584 | -13.2358 | -27.8162 | 10.5833 | 4.4076 | 10.679 | 33.9968 | -39.2705 | -66.4368 | 32.9102 | 13.0773 | 30.2158 | 59.7868 | -66.1764 | -96.1113 | 54.7984 | 22.0372 | 48.1368 | -3.9238 | 4.4929 | 22.4715
3 | 28 | 20 | 11.9216 | -13.6827 | -28.2258 | 10.8221 | 4.581 | 10.8909 | 35.3712 | -40.5965 | -67.4151 | 33.653 | 13.5918 | 30.8153 | 62.2037 | -68.4109 | -97.5267 | 56.0353 | 22.904 | 49.0919 | -3.693 | 5.4197 | 24.2974
3 | 28 | 21 | 12.4098 | -14.1328 | -28.6469 | 11.0635 | 4.7564 | 11.1038 | 36.8197 | -41.9317 | -68.4208 | 34.4035 | 14.112 | 31.4179 | 64.7512 | -70.661 | -98.9816 | 57.2849 | 23.7808 | 50.0519 | -3.4462 | 6.4007 | 26.2262
3 | 28 | 22 | 12.8647 | -14.5874 | -29.0696 | 11.2374 | 4.92 | 11.2674 | 38.1694 | -43.2805 | -69.4303 | 34.9443 | 14.5977 | 31.8807 | 67.1247 | -72.9339 | -100.4419 | 58.1854 | 24.5992 | 50.7892 | -3.3674 | 6.8814 | 27.3227
3 | 28 | 23 | 13.2441 | -14.8514 | -29.2759 | 11.4174 | 5.0424 | 11.4364 | 39.295 | -44.064 | -69.9231 | 35.504 | 14.9606 | 32.3588 | 69.1042 | -74.254 | -101.1549 | 59.1174 | 25.2108 | 51.5507 | -2.9871 | 8.1314 | 29.5742
3 | 29 | 0 | 13.5485 | -15.1426 | -29.4954 | 11.5133 | 5.1433 | 11.5327 | 40.1983 | -44.928 | -70.4474 | 35.8022 | 15.2602 | 32.6314 | 70.6927 | -75.7101 | -101.9133 | 59.6139 | 25.7157 | 51.9851 | -2.9002 | 8.5168 | 30.384
3 | 29 | 1 | 13.9039 | -15.4349 | -29.7103 | 11.6341 | 5.2575 | 11.6537 | 41.2527 | -45.7952 | -70.9607 | 36.1781 | 15.599 | 32.9737 | 72.5469 | -77.1714 | -102.656 | 60.2398 | 26.2865 | 52.5304 | -2.696 | 9.2476 | 31.7763
3 | 29 | 2 | 12.769 | -14.442 | -28.8729 | 11.168 | 4.8678 | 11.1854 | 37.8855 | -42.8491 | -68.9605 | 34.7286 | 14.4426 | 31.6487 | 66.6253 | -72.2069 | -99.7623 | 57.8263 | 24.3378 | 50.4196 | -3.3246 | 6.8958 | 27.2398
3 | 29 | 3 | 11.6767 | -13.466 | -28.0359 | 10.6978 | 4.4782 | 10.7151 | 34.6446 | -39.9535 | -66.9615 | 33.2664 | 13.2866 | 30.3179 | 60.926 | -67.3273 | -96.8704 | 55.3916 | 22.3899 | 48.2994 | -3.9342 | 4.6006 | 22.8091
3 | 29 | 4 | 10.6011 | -12.4667 | -27.1633 | 10.2303 | 4.1006 | 10.2543 | 31.4534 | -36.9886 | -64.8773 | 31.8125 | 12.1663 | 29.0143 | 55.3139 | -62.331 | -93.8553 | 52.9706 | 20.502 | 46.2226 | -4.4437 | 2.5807 | 18.8229
3 | 29 | 5 | 9.0604 | -10.9119 | -25.9171 | 9.5545 | 3.521 | 9.5874 | 26.8822 | -32.3754 | -61.9008 | 29.7113 | 10.4468 | 27.1272 | 47.2751 | -54.5572 | -89.5493 | 49.4719 | 17.6043 | 43.2163 | -5.1056 | -0.10879 | 13.461
3 | 29 | 6 | 7.5642 | -9.3413 | -24.6297 | 8.9057 | 2.9607 | 8.9413 | 22.443 | -27.7156 | -58.8261 | 27.6934 | 8.7845 | 25.2991 | 39.4682 | -46.7047 | -85.1013 | 46.1121 | 14.803 | 40.304 | -5.5991 | -2.3217 | 8.8813
3 | 29 | 7 | 6.2648 | -7.8436 | -23.3917 | 8.338 | 2.4594 | 8.3792 | 18.5875 | -23.2719 | -55.8692 | 25.9283 | 7.2969 | 23.7085 | 32.6879 | -39.2164 | -80.8237 | 43.1729 | 12.2963 | 37.77 | -5.794 | -3.6199 | 5.8871
3 | 29 | 8 | 5.4455 | -6.8428 | -22.6179 | 7.9635 | 2.1167 | 7.9973 | 16.1567 | -20.3025 | -54.021 | 24.7636 | 6.2802 | 22.6282 | 28.4131 | -34.2126 | -78.15 | 41.2336 | 10.583 | 36.049 | -5.9377 | -4.4949 | 3.916
3 | 29 | 9 | 4.6624 | -5.8427 | -21.8523 | 7.6113 | 1.7917 | 7.6419 | 13.8333 | -17.3352 | -52.1924 | 23.6684 | 5.3161 | 21.6225 | 24.3272 | -29.2123 | -75.5046 | 39.41 | 8.9583 | 34.4468 | -5.9877 | -5.0874 | 2.4254
3 | 29 | 10 | 3.9203 | -4.937 | -21.0877 | 7.2531 | 1.5016 | 7.2829 | 11.6316 | -14.6481 | -50.3662 | 22.5546 | 4.4553 | 20.6067 | 20.4553 | -24.6842 | -72.8628 | 37.5554 | 7.5078 | 32.8285 | -6.0668 | -5.7663 | 0.79995
3 | 29 | 11 | 3.6747 | -4.688 | -20.8898 | 7.1257 | 1.4172 | 7.1568 | 10.9027 | -13.9093 | -49.8935 | 22.1585 | 4.2049 | 20.25 | 19.1735 | -23.4392 | -72.1789 | 36.8958 | 7.0858 | 32.2602 | -6.2034 | -6.2868 | -0.20269
3 | 29 | 12 | 3.4979 | -4.478 | -20.7383 | 7.0654 | 1.3529 | 7.1018 | 10.3783 | -13.2862 | -49.5317 | 21.9708 | 4.0139 | 20.0944 | 18.2512 | -22.3892 | -71.6555 | 36.5833 | 6.764 | 32.0123 | -6.1983 | -6.3606 | -0.43375
3 | 29 | 13 | 3.2898 | -4.2624 | -20.5573 | 6.9925 | 1.283 | 7.0291 | 9.7609 | -12.6465 | -49.0994 | 21.7442 | 3.8066 | 19.8886 | 17.1655 | -21.3112 | -71.0301 | 36.2061 | 6.4147 | 31.6845 | -6.2253 | -6.5456 | -0.87044
3 | 29 | 14 | 5.7007 | -7.099 | -22.881 | 8.0893 | 2.1987 | 8.1343 | 16.9139 | -21.0625 | -54.6494 | 25.1548 | 6.5235 | 23.0157 | 29.7448 | -35.4933 | -79.0591 | 41.8849 | 10.993 | 36.6662 | -5.857 | -4.1041 | 4.7366
3 | 29 | 15 | 8.5858 | -10.3008 | -25.2128 | 9.2765 | 3.3134 | 9.3376 | 25.4739 | -30.5623 | -60.2186 | 28.8465 | 9.8309 | 26.4203 | 44.7983 | -51.5018 | -87.1158 | 48.0321 | 16.5665 | 42.0901 | -5.0003 | -0.20926 | 12.8695
3 | 29 | 16 | 11.6598 | -13.4773 | -27.5364 | 10.5252 | 4.5024 | 10.6088 | 34.5944 | -39.987 | -65.7684 | 32.7295 | 13.3586 | 30.0171 | 60.8377 | -67.3839 | -95.1444 | 54.4976 | 22.5111 | 47.8202 | -3.7176 | 4.9442 | 23.1384
3 | 29 | 17 | 12.4422 | -14.4654 | -28.1345 | 10.8111 | 4.8788 | 10.9013 | 36.9157 | -42.9186 | -67.1969 | 33.6188 | 14.4755 | 30.8448 | 64.92 | -72.3239 | -97.211 | 55.9784 | 24.3932 | 49.1388 | -3.5664 | 5.7393 | 24.8955
3 | 29 | 18 | 13.3025 | -15.4556 | -28.7342 | 11.1598 | 5.2761 | 11.2575 | 39.4685 | -45.8565 | -68.6292 | 34.7029 | 15.654 | 31.8527 | 69.4092 | -77.2747 | -99.2831 | 57.7834 | 26.3792 | 50.7444 | -3.1939 | 7.1923 | 27.7586
3 | 29 | 19 | 14.1627 | -16.4503 | -29.3382 | 11.5075 | 5.6776 | 11.6046 | 42.0205 | -48.808 | -70.0719 | 35.7844 | 16.8454 | 32.8349 | 73.8973 | -82.2483 | -101.3701 | 59.5842 | 28.387 | 52.3093 | -2.8361 | 8.6054 | 30.5592
3 | 29 | 20 | 13.9997 | -16.3069 | -29.2404 | 11.4681 | 5.6205 | 11.5658 | 41.537 | -48.3825 | -69.8383 | 35.6616 | 16.6759 | 32.7252 | 73.0469 | -81.5313 | -101.0323 | 59.3797 | 28.1012 | 52.1344 | -2.8933 | 8.3788 | 30.0987
3 | 29 | 21 | 13.8122 | -16.1256 | -29.1059 | 11.4013 | 5.5392 | 11.5094 | 40.9806 | -47.8444 | -69.5171 | 35.4542 | 16.4346 | 32.5653 | 72.0685 | -80.6247 | -100.5675 | 59.0344 | 27.6946 | 51.8798 | -2.9694 | 8.0732 | 29.4851
3 | 29 | 22 | 13.6341 | -15.967 | -29.0014 | 11.3459 | 5.4856 | 11.4613 | 40.4521 | -47.374 | -69.2676 | 35.2816 | 16.2758 | 32.4293 | 71.139 | -79.8319 | -100.2065 | 58.7471 | 27.427 | 51.6631 | -3.0416 | 7.7972 | 28.9377
3 | 29 | 23 | 13.3041 | -15.4511 | -28.7674 | 11.2271 | 5.2826 | 11.3286 | 39.473 | -45.8433 | -68.7087 | 34.9122 | 15.6734 | 32.0538 | 69.4172 | -77.2524 | -99.398 | 58.1319 | 26.4119 | 51.0648 | -3.0763 | 7.5604 | 28.3754
3 | 30 | 0 | 12.9701 | -14.9793 | -28.5497 | 11.0944 | 5.0924 | 11.1861 | 38.4821 | -44.4434 | -68.1886 | 34.4997 | 15.1091 | 31.6506 | 67.6745 | -74.8934 | -98.6456 | 57.4451 | 25.4611 | 50.4226 | -3.186 | 7.1096 | 27.4642
3 | 30 | 1 | 12.6655 | -14.505 | -28.3328 | 10.9842 | 4.9092 | 11.0648 | 37.5784 | -43.0361 | -67.6704 | 34.1569 | 14.5657 | 31.3076 | 66.0854 | -72.5219 | -97.896 | 56.8744 | 24.5452 | 49.8761 | -3.2139 | 6.9021 | 26.9631
3 | 30 | 2 | 10.4754 | -12.5364 | -26.8687 | 10.137 | 4.1346 | 10.2147 | 31.0804 | -37.1952 | -64.1736 | 31.5226 | 12.2672 | 28.902 | 54.658 | -62.6792 | -92.8373 | 52.4879 | 20.6721 | 46.0438 | -4.4433 | 2.4034 | 18.3452
3 | 30 | 3 | 8.348 | -10.4848 | -25.3533 | 9.3012 | 3.3584 | 9.3791 | 24.7684 | -31.1083 | -60.5542 | 28.9234 | 9.9644 | 26.5377 | 43.5577 | -52.4219 | -87.6013 | 48.1601 | 16.7914 | 42.2772 | -5.4514 | -1.4686 | 10.7632
3 | 30 | 4 | 6.4107 | -8.5196 | -23.8867 | 8.5433 | 2.6672 | 8.6231 | 19.0204 | -25.2777 | -57.0513 | 26.5667 | 7.9137 | 24.3988 | 33.4492 | -42.5965 | -82.5338 | 44.236 | 13.3357 | 38.8697 | -6.1619 | -4.4294 | 4.7604
3 | 30 | 5 | 4.6234 | -6.3982 | -22.2731 | 7.7305 | 1.9519 | 7.7987 | 13.7174 | -18.9833 | -53.1974 | 24.0392 | 5.7913 | 22.0662 | 24.1235 | -31.9896 | -76.9585 | 40.0275 | 9.7591 | 35.1536 | -6.5668 | -6.5667 | 0.11548
3 | 30 | 6 | 3.1447 | -4.6693 | -20.6263 | 7.0199 | 1.3932 | 7.075 | 9.3304 | -13.8537 | -49.2641 | 21.8294 | 4.1335 | 20.0183 | 16.4084 | -23.3455 | -71.2684 | 36.3479 | 6.9655 | 31.8912 | -6.6628 | -7.8062 | -3.0008
3 | 30 | 7 | 1.8989 | -2.9606 | -18.9674 | 6.2797 | 0.86583 | 6.3254 | 5.634 | -8.7841 | -45.302 | 19.5275 | 2.5689 | 17.8975 | 9.9079 | -14.8025 | -65.5365 | 32.5151 | 4.329 | 28.5124 | -6.5582 | -8.4582 | -5.0746
3 | 30 | 8 | 1.4634 | -2.1017 | -17.7205 | 5.7318 | 0.60744 | 5.7911 | 4.3419 | -6.2356 | -42.324 | 17.8238 | 1.8023 | 16.3857 | 7.6356 | -10.5079 | -61.2284 | 29.6783 | 3.0371 | 26.1041 | -6.2285 | -8.2059 | -5.2813
3 | 30 | 9 | 1.2766 | -1.8098 | -16.435 | 5.2523 | 0.51996 | 5.3233 | 3.7875 | -5.3697 | -39.2536 | 16.3327 | 1.5427 | 15.062 | 6.6607 | -9.0487 | -56.7866 | 27.1954 | 2.5997 | 23.9952 | -5.8728 | -7.8984 | -5.3842
3 | 30 | 10 | 1.1947 | -1.6687 | -15.1819 | 4.7825 | 0.47903 | 4.8673 | 3.5446 | -4.9511 | -36.2606 | 14.8718 | 1.4213 | 13.7717 | 6.2336 | -8.3433 | -52.4568 | 24.7629 | 2.3951 | 21.9397 | -5.5271 | -7.6023 | -5.4688
3 | 30 | 11 | 1.1137 | -1.5365 | -14.4832 | 4.512 | 0.43916 | 4.6138 | 3.3043 | -4.5588 | -34.592 | 14.0306 | 1.303 | 13.0547 | 5.8109 | -7.6823 | -50.0429 | 23.3622 | 2.1957 | 20.7974 | -5.3411 | -7.4583 | -5.5589
3 | 30 | 12 | 1.0649 | -1.4333 | -13.7794 | 4.2527 | 0.40836 | 4.3722 | 3.1596 | -4.2526 | -32.911 | 13.2243 | 1.2116 | 12.371 | 5.5564 | -7.1662 | -47.611 | 22.0197 | 2.0417 | 19.7083 | -5.1146 | -7.1971 | -5.4511
3 | 30 | 13 | 1.0013 | -1.3213 | -13.0811 | 3.9995 | 0.37236 | 4.1357 | 2.971 | -3.9203 | -31.2431 | 12.4371 | 1.1048 | 11.7019 | 5.2248 | -6.6062 | -45.1981 | 20.7089 | 1.8617 | 18.6423 | -4.8934 | -6.9486 | -5.3666
3 | 30 | 14 | 1.0241 | -1.3446 | -14.6369 | 4.5483 | 0.37958 | 4.6943 | 3.0385 | -3.9894 | -34.9591 | 14.1435 | 1.1262 | 13.2825 | 5.3435 | -6.7227 | -50.5739 | 23.5502 | 1.8978 | 21.1603 | -5.3352 | -7.3578 | -5.3447
3 | 30 | 15 | 1.1647 | -1.9594 | -16.1479 | 5.1127 | 0.54998 | 5.2754 | 3.4557 | -5.8136 | -38.5679 | 15.8985 | 1.6318 | 14.9264 | 6.0773 | -9.7967 | -55.7945 | 26.4725 | 2.7498 | 23.7793 | -6.0046 | -8.4689 | -6.5124
3 | 30 | 16 | 1.419 | -2.7835 | -17.7074 | 5.7444 | 0.80396 | 5.919 | 4.2103 | -8.2587 | -42.2926 | 17.863 | 2.3853 | 16.7475 | 7.4042 | -13.9171 | -61.1829 | 29.7436 | 4.0196 | 26.6805 | -6.6045 | -9.3451 | -7.2522
3 | 30 | 17 | 1.4296 | -2.9261 | -18.2444 | 5.9726 | 0.85248 | 6.1353 | 4.2415 | -8.6817 | -43.5752 | 18.5728 | 2.5293 | 17.3597 | 7.459 | -14.6299 | -63.0385 | 30.9254 | 4.2622 | 27.6557 | -6.7805 | -9.5537 | -7.366
3 | 30 | 18 | 1.4551 | -3.0857 | -18.8273 | 6.1778 | 0.90182 | 6.3284 | 4.3172 | -9.1554 | -44.9674 | 19.2108 | 2.6757 | 17.906 | 7.5922 | -15.4281 | -65.0524 | 31.9876 | 4.5089 | 28.5261 | -7.0499 | -10.013 | -7.8656
3 | 30 | 19 | 1.819 | -3.6035 | -19.4105 | 6.4261 | 1.0601 | 6.562 | 5.3969 | -10.6914 | -46.3604 | 19.9828 | 3.1453 | 18.5668 | 9.491 | -18.0165 | -67.0678 | 33.2731 | 5.3003 | 29.5788 | -7.1469 | -9.9601 | -7.4411
3 | 30 | 20 | 2.211 | -4.0638 | -19.8564 | 6.609 | 1.2082 | 6.7414 | 6.56 | -12.0572 | -47.4254 | 20.5516 | 3.5847 | 19.0746 | 11.5364 | -20.318 | -68.6084 | 34.2202 | 6.0408 | 30.3878 | -7.1506 | -9.7117 | -6.7413
3 | 30 | 21 | 2.564 | -4.4622 | -20.2588 | 6.8123 | 1.3346 | 6.9337 | 7.6074 | -13.2394 | -48.3864 | 21.184 | 3.9597 | 19.6187 | 13.3784 | -22.3102 | -69.9986 | 35.2733 | 6.6727 | 31.2546 | -7.0763 | -9.2559 | -5.7299
3 | 30 | 22 | 2.9662 | -4.9279 | -20.7163 | 7.0015 | 1.4856 | 7.1129 | 8.8007 | -14.6209 | -49.4792 | 21.7721 | 4.4076 | 20.1258 | 15.4769 | -24.6384 | -71.5796 | 36.2526 | 7.4275 | 32.0625 | -7.078 | -8.9939 | -4.9986
3 | 30 | 23 | 3.4828 | -5.4091 | -21.2032 | 7.2169 | 1.6422 | 7.3357 | 10.3336 | -16.0487 | -50.6421 | 22.4421 | 4.8725 | 20.7561 | 18.1726 | -27.0443 | -73.2618 | 37.3681 | 8.2108 | 33.0665 | -6.9346 | -8.2865 | -3.4881
3 | 31 | 0 | 4.0401 | -5.9407 | -21.6969 | 7.441 | 1.8159 | 7.5643 | 11.9869 | -17.6259 | -51.8213 | 23.139 | 5.3877 | 21.403 | 21.0802 | -29.7021 | -74.9678 | 38.5285 | 9.079 | 34.0972 | -6.7762 | -7.5305 | -1.885
3 | 31 | 1 | 4.5996 | -6.4602 | -22.1744 | 7.6776 | 2.0008 | 7.8033 | 13.647 | -19.1675 | -52.9618 | 23.8746 | 5.9364 | 22.0792 | 23.9996 | -32.2999 | -76.6177 | 39.7533 | 10.0036 | 35.1744 | -6.5534 | -6.5921 | 0.013288
3 | 31 | 2 | 5.2718 | -7.1144 | -22.9283 | 8.0435 | 2.2088 | 8.1274 | 15.6414 | -21.1084 | -54.7624 | 25.0126 | 6.5535 | 22.9961 | 27.5069 | -35.5707 | -79.2225 | 41.6482 | 11.0436 | 36.6351 | -6.3912 | -5.6672 | 2.0407
3 | 31 | 3 | 5.9554 | -7.7362 | -23.6626 | 8.3829 | 2.4231 | 8.4308 | 17.6696 | -22.9533 | -56.5161 | 26.0679 | 7.1894 | 23.8548 | 31.0738 | -38.6796 | -81.7595 | 43.4053 | 12.1152 | 38.0031 | -6.2065 | -4.6877 | 4.1583
3 | 31 | 4 | 6.652 | -8.3747 | -24.4167 | 8.7146 | 2.6425 | 8.7222 | 19.7365 | -24.8476 | -58.3172 | 27.0994 | 7.8404 | 24.6791 | 34.7085 | -41.8718 | -84.3652 | 45.1229 | 13.2122 | 39.3162 | -6.06 | -3.8095 | 6.1229
3 | 31 | 5 | 6.4754 | -8.1609 | -24.2824 | 8.6476 | 2.5631 | 8.6449 | 19.2123 | -24.2132 | -57.9966 | 26.891 | 7.6046 | 24.4605 | 33.7867 | -40.8027 | -83.9013 | 44.7759 | 12.8148 | 38.9681 | -6.1124 | -4.0414 | 5.6415
3 | 31 | 6 | 6.3523 | -8.011 | -24.1964 | 8.6105 | 2.504 | 8.5798 | 18.8472 | -23.7686 | -57.791 | 26.7757 | 7.4292 | 24.2763 | 33.1447 | -40.0535 | -83.6039 | 44.584 | 12.5193 | 38.6745 | -6.1608 | -4.2312 | 5.2651
3 | 31 | 7 | 6.2175 | -7.8175 | -24.0669 | 8.5556 | 2.4444 | 8.5137 | 18.4472 | -23.1944 | -57.4819 | 26.6049 | 7.2526 | 24.0891 | 32.4412 | -39.0859 | -83.1567 | 44.2995 | 12.2216 | 38.3763 | -6.1533 | -4.2826 | 5.096
3 | 31 | 8 | 5.3952 | -6.9303 | -23.168 | 8.1574 | 2.1362 | 8.1446 | 16.0076 | -20.5621 | -55.335 | 25.3666 | 6.3379 | 23.045 | 28.1509 | -34.6501 | -80.0508 | 42.2376 | 10.6803 | 36.7129 | -6.2649 | -5.14 | 3.0809
3 | 31 | 9 | 4.6217 | -6.021 | -22.2719 | 7.7334 | 1.8335 | 7.755 | 13.7125 | -17.8641 | -53.1946 | 24.0481 | 5.44 | 21.9425 | 24.1148 | -30.1036 | -76.9544 | 40.0423 | 9.1671 | 34.9565 | -6.3493 | -5.9156 | 1.2228
3 | 31 | 10 | 3.8455 | -5.1502 | -21.3372 | 7.3258 | 1.552 | 7.3734 | 11.4096 | -15.2805 | -50.9623 | 22.7806 | 4.6047 | 20.8629 | 20.0649 | -25.7498 | -73.725 | 37.9318 | 7.7595 | 33.2367 | -6.3907 | -6.5849 | -0.48189
3 | 31 | 11 | 4.3273 | -5.611 | -21.7879 | 7.5527 | 1.6988 | 7.6001 | 12.839 | -16.6479 | -52.0387 | 23.4862 | 5.0404 | 21.5043 | 22.5787 | -28.0541 | -75.2822 | 39.1066 | 8.4938 | 34.2584 | -6.2201 | -5.8167 | 1.1012
3 | 31 | 12 | 4.7714 | -6.0713 | -22.1947 | 7.7175 | 1.846 | 7.7688 | 14.1566 | -18.0135 | -53.0101 | 23.9988 | 5.4771 | 21.9815 | 24.8958 | -30.3553 | -76.6876 | 39.9602 | 9.2297 | 35.0187 | -6.1622 | -5.4095 | 2.0616
3 | 31 | 13 | 5.2225 | -6.5292 | -22.5991 | 7.9221 | 1.9936 | 7.9694 | 15.495 | -19.372 | -53.9762 | 24.635 | 5.9151 | 22.5493 | 27.2495 | -32.6445 | -78.0852 | 41.0194 | 9.9678 | 35.9232 | -6.0206 | -4.7538 | 3.4303
3 | 31 | 14 | 8.1875 | -9.7814 | -25.0787 | 9.1505 | 3.1069 | 9.1972 | 24.2922 | -29.0214 | -59.8985 | 28.4547 | 9.2182 | 26.0231 | 42.7203 | -48.9052 | -86.6527 | 47.3796 | 15.5339 | 41.4574 | -5.2181 | -0.93166 | 11.5334
3 | 31 | 15 | 11.4093 | -13.084 | -27.6014 | 10.4578 | 4.3098 | 10.4992 | 33.8513 | -38.8202 | -65.9236 | 32.52 | 12.7871 | 29.7071 | 59.5308 | -65.4175 | -95.369 | 54.1488 | 21.5481 | 47.3264 | -4.0093 | 4.1217 | 21.7676
3 | 31 | 16 | 14.9134 | -16.343 | -30.0779 | 11.9175 | 5.625 | 11.9499 | 44.2479 | -48.4895 | -71.8385 | 37.0594 | 16.6893 | 33.8119 | 77.8143 | -81.7117 | -103.9258 | 61.7071 | 28.1239 | 53.8657 | -2.015 | 11.4805 | 35.8736
3 | 31 | 17 | 16.2956 | -17.6997 | -30.8783 | 12.4282 | 6.1963 | 12.4933 | 48.3488 | -52.5148 | -73.7502 | 38.6472 | 18.3843 | 35.3494 | 85.0261 | -88.495 | -106.6913 | 64.351 | 30.9802 | 56.3151 | -1.1646 | 14.4647 | 41.4861
3 | 31 | 18 | 17.6311 | -19.0661 | -31.6745 | 12.9072 | 6.7609 | 13.0057 | 52.3112 | -56.5689 | -75.6519 | 40.1369 | 20.0596 | 36.7993 | 91.9944 | -95.3267 | -109.4425 | 66.8315 | 33.8033 | 58.6249 | -0.43564 | 17.0861 | 46.4849
3 | 31 | 19 | 19.1098 | -20.4733 | -32.5181 | 13.4416 | 7.3859 | 13.5636 | 56.6985 | -60.7441 | -77.6667 | 41.7986 | 21.9138 | 38.3777 | 99.7099 | -102.3624 | -112.3572 | 69.5984 | 36.9279 | 61.1394 | 0.50947 | 20.3778 | 52.656
3 | 31 | 20 | 19.0694 | -20.4965 | -32.4133 | 13.3672 | 7.3998 | 13.5085 | 56.5788 | -60.8127 | -77.4164 | 41.5672 | 21.955 | 38.2217 | 99.4994 | -102.4781 | -111.9951 | 69.2132 | 36.9974 | 60.891 | 0.43515 | 20.0936 | 52.1277
3 | 31 | 21 | 19.0653 | -20.4887 | -32.2976 | 13.3512 | 7.4179 | 13.4884 | 56.5664 | -60.7898 | -77.1402 | 41.5176 | 22.0087 | 38.1649 | 99.4776 | -102.4395 | -111.5956 | 69.1306 | 37.0878 | 60.8004 | 0.53638 | 20.3276 | 52.4613
3 | 31 | 22 | 19.0114 | -20.4746 | -32.1772 | 13.31 | 7.4076 | 13.4221 | 56.4066 | -60.7478 | -76.8526 | 41.3895 | 21.9784 | 37.9773 | 99.1966 | -102.3687 | -111.1795 | 68.9172 | 37.0367 | 60.5016 | 0.49938 | 20.1514 | 52.1039
3 | 31 | 23 | 18.6921 | -20.1067 | -31.9271 | 13.1366 | 7.2488 | 13.2469 | 55.4592 | -59.6565 | -76.2553 | 40.8502 | 21.507 | 37.4816 | 97.5306 | -100.5296 | -110.3155 | 68.0193 | 36.2423 | 59.7119 | 0.29047 | 19.3862 | 50.6589
4 | 1 | 0 | 18.4334 | -19.7166 | -31.658 | 13.0073 | 7.102 | 13.0965 | 54.6916 | -58.499 | -75.6124 | 40.4481 | 21.0717 | 37.056 | 96.1806 | -98.5792 | -109.3854 | 67.3497 | 35.5087 | 59.034 | 0.26461 | 19.156 | 50.1085
4 | 1 | 1 | 18.0871 | -19.2901 | -31.3481 | 12.854 | 6.9312 | 12.9376 | 53.6643 | -57.2334 | -74.8724 | 39.9714 | 20.5648 | 36.6066 | 94.3739 | -96.4463 | -108.3149 | 66.556 | 34.6545 | 58.3179 | 0.17178 | 18.7013 | 49.1412
4 | 1 | 2 | 14.5689 | -16.2548 | -29.2273 | 11.5135 | 5.6163 | 11.6594 | 43.2257 | -48.2276 | -69.807 | 35.803 | 16.6635 | 32.9899 | 76.0166 | -81.2704 | -100.9869 | 59.6152 | 28.0803 | 52.5562 | -2.1239 | 10.6474 | 34.011
4 | 1 | 3 | 11.2499 | -13.1555 | -27.0446 | 10.2746 | 4.3726 | 10.3951 | 33.3783 | -39.0323 | -64.5939 | 31.9504 | 12.9735 | 29.4126 | 58.6991 | -65.775 | -93.4453 | 53.2002 | 21.8623 | 46.8573 | -3.9079 | 4.0887 | 21.3986
4 | 1 | 4 | 8.1856 | -10.1192 | -24.9209 | 9.0769 | 3.2331 | 9.1796 | 24.2864 | -30.0235 | -59.5215 | 28.2258 | 9.5925 | 25.9734 | 42.7101 | -50.5938 | -86.1073 | 46.9985 | 16.1648 | 41.3782 | -5.3649 | -1.4668 | 10.5505
4 | 1 | 5 | 5.7527 | -7.3999 | -22.943 | 8.1046 | 2.2874 | 8.2015 | 17.0683 | -21.9554 | -54.7974 | 25.2025 | 6.7866 | 23.2058 | 30.0162 | -36.998 | -79.2731 | 41.9644 | 11.4364 | 36.9692 | -5.9966 | -4.4896 | 4.1152
4 | 1 | 6 | 3.5266 | -4.7204 | -20.9738 | 7.1674 | 1.413 | 7.2635 | 10.4635 | -14.0054 | -50.0941 | 22.2881 | 4.1924 | 20.5519 | 18.4011 | -23.6011 | -72.4691 | 37.1117 | 7.0648 | 32.7412 | -6.3236 | -6.6036 | -0.75135
4 | 1 | 7 | 1.6413 | -2.3481 | -18.9499 | 6.229 | 0.6805 | 6.3244 | 4.8696 | -6.9669 | -45.2602 | 19.37 | 2.019 | 17.8947 | 8.5637 | -11.7402 | -65.476 | 32.2528 | 3.4024 | 28.508 | -6.4228 | -8.0737 | -4.4893
4 | 1 | 8 | 1.2307 | -1.6395 | -18.2719 | 5.8924 | 0.46933 | 5.9729 | 3.6515 | -4.8643 | -43.6409 | 18.3233 | 1.3925 | 16.9003 | 6.4215 | -8.197 | -63.1336 | 30.5099 | 2.3466 | 26.9238 | -6.346 | -8.2377 | -5.1288
4 | 1 | 9 | 0.94307 | -1.2929 | -17.5802 | 5.6196 | 0.36452 | 5.6878 | 2.7981 | -3.8359 | -41.9889 | 17.4749 | 1.0815 | 16.0933 | 4.9207 | -6.464 | -60.7436 | 29.0973 | 1.8225 | 25.6382 | -6.2581 | -8.377 | -5.7289
4 | 1 | 10 | 0.67834 | -0.97716 | -16.8552 | 5.2851 | 0.26889 | 5.3395 | 2.0126 | -2.8992 | -40.2573 | 16.4349 | 0.79781 | 15.1079 | 3.5394 | -4.8856 | -58.2386 | 27.3655 | 1.3444 | 24.0684 | -6.2605 | -8.8033 | -6.8064
4 | 1 | 11 | 0.76284 | -1.0908 | -17.279 | 5.4623 | 0.30368 | 5.5353 | 2.2633 | -3.2364 | -41.2694 | 16.9859 | 0.90102 | 15.6618 | 3.9803 | -5.4539 | -59.7027 | 28.283 | 1.5183 | 24.9508 | -6.3057 | -8.6937 | -6.4241
4 | 1 | 12 | 0.89197 | -1.2917 | -17.6644 | 5.6371 | 0.36041 | 5.723 | 2.6465 | -3.8325 | -42.1899 | 17.5294 | 1.0693 | 16.193 | 4.6541 | -6.4583 | -61.0344 | 29.188 | 1.802 | 25.797 | -6.3436 | -8.5842 | -6.0516
4 | 1 | 13 | 1.2041 | -1.8625 | -18.0472 | 5.8083 | 0.52137 | 5.9116 | 3.5726 | -5.5261 | -43.1042 | 18.0617 | 1.5469 | 16.7265 | 6.2828 | -9.3122 | -62.357 | 30.0744 | 2.6067 | 26.647 | -6.4644 | -8.7225 | -6.0583
4 | 1 | 14 | 1.9348 | -2.8727 | -19.4697 | 6.43 | 0.82205 | 6.546 | 5.7406 | -8.5232 | -46.5018 | 19.9951 | 2.439 | 18.5218 | 10.0954 | -14.3628 | -67.2723 | 33.2936 | 4.1101 | 29.507 | -6.6095 | -8.3286 | -4.6291
4 | 1 | 15 | 3.2908 | -4.6197 | -20.8892 | 7.0729 | 1.3582 | 7.202 | 9.7637 | -13.7065 | -49.8921 | 21.9943 | 4.0297 | 20.3778 | 17.1704 | -23.0975 | -72.1768 | 36.6225 | 6.7906 | 32.4638 | -6.585 | -7.4331 | -2.2269
4 | 1 | 16 | 4.9389 | -6.6085 | -22.3662 | 7.7812 | 2.0015 | 7.9212 | 14.6536 | -19.6072 | -53.4198 | 24.1969 | 5.9383 | 22.4128 | 25.7697 | -33.0409 | -77.2802 | 40.29 | 10.0069 | 35.7058 | -6.3318 | -5.8254 | 1.4514
4 | 1 | 17 | 6.4412 | -8.207 | -23.706 | 8.4441 | 2.5499 | 8.5693 | 19.1109 | -24.35 | -56.6199 | 26.2583 | 7.5655 | 24.2466 | 33.6084 | -41.0332 | -81.9097 | 43.7224 | 12.7489 | 38.6273 | -5.9085 | -3.7886 | 5.7641
4 | 1 | 18 | 7.9546 | -9.7718 | -25.0157 | 9.0498 | 3.0926 | 9.1673 | 23.6011 | -28.9929 | -59.748 | 28.1416 | 9.1756 | 25.9387 | 41.5049 | -48.8571 | -86.435 | 46.8584 | 15.4622 | 41.3229 | -5.5233 | -1.8839 | 9.8562
4 | 1 | 19 | 9.5898 | -11.3939 | -26.3624 | 9.7447 | 3.689 | 9.8427 | 28.4529 | -33.8055 | -62.9644 | 30.3024 | 10.9451 | 27.8497 | 50.0373 | -56.967 | -91.088 | 50.4563 | 18.444 | 44.3673 | -4.8901 | 0.7803 | 15.2499
4 | 1 | 20 | 11.0428 | -12.7951 | -27.4289 | 10.3184 | 4.2084 | 10.4079 | 32.7639 | -37.963 | -65.5116 | 32.0866 | 12.4862 | 29.4487 | 57.6186 | -63.973 | -94.7729 | 53.427 | 21.041 | 46.9146 | -4.2465 | 3.3108 | 20.2554
4 | 1 | 21 | 12.4563 | -14.1233 | -28.4489 | 10.8876 | 4.7228 | 10.9633 | 36.9578 | -41.9036 | -67.9478 | 33.8567 | 14.0125 | 31.0202 | 64.994 | -70.6135 | -98.2973 | 56.3744 | 23.6131 | 49.4182 | -3.5421 | 5.9957 | 25.4888
4 | 1 | 22 | 14.0351 | -15.4863 | -29.503 | 11.5649 | 5.2943 | 11.6203 | 41.642 | -45.9476 | -70.4654 | 35.9628 | 15.7082 | 32.8791 | 73.2316 | -77.4282 | -101.9394 | 59.8813 | 26.4706 | 52.3797 | -2.4746 | 9.7791 | 32.5954
4 | 1 | 23 | 15.188 | -16.5528 | -30.306 | 12.0012 | 5.7225 | 12.0557 | 45.0626 | -49.112 | -72.3834 | 37.3194 | 16.9787 | 34.1111 | 79.247 | -82.7607 | -104.7141 | 62.1401 | 28.6115 | 54.3423 | -1.8915 | 11.9764 | 36.8662
4 | 2 | 0 | 16.35 | -17.568 | -31.0582 | 12.4506 | 6.1378 | 12.5015 | 48.5101 | -52.124 | -74.1799 | 38.717 | 18.2107 | 35.3725 | 85.3099 | -87.8363 | -107.313 | 64.4673 | 30.6876 | 56.3519 | -1.1863 | 14.5064 | 41.6673
4 | 2 | 1 | 17.567 | -18.5922 | -31.8513 | 12.9304 | 6.5775 | 12.9741 | 52.1211 | -55.163 | -76.0743 | 40.2089 | 19.5154 | 36.7098 | 91.6601 | -92.9574 | -110.0536 | 66.9515 | 32.8863 | 58.4823 | -0.39455 | 17.318 | 46.9692
4 | 2 | 2 | 16.5884 | -17.8133 | -31.2673 | 12.5472 | 6.2245 | 12.5826 | 49.2176 | -52.8519 | -74.6794 | 39.0175 | 18.468 | 35.6021 | 86.554 | -89.063 | -108.0356 | 64.9676 | 31.1212 | 56.7177 | -1.1379 | 14.7738 | 42.2618
4 | 2 | 3 | 15.7219 | -17.0597 | -30.6814 | 12.2113 | 5.9159 | 12.2544 | 46.6467 | -50.6159 | -73.28 | 37.9728 | 17.5524 | 34.6735 | 82.0328 | -85.295 | -106.0112 | 63.2281 | 29.5783 | 55.2383 | -1.6376 | 12.9494 | 38.7712
4 | 2 | 4 | 14.8515 | -16.2775 | -30.0991 | 11.8707 | 5.6066 | 11.9111 | 44.0642 | -48.2952 | -71.8893 | 36.9138 | 16.6346 | 33.7022 | 77.4913 | -81.3843 | -103.9992 | 61.4648 | 28.0317 | 53.6909 | -2.1367 | 11.1303 | 35.295
4 | 2 | 5 | 13.576 | -15.1111 | -29.2597 | 11.3616 | 5.1129 | 11.3969 | 40.2799 | -44.8346 | -69.8845 | 35.3306 | 15.1699 | 32.2471 | 70.8362 | -75.5526 | -101.099 | 58.8286 | 25.5634 | 51.3729 | -2.9234 | 8.3085 | 29.9495
4 | 2 | 6 | 12.374 | -13.9236 | -28.4143 | 10.942 | 4.6606 | 10.9659 | 36.7137 | -41.311 | -67.8651 | 34.0259 | 13.828 | 31.0277 | 64.5646 | -69.6149 | -98.1777 | 56.6562 | 23.3022 | 49.4301 | -3.3952 | 6.4191 | 26.1605
4 | 2 | 7 | 11.1559 | -12.7582 | -27.5791 | 10.4571 | 4.2006 | 10.4728 | 33.0994 | -37.8535 | -65.8704 | 32.5179 | 12.4633 | 29.6323 | 58.2085 | -63.7885 | -95.292 | 54.1453 | 21.0024 | 47.2072 | -4.0509 | 3.989 | 21.4829
4 | 2 | 8 | 10.2197 | -11.8306 | -26.8361 | 10.0837 | 3.8587 | 10.0999 | 30.3218 | -35.1013 | -64.0958 | 31.3567 | 11.4486 | 28.5773 | 53.3238 | -59.1506 | -92.7247 | 52.2117 | 19.2925 | 45.5265 | -4.4047 | 2.5073 | 18.4792
4 | 2 | 9 | 9.2711 | -10.9165 | -26.1002 | 9.6828 | 3.5122 | 9.7018 | 27.5071 | -32.389 | -62.3381 | 30.1102 | 10.4206 | 27.4508 | 48.374 | -54.5801 | -90.1819 | 50.1362 | 17.5602 | 43.7319 | -4.8488 | 0.76166 | 15.0402
4 | 2 | 10 | 8.3482 | -9.9886 | -25.3602 | 9.3024 | 3.1783 | 9.3192 | 24.769 | -29.6361 | -60.5708 | 28.9272 | 9.4299 | 26.3682 | 43.5587 | -49.941 | -87.6252 | 48.1663 | 15.8907 | 42.0072 | -5.2008 | -0.71266 | 12.0566
4 | 2 | 11 | 8.4983 | -10.0672 | -25.4017 | 9.3336 | 3.2066 | 9.3657 | 25.2143 | -29.8691 | -60.6699 | 29.0242 | 9.5138 | 26.4998 | 44.3418 | -50.3337 | -87.7687 | 48.3278 | 16.0322 | 42.2169 | -5.0648 | -0.28696 | 12.8162
4 | 2 | 12 | 8.6781 | -10.2166 | -25.4914 | 9.3677 | 3.2558 | 9.4129 | 25.7478 | -30.3126 | -60.8841 | 29.1301 | 9.6599 | 26.6334 | 45.28 | -51.081 | -88.0785 | 48.5042 | 16.2783 | 42.4297 | -4.9936 | -0.02541 | 13.3328
4 | 2 | 13 | 8.7952 | -10.3069 | -25.529 | 9.3774 | 3.2835 | 9.4336 | 26.0953 | -30.5805 | -60.974 | 29.1603 | 9.742 | 26.6921 | 45.8912 | -51.5325 | -88.2086 | 48.5545 | 16.4167 | 42.5231 | -4.9463 | 0.13517 | 13.6444
4 | 2 | 14 | 10.545 | -12.1971 | -26.9128 | 10.0894 | 3.9791 | 10.1505 | 31.2868 | -36.1887 | -64.2791 | 31.3743 | 11.8059 | 28.7205 | 55.0209 | -60.983 | -92.9899 | 52.2411 | 19.8946 | 45.7545 | -4.346 | 2.7198 | 18.9382
4 | 2 | 15 | 12.3414 | -14.0789 | -28.2506 | 10.8354 | 4.6964 | 10.8844 | 36.6168 | -41.7719 | -67.4743 | 33.6944 | 13.9342 | 30.7971 | 64.3943 | -70.3916 | -97.6123 | 56.1042 | 23.4811 | 49.0629 | -3.5718 | 5.7963 | 25.0386
4 | 2 | 16 | 14.3144 | -15.9981 | -29.6356 | 11.6606 | 5.4758 | 11.7024 | 42.4706 | -47.4661 | -70.7821 | 36.2602 | 16.2468 | 33.1117 | 74.6887 | -79.9871 | -102.3976 | 60.3765 | 27.3781 | 52.7502 | -2.4804 | 9.841 | 32.8087
4 | 2 | 17 | 15.7256 | -17.1757 | -30.5399 | 12.1972 | 5.9581 | 12.2502 | 46.6578 | -50.9601 | -72.942 | 37.9289 | 17.6775 | 34.6614 | 82.0523 | -85.875 | -105.5222 | 63.155 | 29.7891 | 55.219 | -1.5846 | 13.0234 | 38.8182
4 | 2 | 18 | 17.1569 | -18.3647 | -31.445 | 12.7544 | 6.4664 | 12.8133 | 50.9042 | -54.488 | -75.1039 | 39.6616 | 19.1856 | 36.2548 | 89.5201 | -91.82 | -108.6497 | 66.04 | 32.3305 | 57.7574 | -0.61889 | 16.4143 | 45.1784
4 | 2 | 19 | 18.6218 | -19.5102 | -32.3245 | 13.3149 | 6.9652 | 13.3805 | 55.2507 | -57.8866 | -77.2044 | 41.4045 | 20.6657 | 37.8597 | 97.1638 | -97.5471 | -111.6885 | 68.9422 | 34.8246 | 60.3142 | 0.44765 | 20.0895 | 52.0092
4 | 2 | 20 | 19.1277 | -19.9118 | -32.672 | 13.4888 | 7.1369 | 13.5585 | 56.7518 | -59.0781 | -78.0343 | 41.9453 | 21.1751 | 38.3633 | 99.8036 | -99.555 | -112.889 | 69.8427 | 35.6831 | 61.1165 | 0.72814 | 21.1231 | 54.0019
4 | 2 | 21 | 19.6894 | -20.3412 | -33.0221 | 13.7119 | 7.3378 | 13.7721 | 58.4181 | -60.3522 | -78.8705 | 42.6392 | 21.7711 | 38.9677 | 102.734 | -101.702 | -114.0987 | 70.9981 | 36.6875 | 62.0793 | 1.1479 | 22.5734 | 56.6982
4 | 2 | 22 | 20.2305 | -20.7203 | -33.3344 | 13.9577 | 7.5216 | 14.0019 | 60.0237 | -61.4767 | -79.6165 | 43.4036 | 22.3165 | 39.6179 | 105.5575 | -103.597 | -115.1779 | 72.2708 | 37.6064 | 63.1153 | 1.6571 | 24.2684 | 59.7751
4 | 2 | 23 | 20.7395 | -21.0859 | -33.6599 | 14.1309 | 7.6781 | 14.1642 | 61.534 | -62.5615 | -80.3939 | 43.9421 | 22.7808 | 40.0772 | 108.2135 | -105.425 | -116.3025 | 73.1675 | 38.3889 | 63.847 | 1.967 | 25.3787 | 61.8895
4 | 3 | 0 | 21.2865 | -21.4631 | -33.9926 | 14.3797 | 7.8617 | 14.3856 | 63.1569 | -63.6809 | -81.1886 | 44.7159 | 23.3255 | 40.7037 | 111.0676 | -107.3113 | -117.4523 | 74.456 | 39.3069 | 64.845 | 2.4578 | 27.0324 | 64.9118
4 | 3 | 1 | 21.732 | -21.794 | -34.2826 | 14.5342 | 7.999 | 14.5355 | 64.4787 | -64.6627 | -81.8811 | 45.1961 | 23.733 | 41.1277 | 113.3921 | -108.9658 | -118.454 | 75.2556 | 39.9935 | 65.5206 | 2.7241 | 27.9918 | 66.742
4 | 3 | 2 | 19.4495 | -19.9682 | -32.9527 | 13.6251 | 7.1784 | 13.6625 | 57.7063 | -59.2454 | -78.7049 | 42.3692 | 21.2981 | 38.6576 | 101.4823 | -99.8369 | -113.8591 | 70.5485 | 35.8904 | 61.5854 | 0.99451 | 22.081 | 55.8105
4 | 3 | 3 | 17.3588 | -18.1504 | -31.6183 | 12.8419 | 6.4111 | 12.863 | 51.5034 | -53.8521 | -75.5177 | 39.9338 | 19.0216 | 36.3954 | 90.5737 | -90.7485 | -109.2484 | 66.4934 | 32.0541 | 57.9814 | -0.29395 | 17.4843 | 47.1058
4 | 3 | 4 | 15.2285 | -16.3289 | -30.2853 | 12.0095 | 5.6456 | 12.0221 | 45.1827 | -48.4476 | -72.334 | 37.3454 | 16.7505 | 34.016 | 79.4583 | -81.6411 | -104.6427 | 62.1835 | 28.227 | 54.1909 | -1.7085 | 12.513 | 37.7758
4 | 3 | 5 | 13.5658 | -14.8684 | -29.221 | 11.3966 | 5.0485 | 11.3923 | 40.2495 | -44.1144 | -69.792 | 35.4394 | 14.9789 | 32.2341 | 70.7828 | -74.3391 | -100.9652 | 59.0098 | 25.2415 | 51.3521 | -2.6862 | 8.9955 | 31.0819
4 | 3 | 6 | 12.0118 | -13.4028 | -28.1584 | 10.8202 | 4.4818 | 10.8104 | 35.6388 | -39.7659 | -67.2541 | 33.6471 | 13.2976 | 30.5876 | 62.6743 | -67.0111 | -97.2938 | 56.0254 | 22.4083 | 48.7291 | -3.437 | 6.151 | 25.5322
4 | 3 | 7 | 10.4012 | -11.9375 | -27.1009 | 10.1827 | 3.8952 | 10.1668 | 30.8602 | -35.4185 | -64.7282 | 31.6645 | 11.5569 | 28.7666 | 54.2708 | -59.6852 | -93.6396 | 52.7242 | 19.4751 | 45.8281 | -4.3925 | 2.7016 | 18.9733
4 | 3 | 8 | 9.643 | -11.075 | -26.4499 | 9.8942 | 3.5985 | 9.8752 | 28.6106 | -32.8595 | -63.1735 | 30.7675 | 10.6767 | 27.9414 | 50.3145 | -55.373 | -91.3905 | 51.2306 | 17.9917 | 44.5134 | -4.5142 | 1.9631 | 17.2868
4 | 3 | 9 | 8.832 | -10.2399 | -25.8324 | 9.5488 | 3.2912 | 9.524 | 26.2044 | -30.3816 | -61.6986 | 29.6935 | 9.7648 | 26.9479 | 46.083 | -51.1973 | -89.2568 | 49.4423 | 16.4551 | 42.9307 | -4.8763 | 0.53039 | 14.457
4 | 3 | 10 | 8.046 | -9.4057 | -25.1952 | 9.2079 | 2.9946 | 9.1856 | 23.8723 | -27.9065 | -60.1768 | 28.6334 | 8.8849 | 25.9902 | 41.9818 | -47.0264 | -87.0552 | 47.6772 | 14.9723 | 41.405 | -5.1669 | -0.70246 | 11.9546
4 | 3 | 11 | 7.6295 | -8.8981 | -24.7876 | 9.017 | 2.8188 | 9.0016 | 22.6365 | -26.4006 | -59.2032 | 28.0396 | 8.3634 | 25.4696 | 39.8086 | -44.4888 | -85.6469 | 46.6884 | 14.0935 | 40.5757 | -5.2189 | -1.0947 | 11.0304
4 | 3 | 12 | 7.1703 | -8.3643 | -24.3413 | 8.7783 | 2.6294 | 8.7769 | 21.2741 | -24.8167 | -58.1373 | 27.2975 | 7.8013 | 24.8339 | 37.4126 | -41.8196 | -84.1048 | 45.4528 | 13.1464 | 39.5628 | -5.3507 | -1.7471 | 9.6502
4 | 3 | 13 | 6.7252 | -7.846 | -23.9037 | 8.5344 | 2.4463 | 8.5485 | 19.9536 | -23.279 | -57.0919 | 26.539 | 7.2583 | 24.1876 | 35.0904 | -39.2284 | -82.5926 | 44.1899 | 12.2312 | 38.5332 | -5.4952 | -2.4324 | 8.2238
4 | 3 | 14 | 8.6048 | -9.886 | -25.3987 | 9.3093 | 3.1547 | 9.314 | 25.5304 | -29.3316 | -60.6627 | 28.9488 | 9.3598 | 26.3537 | 44.8977 | -49.4279 | -87.7582 | 48.2023 | 15.7726 | 41.9841 | -4.9018 | 0.19842 | 13.6706
4 | 3 | 15 | 10.6217 | -11.9564 | -26.8971 | 10.1254 | 3.9165 | 10.1312 | 31.5146 | -35.4744 | -64.2416 | 31.4865 | 11.6203 | 28.6659 | 55.4215 | -59.7795 | -92.9356 | 52.4279 | 19.5819 | 45.6677 | -4.0586 | 3.5714 | 20.3839
4 | 3 | 16 | 12.7129 | -14.041 | -28.3957 | 10.9762 | 4.7177 | 10.9668 | 37.719 | -41.6596 | -67.8208 | 34.1321 | 13.9973 | 31.0302 | 66.3326 | -70.2024 | -98.1136 | 56.8329 | 23.5875 | 49.4342 | -3.0631 | 7.3982 | 27.8714
4 | 3 | 17 | 12.964 | -14.325 | -28.6002 | 11.0651 | 4.8164 | 11.0697 | 38.464 | -42.502 | -68.3091 | 34.4086 | 14.2902 | 31.3214 | 67.6427 | -71.6218 | -98.82 | 57.2934 | 24.081 | 49.8982 | -3.0099 | 7.6731 | 28.4734
4 | 3 | 18 | 13.275 | -14.6088 | -28.7999 | 11.2324 | 4.9454 | 11.2355 | 39.3869 | -43.3442 | -68.7862 | 34.9289 | 14.673 | 31.7905 | 69.2657 | -73.0411 | -99.5102 | 58.1598 | 24.726 | 50.6454 | -2.7203 | 8.6488 | 30.2456
4 | 3 | 19 | 13.6055 | -14.9476 | -29.0518 | 11.3612 | 5.0751 | 11.3691 | 40.3674 | -44.3493 | -69.3879 | 35.3294 | 15.0577 | 32.1686 | 70.99 | -74.7348 | -100.3806 | 58.8266 | 25.3743 | 51.2478 | -2.5885 | 9.1859 | 31.3233
4 | 3 | 20 | 13.4085 | -14.7386 | -28.9541 | 11.3152 | 5.005 | 11.3204 | 39.7828 | -43.7292 | -69.1544 | 35.1862 | 14.8497 | 32.0306 | 69.9619 | -73.6899 | -100.0429 | 58.5882 | 25.0239 | 51.028 | -2.6436 | 8.9658 | 30.8693
4 | 3 | 21 | 13.2275 | -14.6085 | -28.9056 | 11.2685 | 4.945 | 11.2695 | 39.2459 | -43.3431 | -69.0387 | 35.0411 | 14.6718 | 31.8866 | 69.0178 | -73.0393 | -99.8754 | 58.3465 | 24.7241 | 50.7985 | -2.8035 | 8.4636 | 29.9722
4 | 3 | 22 | 13.0475 | -14.4755 | -28.8533 | 11.2238 | 4.8885 | 11.2135 | 38.7118 | -42.9487 | -68.9138 | 34.9019 | 14.5042 | 31.7283 | 68.0785 | -72.3747 | -99.6947 | 58.1149 | 24.4416 | 50.5464 | -2.9555 | 7.9837 | 29.1119
4 | 3 | 23 | 12.9266 | -14.3996 | -28.7708 | 11.1769 | 4.8602 | 11.1684 | 38.3532 | -42.7233 | -68.7168 | 34.7561 | 14.4202 | 31.6005 | 67.4478 | -71.9949 | -99.4097 | 57.872 | 24.3001 | 50.3427 | -3.0383 | 7.6899 | 28.5581
4 | 4 | 0 | 12.8601 | -14.3595 | -28.7314 | 11.1576 | 4.842 | 11.1471 | 38.1559 | -42.6045 | -68.6226 | 34.6963 | 14.3662 | 31.5404 | 67.1009 | -71.7947 | -99.2736 | 57.7724 | 24.209 | 50.247 | -3.084 | 7.5316 | 28.2611
4 | 4 | 1 | 12.6782 | -14.2968 | -28.6516 | 11.06 | 4.809 | 11.0585 | 37.616 | -42.4185 | -68.432 | 34.3927 | 14.2684 | 31.2897 | 66.1515 | -71.4812 | -98.9978 | 57.2669 | 24.0442 | 49.8475 | -3.3427 | 6.7162 | 26.8312
4 | 4 | 2 | 11.0818 | -12.7424 | -27.5127 | 10.4456 | 4.2077 | 10.4404 | 32.8795 | -37.8066 | -65.7119 | 32.4822 | 12.4842 | 29.5407 | 57.8218 | -63.7095 | -95.0627 | 54.0857 | 21.0377 | 47.0612 | -4.0797 | 3.868 | 21.2342
4 | 4 | 3 | 9.5309 | -11.202 | -26.3712 | 9.8278 | 3.6358 | 9.8273 | 28.278 | -33.2363 | -62.9855 | 30.561 | 10.7873 | 27.8061 | 49.7296 | -56.0078 | -91.1186 | 50.8869 | 18.1782 | 44.2979 | -4.7515 | 1.2106 | 15.9661
4 | 4 | 4 | 7.9977 | -9.6456 | -25.2273 | 9.1914 | 3.0642 | 9.1989 | 23.7291 | -28.6185 | -60.2533 | 28.582 | 9.0913 | 26.0279 | 41.73 | -48.2262 | -87.1659 | 47.5916 | 15.3202 | 41.465 | -5.4207 | -1.4414 | 10.7147
4 | 4 | 5 | 6.9187 | -8.4544 | -24.2883 | 8.7433 | 2.6592 | 8.7414 | 20.5278 | -25.0841 | -58.0106 | 27.1885 | 7.8898 | 24.7335 | 36.1002 | -42.2703 | -83.9215 | 45.2713 | 13.2954 | 39.4029 | -5.6801 | -2.7551 | 7.878
4 | 4 | 6 | 6.0066 | -7.3467 | -23.3406 | 8.2814 | 2.2811 | 8.2761 | 17.8215 | -21.7977 | -55.7471 | 25.7523 | 6.768 | 23.4169 | 31.3409 | -36.7321 | -80.6471 | 42.8798 | 11.4051 | 37.3055 | -5.8421 | -3.786 | 5.5521
4 | 4 | 7 | 5.1684 | -6.3188 | -22.4016 | 7.863 | 1.9471 | 7.8601 | 15.3347 | -18.7479 | -53.5044 | 24.4511 | 5.7771 | 22.2398 | 26.9676 | -31.5928 | -77.4026 | 40.7133 | 9.7353 | 35.4302 | -5.8818 | -4.4495 | 3.8509
4 | 4 | 8 | 4.1964 | -5.2182 | -21.2056 | 7.3201 | 1.5909 | 7.3197 | 12.4506 | -15.4823 | -50.6479 | 22.7628 | 4.7201 | 20.7109 | 21.8956 | -26.0899 | -73.2702 | 37.9021 | 7.954 | 32.9944 | -5.9968 | -5.4858 | 1.3861
4 | 4 | 9 | 3.3591 | -4.0776 | -19.9644 | 6.7325 | 1.2338 | 6.7391 | 9.9663 | -12.0981 | -47.6834 | 20.9357 | 3.6607 | 19.068 | 17.5267 | -20.387 | -68.9816 | 34.8599 | 6.1688 | 30.3773 | -5.9775 | -6.1507 | -0.43591
4 | 4 | 10 | 2.619 | -3.1147 | -18.718 | 6.2351 | 0.94445 | 6.2506 | 7.7706 | -9.2413 | -44.7063 | 19.3888 | 2.8022 | 17.6859 | 13.6654 | -15.5729 | -64.6748 | 32.2841 | 4.7221 | 28.1754 | -5.7835 | -6.3001 | -1.4007
4 | 4 | 11 | 2.0278 | -2.464 | -17.2239 | 5.5998 | 0.73725 | 5.6271 | 6.0163 | -7.3107 | -41.1378 | 17.4135 | 2.1874 | 15.9218 | 10.5803 | -12.3196 | -59.5124 | 28.995 | 3.6861 | 25.365 | -5.6959 | -6.9095 | -3.2056
4 | 4 | 12 | 1.7522 | -2.1099 | -15.6624 | 4.9949 | 0.62852 | 5.0409 | 5.1986 | -6.2601 | -37.4085 | 15.5325 | 1.8648 | 14.263 | 9.1423 | -10.5492 | -54.1173 | 25.863 | 3.1425 | 22.7224 | -5.3559 | -6.8096 | -3.7963
4 | 4 | 13 | 1.5382 | -1.8443 | -14.1534 | 4.4614 | 0.54376 | 4.5134 | 4.5638 | -5.4719 | -33.8044 | 13.8735 | 1.6133 | 12.7706 | 8.0259 | -9.221 | -48.9034 | 23.1006 | 2.7187 | 20.3449 | -4.9409 | -6.455 | -3.9343
4 | 4 | 14 | 1.4098 | -1.6269 | -14.6702 | 4.6039 | 0.47992 | 4.6688 | 4.183 | -4.827 | -35.0385 | 14.3166 | 1.4239 | 13.2101 | 7.3562 | -8.1342 | -50.6887 | 23.8385 | 2.3995 | 21.045 | -5.1346 | -6.7318 | -4.1837
4 | 4 | 15 | 1.3452 | -1.4583 | -15.2268 | 4.7792 | 0.4325 | 4.8566 | 3.9912 | -4.3267 | -36.3679 | 14.8617 | 1.2832 | 13.7415 | 7.0189 | -7.2911 | -52.6119 | 24.7461 | 2.1624 | 21.8916 | -5.2715 | -6.8169 | -4.084
4 | 4 | 16 | 1.2989 | -1.3217 | -15.7297 | 4.9171 | 0.3956 | 5.0171 | 3.8539 | -3.9216 | -37.5691 | 15.2905 | 1.1737 | 14.1956 | 6.7774 | -6.6084 | -54.3496 | 25.46 | 1.9779 | 22.615 | -5.4227 | -6.9769 | -4.1277
4 | 4 | 17 | 1.1986 | -1.2124 | -16.2563 | 5.1044 | 0.35956 | 5.194 | 3.5562 | -3.5972 | -38.8269 | 15.873 | 1.0668 | 14.6964 | 6.2539 | -6.0618 | -56.1693 | 26.43 | 1.7977 | 23.4128 | -5.6121 | -7.2318 | -4.3368
4 | 4 | 18 | 1.1175 | -1.1046 | -16.7772 | 5.3157 | 0.32903 | 5.3998 | 3.3155 | -3.2773 | -40.071 | 16.5301 | 0.97624 | 15.2787 | 5.8306 | -5.5227 | -57.9691 | 27.524 | 1.6451 | 24.3404 | -5.7197 | -7.2478 | -4.1516
4 | 4 | 19 | 1.0411 | -1.0396 | -17.2932 | 5.517 | 0.30613 | 5.5936 | 3.089 | -3.0845 | -41.3034 | 17.1558 | 0.90829 | 15.8269 | 5.4323 | -5.1978 | -59.752 | 28.566 | 1.5306 | 25.2138 | -5.875 | -7.4079 | -4.207
4 | 4 | 20 | 1.0154 | -1.0333 | -17.6683 | 5.6399 | 0.29749 | 5.7137 | 3.0125 | -3.0657 | -42.1992 | 17.5381 | 0.88264 | 16.1667 | 5.2979 | -5.1662 | -61.0479 | 29.2024 | 1.4874 | 25.7552 | -6.0351 | -7.665 | -4.4712
4 | 4 | 21 | 1.0392 | -1.0887 | -18.0646 | 5.7737 | 0.30815 | 5.8455 | 3.0833 | -3.2301 | -43.1459 | 17.9541 | 0.91428 | 16.5397 | 5.4223 | -5.4432 | -62.4174 | 29.8953 | 1.5407 | 26.3495 | -6.1867 | -7.8845 | -4.6529
4 | 4 | 22 | 1.0523 | -1.1214 | -18.4328 | 5.9124 | 0.31547 | 5.9839 | 3.1221 | -3.327 | -44.0252 | 18.3856 | 0.93598 | 16.9312 | 5.4905 | -5.6065 | -63.6894 | 30.6137 | 1.5773 | 26.9731 | -6.29 | -7.9773 | -4.6413
4 | 4 | 23 | 1.6389 | -1.9073 | -19.3748 | 6.3318 | 0.547 | 6.4037 | 4.8627 | -5.6588 | -46.2752 | 19.6897 | 1.623 | 18.1189 | 8.5516 | -9.5359 | -66.9445 | 32.7851 | 2.7349 | 28.8652 | -6.3607 | -7.6397 | -3.5435
4 | 5 | 0 | 2.3632 | -2.8959 | -20.2579 | 6.7387 | 0.84936 | 6.8114 | 7.0115 | -8.5921 | -48.3843 | 20.955 | 2.52 | 19.2725 | 12.3303 | -14.479 | -69.9956 | 34.8919 | 4.2466 | 30.7031 | -6.3912 | -7.2174 | -2.3026
4 | 5 | 1 | 3.2492 | -4.005 | -21.1958 | 7.139 | 1.1982 | 7.2186 | 9.6404 | -11.8829 | -50.6244 | 22.1997 | 3.5549 | 20.4247 | 16.9536 | -20.0244 | -73.2363 | 36.9646 | 5.9906 | 32.5386 | -6.3959 | -6.6875 | -0.81326
4 | 5 | 2 | 3.2368 | -4.0838 | -21.3178 | 7.1969 | 1.227 | 7.2758 | 9.6036 | -12.1166 | -50.9158 | 22.3799 | 3.6405 | 20.5866 | 16.8888 | -20.4181 | -73.6578 | 37.2646 | 6.1347 | 32.7965 | -6.465 | -6.8218 | -0.99123
4 | 5 | 3 | 3.2935 | -4.2217 | -21.4345 | 7.2624 | 1.2832 | 7.3377 | 9.7717 | -12.5257 | -51.1946 | 22.5836 | 3.8072 | 20.7618 | 17.1844 | -21.1075 | -74.0612 | 37.6037 | 6.4157 | 33.0757 | -6.4794 | -6.796 | -0.88915
4 | 5 | 4 | 3.5652 | -4.5894 | -21.5606 | 7.322 | 1.4034 | 7.4035 | 10.5778 | -13.6168 | -51.4958 | 22.7689 | 4.1638 | 20.948 | 18.6021 | -22.9462 | -74.4969 | 37.9122 | 7.0166 | 33.3723 | -6.456 | -6.6541 | -0.53989
4 | 5 | 5 | 4.5074 | -5.77 | -22.4693 | 7.7517 | 1.7877 | 7.829 | 13.3733 | -17.1195 | -53.666 | 24.1049 | 5.304 | 22.1518 | 23.5183 | -28.8487 | -77.6364 | 40.1369 | 8.938 | 35.2901 | -6.3636 | -5.8514 | 1.3981
4 | 5 | 6 | 5.5102 | -6.9841 | -23.3751 | 8.1943 | 2.1944 | 8.2576 | 16.3488 | -20.7218 | -55.8294 | 25.4812 | 6.5108 | 23.3645 | 28.7509 | -34.9192 | -80.7662 | 42.4285 | 10.9717 | 37.2219 | -6.2027 | -4.8459 | 3.6877
4 | 5 | 7 | 6.5077 | -8.1582 | -24.2486 | 8.6116 | 2.5987 | 8.669 | 19.3081 | -24.2053 | -57.9159 | 26.779 | 7.7102 | 24.5286 | 33.9553 | -40.7894 | -83.7846 | 44.5894 | 12.9928 | 39.0766 | -6.0199 | -3.7952 | 6.0401
4 | 5 | 8 | 7.1057 | -8.7904 | -24.8454 | 8.9365 | 2.8205 | 8.9876 | 21.0824 | -26.0811 | -59.3411 | 27.7893 | 8.3683 | 25.4302 | 37.0755 | -43.9504 | -85.8463 | 46.2717 | 14.1018 | 40.5129 | -5.7855 | -2.7519 | 8.1653
4 | 5 | 9 | 7.8243 | -9.518 | -25.4437 | 9.2596 | 3.0893 | 9.3141 | 23.2146 | -28.2399 | -60.7701 | 28.794 | 9.1659 | 26.3539 | 40.8252 | -47.5882 | -87.9136 | 47.9446 | 15.4458 | 41.9843 | -5.4744 | -1.4816 | 10.6982
4 | 5 | 10 | 8.5367 | -10.2671 | -25.9967 | 9.4982 | 3.3314 | 9.5471 | 25.3284 | -30.4625 | -62.0909 | 29.5361 | 9.8841 | 27.0133 | 44.5425 | -51.3336 | -89.8244 | 49.1802 | 16.6561 | 43.0349 | -5.3504 | -0.79153 | 12.2557
4 | 5 | 11 | 9.5292 | -11.3101 | -26.7567 | 9.9175 | 3.7028 | 9.9595 | 28.2731 | -33.5568 | -63.9061 | 30.84 | 10.9862 | 28.18 | 49.721 | -56.5481 | -92.4503 | 51.3513 | 18.5134 | 44.8936 | -4.9577 | 0.81638 | 15.4809
4 | 5 | 12 | 10.5174 | -12.2941 | -27.4773 | 10.3258 | 4.0573 | 10.3584 | 31.205 | -36.4764 | -65.6272 | 32.1097 | 12.038 | 29.3086 | 54.8771 | -61.4679 | -94.9401 | 53.4656 | 20.2858 | 46.6915 | -4.5124 | 2.5578 | 18.9119
4 | 5 | 13 | 11.5184 | -13.2802 | -28.2008 | 10.7282 | 4.4262 | 10.7528 | 34.1749 | -39.4023 | -67.3553 | 33.361 | 13.1325 | 30.4248 | 60.0999 | -66.3984 | -97.4402 | 55.549 | 22.1301 | 48.4697 | -4.0554 | 4.3355 | 22.4101
4 | 5 | 14 | 13.6357 | -15.2664 | -29.6577 | 11.5915 | 5.2086 | 11.6065 | 40.457 | -45.2953 | -70.835 | 36.0453 | 15.454 | 32.8402 | 71.1476 | -76.329 | -102.4741 | 60.0187 | 26.0421 | 52.3176 | -2.8819 | 8.6661 | 30.7229
4 | 5 | 15 | 15.8811 | -17.2995 | -31.1617 | 12.5104 | 6.0491 | 12.5149 | 47.1189 | -51.3274 | -74.4272 | 38.9029 | 17.9477 | 35.4104 | 82.8633 | -86.4939 | -107.6708 | 64.7768 | 30.2444 | 56.4123 | -1.5057 | 13.6253 | 40.1321
4 | 5 | 16 | 18.0716 | -19.297 | -32.6185 | 13.3353 | 6.8656 | 13.3373 | 53.6182 | -57.254 | -77.9066 | 41.4681 | 20.3702 | 37.7374 | 94.2929 | -96.4811 | -112.7042 | 69.048 | 34.3266 | 60.1194 | -0.3057 | 18.0333 | 48.6017
4 | 5 | 17 | 19.375 | -20.3151 | -33.3755 | 13.8334 | 7.3361 | 13.8213 | 57.4854 | -60.2745 | -79.7146 | 43.0169 | 21.7662 | 39.107 | 101.0937 | -101.5712 | -115.3199 | 71.627 | 36.6792 | 62.3014 | 0.67528 | 21.3863 | 54.8102
4 | 5 | 18 | 20.5851 | -21.3301 | -34.1191 | 14.3064 | 7.7718 | 14.2556 | 61.0758 | -63.2862 | -81.4906 | 44.4878 | 23.0589 | 40.3358 | 107.4079 | -106.6463 | -117.8891 | 74.0762 | 38.8575 | 64.259 | 1.4698 | 24.1815 | 60.0651
4 | 5 | 19 | 21.9055 | -22.3273 | -34.8722 | 14.8439 | 8.2428 | 14.7521 | 64.9934 | -66.2448 | -83.2893 | 46.1593 | 24.4564 | 41.7406 | 114.2974 | -111.6318 | -120.4913 | 76.8594 | 41.2125 | 66.4969 | 2.5449 | 27.8156 | 66.7431
4 | 5 | 20 | 22.595 | -22.8537 | -35.1631 | 15.1285 | 8.4974 | 15.0082 | 67.0391 | -67.8067 | -83.9842 | 47.0443 | 25.2115 | 42.4653 | 117.8948 | -114.2639 | -121.4965 | 78.333 | 42.485 | 67.6515 | 3.2123 | 29.9694 | 70.6039
4 | 5 | 21 | 23.2528 | -23.3986 | -35.4582 | 15.3684 | 8.7629 | 15.2558 | 68.9908 | -69.4233 | -84.689 | 47.7902 | 25.9993 | 43.1657 | 121.3271 | -116.9882 | -122.5161 | 79.5749 | 43.8126 | 68.7673 | 3.783 | 31.8337 | 73.9777
4 | 5 | 22 | 23.8924 | -23.9484 | -35.7885 | 15.568 | 9.0009 | 15.449 | 70.8884 | -71.0545 | -85.478 | 48.411 | 26.7056 | 43.7123 | 124.6642 | -119.7369 | -123.6575 | 80.6087 | 45.0027 | 69.638 | 4.1733 | 33.1848 | 76.5192
4 | 5 | 23 | 24.8499 | -24.6355 | -36.3087 | 15.9952 | 9.3524 | 15.8323 | 73.7292 | -73.0931 | -86.7203 | 49.7395 | 27.7486 | 44.7971 | 129.6601 | -123.1723 | -125.4547 | 82.8208 | 46.7603 | 71.3662 | 5.0857 | 36.2009 | 81.9803
4 | 6 | 0 | 25.6655 | -25.2993 | -36.8183 | 16.2921 | 9.6314 | 16.0985 | 76.1492 | -75.0628 | -87.9375 | 50.6627 | 28.5763 | 45.5501 | 133.9159 | -126.4916 | -127.2155 | 84.358 | 48.1551 | 72.5658 | 5.5699 | 37.938 | 85.2877
4 | 6 | 1 | 26.6136 | -25.9678 | -37.3378 | 16.6984 | 9.977 | 16.458 | 78.9623 | -77.0463 | -89.1784 | 51.926 | 29.6016 | 46.5673 | 138.863 | -129.8339 | -129.0107 | 86.4615 | 49.8829 | 74.1863 | 6.4413 | 40.8325 | 90.5491
4 | 6 | 2 | 25.0569 | -24.7412 | -36.4825 | 16.0558 | 9.3701 | 15.8744 | 74.3435 | -73.4068 | -87.1353 | 49.9278 | 27.8009 | 44.916 | 130.7404 | -123.7008 | -126.0551 | 83.1342 | 46.8485 | 71.5557 | 5.1335 | 36.4462 | 82.5229
4 | 6 | 3 | 23.6107 | -23.5387 | -35.6379 | 15.4458 | 8.8143 | 15.308 | 70.0528 | -69.8392 | -85.1182 | 48.0308 | 26.1518 | 43.3136 | 123.1948 | -117.6889 | -123.1369 | 79.9757 | 44.0695 | 69.0028 | 4.0022 | 32.5917 | 75.4169
4 | 6 | 4 | 22.1701 | -22.3794 | -34.8235 | 14.8538 | 8.2624 | 14.7481 | 65.7785 | -66.3993 | -83.1732 | 46.1902 | 24.5144 | 41.7292 | 115.678 | -111.8923 | -120.3232 | 76.9108 | 41.3102 | 66.4787 | 2.8315 | 28.6397 | 68.1621
4 | 6 | 5 | 20.4785 | -20.9587 | -33.7656 | 14.1859 | 7.633 | 14.1086 | 60.7594 | -62.1842 | -80.6463 | 44.1132 | 22.6469 | 39.9199 | 106.8514 | -104.7892 | -116.6677 | 73.4524 | 38.1633 | 63.5964 | 1.6817 | 24.6089 | 60.6065
4 | 6 | 6 | 18.7905 | -19.5448 | -32.6967 | 13.5293 | 7.0143 | 13.4728 | 55.7513 | -57.9892 | -78.0934 | 42.0714 | 20.8112 | 38.1208 | 98.0441 | -97.72 | -112.9745 | 70.0526 | 35.0699 | 60.7302 | 0.56537 | 20.672 | 53.2022
4 | 6 | 7 | 17.0624 | -18.1115 | -31.6322 | 12.811 | 6.3691 | 12.756 | 50.624 | -53.7365 | -75.5508 | 39.8375 | 18.8971 | 36.0927 | 89.0274 | -90.5537 | -109.2963 | 66.3331 | 31.8444 | 57.4993 | -0.74511 | 16.164 | 44.8541
4 | 6 | 8 | 15.6621 | -16.8765 | -30.6424 | 12.2309 | 5.8542 | 12.2045 | 46.4692 | -50.0724 | -73.187 | 38.0338 | 17.3692 | 34.5322 | 81.7207 | -84.3791 | -105.8766 | 63.3297 | 29.2696 | 55.0132 | -1.5673 | 13.145 | 39.0774
4 | 6 | 9 | 14.3128 | -15.6699 | -29.6753 | 11.6776 | 5.3491 | 11.665 | 42.4659 | -46.4923 | -70.8771 | 36.3131 | 15.8708 | 33.0057 | 74.6804 | -78.3462 | -102.535 | 60.4646 | 26.7445 | 52.5813 | -2.3408 | 10.286 | 33.5896
4 | 6 | 10 | 13.0349 | -14.464 | -28.7213 | 11.1421 | 4.875 | 11.1497 | 38.6745 | -42.9145 | -68.5984 | 34.6481 | 14.464 | 31.5477 | 68.0129 | -72.317 | -99.2384 | 57.6922 | 24.3739 | 50.2586 | -2.9835 | 7.8215 | 28.7822
4 | 6 | 11 | 11.846 | -13.2995 | -27.8924 | 10.6689 | 4.4219 | 10.6766 | 35.147 | -39.4595 | -66.6188 | 33.1765 | 13.1197 | 30.209 | 61.8095 | -66.4949 | -96.3747 | 55.2418 | 22.1086 | 48.1259 | -3.5786 | 5.5739 | 24.4162
4 | 6 | 12 | 10.7068 | -12.1376 | -27.0931 | 10.2285 | 3.9872 | 10.2369 | 31.7671 | -36.0121 | -64.7096 | 31.807 | 11.83 | 28.965 | 55.8655 | -60.6855 | -93.6128 | 52.9616 | 19.9352 | 46.1441 | -4.0712 | 3.6474 | 20.6082
4 | 6 | 13 | 9.5749 | -10.9887 | -26.273 | 9.7695 | 3.5591 | 9.783 | 28.4087 | -32.6034 | -62.7509 | 30.3798 | 10.5597 | 27.6805 | 49.9594 | -54.9414 | -90.7791 | 50.585 | 17.7947 | 44.0978 | -4.5753 | 1.6744 | 16.7164
4 | 6 | 14 | 11.5369 | -13.0602 | -27.7076 | 10.5801 | 4.3341 | 10.5895 | 34.2298 | -38.7494 | -66.1774 | 32.9005 | 12.8591 | 29.9626 | 60.1965 | -65.2983 | -95.7361 | 54.7822 | 21.6694 | 47.7334 | -3.7272 | 5.0252 | 23.3472
4 | 6 | 15 | 13.5569 | -15.1627 | -29.1508 | 11.3699 | 5.1452 | 11.3905 | 40.2233 | -44.9875 | -69.6243 | 35.3563 | 15.2657 | 32.2289 | 70.7366 | -75.8103 | -100.7226 | 58.8713 | 25.7249 | 51.3438 | -2.851 | 8.4624 | 30.1438
4 | 6 | 16 | 15.7764 | -17.3083 | -30.6377 | 12.2694 | 6.0384 | 12.299 | 46.8083 | -51.3535 | -73.1757 | 38.1535 | 17.9159 | 34.7996 | 82.317 | -86.5379 | -105.8603 | 63.529 | 30.1908 | 55.4391 | -1.5628 | 13.1481 | 39.0779
4 | 6 | 17 | 15.9179 | -17.4284 | -30.7231 | 12.3224 | 6.0925 | 12.3359 | 47.2281 | -51.7099 | -73.3797 | 38.3183 | 18.0763 | 34.9041 | 83.0553 | -87.1385 | -106.1554 | 63.8035 | 30.4611 | 55.6057 | -1.4829 | 13.4373 | 39.6318
4 | 6 | 18 | 16.1946 | -17.5889 | -30.8539 | 12.4429 | 6.1806 | 12.4472 | 48.0491 | -52.1859 | -73.6919 | 38.6931 | 18.3378 | 35.2189 | 84.4991 | -87.9407 | -106.6071 | 64.4275 | 30.9017 | 56.1071 | -1.1774 | 14.421 | 41.3877
4 | 6 | 19 | 16.3771 | -17.7422 | -30.9566 | 12.4959 | 6.2534 | 12.4895 | 48.5908 | -52.6409 | -73.9372 | 38.8577 | 18.5538 | 35.3387 | 85.4516 | -88.7073 | -106.9619 | 64.7016 | 31.2657 | 56.2981 | -1.0828 | 14.7629 | 42.0479
4 | 6 | 20 | 15.4695 | -16.95 | -30.4171 | 12.1234 | 5.9023 | 12.1291 | 45.8978 | -50.2904 | -72.6488 | 37.6995 | 17.5119 | 34.3187 | 80.7158 | -84.7464 | -105.098 | 62.7731 | 29.5101 | 54.6731 | -1.7429 | 12.4888 | 37.8277
4 | 6 | 21 | 14.6024 | -16.1078 | -29.8269 | 11.8415 | 5.5741 | 11.8433 | 43.3252 | -47.7917 | -71.2392 | 36.8229 | 16.5383 | 33.5102 | 76.1917 | -80.5359 | -103.0588 | 61.3134 | 27.8693 | 53.3851 | -2.0734 | 11.1657 | 35.1649
4 | 6 | 22 | 13.667 | -15.2724 | -29.2403 | 11.448 | 5.2141 | 11.4612 | 40.5497 | -45.313 | -69.8381 | 35.5994 | 15.4703 | 32.429 | 71.3107 | -76.3588 | -101.0319 | 59.2761 | 26.0696 | 51.6627 | -2.7224 | 8.8974 | 30.9285
4 | 6 | 23 | 12.9414 | -14.6259 | -28.7418 | 11.19 | 4.9596 | 11.1985 | 38.397 | -43.3947 | -68.6475 | 34.797 | 14.7151 | 31.6858 | 67.5249 | -73.1263 | -99.3095 | 57.9401 | 24.7971 | 50.4787 | -3.0781 | 7.5527 | 28.305
4 | 7 | 0 | 12.1565 | -13.9609 | -28.2441 | 10.8708 | 4.6763 | 10.8875 | 36.0682 | -41.4219 | -67.4587 | 33.8045 | 13.8746 | 30.8059 | 63.4296 | -69.8017 | -97.5897 | 56.2875 | 23.3807 | 49.0768 | -3.6138 | 5.6727 | 24.7832
4 | 7 | 1 | 11.3588 | -13.2726 | -27.7056 | 10.5389 | 4.3953 | 10.559 | 33.7013 | -39.3796 | -66.1726 | 32.7721 | 13.0409 | 29.8762 | 59.2671 | -66.3602 | -95.7292 | 54.5685 | 21.9757 | 47.5958 | -4.1263 | 3.8383 | 21.3177
4 | 7 | 2 | 9.4782 | -11.2102 | -26.3169 | 9.8011 | 3.6394 | 9.8072 | 28.1218 | -33.2605 | -62.8556 | 30.4778 | 10.7981 | 27.7491 | 49.4549 | -56.0487 | -90.9307 | 50.7483 | 18.1963 | 44.2071 | -4.8011 | 1.0307 | 15.6273
4 | 7 | 3 | 7.6108 | -9.177 | -24.9287 | 9.0227 | 2.8928 | 9.0218 | 22.5812 | -27.228 | -59.5402 | 28.0574 | 8.5828 | 25.5268 | 39.7113 | -45.883 | -86.1344 | 46.718 | 14.4632 | 40.6668 | -5.5577 | -2.02 | 9.5419
4 | 7 | 4 | 5.8199 | -7.0687 | -23.4882 | 8.3126 | 2.181 | 8.2995 | 17.2674 | -20.9727 | -56.0996 | 25.8494 | 6.471 | 23.4832 | 30.3665 | -35.3419 | -81.157 | 43.0415 | 10.9045 | 37.411 | -5.9439 | -4.0013 | 5.2247
4 | 7 | 5 | 4.6538 | -5.5577 | -22.4972 | 7.8275 | 1.6868 | 7.8059 | 13.8079 | -16.4897 | -53.7327 | 24.3409 | 5.0048 | 22.0866 | 24.2825 | -27.7876 | -77.7329 | 40.5297 | 8.4338 | 35.1861 | -6.0808 | -4.9823 | 2.9117
4 | 7 | 6 | 3.4846 | -4 | -21.485 | 7.3061 | 1.1912 | 7.2885 | 10.3387 | -11.8679 | -51.3151 | 22.7193 | 3.5344 | 20.6225 | 18.1815 | -19.999 | -74.2354 | 37.8297 | 5.9559 | 32.8536 | -6.2146 | -5.9681 | 0.58632
4 | 7 | 7 | 2.3752 | -2.5639 | -20.4464 | 6.8305 | 0.75501 | 6.8109 | 7.0471 | -7.6071 | -48.8346 | 21.2404 | 2.2401 | 19.2712 | 12.3931 | -12.819 | -70.647 | 35.3672 | 3.7749 | 30.701 | -6.2387 | -6.6428 | -1.2299
4 | 7 | 8 | 2.1383 | -2.3289 | -20.212 | 6.7057 | 0.67944 | 6.6975 | 6.3444 | -6.9099 | -48.2746 | 20.8523 | 2.0159 | 18.9504 | 11.1573 | -11.6442 | -69.8369 | 34.721 | 3.3971 | 30.1899 | -6.3199 | -7.0214 | -2.0157
4 | 7 | 9 | 1.8734 | -2.0634 | -19.9289 | 6.5998 | 0.59709 | 6.5955 | 5.5583 | -6.1222 | -47.5986 | 20.523 | 1.7716 | 18.6617 | 9.7748 | -10.3168 | -68.859 | 34.1726 | 2.9853 | 29.7299 | -6.3267 | -7.2063 | -2.5131
4 | 7 | 10 | 1.6424 | -1.8565 | -19.6949 | 6.51 | 0.53201 | 6.5161 | 4.8731 | -5.5082 | -47.0396 | 20.2437 | 1.5785 | 18.4372 | 8.5699 | -9.2821 | -68.0502 | 33.7076 | 2.66 | 29.3723 | -6.3508 | -7.4153 | -3.0226
4 | 7 | 11 | 1.7427 | -2.0305 | -19.729 | 6.5019 | 0.5765 | 6.536 | 5.1705 | -6.0243 | -47.121 | 20.2187 | 1.7105 | 18.4935 | 9.0927 | -10.1518 | -68.168 | 33.666 | 2.8824 | 29.462 | -6.4023 | -7.5522 | -3.2168
4 | 7 | 12 | 1.905 | -2.3667 | -19.8012 | 6.5681 | 0.6722 | 6.6234 | 5.6521 | -7.0219 | -47.2935 | 20.4246 | 1.9944 | 18.7407 | 9.9397 | -11.833 | -68.4176 | 34.0087 | 3.3609 | 29.8558 | -6.3992 | -7.5037 | -3.0854
4 | 7 | 13 | 2.16 | -2.7921 | -19.8393 | 6.5776 | 0.79644 | 6.6593 | 6.4088 | -8.2841 | -47.3846 | 20.4541 | 2.363 | 18.8423 | 11.2705 | -13.9599 | -68.5493 | 34.0579 | 3.9821 | 30.0177 | -6.438 | -7.6004 | -3.181
4 | 7 | 14 | 4.1451 | -5.2252 | -21.7592 | 7.4888 | 1.5547 | 7.564 | 12.2984 | -15.503 | -51.9701 | 23.2876 | 4.6128 | 21.4022 | 21.6279 | -26.1248 | -75.183 | 38.776 | 7.7732 | 34.0958 | -6.2317 | -5.8721 | 0.96524
4 | 7 | 15 | 6.3095 | -7.7343 | -23.6651 | 8.3818 | 2.3756 | 8.455 | 18.7203 | -22.9476 | -56.5221 | 26.0645 | 7.0483 | 23.9231 | 32.9216 | -38.67 | -81.7682 | 43.3998 | 11.8774 | 38.1118 | -5.8775 | -3.7134 | 5.8724
4 | 7 | 16 | 8.701 | -10.2565 | -25.5832 | 9.4087 | 3.2769 | 9.4747 | 25.8157 | -30.431 | -61.1033 | 29.2577 | 9.7225 | 26.8083 | 45.3995 | -51.2805 | -88.3956 | 48.7166 | 16.3838 | 42.7084 | -4.9784 | 0.069982 | 13.5322
4 | 7 | 17 | 9.8281 | -11.4731 | -26.5237 | 9.8772 | 3.7199 | 9.9413 | 29.1599 | -34.0407 | -63.3497 | 30.7146 | 11.037 | 28.1285 | 51.2805 | -57.3633 | -91.6454 | 51.1426 | 18.5989 | 44.8115 | -4.6303 | 1.6497 | 16.8248
4 | 7 | 18 | 11.0243 | -12.6865 | -27.4569 | 10.3844 | 4.1882 | 10.4452 | 32.7089 | -37.6408 | -65.5786 | 32.2919 | 12.4262 | 29.5544 | 57.5218 | -63.4302 | -94.8699 | 53.769 | 20.9399 | 47.083 | -4.1014 | 3.762 | 21.0137
4 | 7 | 19 | 12.2763 | -13.951 | -28.4066 | 10.897 | 4.6813 | 10.9599 | 36.4236 | -41.3923 | -67.8469 | 33.8858 | 13.8894 | 31.0107 | 64.0544 | -69.7519 | -98.1514 | 56.4229 | 23.4056 | 49.4032 | -3.5431 | 5.9702 | 25.3828
4 | 7 | 20 | 13.1283 | -14.7054 | -29.0319 | 11.2551 | 4.9687 | 11.2965 | 38.9514 | -43.6307 | -69.3402 | 34.9993 | 14.7419 | 31.9632 | 68.4999 | -73.5239 | -100.3116 | 58.2769 | 24.8422 | 50.9205 | -3.0887 | 7.6849 | 28.7041
4 | 7 | 21 | 14.045 | -15.4812 | -29.6593 | 11.6357 | 5.2883 | 11.6665 | 41.6712 | -45.9325 | -70.8387 | 36.1829 | 15.6902 | 33.0101 | 73.283 | -77.4028 | -102.4795 | 60.2478 | 26.4403 | 52.5883 | -2.505 | 9.7832 | 32.6771
4 | 7 | 22 | 14.9425 | -16.2616 | -30.2913 | 12.0005 | 5.5911 | 12.0066 | 44.3342 | -48.248 | -72.3484 | 37.3173 | 16.5888 | 33.9724 | 77.9661 | -81.3048 | -104.6634 | 62.1366 | 27.9546 | 54.1213 | -2.0122 | 11.6163 | 36.2104
4 | 7 | 23 | 15.2175 | -16.5405 | -30.4754 | 12.1006 | 5.7058 | 12.1176 | 45.1501 | -49.0755 | -72.7879 | 37.6286 | 16.9289 | 34.2862 | 79.401 | -82.6993 | -105.2993 | 62.655 | 28.5276 | 54.6213 | -1.8745 | 12.1304 | 37.2064
4 | 8 | 0 | 15.5153 | -16.8477 | -30.6706 | 12.1871 | 5.8242 | 12.2103 | 46.0336 | -49.987 | -73.2543 | 37.8977 | 17.2804 | 34.5485 | 80.9547 | -84.2351 | -105.9739 | 63.103 | 29.1199 | 55.0392 | -1.7815 | 12.519 | 38.0077
4 | 8 | 1 | 15.8668 | -17.122 | -30.8585 | 12.3638 | 5.9636 | 12.3851 | 47.0767 | -50.8007 | -73.703 | 38.4472 | 17.6939 | 35.0432 | 82.7891 | -85.6064 | -106.6231 | 64.018 | 29.8167 | 55.8273 | -1.4011 | 13.7573 | 40.2215
4 | 8 | 2 | 14.1276 | -15.5402 | -29.7167 | 11.6515 | 5.2992 | 11.6765 | 41.9165 | -46.1076 | -70.9759 | 36.2321 | 15.7226 | 33.0384 | 73.7143 | -77.6979 | -102.6778 | 60.3296 | 26.4947 | 52.6334 | -2.502 | 9.826 | 32.7964
4 | 8 | 3 | 12.5289 | -14.0145 | -28.6255 | 11.034 | 4.6925 | 11.0554 | 37.173 | -41.5809 | -68.3697 | 34.3117 | 13.9227 | 31.2809 | 65.3724 | -70.0697 | -98.9076 | 57.132 | 23.4617 | 49.8335 | -3.3293 | 6.7377 | 26.8223
4 | 8 | 4 | 10.9148 | -12.4457 | -27.4911 | 10.3554 | 4.0712 | 10.3796 | 32.3842 | -36.9262 | -65.6602 | 32.2015 | 12.0791 | 29.3687 | 56.9508 | -62.2259 | -94.9879 | 53.6184 | 20.3551 | 46.7873 | -4.2158 | 3.4472 | 20.4978
4 | 8 | 5 | 9.868 | -11.3353 | -26.6829 | 9.9173 | 3.6663 | 9.9392 | 29.2783 | -33.6317 | -63.73 | 30.8392 | 10.8779 | 28.1225 | 51.4887 | -56.6742 | -92.1955 | 51.3501 | 18.3308 | 44.8019 | -4.6275 | 1.7562 | 17.1019
4 | 8 | 6 | 8.8329 | -10.187 | -25.8638 | 9.4804 | 3.2486 | 9.4991 | 26.2071 | -30.2246 | -61.7734 | 29.4807 | 9.6385 | 26.8774 | 46.0878 | -50.9327 | -89.3651 | 49.088 | 16.2423 | 42.8184 | -4.9897 | 0.20572 | 13.9387
4 | 8 | 7 | 7.7671 | -9.0048 | -24.9993 | 9.0577 | 2.8337 | 9.0697 | 23.045 | -26.7172 | -59.7089 | 28.1661 | 8.4075 | 25.6623 | 40.5269 | -45.0223 | -86.3784 | 46.8991 | 14.1679 | 40.8826 | -5.276 | -1.1452 | 11.0757
4 | 8 | 8 | 7.7052 | -8.9348 | -24.9267 | 9.0113 | 2.8104 | 9.025 | 22.8612 | -26.5094 | -59.5355 | 28.0218 | 8.3385 | 25.536 | 40.2036 | -44.672 | -86.1275 | 46.6589 | 14.0515 | 40.6814 | -5.3096 | -1.2874 | 10.7958
4 | 8 | 9 | 7.6055 | -8.7797 | -24.8046 | 8.967 | 2.7621 | 8.9786 | 22.5654 | -26.0491 | -59.2437 | 27.8842 | 8.195 | 25.4046 | 39.6835 | -43.8965 | -85.7055 | 46.4297 | 13.8098 | 40.4721 | -5.2711 | -1.2436 | 10.7931
4 | 8 | 10 | 7.4836 | -8.6459 | -24.6868 | 8.9206 | 2.7167 | 8.933 | 22.2038 | -25.6522 | -58.9623 | 27.7399 | 8.0605 | 25.2757 | 39.0476 | -43.2277 | -85.2983 | 46.1894 | 13.5831 | 40.2666 | -5.2787 | -1.3346 | 10.5608
4 | 8 | 11 | 8.1554 | -9.327 | -25.1669 | 9.1518 | 2.9587 | 9.1752 | 24.1969 | -27.6732 | -60.1091 | 28.4588 | 8.7783 | 25.9608 | 42.5526 | -46.6333 | -86.9573 | 47.3865 | 14.7928 | 41.3581 | -5.0529 | -0.3874 | 12.4994
4 | 8 | 12 | 8.8037 | -10.0024 | -25.6339 | 9.3932 | 3.1929 | 9.4144 | 26.1204 | -29.6771 | -61.2245 | 29.2097 | 9.4734 | 26.6376 | 45.9353 | -50.0101 | -88.5709 | 48.6367 | 15.964 | 42.4363 | -4.8321 | 0.5395 | 14.3913
4 | 8 | 13 | 9.5434 | -10.6995 | -26.1587 | 9.6517 | 3.4486 | 9.6812 | 28.3152 | -31.7452 | -62.4778 | 30.0133 | 10.2321 | 27.3925 | 49.795 | -53.4952 | -90.3841 | 49.9748 | 17.2425 | 43.639 | -4.5332 | 1.73 | 16.7721
4 | 8 | 14 | 11.0871 | -12.2534 | -27.3461 | 10.3311 | 4.0327 | 10.3525 | 32.8954 | -36.3557 | -65.3138 | 32.1262 | 11.965 | 29.292 | 57.8498 | -61.2644 | -94.4868 | 53.493 | 20.1627 | 46.6651 | -3.796 | 4.6092 | 22.4194
4 | 8 | 15 | 12.7053 | -13.8454 | -28.5865 | 11.019 | 4.6378 | 11.0302 | 37.6965 | -41.0791 | -68.2765 | 34.265 | 13.7603 | 31.2096 | 66.293 | -69.2242 | -98.7727 | 57.0544 | 23.1881 | 49.72 | -3.0396 | 7.5758 | 28.2585
4 | 8 | 16 | 14.3027 | -15.3718 | -29.7661 | 11.6495 | 5.2415 | 11.6635 | 42.436 | -45.6078 | -71.0939 | 36.2259 | 15.5514 | 33.0015 | 74.6279 | -76.8557 | -102.8487 | 60.3194 | 26.2063 | 52.5747 | -2.2807 | 10.513 | 34.0239
4 | 8 | 17 | 15.7969 | -16.7594 | -30.8605 | 12.326 | 5.8116 | 12.3187 | 46.8693 | -49.7248 | -73.7078 | 38.3295 | 17.2431 | 34.8554 | 82.4243 | -83.7934 | -106.6301 | 63.822 | 29.057 | 55.5281 | -1.3666 | 13.8646 | 40.408
4 | 8 | 18 | 17.2908 | -18.147 | -31.9602 | 12.9628 | 6.3878 | 12.9496 | 51.3016 | -53.8419 | -76.3342 | 40.3096 | 18.9525 | 36.6404 | 90.2189 | -90.7312 | -110.4296 | 67.1191 | 31.9377 | 58.3718 | -0.5162 | 17.028 | 46.4867
4 | 8 | 19 | 18.8622 | -19.514 | -33.0404 | 13.6814 | 7.0035 | 13.6308 | 55.9638 | -57.8978 | -78.9142 | 42.5444 | 20.7792 | 38.5678 | 98.4179 | -97.5661 | -114.1619 | 70.8402 | 35.0159 | 61.4423 | 0.62345 | 21.0432 | 53.9883
4 | 8 | 20 | 19.3317 | -19.9653 | -33.4297 | 13.8624 | 7.1742 | 13.7956 | 57.3569 | -59.2367 | -79.8441 | 43.107 | 21.2856 | 39.0341 | 100.8678 | -99.8223 | -115.5071 | 71.7771 | 35.8693 | 62.1853 | 0.76885 | 21.703 | 55.3701
4 | 8 | 21 | 19.8871 | -20.3863 | -33.7893 | 14.1426 | 7.3842 | 14.0518 | 59.0047 | -60.486 | -80.7029 | 43.9784 | 21.9087 | 39.7592 | 103.7656 | -101.9274 | -116.7495 | 73.228 | 36.9192 | 63.3404 | 1.2901 | 23.4623 | 58.5764
4 | 8 | 22 | 20.347 | -20.812 | -34.1449 | 14.3227 | 7.5602 | 14.2193 | 60.3692 | -61.7489 | -81.5524 | 44.5385 | 22.431 | 40.233 | 106.1652 | -104.0557 | -117.9784 | 74.1605 | 37.7994 | 64.0951 | 1.4922 | 24.2704 | 60.1861
4 | 8 | 23 | 20.8612 | -21.2744 | -34.4288 | 14.5876 | 7.783 | 14.4512 | 61.895 | -63.1209 | -82.2302 | 45.3624 | 23.0922 | 40.889 | 108.8484 | -106.3676 | -118.9591 | 75.5324 | 38.9136 | 65.1403 | 1.9799 | 25.8875 | 63.108
4 | 9 | 0 | 21.236 | -21.699 | -34.678 | 14.7385 | 7.9618 | 14.6007 | 63.0068 | -64.3805 | -82.8255 | 45.8315 | 23.6227 | 41.3123 | 110.8037 | -108.4904 | -119.8203 | 76.3135 | 39.8076 | 65.8146 | 2.1601 | 26.5672 | 64.4287
4 | 9 | 1 | 21.6406 | -22.1668 | -34.9616 | 14.887 | 8.1647 | 14.7441 | 64.2073 | -65.7687 | -83.5028 | 46.2933 | 24.2245 | 41.7179 | 112.9149 | -110.8296 | -120.8001 | 77.0825 | 40.8218 | 66.4608 | 2.308 | 27.1716 | 65.6504
4 | 9 | 2 | 21.4888 | -21.9581 | -34.7899 | 14.8164 | 8.0879 | 14.6836 | 63.7569 | -65.1495 | -83.0929 | 46.0737 | 23.9966 | 41.5468 | 112.1228 | -109.7862 | -120.2071 | 76.7168 | 40.4377 | 66.1881 | 2.3285 | 27.1315 | 65.4722
4 | 9 | 3 | 21.2387 | -21.6873 | -34.576 | 14.6941 | 7.9667 | 14.5795 | 63.015 | -64.3459 | -82.5819 | 45.6934 | 23.6372 | 41.2521 | 110.8181 | -108.4321 | -119.4678 | 76.0836 | 39.832 | 65.7187 | 2.2157 | 26.6698 | 64.5525
4 | 9 | 4 | 20.9046 | -21.4027 | -34.3421 | 14.4758 | 7.8214 | 14.3999 | 62.0236 | -63.5014 | -82.0234 | 45.0147 | 23.206 | 40.7439 | 109.0746 | -107.009 | -118.6598 | 74.9535 | 39.1054 | 64.9091 | 1.8568 | 25.4634 | 62.3738
4 | 9 | 5 | 20.1957 | -20.743 | -33.853 | 14.2068 | 7.5344 | 14.1387 | 59.9203 | -61.5443 | -80.8552 | 44.1781 | 22.3545 | 40.0049 | 105.3758 | -103.711 | -116.9699 | 73.5606 | 37.6705 | 63.7318 | 1.4795 | 24.0584 | 59.6579
4 | 9 | 6 | 19.3702 | -20.0557 | -33.3593 | 13.8496 | 7.2243 | 13.8057 | 57.4711 | -59.505 | -79.6759 | 43.0674 | 21.4344 | 39.0629 | 101.0686 | -100.2743 | -115.2639 | 71.7111 | 36.12 | 62.231 | 0.83487 | 21.8549 | 55.5925
4 | 9 | 7 | 18.562 | -19.3742 | -32.8369 | 13.5106 | 6.9018 | 13.4785 | 55.0732 | -57.483 | -78.4283 | 42.0132 | 20.4774 | 38.1369 | 96.8517 | -96.8671 | -113.4589 | 69.9557 | 34.5074 | 60.7559 | 0.24173 | 19.7895 | 51.7447
4 | 9 | 8 | 18.819 | -19.5701 | -33.001 | 13.5885 | 6.9819 | 13.5537 | 55.8357 | -58.0643 | -78.8201 | 42.2556 | 20.7151 | 38.3496 | 98.1925 | -97.8466 | -114.0258 | 70.3593 | 34.9079 | 61.0947 | 0.37195 | 20.2715 | 52.6821
4 | 9 | 9 | 19.2056 | -19.839 | -33.2149 | 13.769 | 7.1133 | 13.7142 | 56.9827 | -58.8622 | -79.3311 | 42.8168 | 21.1049 | 38.8039 | 100.2098 | -99.1911 | -114.7651 | 71.2939 | 35.5648 | 61.8184 | 0.74812 | 21.5151 | 54.9307
4 | 9 | 10 | 19.5038 | -20.0527 | -33.3874 | 13.8691 | 7.203 | 13.8077 | 57.8676 | -59.4961 | -79.7431 | 43.1281 | 21.3712 | 39.0684 | 101.7659 | -100.2593 | -115.361 | 71.8122 | 36.0135 | 62.2399 | 0.94358 | 22.1962 | 56.2111
4 | 9 | 11 | 19.204 | -19.7205 | -33.1291 | 13.7431 | 7.0826 | 13.6903 | 56.978 | -58.5103 | -79.1262 | 42.7361 | 21.0138 | 38.7362 | 100.2015 | -98.5982 | -114.4686 | 71.1595 | 35.4113 | 61.7106 | 0.87033 | 21.8276 | 55.416
4 | 9 | 12 | 18.7888 | -19.4014 | -32.8758 | 13.5257 | 6.9169 | 13.4918 | 55.7463 | -57.5637 | -78.5211 | 42.0602 | 20.5225 | 38.1746 | 98.0353 | -97.003 | -113.5932 | 70.0339 | 34.5833 | 60.8159 | 0.44611 | 20.4187 | 52.8722
4 | 9 | 13 | 18.447 | -19.0494 | -32.6138 | 13.3725 | 6.7756 | 13.3511 | 54.7321 | -56.5193 | -77.8954 | 41.5837 | 20.1031 | 37.7764 | 96.2518 | -95.243 | -112.688 | 69.2406 | 33.8765 | 60.1816 | 0.28299 | 19.7806 | 51.6194
4 | 9 | 14 | 20.5766 | -20.8 | -33.9256 | 14.2737 | 7.5665 | 14.217 | 61.0507 | -61.7134 | -81.0286 | 44.386 | 22.4496 | 40.2265 | 107.3636 | -103.9958 | -117.2207 | 73.9067 | 37.8308 | 64.0848 | 1.9081 | 25.3708 | 61.9694
4 | 9 | 15 | 22.6639 | -22.5097 | -35.2303 | 15.1635 | 8.3389 | 15.0276 | 67.2435 | -66.7859 | -84.1448 | 47.1531 | 24.7414 | 42.52 | 118.2544 | -112.5437 | -121.7288 | 78.5141 | 41.6928 | 67.7386 | 3.4539 | 30.7274 | 71.9274
4 | 9 | 16 | 24.8273 | -24.2545 | -36.5434 | 16.0462 | 9.1496 | 15.8403 | 73.6622 | -71.9627 | -87.281 | 49.8981 | 27.1467 | 44.8196 | 129.5423 | -121.2675 | -126.2659 | 83.0847 | 45.746 | 71.402 | 5.0654 | 36.2828 | 82.2418
4 | 9 | 17 | 25.8568 | -25.1233 | -37.1685 | 16.5065 | 9.566 | 16.2522 | 76.7168 | -74.5405 | -88.7738 | 51.3295 | 28.3823 | 45.985 | 134.9141 | -125.6113 | -128.4254 | 85.4682 | 47.8282 | 73.2586 | 5.8898 | 39.0992 | 87.4323
4 | 9 | 18 | 26.7644 | -25.9337 | -37.7381 | 16.9269 | 9.9592 | 16.6182 | 79.4096 | -76.945 | -90.1344 | 52.6366 | 29.5489 | 47.0205 | 139.6496 | -129.6632 | -130.3937 | 87.6446 | 49.794 | 74.9083 | 6.5968 | 41.5361 | 91.9396
4 | 9 | 19 | 27.9324 | -26.8379 | -38.3772 | 17.4378 | 10.4308 | 17.0473 | 82.8752 | -79.6278 | -91.6607 | 54.2255 | 30.9482 | 48.2349 | 145.7442 | -134.1841 | -132.6018 | 90.2904 | 52.1521 | 76.8429 | 7.6334 | 44.9952 | 98.2436
4 | 9 | 20 | 28.5306 | -27.1844 | -38.6843 | 17.7379 | 10.6505 | 17.2759 | 84.65 | -80.6557 | -92.3943 | 55.1585 | 31.5999 | 48.8815 | 148.8654 | -135.9163 | -133.6631 | 91.8438 | 53.2503 | 77.873 | 8.3262 | 47.2398 | 102.2532
4 | 9 | 21 | 28.9786 | -27.559 | -39.0016 | 17.9093 | 10.819 | 17.4053 | 85.9791 | -81.7671 | -93.1522 | 55.6917 | 32.0998 | 49.2478 | 151.2028 | -137.7892 | -134.7594 | 92.7316 | 54.0927 | 78.4566 | 8.5516 | 48.0991 | 103.9351
4 | 9 | 22 | 29.5938 | -27.9254 | -39.3082 | 18.2026 | 11.036 | 17.598 | 87.8045 | -82.8543 | -93.8844 | 56.6035 | 32.7437 | 49.7931 | 154.4129 | -139.6212 | -135.8187 | 94.2499 | 55.1779 | 79.3253 | 9.1969 | 50.2061 | 107.726
4 | 9 | 23 | 30.0871 | -28.3088 | -39.5272 | 18.359 | 11.2022 | 17.7186 | 89.268 | -83.9918 | -94.4074 | 57.0901 | 33.2368 | 50.1341 | 156.9867 | -141.5382 | -136.5754 | 95.0601 | 56.0087 | 79.8686 | 9.5309 | 51.3297 | 109.8105
4 | 10 | 0 | 30.6465 | -28.72 | -39.782 | 18.5295 | 11.429 | 17.8417 | 90.9278 | -85.2119 | -95.0161 | 57.6201 | 33.9096 | 50.4825 | 159.9055 | -143.5941 | -137.4559 | 95.9427 | 57.1425 | 80.4236 | 9.9446 | 52.712 | 112.3642
4 | 10 | 1 | 31.1962 | -29.1054 | -40.029 | 18.7193 | 11.6163 | 17.9494 | 92.5586 | -86.3554 | -95.606 | 58.2103 | 34.4656 | 50.7871 | 162.7735 | -145.5211 | -138.3092 | 96.9254 | 58.0794 | 80.9089 | 10.3468 | 54.0603 | 114.8569
4 | 10 | 2 | 26.4308 | -25.6004 | -37.4101 | 16.7567 | 9.8357 | 16.4678 | 78.4199 | -75.956 | -89.351 | 52.1073 | 29.1825 | 46.595 | 137.9092 | -127.9966 | -129.2604 | 86.7634 | 49.1766 | 74.2304 | 6.4805 | 40.9978 | 90.8227
4 | 10 | 3 | 21.7848 | -22.0623 | -34.7585 | 14.7881 | 8.1233 | 14.7044 | 64.6352 | -65.4586 | -83.0178 | 45.9857 | 24.1017 | 41.6056 | 113.6674 | -110.307 | -120.0985 | 76.5703 | 40.6147 | 66.2818 | 2.5797 | 27.8517 | 66.7288
4 | 10 | 4 | 17.6194 | -18.5638 | -32.1393 | 13.0959 | 6.5756 | 13.0834 | 52.2765 | -55.0785 | -76.7621 | 40.7237 | 19.5097 | 37.0192 | 91.9334 | -92.815 | -111.0485 | 67.8087 | 32.8766 | 58.9752 | -0.3287 | 17.6886 | 47.7303
4 | 10 | 5 | 16.0148 | -17.0191 | -31.0373 | 12.458 | 5.9312 | 12.447 | 47.5157 | -50.4955 | -74.13 | 38.7399 | 17.5978 | 35.2184 | 83.5611 | -85.0921 | -107.2408 | 64.5054 | 29.6548 | 56.1064 | -1.2054 | 14.4464 | 41.4949
4 | 10 | 6 | 14.3798 | -15.4533 | -29.8986 | 11.7522 | 5.2675 | 11.7458 | 42.6647 | -45.8497 | -71.4104 | 36.5453 | 15.6286 | 33.2342 | 75.03 | -77.2632 | -103.3065 | 60.8512 | 26.3365 | 52.9454 | -2.2066 | 10.8127 | 34.5933
4 | 10 | 7 | 12.8104 | -13.873 | -28.7427 | 11.1132 | 4.6525 | 11.107 | 38.0083 | -41.1611 | -68.6496 | 34.5582 | 13.8039 | 31.4268 | 66.8414 | -69.3624 | -99.3126 | 57.5426 | 23.2615 | 50.066 | -2.9327 | 7.9865 | 29.0365
4 | 10 | 8 | 11.9562 | -13.0381 | -28.1187 | 10.7587 | 4.33 | 10.752 | 35.4737 | -38.6838 | -67.1593 | 33.4558 | 12.847 | 30.4224 | 62.3841 | -65.1877 | -97.1566 | 55.707 | 21.649 | 48.4659 | -3.3599 | 6.356 | 25.8618
4 | 10 | 9 | 11.1666 | -12.2592 | -27.5384 | 10.4126 | 4.0309 | 10.408 | 33.1312 | -36.3728 | -65.7731 | 32.3796 | 11.9596 | 29.449 | 58.2644 | -61.2934 | -95.1512 | 53.9149 | 20.1537 | 46.9152 | -3.7794 | 4.7734 | 22.8036
4 | 10 | 10 | 10.3359 | -11.4556 | -26.9225 | 10.0584 | 3.724 | 10.0517 | 30.6664 | -33.9887 | -64.3022 | 31.2782 | 11.0489 | 28.4408 | 53.9299 | -57.2757 | -93.0233 | 52.081 | 18.619 | 45.3091 | -4.2082 | 3.1435 | 19.6399
4 | 10 | 11 | 9.9858 | -11.1162 | -26.616 | 9.9261 | 3.6068 | 9.9252 | 29.6277 | -32.9817 | -63.5701 | 30.8667 | 10.7015 | 28.0831 | 52.1031 | -55.5788 | -91.9642 | 51.3958 | 18.0335 | 44.7391 | -4.2883 | 2.7271 | 18.7285
4 | 10 | 12 | 9.5366 | -10.7476 | -26.2691 | 9.723 | 3.4611 | 9.729 | 28.295 | -31.8879 | -62.7415 | 30.2352 | 10.269 | 27.528 | 49.7595 | -53.7357 | -90.7655 | 50.3443 | 17.3048 | 43.8548 | -4.5669 | 1.6977 | 16.7621
4 | 10 | 13 | 9.1521 | -10.3879 | -25.9488 | 9.5824 | 3.3373 | 9.589 | 27.1542 | -30.8208 | -61.9767 | 29.7979 | 9.9019 | 27.1317 | 47.7534 | -51.9375 | -89.6591 | 49.6162 | 16.686 | 43.2235 | -4.6759 | 1.1882 | 15.6826
4 | 10 | 14 | 12.0975 | -13.4321 | -28.1055 | 10.7789 | 4.4722 | 10.7832 | 35.8932 | -39.8527 | -67.1276 | 33.5185 | 13.2688 | 30.5107 | 63.1217 | -67.1575 | -97.1107 | 55.8113 | 22.3599 | 48.6067 | -3.4058 | 6.2109 | 25.6312
4 | 10 | 15 | 15.2063 | -16.4864 | -30.2976 | 11.999 | 5.6815 | 11.9984 | 45.117 | -48.915 | -72.3634 | 37.3127 | 16.857 | 33.949 | 79.3427 | -82.4288 | -104.6852 | 62.129 | 28.4064 | 54.0841 | -1.8988 | 11.9573 | 36.8484
4 | 10 | 16 | 18.5219 | -19.4977 | -32.4327 | 13.3179 | 6.9657 | 13.3131 | 54.9542 | -57.8494 | -77.4628 | 41.414 | 20.6671 | 37.6689 | 96.6423 | -97.4845 | -112.0622 | 68.958 | 34.827 | 60.0103 | 0.18816 | 19.3919 | 50.8908
4 | 10 | 17 | 18.8072 | -19.6689 | -32.4851 | 13.3867 | 7.0408 | 13.3916 | 55.8009 | -58.3574 | -77.588 | 41.6279 | 20.8898 | 37.8911 | 98.1313 | -98.3406 | -112.2433 | 69.3141 | 35.2024 | 60.3643 | 0.4723 | 20.2643 | 52.4282
4 | 10 | 18 | 19.1482 | -19.8622 | -32.5696 | 13.4634 | 7.1388 | 13.4898 | 56.8124 | -58.931 | -77.7897 | 41.8665 | 21.1809 | 38.1689 | 99.9102 | -99.3071 | -112.5352 | 69.7115 | 35.6928 | 60.8068 | 0.80842 | 21.3079 | 54.2789
4 | 10 | 19 | 19.4839 | -20.0558 | -32.6293 | 13.531 | 7.2425 | 13.5722 | 57.8086 | -59.5053 | -77.9324 | 42.0766 | 21.4884 | 38.4021 | 101.6621 | -100.2749 | -112.7416 | 70.0613 | 36.2109 | 61.1783 | 1.1445 | 22.338 | 56.0963
4 | 10 | 20 | 19.7053 | -20.3347 | -32.8002 | 13.6114 | 7.3323 | 13.6721 | 58.4654 | -60.3327 | -78.3405 | 42.3265 | 21.7548 | 38.6847 | 102.8172 | -101.6692 | -113.3319 | 70.4775 | 36.66 | 61.6286 | 1.1863 | 22.5583 | 56.5822
4 | 10 | 21 | 19.9789 | -20.6501 | -32.9729 | 13.7179 | 7.4735 | 13.7945 | 59.2771 | -61.2686 | -78.7531 | 42.6579 | 22.1738 | 39.031 | 104.2447 | -103.2464 | -113.9289 | 71.0292 | 37.366 | 62.1803 | 1.3418 | 23.1181 | 57.645
4 | 10 | 22 | 20.2753 | -20.9471 | -33.1465 | 13.8196 | 7.6028 | 13.9089 | 60.1564 | -62.1499 | -79.1677 | 42.9741 | 22.5573 | 39.3548 | 105.791 | -104.7314 | -114.5286 | 71.5558 | 38.0123 | 62.6962 | 1.513 | 23.7252 | 58.7953
4 | 10 | 23 | 20.3147 | -21.0965 | -33.2407 | 13.8842 | 7.6749 | 13.9863 | 60.2735 | -62.593 | -79.3926 | 43.1749 | 22.7715 | 39.5737 | 105.9969 | -105.4782 | -114.8541 | 71.8901 | 38.3732 | 63.0449 | 1.5229 | 23.8079 | 58.9727
4 | 11 | 0 | 20.3296 | -21.234 | -33.3165 | 13.9047 | 7.7195 | 14.0131 | 60.3177 | -63.0011 | -79.5738 | 43.2388 | 22.9038 | 39.6497 | 106.0746 | -106.1659 | -115.1161 | 71.9965 | 38.5961 | 63.1659 | 1.4164 | 23.535 | 58.5511
4 | 11 | 1 | 20.3938 | -21.3305 | -33.3931 | 13.9822 | 7.7854 | 14.0996 | 60.5082 | -63.2872 | -79.7566 | 43.4797 | 23.0991 | 39.8945 | 106.4097 | -106.6479 | -115.3805 | 72.3977 | 38.9253 | 63.5558 | 1.5376 | 23.9378 | 59.26
4 | 11 | 2 | 17.615 | -18.9067 | -31.7919 | 12.8996 | 6.6899 | 12.999 | 52.2635 | -56.096 | -75.9324 | 40.1132 | 19.8488 | 36.7801 | 91.9106 | -94.5298 | -109.8482 | 66.7921 | 33.4481 | 58.5944 | -0.49517 | 16.9773 | 46.3671
4 | 11 | 3 | 15.0015 | -16.3916 | -30.1371 | 11.9545 | 5.65 | 12.015 | 44.5091 | -48.6336 | -71.98 | 37.1742 | 16.7636 | 33.996 | 78.2737 | -81.9545 | -104.1305 | 61.8984 | 28.249 | 54.159 | -1.9077 | 11.8294 | 36.4952
4 | 11 | 4 | 12.4335 | -13.8932 | -28.4844 | 10.9546 | 4.6412 | 10.989 | 36.8899 | -41.221 | -68.0326 | 34.0651 | 13.7703 | 31.0931 | 64.8746 | -69.4633 | -98.4199 | 56.7214 | 23.205 | 49.5343 | -3.3593 | 6.5648 | 26.452
4 | 11 | 5 | 10.7617 | -12.1761 | -27.2595 | 10.3012 | 3.994 | 10.3193 | 31.9297 | -36.1262 | -65.1072 | 32.033 | 11.8503 | 29.198 | 56.1516 | -60.8778 | -94.1879 | 53.3379 | 19.9694 | 46.5153 | -4.0595 | 3.7776 | 20.9084
4 | 11 | 6 | 9.0776 | -10.418 | -25.9987 | 9.5819 | 3.343 | 9.6003 | 26.9333 | -30.9102 | -62.0958 | 29.7964 | 9.9187 | 27.1638 | 47.3648 | -52.0881 | -89.8314 | 49.6136 | 16.7143 | 43.2747 | -4.8138 | 0.80612 | 15.0479
4 | 11 | 7 | 7.5428 | -8.7072 | -24.7705 | 8.9731 | 2.7499 | 8.9818 | 22.3795 | -25.8342 | -59.1624 | 27.9032 | 8.1588 | 25.4138 | 39.3566 | -43.5343 | -85.5878 | 46.4613 | 13.7488 | 40.4866 | -5.2301 | -1.1413 | 10.9313
4 | 11 | 8 | 6.7549 | -7.8837 | -24.1471 | 8.6461 | 2.4599 | 8.6546 | 20.0418 | -23.3908 | -57.6734 | 26.8863 | 7.2985 | 24.4878 | 35.2454 | -39.4168 | -83.4337 | 44.7682 | 12.2989 | 39.0115 | -5.5153 | -2.3498 | 8.4736
4 | 11 | 9 | 5.9258 | -6.9954 | -23.4662 | 8.2975 | 2.1581 | 8.305 | 17.5816 | -20.7552 | -56.047 | 25.8023 | 6.403 | 23.4988 | 30.919 | -34.9754 | -81.0809 | 42.9631 | 10.7899 | 37.4359 | -5.7752 | -3.5165 | 6.0517
4 | 11 | 10 | 5.1925 | -6.1749 | -22.8445 | 7.9918 | 1.8893 | 8.002 | 15.4061 | -18.3207 | -54.5621 | 24.8517 | 5.6054 | 22.6413 | 27.0932 | -30.8731 | -78.9328 | 41.3803 | 9.446 | 36.0699 | -5.9438 | -4.3783 | 4.1835
4 | 11 | 11 | 5.3063 | -6.2479 | -22.8974 | 8.0171 | 1.9126 | 8.0274 | 15.7437 | -18.5373 | -54.6886 | 24.9302 | 5.6748 | 22.7134 | 27.6869 | -31.238 | -79.1158 | 41.5111 | 9.5628 | 36.1846 | -5.8818 | -4.1638 | 4.5916
4 | 11 | 12 | 5.4704 | -6.4014 | -22.9971 | 8.0676 | 1.9618 | 8.0732 | 16.2306 | -18.9928 | -54.9267 | 25.0875 | 5.8207 | 22.8428 | 28.5431 | -32.0056 | -79.4601 | 41.7729 | 9.8087 | 36.3908 | -5.8254 | -3.9379 | 5.0498
4 | 11 | 13 | 5.597 | -6.4984 | -23.0583 | 8.0939 | 1.9922 | 8.1007 | 16.6063 | -19.2807 | -55.0729 | 25.169 | 5.9109 | 22.9207 | 29.2039 | -32.4907 | -79.6717 | 41.9087 | 9.9606 | 36.515 | -5.7729 | -3.7466 | 5.4258
4 | 11 | 14 | 7.67 | -8.6219 | -24.5109 | 8.8364 | 2.7246 | 8.8587 | 22.7568 | -25.581 | -58.5422 | 27.4782 | 8.084 | 25.0653 | 40.0202 | -43.1076 | -84.6905 | 45.7536 | 13.6226 | 39.9315 | -5.043 | -0.73893 | 11.5297
4 | 11 | 15 | 9.8715 | -10.7312 | -25.9558 | 9.6717 | 3.5022 | 9.7034 | 29.2887 | -31.8393 | -61.9934 | 30.0756 | 10.3911 | 27.4555 | 51.5072 | -53.6537 | -89.6833 | 50.0786 | 17.5105 | 43.7393 | -3.9381 | 3.3783 | 19.4985
4 | 11 | 16 | 12.1525 | -12.8691 | -27.4077 | 10.4504 | 4.3066 | 10.5015 | 36.0564 | -38.1824 | -65.4611 | 32.497 | 12.7776 | 29.7137 | 63.4088 | -64.3427 | -94.6999 | 54.1105 | 21.532 | 47.3369 | -2.8658 | 7.4012 | 27.3455
4 | 11 | 17 | 13.3956 | -14.0046 | -28.2281 | 10.907 | 4.7586 | 10.971 | 39.7446 | -41.5516 | -67.4205 | 33.9168 | 14.1187 | 31.0421 | 69.8948 | -70.0203 | -97.5344 | 56.4745 | 23.7921 | 49.4532 | -2.2005 | 9.8502 | 32.0598
4 | 11 | 18 | 14.764 | -15.1553 | -29.0825 | 11.4696 | 5.244 | 11.5308 | 43.8045 | -44.9657 | -69.4611 | 35.6663 | 15.5588 | 32.626 | 77.0346 | -75.7736 | -100.4865 | 59.3877 | 26.2188 | 51.9765 | -1.2295 | 13.2289 | 38.3574
4 | 11 | 19 | 16.0343 | -16.3249 | -29.9113 | 11.9179 | 5.7127 | 11.9898 | 47.5734 | -48.4358 | -71.4407 | 37.0605 | 16.9496 | 33.9248 | 83.6626 | -81.6211 | -103.3504 | 61.709 | 28.5625 | 54.0455 | -0.5815 | 15.6318 | 43.0081
4 | 11 | 20 | 16.4595 | -16.6893 | -30.18 | 12.0775 | 5.8652 | 12.1307 | 48.835 | -49.5168 | -72.0825 | 37.5567 | 17.402 | 34.3233 | 85.8811 | -83.4429 | -104.2788 | 62.5353 | 29.3249 | 54.6804 | -0.33648 | 16.5177 | 44.7
4 | 11 | 21 | 16.8707 | -17.0772 | -30.4489 | 12.2234 | 6.0162 | 12.257 | 50.0553 | -50.6678 | -72.7246 | 38.0104 | 17.8501 | 34.6808 | 88.0272 | -85.3824 | -105.2077 | 63.2908 | 30.0799 | 55.25 | -0.15867 | 17.2042 | 46.0577
4 | 11 | 22 | 17.3073 | -17.4485 | -30.7143 | 12.4209 | 6.1692 | 12.4309 | 51.3505 | -51.7694 | -73.3586 | 38.6247 | 18.3038 | 35.1728 | 90.305 | -87.2388 | -106.1249 | 64.3135 | 30.8445 | 56.0337 | 0.16548 | 18.3238 | 48.1331
4 | 11 | 23 | 17.3881 | -17.5169 | -30.7411 | 12.4489 | 6.1898 | 12.4738 | 51.5903 | -51.9724 | -73.4227 | 38.7116 | 18.3652 | 35.2943 | 90.7267 | -87.5808 | -106.2176 | 64.4582 | 30.948 | 56.2273 | 0.24265 | 18.5663 | 48.5618
4 | 12 | 0 | 17.4508 | -17.5739 | -30.7612 | 12.4591 | 6.2153 | 12.5034 | 51.7764 | -52.1415 | -73.4705 | 38.7433 | 18.4407 | 35.3779 | 91.054 | -87.8658 | -106.2868 | 64.5111 | 31.0751 | 56.3605 | 0.29355 | 18.7264 | 48.8482
4 | 12 | 1 | 17.4391 | -17.5708 | -30.7236 | 12.4318 | 6.2035 | 12.4929 | 51.7416 | -52.1323 | -73.3807 | 38.6586 | 18.4057 | 35.3482 | 90.9927 | -87.8504 | -106.1568 | 64.3701 | 31.0162 | 56.3133 | 0.273 | 18.6412 | 48.6851
4 | 12 | 2 | 14.66 | -15.3433 | -29.2283 | 11.482 | 5.2526 | 11.5611 | 43.4961 | -45.5235 | -69.8093 | 35.7051 | 15.5845 | 32.7117 | 76.4923 | -76.7136 | -100.9903 | 59.4521 | 26.262 | 52.113 | -1.6158 | 12.1646 | 36.6156
4 | 12 | 3 | 12.0272 | -13.0704 | -27.6835 | 10.6105 | 4.3577 | 10.6486 | 35.6846 | -38.7796 | -66.1197 | 32.9948 | 12.9293 | 30.1297 | 62.7549 | -65.3491 | -95.6526 | 54.9392 | 21.7877 | 47.9997 | -3.1099 | 6.8391 | 26.4798
4 | 12 | 4 | 9.4803 | -10.7939 | -26.1355 | 9.7086 | 3.4886 | 9.7142 | 28.128 | -32.0255 | -62.4226 | 30.1902 | 10.3506 | 27.4859 | 49.4658 | -53.9674 | -90.3042 | 50.2693 | 17.4423 | 43.7878 | -4.5378 | 1.7066 | 16.6936
4 | 12 | 5 | 8.2851 | -9.491 | -25.2368 | 9.2175 | 3.0193 | 9.2182 | 24.5818 | -28.1596 | -60.2759 | 28.663 | 8.9582 | 26.0826 | 43.2295 | -47.453 | -87.1987 | 47.7265 | 15.0958 | 41.5522 | -4.9877 | -0.14989 | 12.9524
4 | 12 | 6 | 7.1243 | -8.1793 | -24.3243 | 8.7493 | 2.5731 | 8.7534 | 21.1377 | -24.2678 | -58.0965 | 27.2072 | 7.6345 | 24.7674 | 37.1726 | -40.8946 | -84.0458 | 45.3025 | 12.8652 | 39.4569 | -5.3034 | -1.6175 | 9.8568
4 | 12 | 7 | 5.9932 | -6.8904 | -23.4245 | 8.2817 | 2.1366 | 8.2843 | 17.7817 | -20.4438 | -55.9476 | 25.7533 | 6.3394 | 23.4402 | 31.2709 | -34.4507 | -80.9371 | 42.8815 | 10.6827 | 37.3426 | -5.6191 | -3.0768 | 6.79
4 | 12 | 8 | 5.1059 | -5.8668 | -22.6972 | 7.9165 | 1.8017 | 7.9123 | 15.1492 | -17.4067 | -54.2104 | 24.6176 | 5.3457 | 22.3875 | 26.6414 | -29.3328 | -78.4239 | 40.9904 | 9.0083 | 35.6654 | -5.8276 | -4.1172 | 4.5488
4 | 12 | 9 | 4.382 | -4.9517 | -22.0231 | 7.6373 | 1.519 | 7.6236 | 13.0012 | -14.6916 | -52.6003 | 23.7494 | 4.507 | 21.5706 | 22.8639 | -24.7574 | -76.0947 | 39.5449 | 7.5949 | 34.3641 | -5.8129 | -4.4637 | 3.5157
4 | 12 | 10 | 3.6338 | -4.0495 | -21.2995 | 7.2953 | 1.2344 | 7.2701 | 10.7814 | -12.0149 | -50.8721 | 22.6859 | 3.6625 | 20.5706 | 18.9601 | -20.2468 | -73.5945 | 37.7741 | 6.1718 | 32.771 | -5.9153 | -5.1866 | 1.8357
4 | 12 | 11 | 3.2261 | -3.6375 | -20.8783 | 7.0847 | 1.1037 | 7.0722 | 9.5717 | -10.7924 | -49.8661 | 22.0309 | 3.2747 | 20.0107 | 16.8327 | -18.1867 | -72.1393 | 36.6834 | 5.5183 | 31.879 | -6.0291 | -5.7706 | 0.58739
4 | 12 | 12 | 2.8843 | -3.3202 | -20.5089 | 6.9193 | 0.99959 | 6.9046 | 8.5576 | -9.8511 | -48.9839 | 21.5165 | 2.9658 | 19.5363 | 15.0494 | -16.6004 | -70.863 | 35.8268 | 4.9977 | 31.1233 | -6.1214 | -6.2588 | -0.4662
4 | 12 | 13 | 2.5528 | -2.9779 | -20.0899 | 6.7101 | 0.89096 | 6.7043 | 7.5742 | -8.8353 | -47.9831 | 20.8661 | 2.6435 | 18.9696 | 13.32 | -14.8887 | -69.4151 | 34.7439 | 4.4546 | 30.2205 | -6.2095 | -6.7649 | -1.5648
4 | 12 | 14 | 4.3844 | -5.0404 | -21.891 | 7.562 | 1.539 | 7.5745 | 13.0085 | -14.9547 | -52.2849 | 23.515 | 4.5662 | 21.4317 | 22.8768 | -25.2007 | -75.6384 | 39.1547 | 7.6947 | 34.1428 | -5.8715 | -4.7181 | 3.0298
4 | 12 | 15 | 6.5832 | -7.7852 | -23.6829 | 8.4455 | 2.4316 | 8.4754 | 19.5323 | -23.0987 | -56.5646 | 26.2625 | 7.2144 | 23.981 | 34.3495 | -38.9246 | -81.8296 | 43.7294 | 12.1573 | 38.204 | -5.5324 | -2.6731 | 7.686
4 | 12 | 16 | 8.974 | -10.5853 | -25.5259 | 9.3898 | 3.3987 | 9.4377 | 26.6257 | -31.4063 | -60.9664 | 29.1988 | 10.0838 | 26.7035 | 46.824 | -52.9241 | -88.1976 | 48.6187 | 16.9926 | 42.5414 | -4.9111 | 0.23909 | 13.8548
4 | 12 | 17 | 10.0722 | -11.6757 | -26.2866 | 9.8193 | 3.8057 | 9.8844 | 29.884 | -34.6416 | -62.7834 | 30.5346 | 11.2915 | 27.9676 | 52.5539 | -58.3761 | -90.8261 | 50.8428 | 19.0278 | 44.5552 | -4.3807 | 2.2527 | 17.7775
4 | 12 | 18 | 11.2508 | -12.786 | -27.0765 | 10.2788 | 4.2322 | 10.3563 | 33.381 | -37.9359 | -64.67 | 31.9634 | 12.5568 | 29.3029 | 58.7038 | -63.9274 | -93.5555 | 53.222 | 21.16 | 46.6824 | -3.7444 | 4.5982 | 22.2853
4 | 12 | 19 | 12.4315 | -13.8798 | -27.849 | 10.7332 | 4.6664 | 10.8244 | 36.8842 | -41.1812 | -66.5151 | 33.3766 | 13.8452 | 30.6272 | 64.8646 | -69.3962 | -96.2247 | 55.575 | 23.3311 | 48.7921 | -3.0733 | 7.0368 | 26.9419
4 | 12 | 20 | 12.4118 | -13.7804 | -27.9721 | 10.8131 | 4.6417 | 10.8808 | 36.8256 | -40.8864 | -66.8091 | 33.6248 | 13.772 | 30.7868 | 64.7614 | -68.8994 | -96.65 | 55.9883 | 23.2078 | 49.0465 | -3.0052 | 7.3137 | 27.4546
4 | 12 | 21 | 12.2439 | -13.6259 | -28.0652 | 10.78 | 4.5577 | 10.8296 | 36.3275 | -40.4279 | -67.0314 | 33.522 | 13.5225 | 30.6421 | 63.8855 | -68.1267 | -96.9716 | 55.8172 | 22.7874 | 48.8159 | -3.2799 | 6.5548 | 26.2075
4 | 12 | 22 | 12.2379 | -13.5407 | -28.1929 | 10.8604 | 4.5432 | 10.8854 | 36.3097 | -40.175 | -67.3364 | 33.772 | 13.4796 | 30.7998 | 63.8541 | -67.7007 | -97.4129 | 56.2333 | 22.715 | 49.0671 | -3.2068 | 6.8495 | 26.756
4 | 12 | 23 | 11.2107 | -12.4381 | -27.4515 | 10.4445 | 4.1218 | 10.4586 | 33.2621 | -36.9037 | -65.5656 | 32.4787 | 12.2293 | 29.5923 | 58.4948 | -62.1881 | -94.851 | 54.08 | 20.6082 | 47.1434 | -3.6539 | 5.0932 | 23.2873
4 | 13 | 0 | 10.1601 | -11.3104 | -26.6985 | 10.0246 | 3.6992 | 10.0243 | 30.1448 | -33.5577 | -63.7671 | 31.173 | 10.9754 | 28.3634 | 53.0127 | -56.5496 | -92.2492 | 51.9059 | 18.495 | 45.1857 | -4.1007 | 3.3318 | 19.8005
4 | 13 | 1 | 9.1775 | -10.2137 | -25.9542 | 9.6238 | 3.31 | 9.6111 | 27.2297 | -30.3039 | -61.9895 | 29.9267 | 9.8206 | 27.1943 | 47.886 | -51.0664 | -89.6776 | 49.8307 | 16.5492 | 43.3232 | -4.4454 | 1.8779 | 16.8451
4 | 13 | 2 | 7.5334 | -8.6108 | -24.7536 | 8.9451 | 2.7274 | 8.9361 | 22.3515 | -25.5483 | -59.1219 | 27.816 | 8.0921 | 25.2845 | 39.3074 | -43.0524 | -85.5292 | 46.3162 | 13.6363 | 40.2807 | -5.2224 | -1.126 | 10.9589
4 | 13 | 3 | 6.0648 | -7.0344 | -23.6009 | 8.3798 | 2.2013 | 8.366 | 17.9943 | -20.871 | -56.3688 | 26.0583 | 6.5314 | 23.6713 | 31.6448 | -35.1706 | -81.5464 | 43.3894 | 11.0063 | 37.7108 | -5.6233 | -2.9845 | 7.0342
4 | 13 | 4 | 4.6641 | -5.4823 | -22.4014 | 7.8094 | 1.6904 | 7.7926 | 13.8382 | -16.266 | -53.504 | 24.2845 | 5.0154 | 22.0489 | 24.3359 | -27.4105 | -77.402 | 40.4359 | 8.4517 | 35.126 | -5.9273 | -4.583 | 3.5369
4 | 13 | 5 | 3.8843 | -4.359 | -21.3014 | 7.2532 | 1.3321 | 7.2247 | 11.5247 | -12.9331 | -50.8766 | 22.5548 | 3.9523 | 20.442 | 20.2673 | -21.7941 | -73.6011 | 37.5558 | 6.6602 | 32.5661 | -5.9661 | -5.3359 | 1.6542
4 | 13 | 6 | 3.3283 | -3.7776 | -20.2543 | 6.7986 | 1.1481 | 6.7605 | 9.8749 | -11.2081 | -48.3758 | 21.1412 | 3.4063 | 19.1287 | 17.3661 | -18.8873 | -69.9833 | 35.202 | 5.7401 | 30.4739 | -5.9965 | -6.0329 | -0.088604
4 | 13 | 7 | 2.7819 | -3.1932 | -19.1525 | 6.3474 | 0.96592 | 6.2959 | 8.2538 | -9.4743 | -45.7441 | 19.738 | 2.8659 | 17.8141 | 14.5152 | -15.9655 | -66.1761 | 32.8656 | 4.8294 | 28.3796 | -5.9546 | -6.5465 | -1.5518
4 | 13 | 8 | 1.9166 | -2.2621 | -17.2585 | 5.5765 | 0.67742 | 5.5729 | 5.6865 | -6.7116 | -41.2206 | 17.3408 | 2.0099 | 15.7682 | 10.0003 | -11.3101 | -59.6321 | 28.8741 | 3.387 | 25.1203 | -5.7773 | -7.1268 | -3.5606
4 | 13 | 9 | 1.7738 | -2.0801 | -15.3599 | 4.8708 | 0.62332 | 4.9166 | 5.2627 | -6.1715 | -36.6858 | 15.1466 | 1.8494 | 13.9113 | 9.255 | -10.3998 | -53.0719 | 25.2204 | 3.1165 | 22.1621 | -5.2554 | -6.6873 | -3.7177
4 | 13 | 10 | 1.6417 | -1.9139 | -13.4745 | 4.1754 | 0.57345 | 4.2642 | 4.871 | -5.6785 | -32.1827 | 12.984 | 1.7014 | 12.0654 | 8.5662 | -9.5691 | -46.5574 | 21.6196 | 2.8671 | 19.2214 | -4.7336 | -6.2393 | -3.8522
4 | 13 | 11 | 1.3204 | -1.5972 | -13.1765 | 4.0426 | 0.46625 | 4.1293 | 3.9175 | -4.7388 | -31.4711 | 12.5712 | 1.3834 | 11.6837 | 6.8893 | -7.9855 | -45.5279 | 20.9321 | 2.3312 | 18.6133 | -4.8151 | -6.6541 | -4.7475
4 | 13 | 12 | 1.0345 | -1.2757 | -12.8408 | 3.8881 | 0.36638 | 3.9842 | 3.0693 | -3.7851 | -30.6692 | 12.0907 | 1.0871 | 11.2733 | 5.3977 | -6.3784 | -44.3679 | 20.132 | 1.8318 | 17.9594 | -4.8433 | -6.934 | -5.4253
4 | 13 | 13 | 0.7317 | -0.94259 | -12.5134 | 3.7545 | 0.26357 | 3.8512 | 2.171 | -2.7966 | -29.8873 | 11.6753 | 0.78202 | 10.8969 | 3.8178 | -4.7127 | -43.2367 | 19.4404 | 1.3178 | 17.3598 | -4.855 | -7.1588 | -6.0136
4 | 13 | 14 | 1.2279 | -1.5272 | -15.1934 | 4.7402 | 0.44138 | 4.8266 | 3.6431 | -4.5312 | -36.2883 | 14.7404 | 1.3096 | 13.6567 | 6.4067 | -7.6357 | -52.4967 | 24.5441 | 2.2068 | 21.7565 | -5.4846 | -7.4697 | -5.2183
4 | 13 | 15 | 1.9421 | -2.3303 | -17.821 | 5.827 | 0.69475 | 5.8962 | 5.7622 | -6.914 | -42.564 | 18.1198 | 2.0613 | 16.6832 | 10.1334 | -11.6511 | -61.5755 | 30.1711 | 3.4736 | 26.578 | -5.7912 | -6.8514 | -2.8705
4 | 13 | 16 | 3.3749 | -4.3739 | -20.5088 | 6.988 | 1.3219 | 7.0495 | 10.0133 | -12.9772 | -48.9837 | 21.7301 | 3.9222 | 19.9464 | 17.6094 | -21.8684 | -70.8626 | 36.1826 | 6.6094 | 31.7766 | -6.1484 | -6.3489 | -0.55311
4 | 13 | 17 | 4.7472 | -5.9476 | -21.6611 | 7.5597 | 1.8349 | 7.6159 | 14.0848 | -17.6465 | -51.7359 | 23.5079 | 5.4441 | 21.5488 | 24.7696 | -29.7368 | -74.8442 | 39.1427 | 9.1741 | 34.3294 | -5.8512 | -4.7967 | 2.8348
4 | 13 | 18 | 6.2097 | -7.5173 | -22.8062 | 8.1557 | 2.3728 | 8.2149 | 18.424 | -22.3036 | -54.4706 | 25.3614 | 7.0402 | 23.2437 | 32.4004 | -37.5848 | -78.8004 | 42.2289 | 11.8637 | 37.0295 | -5.3703 | -2.705 | 7.1374
4 | 13 | 19 | 7.6941 | -9.0977 | -23.9517 | 8.7087 | 2.9291 | 8.7706 | 22.8284 | -26.9928 | -57.2066 | 27.081 | 8.6905 | 24.816 | 40.146 | -45.4867 | -82.7584 | 45.0923 | 14.6447 | 39.5343 | -4.9469 | -0.78347 | 11.1723
4 | 13 | 20 | 7.9379 | -9.3677 | -24.2188 | 8.8617 | 3.0273 | 8.9183 | 23.5517 | -27.7938 | -57.8447 | 27.5568 | 8.982 | 25.2341 | 41.418 | -46.8366 | -83.6815 | 45.8846 | 15.1359 | 40.2004 | -4.8413 | -0.31392 | 12.1208
4 | 13 | 21 | 8.1202 | -9.593 | -24.4401 | 8.9456 | 3.0999 | 9.0123 | 24.0927 | -28.4622 | -58.3732 | 27.8177 | 9.1974 | 25.5 | 42.3693 | -47.9629 | -84.4462 | 46.3189 | 15.4989 | 40.6241 | -4.855 | -0.22771 | 12.4022
4 | 13 | 22 | 8.3554 | -9.856 | -24.6564 | 9.0732 | 3.1954 | 9.1424 | 24.7902 | -29.2425 | -58.8898 | 28.2144 | 9.4809 | 25.8681 | 43.5961 | -49.2778 | -85.1935 | 46.9795 | 15.9766 | 41.2105 | -4.746 | 0.22125 | 13.2913
4 | 13 | 23 | 8.1938 | -9.6884 | -24.6157 | 8.9763 | 3.1171 | 9.0475 | 24.3108 | -28.7452 | -58.7926 | 27.913 | 9.2484 | 25.5995 | 42.7529 | -48.4398 | -85.0528 | 46.4777 | 15.5849 | 40.7826 | -4.9694 | -0.46597 | 12.1056
4 | 14 | 0 | 8.0944 | -9.5128 | -24.5669 | 8.9577 | 3.0602 | 9.0254 | 24.0161 | -28.2244 | -58.6761 | 27.8554 | 9.0795 | 25.5371 | 42.2347 | -47.5621 | -84.8843 | 46.3817 | 15.3003 | 40.6832 | -4.942 | -0.4124 | 12.1534
4 | 14 | 1 | 8.0189 | -9.4111 | -24.5327 | 8.9316 | 3.0184 | 8.9974 | 23.7921 | -27.9226 | -58.5942 | 27.7741 | 8.9554 | 25.4577 | 41.8407 | -47.0535 | -84.7659 | 46.2463 | 15.0912 | 40.5566 | -4.9775 | -0.53752 | 11.9155
4 | 14 | 2 | 6.1747 | -7.5554 | -23.1787 | 8.2164 | 2.3578 | 8.2805 | 18.3202 | -22.4168 | -55.3604 | 25.55 | 6.9956 | 23.4293 | 32.2179 | -37.7755 | -80.0876 | 42.543 | 11.7885 | 37.3252 | -5.7048 | -3.4821 | 6.0116
4 | 14 | 3 | 4.5083 | -5.766 | -21.7937 | 7.5553 | 1.7568 | 7.6168 | 13.376 | -17.1077 | -52.0525 | 23.4943 | 5.2124 | 21.5516 | 23.523 | -28.8289 | -75.3023 | 39.1202 | 8.7836 | 34.3338 | -6.1225 | -5.526 | 1.6294
4 | 14 | 4 | 2.9094 | -3.9661 | -20.4018 | 6.873 | 1.1767 | 6.9372 | 8.6321 | -11.7673 | -48.7281 | 21.3725 | 3.4912 | 19.6285 | 15.1803 | -19.8295 | -70.493 | 35.5872 | 5.8831 | 31.2702 | -6.4717 | -7.3711 | -2.4016
4 | 14 | 5 | 3.0827 | -4.0721 | -20.5524 | 6.9555 | 1.216 | 7.0005 | 9.1462 | -12.082 | -49.0878 | 21.6292 | 3.6078 | 19.8078 | 16.0846 | -20.3598 | -71.0132 | 36.0145 | 6.0797 | 31.5558 | -6.3698 | -6.9787 | -1.6385
4 | 14 | 6 | 3.3045 | -4.2234 | -20.7553 | 7.0422 | 1.2738 | 7.0681 | 9.8043 | -12.5307 | -49.5724 | 21.8988 | 3.7795 | 19.9989 | 17.2418 | -21.1159 | -71.7143 | 36.4634 | 6.3689 | 31.8602 | -6.2901 | -6.6217 | -0.89595
4 | 14 | 7 | 3.4966 | -4.349 | -20.9145 | 7.0904 | 1.3237 | 7.1003 | 10.3743 | -12.9035 | -49.9526 | 22.0485 | 3.9275 | 20.09 | 18.2443 | -21.7442 | -72.2644 | 36.7128 | 6.6183 | 32.0054 | -6.2526 | -6.4157 | -0.42775
4 | 14 | 8 | 3.911 | -4.7984 | -21.316 | 7.2962 | 1.4695 | 7.2993 | 11.6037 | -14.2369 | -50.9116 | 22.6887 | 4.36 | 20.6532 | 20.4063 | -23.9912 | -73.6518 | 37.7787 | 7.3472 | 32.9025 | -6.1385 | -5.8429 | 0.79188
4 | 14 | 9 | 4.3663 | -5.2703 | -21.7394 | 7.4768 | 1.6264 | 7.4783 | 12.9548 | -15.637 | -51.9227 | 23.2501 | 4.8254 | 21.1595 | 22.7822 | -26.3506 | -75.1144 | 38.7135 | 8.1316 | 33.7092 | -6.062 | -5.37 | 1.8714
4 | 14 | 10 | 4.8074 | -5.7239 | -22.1413 | 7.6843 | 1.7775 | 7.6758 | 14.2635 | -16.9827 | -52.8828 | 23.8956 | 5.2737 | 21.7185 | 25.0838 | -28.6183 | -76.5033 | 39.7883 | 8.887 | 34.5997 | -5.9202 | -4.7142 | 3.2371
4 | 14 | 11 | 5.9625 | -7.0325 | -23.0788 | 8.1674 | 2.2159 | 8.1652 | 17.6908 | -20.8653 | -55.1217 | 25.3976 | 6.5744 | 23.1032 | 31.111 | -35.161 | -79.7424 | 42.2893 | 11.0788 | 36.8057 | -5.6003 | -3.221 | 6.3815
4 | 14 | 12 | 7.1864 | -8.3701 | -24.0163 | 8.662 | 2.6791 | 8.6718 | 21.322 | -24.834 | -57.3609 | 26.9357 | 7.9488 | 24.5367 | 37.4968 | -41.8488 | -82.9816 | 44.8503 | 13.3949 | 39.0894 | -5.1871 | -1.4517 | 10.0009
4 | 14 | 13 | 8.499 | -9.7125 | -24.9374 | 9.1535 | 3.1491 | 9.1755 | 25.2165 | -28.8169 | -59.5609 | 28.4641 | 9.3433 | 25.9619 | 44.3456 | -48.5606 | -86.1643 | 47.3953 | 15.7449 | 41.3598 | -4.6728 | 0.60797 | 14.1207
4 | 14 | 14 | 11.1871 | -12.4077 | -26.9932 | 10.2547 | 4.1383 | 10.2753 | 33.1919 | -36.8134 | -64.471 | 31.8884 | 12.2782 | 29.0737 | 58.3713 | -62.0358 | -93.2675 | 53.097 | 20.6905 | 46.3173 | -3.5455 | 5.1479 | 23.1729
4 | 14 | 15 | 13.9882 | -15.1051 | -29.0453 | 11.3684 | 5.1814 | 11.3993 | 41.503 | -44.8166 | -69.3723 | 35.3518 | 15.373 | 32.2538 | 72.987 | -75.5224 | -100.358 | 58.8639 | 25.9057 | 51.3836 | -2.2131 | 10.2927 | 33.2599
4 | 14 | 16 | 16.9606 | -17.7673 | -31.0816 | 12.5801 | 6.2739 | 12.5967 | 50.3218 | -52.7153 | -74.2357 | 39.1197 | 18.6144 | 35.642 | 88.4958 | -88.8327 | -107.3938 | 65.1378 | 31.368 | 56.7813 | -0.43755 | 16.747 | 45.5564
4 | 14 | 17 | 18.8724 | -19.4658 | -32.3478 | 13.3015 | 6.9791 | 13.322 | 55.9941 | -57.7549 | -77.26 | 41.3628 | 20.7068 | 37.6941 | 98.4712 | -97.3251 | -111.7689 | 68.8728 | 34.8939 | 60.0504 | 0.66129 | 20.743 | 53.1944
4 | 14 | 18 | 20.8586 | -21.1598 | -33.6134 | 14.1295 | 7.7365 | 14.1148 | 61.8873 | -62.7809 | -80.2828 | 43.9377 | 22.9542 | 39.9373 | 108.8349 | -105.7947 | -116.1418 | 73.1602 | 38.6811 | 63.6241 | 2.0663 | 25.6529 | 62.3639
4 | 14 | 19 | 22.9255 | -22.8433 | -34.8739 | 14.9863 | 8.4988 | 14.9067 | 68.0195 | -67.7759 | -83.2934 | 46.602 | 25.2159 | 42.1779 | 119.6191 | -114.2119 | -120.4972 | 77.5964 | 42.4924 | 67.1935 | 3.6 | 30.946 | 72.1923
4 | 14 | 20 | 24.0855 | -23.7795 | -35.624 | 15.4945 | 8.9442 | 15.3646 | 71.4613 | -70.5535 | -85.0851 | 48.1825 | 26.5373 | 43.4736 | 125.6717 | -118.8927 | -123.0891 | 80.2281 | 44.7191 | 69.2577 | 4.4852 | 34.016 | 77.8949
4 | 14 | 21 | 25.2011 | -24.7091 | -36.3785 | 15.9936 | 9.3691 | 15.812 | 74.7714 | -73.3116 | -86.8871 | 49.7345 | 27.798 | 44.7395 | 131.4928 | -123.5405 | -125.696 | 82.8124 | 46.8436 | 71.2745 | 5.2882 | 36.8447 | 83.1868
4 | 14 | 22 | 26.3886 | -25.6475 | -37.1288 | 16.5385 | 9.8128 | 16.287 | 78.2947 | -76.0959 | -88.6791 | 51.4289 | 29.1143 | 46.0836 | 137.6889 | -128.2325 | -128.2884 | 85.6338 | 49.0618 | 73.4158 | 6.2506 | 40.1465 | 89.2794
4 | 14 | 23 | 26.8862 | -26.1273 | -37.4753 | 16.7364 | 10.0314 | 16.4806 | 79.771 | -77.5195 | -89.5066 | 52.0444 | 29.7629 | 46.6312 | 140.2852 | -130.6314 | -129.4855 | 86.6586 | 50.1547 | 74.2882 | 6.532 | 41.1834 | 91.2698
4 | 15 | 0 | 27.5833 | -26.5915 | -37.8212 | 17.0667 | 10.2879 | 16.7662 | 81.8392 | -78.8967 | -90.3328 | 53.0714 | 30.5241 | 47.4394 | 143.9223 | -132.9522 | -130.6807 | 88.3686 | 51.4374 | 75.5757 | 7.2914 | 43.6446 | 95.6711
4 | 15 | 1 | 28.1482 | -27.0665 | -38.1726 | 17.3201 | 10.5355 | 16.9812 | 83.5153 | -80.3058 | -91.1721 | 53.8593 | 31.2588 | 48.0477 | 146.87 | -135.3268 | -131.8949 | 89.6806 | 52.6755 | 76.5447 | 7.746 | 45.2032 | 98.5492
4 | 15 | 2 | 26.9399 | -26.1389 | -37.6062 | 16.9038 | 10.0748 | 16.6301 | 79.9305 | -77.5537 | -89.8194 | 52.5647 | 29.8917 | 47.0543 | 140.5656 | -130.689 | -129.938 | 87.5249 | 50.3718 | 74.9622 | 6.8035 | 42.0681 | 92.7975
4 | 15 | 3 | 25.7074 | -25.2544 | -37.0886 | 16.4164 | 9.6054 | 16.1961 | 76.2735 | -74.9294 | -88.583 | 51.0492 | 28.499 | 45.8263 | 134.1344 | -126.2666 | -128.1494 | 85.0014 | 48.0249 | 73.0059 | 5.5823 | 38.1356 | 85.7506
4 | 15 | 4 | 24.6125 | -24.3471 | -36.5328 | 16.048 | 9.1831 | 15.8299 | 73.025 | -72.2375 | -87.2556 | 49.9037 | 27.2462 | 44.7901 | 128.4217 | -121.7304 | -126.2291 | 83.0941 | 45.9137 | 71.3551 | 4.7937 | 35.4719 | 80.8251
4 | 15 | 5 | 22.8329 | -22.9282 | -35.4323 | 15.2343 | 8.5124 | 15.1175 | 67.7448 | -68.0278 | -84.6271 | 47.3732 | 25.2561 | 42.7744 | 119.136 | -114.6365 | -122.4266 | 78.8807 | 42.5601 | 68.1439 | 3.3365 | 30.4936 | 71.6576
4 | 15 | 6 | 21.1989 | -21.5649 | -34.3765 | 14.4981 | 7.864 | 14.4407 | 62.8968 | -63.9828 | -82.1054 | 45.0839 | 23.3324 | 40.8596 | 110.6102 | -107.8201 | -118.7785 | 75.0688 | 39.3184 | 65.0933 | 2.0603 | 26.0844 | 63.4921
4 | 15 | 7 | 19.6582 | -20.1449 | -33.2733 | 13.8733 | 7.2543 | 13.8459 | 58.3257 | -59.7695 | -79.4706 | 43.141 | 21.5233 | 39.1764 | 102.5715 | -100.7201 | -114.9668 | 71.8336 | 36.2699 | 62.4119 | 1.2135 | 22.9263 | 57.3999
4 | 15 | 8 | 18.3612 | -19.0387 | -32.3437 | 13.2439 | 6.7623 | 13.2652 | 54.4775 | -56.4875 | -77.2503 | 41.1837 | 20.0637 | 37.5335 | 95.804 | -95.1894 | -111.7548 | 68.5746 | 33.8101 | 59.7947 | 0.25025 | 19.5207 | 51.0392
4 | 15 | 9 | 17.2445 | -17.967 | -31.4489 | 12.7248 | 6.3181 | 12.7763 | 51.1641 | -53.3078 | -75.1132 | 39.5696 | 18.7456 | 36.1501 | 89.9771 | -89.8312 | -108.6631 | 65.8869 | 31.589 | 57.5908 | -0.35228 | 17.2084 | 46.5494
4 | 15 | 10 | 16.1141 | -16.8335 | -30.5078 | 12.2217 | 5.8797 | 12.3017 | 47.8104 | -49.9448 | -72.8653 | 38.005 | 17.4451 | 34.8073 | 84.0793 | -84.164 | -105.4112 | 63.2817 | 29.3975 | 55.4516 | -0.82402 | 15.2578 | 42.6348
4 | 15 | 11 | 16.0413 | -16.7704 | -30.4307 | 12.1728 | 5.8449 | 12.2485 | 47.5942 | -49.7575 | -72.6812 | 37.8531 | 17.3418 | 34.6566 | 83.6991 | -83.8485 | -105.145 | 63.0289 | 29.2234 | 55.2114 | -0.89365 | 15.007 | 42.1693
4 | 15 | 12 | 15.9695 | -16.7237 | -30.3631 | 12.1356 | 5.8167 | 12.1949 | 47.3813 | -49.6191 | -72.5198 | 37.7375 | 17.2581 | 34.505 | 83.3247 | -83.6152 | -104.9114 | 62.8364 | 29.0824 | 54.9698 | -0.97012 | 14.743 | 41.6866
4 | 15 | 13 | 15.9283 | -16.7278 | -30.3296 | 12.0853 | 5.8159 | 12.1377 | 47.2591 | -49.6312 | -72.4399 | 37.5811 | 17.2556 | 34.3433 | 83.1098 | -83.6356 | -104.7958 | 62.5759 | 29.0781 | 54.7123 | -1.0902 | 14.368 | 41.0447
4 | 15 | 14 | 17.9502 | -18.487 | -31.6498 | 12.9111 | 6.5693 | 12.9455 | 53.258 | -54.8507 | -75.5929 | 40.1489 | 19.491 | 36.6289 | 93.6594 | -92.4313 | -109.3571 | 66.8515 | 32.8451 | 58.3534 | 0.23927 | 19.0831 | 49.921
4 | 15 | 15 | 20.1515 | -20.296 | -33.0215 | 13.7911 | 7.3649 | 13.7925 | 59.7894 | -60.2181 | -78.8691 | 42.8855 | 21.8516 | 39.0255 | 105.1455 | -101.4761 | -114.0967 | 71.4082 | 36.8231 | 62.1715 | 1.7826 | 24.4648 | 59.9755
4 | 15 | 16 | 22.4056 | -22.1294 | -34.3941 | 14.7159 | 8.2013 | 14.6434 | 66.477 | -65.6578 | -82.1476 | 45.7611 | 24.3332 | 41.433 | 116.9064 | -110.6427 | -118.8395 | 76.1963 | 41.005 | 66.0068 | 3.4425 | 30.1989 | 70.6322
4 | 15 | 17 | 23.5446 | -23.1392 | -35.1789 | 15.2655 | 8.6587 | 15.109 | 69.8566 | -68.6538 | -84.0219 | 47.4704 | 25.6903 | 42.7504 | 122.8497 | -115.6915 | -121.551 | 79.0425 | 43.2917 | 68.1057 | 4.2597 | 33.092 | 76.0472
4 | 15 | 18 | 24.6398 | -24.135 | -35.971 | 15.8067 | 9.1209 | 15.5654 | 73.106 | -71.6083 | -85.9138 | 49.1532 | 27.0617 | 44.0418 | 128.564 | -120.6702 | -124.288 | 81.8445 | 45.6028 | 70.1629 | 5.0268 | 35.8405 | 81.2161
4 | 15 | 19 | 25.8073 | -25.1511 | -36.7568 | 16.35 | 9.6413 | 16.0049 | 76.57 | -74.623 | -87.7907 | 50.8428 | 28.6057 | 45.2852 | 134.6559 | -125.7504 | -127.0032 | 84.6578 | 48.2047 | 72.1439 | 5.8956 | 38.89 | 86.9087
4 | 15 | 20 | 26.2166 | -25.4791 | -37.0561 | 16.593 | 9.8034 | 16.2151 | 77.7843 | -75.5961 | -88.5053 | 51.5983 | 29.0865 | 45.8801 | 136.7913 | -127.3901 | -128.037 | 85.9158 | 49.0149 | 73.0915 | 6.2929 | 40.2477 | 89.3863
4 | 15 | 21 | 26.4865 | -25.8196 | -37.3585 | 16.7608 | 9.9551 | 16.3717 | 78.585 | -76.6063 | -89.2277 | 52.1203 | 29.5365 | 46.3231 | 138.1995 | -129.0926 | -129.082 | 86.7849 | 49.7733 | 73.7973 | 6.396 | 40.7309 | 90.3804
4 | 15 | 22 | 26.9139 | -26.1436 | -37.6554 | 17.0214 | 10.1294 | 16.5761 | 79.8533 | -77.5676 | -89.9368 | 52.9304 | 30.0538 | 46.9015 | 140.4299 | -130.7124 | -130.1078 | 88.1339 | 50.645 | 74.7187 | 6.8419 | 42.2347 | 93.1072
4 | 15 | 23 | 26.4328 | -25.7705 | -37.3891 | 16.7899 | 9.9331 | 16.3938 | 78.4258 | -76.4606 | -89.3008 | 52.2106 | 29.4713 | 46.3857 | 137.9195 | -128.847 | -129.1877 | 86.9354 | 49.6633 | 73.8971 | 6.39 | 40.732 | 90.3805
4 | 16 | 0 | 26.0454 | -25.4291 | -37.1146 | 16.6241 | 9.7637 | 16.2481 | 77.2764 | -75.4478 | -88.6453 | 51.6951 | 28.9687 | 45.9733 | 135.8982 | -127.1402 | -128.2395 | 86.0769 | 48.8164 | 73.2401 | 6.1375 | 39.8205 | 88.6519
4 | 16 | 1 | 25.4954 | -25.0623 | -36.8507 | 16.3641 | 9.5478 | 16.0372 | 75.6444 | -74.3595 | -88.0149 | 50.8867 | 28.3281 | 45.3767 | 133.0282 | -125.3063 | -127.3275 | 84.7309 | 47.7369 | 72.2897 | 5.5315 | 37.8616 | 85.1518
4 | 16 | 2 | 22.5598 | -22.7269 | -35.1432 | 15.1372 | 8.4343 | 14.9868 | 66.9346 | -67.4304 | -83.9365 | 47.0715 | 25.0245 | 42.4047 | 117.7111 | -113.6298 | -121.4275 | 78.3782 | 42.1699 | 67.555 | 3.2481 | 30.0684 | 70.7568
4 | 16 | 3 | 19.7122 | -20.3726 | -33.4353 | 13.9698 | 7.3725 | 13.9136 | 58.486 | -60.4452 | -79.8573 | 43.4412 | 21.8742 | 39.3681 | 102.8534 | -101.8588 | -115.5263 | 72.3335 | 36.8611 | 62.7173 | 1.1604 | 22.8669 | 57.3802
4 | 16 | 4 | 16.9907 | -18.0377 | -31.7287 | 12.8697 | 6.3479 | 12.847 | 50.4112 | -53.5176 | -75.7815 | 40.0201 | 18.8342 | 36.35 | 88.653 | -90.1847 | -109.6299 | 66.6371 | 31.7384 | 57.9092 | -0.71114 | 16.3166 | 45.1231
4 | 16 | 5 | 14.325 | -15.6872 | -29.9214 | 11.7622 | 5.3608 | 11.7583 | 42.5021 | -46.5437 | -71.4649 | 36.5762 | 15.9053 | 33.2696 | 74.7441 | -78.4328 | -103.3853 | 60.9027 | 26.8027 | 53.0017 | -2.4024 | 10.2446 | 33.6332
4 | 16 | 6 | 11.8852 | -13.3644 | -28.1117 | 10.7624 | 4.4406 | 10.7795 | 35.2631 | -39.652 | -67.1426 | 33.4672 | 13.1753 | 30.5003 | 62.0137 | -66.8192 | -97.1324 | 55.7258 | 22.2023 | 48.59 | -3.6084 | 5.6114 | 24.5803
4 | 16 | 7 | 9.5143 | -11.0291 | -26.3129 | 9.7342 | 3.554 | 9.7752 | 28.2287 | -32.7232 | -62.8461 | 30.27 | 10.5446 | 27.6586 | 49.643 | -55.1432 | -90.9169 | 50.4022 | 17.7691 | 44.0629 | -4.7643 | 1.1326 | 15.8172
4 | 16 | 8 | 9.2157 | -10.5721 | -26.1739 | 9.6681 | 3.396 | 9.6784 | 27.3429 | -31.3672 | -62.5143 | 30.0643 | 10.076 | 27.3848 | 48.0852 | -52.8581 | -90.4369 | 50.0597 | 16.9794 | 43.6266 | -4.7878 | 0.9864 | 15.4559
4 | 16 | 9 | 8.9347 | -10.1475 | -26.0502 | 9.6431 | 3.253 | 9.6128 | 26.509 | -30.1074 | -62.2187 | 29.9868 | 9.6516 | 27.199 | 46.6188 | -50.7352 | -90.0092 | 49.9307 | 16.2643 | 43.3306 | -4.7541 | 1.0203 | 15.3999
4 | 16 | 10 | 8.5993 | -9.6699 | -25.8703 | 9.5433 | 3.0855 | 9.4895 | 25.514 | -28.6905 | -61.7892 | 29.6762 | 9.1547 | 26.8502 | 44.8689 | -48.3476 | -89.3879 | 49.4135 | 15.427 | 42.775 | -4.8227 | 0.71537 | 14.7489
4 | 16 | 11 | 8.9996 | -10.1685 | -26.2779 | 9.691 | 3.2501 | 9.6335 | 26.7017 | -30.1699 | -62.7625 | 30.1356 | 9.6429 | 27.2576 | 46.9575 | -50.8405 | -90.796 | 50.1784 | 16.2497 | 43.424 | -4.8723 | 0.80535 | 15.1732
4 | 16 | 12 | 9.4082 | -10.6423 | -26.6446 | 9.8898 | 3.4239 | 9.826 | 27.914 | -31.5757 | -63.6385 | 30.7538 | 10.1586 | 27.8024 | 49.0895 | -53.2096 | -92.0632 | 51.2078 | 17.1187 | 44.292 | -4.7391 | 1.4145 | 16.4352
4 | 16 | 13 | 9.8176 | -11.1007 | -27.0067 | 10.0943 | 3.5992 | 10.0176 | 29.1286 | -32.9357 | -64.5033 | 31.3896 | 10.6788 | 28.3443 | 51.2255 | -55.5013 | -93.3142 | 52.2665 | 17.9954 | 45.1553 | -4.5788 | 2.1024 | 17.8272
4 | 16 | 14 | 11.1178 | -12.3867 | -27.8118 | 10.5729 | 4.0792 | 10.5026 | 32.9864 | -36.7511 | -66.4262 | 32.8779 | 12.103 | 29.7167 | 58.0099 | -61.9308 | -96.096 | 54.7447 | 20.3952 | 47.3417 | -3.926 | 4.5068 | 22.4646
4 | 16 | 15 | 12.4986 | -13.69 | -28.6248 | 11.065 | 4.5908 | 11.0081 | 37.0831 | -40.618 | -68.3679 | 34.4082 | 13.621 | 31.1471 | 65.2142 | -68.4471 | -98.9051 | 57.2928 | 22.9533 | 49.6204 | -3.1522 | 7.2734 | 27.7285
4 | 16 | 16 | 13.8398 | -14.9915 | -29.4293 | 11.4997 | 5.0954 | 11.458 | 41.0626 | -44.4797 | -70.2896 | 35.7598 | 15.1179 | 32.4201 | 72.2126 | -74.9546 | -101.685 | 59.5433 | 25.4758 | 51.6485 | -2.528 | 9.5912 | 32.2407
4 | 16 | 17 | 14.1609 | -15.2804 | -29.5624 | 11.6422 | 5.2277 | 11.6102 | 42.0151 | -45.3367 | -70.6074 | 36.2031 | 15.5106 | 32.8506 | 73.8877 | -76.3988 | -102.1448 | 60.2815 | 26.1376 | 52.3342 | -2.2018 | 10.6353 | 34.0973
4 | 16 | 18 | 14.384 | -15.5283 | -29.6451 | 11.7012 | 5.3283 | 11.6994 | 42.677 | -46.0722 | -70.805 | 36.3866 | 15.8091 | 33.103 | 75.0518 | -77.6383 | -102.4306 | 60.5869 | 26.6405 | 52.7363 | -2.0606 | 11.0985 | 34.9467
4 | 16 | 19 | 14.6111 | -15.799 | -29.7598 | 11.774 | 5.437 | 11.7883 | 43.3511 | -46.8754 | -71.0788 | 36.6129 | 16.1314 | 33.3547 | 76.2371 | -78.9917 | -102.8268 | 60.9638 | 27.1837 | 53.1373 | -1.9484 | 11.4958 | 35.7034
4 | 16 | 20 | 14.0007 | -15.3072 | -29.3203 | 11.4792 | 5.2172 | 11.501 | 41.5398 | -45.4163 | -70.0291 | 35.6962 | 15.4793 | 32.5418 | 73.0519 | -76.5329 | -101.3082 | 59.4373 | 26.0848 | 51.8422 | -2.4295 | 9.8116 | 32.5751
4 | 16 | 21 | 13.462 | -14.793 | -28.8413 | 11.2835 | 5.0419 | 11.3164 | 39.9415 | -43.8906 | -68.8851 | 35.0877 | 14.9593 | 32.0193 | 70.241 | -73.9618 | -99.6533 | 58.4241 | 25.2085 | 51.01 | -2.5306 | 9.232 | 31.2684
4 | 16 | 22 | 12.8954 | -14.3323 | -28.4047 | 11.01 | 4.8477 | 11.0547 | 38.2604 | -42.5239 | -67.8423 | 34.2373 | 14.3832 | 31.2788 | 67.2847 | -71.6588 | -98.1446 | 57.0082 | 24.2377 | 49.8303 | -2.9292 | 7.7936 | 28.5575
4 | 16 | 23 | 12.059 | -13.5945 | -27.7451 | 10.6361 | 4.5504 | 10.6913 | 35.7789 | -40.3348 | -66.267 | 33.0744 | 13.5008 | 30.2507 | 62.9207 | -67.9699 | -95.8657 | 55.0719 | 22.7508 | 48.1924 | -3.4029 | 6.0031 | 25.1002
4 | 17 | 0 | 11.2693 | -12.871 | -27.0821 | 10.2765 | 4.2753 | 10.3551 | 33.4359 | -38.188 | -64.6833 | 31.9562 | 12.6849 | 29.2995 | 58.8003 | -64.3521 | -93.5747 | 53.2099 | 21.3758 | 46.677 | -3.7768 | 4.5051 | 22.1361
4 | 17 | 1 | 10.5618 | -12.1655 | -26.4259 | 9.9914 | 4.0263 | 10.0725 | 31.3368 | -36.0948 | -63.1161 | 31.0697 | 11.9459 | 28.4999 | 55.1089 | -60.8248 | -91.3075 | 51.7338 | 20.1305 | 45.4031 | -3.9394 | 3.6414 | 20.244
4 | 17 | 2 | 9.2484 | -10.7929 | -25.3957 | 9.4093 | 3.5184 | 9.5026 | 27.44 | -32.0224 | -60.6556 | 29.2597 | 10.439 | 26.8873 | 48.2559 | -53.9623 | -87.7479 | 48.7201 | 17.5911 | 42.8341 | -4.5099 | 1.348 | 15.691
4 | 17 | 3 | 8.0301 | -9.419 | -24.336 | 8.9078 | 3.0456 | 8.9998 | 23.8251 | -27.9461 | -58.1246 | 27.7 | 9.0361 | 25.4645 | 41.8988 | -47.0932 | -84.0864 | 46.123 | 15.2271 | 40.5675 | -4.7719 | -0.044936 | 12.6368
4 | 17 | 4 | 6.8906 | -8.0701 | -23.3046 | 8.4092 | 2.5852 | 8.5012 | 20.4442 | -23.9438 | -55.6612 | 26.1497 | 7.6704 | 24.0537 | 35.9531 | -40.3487 | -80.5228 | 43.5416 | 12.9257 | 38.32 | -4.9885 | -1.287 | 9.8689
4 | 17 | 5 | 5.8845 | -6.8869 | -22.402 | 7.9213 | 2.2002 | 8.0172 | 17.4592 | -20.4335 | -53.5052 | 24.6325 | 6.5281 | 22.6845 | 30.7038 | -34.4333 | -77.4038 | 41.0152 | 11.0007 | 36.1386 | -5.2657 | -2.6345 | 7.0212
4 | 17 | 6 | 4.9939 | -5.9226 | -21.5383 | 7.5185 | 1.8922 | 7.6067 | 14.8168 | -17.5724 | -51.4424 | 23.3798 | 5.6142 | 21.523 | 26.0568 | -29.612 | -74.4196 | 38.9295 | 9.4607 | 34.2883 | -5.4496 | -3.681 | 4.7037
4 | 17 | 7 | 4.211 | -5.1386 | -20.635 | 7.1071 | 1.6462 | 7.1896 | 12.4939 | -15.2462 | -49.2851 | 22.1006 | 4.8842 | 20.3426 | 21.9718 | -25.692 | -71.2987 | 36.7994 | 8.2306 | 32.4078 | -5.6198 | -4.7099 | 2.419
4 | 17 | 8 | 3.6154 | -4.4217 | -20.0478 | 6.8187 | 1.4041 | 6.9067 | 10.7269 | -13.119 | -47.8825 | 21.2038 | 4.1658 | 19.5422 | 18.8644 | -22.1075 | -69.2696 | 35.3062 | 7.02 | 31.1326 | -5.7246 | -5.3628 | 0.94608
4 | 17 | 9 | 3.1406 | -3.762 | -19.5036 | 6.5673 | 1.1939 | 6.6672 | 9.318 | -11.1618 | -46.5827 | 20.4219 | 3.5424 | 18.8647 | 16.3867 | -18.8093 | -67.3892 | 34.0043 | 5.9695 | 30.0533 | -5.6966 | -5.5975 | 0.21529
4 | 17 | 10 | 2.9595 | -3.4591 | -18.9678 | 6.3641 | 1.0938 | 6.4672 | 8.7809 | -10.2632 | -45.303 | 19.7902 | 3.2454 | 18.2987 | 15.4422 | -17.295 | -65.5379 | 32.9525 | 5.469 | 29.1516 | -5.5422 | -5.4509 | 0.18229
4 | 17 | 11 | 2.8609 | -3.3156 | -18.9359 | 6.3351 | 1.0313 | 6.4387 | 8.4883 | -9.8374 | -45.2268 | 19.7001 | 3.0598 | 18.2181 | 14.9276 | -16.5774 | -65.4277 | 32.8024 | 5.1562 | 29.0233 | -5.5854 | -5.5978 | -0.095654
4 | 17 | 12 | 2.7904 | -3.1553 | -18.9401 | 6.3383 | 0.97395 | 6.4378 | 8.279 | -9.3618 | -45.2369 | 19.7099 | 2.8897 | 18.2157 | 14.5595 | -15.776 | -65.4423 | 32.8188 | 4.8695 | 29.0194 | -5.5549 | -5.5044 | 0.048878
4 | 17 | 13 | 2.7139 | -3.001 | -18.8996 | 6.2653 | 0.91317 | 6.3709 | 8.0521 | -8.904 | -45.1401 | 19.4829 | 2.7094 | 18.0261 | 14.1604 | -15.0045 | -65.3023 | 32.4408 | 4.5657 | 28.7174 | -5.6374 | -5.7736 | -0.42256
4 | 17 | 14 | 2.6511 | -2.9712 | -19.4334 | 6.4782 | 0.90229 | 6.5726 | 7.8657 | -8.8157 | -46.415 | 20.1449 | 2.6771 | 18.5969 | 13.8326 | -14.8556 | -67.1467 | 33.5431 | 4.5113 | 29.6268 | -5.8005 | -5.9461 | -0.48863
4 | 17 | 15 | 2.8272 | -3.1769 | -19.9586 | 6.6897 | 0.95665 | 6.7668 | 8.3882 | -9.426 | -47.6694 | 20.8026 | 2.8384 | 19.1465 | 14.7515 | -15.8841 | -68.9614 | 34.6382 | 4.7831 | 30.5022 | -5.8952 | -5.9197 | -0.17054
4 | 17 | 16 | 3.1322 | -3.4677 | -20.4775 | 6.9102 | 1.0411 | 6.9769 | 9.2931 | -10.2886 | -48.9088 | 21.4882 | 3.089 | 19.7408 | 16.3428 | -17.3377 | -70.7544 | 35.7798 | 5.2053 | 31.4491 | -5.8848 | -5.5863 | 0.685
4 | 17 | 17 | 3.529 | -3.9413 | -21.0232 | 7.1312 | 1.1894 | 7.2044 | 10.4706 | -11.6937 | -50.2122 | 22.1754 | 3.5289 | 20.3846 | 18.4136 | -19.7056 | -72.6399 | 36.924 | 5.9467 | 32.4747 | -5.9105 | -5.3464 | 1.4135
4 | 17 | 18 | 4.0259 | -4.8133 | -21.5993 | 7.3976 | 1.4489 | 7.4595 | 11.9449 | -14.2811 | -51.5881 | 23.0038 | 4.2989 | 21.1063 | 21.0063 | -24.0657 | -74.6303 | 38.3035 | 7.2443 | 33.6245 | -6.0807 | -5.5152 | 1.4825
4 | 17 | 19 | 4.5398 | -5.6755 | -22.1421 | 7.6325 | 1.7263 | 7.7025 | 13.4695 | -16.8391 | -52.8845 | 23.7344 | 5.122 | 21.7941 | 23.6874 | -28.3762 | -76.5058 | 39.5199 | 8.6313 | 34.7201 | -6.2164 | -5.6036 | 1.6767
4 | 17 | 20 | 5.4066 | -6.756 | -22.9495 | 8.0672 | 2.0755 | 8.1368 | 16.0415 | -20.0449 | -54.813 | 25.0862 | 6.1578 | 23.0227 | 28.2105 | -33.7785 | -79.2957 | 41.7708 | 10.3768 | 36.6775 | -6.0194 | -4.5497 | 3.9613
4 | 17 | 21 | 6.2592 | -7.8075 | -23.715 | 8.4437 | 2.4336 | 8.5277 | 18.571 | -23.1647 | -56.6412 | 26.257 | 7.2204 | 24.1288 | 32.6589 | -39.0359 | -81.9406 | 43.7202 | 12.1674 | 38.4396 | -5.8583 | -3.6289 | 6.0095
4 | 17 | 22 | 7.153 | -8.8982 | -24.5196 | 8.838 | 2.8012 | 8.9316 | 21.2228 | -26.4008 | -58.5631 | 27.4829 | 8.311 | 25.2718 | 37.3223 | -44.4891 | -84.7208 | 45.7616 | 14.0053 | 40.2604 | -5.6941 | -2.6754 | 8.1397
4 | 17 | 23 | 7.6942 | -9.6028 | -25.0123 | 9.0616 | 3.0384 | 9.1565 | 22.8285 | -28.4914 | -59.7398 | 28.1783 | 9.0149 | 25.908 | 40.1462 | -48.0121 | -86.4232 | 46.9193 | 15.1914 | 41.274 | -5.6645 | -2.3016 | 9.0957
4 | 18 | 0 | 8.2805 | -10.2982 | -25.5072 | 9.3308 | 3.2923 | 9.4275 | 24.5681 | -30.5547 | -60.9218 | 29.0155 | 9.7684 | 26.6749 | 43.2054 | -51.489 | -88.133 | 48.3134 | 16.4611 | 42.4958 | -5.4742 | -1.4496 | 10.8537
4 | 18 | 1 | 8.8503 | -11.0048 | -25.9958 | 9.5747 | 3.5543 | 9.6825 | 26.2588 | -32.6511 | -62.0888 | 29.774 | 10.5456 | 27.3962 | 46.1787 | -55.0217 | -89.8213 | 49.5764 | 17.7708 | 43.6449 | -5.3387 | -0.76524 | 12.3278
4 | 18 | 2 | 7.0586 | -8.8731 | -24.5785 | 8.8394 | 2.7872 | 8.9225 | 20.9427 | -26.3263 | -58.7037 | 27.4874 | 8.2695 | 25.2459 | 36.8299 | -44.3636 | -84.9242 | 45.7691 | 13.9353 | 40.2192 | -5.8439 | -3.0844 | 7.4657
4 | 18 | 3 | 5.3175 | -6.7634 | -23.1611 | 8.0937 | 2.0664 | 8.154 | 15.7769 | -20.0669 | -55.3183 | 25.1686 | 6.131 | 23.0714 | 27.7452 | -33.8155 | -80.0267 | 41.9079 | 10.3317 | 36.755 | -6.2929 | -5.2373 | 2.8975
4 | 18 | 4 | 3.6578 | -4.6189 | -21.701 | 7.4214 | 1.3837 | 7.4582 | 10.8526 | -13.7043 | -51.831 | 23.078 | 4.1053 | 21.1028 | 19.0853 | -23.0938 | -74.9818 | 38.427 | 6.918 | 33.6189 | -6.3988 | -6.3966 | -0.026293
4 | 18 | 5 | 3.1264 | -3.9344 | -21.1744 | 7.1468 | 1.1634 | 7.1932 | 9.276 | -11.6732 | -50.5732 | 22.224 | 3.4519 | 20.3529 | 16.3128 | -19.671 | -73.1622 | 37.0049 | 5.817 | 32.4242 | -6.4789 | -6.9416 | -1.2743
4 | 18 | 6 | 2.6177 | -3.2455 | -20.6381 | 6.8876 | 0.95123 | 6.9452 | 7.7666 | -9.6294 | -49.2924 | 21.4181 | 2.8223 | 19.6512 | 13.6584 | -16.2269 | -71.3093 | 35.663 | 4.756 | 31.3063 | -6.4819 | -7.2637 | -2.1526
4 | 18 | 7 | 2.095 | -2.5436 | -20.0714 | 6.6695 | 0.73852 | 6.7333 | 6.2158 | -7.5467 | -47.9388 | 20.7397 | 2.1912 | 19.0516 | 10.931 | -12.7173 | -69.3511 | 34.5335 | 3.6925 | 30.3511 | -6.3787 | -7.2872 | -2.5603
4 | 18 | 8 | 1.9108 | -2.3062 | -19.9802 | 6.6229 | 0.66628 | 6.6612 | 5.6692 | -6.8425 | -47.7212 | 20.5949 | 1.9768 | 18.8477 | 9.9699 | -11.5306 | -69.0362 | 34.2924 | 3.3312 | 30.0263 | -6.4253 | -7.475 | -2.947
4 | 18 | 9 | 1.6873 | -2.0275 | -19.8344 | 6.5207 | 0.58096 | 6.5465 | 5.0063 | -6.0156 | -47.3729 | 20.2771 | 1.7237 | 18.5232 | 8.8041 | -10.1372 | -68.5325 | 33.7633 | 2.9047 | 29.5094 | -6.5264 | -7.8582 | -3.6883
4 | 18 | 10 | 1.4983 | -1.7785 | -19.7291 | 6.4916 | 0.50783 | 6.492 | 4.4454 | -5.2768 | -47.1213 | 20.1865 | 1.5067 | 18.3688 | 7.8176 | -8.8922 | -68.1684 | 33.6124 | 2.539 | 29.2634 | -6.5179 | -7.8907 | -3.8282
4 | 18 | 11 | 1.7541 | -2.2135 | -20.0347 | 6.6385 | 0.6333 | 6.642 | 5.2043 | -6.5675 | -47.8511 | 20.6435 | 1.879 | 18.7933 | 9.1523 | -11.0672 | -69.2243 | 34.3733 | 3.1664 | 29.9397 | -6.5803 | -7.8985 | -3.6599
4 | 18 | 12 | 2.0007 | -2.6259 | -20.3282 | 6.7452 | 0.75692 | 6.7554 | 5.9361 | -7.791 | -48.5522 | 20.9753 | 2.2458 | 19.1142 | 10.4392 | -13.129 | -70.2384 | 34.9258 | 3.7844 | 30.4508 | -6.6958 | -8.0718 | -3.7672
4 | 18 | 13 | 2.2973 | -3.0813 | -20.6662 | 6.9129 | 0.89815 | 6.9266 | 6.8162 | -9.1423 | -49.3596 | 21.4966 | 2.6648 | 19.5986 | 11.9869 | -15.4061 | -71.4065 | 35.7938 | 4.4906 | 31.2226 | -6.7126 | -7.9258 | -3.3189
4 | 18 | 14 | 3.6053 | -4.6579 | -21.7281 | 7.4204 | 1.3836 | 7.4522 | 10.6968 | -13.82 | -51.8957 | 23.0747 | 4.105 | 21.0856 | 18.8114 | -23.2887 | -75.0754 | 38.4214 | 6.9175 | 33.5915 | -6.5246 | -6.7536 | -0.62226
4 | 18 | 15 | 4.9804 | -6.2471 | -22.8061 | 7.9365 | 1.8929 | 7.9862 | 14.7767 | -18.5352 | -54.4704 | 24.6798 | 5.6161 | 22.5966 | 25.9862 | -31.2344 | -78.8001 | 41.094 | 9.4639 | 35.9986 | -6.2573 | -5.3365 | 2.5083
4 | 18 | 16 | 6.4464 | -7.8585 | -23.9205 | 8.4835 | 2.4284 | 8.5506 | 19.1264 | -23.3159 | -57.1322 | 26.3808 | 7.205 | 24.1935 | 33.6357 | -39.2906 | -82.6509 | 43.9264 | 12.1415 | 38.5427 | -5.8701 | -3.5424 | 6.3047
4 | 18 | 17 | 6.7901 | -8.2281 | -24.2151 | 8.6652 | 2.5623 | 8.7201 | 20.1461 | -24.4126 | -57.8358 | 26.9458 | 7.6023 | 24.6734 | 35.4288 | -41.1387 | -83.6687 | 44.8672 | 12.811 | 39.3071 | -5.7054 | -2.8809 | 7.6068
4 | 18 | 18 | 7.1296 | -8.6113 | -24.519 | 8.7905 | 2.692 | 8.8461 | 21.1535 | -25.5497 | -58.5615 | 27.3353 | 7.9871 | 25.0298 | 37.2006 | -43.0549 | -84.7186 | 45.5157 | 13.4594 | 39.875 | -5.672 | -2.6055 | 8.2773
4 | 18 | 19 | 7.5069 | -8.9932 | -24.8314 | 8.9899 | 2.8311 | 9.0276 | 22.2729 | -26.6827 | -59.3077 | 27.9555 | 8.4 | 25.5433 | 39.1691 | -44.9642 | -85.798 | 46.5485 | 14.1552 | 40.6931 | -5.469 | -1.8187 | 9.8036
4 | 18 | 20 | 7.9641 | -9.4962 | -25.2019 | 9.1562 | 3.0047 | 9.1961 | 23.6293 | -28.1752 | -60.1927 | 28.4724 | 8.9149 | 26.0202 | 41.5545 | -47.4791 | -87.0784 | 47.4092 | 15.0229 | 41.4527 | -5.377 | -1.331 | 10.8818
4 | 18 | 21 | 8.3741 | -9.9329 | -25.5274 | 9.3486 | 3.1707 | 9.388 | 24.846 | -29.4707 | -60.97 | 29.0709 | 9.4074 | 26.563 | 43.6941 | -49.6623 | -88.2028 | 48.4057 | 15.8528 | 42.3175 | -5.1788 | -0.55342 | 12.405
4 | 18 | 22 | 8.7846 | -10.4198 | -25.9035 | 9.4985 | 3.3293 | 9.5296 | 26.0637 | -30.9153 | -61.8684 | 29.5368 | 9.878 | 26.9638 | 45.8356 | -52.0966 | -89.5024 | 49.1815 | 16.6458 | 42.9559 | -5.1813 | -0.34143 | 13.0197
4 | 18 | 23 | 9.0267 | -10.6234 | -26.053 | 9.6368 | 3.4191 | 9.6568 | 26.7822 | -31.5194 | -62.2253 | 29.9671 | 10.1445 | 27.3237 | 47.0992 | -53.1147 | -90.0188 | 49.8979 | 17.095 | 43.5294 | -4.9368 | 0.47281 | 14.4879
4 | 19 | 0 | 9.1463 | -10.7682 | -26.1606 | 9.6906 | 3.4665 | 9.705 | 27.1368 | -31.9492 | -62.4823 | 30.1342 | 10.2851 | 27.46 | 47.7228 | -53.8389 | -90.3906 | 50.1762 | 17.3319 | 43.7465 | -4.9204 | 0.58465 | 14.7478
4 | 19 | 1 | 9.3318 | -10.973 | -26.324 | 9.7617 | 3.5395 | 9.7721 | 27.6873 | -32.5568 | -62.8726 | 30.3554 | 10.5016 | 27.6499 | 48.6909 | -54.8628 | -90.9553 | 50.5444 | 17.6967 | 44.049 | -4.8919 | 0.7647 | 15.1629
4 | 19 | 2 | 7.2886 | -8.8123 | -24.7499 | 8.9343 | 2.7694 | 8.9413 | 21.6251 | -26.146 | -59.113 | 27.7825 | 8.2169 | 25.2991 | 38.0299 | -44.0598 | -85.5164 | 46.2604 | 13.8466 | 40.304 | -5.6286 | -2.3354 | 8.8648
4 | 19 | 3 | 5.3794 | -6.7041 | -23.2009 | 8.1439 | 2.0482 | 8.1482 | 15.9605 | -19.8909 | -55.4134 | 25.3247 | 6.0769 | 23.0551 | 28.0681 | -33.519 | -80.1643 | 42.1678 | 10.2405 | 36.7291 | -6.1853 | -4.8871 | 3.5222
4 | 19 | 4 | 3.5295 | -4.5549 | -21.6 | 7.3673 | 1.3514 | 7.3721 | 10.4719 | -13.5143 | -51.5898 | 22.9098 | 4.0097 | 20.8592 | 18.416 | -22.7736 | -74.6328 | 38.1469 | 6.7569 | 33.2307 | -6.5345 | -6.8535 | -0.85593
4 | 19 | 5 | 2.4613 | -3.2751 | -20.6434 | 6.9384 | 0.9567 | 6.9369 | 7.3027 | -9.7171 | -49.305 | 21.576 | 2.8385 | 19.6278 | 12.8426 | -16.3748 | -71.3275 | 35.926 | 4.7833 | 31.269 | -6.6251 | -7.6771 | -2.8814
4 | 19 | 6 | 1.4887 | -2.0522 | -19.7154 | 6.4664 | 0.58579 | 6.4629 | 4.4168 | -6.0888 | -47.0886 | 20.1082 | 1.738 | 18.2865 | 7.7674 | -10.2605 | -68.1211 | 33.4819 | 2.9288 | 29.1322 | -6.7639 | -8.6279 | -5.0713
4 | 19 | 7 | 0.68889 | -1.0637 | -18.7672 | 6.0669 | 0.30034 | 6.0564 | 2.0439 | -3.1559 | -44.8238 | 18.8658 | 0.89112 | 17.1363 | 3.5944 | -5.3181 | -64.8448 | 31.4133 | 1.5017 | 27.2998 | -6.7184 | -9.0426 | -6.3538
4 | 19 | 8 | 0.41825 | -0.70428 | -18.4623 | 5.9445 | 0.1976 | 5.9456 | 1.2409 | -2.0896 | -44.0958 | 18.4853 | 0.58628 | 16.8228 | 2.1823 | -3.5213 | -63.7915 | 30.7797 | 0.98797 | 26.8004 | -6.6607 | -9.05 | -6.5624
4 | 19 | 9 | 0.24786 | -0.44772 | -18.1557 | 5.7956 | 0.12506 | 5.813 | 0.73541 | -1.3284 | -43.3634 | 18.0224 | 0.37106 | 16.4476 | 1.2933 | -2.2385 | -62.732 | 30.0089 | 0.62529 | 26.2027 | -6.6219 | -9.1153 | -6.8403
4 | 19 | 10 | 0.14775 | -0.25444 | -17.8403 | 5.6714 | 0.06972 | 5.6994 | 0.43836 | -0.75492 | -42.61 | 17.6361 | 0.20686 | 16.1262 | 0.7709 | -1.2721 | -61.6421 | 29.3656 | 0.34859 | 25.6906 | -6.5065 | -8.9574 | -6.7385
4 | 19 | 11 | 0.22564 | -0.38189 | -18.4498 | 5.9225 | 0.10461 | 5.9363 | 0.66948 | -1.1331 | -44.0657 | 18.4169 | 0.31039 | 16.7967 | 1.1773 | -1.9094 | -63.7481 | 30.6658 | 0.52305 | 26.7588 | -6.6425 | -9.0053 | -6.5325
4 | 19 | 12 | 0.63604 | -0.93034 | -19.0608 | 6.1952 | 0.26272 | 6.1996 | 1.8871 | -2.7603 | -45.5251 | 19.265 | 0.77949 | 17.5414 | 3.3187 | -4.6515 | -65.8593 | 32.078 | 1.3136 | 27.9452 | -6.6976 | -8.8124 | -5.8553
4 | 19 | 13 | 1.2093 | -1.6579 | -19.6671 | 6.4515 | 0.47669 | 6.4393 | 3.5879 | -4.9188 | -46.9733 | 20.0617 | 1.4143 | 18.2198 | 6.3097 | -8.2889 | -67.9544 | 33.4046 | 2.3833 | 29.026 | -6.7483 | -8.6084 | -5.1197
4 | 19 | 14 | 2.0612 | -2.6773 | -20.4577 | 6.8207 | 0.78026 | 6.8051 | 6.1155 | -7.9435 | -48.8615 | 21.2101 | 2.315 | 19.2549 | 10.7548 | -13.386 | -70.6859 | 35.3167 | 3.9011 | 30.6749 | -6.6677 | -7.9095 | -3.4244
4 | 19 | 15 | 2.9315 | -3.6768 | -21.2406 | 7.1903 | 1.0855 | 7.1718 | 8.6976 | -10.909 | -50.7315 | 22.3592 | 3.2208 | 20.2924 | 15.2957 | -18.3832 | -73.3912 | 37.2301 | 5.4275 | 32.3279 | -6.5383 | -7.0705 | -1.4933
4 | 19 | 16 | 3.8537 | -4.7028 | -22.0381 | 7.5655 | 1.405 | 7.5444 | 11.4338 | -13.9531 | -52.6362 | 23.5261 | 4.1687 | 21.3466 | 20.1075 | -23.5129 | -76.1466 | 39.173 | 7.0248 | 34.0072 | -6.3723 | -6.1141 | 0.65299
4 | 19 | 17 | 4.4754 | -5.4214 | -22.5574 | 7.7889 | 1.6323 | 7.7808 | 13.2784 | -16.0852 | -53.8764 | 24.2208 | 4.8429 | 22.0154 | 23.3514 | -27.1059 | -77.9408 | 40.3299 | 8.1609 | 35.0727 | -6.3014 | -5.6041 | 1.8682
4 | 19 | 18 | 5.1163 | -6.14 | -23.0381 | 8.0583 | 1.8673 | 8.0494 | 15.1801 | -18.2173 | -55.0245 | 25.0584 | 5.5401 | 22.7754 | 26.6957 | -30.6988 | -79.6017 | 41.7245 | 9.3359 | 36.2834 | -6.0868 | -4.6878 | 3.7391
4 | 19 | 19 | 5.7814 | -6.866 | -23.5519 | 8.3293 | 2.1125 | 8.3259 | 17.1534 | -20.3712 | -56.2517 | 25.9011 | 6.2678 | 23.5579 | 30.166 | -34.3284 | -81.3771 | 43.1277 | 10.5621 | 37.5301 | -5.8687 | -3.7427 | 5.6804
4 | 19 | 20 | 6.0901 | -7.2014 | -23.7506 | 8.4323 | 2.2246 | 8.4389 | 18.0693 | -21.3664 | -56.7263 | 26.2214 | 6.6002 | 23.8775 | 31.7767 | -36.0055 | -82.0637 | 43.661 | 11.1223 | 38.0392 | -5.7662 | -3.3244 | 6.53
4 | 19 | 21 | 6.4068 | -7.5667 | -23.9878 | 8.5302 | 2.3425 | 8.5425 | 19.0088 | -22.4502 | -57.2928 | 26.526 | 6.9502 | 24.1706 | 33.4288 | -37.8318 | -82.8831 | 44.1682 | 11.712 | 38.5061 | -5.7325 | -3.0875 | 7.1002
4 | 19 | 22 | 6.7347 | -7.9155 | -24.1862 | 8.6444 | 2.4639 | 8.6709 | 19.9816 | -23.4853 | -57.7669 | 26.8812 | 7.3104 | 24.534 | 35.1397 | -39.5761 | -83.5689 | 44.7595 | 12.3191 | 39.0851 | -5.5879 | -2.545 | 8.1583
4 | 19 | 23 | 7.0301 | -8.2715 | -24.3978 | 8.7458 | 2.5809 | 8.781 | 20.8584 | -24.5413 | -58.2721 | 27.1963 | 7.6574 | 24.8456 | 36.6815 | -41.3556 | -84.2998 | 45.2842 | 12.9039 | 39.5815 | -5.5314 | -2.2557 | 8.7956
4 | 20 | 0 | 7.388 | -8.6859 | -24.653 | 8.8696 | 2.7187 | 8.9121 | 21.9202 | -25.771 | -58.8816 | 27.5812 | 8.0663 | 25.2163 | 38.5487 | -43.4277 | -85.1816 | 45.9252 | 13.5929 | 40.1721 | -5.4506 | -1.8685 | 9.6296
4 | 20 | 1 | 7.7119 | -9.0742 | -24.9023 | 8.9773 | 2.8511 | 9.0248 | 22.8812 | -26.923 | -59.4772 | 27.9161 | 8.4592 | 25.5353 | 40.2388 | -45.3691 | -86.0432 | 46.4829 | 14.2549 | 40.6802 | -5.4115 | -1.6084 | 10.2445
4 | 20 | 2 | 7.3659 | -8.6779 | -24.5575 | 8.843 | 2.722 | 8.8997 | 21.8546 | -25.7473 | -58.6535 | 27.4985 | 8.0761 | 25.1813 | 38.4334 | -43.3879 | -84.8516 | 45.7875 | 13.6095 | 40.1164 | -5.4048 | -1.7902 | 9.7073
4 | 20 | 3 | 6.9727 | -8.2914 | -24.2063 | 8.6593 | 2.586 | 8.7247 | 20.688 | -24.6005 | -57.8149 | 26.9274 | 7.6727 | 24.6861 | 36.3819 | -41.4553 | -83.6384 | 44.8365 | 12.9296 | 39.3274 | -5.555 | -2.4411 | 8.3817
4 | 20 | 4 | 6.6053 | -7.8982 | -23.8602 | 8.5092 | 2.456 | 8.5812 | 19.5977 | -23.4337 | -56.9882 | 26.4605 | 7.2869 | 24.2801 | 34.4646 | -39.4892 | -82.4424 | 44.0591 | 12.2795 | 38.6806 | -5.6068 | -2.7966 | 7.5522
4 | 20 | 5 | 6.742 | -8.0377 | -24.0128 | 8.5786 | 2.505 | 8.6421 | 20.0033 | -23.8476 | -57.3526 | 26.6763 | 7.4323 | 24.4525 | 35.1778 | -40.1866 | -82.9697 | 44.4184 | 12.5244 | 38.9553 | -5.5829 | -2.6358 | 7.9196
4 | 20 | 6 | 6.877 | -8.2137 | -24.2052 | 8.6368 | 2.5588 | 8.6934 | 20.4039 | -24.37 | -57.8121 | 26.8574 | 7.592 | 24.5975 | 35.8823 | -41.067 | -83.6343 | 44.72 | 12.7936 | 39.1863 | -5.6529 | -2.7312 | 7.8809
4 | 20 | 7 | 7.049 | -8.3832 | -24.3897 | 8.723 | 2.6276 | 8.7696 | 20.9142 | -24.8729 | -58.2528 | 27.1256 | 7.7962 | 24.8133 | 36.7798 | -41.9143 | -84.2719 | 45.1665 | 13.1377 | 39.53 | -5.6036 | -2.4764 | 8.4277
4 | 20 | 8 | 7.4301 | -8.7593 | -24.7412 | 8.9436 | 2.7689 | 8.9634 | 22.0451 | -25.9889 | -59.0924 | 27.8115 | 8.2154 | 25.3617 | 38.7685 | -43.795 | -85.4866 | 46.3087 | 13.8441 | 40.4038 | -5.3945 | -1.6475 | 10.0435
4 | 20 | 9 | 7.7427 | -9.1154 | -25.0925 | 9.0657 | 2.8865 | 9.0685 | 22.9724 | -27.0451 | -59.9313 | 28.191 | 8.5641 | 25.6589 | 40.3992 | -45.5749 | -86.7001 | 46.9406 | 14.4317 | 40.8771 | -5.4446 | -1.59 | 10.3736
4 | 20 | 10 | 8.1144 | -9.4919 | -25.4398 | 9.2719 | 3.0347 | 9.2483 | 24.0753 | -28.1623 | -60.7609 | 28.8322 | 9.0041 | 26.1677 | 42.3389 | -47.4575 | -87.9003 | 48.0082 | 15.1731 | 41.6878 | -5.2624 | -0.84395 | 11.8501
4 | 20 | 11 | 8.0936 | -9.4425 | -25.3965 | 9.2684 | 3.0193 | 9.2375 | 24.0135 | -28.0159 | -60.6575 | 28.8214 | 8.9583 | 26.1373 | 42.2301 | -47.2107 | -87.7508 | 47.9902 | 15.096 | 41.6393 | -5.2203 | -0.74292 | 11.9941
4 | 20 | 12 | 8.0696 | -9.387 | -25.3427 | 9.2462 | 3.0019 | 9.2111 | 23.9423 | -27.8512 | -60.5289 | 28.7524 | 8.9065 | 26.0624 | 42.1049 | -46.9332 | -87.5647 | 47.8753 | 15.0087 | 41.52 | -5.201 | -0.71651 | 12.011
4 | 20 | 13 | 8.0627 | -9.3254 | -25.2952 | 9.2519 | 2.9911 | 9.2126 | 23.9218 | -27.6683 | -60.4154 | 28.7701 | 8.8747 | 26.0668 | 42.0689 | -46.6251 | -87.4005 | 47.9048 | 14.9551 | 41.527 | -5.1022 | -0.45033 | 12.4302
4 | 20 | 14 | 9.3857 | -10.7326 | -26.3423 | 9.7628 | 3.4779 | 9.7278 | 27.8472 | -31.8434 | -62.9165 | 30.359 | 10.3189 | 27.5245 | 48.972 | -53.6607 | -91.0188 | 50.5505 | 17.3889 | 43.8493 | -4.7207 | 1.2897 | 16.0812
4 | 20 | 15 | 10.9114 | -12.2133 | -27.4433 | 10.3976 | 4.0379 | 10.3639 | 32.374 | -36.2366 | -65.5462 | 32.3328 | 11.9804 | 29.3244 | 56.9329 | -61.0639 | -94.823 | 53.8369 | 20.1887 | 46.7167 | -3.9458 | 4.2288 | 21.7884
4 | 20 | 16 | 12.3445 | -13.6255 | -28.4917 | 10.9534 | 4.5659 | 10.9189 | 36.6261 | -40.4267 | -68.05 | 34.0611 | 13.5468 | 30.8946 | 64.4106 | -68.1247 | -98.4452 | 56.7148 | 22.8283 | 49.2182 | -3.3345 | 6.652 | 26.6021
4 | 20 | 17 | 13.0315 | -14.2334 | -28.9948 | 11.2429 | 4.8027 | 11.2054 | 38.6643 | -42.2304 | -69.2516 | 34.9614 | 14.2495 | 31.7052 | 67.9951 | -71.1642 | -100.1835 | 58.2139 | 24.0124 | 50.5095 | -2.9457 | 8.0984 | 29.3832
4 | 20 | 18 | 13.7682 | -14.8619 | -29.5096 | 11.562 | 5.064 | 11.5173 | 40.8501 | -44.095 | -70.4813 | 35.9539 | 15.0249 | 32.5877 | 71.8389 | -74.3064 | -101.9625 | 59.8664 | 25.3191 | 51.9154 | -2.46 | 9.8401 | 32.6709
4 | 20 | 19 | 14.4763 | -15.4731 | -30.0051 | 11.8713 | 5.3131 | 11.8214 | 42.951 | -45.9085 | -71.6646 | 36.9155 | 15.7639 | 33.4484 | 75.5336 | -77.3624 | -103.6743 | 61.4676 | 26.5644 | 53.2866 | -1.996 | 11.5056 | 35.8155
4 | 20 | 20 | 14.7739 | -15.854 | -30.2799 | 11.9889 | 5.4591 | 11.9428 | 43.8339 | -47.0386 | -72.3209 | 37.2813 | 16.1972 | 33.7916 | 77.0863 | -79.2668 | -104.6237 | 62.0766 | 27.2946 | 53.8335 | -1.9692 | 11.7445 | 36.4005
4 | 20 | 21 | 15.1686 | -16.2501 | -30.5646 | 12.1955 | 5.6294 | 12.1414 | 45.005 | -48.2139 | -73.0011 | 37.9236 | 16.7024 | 34.3537 | 79.1458 | -81.2473 | -105.6076 | 63.1461 | 28.1459 | 54.7288 | -1.6799 | 12.7697 | 38.3117
4 | 20 | 22 | 15.4147 | -16.5864 | -30.785 | 12.2887 | 5.7453 | 12.2396 | 45.7353 | -49.2117 | -73.5275 | 38.2135 | 17.0462 | 34.6316 | 80.43 | -82.9287 | -106.3692 | 63.6289 | 28.7253 | 55.1716 | -1.6831 | 12.8875 | 38.658
4 | 20 | 23 | 14.9834 | -16.2607 | -30.4645 | 12.0739 | 5.592 | 12.0376 | 44.4555 | -48.2452 | -72.762 | 37.5457 | 16.5915 | 34.0599 | 78.1794 | -81.3 | -105.2618 | 62.5169 | 27.9591 | 54.2608 | -2.0383 | 11.6454 | 36.3543
4 | 21 | 0 | 14.7049 | -15.9628 | -30.1837 | 11.9468 | 5.4834 | 11.9266 | 43.6292 | -47.3614 | -72.0914 | 37.1504 | 16.269 | 33.7458 | 76.7262 | -79.8107 | -104.2916 | 61.8587 | 27.4156 | 53.7605 | -2.0849 | 11.3416 | 35.6587
4 | 21 | 1 | 14.308 | -15.6341 | -29.8619 | 11.735 | 5.3373 | 11.7313 | 42.4515 | -46.3862 | -71.3226 | 36.4918 | 15.8358 | 33.1933 | 74.6552 | -78.1674 | -103.1795 | 60.7622 | 26.6855 | 52.8802 | -2.3844 | 10.2636 | 33.6362
4 | 21 | 2 | 11.7013 | -13.0698 | -27.9332 | 10.6768 | 4.3414 | 10.6755 | 34.7176 | -38.778 | -66.7161 | 33.2011 | 12.881 | 30.2061 | 61.0544 | -65.3465 | -96.5155 | 55.2829 | 21.7063 | 48.1213 | -3.6079 | 5.5117 | 24.3028
4 | 21 | 3 | 9.1706 | -10.5005 | -25.9937 | 9.6251 | 3.3848 | 9.6195 | 27.209 | -31.1547 | -62.0838 | 29.9308 | 10.0425 | 27.2181 | 47.8497 | -52.5001 | -89.8141 | 49.8375 | 16.9231 | 43.3611 | -4.6941 | 1.162 | 15.6573
4 | 21 | 4 | 6.7673 | -7.9257 | -24.0592 | 8.6018 | 2.4738 | 8.6 | 20.0785 | -23.5156 | -57.4634 | 26.7484 | 7.3396 | 24.3335 | 35.31 | -39.6271 | -83.13 | 44.5385 | 12.3683 | 38.7657 | -5.5421 | -2.479 | 8.2254
4 | 21 | 5 | 5.8114 | -6.9487 | -23.2907 | 8.2252 | 2.1404 | 8.226 | 17.2424 | -20.6168 | -55.628 | 25.5775 | 6.3506 | 23.2753 | 30.3225 | -34.7422 | -80.4747 | 42.5888 | 10.7017 | 37.0798 | -5.8364 | -3.799 | 5.4759
4 | 21 | 6 | 4.9123 | -6.0112 | -22.5633 | 7.8756 | 1.8274 | 7.878 | 14.5747 | -17.8351 | -53.8906 | 24.4904 | 5.4219 | 22.2906 | 25.6311 | -30.0547 | -77.9614 | 40.7787 | 9.1366 | 35.5111 | -6.0812 | -4.9482 | 3.0415
4 | 21 | 7 | 4.0082 | -5.0626 | -21.8338 | 7.5221 | 1.5136 | 7.5183 | 11.8924 | -15.0205 | -52.1483 | 23.3911 | 4.4909 | 21.2728 | 20.914 | -25.3117 | -75.4408 | 38.9482 | 7.5679 | 33.8897 | -6.3341 | -6.1216 | 0.56721
4 | 21 | 8 | 3.2592 | -4.0895 | -21.1163 | 7.1741 | 1.2104 | 7.1729 | 9.6699 | -12.1336 | -50.4346 | 22.3089 | 3.5913 | 20.2954 | 17.0054 | -20.4468 | -72.9616 | 37.1464 | 6.0518 | 32.3326 | -6.3893 | -6.7027 | -0.8722
4 | 21 | 9 | 2.5703 | -3.1791 | -20.3929 | 6.8873 | 0.94093 | 6.8817 | 7.6261 | -9.4323 | -48.7068 | 21.417 | 2.7917 | 19.4717 | 13.4113 | -15.8948 | -70.4622 | 35.6612 | 4.7044 | 31.0203 | -6.2918 | -6.8327 | -1.5598
4 | 21 | 10 | 1.977 | -2.4066 | -19.6691 | 6.5643 | 0.7149 | 6.5605 | 5.8656 | -7.1404 | -46.978 | 20.4128 | 2.1211 | 18.5628 | 10.3153 | -12.0326 | -67.9611 | 33.9891 | 3.5743 | 29.5723 | -6.259 | -7.1561 | -2.5427
4 | 21 | 11 | 2.174 | -2.6329 | -19.8251 | 6.6365 | 0.78692 | 6.6288 | 6.4501 | -7.8117 | -47.3506 | 20.6372 | 2.3348 | 18.756 | 11.3431 | -13.1638 | -68.5001 | 34.3628 | 3.9344 | 29.8801 | -6.2318 | -6.9842 | -2.1435
4 | 21 | 12 | 2.3861 | -2.8632 | -19.9757 | 6.7022 | 0.8598 | 6.6988 | 7.0796 | -8.4951 | -47.7103 | 20.8415 | 2.551 | 18.954 | 12.4501 | -14.3155 | -69.0206 | 34.703 | 4.2988 | 30.1956 | -6.192 | -6.7794 | -1.6886
4 | 21 | 13 | 2.5978 | -3.1043 | -20.1322 | 6.7743 | 0.93404 | 6.7684 | 7.7077 | -9.2104 | -48.0842 | 21.0657 | 2.7713 | 19.151 | 13.5548 | -15.5208 | -69.5615 | 35.0762 | 4.67 | 30.5095 | -6.1619 | -6.5989 | -1.2717
4 | 21 | 14 | 4.1515 | -4.9153 | -21.6139 | 7.4803 | 1.5023 | 7.4839 | 12.3175 | -14.5835 | -51.6231 | 23.261 | 4.4572 | 21.1753 | 21.6616 | -24.5753 | -74.6811 | 38.7317 | 7.511 | 33.7344 | -5.9113 | -4.9956 | 2.3822
4 | 21 | 15 | 5.9771 | -7.0044 | -23.1113 | 8.2227 | 2.1851 | 8.2292 | 17.7339 | -20.7818 | -55.1995 | 25.5698 | 6.4833 | 23.2842 | 31.1869 | -35.0203 | -79.8549 | 42.5759 | 10.9252 | 37.0941 | -5.5016 | -2.9102 | 6.9069
4 | 21 | 16 | 7.8854 | -9.1143 | -24.6166 | 8.9505 | 2.9002 | 8.9703 | 23.396 | -27.0419 | -58.7947 | 27.833 | 8.6049 | 25.3813 | 41.1442 | -45.5694 | -85.0558 | 46.3445 | 14.5005 | 40.4349 | -5.0243 | -0.62135 | 11.7988
4 | 21 | 17 | 8.9057 | -10.1359 | -25.341 | 9.335 | 3.2669 | 9.366 | 26.4232 | -30.073 | -60.5249 | 29.0287 | 9.693 | 26.5009 | 46.4679 | -50.6773 | -87.5589 | 48.3353 | 16.3341 | 42.2185 | -4.6031 | 1.0479 | 15.1196
4 | 21 | 18 | 10.0274 | -11.2201 | -26.1182 | 9.7607 | 3.6715 | 9.8035 | 29.751 | -33.29 | -62.3811 | 30.3522 | 10.8933 | 27.7386 | 52.3202 | -56.0984 | -90.2442 | 50.5392 | 18.3567 | 44.1904 | -4.0753 | 3.064 | 19.0638
4 | 21 | 19 | 11.1543 | -12.2965 | -26.891 | 10.1873 | 4.0801 | 10.2425 | 33.0948 | -36.4835 | -64.227 | 31.679 | 12.1057 | 28.9808 | 58.2005 | -61.4798 | -92.9145 | 52.7483 | 20.3998 | 46.1693 | -3.5232 | 5.1498 | 23.1235
4 | 21 | 20 | 11.3449 | -12.4524 | -27.0332 | 10.3036 | 4.1441 | 10.348 | 33.6602 | -36.9461 | -64.5666 | 32.0405 | 12.2954 | 29.2793 | 59.1949 | -62.2594 | -93.4058 | 53.3503 | 20.7196 | 46.6448 | -3.345 | 5.7628 | 24.2443
4 | 21 | 21 | 11.4547 | -12.5873 | -27.16 | 10.3486 | 4.1838 | 10.3916 | 33.9861 | -37.3462 | -64.8694 | 32.1803 | 12.4132 | 29.4026 | 59.7679 | -62.9337 | -93.8439 | 53.5832 | 20.918 | 46.8413 | -3.3686 | 5.7666 | 24.3327
4 | 21 | 22 | 11.594 | -12.7456 | -27.2983 | 10.4032 | 4.2353 | 10.449 | 34.3991 | -37.8161 | -65.1997 | 32.3503 | 12.5662 | 29.5651 | 60.4942 | -63.7256 | -94.3217 | 53.8662 | 21.1758 | 47.1001 | -3.3624 | 5.8649 | 24.589
4 | 21 | 23 | 12.4732 | -13.6259 | -27.9693 | 10.7885 | 4.5869 | 10.8426 | 37.0079 | -40.4278 | -66.8024 | 33.5483 | 13.6091 | 30.6788 | 65.0821 | -68.1266 | -96.6403 | 55.861 | 22.9333 | 48.8744 | -2.904 | 7.614 | 27.9839
4 | 22 | 0 | 13.2891 | -14.5004 | -28.6408 | 11.1425 | 4.9169 | 11.1987 | 39.4287 | -43.0226 | -68.4061 | 34.6491 | 14.5885 | 31.6862 | 69.3392 | -72.4991 | -98.9603 | 57.6939 | 24.5837 | 50.4793 | -2.594 | 8.9238 | 30.6366
4 | 22 | 1 | 14.116 | -15.3494 | -29.2792 | 11.501 | 5.252 | 11.5661 | 41.8819 | -45.5414 | -69.9309 | 35.764 | 15.5827 | 32.726 | 73.6535 | -76.7438 | -101.1662 | 59.5503 | 26.2591 | 52.1358 | -2.1934 | 10.4823 | 33.6887
4 | 22 | 2 | 11.0914 | -12.4066 | -27.1023 | 10.2728 | 4.0987 | 10.3336 | 32.9082 | -36.8104 | -64.7317 | 31.9448 | 12.1607 | 29.2387 | 57.8723 | -62.0307 | -93.6447 | 53.191 | 20.4925 | 46.5801 | -3.7124 | 4.7102 | 22.4604
4 | 22 | 3 | 8.2685 | -9.4976 | -24.9706 | 9.1077 | 3.0255 | 9.1649 | 24.5325 | -28.1794 | -59.6402 | 28.3218 | 8.9766 | 25.9318 | 43.1428 | -47.4862 | -86.279 | 47.1583 | 15.1269 | 41.3119 | -4.9016 | -0.056884 | 12.9746
4 | 22 | 4 | 5.6164 | -6.5332 | -22.7868 | 8.0029 | 2.0167 | 8.0581 | 16.6638 | -19.384 | -54.4245 | 24.8861 | 5.9835 | 22.8001 | 29.3049 | -32.6648 | -78.7337 | 41.4375 | 10.0831 | 36.3228 | -5.626 | -3.4751 | 5.7498
4 | 22 | 5 | 4.3743 | -5.067 | -21.7287 | 7.5111 | 1.5504 | 7.5592 | 12.9786 | -15.0336 | -51.8971 | 23.3569 | 4.6002 | 21.3885 | 22.8242 | -25.3338 | -75.0774 | 38.8913 | 7.7519 | 34.074 | -5.8005 | -4.6066 | 3.1301
4 | 22 | 6 | 3.1809 | -3.6316 | -20.6711 | 7.0126 | 1.0978 | 7.0502 | 9.4376 | -10.7749 | -49.3711 | 21.8066 | 3.2573 | 19.9483 | 16.597 | -18.1572 | -71.4231 | 36.31 | 5.489 | 31.7796 | -5.9611 | -5.6962 | 0.59523
4 | 22 | 7 | 2.1432 | -2.497 | -19.5777 | 6.548 | 0.75228 | 6.573 | 6.3589 | -7.4086 | -46.7598 | 20.362 | 2.232 | 18.598 | 11.1828 | -12.4846 | -67.6455 | 33.9045 | 3.7613 | 29.6285 | -6.0583 | -6.6175 | -1.6531
4 | 22 | 8 | 1.8071 | -2.1928 | -18.9643 | 6.2542 | 0.65583 | 6.2731 | 5.3617 | -6.5059 | -45.2948 | 19.4484 | 1.9458 | 17.7496 | 9.4291 | -10.9633 | -65.5261 | 32.3833 | 3.279 | 28.277 | -6.1668 | -7.2951 | -3.1211
4 | 22 | 9 | 1.5754 | -1.9825 | -18.3461 | 5.9705 | 0.58481 | 5.9812 | 4.6743 | -5.882 | -43.8182 | 18.5661 | 1.7351 | 16.9235 | 8.2203 | -9.9121 | -63.3899 | 30.9141 | 2.9239 | 26.9609 | -6.2167 | -7.8012 | -4.2828
4 | 22 | 10 | 1.3385 | -1.759 | -17.7393 | 5.6974 | 0.51285 | 5.6982 | 3.9713 | -5.219 | -42.3688 | 17.717 | 1.5216 | 16.1228 | 6.9839 | -8.7948 | -61.2932 | 29.5003 | 2.5642 | 25.6851 | -6.2514 | -8.2552 | -5.3545
4 | 22 | 11 | 1.3067 | -1.7304 | -17.4624 | 5.595 | 0.50304 | 5.6009 | 3.8768 | -5.134 | -41.7074 | 17.3986 | 1.4925 | 15.8476 | 6.8178 | -8.6515 | -60.3364 | 28.9702 | 2.5151 | 25.2468 | -6.1871 | -8.2259 | -5.438
4 | 22 | 12 | 1.279 | -1.6951 | -17.1453 | 5.4647 | 0.4923 | 5.4794 | 3.7948 | -5.0293 | -40.9503 | 16.9932 | 1.4606 | 15.5039 | 6.6735 | -8.4751 | -59.2411 | 28.2952 | 2.4614 | 24.6992 | -6.125 | -8.2271 | -5.5869
4 | 22 | 13 | 1.2492 | -1.6624 | -16.8648 | 5.3768 | 0.48241 | 5.3968 | 3.7063 | -4.9324 | -40.2801 | 16.72 | 1.4313 | 15.2701 | 6.518 | -8.3119 | -58.2716 | 27.8403 | 2.412 | 24.3268 | -6.022 | -8.0848 | -5.4864
4 | 22 | 14 | 2.3745 | -2.7607 | -19.0882 | 6.3546 | 0.84056 | 6.3932 | 7.0451 | -8.1908 | -45.5906 | 19.7606 | 2.4939 | 18.0894 | 12.3895 | -13.8027 | -65.954 | 32.9032 | 4.2026 | 28.8182 | -5.886 | -6.3924 | -1.4433
4 | 22 | 15 | 4.3375 | -5.0794 | -21.2672 | 7.3746 | 1.5814 | 7.4348 | 12.8693 | -15.0705 | -50.795 | 22.9323 | 4.692 | 21.0365 | 22.6319 | -25.396 | -73.483 | 38.1843 | 7.9067 | 33.5133 | -5.6183 | -4.3353 | 3.3574
4 | 22 | 16 | 7.195 | -8.3796 | -23.4847 | 8.4747 | 2.6836 | 8.5604 | 21.3475 | -24.8621 | -56.0912 | 26.3534 | 7.9622 | 24.2213 | 37.5417 | -41.8961 | -81.1448 | 43.8807 | 13.4175 | 38.587 | -4.9505 | -1.0688 | 10.386
4 | 22 | 17 | 8.5993 | -10.0037 | -24.5901 | 9.0452 | 3.2581 | 9.1548 | 25.514 | -29.6809 | -58.7313 | 28.1273 | 9.6667 | 25.9032 | 44.8689 | -50.0165 | -84.9642 | 46.8344 | 16.2897 | 41.2664 | -4.5364 | 0.79892 | 14.2787
4 | 22 | 18 | 10.0543 | -11.6811 | -25.737 | 9.6391 | 3.8592 | 9.7598 | 29.831 | -34.6578 | -61.4708 | 29.9741 | 11.4501 | 27.615 | 52.4608 | -58.4033 | -88.9273 | 49.9096 | 19.2951 | 43.9935 | -4.1058 | 2.7417 | 18.3283
4 | 22 | 19 | 11.4821 | -13.2692 | -26.8221 | 10.2597 | 4.4512 | 10.3859 | 34.0672 | -39.3695 | -64.0625 | 31.9041 | 13.2065 | 29.3866 | 59.9106 | -66.3431 | -92.6766 | 53.1231 | 22.2549 | 46.8157 | -3.5124 | 5.1325 | 23.0847
4 | 22 | 20 | 13.166 | -14.9637 | -28.2384 | 10.9958 | 5.0922 | 11.1124 | 39.0632 | -44.397 | -67.4451 | 34.1931 | 15.1086 | 31.4423 | 68.6965 | -74.8153 | -97.57 | 56.9346 | 25.4601 | 50.0907 | -2.8356 | 7.9651 | 28.7966
4 | 22 | 21 | 14.8844 | -16.5596 | -29.6002 | 11.7923 | 5.7443 | 11.8793 | 44.162 | -49.1321 | -70.6977 | 36.6699 | 17.0434 | 33.6122 | 77.6632 | -82.7946 | -102.2755 | 61.0587 | 28.7205 | 53.5475 | -1.8594 | 11.6576 | 35.9198
4 | 22 | 22 | 16.631 | -18.1952 | -30.9736 | 12.5416 | 6.3999 | 12.5984 | 49.3438 | -53.9848 | -73.9779 | 39.0001 | 18.9885 | 35.6467 | 86.776 | -90.9721 | -107.0208 | 64.9386 | 31.9984 | 56.7887 | -0.99786 | 15.0164 | 42.5088
4 | 22 | 23 | 16.9406 | -18.4412 | -31.18 | 12.6315 | 6.4917 | 12.7052 | 50.2626 | -54.7147 | -74.4708 | 39.2795 | 19.2609 | 35.949 | 88.3918 | -92.202 | -107.7339 | 65.4039 | 32.4573 | 57.2703 | -0.85204 | 15.5665 | 43.5875
4 | 23 | 0 | 17.3615 | -18.7465 | -31.4307 | 12.7972 | 6.6264 | 12.8753 | 51.5112 | -55.6205 | -75.0696 | 39.7948 | 19.6606 | 36.4302 | 90.5876 | -93.7285 | -108.6001 | 66.262 | 33.1308 | 58.0369 | -0.51674 | 16.7067 | 45.6887
4 | 23 | 1 | 17.7497 | -19.0105 | -31.6429 | 12.9155 | 6.7475 | 13.01 | 52.6632 | -56.4038 | -75.5764 | 40.1625 | 20.0197 | 36.8113 | 92.6134 | -95.0484 | -109.3333 | 66.8742 | 33.7361 | 58.644 | -0.23068 | 17.6765 | 47.486
4 | 23 | 2 | 12.9154 | -14.4715 | -28.4094 | 11.0491 | 4.8884 | 11.1215 | 38.3197 | -42.9366 | -67.8536 | 34.3587 | 14.5039 | 31.4678 | 67.389 | -72.3543 | -98.161 | 57.2103 | 24.4412 | 50.1314 | -2.9066 | 7.8599 | 28.6565
4 | 23 | 3 | 8.3766 | -9.9019 | -25.1265 | 9.2251 | 3.1619 | 9.2775 | 24.8533 | -29.3787 | -60.0125 | 28.6868 | 9.3813 | 26.2503 | 43.707 | -49.5074 | -86.8176 | 47.766 | 15.8088 | 41.8193 | -4.9873 | -0.21958 | 12.7762
4 | 23 | 4 | 4.349 | -5.3691 | -21.8837 | 7.5891 | 1.631 | 7.6235 | 12.9034 | -15.9302 | -52.2674 | 23.5994 | 4.8391 | 21.5705 | 22.692 | -26.8446 | -75.6131 | 39.2951 | 8.1546 | 34.3639 | -6.0602 | -5.2852 | 2.0478
4 | 23 | 5 | 1.9183 | -2.3776 | -19.5629 | 6.5048 | 0.70562 | 6.5269 | 5.6915 | -7.0542 | -46.7243 | 20.2275 | 2.0936 | 18.4677 | 10.0091 | -11.8874 | -67.5941 | 33.6806 | 3.528 | 29.4209 | -6.2848 | -7.2982 | -2.8429
4 | 23 | 6 | 0.93259 | -1.3422 | -17.2321 | 5.4866 | 0.38128 | 5.4941 | 2.767 | -3.9824 | -41.1574 | 17.0612 | 1.1312 | 15.5454 | 4.866 | -6.7109 | -59.5407 | 28.4085 | 1.9063 | 24.7654 | -6.2798 | -8.6349 | -6.3054
4 | 23 | 7 | 0.36706 | -0.70236 | -14.9065 | 4.5585 | 0.19257 | 4.5566 | 1.0891 | -2.0839 | -35.6029 | 14.1752 | 0.57136 | 12.8927 | 1.9152 | -3.5117 | -51.5052 | 23.603 | 0.96283 | 20.5394 | -5.9342 | -8.9585 | -7.9965
4 | 23 | 8 | 0.16662 | -0.44705 | -13.5196 | 4.0189 | 0.12008 | 4.0222 | 0.49437 | -1.3264 | -32.2903 | 12.4974 | 0.35628 | 11.3808 | 0.86939 | -2.2352 | -46.7131 | 20.8093 | 0.60038 | 18.1307 | -5.6387 | -8.8879 | -8.5385
4 | 23 | 9 | 0.031337 | -0.24668 | -12.1748 | 3.5444 | 0.065588 | 3.5539 | 0.092978 | -0.73189 | -29.0785 | 11.022 | 0.1946 | 10.0555 | 0.16351 | -1.2333 | -42.0667 | 18.3525 | 0.32793 | 16.0195 | -5.2262 | -8.4453 | -8.4366
4 | 23 | 10 | 0.022073 | -0.1825 | -10.8364 | 3.1015 | 0.047479 | 3.1141 | 0.065489 | -0.54147 | -25.8819 | 9.6446 | 0.14087 | 8.8111 | 0.11517 | -0.91245 | -37.4422 | 16.0591 | 0.23739 | 14.037 | -4.7338 | -7.7613 | -7.9061
4 | 23 | 11 | 0.021223 | -0.17988 | -10.8647 | 3.1152 | 0.047034 | 3.1302 | 0.062969 | -0.53369 | -25.9494 | 9.6872 | 0.13955 | 8.8568 | 0.11074 | -0.89935 | -37.54 | 16.1301 | 0.23516 | 14.1097 | -4.7309 | -7.7366 | -7.8536
4 | 23 | 12 | 0.019706 | -0.17247 | -10.8907 | 3.1151 | 0.045384 | 3.1351 | 0.058468 | -0.51173 | -26.0115 | 9.6868 | 0.13465 | 8.8707 | 0.10282 | -0.86233 | -37.6298 | 16.1294 | 0.22691 | 14.1319 | -4.7479 | -7.7726 | -7.9011
4 | 23 | 13 | 0.018959 | -0.16985 | -10.8826 | 3.1209 | 0.045354 | 3.1477 | 0.056251 | -0.50395 | -25.9922 | 9.705 | 0.13457 | 8.9064 | 0.098924 | -0.84923 | -37.6018 | 16.1597 | 0.22676 | 14.1887 | -4.7195 | -7.6939 | -7.7769
4 | 23 | 14 | 0.39978 | -0.6878 | -14.3729 | 4.3861 | 0.18844 | 4.421 | 1.1861 | -2.0407 | -34.3285 | 13.6393 | 0.5591 | 12.5091 | 2.0859 | -3.4388 | -49.6617 | 22.7106 | 0.94216 | 19.9282 | -5.6654 | -8.4756 | -7.4336
4 | 23 | 15 | 1.2408 | -1.5674 | -17.8777 | 5.7798 | 0.45375 | 5.8296 | 3.6815 | -4.6505 | -42.6994 | 17.9731 | 1.3463 | 16.4946 | 6.4743 | -7.8367 | -61.7714 | 29.9268 | 2.2687 | 26.2776 | -6.1411 | -7.8543 | -4.6608
4 | 23 | 16 | 4.0051 | -5.0683 | -21.3316 | 7.3568 | 1.5187 | 7.417 | 11.883 | -15.0375 | -50.9487 | 22.8771 | 4.5061 | 20.9862 | 20.8975 | -25.3403 | -73.7054 | 38.0923 | 7.5934 | 33.4331 | -6.1022 | -5.7338 | 0.97064
4 | 23 | 17 | 5.932 | -7.3 | -22.8341 | 8.0574 | 2.2515 | 8.1519 | 17.6002 | -21.6591 | -54.5374 | 25.0555 | 6.6801 | 23.0654 | 30.9517 | -36.4987 | -78.897 | 41.7197 | 11.2569 | 36.7455 | -5.7415 | -3.7953 | 5.278
4 | 23 | 18 | 7.9035 | -9.4672 | -24.2828 | 8.8096 | 2.9989 | 8.9333 | 23.4496 | -28.0891 | -57.9974 | 27.3949 | 8.8978 | 25.2764 | 41.2384 | -47.3342 | -83.9025 | 45.6149 | 14.994 | 40.2678 | -5.1047 | -1.068 | 10.8784
4 | 23 | 19 | 10.0419 | -11.6552 | -25.743 | 9.6237 | 3.8065 | 9.7785 | 29.7942 | -34.581 | -61.4851 | 29.9264 | 11.2939 | 27.6679 | 52.396 | -58.2738 | -88.948 | 49.8302 | 19.0318 | 44.0777 | -4.1476 | 2.6163 | 18.1139
4 | 23 | 20 | 11.0339 | -12.6661 | -26.511 | 10.017 | 4.1878 | 10.1912 | 32.7374 | -37.58 | -63.3193 | 31.1492 | 12.4252 | 28.8356 | 57.572 | -63.3277 | -91.6015 | 51.8663 | 20.9381 | 45.938 | -3.7472 | 4.2481 | 21.3853
4 | 23 | 21 | 12.009 | -13.6239 | -27.2277 | 10.4138 | 4.5623 | 10.6138 | 35.6305 | -40.4218 | -65.031 | 32.3832 | 13.5362 | 30.0314 | 62.6598 | -68.1165 | -94.0777 | 53.9209 | 22.8104 | 47.843 | -3.2527 | 6.1284 | 25.0399
4 | 23 | 22 | 13.0037 | -14.6486 | -27.9992 | 10.8158 | 4.9556 | 11.0285 | 38.5817 | -43.4622 | -66.8737 | 33.6332 | 14.7033 | 31.2049 | 67.8498 | -73.2399 | -96.7435 | 56.0022 | 24.7772 | 49.7125 | -2.8441 | 7.7873 | 28.3584
4 | 23 | 23 | 13.3902 | -15.0541 | -28.4359 | 11.0714 | 5.1166 | 11.2659 | 39.7284 | -44.6653 | -67.9167 | 34.4282 | 15.181 | 31.8764 | 69.8663 | -75.2674 | -98.2523 | 57.326 | 25.5821 | 50.7823 | -2.6459 | 8.6319 | 30.037
4 | 24 | 0 | 13.657 | -15.4158 | -28.8508 | 11.2454 | 5.249 | 11.4162 | 40.5202 | -45.7386 | -68.9077 | 34.9693 | 15.5736 | 32.3017 | 71.2588 | -77.076 | -99.686 | 58.227 | 26.2438 | 51.4599 | -2.699 | 8.7185 | 30.4274
4 | 24 | 1 | 14.0709 | -15.8553 | -29.3284 | 11.5167 | 5.4296 | 11.6608 | 41.7481 | -47.0423 | -70.0486 | 35.8129 | 16.1096 | 32.9939 | 73.4182 | -79.273 | -101.3364 | 59.6317 | 27.147 | 52.5625 | -2.5056 | 9.5737 | 32.1501
4 | 24 | 2 | 8.9366 | -10.7084 | -25.5046 | 9.4457 | 3.4515 | 9.5789 | 26.5147 | -31.7716 | -60.9157 | 29.3727 | 10.2407 | 27.1033 | 46.6287 | -53.5397 | -88.1242 | 48.9083 | 17.257 | 43.1782 | -4.8003 | 0.54409 | 14.3083
4 | 24 | 3 | 4.3069 | -5.5603 | -21.6733 | 7.4974 | 1.6802 | 7.6298 | 12.7785 | -16.4973 | -51.7649 | 23.3143 | 4.9851 | 21.5882 | 22.4723 | -27.8003 | -74.8862 | 38.8205 | 8.4006 | 34.3921 | -6.1193 | -5.5961 | 1.399
4 | 24 | 4 | 1.3917 | -1.5332 | -17.837 | 5.7572 | 0.45254 | 5.8821 | 4.129 | -4.5489 | -42.6023 | 17.903 | 1.3427 | 16.6432 | 7.2613 | -7.6656 | -61.631 | 29.8101 | 2.2626 | 26.5143 | -5.8867 | -7.1333 | -3.4483
4 | 24 | 5 | 0.91622 | -1.0049 | -14.9854 | 4.612 | 0.2864 | 4.7202 | 2.7184 | -2.9817 | -35.7914 | 14.3417 | 0.84974 | 13.3556 | 4.7806 | -5.0245 | -51.778 | 23.8802 | 1.4319 | 21.2768 | -5.4555 | -7.5076 | -5.4329
4 | 24 | 6 | 0.49719 | -0.52137 | -12.0919 | 3.5376 | 0.14581 | 3.6367 | 1.4751 | -1.5469 | -28.8804 | 11.0006 | 0.43261 | 10.2899 | 2.5942 | -2.6067 | -41.7801 | 18.3169 | 0.72901 | 16.3928 | -4.796 | -7.2291 | -6.354
4 | 24 | 7 | 0.11146 | -0.11667 | -9.2323 | 2.5846 | 0.030952 | 2.6701 | 0.33071 | -0.34615 | -22.0505 | 8.0372 | 0.091836 | 7.555 | 0.58158 | -0.58332 | -31.8995 | 13.3826 | 0.15476 | 12.0358 | -3.9518 | -6.382 | -6.3281
4 | 24 | 8 | 0 | 0 | -7.9316 | 2.163 | 0 | 2.245 | 0 | 0 | -18.9439 | 6.7261 | 0 | 6.3522 | 0 | 0 | -27.4053 | 11.1995 | 0 | 10.1197 | -3.5236 | -5.8655 | -6.086
4 | 24 | 9 | 0 | 0 | -6.5897 | 1.7572 | 0 | 1.8311 | 0 | 0 | -15.739 | 5.4644 | 0 | 5.181 | 0 | 0 | -22.769 | 9.0987 | 0 | 8.2539 | -3.0014 | -5.0936 | -5.4164
4 | 24 | 10 | 0 | 0 | -5.2861 | 1.3743 | 0 | 1.4448 | 0 | 0 | -12.6254 | 4.2734 | 0 | 4.088 | 0 | 0 | -18.2647 | 7.1157 | 0 | 6.5126 | -2.467 | -4.264 | -4.6364
4 | 24 | 11 | 0 | 0 | -5.7842 | 1.4981 | 0 | 1.5584 | 0 | 0 | -13.8151 | 4.6585 | 0 | 4.4094 | 0 | 0 | -19.9858 | 7.7568 | 0 | 7.0246 | -2.7277 | -4.7472 | -5.2043
4 | 24 | 12 | 0 | 0 | -6.2825 | 1.6269 | 0 | 1.6784 | 0 | 0 | -15.0053 | 5.059 | 0 | 4.749 | 0 | 0 | -21.7075 | 8.4236 | 0 | 7.5657 | -2.9772 | -5.1973 | -5.7182
4 | 24 | 13 | 0 | 0 | -6.7796 | 1.7435 | 0 | 1.7859 | 0 | 0 | -16.1926 | 5.4218 | 0 | 5.0532 | 0 | 0 | -23.4251 | 9.0278 | 0 | 8.0503 | -3.2501 | -5.7175 | -6.347
4 | 24 | 14 | 0 | 0 | -10.3968 | 2.8697 | 0 | 2.9061 | 0 | 0 | -24.8319 | 8.9238 | 0 | 8.2226 | 0 | 0 | -35.9232 | 14.8589 | 0 | 13.0994 | -4.621 | -7.6855 | -7.965
4 | 24 | 15 | 0.027697 | -0.01966 | -14.0722 | 4.1773 | 0.0049674 | 4.2063 | 0.082177 | -0.058331 | -33.6104 | 12.9899 | 0.014738 | 11.9015 | 0.14452 | -0.098296 | -48.6228 | 21.6293 | 0.024836 | 18.9603 | -5.6757 | -8.6805 | -7.9622
4 | 24 | 16 | 0.49511 | -0.39911 | -17.7397 | 5.6532 | 0.10957 | 5.6696 | 1.469 | -1.1842 | -42.3699 | 17.5794 | 0.3251 | 16.0418 | 2.5833 | -1.9955 | -61.2948 | 29.2713 | 0.54784 | 25.5562 | -6.2114 | -8.1388 | -5.3316
4 | 24 | 17 | 1.5544 | -1.7437 | -19.2842 | 6.3296 | 0.50794 | 6.3542 | 4.612 | -5.1736 | -46.0588 | 19.683 | 1.507 | 17.979 | 8.1106 | -8.7182 | -66.6314 | 32.7739 | 2.5396 | 28.6424 | -6.2817 | -7.4514 | -3.2832
4 | 24 | 18 | 2.9444 | -3.5496 | -20.8881 | 7.0723 | 1.0637 | 7.1051 | 8.736 | -10.5315 | -49.8894 | 21.9925 | 3.1559 | 20.1036 | 15.3632 | -17.7472 | -72.173 | 36.6195 | 5.3182 | 32.027 | -6.2521 | -6.4329 | -0.5923
4 | 24 | 19 | 4.5183 | -5.5451 | -22.4324 | 7.7621 | 1.6926 | 7.8111 | 13.4057 | -16.4522 | -53.578 | 24.1373 | 5.022 | 22.1011 | 23.5752 | -27.7242 | -77.5091 | 40.1908 | 8.4627 | 35.2093 | -6.1935 | -5.3641 | 2.2047
4 | 24 | 20 | 5.251 | -6.509 | -23.0867 | 8.0794 | 1.9998 | 8.1282 | 15.5797 | -19.3121 | -55.1406 | 25.1241 | 5.9334 | 22.9985 | 27.3984 | -32.5436 | -79.7697 | 41.8338 | 9.9986 | 36.639 | -6.1372 | -4.817 | 3.5566
4 | 24 | 21 | 6.0359 | -7.5068 | -23.7625 | 8.435 | 2.3336 | 8.4888 | 17.9083 | -22.2726 | -56.7548 | 26.2298 | 6.9237 | 24.0186 | 31.4935 | -37.5324 | -82.1048 | 43.675 | 11.6675 | 38.2641 | -5.9761 | -3.9469 | 5.4628
4 | 24 | 22 | 6.8155 | -8.4604 | -24.41 | 8.778 | 2.6592 | 8.8344 | 20.2216 | -25.1018 | -58.3013 | 27.2966 | 7.8897 | 24.9967 | 35.5618 | -42.3002 | -84.3421 | 45.4512 | 13.2953 | 39.8223 | -5.7832 | -2.9985 | 7.4883
4 | 24 | 23 | 7.3844 | -9.0802 | -24.8769 | 9.0495 | 2.8858 | 9.1013 | 21.9093 | -26.9408 | -59.4165 | 28.1409 | 8.5621 | 25.7519 | 38.5297 | -45.3991 | -85.9554 | 46.8571 | 14.4283 | 41.0254 | -5.5361 | -1.9931 | 9.486
4 | 25 | 0 | 7.9006 | -9.6714 | -25.3375 | 9.258 | 3.0885 | 9.3064 | 23.441 | -28.6948 | -60.5165 | 28.7893 | 9.1635 | 26.332 | 41.2233 | -48.3548 | -87.5468 | 47.9367 | 15.4418 | 41.9495 | -5.4554 | -1.4856 | 10.6497
4 | 25 | 1 | 8.4981 | -10.29 | -25.8155 | 9.5308 | 3.3231 | 9.5792 | 25.2136 | -30.5304 | -61.6582 | 29.6373 | 9.8597 | 27.1039 | 44.3406 | -51.4481 | -89.1984 | 49.3488 | 16.6151 | 43.1792 | -5.1744 | -0.37412 | 12.8371
4 | 25 | 2 | 4.1024 | -5.4598 | -22.2921 | 7.7014 | 1.6534 | 7.7311 | 12.1718 | -16.1992 | -53.2429 | 23.9485 | 4.9056 | 21.8749 | 21.4053 | -27.2979 | -77.0243 | 39.8764 | 8.2666 | 34.8488 | -6.5637 | -6.5413 | 0.07489
4 | 25 | 3 | 0.71065 | -1.0227 | -18.7688 | 6.0797 | 0.29776 | 6.0919 | 2.1085 | -3.0342 | -44.8278 | 18.9056 | 0.88345 | 17.2369 | 3.708 | -5.1131 | -64.8505 | 31.4795 | 1.4887 | 27.4601 | -6.6115 | -8.7276 | -5.8273
4 | 25 | 4 | 0.0067852 | -0.097201 | -15.2428 | 4.6233 | 0.027498 | 4.6197 | 0.020132 | -0.28839 | -36.4061 | 14.3768 | 0.081585 | 13.0713 | 0.035403 | -0.48598 | -52.6672 | 23.9386 | 0.13748 | 20.8239 | -6.0627 | -9.1447 | -8.2178
4 | 25 | 5 | 0.0063005 | -0.090258 | -12.3179 | 3.5203 | 0.025533 | 3.5132 | 0.018694 | -0.26779 | -29.4203 | 10.9467 | 0.075757 | 9.9404 | 0.032874 | -0.45127 | -42.5611 | 18.2273 | 0.12766 | 15.8361 | -5.3429 | -8.7065 | -8.7885
4 | 25 | 6 | 0.0057296 | -0.083315 | -9.4021 | 2.5529 | 0.02322 | 2.5384 | 0.017 | -0.24719 | -22.4561 | 7.9386 | 0.068893 | 7.1822 | 0.029896 | -0.41656 | -32.4863 | 13.2184 | 0.11609 | 11.442 | -4.3652 | -7.4966 | -8.0964
4 | 25 | 7 | 0.0052521 | -0.076372 | -6.477 | 1.6568 | 0.021285 | 1.6392 | 0.015583 | -0.2266 | -15.4697 | 5.1519 | 0.063152 | 4.6381 | 0.027404 | -0.38184 | -22.3794 | 8.5784 | 0.10642 | 7.3889 | -3.2308 | -5.8276 | -6.6601
4 | 25 | 8 | 0.0031497 | -0.047212 | -5.7837 | 1.4586 | 0.012764 | 1.4484 | 0.009345 | -0.14008 | -13.8138 | 4.5357 | 0.037872 | 4.0982 | 0.016434 | -0.23605 | -19.9838 | 7.5524 | 0.063819 | 6.5289 | -2.9079 | -5.2727 | -6.0583
4 | 25 | 9 | 0.0011675 | -0.018052 | -5.0254 | 1.253 | 0.0047316 | 1.2515 | 0.0034641 | -0.053559 | -12.0027 | 3.8963 | 0.014038 | 3.5411 | 0.0060919 | -0.090254 | -17.3638 | 6.4877 | 0.023657 | 5.6412 | -2.5331 | -4.6014 | -5.2954
4 | 25 | 10 | 0 | 0 | -4.332 | 1.0708 | 0 | 1.0773 | 0 | 0 | -10.3466 | 3.3297 | 0 | 3.0482 | 0 | 0 | -14.9679 | 5.5442 | 0 | 4.8561 | -2.1839 | -3.9687 | -4.5677
4 | 25 | 11 | 0 | 0 | -4.8691 | 1.2142 | 0 | 1.2216 | 0 | 0 | -11.6296 | 3.7756 | 0 | 3.4566 | 0 | 0 | -16.824 | 6.2867 | 0 | 5.5066 | -2.4334 | -4.3974 | -5.0306
4 | 25 | 12 | 0 | 0 | -5.3888 | 1.3514 | 0 | 1.3602 | 0 | 0 | -12.8708 | 4.2022 | 0 | 3.8488 | 0 | 0 | -18.6197 | 6.9971 | 0 | 6.1314 | -2.6773 | -4.8198 | -5.4911
4 | 25 | 13 | 0 | 0 | -5.9287 | 1.5047 | 0 | 1.5143 | 0 | 0 | -14.1602 | 4.6791 | 0 | 4.2847 | 0 | 0 | -20.485 | 7.7911 | 0 | 6.8259 | -2.9097 | -5.1964 | -5.8679
4 | 25 | 14 | 0 | 0 | -8.2351 | 2.1755 | 0 | 2.178 | 0 | 0 | -19.6689 | 6.765 | 0 | 6.1626 | 0 | 0 | -28.4541 | 11.2644 | 0 | 9.8176 | -3.8816 | -6.7412 | -7.3721
4 | 25 | 15 | 0 | 0 | -10.5396 | 2.937 | 0 | 2.9308 | 0 | 0 | -25.173 | 9.1331 | 0 | 8.2927 | 0 | 0 | -36.4168 | 15.2075 | 0 | 13.211 | -4.6718 | -7.7472 | -7.9983
4 | 25 | 16 | 0 | 0 | -12.8416 | 3.7406 | 0 | 3.7224 | 0 | 0 | -30.6711 | 11.632 | 0 | 10.5325 | 0 | 0 | -44.3706 | 19.3683 | 0 | 16.7793 | -5.3785 | -8.5066 | -8.223
4 | 25 | 17 | 0 | 0 | -13.5788 | 3.985 | 0 | 3.9688 | 0 | 0 | -32.4319 | 12.3919 | 0 | 11.2296 | 0 | 0 | -46.9179 | 20.6337 | 0 | 17.8899 | -5.625 | -8.8103 | -8.3943
4 | 25 | 18 | 0.00035364 | -0.0055544 | -14.3266 | 4.2771 | 0.0014332 | 4.2647 | 0.0010492 | -0.01648 | -34.218 | 13.3001 | 0.0042522 | 12.0668 | 0.0018452 | -0.027771 | -49.5018 | 22.1459 | 0.0071655 | 19.2236 | -5.7887 | -8.8623 | -8.151
4 | 25 | 19 | 0.0022805 | -0.034715 | -15.1104 | 4.5897 | 0.0092419 | 4.5739 | 0.0067662 | -0.103 | -36.0899 | 14.2723 | 0.027421 | 12.9416 | 0.011899 | -0.17357 | -52.2098 | 23.7647 | 0.046208 | 20.6173 | -5.97 | -8.9447 | -7.9432
4 | 25 | 20 | 0.0017064 | -0.026383 | -15.1049 | 4.5898 | 0.0069154 | 4.5839 | 0.0050629 | -0.078278 | -36.0768 | 14.2727 | 0.020518 | 12.97 | 0.0089036 | -0.13191 | -52.1909 | 23.7654 | 0.034575 | 20.6625 | -5.9489 | -8.8868 | -7.8514
4 | 25 | 21 | 0.0011675 | -0.018052 | -15.1581 | 4.6094 | 0.0047316 | 4.6169 | 0.0034641 | -0.053559 | -36.2038 | 14.3337 | 0.014038 | 13.0635 | 0.0060919 | -0.090254 | -52.3745 | 23.8668 | 0.023657 | 20.8114 | -5.9439 | -8.8427 | -7.7568
4 | 25 | 22 | 0.00070728 | -0.011109 | -15.1923 | 4.6334 | 0.0028663 | 4.6541 | 0.0020985 | -0.032959 | -36.2855 | 14.4082 | 0.0085043 | 13.1685 | 0.0036904 | -0.055541 | -52.4927 | 23.9909 | 0.014331 | 20.9788 | -5.9123 | -8.7311 | -7.5605
4 | 25 | 23 | 8.8409e-05 | -0.0013886 | -15.1078 | 4.6042 | 0.0003583 | 4.6277 | 0.00026231 | -0.00412 | -36.0837 | 14.3174 | 0.0010631 | 13.094 | 0.0004613 | -0.0069429 | -52.2009 | 23.8398 | 0.0017914 | 20.86 | -5.8768 | -8.6751 | -7.5057
4 | 26 | 0 | 0 | 0 | -15.0286 | 4.5816 | 0 | 4.6082 | 0 | 0 | -35.8945 | 14.2472 | 0 | 13.0387 | 0 | 0 | -51.9271 | 23.7228 | 0 | 20.7719 | -5.8388 | -8.6087 | -7.4324
4 | 26 | 1 | 0 | 0 | -14.9415 | 4.5475 | 0 | 4.5825 | 0 | 0 | -35.6866 | 14.1412 | 0 | 12.9661 | 0 | 0 | -51.6263 | 23.5463 | 0 | 20.6563 | -5.8115 | -8.5793 | -7.4237
4 | 26 | 2 | 0 | 0 | -14.0479 | 4.1941 | 0 | 4.2194 | 0 | 0 | -33.5521 | 13.0422 | 0 | 11.9386 | 0 | 0 | -48.5385 | 21.7164 | 0 | 19.0194 | -5.6344 | -8.5713 | -7.8027
4 | 26 | 3 | 0 | 0 | -13.1591 | 3.8551 | 0 | 3.8696 | 0 | 0 | -31.4294 | 11.9879 | 0 | 10.9488 | 0 | 0 | -45.4676 | 19.961 | 0 | 17.4425 | -5.4345 | -8.4927 | -8.0642
4 | 26 | 4 | 0 | 0 | -12.2746 | 3.5277 | 0 | 3.535 | 0 | 0 | -29.317 | 10.9699 | 0 | 10.0023 | 0 | 0 | -42.4117 | 18.2658 | 0 | 15.9346 | -5.2119 | -8.3449 | -8.2113
4 | 26 | 5 | 0 | 0 | -11.6926 | 3.3003 | 0 | 3.3032 | 0 | 0 | -27.9267 | 10.2627 | 0 | 9.3462 | 0 | 0 | -40.4004 | 17.0883 | 0 | 14.8894 | -5.0891 | -8.3179 | -8.4228
4 | 26 | 6 | 0 | 0 | -11.1152 | 3.0826 | 0 | 3.0761 | 0 | 0 | -26.5477 | 9.5859 | 0 | 8.7036 | 0 | 0 | -38.4055 | 15.9614 | 0 | 13.8658 | -4.9565 | -8.2582 | -8.5783
4 | 26 | 7 | 0 | 0 | -10.5415 | 2.8991 | 0 | 2.8836 | 0 | 0 | -25.1775 | 9.0151 | 0 | 8.159 | 0 | 0 | -36.4232 | 15.0109 | 0 | 12.9981 | -4.7588 | -8.0034 | -8.4142
4 | 26 | 8 | 0 | 0 | -10.292 | 2.802 | 0 | 2.7791 | 0 | 0 | -24.5815 | 8.7131 | 0 | 7.8632 | 0 | 0 | -35.5611 | 14.508 | 0 | 12.5269 | -4.711 | -8.0052 | -8.5261
4 | 26 | 9 | 0 | 0 | -10.001 | 2.7271 | 0 | 2.6953 | 0 | 0 | -23.8867 | 8.4803 | 0 | 7.6263 | 0 | 0 | -34.5559 | 14.1205 | 0 | 12.1494 | -4.5786 | -7.7801 | -8.286
4 | 26 | 10 | 0 | 0 | -9.7522 | 2.6382 | 0 | 2.5996 | 0 | 0 | -23.2923 | 8.2038 | 0 | 7.3556 | 0 | 0 | -33.696 | 13.66 | 0 | 11.7182 | -4.5144 | -7.7329 | -8.3178
4 | 26 | 11 | 0 | 0 | -9.8331 | 2.691 | 0 | 2.6624 | 0 | 0 | -23.4856 | 8.368 | 0 | 7.5331 | 0 | 0 | -33.9756 | 13.9335 | 0 | 12.0009 | -4.4798 | -7.5845 | -8.0412
4 | 26 | 12 | 0 | 0 | -9.9196 | 2.7254 | 0 | 2.7094 | 0 | 0 | -23.6921 | 8.475 | 0 | 7.6663 | 0 | 0 | -34.2744 | 14.1117 | 0 | 12.2131 | -4.4847 | -7.5508 | -7.9496
4 | 26 | 13 | 0 | 0 | -9.9971 | 2.7644 | 0 | 2.7611 | 0 | 0 | -23.8773 | 8.5962 | 0 | 7.8123 | 0 | 0 | -34.5423 | 14.3134 | 0 | 12.4458 | -4.4717 | -7.4688 | -7.7831
4 | 26 | 14 | 0 | 0 | -11.2793 | 3.1909 | 0 | 3.1881 | 0 | 0 | -26.9396 | 9.9227 | 0 | 9.0205 | 0 | 0 | -38.9724 | 16.5221 | 0 | 14.3706 | -4.9003 | -7.9964 | -8.0796
4 | 26 | 15 | 0 | 0 | -12.5867 | 3.6163 | 0 | 3.6154 | 0 | 0 | -30.0624 | 11.2455 | 0 | 10.2296 | 0 | 0 | -43.4901 | 18.7248 | 0 | 16.2967 | -5.355 | -8.5873 | -8.4685
4 | 26 | 16 | 0 | 0 | -13.9073 | 4.1063 | 0 | 4.1046 | 0 | 0 | -33.2164 | 12.7691 | 0 | 11.6139 | 0 | 0 | -48.0528 | 21.2616 | 0 | 18.5021 | -5.6964 | -8.8334 | -8.2891
4 | 26 | 17 | 0 | 0 | -14.3416 | 4.2534 | 0 | 4.264 | 0 | 0 | -34.2538 | 13.2267 | 0 | 12.0648 | 0 | 0 | -49.5536 | 22.0237 | 0 | 19.2205 | -5.8242 | -8.9623 | -8.3095
4 | 26 | 18 | 0 | 0 | -14.8152 | 4.4651 | 0 | 4.4781 | 0 | 0 | -35.385 | 13.8849 | 0 | 12.6705 | 0 | 0 | -51.19 | 23.1196 | 0 | 20.1854 | -5.8721 | -8.8296 | -7.8851
4 | 26 | 19 | 0 | 0 | -15.2907 | 4.6304 | 0 | 4.654 | 0 | 0 | -36.5205 | 14.3988 | 0 | 13.1682 | 0 | 0 | -52.8327 | 23.9753 | 0 | 20.9783 | -6.0063 | -8.9535 | -7.8791
4 | 26 | 20 | 0 | 0 | -15.8379 | 4.8651 | 0 | 4.8921 | 0 | 0 | -37.8275 | 15.1289 | 0 | 13.842 | 0 | 0 | -54.7235 | 25.1909 | 0 | 22.0518 | -6.0806 | -8.8566 | -7.4808
4 | 26 | 21 | 0 | 0 | -16.422 | 5.0639 | 0 | 5.0948 | 0 | 0 | -39.2226 | 15.7469 | 0 | 14.4155 | 0 | 0 | -56.7417 | 26.22 | 0 | 22.9654 | -6.2633 | -9.0602 | -7.5563
4 | 26 | 22 | 0 | 0 | -16.96 | 5.3001 | 0 | 5.3353 | 0 | 0 | -40.5075 | 16.4815 | 0 | 15.0961 | 0 | 0 | -58.6006 | 27.4431 | 0 | 24.0496 | -6.3245 | -8.9299 | -7.1078
4 | 26 | 23 | 0 | 0 | -17.462 | 5.5242 | 0 | 5.5518 | 0 | 0 | -41.7066 | 17.1785 | 0 | 15.7088 | 0 | 0 | -60.3353 | 28.6037 | 0 | 25.0256 | -6.3859 | -8.8194 | -6.706
4 | 27 | 0 | 0 | 0 | -17.9351 | 5.6951 | 0 | 5.7176 | 0 | 0 | -42.8366 | 17.7098 | 0 | 16.1778 | 0 | 0 | -61.9699 | 29.4885 | 0 | 25.7728 | -6.5224 | -8.949 | -6.7086
4 | 27 | 1 | 0 | 0 | -18.3973 | 5.9163 | 0 | 5.9344 | 0 | 0 | -43.9404 | 18.3977 | 0 | 16.7911 | 0 | 0 | -63.5668 | 30.6338 | 0 | 26.7499 | -6.5466 | -8.7517 | -6.1832
4 | 27 | 2 | 0 | 0 | -16.0561 | 4.8941 | 0 | 4.9178 | 0 | 0 | -38.3488 | 15.2191 | 0 | 13.9148 | 0 | 0 | -55.4776 | 25.3411 | 0 | 22.1677 | -6.2442 | -9.2148 | -7.9687
4 | 27 | 3 | 0 | 0 | -13.6761 | 3.987 | 0 | 4.0132 | 0 | 0 | -32.6642 | 12.3982 | 0 | 11.3552 | 0 | 0 | -47.2539 | 20.6441 | 0 | 18.0899 | -5.6759 | -8.9108 | -8.5199
4 | 27 | 4 | 0 | 0 | -11.3402 | 3.1591 | 0 | 3.186 | 0 | 0 | -27.085 | 9.8237 | 0 | 9.0145 | 0 | 0 | -39.1828 | 16.3573 | 0 | 14.3611 | -4.9951 | -8.2468 | -8.4644
4 | 27 | 5 | 0 | 0 | -9.0867 | 2.416 | 0 | 2.438 | 0 | 0 | -21.7029 | 7.5128 | 0 | 6.8981 | 0 | 0 | -31.3967 | 12.5095 | 0 | 10.9894 | -4.2328 | -7.292 | -7.8978
4 | 27 | 6 | 0 | 0 | -6.8735 | 1.7451 | 0 | 1.7612 | 0 | 0 | -16.4167 | 5.4266 | 0 | 4.9834 | 0 | 0 | -23.7494 | 9.0358 | 0 | 7.939 | -3.3671 | -6.0067 | -6.7746
4 | 27 | 7 | 0 | 0 | -4.6614 | 1.1427 | 0 | 1.1529 | 0 | 0 | -11.1333 | 3.5533 | 0 | 3.2621 | 0 | 0 | -16.106 | 5.9166 | 0 | 5.1968 | -2.3658 | -4.3178 | -4.9926
4 | 27 | 8 | 0 | 0 | -3.4613 | 0.82807 | 0 | 0.8483 | 0 | 0 | -8.2671 | 2.575 | 0 | 2.4002 | 0 | 0 | -11.9597 | 4.2876 | 0 | 3.8238 | -1.785 | -3.2919 | -3.8482
4 | 27 | 9 | 0 | 0 | -2.2987 | 0.54043 | 0 | 0.56694 | 0 | 0 | -5.4902 | 1.6805 | 0 | 1.6042 | 0 | 0 | -7.9424 | 2.7982 | 0 | 2.5556 | -1.1913 | -2.2055 | -2.5886
4 | 27 | 10 | 0 | 0 | -1.1395 | 0.26631 | 0 | 0.29928 | 0 | 0 | -2.7217 | 0.82813 | 0 | 0.84679 | 0 | 0 | -3.9373 | 1.3789 | 0 | 1.349 | -0.57394 | -1.0467 | -1.2094
4 | 27 | 11 | 0 | 0 | -1.1093 | 0.25865 | 0 | 0.2905 | 0 | 0 | -2.6495 | 0.80431 | 0 | 0.82195 | 0 | 0 | -3.833 | 1.3393 | 0 | 1.3094 | -0.56017 | -1.0233 | -1.1843
4 | 27 | 12 | 0 | 0 | -1.1105 | 0.25786 | 0 | 0.28601 | 0 | 0 | -2.6524 | 0.80186 | 0 | 0.80927 | 0 | 0 | -3.8371 | 1.3352 | 0 | 1.2892 | -0.56665 | -1.0413 | -1.2127
4 | 27 | 13 | 0 | 0 | -1.0884 | 0.25227 | 0 | 0.27753 | 0 | 0 | -2.5995 | 0.78448 | 0 | 0.78527 | 0 | 0 | -3.7606 | 1.3062 | 0 | 1.251 | -0.55858 | -1.0298 | -1.2034
4 | 27 | 14 | 0 | 0 | -4.5547 | 1.106 | 0 | 1.1203 | 0 | 0 | -10.8784 | 3.4392 | 0 | 3.1698 | 0 | 0 | -15.7374 | 5.7266 | 0 | 5.0499 | -2.3284 | -4.2694 | -4.9609
4 | 27 | 15 | 0 | 0 | -8.0526 | 2.1066 | 0 | 2.1065 | 0 | 0 | -19.2331 | 6.5509 | 0 | 5.9603 | 0 | 0 | -27.8237 | 10.9078 | 0 | 9.4954 | -3.8395 | -6.7219 | -7.4205
4 | 27 | 16 | 0 | 0 | -11.5426 | 3.2466 | 0 | 3.2243 | 0 | 0 | -27.5685 | 10.0959 | 0 | 9.123 | 0 | 0 | -39.8822 | 16.8106 | 0 | 14.5338 | -5.0717 | -8.3496 | -8.5378
4 | 27 | 17 | 0 | 0 | -13.1182 | 3.8039 | 0 | 3.7708 | 0 | 0 | -31.3317 | 11.8289 | 0 | 10.6693 | 0 | 0 | -45.3263 | 19.6962 | 0 | 16.9973 | -5.5435 | -8.8335 | -8.6328
4 | 27 | 18 | 0 | 0 | -14.7297 | 4.3986 | 0 | 4.3541 | 0 | 0 | -35.1806 | 13.678 | 0 | 12.3197 | 0 | 0 | -50.8943 | 22.775 | 0 | 19.6265 | -5.977 | -9.1829 | -8.4927
4 | 27 | 19 | 0 | 0 | -16.2922 | 5.0507 | 0 | 4.9889 | 0 | 0 | -38.9125 | 15.7059 | 0 | 14.1159 | 0 | 0 | -56.2931 | 26.1517 | 0 | 22.4881 | -6.2526 | -9.0907 | -7.6533
4 | 27 | 20 | 0 | 0 | -16.3384 | 5.0449 | 0 | 4.999 | 0 | 0 | -39.023 | 15.6879 | 0 | 14.1445 | 0 | 0 | -56.453 | 26.1218 | 0 | 22.5336 | -6.2945 | -9.1906 | -7.7976
4 | 27 | 21 | 0 | 0 | -16.416 | 5.0889 | 0 | 5.0491 | 0 | 0 | -39.2083 | 15.8246 | 0 | 14.2861 | 0 | 0 | -56.721 | 26.3493 | 0 | 22.7593 | -6.2781 | -9.0976 | -7.6124
4 | 27 | 22 | 0 | 0 | -16.502 | 5.1368 | 0 | 5.1064 | 0 | 0 | -39.4138 | 15.9736 | 0 | 14.4485 | 0 | 0 | -57.0183 | 26.5974 | 0 | 23.0179 | -6.2588 | -8.9917 | -7.403
4 | 27 | 23 | 0 | 0 | -16.1217 | 4.9717 | 0 | 4.9624 | 0 | 0 | -38.5054 | 15.4603 | 0 | 14.0409 | 0 | 0 | -55.7041 | 25.7429 | 0 | 22.3686 | -6.1876 | -9.0041 | -7.5927
4 | 28 | 0 | 0 | 0 | -15.7762 | 4.8638 | 0 | 4.874 | 0 | 0 | -37.6801 | 15.1248 | 0 | 13.7908 | 0 | 0 | -54.5103 | 25.1842 | 0 | 21.9701 | -6.0384 | -8.7645 | -7.356
4 | 28 | 1 | 0 | 0 | -15.3862 | 4.7096 | 0 | 4.7446 | 0 | 0 | -36.7486 | 14.645 | 0 | 13.4246 | 0 | 0 | -53.1626 | 24.3853 | 0 | 21.3868 | -5.932 | -8.6789 | -7.3906
4 | 28 | 2 | 0 | 0 | -13.2532 | 3.878 | 0 | 3.9304 | 0 | 0 | -31.6541 | 12.0592 | 0 | 11.1208 | 0 | 0 | -45.7927 | 20.0796 | 0 | 17.7165 | -5.4448 | -8.4741 | -7.9966
4 | 28 | 3 | 0 | 0 | -11.0649 | 3.1011 | 0 | 3.1719 | 0 | 0 | -26.4275 | 9.6434 | 0 | 8.9747 | 0 | 0 | -38.2316 | 16.0572 | 0 | 14.2975 | -4.7919 | -7.8094 | -7.8769
4 | 28 | 4 | 0 | 0 | -8.8899 | 2.3865 | 0 | 2.4729 | 0 | 0 | -21.2329 | 7.4212 | 0 | 6.997 | 0 | 0 | -30.7168 | 12.357 | 0 | 11.147 | -4.0305 | -6.8147 | -7.2128
4 | 28 | 5 | 0 | 0 | -7.7073 | 2.0013 | 0 | 2.0384 | 0 | 0 | -18.4083 | 6.2234 | 0 | 5.7677 | 0 | 0 | -26.6306 | 10.3626 | 0 | 9.1885 | -3.6676 | -6.4173 | -7.0796
4 | 28 | 6 | 0 | 0 | -6.5381 | 1.6567 | 0 | 1.6491 | 0 | 0 | -15.6157 | 5.1518 | 0 | 4.6662 | 0 | 0 | -22.5905 | 8.5782 | 0 | 7.4337 | -3.2322 | -5.7977 | -6.5786
4 | 28 | 7 | 0 | 0 | -5.3263 | 1.3115 | 0 | 1.2681 | 0 | 0 | -12.7213 | 4.0784 | 0 | 3.5879 | 0 | 0 | -18.4034 | 6.7909 | 0 | 5.7159 | -2.7467 | -5.055 | -5.8966
4 | 28 | 8 | 0 | 0 | -4.8265 | 1.1715 | 0 | 1.1338 | 0 | 0 | -11.5277 | 3.6429 | 0 | 3.2082 | 0 | 0 | -16.6767 | 6.0657 | 0 | 5.1109 | -2.5212 | -4.6767 | -5.5
4 | 28 | 9 | 0 | 0 | -4.401 | 1.0599 | 0 | 1.0276 | 0 | 0 | -10.5115 | 3.2959 | 0 | 2.9076 | 0 | 0 | -15.2066 | 5.488 | 0 | 4.6321 | -2.3135 | -4.308 | -5.0865
4 | 28 | 10 | 0 | 0 | -3.9776 | 0.96331 | 0 | 0.93853 | 0 | 0 | -9.5002 | 2.9956 | 0 | 2.6555 | 0 | 0 | -13.7435 | 4.9879 | 0 | 4.2306 | -2.0757 | -3.849 | -4.5251
4 | 28 | 11 | 0 | 0 | -4.0351 | 0.97705 | 0 | 0.95049 | 0 | 0 | -9.6375 | 3.0383 | 0 | 2.6894 | 0 | 0 | -13.9422 | 5.059 | 0 | 4.2845 | -2.1076 | -3.9098 | -4.5987
4 | 28 | 12 | 0 | 0 | -4.124 | 0.99736 | 0 | 0.96732 | 0 | 0 | -9.8498 | 3.1014 | 0 | 2.737 | 0 | 0 | -14.2494 | 5.1642 | 0 | 4.3603 | -2.1593 | -4.0114 | -4.7249
4 | 28 | 13 | 0 | 0 | -4.1873 | 1.012 | 0 | 0.97989 | 0 | 0 | -10.0011 | 3.1469 | 0 | 2.7726 | 0 | 0 | -14.4682 | 5.2398 | 0 | 4.417 | -2.1955 | -4.0817 | -4.8114
4 | 28 | 14 | 0 | 0 | -6.4066 | 1.6197 | 0 | 1.5801 | 0 | 0 | -15.3015 | 5.0367 | 0 | 4.4708 | 0 | 0 | -22.1361 | 8.3865 | 0 | 7.1224 | -3.2068 | -5.794 | -6.6271
4 | 28 | 15 | 0 | 0 | -8.6401 | 2.2879 | 0 | 2.2431 | 0 | 0 | -20.6362 | 7.1147 | 0 | 6.3467 | 0 | 0 | -29.8536 | 11.8466 | 0 | 10.1109 | -4.1091 | -7.1749 | -7.8961
4 | 28 | 16 | 0 | 0 | -10.9203 | 3.0048 | 0 | 2.9581 | 0 | 0 | -26.0822 | 9.3439 | 0 | 8.37 | 0 | 0 | -37.732 | 15.5584 | 0 | 13.3342 | -4.9573 | -8.3683 | -8.8394
4 | 28 | 17 | 0 | 0 | -11.8754 | 3.3307 | 0 | 3.292 | 0 | 0 | -28.3634 | 10.3572 | 0 | 9.3145 | 0 | 0 | -41.0321 | 17.2457 | 0 | 14.8389 | -5.2527 | -8.6916 | -8.9475
4 | 28 | 18 | 0 | 0 | -12.8241 | 3.6638 | 0 | 3.6353 | 0 | 0 | -30.6292 | 11.3931 | 0 | 10.2859 | 0 | 0 | -44.3101 | 18.9706 | 0 | 16.3865 | -5.525 | -8.9502 | -8.953
4 | 28 | 19 | 0 | 0 | -13.7805 | 4.0178 | 0 | 3.9972 | 0 | 0 | -32.9135 | 12.4938 | 0 | 11.3099 | 0 | 0 | -47.6146 | 20.8033 | 0 | 18.0178 | -5.7655 | -9.1098 | -8.7936
4 | 28 | 20 | 0 | 0 | -13.8241 | 4.0572 | 0 | 4.0353 | 0 | 0 | -33.0176 | 12.6166 | 0 | 11.4176 | 0 | 0 | -47.7653 | 21.0077 | 0 | 18.1894 | -5.7316 | -8.9835 | -8.5682
4 | 28 | 21 | 0 | 0 | -13.8804 | 4.0847 | 0 | 4.066 | 0 | 0 | -33.1521 | 12.7019 | 0 | 11.5047 | 0 | 0 | -47.9598 | 21.1499 | 0 | 18.3281 | -5.7296 | -8.9455 | -8.4818
4 | 28 | 22 | 0 | 0 | -13.9145 | 4.0887 | 0 | 4.0704 | 0 | 0 | -33.2336 | 12.7144 | 0 | 11.517 | 0 | 0 | -48.0777 | 21.1706 | 0 | 18.3477 | -5.7554 | -9.0022 | -8.5594
4 | 28 | 23 | 0 | 0 | -13.8081 | 4.0323 | 0 | 4.0113 | 0 | 0 | -32.9795 | 12.5389 | 0 | 11.3498 | 0 | 0 | -47.7101 | 20.8784 | 0 | 18.0813 | -5.7646 | -9.0909 | -8.7504
4 | 29 | 0 | 0 | 0 | -13.6398 | 3.9965 | 0 | 3.9715 | 0 | 0 | -32.5775 | 12.4278 | 0 | 11.2373 | 0 | 0 | -47.1285 | 20.6935 | 0 | 17.9022 | -5.6717 | -8.9123 | -8.5328
4 | 29 | 1 | 0 | 0 | -13.513 | 3.9367 | 0 | 3.9056 | 0 | 0 | -32.2746 | 12.2418 | 0 | 11.0509 | 0 | 0 | -46.6903 | 20.3837 | 0 | 17.6051 | -5.6706 | -8.9819 | -8.7015
4 | 29 | 2 | 0 | 0 | -12.4343 | 3.5534 | 0 | 3.5485 | 0 | 0 | -29.6982 | 11.0497 | 0 | 10.0403 | 0 | 0 | -42.9632 | 18.3988 | 0 | 15.9952 | -5.3324 | -8.6082 | -8.5692
4 | 29 | 3 | 0 | 0 | -11.3633 | 3.2071 | 0 | 3.225 | 0 | 0 | -27.1402 | 9.9731 | 0 | 9.1252 | 0 | 0 | -39.2627 | 16.606 | 0 | 14.5373 | -4.9311 | -8.042 | -8.1193
4 | 29 | 4 | 0 | 0 | -10.3364 | 2.8656 | 0 | 2.9057 | 0 | 0 | -24.6877 | 8.9109 | 0 | 8.2216 | 0 | 0 | -35.7146 | 14.8374 | 0 | 13.0978 | -4.5651 | -7.5552 | -7.7794
4 | 29 | 5 | 0 | 0 | -9.8175 | 2.6838 | 0 | 2.7081 | 0 | 0 | -23.4484 | 8.3456 | 0 | 7.6626 | 0 | 0 | -33.9218 | 13.8962 | 0 | 12.2072 | -4.4256 | -7.4402 | -7.8184
4 | 29 | 6 | 0 | 0 | -9.3395 | 2.5411 | 0 | 2.5437 | 0 | 0 | -22.3065 | 7.9019 | 0 | 7.1972 | 0 | 0 | -32.27 | 13.1574 | 0 | 11.4659 | -4.2547 | -7.2074 | -7.6467
4 | 29 | 7 | 0 | 0 | -8.8176 | 2.3707 | 0 | 2.3612 | 0 | 0 | -21.0602 | 7.3719 | 0 | 6.6808 | 0 | 0 | -30.4669 | 12.2749 | 0 | 10.6432 | -4.0858 | -7.0075 | -7.5488
4 | 29 | 8 | 0 | 0 | -8.1636 | 2.1838 | 0 | 2.174 | 0 | 0 | -19.4981 | 6.7909 | 0 | 6.1513 | 0 | 0 | -28.2071 | 11.3074 | 0 | 9.7996 | -3.8058 | -6.5559 | -7.1
4 | 29 | 9 | 0 | 0 | -7.5097 | 1.9946 | 0 | 1.9906 | 0 | 0 | -17.9362 | 6.2024 | 0 | 5.6324 | 0 | 0 | -25.9475 | 10.3276 | 0 | 8.9729 | -3.5245 | -6.1014 | -6.647
4 | 29 | 10 | 0 | 0 | -6.8502 | 1.814 | 0 | 1.8138 | 0 | 0 | -16.3612 | 5.6409 | 0 | 5.1321 | 0 | 0 | -23.6691 | 9.3925 | 0 | 8.1759 | -3.2225 | -5.5883 | -6.1007
4 | 29 | 11 | 0 | 0 | -6.104 | 1.6076 | 0 | 1.622 | 0 | 0 | -14.579 | 4.9991 | 0 | 4.5894 | 0 | 0 | -21.0908 | 8.3239 | 0 | 7.3113 | -2.8744 | -4.9905 | -5.4556
4 | 29 | 12 | 0 | 0 | -5.3674 | 1.4088 | 0 | 1.4376 | 0 | 0 | -12.8195 | 4.381 | 0 | 4.0675 | 0 | 0 | -18.5454 | 7.2947 | 0 | 6.48 | -2.521 | -4.371 | -4.7707
4 | 29 | 13 | 0 | 0 | -4.6222 | 1.2191 | 0 | 1.2631 | 0 | 0 | -11.0398 | 3.7909 | 0 | 3.574 | 0 | 0 | -15.9708 | 6.3121 | 0 | 5.6937 | -2.14 | -3.6749 | -3.965
4 | 29 | 14 | 0 | 0 | -6.3949 | 1.7132 | 0 | 1.764 | 0 | 0 | -15.2737 | 5.3273 | 0 | 4.991 | 0 | 0 | -22.0958 | 8.8704 | 0 | 7.9512 | -2.9178 | -4.9554 | -5.2742
4 | 29 | 15 | 0 | 0 | -8.214 | 2.2546 | 0 | 2.3193 | 0 | 0 | -19.6186 | 7.0109 | 0 | 6.5623 | 0 | 0 | -28.3814 | 11.6738 | 0 | 10.4544 | -3.6402 | -6.0453 | -6.2531
4 | 29 | 16 | 0 | 0 | -9.9845 | 2.831 | 0 | 2.9084 | 0 | 0 | -23.847 | 8.8035 | 0 | 8.2291 | 0 | 0 | -34.4985 | 14.6586 | 0 | 13.1098 | -4.245 | -6.8144 | -6.7301
4 | 29 | 17 | 0 | 0 | -11.511 | 3.3472 | 0 | 3.4316 | 0 | 0 | -27.493 | 10.4087 | 0 | 9.7096 | 0 | 0 | -39.773 | 17.3314 | 0 | 15.4683 | -4.7322 | -7.3747 | -6.9733
4 | 29 | 18 | 0 | 0 | -13.0239 | 3.8996 | 0 | 3.9884 | 0 | 0 | -31.1065 | 12.1263 | 0 | 11.2851 | 0 | 0 | -45.0004 | 20.1915 | 0 | 17.9783 | -5.1359 | -7.695 | -6.8306
4 | 29 | 19 | 0 | 0 | -14.5912 | 4.5047 | 0 | 4.599 | 0 | 0 | -34.8499 | 14.008 | 0 | 13.0128 | 0 | 0 | -50.4159 | 23.3246 | 0 | 20.7306 | -5.4875 | -7.8291 | -6.3607
4 | 29 | 20 | 0 | 0 | -15.2007 | 4.7428 | 0 | 4.8296 | 0 | 0 | -36.3056 | 14.7483 | 0 | 13.6653 | 0 | 0 | -52.5218 | 24.5572 | 0 | 21.7702 | -5.6283 | -7.892 | -6.1943
4 | 29 | 21 | 0 | 0 | -15.8613 | 5.018 | 0 | 5.0981 | 0 | 0 | -37.8834 | 15.6042 | 0 | 14.4248 | 0 | 0 | -54.8043 | 25.9824 | 0 | 22.9802 | -5.7452 | -7.8543 | -5.8417
4 | 29 | 22 | 0 | 0 | -16.4708 | 5.2444 | 0 | 5.3214 | 0 | 0 | -39.3392 | 16.3082 | 0 | 15.0567 | 0 | 0 | -56.9104 | 27.1545 | 0 | 23.9869 | -5.905 | -7.9743 | -5.769
4 | 29 | 23 | 0 | 0 | -16.7773 | 5.3905 | 0 | 5.4641 | 0 | 0 | -40.0712 | 16.7627 | 0 | 15.4606 | 0 | 0 | -57.9694 | 27.9113 | 0 | 24.6303 | -5.9226 | -7.848 | -5.4278
4 | 30 | 0 | 0 | 0 | -17.0383 | 5.4925 | 0 | 5.5668 | 0 | 0 | -40.6947 | 17.0796 | 0 | 15.7512 | 0 | 0 | -58.8713 | 28.4391 | 0 | 25.0932 | -5.979 | -7.8639 | -5.339
4 | 30 | 1 | 0 | 0 | -17.3326 | 5.6201 | 0 | 5.6916 | 0 | 0 | -41.3975 | 17.4767 | 0 | 16.1043 | 0 | 0 | -59.8881 | 29.1002 | 0 | 25.6557 | -6.0208 | -7.8166 | -5.1322
4 | 30 | 2 | 0 | 0 | -16.5046 | 5.2308 | 0 | 5.2914 | 0 | 0 | -39.42 | 16.2659 | 0 | 14.9719 | 0 | 0 | -57.0272 | 27.0842 | 0 | 23.8518 | -5.9824 | -8.1821 | -6.0913
4 | 30 | 3 | 0 | 0 | -15.6958 | 4.8241 | 0 | 4.8817 | 0 | 0 | -37.4881 | 15.0012 | 0 | 13.8126 | 0 | 0 | -54.2325 | 24.9784 | 0 | 22.0049 | -5.99 | -8.6742 | -7.2492
4 | 30 | 4 | 0 | 0 | -14.8659 | 4.4786 | 0 | 4.5219 | 0 | 0 | -35.5059 | 13.9269 | 0 | 12.7947 | 0 | 0 | -51.3649 | 23.1895 | 0 | 20.3832 | -5.8653 | -8.7844 | -7.7922
4 | 30 | 5 | 0 | 0 | -14.3401 | 4.2458 | 0 | 4.286 | 0 | 0 | -34.2501 | 13.203 | 0 | 12.1272 | 0 | 0 | -49.5483 | 21.9842 | 0 | 19.3198 | -5.8082 | -8.92 | -8.2443
4 | 30 | 6 | 0 | 0 | -13.8125 | 4.046 | 0 | 4.0771 | 0 | 0 | -32.9901 | 12.5817 | 0 | 11.5359 | 0 | 0 | -47.7254 | 20.9496 | 0 | 18.3778 | -5.6895 | -8.8725 | -8.398
4 | 30 | 7 | 0 | 0 | -13.2824 | 3.8633 | 0 | 3.8841 | 0 | 0 | -31.7239 | 12.0134 | 0 | 10.99 | 0 | 0 | -45.8937 | 20.0034 | 0 | 17.5082 | -5.535 | -8.7205 | -8.3821
4 | 30 | 8 | 0 | 0 | -13.4268 | 3.8832 | 0 | 3.9018 | 0 | 0 | -32.0689 | 12.0754 | 0 | 11.0399 | 0 | 0 | -46.3928 | 20.1065 | 0 | 17.5876 | -5.6419 | -8.9537 | -8.6986
4 | 30 | 9 | 0 | 0 | -13.5761 | 3.9462 | 0 | 3.9618 | 0 | 0 | -32.4254 | 12.2712 | 0 | 11.2099 | 0 | 0 | -46.9086 | 20.4327 | 0 | 17.8584 | -5.6681 | -8.9443 | -8.6174
4 | 30 | 10 | 0 | 0 | -13.7251 | 4.0202 | 0 | 4.031 | 0 | 0 | -32.7813 | 12.5013 | 0 | 11.4054 | 0 | 0 | -47.4234 | 20.8157 | 0 | 18.17 | -5.674 | -8.8746 | -8.4376
4 | 30 | 11 | 0 | 0 | -13.127 | 3.7968 | 0 | 3.8198 | 0 | 0 | -31.3527 | 11.8066 | 0 | 10.8081 | 0 | 0 | -45.3567 | 19.659 | 0 | 17.2184 | -5.5104 | -8.7381 | -8.4794
4 | 30 | 12 | 0 | 0 | -12.5531 | 3.5909 | 0 | 3.6272 | 0 | 0 | -29.9822 | 11.1665 | 0 | 10.263 | 0 | 0 | -43.374 | 18.5932 | 0 | 16.35 | -5.335 | -8.5527 | -8.4308
4 | 30 | 13 | 0 | 0 | -11.9784 | 3.3931 | 0 | 3.4404 | 0 | 0 | -28.6093 | 10.5513 | 0 | 9.7345 | 0 | 0 | -41.3879 | 17.5689 | 0 | 15.508 | -5.1449 | -8.3235 | -8.311
4 | 30 | 14 | 0 | 0 | -13.6555 | 3.9811 | 0 | 4.0375 | 0 | 0 | -32.6151 | 12.3797 | 0 | 11.4239 | 0 | 0 | -47.1829 | 20.6133 | 0 | 18.1994 | -5.637 | -8.8115 | -8.3703
4 | 30 | 15 | 0 | 0 | -15.3071 | 4.6285 | 0 | 4.6955 | 0 | 0 | -36.5598 | 14.3929 | 0 | 13.2856 | 0 | 0 | -52.8896 | 23.9654 | 0 | 21.1653 | -5.9832 | -8.8813 | -7.7588
4 | 30 | 16 | 0 | 0 | -16.9559 | 5.2903 | 0 | 5.3711 | 0 | 0 | -40.4977 | 16.4508 | 0 | 15.1972 | 0 | 0 | -58.5864 | 27.3921 | 0 | 24.2107 | -6.2946 | -8.8497 | -6.9836
4 | 30 | 17 | 0 | 0 | -18.4614 | 5.9512 | 0 | 6.0095 | 0 | 0 | -44.0936 | 18.506 | 0 | 17.0036 | 0 | 0 | -63.7885 | 30.8142 | 0 | 27.0885 | -6.5008 | -8.584 | -5.8858
4 | 30 | 18 | 0 | 0 | -19.9502 | 6.5955 | 0 | 6.6369 | 0 | 0 | -47.6493 | 20.5098 | 0 | 18.7789 | 0 | 0 | -68.9323 | 34.1506 | 0 | 29.9167 | -6.7177 | -8.3606 | -4.865
4 | 30 | 19 | 0 | 0 | -21.4579 | 7.2869 | 0 | 7.3109 | 0 | 0 | -51.2505 | 22.6598 | 0 | 20.6859 | 0 | 0 | -74.142 | 37.7306 | 0 | 32.9546 | -6.8601 | -7.9049 | -3.4568
4 | 30 | 20 | 0 | 0 | -22.1336 | 7.6128 | 0 | 7.6281 | 0 | 0 | -52.8643 | 23.6731 | 0 | 21.5835 | 0 | 0 | -76.4766 | 39.4179 | 0 | 34.3846 | -6.8927 | -7.6077 | -2.6741
4 | 30 | 21 | 0 | 0 | -22.8171 | 7.9589 | 0 | 7.9706 | 0 | 0 | -54.4967 | 24.7493 | 0 | 22.5524 | 0 | 0 | -78.8382 | 41.2098 | 0 | 35.9283 | -6.8876 | -7.195 | -1.7001
4 | 30 | 22 | 0 | 0 | -23.5344 | 8.2561 | 0 | 8.2683 | 0 | 0 | -56.2099 | 25.6735 | 0 | 23.3948 | 0 | 0 | -81.3165 | 42.7486 | 0 | 37.2703 | -7.01 | -7.1416 | -1.2976
4 | 30 | 23 | 0 | 0 | -23.8606 | 8.4574 | 0 | 8.4621 | 0 | 0 | -56.9892 | 26.2995 | 0 | 23.9433 | 0 | 0 | -82.4439 | 43.7911 | 0 | 38.144 | -6.9411 | -6.7464 | -0.50879
5 | 1 | 0 | 0 | 0 | -24.1894 | 8.6148 | 0 | 8.6248 | 0 | 0 | -57.7743 | 26.7891 | 0 | 24.4034 | 0 | 0 | -83.5797 | 44.6062 | 0 | 38.8771 | -6.9498 | -6.5818 | -0.096357
5 | 1 | 1 | 0 | 0 | -24.5162 | 8.771 | 0 | 8.7777 | 0 | 0 | -58.5549 | 27.2748 | 0 | 24.8361 | 0 | 0 | -84.7089 | 45.4149 | 0 | 39.5664 | -6.9675 | -6.444 | 0.27243
5 | 1 | 2 | 0 | 0 | -21.7395 | 7.4238 | 0 | 7.4415 | 0 | 0 | -51.9231 | 23.0854 | 0 | 21.0555 | 0 | 0 | -75.115 | 38.4392 | 0 | 33.5435 | -6.8742 | -7.7822 | -3.1323
5 | 1 | 3 | 0 | 0 | -18.9677 | 6.1408 | 0 | 6.1706 | 0 | 0 | -45.3027 | 19.0956 | 0 | 17.4594 | 0 | 0 | -65.5375 | 31.7959 | 0 | 27.8146 | -6.6563 | -8.7476 | -5.927
5 | 1 | 4 | 0 | 0 | -16.1968 | 4.9935 | 0 | 5.0316 | 0 | 0 | -38.6846 | 15.5279 | 0 | 14.2368 | 0 | 0 | -55.9635 | 25.8553 | 0 | 22.6807 | -6.1717 | -8.9199 | -7.4275
5 | 1 | 5 | 0 | 0 | -14.5363 | 4.3097 | 0 | 4.3423 | 0 | 0 | -34.7187 | 13.4016 | 0 | 12.2865 | 0 | 0 | -50.2261 | 22.3149 | 0 | 19.5736 | -5.8842 | -9.0305 | -8.3375
5 | 1 | 6 | 0 | 0 | -12.8323 | 3.6868 | 0 | 3.7132 | 0 | 0 | -30.6488 | 11.4645 | 0 | 10.5062 | 0 | 0 | -44.3383 | 19.0894 | 0 | 16.7375 | -5.4323 | -8.678 | -8.5114
5 | 1 | 7 | 0 | 0 | -11.1754 | 3.1255 | 0 | 3.145 | 0 | 0 | -26.6916 | 9.7191 | 0 | 8.8987 | 0 | 0 | -38.6137 | 16.1832 | 0 | 14.1765 | -4.905 | -8.0738 | -8.254
5 | 1 | 8 | 0 | 0 | -10.9446 | 3.0317 | 0 | 3.0291 | 0 | 0 | -26.1403 | 9.4275 | 0 | 8.5708 | 0 | 0 | -37.8161 | 15.6976 | 0 | 13.6541 | -4.8838 | -8.142 | -8.4644
5 | 1 | 9 | 0 | 0 | -10.7015 | 2.9445 | 0 | 2.9238 | 0 | 0 | -25.5596 | 9.1563 | 0 | 8.2728 | 0 | 0 | -36.9761 | 15.246 | 0 | 13.1793 | -4.8332 | -8.1306 | -8.5507
5 | 1 | 10 | 0 | 0 | -10.4122 | 2.8499 | 0 | 2.8098 | 0 | 0 | -24.8687 | 8.8623 | 0 | 7.9503 | 0 | 0 | -35.9765 | 14.7565 | 0 | 12.6657 | -4.7524 | -8.056 | -8.5543
5 | 1 | 11 | 0 | 0 | -10.8985 | 3.0044 | 0 | 2.9626 | 0 | 0 | -26.0301 | 9.3427 | 0 | 8.3824 | 0 | 0 | -37.6566 | 15.5565 | 0 | 13.354 | -4.9315 | -8.3049 | -8.7461
5 | 1 | 12 | 0 | 0 | -11.3451 | 3.1442 | 0 | 3.1068 | 0 | 0 | -27.0968 | 9.7773 | 0 | 8.7907 | 0 | 0 | -39.1998 | 16.2801 | 0 | 14.0044 | -5.094 | -8.5288 | -8.9152
5 | 1 | 13 | 0 | 0 | -11.7978 | 3.3078 | 0 | 3.269 | 0 | 0 | -28.178 | 10.2861 | 0 | 9.2495 | 0 | 0 | -40.7639 | 17.1272 | 0 | 14.7355 | -5.221 | -8.6424 | -8.9012
5 | 1 | 14 | 0 | 0 | -13.7242 | 3.9986 | 0 | 3.9632 | 0 | 0 | -32.7792 | 12.4343 | 0 | 11.2139 | 0 | 0 | -47.4203 | 20.7043 | 0 | 17.8648 | -5.7623 | -9.131 | -8.8512
5 | 1 | 15 | 0 | 0 | -15.6163 | 4.7252 | 0 | 4.6954 | 0 | 0 | -37.2983 | 14.6936 | 0 | 13.2855 | 0 | 0 | -53.958 | 24.4661 | 0 | 21.1652 | -6.1958 | -9.3192 | -8.3267
5 | 1 | 16 | 0 | 0 | -17.4867 | 5.4895 | 0 | 5.4673 | 0 | 0 | -41.7655 | 17.0706 | 0 | 15.4695 | 0 | 0 | -60.4205 | 28.424 | 0 | 24.6445 | -6.5299 | -9.2255 | -7.352
5 | 1 | 17 | 0 | 0 | -18.5942 | 5.9948 | 0 | 5.9843 | 0 | 0 | -44.4108 | 18.6417 | 0 | 16.9323 | 0 | 0 | -64.2472 | 31.0402 | 0 | 26.9749 | -6.6151 | -8.8367 | -6.2322
5 | 1 | 18 | 0 | 0 | -19.6568 | 6.4631 | 0 | 6.4663 | 0 | 0 | -46.9485 | 20.0978 | 0 | 18.2963 | 0 | 0 | -67.9185 | 33.4647 | 0 | 29.1478 | -6.7274 | -8.5544 | -5.3061
5 | 1 | 19 | 0 | 0 | -20.7702 | 6.968 | 0 | 6.9871 | 0 | 0 | -49.6079 | 21.668 | 0 | 19.7696 | 0 | 0 | -71.7658 | 36.0791 | 0 | 31.495 | -6.8152 | -8.1703 | -4.1916
5 | 1 | 20 | 0 | 0 | -21.1027 | 7.1142 | 0 | 7.1574 | 0 | 0 | -50.4021 | 22.1226 | 0 | 20.2515 | 0 | 0 | -72.9146 | 36.8361 | 0 | 32.2627 | -6.8311 | -8.0279 | -3.8158
5 | 1 | 21 | 0 | 0 | -21.4657 | 7.3461 | 0 | 7.3979 | 0 | 0 | -51.2691 | 22.8436 | 0 | 20.932 | 0 | 0 | -74.1689 | 38.0367 | 0 | 33.3467 | -6.7218 | -7.4935 | -2.7854
5 | 1 | 22 | 0 | 0 | -21.7993 | 7.5068 | 0 | 7.5831 | 0 | 0 | -52.0659 | 23.3435 | 0 | 21.4562 | 0 | 0 | -75.3216 | 38.869 | 0 | 34.1819 | -6.7094 | -7.2662 | -2.2707
5 | 1 | 23 | 0 | 0 | -22.4028 | 7.7867 | 0 | 7.8522 | 0 | 0 | -53.5073 | 24.2139 | 0 | 22.2176 | 0 | 0 | -77.4068 | 40.3183 | 0 | 35.3948 | -6.7639 | -7.0758 | -1.6937
5 | 2 | 0 | 0 | 0 | -23.0442 | 8.0991 | 0 | 8.1552 | 0 | 0 | -55.0391 | 25.1854 | 0 | 23.0748 | 0 | 0 | -79.6228 | 41.9359 | 0 | 36.7605 | -6.7899 | -6.7789 | -0.92647
5 | 2 | 1 | 0 | 0 | -23.6387 | 8.3775 | 0 | 8.429 | 0 | 0 | -56.4592 | 26.051 | 0 | 23.8496 | 0 | 0 | -81.6772 | 43.3773 | 0 | 37.9948 | -6.8322 | -6.5585 | -0.30498
5 | 2 | 2 | 0 | 0 | -20.1407 | 6.7151 | 0 | 6.7521 | 0 | 0 | -48.1043 | 20.8817 | 0 | 19.1048 | 0 | 0 | -69.5906 | 34.7699 | 0 | 30.4359 | -6.6734 | -8.1178 | -4.3848
5 | 2 | 3 | 0 | 0 | -16.5889 | 5.1383 | 0 | 5.1706 | 0 | 0 | -39.6213 | 15.9784 | 0 | 14.6302 | 0 | 0 | -57.3185 | 26.6054 | 0 | 23.3073 | -6.28 | -9.0128 | -7.4058
5 | 2 | 4 | 0 | 0 | -13.0843 | 3.7922 | 0 | 3.8107 | 0 | 0 | -31.2507 | 11.7924 | 0 | 10.7824 | 0 | 0 | -45.2091 | 19.6354 | 0 | 17.1774 | -5.4813 | -8.676 | -8.3964
5 | 2 | 5 | 0 | 0 | -10.4187 | 2.8718 | 0 | 2.8921 | 0 | 0 | -24.8843 | 8.9302 | 0 | 8.1831 | 0 | 0 | -35.9991 | 14.8696 | 0 | 13.0365 | -4.6549 | -7.771 | -8.093
5 | 2 | 6 | 0 | 0 | -7.7427 | 2.0334 | 0 | 2.0531 | 0 | 0 | -18.4929 | 6.3232 | 0 | 5.8091 | 0 | 0 | -26.7529 | 10.5287 | 0 | 9.2545 | -3.6562 | -6.3605 | -6.9696
5 | 2 | 7 | 0 | 0 | -5.0429 | 1.268 | 0 | 1.2891 | 0 | 0 | -12.0445 | 3.943 | 0 | 3.6476 | 0 | 0 | -17.4243 | 6.5654 | 0 | 5.8109 | -2.4858 | -4.454 | -5.048
5 | 2 | 8 | 0 | 0 | -4.598 | 1.1547 | 0 | 1.1655 | 0 | 0 | -10.9819 | 3.5907 | 0 | 3.2979 | 0 | 0 | -15.8871 | 5.9788 | 0 | 5.2538 | -2.2778 | -4.0934 | -4.6544
5 | 2 | 9 | 0 | 0 | -4.2364 | 1.0552 | 0 | 1.0551 | 0 | 0 | -10.1184 | 3.2813 | 0 | 2.9853 | 0 | 0 | -14.6378 | 5.4637 | 0 | 4.7559 | -2.1261 | -3.8517 | -4.4182
5 | 2 | 10 | 0 | 0 | -3.9276 | 0.9763 | 0 | 0.96216 | 0 | 0 | -9.3807 | 3.036 | 0 | 2.7224 | 0 | 0 | -13.5706 | 5.0551 | 0 | 4.3371 | -1.9891 | -3.6223 | -4.1785
5 | 2 | 11 | 0 | 0 | -3.6017 | 0.89493 | 0 | 0.86966 | 0 | 0 | -8.6024 | 2.7829 | 0 | 2.4607 | 0 | 0 | -12.4447 | 4.6338 | 0 | 3.9201 | -1.8371 | -3.3588 | -3.8908
5 | 2 | 12 | 0 | 0 | -3.2977 | 0.81689 | 0 | 0.79119 | 0 | 0 | -7.8762 | 2.5402 | 0 | 2.2386 | 0 | 0 | -11.3942 | 4.2297 | 0 | 3.5664 | -1.6896 | -3.0973 | -3.5981
5 | 2 | 13 | 0 | 0 | -3.1089 | 0.77801 | 0 | 0.76074 | 0 | 0 | -7.4254 | 2.4193 | 0 | 2.1525 | 0 | 0 | -10.742 | 4.0284 | 0 | 3.4291 | -1.5702 | -2.8536 | -3.2845
5 | 2 | 14 | 0 | 0 | -5.3593 | 1.3873 | 0 | 1.3481 | 0 | 0 | -12.8002 | 4.3141 | 0 | 3.8143 | 0 | 0 | -18.5175 | 7.1834 | 0 | 6.0765 | -2.6239 | -4.6717 | -5.2575
5 | 2 | 15 | 0 | 0 | -8.235 | 2.2283 | 0 | 2.1808 | 0 | 0 | -19.6687 | 6.9293 | 0 | 6.1706 | 0 | 0 | -28.4538 | 11.5379 | 0 | 9.8304 | -3.8258 | -6.5687 | -7.0855
5 | 2 | 16 | 0 | 0 | -11.1212 | 3.1709 | 0 | 3.1119 | 0 | 0 | -26.562 | 9.8604 | 0 | 8.8049 | 0 | 0 | -38.4262 | 16.4185 | 0 | 14.0272 | -4.8384 | -7.8967 | -7.9806
5 | 2 | 17 | 0 | 0 | -11.3638 | 3.2554 | 0 | 3.2286 | 0 | 0 | -27.1414 | 10.123 | 0 | 9.1351 | 0 | 0 | -39.2644 | 16.8557 | 0 | 14.5531 | -4.8799 | -7.8833 | -7.8556
5 | 2 | 18 | 0 | 0 | -11.6533 | 3.3643 | 0 | 3.3728 | 0 | 0 | -27.833 | 10.4618 | 0 | 9.5431 | 0 | 0 | -40.2648 | 17.4198 | 0 | 15.2031 | -4.9162 | -7.8281 | -7.6419
5 | 2 | 19 | 0 | 0 | -11.8908 | 3.4534 | 0 | 3.496 | 0 | 0 | -28.4003 | 10.7389 | 0 | 9.8919 | 0 | 0 | -41.0855 | 17.8812 | 0 | 15.7588 | -4.9414 | -7.7695 | -7.4455
5 | 2 | 20 | 0 | 0 | -12.1438 | 3.5419 | 0 | 3.59 | 0 | 0 | -29.0046 | 11.0141 | 0 | 10.1579 | 0 | 0 | -41.9597 | 18.3395 | 0 | 16.1826 | -5.0119 | -7.8325 | -7.4376
5 | 2 | 21 | 0 | 0 | -12.4011 | 3.6188 | 0 | 3.6697 | 0 | 0 | -29.619 | 11.253 | 0 | 10.3833 | 0 | 0 | -42.8486 | 18.7373 | 0 | 16.5416 | -5.1126 | -7.9827 | -7.5697
5 | 2 | 22 | 0 | 0 | -12.6586 | 3.7117 | 0 | 3.7701 | 0 | 0 | -30.2341 | 11.5422 | 0 | 10.6673 | 0 | 0 | -43.7385 | 19.2188 | 0 | 16.9941 | -5.1768 | -8.0246 | -7.5255
5 | 2 | 23 | 0 | 0 | -12.9215 | 3.7981 | 0 | 3.863 | 0 | 0 | -30.8618 | 11.8109 | 0 | 10.9303 | 0 | 0 | -44.6466 | 19.6661 | 0 | 17.413 | -5.2603 | -8.1207 | -7.5674
5 | 3 | 0 | 0 | 0 | -13.1903 | 3.8874 | 0 | 3.9564 | 0 | 0 | -31.5038 | 12.0885 | 0 | 11.1944 | 0 | 0 | -45.5753 | 20.1284 | 0 | 17.8338 | -5.3465 | -8.221 | -7.6131
5 | 3 | 1 | 0 | 0 | -13.51 | 4.0058 | 0 | 4.0849 | 0 | 0 | -32.2675 | 12.4568 | 0 | 11.5581 | 0 | 0 | -46.6801 | 20.7416 | 0 | 18.4133 | -5.4192 | -8.2526 | -7.5252
5 | 3 | 2 | 0 | 0 | -11.7989 | 3.4013 | 0 | 3.48 | 0 | 0 | -28.1807 | 10.5768 | 0 | 9.8464 | 0 | 0 | -40.7679 | 17.6113 | 0 | 15.6863 | -4.9177 | -7.7575 | -7.4702
5 | 3 | 3 | 0 | 0 | -10.1244 | 2.8705 | 0 | 2.9545 | 0 | 0 | -24.1812 | 8.9262 | 0 | 8.3597 | 0 | 0 | -34.9819 | 14.863 | 0 | 13.3178 | -4.2994 | -6.8953 | -6.8012
5 | 3 | 4 | 0 | 0 | -8.4641 | 2.3947 | 0 | 2.4802 | 0 | 0 | -20.2158 | 7.4468 | 0 | 7.0177 | 0 | 0 | -29.2454 | 12.3995 | 0 | 11.18 | -3.5891 | -5.7513 | -5.6659
5 | 3 | 5 | 0 | 0 | -8.1221 | 2.2859 | 0 | 2.351 | 0 | 0 | -19.399 | 7.1085 | 0 | 6.652 | 0 | 0 | -28.0637 | 11.8362 | 0 | 10.5973 | -3.4852 | -5.6385 | -5.6302
5 | 3 | 6 | 0 | 0 | -7.8125 | 2.2105 | 0 | 2.2608 | 0 | 0 | -18.6594 | 6.8738 | 0 | 6.3968 | 0 | 0 | -26.9938 | 11.4455 | 0 | 10.1908 | -3.3412 | -5.3887 | -5.3575
5 | 3 | 7 | 0 | 0 | -7.676 | 2.1749 | 0 | 2.2242 | 0 | 0 | -18.3335 | 6.7632 | 0 | 6.2932 | 0 | 0 | -26.5222 | 11.2613 | 0 | 10.0257 | -3.2769 | -5.277 | -5.2352
5 | 3 | 8 | 0 | 0 | -8.237 | 2.346 | 0 | 2.3807 | 0 | 0 | -19.6735 | 7.2952 | 0 | 6.736 | 0 | 0 | -28.4608 | 12.1471 | 0 | 10.7312 | -3.5104 | -5.6423 | -5.5826
5 | 3 | 9 | 0 | 0 | -8.8529 | 2.5203 | 0 | 2.5387 | 0 | 0 | -21.1444 | 7.8371 | 0 | 7.1832 | 0 | 0 | -30.5888 | 13.0495 | 0 | 11.4435 | -3.7939 | -6.1242 | -6.0958
5 | 3 | 10 | 0 | 0 | -9.4525 | 2.724 | 0 | 2.7255 | 0 | 0 | -22.5766 | 8.4707 | 0 | 7.7118 | 0 | 0 | -32.6606 | 14.1045 | 0 | 12.2856 | -4.003 | -6.3941 | -6.2705
5 | 3 | 11 | 0 | 0 | -10.4493 | 3.031 | 0 | 3.0143 | 0 | 0 | -24.9573 | 9.4253 | 0 | 8.5289 | 0 | 0 | -36.1047 | 15.6939 | 0 | 13.5874 | -4.404 | -7.0032 | -6.8234
5 | 3 | 12 | 0 | 0 | -11.4776 | 3.3463 | 0 | 3.3236 | 0 | 0 | -27.4132 | 10.4057 | 0 | 9.4041 | 0 | 0 | -39.6576 | 17.3264 | 0 | 14.9817 | -4.8077 | -7.6034 | -7.3495
5 | 3 | 13 | 0 | 0 | -12.5232 | 3.6896 | 0 | 3.6808 | 0 | 0 | -29.9107 | 11.4733 | 0 | 10.4147 | 0 | 0 | -43.2705 | 19.104 | 0 | 16.5917 | -5.1528 | -8.0227 | -7.5748
5 | 3 | 14 | 0 | 0 | -13.6361 | 4.1051 | 0 | 4.1005 | 0 | 0 | -32.5686 | 12.7654 | 0 | 11.6023 | 0 | 0 | -47.1157 | 21.2555 | 0 | 18.4836 | -5.4305 | -8.201 | -7.3767
5 | 3 | 15 | 0 | 0 | -14.763 | 4.5849 | 0 | 4.5839 | 0 | 0 | -35.2602 | 14.2575 | 0 | 12.9701 | 0 | 0 | -51.0095 | 23.7399 | 0 | 20.6627 | -5.5941 | -8.0326 | -6.6069
5 | 3 | 16 | 0 | 0 | -15.9357 | 5.0519 | 0 | 5.0603 | 0 | 0 | -38.0612 | 15.7097 | 0 | 14.3179 | 0 | 0 | -55.0616 | 26.158 | 0 | 22.8098 | -5.8235 | -8.0336 | -6.0937
5 | 3 | 17 | 0 | 0 | -16.5215 | 5.2721 | 0 | 5.2969 | 0 | 0 | -39.4602 | 16.3942 | 0 | 14.9873 | 0 | 0 | -57.0855 | 27.2979 | 0 | 23.8763 | -5.9526 | -8.0787 | -5.9113
5 | 3 | 18 | 0 | 0 | -17.1373 | 5.5291 | 0 | 5.5608 | 0 | 0 | -40.9311 | 17.1935 | 0 | 15.7341 | 0 | 0 | -59.2133 | 28.6288 | 0 | 25.066 | -6.0474 | -8.0035 | -5.5186
5 | 3 | 19 | 0 | 0 | -17.7651 | 5.7974 | 0 | 5.8429 | 0 | 0 | -42.4305 | 18.0277 | 0 | 16.5323 | 0 | 0 | -61.3824 | 30.0178 | 0 | 26.3376 | -6.1248 | -7.8705 | -5.0271
5 | 3 | 20 | 0 | 0 | -18.0978 | 5.9086 | 0 | 5.9577 | 0 | 0 | -43.2252 | 18.3737 | 0 | 16.857 | 0 | 0 | -62.5321 | 30.5939 | 0 | 26.8549 | -6.2316 | -7.9945 | -5.0834
5 | 3 | 21 | 0.011878 | -0.1583 | -18.4696 | 6.0623 | 0.048138 | 6.1045 | 0.035243 | -0.46967 | -44.113 | 18.8515 | 0.14283 | 17.2726 | 0.061978 | -0.79146 | -63.8165 | 31.3894 | 0.24068 | 27.5169 | -6.401 | -8.2806 | -5.399
5 | 3 | 22 | 0.011301 | -0.15274 | -18.8131 | 6.1687 | 0.045798 | 6.2129 | 0.033529 | -0.45319 | -44.9336 | 19.1823 | 0.13588 | 17.5791 | 0.058965 | -0.76369 | -65.0036 | 31.9403 | 0.22898 | 28.0053 | -6.5273 | -8.456 | -5.5338
5 | 3 | 23 | 0.011198 | -0.15136 | -18.9955 | 6.2761 | 0.045381 | 6.3129 | 0.033225 | -0.44907 | -45.3691 | 19.5164 | 0.13465 | 17.8622 | 0.058429 | -0.75675 | -65.6336 | 32.4965 | 0.2269 | 28.4563 | -6.5012 | -8.2717 | -5.1522
5 | 4 | 0 | 0.010993 | -0.14858 | -19.1722 | 6.3371 | 0.044549 | 6.3747 | 0.032615 | -0.44083 | -45.7913 | 19.7062 | 0.13218 | 18.0371 | 0.057357 | -0.74286 | -66.2444 | 32.8126 | 0.22273 | 28.7348 | -6.5534 | -8.324 | -5.1597
5 | 4 | 1 | 0.01089 | -0.14719 | -19.3579 | 6.402 | 0.044132 | 6.4431 | 0.03231 | -0.43671 | -46.2347 | 19.908 | 0.13094 | 18.2306 | 0.056821 | -0.73592 | -66.8858 | 33.1486 | 0.22065 | 29.0432 | -6.6049 | -8.3695 | -5.1524
5 | 4 | 2 | 0.010376 | -0.14025 | -18.4449 | 6.0126 | 0.042051 | 6.0406 | 0.030786 | -0.41611 | -44.054 | 18.6969 | 0.12476 | 17.0918 | 0.05414 | -0.70121 | -63.7312 | 31.132 | 0.21024 | 27.2289 | -6.4795 | -8.5259 | -5.8071
5 | 4 | 3 | 0.0096213 | -0.13192 | -17.485 | 5.6169 | 0.038991 | 5.6299 | 0.028546 | -0.39139 | -41.7616 | 17.4667 | 0.11569 | 15.9295 | 0.050202 | -0.65955 | -60.4147 | 29.0835 | 0.19495 | 25.3773 | -6.3215 | -8.6126 | -6.3683
5 | 4 | 4 | 0.0089841 | -0.12497 | -16.5723 | 5.2597 | 0.036409 | 5.2599 | 0.026656 | -0.37079 | -39.5817 | 16.3557 | 0.10802 | 14.8827 | 0.046877 | -0.62484 | -57.2612 | 27.2338 | 0.18204 | 23.7097 | -6.1323 | -8.5793 | -6.7137
5 | 4 | 5 | 0.0081855 | -0.11386 | -15.1473 | 4.7287 | 0.033173 | 4.7144 | 0.024286 | -0.33783 | -36.1781 | 14.7046 | 0.098423 | 13.3392 | 0.04271 | -0.5693 | -52.3373 | 24.4845 | 0.16586 | 21.2506 | -5.7767 | -8.3494 | -6.9629
5 | 4 | 6 | 0.0073781 | -0.10414 | -13.7111 | 4.1826 | 0.0299 | 4.1606 | 0.021891 | -0.30899 | -32.7479 | 13.0063 | 0.088714 | 11.7722 | 0.038497 | -0.5207 | -47.3751 | 21.6566 | 0.1495 | 18.7543 | -5.4349 | -8.1678 | -7.2968
5 | 4 | 7 | 0.0064944 | -0.093035 | -12.3245 | 3.7157 | 0.026319 | 3.6836 | 0.019269 | -0.27603 | -29.4361 | 11.5546 | 0.078088 | 10.4226 | 0.033886 | -0.46516 | -42.584 | 19.2394 | 0.13159 | 16.6043 | -4.9854 | -7.6376 | -7.04
5 | 4 | 8 | 0.0056341 | -0.081926 | -11.2695 | 3.3518 | 0.022833 | 3.3133 | 0.016716 | -0.24307 | -26.9163 | 10.4229 | 0.067744 | 9.3748 | 0.029397 | -0.40962 | -38.9386 | 17.355 | 0.11416 | 14.935 | -4.6579 | -7.2772 | -6.9146
5 | 4 | 9 | 0.0047031 | -0.069429 | -10.2211 | 3.0117 | 0.01906 | 2.9745 | 0.013954 | -0.206 | -24.4122 | 9.3653 | 0.05655 | 8.4164 | 0.02454 | -0.34713 | -35.3161 | 15.594 | 0.095295 | 13.4081 | -4.2805 | -6.766 | -6.5412
5 | 4 | 10 | 0.0039506 | -0.058321 | -9.1809 | 2.6582 | 0.01601 | 2.6253 | 0.011721 | -0.17304 | -21.9278 | 8.2659 | 0.047502 | 7.4281 | 0.020613 | -0.29159 | -31.7221 | 13.7635 | 0.080047 | 11.8337 | -3.9358 | -6.3476 | -6.3158
5 | 4 | 11 | 0.0032423 | -0.0486 | -8.3825 | 2.4044 | 0.01314 | 2.3816 | 0.0096199 | -0.1442 | -20.021 | 7.4767 | 0.038985 | 6.7385 | 0.016917 | -0.24299 | -28.9636 | 12.4494 | 0.065696 | 10.7351 | -3.6289 | -5.9014 | -5.9395
5 | 4 | 12 | 0.0024629 | -0.037492 | -7.5982 | 2.1632 | 0.0099813 | 2.1561 | 0.0073075 | -0.11124 | -18.1476 | 6.7268 | 0.029614 | 6.1006 | 0.012851 | -0.18745 | -26.2534 | 11.2007 | 0.049904 | 9.7189 | -3.3039 | -5.3946 | -5.4586
5 | 4 | 13 | 0.0017962 | -0.027772 | -6.8194 | 1.9292 | 0.0072793 | 1.9384 | 0.0053293 | -0.082398 | -16.2876 | 5.9992 | 0.021598 | 5.4847 | 0.0093722 | -0.13885 | -23.5627 | 9.9891 | 0.036395 | 8.7376 | -2.9705 | -4.8593 | -4.929
5 | 4 | 14 | 0.0028718 | -0.043046 | -9.1692 | 2.6229 | 0.011638 | 2.6291 | 0.0085205 | -0.12772 | -21.8998 | 8.1564 | 0.03453 | 7.4389 | 0.014984 | -0.21522 | -31.6816 | 13.5812 | 0.058188 | 11.851 | -3.9457 | -6.3891 | -6.3915
5 | 4 | 15 | 0.0039506 | -0.058321 | -11.4719 | 3.3629 | 0.01601 | 3.3659 | 0.011721 | -0.17304 | -27.3997 | 10.4573 | 0.047502 | 9.5236 | 0.020613 | -0.29159 | -39.6381 | 17.4123 | 0.080047 | 15.1721 | -4.7816 | -7.5326 | -7.2446
5 | 4 | 16 | 0.0050611 | -0.073595 | -13.781 | 4.1809 | 0.020511 | 4.1849 | 0.015016 | -0.21836 | -32.9149 | 13.001 | 0.060855 | 11.841 | 0.026408 | -0.36796 | -47.6166 | 21.6479 | 0.10255 | 18.8638 | -5.4633 | -8.2153 | -7.3439
5 | 4 | 17 | 0.0052521 | -0.076372 | -14.7261 | 4.5141 | 0.021285 | 4.5081 | 0.015583 | -0.2266 | -35.1722 | 14.0373 | 0.063152 | 12.7556 | 0.027404 | -0.38184 | -50.8821 | 23.3734 | 0.10642 | 20.3209 | -5.7537 | -8.5271 | -7.4358
5 | 4 | 18 | 0.0054431 | -0.079149 | -15.6759 | 4.8693 | 0.022059 | 4.8559 | 0.01615 | -0.23483 | -37.4407 | 15.1418 | 0.065448 | 13.7396 | 0.028401 | -0.39573 | -54.1639 | 25.2125 | 0.11029 | 21.8885 | -6.0024 | -8.7125 | -7.3199
5 | 4 | 19 | 0.0056341 | -0.081926 | -16.5796 | 5.209 | 0.022833 | 5.1823 | 0.016716 | -0.24307 | -39.599 | 16.1981 | 0.067744 | 14.6631 | 0.029397 | -0.40962 | -57.2863 | 26.9712 | 0.11416 | 23.3598 | -6.2418 | -8.8965 | -7.2214
5 | 4 | 20 | 0.0054431 | -0.079149 | -16.7158 | 5.2758 | 0.022059 | 5.2649 | 0.01615 | -0.23483 | -39.9243 | 16.406 | 0.065448 | 14.8968 | 0.028401 | -0.39573 | -57.7569 | 27.3175 | 0.11029 | 23.7321 | -6.2267 | -8.7748 | -6.9644
5 | 4 | 21 | 0.0051566 | -0.074984 | -16.8213 | 5.3174 | 0.020898 | 5.3201 | 0.0153 | -0.22248 | -40.1762 | 16.5353 | 0.062003 | 15.0531 | 0.026906 | -0.3749 | -58.1213 | 27.5328 | 0.10448 | 23.9811 | -6.2326 | -8.7329 | -6.8509
5 | 4 | 22 | 0.0049657 | -0.072206 | -16.9437 | 5.3654 | 0.020124 | 5.3836 | 0.014733 | -0.21424 | -40.4687 | 16.6844 | 0.059707 | 15.2326 | 0.025909 | -0.36102 | -58.5445 | 27.7809 | 0.10061 | 24.267 | -6.2419 | -8.6916 | -6.731
5 | 4 | 23 | 0.0043268 | -0.063875 | -16.9548 | 5.4081 | 0.017535 | 5.4317 | 0.012838 | -0.18952 | -40.4951 | 16.8174 | 0.052026 | 15.3687 | 0.022576 | -0.31936 | -58.5827 | 28.0024 | 0.087671 | 24.4839 | -6.157 | -8.4337 | -6.3055
5 | 5 | 0 | 0.0037055 | -0.055543 | -16.9411 | 5.3956 | 0.015017 | 5.4278 | 0.010994 | -0.1648 | -40.4624 | 16.7785 | 0.044555 | 15.3578 | 0.019334 | -0.27771 | -58.5353 | 27.9377 | 0.075081 | 24.4666 | -6.1545 | -8.4353 | -6.3143
5 | 5 | 1 | 0.0031497 | -0.047212 | -16.9412 | 5.38 | 0.012764 | 5.4224 | 0.009345 | -0.14008 | -40.4627 | 16.7299 | 0.037872 | 15.3426 | 0.016434 | -0.23605 | -58.5357 | 27.8568 | 0.063819 | 24.4423 | -6.1701 | -8.483 | -6.3924
5 | 5 | 2 | 0.0013472 | -0.020829 | -14.0874 | 4.2364 | 0.0054595 | 4.2744 | 0.003997 | -0.061799 | -33.6465 | 13.1738 | 0.016198 | 12.0943 | 0.0070291 | -0.10414 | -48.675 | 21.9356 | 0.027296 | 19.2675 | -5.5905 | -8.42 | -7.5418
5 | 5 | 3 | 0 | 0 | -11.2383 | 3.2368 | 0 | 3.2647 | 0 | 0 | -26.8418 | 10.0654 | 0 | 9.2373 | 0 | 0 | -38.8309 | 16.7598 | 0 | 14.7159 | -4.7368 | -7.5391 | -7.3552
5 | 5 | 4 | 0 | 0 | -8.338 | 2.2863 | 0 | 2.3119 | 0 | 0 | -19.9147 | 7.1096 | 0 | 6.5415 | 0 | 0 | -28.8097 | 11.8382 | 0 | 10.4212 | -3.7398 | -6.2635 | -6.5503
5 | 5 | 5 | 0 | 0 | -6.0358 | 1.5598 | 0 | 1.5925 | 0 | 0 | -14.4161 | 4.8505 | 0 | 4.5058 | 0 | 0 | -20.8552 | 8.0764 | 0 | 7.1782 | -2.8836 | -5.0598 | -5.6005
5 | 5 | 6 | 0 | 0 | -3.78 | 0.93582 | 0 | 0.97205 | 0 | 0 | -9.0281 | 2.9101 | 0 | 2.7504 | 0 | 0 | -13.0606 | 4.8455 | 0 | 4.3816 | -1.8721 | -3.3677 | -3.8335
5 | 5 | 7 | 0 | 0 | -1.516 | 0.37026 | 0 | 0.41019 | 0 | 0 | -3.6207 | 1.1514 | 0 | 1.1606 | 0 | 0 | -5.238 | 1.9171 | 0 | 1.849 | -0.73551 | -1.3088 | -1.4719
5 | 5 | 8 | 0 | 0 | -1.94 | 0.47285 | 0 | 0.50798 | 0 | 0 | -4.6335 | 1.4704 | 0 | 1.4373 | 0 | 0 | -6.7031 | 2.4483 | 0 | 2.2898 | -0.95917 | -1.7258 | -1.965
5 | 5 | 9 | 0 | 0 | -2.4505 | 0.59821 | 0 | 0.62617 | 0 | 0 | -5.8527 | 1.8602 | 0 | 1.7717 | 0 | 0 | -8.4669 | 3.0974 | 0 | 2.8225 | -1.2261 | -2.2208 | -2.5469
5 | 5 | 10 | 0 | 0 | -2.914 | 0.714 | 0 | 0.73536 | 0 | 0 | -6.9598 | 2.2203 | 0 | 2.0807 | 0 | 0 | -10.0685 | 3.697 | 0 | 3.3147 | -1.4646 | -2.6588 | -3.0568
5 | 5 | 11 | 0 | 0 | -3.426 | 0.85516 | 0 | 0.87828 | 0 | 0 | -8.1827 | 2.6593 | 0 | 2.4851 | 0 | 0 | -11.8376 | 4.4279 | 0 | 3.9589 | -1.6926 | -3.0384 | -3.4508
5 | 5 | 12 | 0 | 0 | -3.8947 | 0.98427 | 0 | 1.012 | 0 | 0 | -9.3022 | 3.0607 | 0 | 2.8634 | 0 | 0 | -13.457 | 5.0964 | 0 | 4.5616 | -1.8984 | -3.378 | -3.799
5 | 5 | 13 | 0 | 0 | -4.3648 | 1.1302 | 0 | 1.1647 | 0 | 0 | -10.4249 | 3.5144 | 0 | 3.2954 | 0 | 0 | -15.0813 | 5.8518 | 0 | 5.2499 | -2.07 | -3.6151 | -3.9796
5 | 5 | 14 | 0 | 0 | -7.0533 | 1.8652 | 0 | 1.9113 | 0 | 0 | -16.8463 | 5.8001 | 0 | 5.4079 | 0 | 0 | -24.3708 | 9.6576 | 0 | 8.6153 | -3.2769 | -5.6384 | -6.0979
5 | 5 | 15 | 8.8409e-05 | -0.0013886 | -9.7385 | 2.6965 | 0.0003583 | 2.758 | 0.00026231 | -0.00412 | -23.2595 | 8.3851 | 0.0010631 | 7.8037 | 0.0004613 | -0.0069429 | -33.6486 | 13.9619 | 0.0017914 | 12.432 | -4.2849 | -7.0735 | -7.2593
5 | 5 | 16 | 0.00061887 | -0.0097201 | -12.4317 | 3.5995 | 0.002508 | 3.6793 | 0.0018362 | -0.028839 | -29.6921 | 11.1932 | 0.0074413 | 10.4104 | 0.0032291 | -0.048599 | -42.9544 | 18.6377 | 0.01254 | 16.5849 | -5.1595 | -8.1081 | -7.7647
5 | 5 | 17 | 0.00035364 | -0.0055544 | -13.7408 | 4.0833 | 0.0014332 | 4.1681 | 0.0010492 | -0.01648 | -32.8189 | 12.6978 | 0.0042522 | 11.7935 | 0.0018452 | -0.027771 | -47.4777 | 21.1429 | 0.0071655 | 18.7882 | -5.4932 | -8.3388 | -7.5654
5 | 5 | 18 | 0.00017682 | -0.0027772 | -15.0501 | 4.5843 | 0.00071659 | 4.6783 | 0.00052462 | -0.00824 | -35.946 | 14.2556 | 0.0021261 | 13.2371 | 0.0009226 | -0.013885 | -52.0016 | 23.7369 | 0.0035828 | 21.088 | -5.7894 | -8.4588 | -7.186
5 | 5 | 19 | 0 | 0 | -16.3213 | 5.1008 | 0 | 5.2035 | 0 | 0 | -38.982 | 15.8618 | 0 | 14.7231 | 0 | 0 | -56.3937 | 26.4113 | 0 | 23.4553 | -6.0169 | -8.3971 | -6.527
5 | 5 | 20 | 0 | 0 | -17.0858 | 5.4234 | 0 | 5.5279 | 0 | 0 | -40.8081 | 16.865 | 0 | 15.6411 | 0 | 0 | -59.0354 | 28.0817 | 0 | 24.9178 | -6.1345 | -8.3021 | -6.0359
5 | 5 | 21 | 0 | 0 | -17.8577 | 5.7486 | 0 | 5.8524 | 0 | 0 | -42.6516 | 17.876 | 0 | 16.5591 | 0 | 0 | -61.7023 | 29.7652 | 0 | 26.3803 | -6.2567 | -8.2164 | -5.5568
5 | 5 | 22 | 0 | 0 | -18.5776 | 6.06 | 0 | 6.166 | 0 | 0 | -44.3711 | 18.8443 | 0 | 17.4466 | 0 | 0 | -64.1898 | 31.3775 | 0 | 27.7941 | -6.3516 | -8.0802 | -5.0182
5 | 5 | 23 | 0.00035364 | -0.0055544 | -19.2205 | 6.3376 | 0.0014332 | 6.4364 | 0.0010492 | -0.01648 | -45.9067 | 19.7076 | 0.0042522 | 18.2116 | 0.0018452 | -0.027771 | -66.4113 | 32.8149 | 0.0071655 | 29.0128 | -6.4503 | -7.9987 | -4.6023
5 | 6 | 0 | 0.00079569 | -0.012497 | -19.8674 | 6.6272 | 0.0032246 | 6.7213 | 0.0023608 | -0.037079 | -47.4517 | 20.6081 | 0.0095674 | 19.0177 | 0.0041517 | -0.062484 | -68.6464 | 34.3144 | 0.016122 | 30.297 | -6.5274 | -7.8511 | -4.0773
5 | 6 | 1 | 0.0012573 | -0.01944 | -20.548 | 6.9246 | 0.0050955 | 7.0097 | 0.0037305 | -0.057679 | -49.0772 | 21.5331 | 0.015118 | 19.8338 | 0.0065605 | -0.097197 | -70.998 | 35.8545 | 0.025477 | 31.5972 | -6.6268 | -7.7492 | -3.6114
5 | 6 | 2 | 0 | 0 | -16.4047 | 5.1151 | 0 | 5.1859 | 0 | 0 | -39.1813 | 15.9063 | 0 | 14.6734 | 0 | 0 | -56.6819 | 26.4853 | 0 | 23.3762 | -6.1036 | -8.6016 | -6.8204
5 | 6 | 3 | 0 | 0 | -12.3137 | 3.5447 | 0 | 3.5979 | 0 | 0 | -29.4103 | 11.0229 | 0 | 10.1801 | 0 | 0 | -42.5467 | 18.3541 | 0 | 16.2179 | -5.1711 | -8.2074 | -7.9747
5 | 6 | 4 | 0 | 0 | -8.2218 | 2.1749 | 0 | 2.2151 | 0 | 0 | -19.6371 | 6.763 | 0 | 6.2676 | 0 | 0 | -28.4081 | 11.2611 | 0 | 9.9849 | -3.8318 | -6.6065 | -7.1622
5 | 6 | 5 | 0 | 0 | -5.6427 | 1.4186 | 0 | 1.4561 | 0 | 0 | -13.4772 | 4.4113 | 0 | 4.1201 | 0 | 0 | -19.4969 | 7.3453 | 0 | 6.5637 | -2.768 | -4.9458 | -5.588
5 | 6 | 6 | 0 | 0 | -3.0269 | 0.73712 | 0 | 0.77005 | 0 | 0 | -7.2296 | 2.2922 | 0 | 2.1788 | 0 | 0 | -10.4587 | 3.8167 | 0 | 3.4711 | -1.5198 | -2.7585 | -3.1709
5 | 6 | 7 | 0 | 0 | -0.71905 | 0.19945 | 0 | 0.23774 | 0 | 0 | -1.7174 | 0.62021 | 0 | 0.67268 | 0 | 0 | -2.4845 | 1.0327 | 0 | 1.0716 | -0.28187 | -0.42451 | -0.38014
5 | 6 | 8 | 0 | 0 | -0.58392 | 0.16274 | 0 | 0.20842 | 0 | 0 | -1.3946 | 0.50605 | 0 | 0.58971 | 0 | 0 | -2.0176 | 0.84262 | 0 | 0.93946 | -0.21277 | -0.29888 | -0.23549
5 | 6 | 9 | 0 | 0 | -0.492 | 0.1387 | 0 | 0.1861 | 0 | 0 | -1.1751 | 0.43132 | 0 | 0.52656 | 0 | 0 | -1.7 | 0.71818 | 0 | 0.83886 | -0.16719 | -0.21722 | -0.14291
5 | 6 | 10 | 0 | 0 | -0.43012 | 0.12118 | 0 | 0.17068 | 0 | 0 | -1.0273 | 0.37681 | 0 | 0.48292 | 0 | 0 | -1.4862 | 0.62743 | 0 | 0.76934 | -0.13826 | -0.16756 | -0.089377
5 | 6 | 11 | 0 | 0 | -1.1337 | 0.2748 | 0 | 0.3219 | 0 | 0 | -2.7078 | 0.85454 | 0 | 0.9108 | 0 | 0 | -3.9173 | 1.4229 | 0 | 1.451 | -0.53702 | -0.94246 | -1.0434
5 | 6 | 12 | 0 | 0 | -2.5527 | 0.5967 | 0 | 0.62045 | 0 | 0 | -6.097 | 1.8555 | 0 | 1.7555 | 0 | 0 | -8.8202 | 3.0896 | 0 | 2.7967 | -1.3356 | -2.4859 | -2.9339
5 | 6 | 13 | 0 | 0 | -4.1697 | 0.99772 | 0 | 1.003 | 0 | 0 | -9.959 | 3.1026 | 0 | 2.8379 | 0 | 0 | -14.4072 | 5.166 | 0 | 4.5211 | -2.169 | -4.0185 | -4.7201
5 | 6 | 14 | 0 | 0 | -6.6832 | 1.6838 | 0 | 1.6807 | 0 | 0 | -15.9623 | 5.2359 | 0 | 4.7556 | 0 | 0 | -23.0919 | 8.7183 | 0 | 7.5761 | -3.3187 | -5.9708 | -6.7976
5 | 6 | 15 | 0 | 0 | -9.1695 | 2.4404 | 0 | 2.4291 | 0 | 0 | -21.9006 | 7.5889 | 0 | 6.873 | 0 | 0 | -31.6827 | 12.6362 | 0 | 10.9494 | -4.3 | -7.4387 | -8.0971
5 | 6 | 16 | 0 | 0 | -11.6685 | 3.2851 | 0 | 3.2628 | 0 | 0 | -27.8694 | 10.2155 | 0 | 9.232 | 0 | 0 | -40.3175 | 17.0098 | 0 | 14.7076 | -5.1206 | -8.4218 | -8.6001
5 | 6 | 17 | 0 | 0 | -12.3806 | 3.5129 | 0 | 3.4958 | 0 | 0 | -29.57 | 10.9238 | 0 | 9.8914 | 0 | 0 | -42.7777 | 18.1891 | 0 | 15.7579 | -5.3719 | -8.7549 | -8.8307
5 | 6 | 18 | 0 | 0 | -13.1574 | 3.8031 | 0 | 3.7856 | 0 | 0 | -31.4254 | 11.8264 | 0 | 10.7113 | 0 | 0 | -45.4618 | 19.6919 | 0 | 17.0642 | -5.5686 | -8.8877 | -8.7057
5 | 6 | 19 | 0 | 0 | -13.9197 | 4.087 | 0 | 4.0678 | 0 | 0 | -33.2462 | 12.709 | 0 | 11.5097 | 0 | 0 | -48.0958 | 21.1616 | 0 | 18.3361 | -5.765 | -9.0275 | -8.5982
5 | 6 | 20 | 0 | 0 | -14.2091 | 4.1888 | 0 | 4.1778 | 0 | 0 | -33.9373 | 13.0256 | 0 | 11.8211 | 0 | 0 | -49.0957 | 21.6889 | 0 | 18.8321 | -5.8425 | -9.0906 | -8.5748
5 | 6 | 21 | 0 | 0 | -14.5037 | 4.3222 | 0 | 4.3139 | 0 | 0 | -34.6409 | 13.4405 | 0 | 12.206 | 0 | 0 | -50.1136 | 22.3797 | 0 | 19.4454 | -5.8676 | -8.9944 | -8.2885
5 | 6 | 22 | 0 | 0 | -14.7895 | 4.4207 | 0 | 4.4188 | 0 | 0 | -35.3236 | 13.7469 | 0 | 12.5029 | 0 | 0 | -51.1012 | 22.8898 | 0 | 19.9183 | -5.95 | -9.0739 | -8.2931
5 | 6 | 23 | 0 | 0 | -14.9195 | 4.4728 | 0 | 4.4745 | 0 | 0 | -35.6339 | 13.9087 | 0 | 12.6605 | 0 | 0 | -51.5502 | 23.1592 | 0 | 20.1695 | -5.9722 | -9.0647 | -8.2215
5 | 7 | 0 | 0 | 0 | -15.0322 | 4.5181 | 0 | 4.5246 | 0 | 0 | -35.9031 | 14.0498 | 0 | 12.8023 | 0 | 0 | -51.9395 | 23.3942 | 0 | 20.3954 | -5.9894 | -9.0509 | -8.1499
5 | 7 | 1 | 0 | 0 | -15.1141 | 4.5481 | 0 | 4.5608 | 0 | 0 | -36.0987 | 14.1428 | 0 | 12.9047 | 0 | 0 | -52.2225 | 23.5491 | 0 | 20.5585 | -6.0052 | -9.0511 | -8.1149
5 | 7 | 2 | 0 | 0 | -14.7716 | 4.4219 | 0 | 4.4489 | 0 | 0 | -35.2808 | 13.7506 | 0 | 12.5879 | 0 | 0 | -51.0392 | 22.896 | 0 | 20.0538 | -5.9008 | -8.9422 | -8.0894
5 | 7 | 3 | 0 | 0 | -14.4357 | 4.326 | 0 | 4.3643 | 0 | 0 | -34.4785 | 13.4523 | 0 | 12.3485 | 0 | 0 | -49.8787 | 22.3993 | 0 | 19.6724 | -5.7455 | -8.6777 | -7.807
5 | 7 | 4 | 0 | 0 | -14.0993 | 4.2081 | 0 | 4.2564 | 0 | 0 | -33.6751 | 13.0857 | 0 | 12.0434 | 0 | 0 | -48.7164 | 21.7888 | 0 | 19.1863 | -5.6349 | -8.5461 | -7.7413
5 | 7 | 5 | 0 | 0 | -13.5986 | 4.0229 | 0 | 4.0558 | 0 | 0 | -32.4792 | 12.5098 | 0 | 11.4757 | 0 | 0 | -46.9863 | 20.8299 | 0 | 18.2819 | -5.52 | -8.4938 | -7.8746
5 | 7 | 6 | 0 | 0 | -13.1332 | 3.8788 | 0 | 3.8873 | 0 | 0 | -31.3676 | 12.0617 | 0 | 10.9991 | 0 | 0 | -45.3783 | 20.0838 | 0 | 17.5226 | -5.3671 | -8.3069 | -7.7718
5 | 7 | 7 | 0 | 0 | -12.6356 | 3.7319 | 0 | 3.7259 | 0 | 0 | -30.179 | 11.605 | 0 | 10.5422 | 0 | 0 | -43.6587 | 19.3234 | 0 | 16.7947 | -5.1778 | -8.0318 | -7.5406
5 | 7 | 8 | 0 | 0 | -12.1262 | 3.5447 | 0 | 3.5261 | 0 | 0 | -28.9623 | 11.0227 | 0 | 9.9768 | 0 | 0 | -41.8986 | 18.3538 | 0 | 15.8941 | -5.0554 | -7.9628 | -7.6507
5 | 7 | 9 | 0 | 0 | -11.6164 | 3.3668 | 0 | 3.337 | 0 | 0 | -27.7449 | 10.4694 | 0 | 9.442 | 0 | 0 | -40.1374 | 17.4325 | 0 | 15.0421 | -4.9126 | -7.8334 | -7.6628
5 | 7 | 10 | 0 | 0 | -11.1152 | 3.2128 | 0 | 3.1661 | 0 | 0 | -26.5477 | 9.9906 | 0 | 8.9585 | 0 | 0 | -38.4054 | 16.6352 | 0 | 14.2718 | -4.7363 | -7.5986 | -7.4985
5 | 7 | 11 | 0 | 0 | -11.2258 | 3.2458 | 0 | 3.1966 | 0 | 0 | -26.8118 | 10.0932 | 0 | 9.0448 | 0 | 0 | -38.7875 | 16.806 | 0 | 14.4092 | -4.7834 | -7.6739 | -7.5723
5 | 7 | 12 | 0 | 0 | -11.3404 | 3.2757 | 0 | 3.2261 | 0 | 0 | -27.0857 | 10.1862 | 0 | 9.1282 | 0 | 0 | -39.1837 | 16.9609 | 0 | 14.5421 | -4.8386 | -7.7713 | -7.6807
5 | 7 | 13 | 0 | 0 | -11.432 | 3.2972 | 0 | 3.2449 | 0 | 0 | -27.3043 | 10.2531 | 0 | 9.1813 | 0 | 0 | -39.5 | 17.0723 | 0 | 14.6267 | -4.8899 | -7.8699 | -7.8009
5 | 7 | 14 | 0 | 0 | -13.2237 | 3.9786 | 0 | 3.9375 | 0 | 0 | -31.5837 | 12.372 | 0 | 11.1411 | 0 | 0 | -45.6908 | 20.6004 | 0 | 17.7489 | -5.3076 | -8.0706 | -7.3415
5 | 7 | 15 | 0 | 0 | -15.0078 | 4.706 | 0 | 4.6763 | 0 | 0 | -35.8449 | 14.6339 | 0 | 13.2315 | 0 | 0 | -51.8553 | 24.3668 | 0 | 21.0791 | -5.6255 | -7.9795 | -6.4094
5 | 7 | 16 | 0 | 0 | -16.7938 | 5.4453 | 0 | 5.4354 | 0 | 0 | -40.1106 | 16.933 | 0 | 15.3794 | 0 | 0 | -58.0263 | 28.195 | 0 | 24.5008 | -5.913 | -7.7982 | -5.3305
5 | 7 | 17 | 0 | 0 | -18.0981 | 5.9867 | 0 | 5.9973 | 0 | 0 | -43.2257 | 18.6165 | 0 | 16.9692 | 0 | 0 | -62.5329 | 30.9982 | 0 | 27.0336 | -6.114 | -7.64 | -4.5011
5 | 7 | 18 | 0 | 0 | -19.4316 | 6.5714 | 0 | 6.6049 | 0 | 0 | -46.4108 | 20.4349 | 0 | 18.6884 | 0 | 0 | -67.1406 | 34.0259 | 0 | 29.7725 | -6.2552 | -7.2875 | -3.3422
5 | 7 | 19 | 0 | 0 | -20.7269 | 7.1237 | 0 | 7.1898 | 0 | 0 | -49.5046 | 22.1521 | 0 | 20.3432 | 0 | 0 | -71.6162 | 36.8853 | 0 | 32.4087 | -6.4135 | -7.0093 | -2.3223
5 | 7 | 20 | 0 | 0 | -21.6182 | 7.5062 | 0 | 7.5761 | 0 | 0 | -51.6333 | 23.3418 | 0 | 21.4362 | 0 | 0 | -74.6958 | 38.8661 | 0 | 34.15 | -6.5359 | -6.8554 | -1.6797
5 | 7 | 21 | 0 | 0 | -22.5656 | 7.9719 | 0 | 8.0371 | 0 | 0 | -53.896 | 24.7897 | 0 | 22.7408 | 0 | 0 | -77.9692 | 41.277 | 0 | 36.2284 | -6.5566 | -6.3656 | -0.4638
5 | 7 | 22 | 0 | 0 | -23.4576 | 8.3797 | 0 | 8.4539 | 0 | 0 | -56.0266 | 26.0578 | 0 | 23.9199 | 0 | 0 | -81.0514 | 43.3886 | 0 | 38.1067 | -6.6241 | -6.0489 | 0.4439
5 | 7 | 23 | 0.016181 | -0.2069 | -24.4134 | 8.8017 | 0.065575 | 8.8589 | 0.048009 | -0.61387 | -58.3094 | 27.3702 | 0.19456 | 25.0658 | 0.084429 | -1.0345 | -84.3538 | 45.5738 | 0.32786 | 39.9324 | -6.878 | -6.2447 | 0.53015
5 | 8 | 0 | 0.015964 | -0.20412 | -25.322 | 9.3058 | 0.064695 | 9.3469 | 0.047365 | -0.60563 | -60.4795 | 28.9378 | 0.19195 | 26.4466 | 0.083295 | -1.0206 | -87.4932 | 48.1841 | 0.32346 | 42.132 | -6.7928 | -5.4614 | 2.2091
5 | 8 | 1 | 0.015855 | -0.20273 | -26.2745 | 9.821 | 0.064255 | 9.8249 | 0.047042 | -0.60151 | -62.7545 | 30.5398 | 0.19064 | 27.7991 | 0.082729 | -1.0136 | -90.7843 | 50.8515 | 0.32126 | 44.2867 | -6.7513 | -4.7795 | 3.7442
5 | 8 | 2 | 0.010582 | -0.14302 | -22.6826 | 7.9168 | 0.042883 | 7.9218 | 0.031396 | -0.42435 | -54.1755 | 24.6185 | 0.12723 | 22.4144 | 0.055212 | -0.71509 | -78.3734 | 40.992 | 0.21441 | 35.7083 | -6.9335 | -7.4083 | -2.1186
5 | 8 | 3 | 0.0056341 | -0.081926 | -19.1337 | 6.2566 | 0.022833 | 6.2467 | 0.016716 | -0.24307 | -45.6993 | 19.4559 | 0.067744 | 17.6748 | 0.029397 | -0.40962 | -66.1113 | 32.3958 | 0.11416 | 28.1577 | -6.6839 | -8.7272 | -5.8238
5 | 8 | 4 | 0.0013472 | -0.020829 | -15.5451 | 4.7486 | 0.0054595 | 4.73 | 0.003997 | -0.061799 | -37.1282 | 14.7666 | 0.016198 | 13.3833 | 0.0070291 | -0.10414 | -53.7118 | 24.5877 | 0.027296 | 21.3209 | -6.0805 | -9.0199 | -7.8731
5 | 8 | 5 | 0 | 0 | -13.6996 | 4.0556 | 0 | 4.0294 | 0 | 0 | -32.7203 | 12.6114 | 0 | 11.401 | 0 | 0 | -47.3352 | 20.9992 | 0 | 18.1629 | -5.6146 | -8.7079 | -8.173
5 | 8 | 6 | 0 | 0 | -11.8455 | 3.3869 | 0 | 3.3523 | 0 | 0 | -28.292 | 10.5322 | 0 | 9.4853 | 0 | 0 | -40.9289 | 17.537 | 0 | 15.1111 | -5.1062 | -8.2745 | -8.2809
5 | 8 | 7 | 0 | 0 | -9.9935 | 2.7686 | 0 | 2.7279 | 0 | 0 | -23.8687 | 8.6095 | 0 | 7.7186 | 0 | 0 | -34.5299 | 14.3355 | 0 | 12.2965 | -4.497 | -7.5407 | -7.8979
5 | 8 | 8 | 0 | 0 | -9.2177 | 2.5096 | 0 | 2.4661 | 0 | 0 | -22.0157 | 7.8041 | 0 | 6.9777 | 0 | 0 | -31.8491 | 12.9945 | 0 | 11.1161 | -4.242 | -7.2339 | -7.7385
5 | 8 | 9 | 0 | 0 | -8.4549 | 2.271 | 0 | 2.2265 | 0 | 0 | -20.1939 | 7.062 | 0 | 6.2999 | 0 | 0 | -29.2136 | 11.7589 | 0 | 10.0363 | -3.9574 | -6.832 | -7.4185
5 | 8 | 10 | 0 | 0 | -7.6825 | 2.0502 | 0 | 2.0011 | 0 | 0 | -18.349 | 6.3753 | 0 | 5.6619 | 0 | 0 | -26.5448 | 10.6154 | 0 | 9.02 | -3.6313 | -6.3118 | -6.9093
5 | 8 | 11 | 0 | 0 | -7.9718 | 2.1257 | 0 | 2.0744 | 0 | 0 | -19.0399 | 6.6103 | 0 | 5.8694 | 0 | 0 | -27.5443 | 11.0067 | 0 | 9.3505 | -3.7717 | -6.5603 | -7.1871
5 | 8 | 12 | 0 | 0 | -8.2573 | 2.2022 | 0 | 2.1508 | 0 | 0 | -19.7218 | 6.8479 | 0 | 6.0855 | 0 | 0 | -28.5307 | 11.4024 | 0 | 9.6948 | -3.9044 | -6.7884 | -7.4335
5 | 8 | 13 | 0 | 0 | -8.549 | 2.2995 | 0 | 2.2451 | 0 | 0 | -20.4187 | 7.1505 | 0 | 6.3524 | 0 | 0 | -29.5388 | 11.9063 | 0 | 10.12 | -4.0045 | -6.9157 | -7.5125
5 | 8 | 14 | 0 | 0 | -11.5838 | 3.2876 | 0 | 3.2367 | 0 | 0 | -27.667 | 10.2231 | 0 | 9.1581 | 0 | 0 | -40.0247 | 17.0224 | 0 | 14.5897 | -5.0596 | -8.2858 | -8.4125
5 | 8 | 15 | 0 | 0 | -14.6017 | 4.4022 | 0 | 4.3538 | 0 | 0 | -34.8751 | 13.6893 | 0 | 12.3188 | 0 | 0 | -50.4523 | 22.794 | 0 | 19.6251 | -5.8458 | -8.8669 | -8.0333
5 | 8 | 16 | 0 | 0 | -17.6435 | 5.6142 | 0 | 5.5738 | 0 | 0 | -42.14 | 17.4583 | 0 | 15.7708 | 0 | 0 | -60.9622 | 29.0696 | 0 | 25.1244 | -6.4555 | -8.9109 | -6.7682
5 | 8 | 17 | 0 | 0 | -19.0503 | 6.2166 | 0 | 6.1671 | 0 | 0 | -45.5001 | 19.3314 | 0 | 17.4495 | 0 | 0 | -65.8231 | 32.1886 | 0 | 27.7988 | -6.6666 | -8.7192 | -5.8357
5 | 8 | 18 | 0 | 0 | -20.5149 | 6.8652 | 0 | 6.804 | 0 | 0 | -48.9982 | 21.3483 | 0 | 19.2517 | 0 | 0 | -70.8837 | 35.5469 | 0 | 30.6698 | -6.8457 | -8.3982 | -4.6669
5 | 8 | 19 | 0 | 0 | -21.9263 | 7.5281 | 0 | 7.4588 | 0 | 0 | -52.3691 | 23.4098 | 0 | 21.1045 | 0 | 0 | -75.7603 | 38.9795 | 0 | 33.6215 | -6.9393 | -7.8548 | -3.1593
5 | 8 | 20 | 0 | 0 | -22.4489 | 7.8101 | 0 | 7.7416 | 0 | 0 | -53.6173 | 24.2866 | 0 | 21.9045 | 0 | 0 | -77.566 | 40.4393 | 0 | 34.896 | -6.8972 | -7.4263 | -2.2306
5 | 8 | 21 | 0 | 0 | -23.0092 | 8.0425 | 0 | 7.9757 | 0 | 0 | -54.9555 | 25.0092 | 0 | 22.5669 | 0 | 0 | -79.5019 | 41.6425 | 0 | 35.9514 | -6.991 | -7.3794 | -1.908
5 | 8 | 22 | 0 | 0 | -23.5664 | 8.3533 | 0 | 8.2922 | 0 | 0 | -56.2863 | 25.9759 | 0 | 23.4624 | 0 | 0 | -81.4271 | 43.2521 | 0 | 37.378 | -6.9209 | -6.848 | -0.797
5 | 8 | 23 | 0.00098792 | -0.015274 | -24.0161 | 8.5523 | 0.0040036 | 8.5019 | 0.0029311 | -0.045319 | -57.3604 | 26.5948 | 0.011879 | 24.0557 | 0.0051547 | -0.076369 | -82.981 | 44.2826 | 0.020017 | 38.3231 | -6.9722 | -6.7405 | -0.42637
5 | 9 | 0 | 0.0023717 | -0.036103 | -24.4472 | 8.7854 | 0.0096116 | 8.7372 | 0.0070369 | -0.10712 | -58.3902 | 27.3196 | 0.028518 | 24.7216 | 0.012375 | -0.18051 | -84.4707 | 45.4895 | 0.048056 | 39.3839 | -6.9488 | -6.4207 | 0.28259
5 | 9 | 1 | 0.0037055 | -0.055543 | -24.8801 | 8.9738 | 0.015017 | 8.9388 | 0.010994 | -0.1648 | -59.424 | 27.9054 | 0.044555 | 25.2919 | 0.019334 | -0.27771 | -85.9663 | 46.4649 | 0.075081 | 40.2925 | -7.0043 | -6.336 | 0.60788
5 | 9 | 2 | 0.00035364 | -0.0055544 | -20.4991 | 6.8593 | 0.0014332 | 6.8336 | 0.0010492 | -0.01648 | -48.9605 | 21.33 | 0.0042522 | 19.3354 | 0.0018452 | -0.027771 | -70.8291 | 35.5163 | 0.0071655 | 30.8032 | -6.81 | -8.3063 | -4.5284
5 | 9 | 3 | 0 | 0 | -16.1668 | 4.9695 | 0 | 4.9624 | 0 | 0 | -38.6131 | 15.4535 | 0 | 14.041 | 0 | 0 | -55.86 | 25.7314 | 0 | 22.3687 | -6.2349 | -9.1187 | -7.7599
5 | 9 | 4 | 0 | 0 | -11.7926 | 3.3366 | 0 | 3.3356 | 0 | 0 | -28.1657 | 10.3757 | 0 | 9.4378 | 0 | 0 | -40.7462 | 17.2764 | 0 | 15.0354 | -5.1205 | -8.3523 | -8.4344
5 | 9 | 5 | 0 | 0 | -8.9618 | 2.3953 | 0 | 2.3891 | 0 | 0 | -21.4045 | 7.4484 | 0 | 6.7598 | 0 | 0 | -30.965 | 12.4023 | 0 | 10.769 | -4.1775 | -7.1963 | -7.7937
5 | 9 | 6 | 0 | 0 | -6.1143 | 1.5513 | 0 | 1.5431 | 0 | 0 | -14.6035 | 4.8239 | 0 | 4.3661 | 0 | 0 | -21.1263 | 8.0322 | 0 | 6.9556 | -3.02 | -5.4135 | -6.1385
5 | 9 | 7 | 0 | 0 | -3.2969 | 0.80564 | 0 | 0.79344 | 0 | 0 | -7.8743 | 2.5053 | 0 | 2.245 | 0 | 0 | -11.3914 | 4.1715 | 0 | 3.5765 | -1.6978 | -3.124 | -3.6434
5 | 9 | 8 | 0 | 0 | -2.6879 | 0.66748 | 0 | 0.66251 | 0 | 0 | -6.4197 | 2.0756 | 0 | 1.8746 | 0 | 0 | -9.2872 | 3.4561 | 0 | 2.9864 | -1.3579 | -2.4695 | -2.8447
5 | 9 | 9 | 0 | 0 | -2.038 | 0.5211 | 0 | 0.52448 | 0 | 0 | -4.8677 | 1.6204 | 0 | 1.484 | 0 | 0 | -7.0419 | 2.6982 | 0 | 2.3641 | -0.99247 | -1.7633 | -1.9796
5 | 9 | 10 | 0 | 0 | -1.5831 | 0.42105 | 0 | 0.42966 | 0 | 0 | -3.7811 | 1.3093 | 0 | 1.2157 | 0 | 0 | -5.4699 | 2.1801 | 0 | 1.9368 | -0.73238 | -1.256 | -1.353
5 | 9 | 11 | 0 | 0 | -2.0682 | 0.55154 | 0 | 0.56432 | 0 | 0 | -4.9398 | 1.7151 | 0 | 1.5967 | 0 | 0 | -7.1461 | 2.8558 | 0 | 2.5437 | -0.95235 | -1.6279 | -1.7466
5 | 9 | 12 | 0 | 0 | -2.5722 | 0.6837 | 0 | 0.70124 | 0 | 0 | -6.1436 | 2.1261 | 0 | 1.9841 | 0 | 0 | -8.8877 | 3.5401 | 0 | 3.1609 | -1.1873 | -2.0334 | -2.1866
5 | 9 | 13 | 0 | 0 | -3.1296 | 0.83267 | 0 | 0.8509 | 0 | 0 | -7.4748 | 2.5893 | 0 | 2.4076 | 0 | 0 | -10.8134 | 4.3114 | 0 | 3.8355 | -1.446 | -2.4779 | -2.6665
5 | 9 | 14 | 0.00098792 | -0.015274 | -6.5626 | 1.7725 | 0.0040036 | 1.7927 | 0.0029311 | -0.045319 | -15.6742 | 5.5118 | 0.011879 | 5.0723 | 0.0051547 | -0.076369 | -22.6753 | 9.1776 | 0.020017 | 8.0806 | -3.0078 | -5.1207 | -5.4683
5 | 9 | 15 | 0.0050611 | -0.073595 | -10.0459 | 2.862 | 0.020511 | 2.8876 | 0.015016 | -0.21836 | -23.9939 | 8.8999 | 0.060855 | 8.1703 | 0.026408 | -0.36796 | -34.711 | 14.8191 | 0.10255 | 13.0161 | -4.3443 | -7.0662 | -7.1147
5 | 9 | 16 | 0.00952 | -0.13053 | -13.5122 | 4.1175 | 0.038581 | 4.142 | 0.028246 | -0.38727 | -32.2729 | 12.804 | 0.11447 | 11.7196 | 0.049673 | -0.65261 | -46.6878 | 21.3198 | 0.1929 | 18.6705 | -5.3352 | -7.9938 | -7.1076
5 | 9 | 17 | 0.010993 | -0.14858 | -15.1498 | 4.7401 | 0.044549 | 4.7737 | 0.032615 | -0.44083 | -36.1841 | 14.74 | 0.13218 | 13.507 | 0.057357 | -0.74286 | -52.346 | 24.5434 | 0.22273 | 21.518 | -5.7291 | -8.2131 | -6.7473
5 | 9 | 18 | 0.012504 | -0.16663 | -16.7924 | 5.4055 | 0.050672 | 5.4501 | 0.037098 | -0.49439 | -40.1072 | 16.8093 | 0.15034 | 15.421 | 0.06524 | -0.83312 | -58.0214 | 27.989 | 0.25335 | 24.5672 | -6.0401 | -8.1838 | -5.9797
5 | 9 | 19 | 0.014355 | -0.18607 | -18.4301 | 6.1025 | 0.058176 | 6.1575 | 0.042592 | -0.55207 | -44.0188 | 18.9765 | 0.17261 | 17.4223 | 0.074902 | -0.93031 | -63.6802 | 31.5977 | 0.29087 | 27.7555 | -6.2837 | -7.9568 | -4.8916
5 | 9 | 20 | 0.014355 | -0.18607 | -19.7529 | 6.6801 | 0.058176 | 6.7162 | 0.042592 | -0.55207 | -47.1782 | 20.7727 | 0.17261 | 19.0032 | 0.074902 | -0.93031 | -68.2507 | 34.5883 | 0.29087 | 30.2741 | -6.4702 | -7.7391 | -3.9529
5 | 9 | 21 | 0.014462 | -0.18746 | -21.0335 | 7.2187 | 0.05861 | 7.2512 | 0.042909 | -0.55619 | -50.2368 | 22.4476 | 0.17389 | 20.5171 | 0.075461 | -0.93726 | -72.6755 | 37.3772 | 0.29304 | 32.6858 | -6.678 | -7.6115 | -3.1812
5 | 9 | 22 | 2.3611 | -2.2146 | -22.3507 | 7.8354 | 0.70997 | 7.8503 | 7.0055 | -6.5706 | -53.3828 | 24.3652 | 2.1065 | 22.2122 | 12.3198 | -11.0724 | -77.2267 | 40.5702 | 3.5497 | 35.3863 | -5.8085 | -4.264 | 3.527
5 | 9 | 23 | 2.3433 | -2.1903 | -23.0623 | 8.1738 | 0.70149 | 8.1688 | 6.9526 | -6.4985 | -55.0823 | 25.4177 | 2.0813 | 23.1132 | 12.2268 | -10.9509 | -79.6854 | 42.3227 | 3.5073 | 36.8216 | -5.8652 | -4.0161 | 4.2422
5 | 10 | 0 | 2.3954 | -2.5345 | -23.8249 | 8.552 | 0.79237 | 8.5296 | 7.1072 | -7.5197 | -56.9039 | 26.5938 | 2.351 | 24.1342 | 12.4986 | -12.6718 | -82.3205 | 44.281 | 3.9617 | 38.4482 | -6.09 | -4.2375 | 4.1972
5 | 10 | 1 | 2.7416 | -2.6771 | -24.5857 | 8.9224 | 0.8435 | 8.8759 | 8.1342 | -7.9428 | -58.7209 | 27.7454 | 2.5027 | 25.1141 | 14.3047 | -13.3847 | -84.949 | 46.1986 | 4.2173 | 40.0093 | -5.8794 | -3.1673 | 6.3962
5 | 10 | 2 | 1.6505 | -1.7322 | -22.7014 | 7.9353 | 0.5095 | 7.8362 | 4.8971 | -5.1394 | -54.2204 | 24.6759 | 1.5117 | 22.1722 | 8.612 | -8.6607 | -78.4384 | 41.0875 | 2.5474 | 35.3226 | -6.5021 | -6.1029 | 0.47044
5 | 10 | 3 | 0.6883 | -0.80882 | -20.8213 | 7.0149 | 0.22259 | 6.8715 | 2.0422 | -2.3998 | -49.73 | 21.814 | 0.66044 | 19.4426 | 3.5914 | -4.044 | -71.9424 | 36.3222 | 1.1129 | 30.974 | -6.8328 | -8.1706 | -3.9859
5 | 10 | 4 | 0.00055265 | -0.0033935 | -18.9447 | 6.1291 | 0.00078677 | 5.953 | 0.0016397 | -0.010068 | -45.2478 | 19.0595 | 0.0023343 | 16.8439 | 0.0028836 | -0.016967 | -65.4581 | 31.7357 | 0.0039337 | 26.834 | -6.8645 | -9.3505 | -6.8985
5 | 10 | 5 | 0 | 0 | -17.7929 | 5.6177 | 0 | 5.4661 | 0 | 0 | -42.4969 | 17.4692 | 0 | 15.4661 | 0 | 0 | -61.4785 | 29.0878 | 0 | 24.6391 | -6.7091 | -9.5615 | -7.7516
5 | 10 | 6 | 0 | 0 | -16.5975 | 5.1145 | 0 | 4.9868 | 0 | 0 | -39.6418 | 15.9043 | 0 | 14.1099 | 0 | 0 | -57.3482 | 26.4821 | 0 | 22.4784 | -6.4963 | -9.6277 | -8.3877
5 | 10 | 7 | 0 | 0 | -15.4501 | 4.6581 | 0 | 4.5512 | 0 | 0 | -36.9014 | 14.4849 | 0 | 12.8773 | 0 | 0 | -53.3837 | 24.1187 | 0 | 20.5149 | -6.2409 | -9.5391 | -8.7501
5 | 10 | 8 | 0 | 0 | -15.2221 | 4.6036 | 0 | 4.5125 | 0 | 0 | -36.3568 | 14.3156 | 0 | 12.7679 | 0 | 0 | -52.5958 | 23.8367 | 0 | 20.3406 | -6.106 | -9.2733 | -8.4186
5 | 10 | 9 | 0 | 0 | -14.9936 | 4.5158 | 0 | 4.4432 | 0 | 0 | -35.8111 | 14.0425 | 0 | 12.5718 | 0 | 0 | -51.8064 | 23.3821 | 0 | 20.0281 | -6.0347 | -9.1967 | -8.3962
5 | 10 | 10 | 0 | 0 | -14.7243 | 4.4313 | 0 | 4.3842 | 0 | 0 | -35.1677 | 13.7796 | 0 | 12.4049 | 0 | 0 | -50.8756 | 22.9443 | 0 | 19.7622 | -5.9088 | -8.9832 | -8.1692
5 | 10 | 11 | 0.083596 | -0.087501 | -14.3654 | 4.3231 | 0.023214 | 4.287 | 0.24803 | -0.25962 | -34.3106 | 13.4433 | 0.068877 | 12.13 | 0.43618 | -0.43749 | -49.6358 | 22.3843 | 0.11607 | 19.3243 | -5.736 | -8.68 | -7.8124
5 | 10 | 12 | 0.18399 | -0.18959 | -14.0243 | 4.1883 | 0.051093 | 4.1686 | 0.54591 | -0.5625 | -33.4959 | 13.024 | 0.15159 | 11.7948 | 0.96004 | -0.94789 | -48.4571 | 21.6862 | 0.25546 | 18.7903 | -5.622 | -8.542 | -7.713
5 | 10 | 13 | 0.28307 | -0.29167 | -13.6388 | 4.0746 | 0.078605 | 4.0633 | 0.83986 | -0.86538 | -32.575 | 12.6707 | 0.23322 | 11.4969 | 1.477 | -1.4583 | -47.125 | 21.0979 | 0.39301 | 18.3157 | -5.4308 | -8.1998 | -7.2998
5 | 10 | 14 | 0.31626 | -0.32084 | -14.1684 | 4.2733 | 0.08782 | 4.2765 | 0.93835 | -0.95192 | -33.84 | 13.2884 | 0.26056 | 12.1002 | 1.6502 | -1.6041 | -48.9549 | 22.1263 | 0.43908 | 19.2768 | -5.5354 | -8.2044 | -7.0667
5 | 10 | 15 | 0.34503 | -0.35206 | -14.7074 | 4.4428 | 0.096512 | 4.459 | 1.0237 | -1.0446 | -35.1273 | 13.8154 | 0.28635 | 12.6166 | 1.8003 | -1.7602 | -50.8172 | 23.004 | 0.48254 | 20.0995 | -5.7161 | -8.4298 | -7.1912
5 | 10 | 16 | 0.3738 | -0.38329 | -15.2079 | 4.6449 | 0.1052 | 4.6762 | 1.109 | -1.1372 | -36.3228 | 14.4439 | 0.31214 | 13.2311 | 1.9504 | -1.9164 | -52.5467 | 24.0504 | 0.526 | 21.0785 | -5.7911 | -8.3638 | -6.8577
5 | 10 | 17 | 0.25478 | -0.26456 | -15.4565 | 4.7161 | 0.071453 | 4.7488 | 0.75592 | -0.78496 | -36.9165 | 14.6654 | 0.212 | 13.4365 | 1.3294 | -1.3228 | -53.4056 | 24.4192 | 0.35725 | 21.4057 | -5.9299 | -8.6316 | -7.2169
5 | 10 | 18 | 0.13933 | -0.14584 | -15.7181 | 4.8286 | 0.038691 | 4.8568 | 0.41338 | -0.43269 | -37.5413 | 15.0154 | 0.11479 | 13.7421 | 0.72697 | -0.72915 | -54.3094 | 25.0019 | 0.19345 | 21.8926 | -6.0004 | -8.6883 | -7.2236
5 | 10 | 19 | 0.027865 | -0.029167 | -15.9853 | 4.9188 | 0.0077381 | 4.9519 | 0.082676 | -0.086539 | -38.1795 | 15.2958 | 0.022959 | 14.0112 | 0.14539 | -0.14583 | -55.2328 | 25.4689 | 0.038689 | 22.3213 | -6.1081 | -8.8534 | -7.4043
5 | 10 | 20 | 0 | 0 | -16.2118 | 4.9807 | 0 | 5.0107 | 0 | 0 | -38.7205 | 15.4881 | 0 | 14.1775 | 0 | 0 | -56.0153 | 25.7891 | 0 | 22.5861 | -6.2204 | -9.0549 | -7.6401
5 | 10 | 21 | 0 | 0 | -16.4886 | 5.1094 | 0 | 5.1298 | 0 | 0 | -39.3817 | 15.8885 | 0 | 14.5147 | 0 | 0 | -56.9719 | 26.4558 | 0 | 23.1234 | -6.2493 | -8.9785 | -7.3927
5 | 10 | 22 | 0 | 0 | -16.7514 | 5.2199 | 0 | 5.2289 | 0 | 0 | -40.0093 | 16.2319 | 0 | 14.7951 | 0 | 0 | -57.8798 | 27.0276 | 0 | 23.57 | -6.3026 | -8.9823 | -7.2822
5 | 10 | 23 | 0 | 0 | -16.9571 | 5.2943 | 0 | 5.2971 | 0 | 0 | -40.5005 | 16.4635 | 0 | 14.988 | 0 | 0 | -58.5904 | 27.4131 | 0 | 23.8773 | -6.3656 | -9.0491 | -7.3
5 | 11 | 0 | 0 | 0 | -17.1979 | 5.3749 | 0 | 5.3754 | 0 | 0 | -41.0757 | 16.714 | 0 | 15.2094 | 0 | 0 | -59.4225 | 27.8304 | 0 | 24.2301 | -6.4476 | -9.1522 | -7.362
5 | 11 | 1 | 0 | 0 | -17.431 | 5.4916 | 0 | 5.4802 | 0 | 0 | -41.6325 | 17.077 | 0 | 15.5059 | 0 | 0 | -60.228 | 28.4348 | 0 | 24.7024 | -6.4592 | -9.0495 | -7.0907
5 | 11 | 2 | 0 | 0 | -15.2597 | 4.6003 | 0 | 4.58 | 0 | 0 | -36.4467 | 14.3054 | 0 | 12.9589 | 0 | 0 | -52.7259 | 23.8198 | 0 | 20.6448 | -6.0794 | -9.1823 | -8.2612
5 | 11 | 3 | 0 | 0 | -13.0957 | 3.7751 | 0 | 3.7482 | 0 | 0 | -31.2781 | 11.7393 | 0 | 10.6055 | 0 | 0 | -45.2487 | 19.547 | 0 | 16.8955 | -5.5724 | -8.9333 | -8.8061
5 | 11 | 4 | 0 | 0 | -10.9174 | 3.0316 | 0 | 2.9983 | 0 | 0 | -26.0753 | 9.4272 | 0 | 8.4835 | 0 | 0 | -37.7221 | 15.6971 | 0 | 13.5151 | -4.8875 | -8.1646 | -8.5099
5 | 11 | 5 | 0 | 0 | -9.5995 | 2.5924 | 0 | 2.5827 | 0 | 0 | -22.9276 | 8.0615 | 0 | 7.3077 | 0 | 0 | -33.1684 | 13.4232 | 0 | 11.6419 | -4.4243 | -7.5583 | -8.1033
5 | 11 | 6 | 0 | 0 | -8.2789 | 2.1863 | 0 | 2.1962 | 0 | 0 | -19.7735 | 6.7987 | 0 | 6.2139 | 0 | 0 | -28.6055 | 11.3205 | 0 | 9.8994 | -3.8964 | -6.7608 | -7.3856
5 | 11 | 7 | 0 | 0 | -6.9625 | 1.8229 | 0 | 1.8498 | 0 | 0 | -16.6293 | 5.6685 | 0 | 5.2341 | 0 | 0 | -24.0569 | 9.4385 | 0 | 8.3384 | -3.2897 | -5.7267 | -6.2799
5 | 11 | 8 | 0 | 0 | -7.8706 | 2.1056 | 0 | 2.1195 | 0 | 0 | -18.7982 | 6.5476 | 0 | 5.9969 | 0 | 0 | -27.1946 | 10.9024 | 0 | 9.5537 | -3.6455 | -6.2537 | -6.7386
5 | 11 | 9 | 0 | 0 | -8.7839 | 2.4054 | 0 | 2.4038 | 0 | 0 | -20.9795 | 7.48 | 0 | 6.8014 | 0 | 0 | -30.3503 | 12.4549 | 0 | 10.8352 | -3.9747 | -6.6982 | -7.0602
5 | 11 | 10 | 0 | 0 | -9.6948 | 2.7186 | 0 | 2.7001 | 0 | 0 | -23.1552 | 8.454 | 0 | 7.6397 | 0 | 0 | -33.4977 | 14.0767 | 0 | 12.1709 | -4.2761 | -7.0615 | -7.2501
5 | 11 | 11 | 0 | 0 | -10.1236 | 2.8617 | 0 | 2.855 | 0 | 0 | -24.1795 | 8.8988 | 0 | 8.0781 | 0 | 0 | -34.9794 | 14.8173 | 0 | 12.8693 | -4.4069 | -7.2025 | -7.2928
5 | 11 | 12 | 0 | 0 | -10.5548 | 2.9982 | 0 | 3.005 | 0 | 0 | -25.2092 | 9.3234 | 0 | 8.5024 | 0 | 0 | -36.4691 | 15.5243 | 0 | 13.5452 | -4.5516 | -7.3834 | -7.3996
5 | 11 | 13 | 0 | 0 | -11.0362 | 3.167 | 0 | 3.1828 | 0 | 0 | -26.359 | 9.8483 | 0 | 9.0055 | 0 | 0 | -38.1325 | 16.3982 | 0 | 14.3467 | -4.6864 | -7.5052 | -7.3876
5 | 11 | 14 | 0 | 0 | -13.6584 | 4.1106 | 0 | 4.1406 | 0 | 0 | -32.622 | 12.7824 | 0 | 11.7156 | 0 | 0 | -47.193 | 21.2838 | 0 | 18.6642 | -5.4073 | -8.124 | -7.2449
5 | 11 | 15 | 0 | 0 | -16.2755 | 5.1167 | 0 | 5.1579 | 0 | 0 | -38.8728 | 15.9112 | 0 | 14.594 | 0 | 0 | -56.2357 | 26.4936 | 0 | 23.2497 | -6.001 | -8.3676 | -6.4924
5 | 11 | 16 | 0.015747 | -0.20134 | -18.8969 | 6.2716 | 0.063815 | 6.3247 | 0.04672 | -0.59739 | -45.1336 | 19.5023 | 0.18934 | 17.8954 | 0.082162 | -1.0067 | -65.2929 | 32.4731 | 0.31906 | 28.5091 | -6.4224 | -8.0972 | -4.9161
5 | 11 | 17 | 0.015855 | -0.20273 | -20.1943 | 6.8321 | 0.064255 | 6.8927 | 0.047042 | -0.60151 | -48.2324 | 21.2454 | 0.19064 | 19.5027 | 0.082729 | -1.0136 | -69.7759 | 35.3755 | 0.32126 | 31.0697 | -6.5921 | -7.8482 | -3.9403
5 | 11 | 18 | 0.015855 | -0.20273 | -21.4684 | 7.3933 | 0.064255 | 7.4645 | 0.047042 | -0.60151 | -51.2755 | 22.9904 | 0.19064 | 21.1205 | 0.082729 | -1.0136 | -74.1781 | 38.2811 | 0.32126 | 33.6471 | -6.7333 | -7.5284 | -2.8596
5 | 11 | 19 | 0.015855 | -0.20273 | -22.7939 | 8.0398 | 0.064255 | 8.1247 | 0.047042 | -0.60151 | -54.4414 | 25.001 | 0.19064 | 22.9885 | 0.082729 | -1.0136 | -78.7581 | 41.629 | 0.32126 | 36.623 | -6.752 | -6.8156 | -1.1157
5 | 11 | 20 | 0.016181 | -0.2069 | -23.3901 | 8.3367 | 0.065575 | 8.4133 | 0.048009 | -0.61387 | -55.8654 | 25.9241 | 0.19456 | 23.8052 | 0.084429 | -1.0345 | -80.8182 | 43.166 | 0.32786 | 37.9241 | -6.7653 | -6.5073 | -0.35023
5 | 11 | 21 | 0.016731 | -0.21106 | -23.9853 | 8.6613 | 0.067802 | 8.7336 | 0.049639 | -0.62623 | -57.2869 | 26.9335 | 0.20117 | 24.7114 | 0.087296 | -1.0553 | -82.8746 | 44.8466 | 0.339 | 39.3677 | -6.717 | -6.0175 | 0.71075
5 | 11 | 22 | 0.017061 | -0.21523 | -24.5831 | 8.9184 | 0.06914 | 9.0012 | 0.050619 | -0.63859 | -58.7147 | 27.733 | 0.20514 | 25.4686 | 0.089019 | -1.0761 | -84.9401 | 46.178 | 0.34569 | 40.574 | -6.7925 | -5.8959 | 1.1704
5 | 11 | 23 | 2.0819 | -2.025 | -25.2625 | 9.251 | 0.64272 | 9.314 | 6.1771 | -6.0081 | -60.3374 | 28.7674 | 1.9069 | 26.3536 | 10.863 | -10.1245 | -87.2876 | 47.9003 | 3.2135 | 41.984 | -5.9978 | -3.1404 | 6.5486
5 | 12 | 0 | 1.9222 | -1.9111 | -25.8881 | 9.5707 | 0.59923 | 9.6239 | 5.703 | -5.6702 | -61.8317 | 29.7614 | 1.7779 | 27.2305 | 10.0294 | -9.555 | -89.4494 | 49.5554 | 2.996 | 43.3809 | -6.0833 | -3.029 | 6.9573
5 | 12 | 1 | 1.7822 | -1.8104 | -26.5243 | 9.848 | 0.56082 | 9.8925 | 5.2879 | -5.3714 | -63.3512 | 30.6239 | 1.6639 | 27.9905 | 9.2992 | -9.0516 | -91.6475 | 50.9916 | 2.804 | 44.5916 | -6.2511 | -3.1564 | 6.9873
5 | 12 | 2 | 1.4312 | -1.5097 | -24.5638 | 8.8181 | 0.45556 | 8.8391 | 4.2465 | -4.4792 | -58.6686 | 27.4213 | 1.3517 | 25.0099 | 7.4679 | -7.5482 | -84.8735 | 45.6588 | 2.2777 | 39.8433 | -6.5294 | -5.1185 | 2.8261
5 | 12 | 3 | 1.1293 | -1.2222 | -22.61 | 7.851 | 0.363 | 7.8545 | 3.3507 | -3.6262 | -54.0021 | 24.4137 | 1.077 | 22.2241 | 5.8925 | -6.1107 | -78.1227 | 40.6511 | 1.8149 | 35.4052 | -6.6344 | -6.5629 | -0.46973
5 | 12 | 4 | 0.82354 | -0.9347 | -20.6509 | 6.9296 | 0.26977 | 6.9173 | 2.4434 | -2.7732 | -49.3229 | 21.5485 | 0.8004 | 19.5724 | 4.297 | -4.6733 | -71.3535 | 35.8802 | 1.3488 | 31.1807 | -6.6454 | -7.7315 | -3.3201
5 | 12 | 5 | 0.66226 | -0.77914 | -19.4587 | 6.4117 | 0.22173 | 6.3938 | 1.9649 | -2.3117 | -46.4756 | 19.938 | 0.65788 | 18.091 | 3.4555 | -3.8956 | -67.2343 | 33.1986 | 1.1086 | 28.8207 | -6.5484 | -8.1355 | -4.5465
5 | 12 | 6 | 0.55835 | -0.85057 | -18.3031 | 5.9183 | 0.23359 | 5.8894 | 1.6566 | -2.5236 | -43.7155 | 18.4038 | 0.69306 | 16.6639 | 2.9133 | -4.2527 | -63.2414 | 30.644 | 1.1679 | 26.5473 | -6.554 | -8.8217 | -6.2216
5 | 12 | 7 | 0.41488 | -0.68106 | -17.1553 | 5.4218 | 0.18412 | 5.3926 | 1.2309 | -2.0207 | -40.9739 | 16.8598 | 0.54627 | 15.2583 | 2.1647 | -3.4052 | -59.2753 | 28.0731 | 0.92054 | 24.308 | -6.4229 | -9.0993 | -7.2141
5 | 12 | 8 | 0.31945 | -0.57579 | -15.9116 | 4.9398 | 0.15462 | 4.9114 | 0.9478 | -1.7084 | -38.0034 | 15.3609 | 0.45875 | 13.8965 | 1.6668 | -2.8788 | -54.978 | 25.5773 | 0.77306 | 22.1385 | -6.1622 | -9.0478 | -7.7012
5 | 12 | 9 | 0.21487 | -0.43878 | -14.6611 | 4.4585 | 0.11694 | 4.4422 | 0.63752 | -1.3019 | -35.0168 | 13.8644 | 0.34696 | 12.569 | 1.1211 | -2.1938 | -50.6573 | 23.0854 | 0.58468 | 20.0237 | -5.8673 | -8.9008 | -8.0362
5 | 12 | 10 | 0.12413 | -0.32166 | -13.4139 | 3.9848 | 0.085299 | 3.9778 | 0.36829 | -0.95437 | -32.0381 | 12.3912 | 0.25308 | 11.255 | 0.64768 | -1.6082 | -46.3481 | 20.6325 | 0.42648 | 17.9304 | -5.5636 | -8.7248 | -8.3193
5 | 12 | 11 | 0.077364 | -0.24731 | -13.1188 | 3.8864 | 0.065673 | 3.8875 | 0.22954 | -0.73378 | -31.3331 | 12.0852 | 0.19485 | 10.9996 | 0.40367 | -1.2365 | -45.3284 | 20.123 | 0.32835 | 17.5235 | -5.4492 | -8.5577 | -8.1864
5 | 12 | 12 | 0.030756 | -0.17503 | -12.8129 | 3.7827 | 0.046958 | 3.7947 | 0.091254 | -0.51931 | -30.6026 | 11.7627 | 0.13932 | 10.737 | 0.16048 | -0.8751 | -44.2716 | 19.586 | 0.23478 | 17.105 | -5.3329 | -8.3917 | -8.0604
5 | 12 | 13 | 0.012806 | -0.13669 | -12.5112 | 3.6522 | 0.037369 | 3.6763 | 0.037996 | -0.40556 | -29.882 | 11.357 | 0.11087 | 10.4019 | 0.06682 | -0.68342 | -43.2291 | 18.9104 | 0.18684 | 16.5712 | -5.2693 | -8.3799 | -8.1773
5 | 12 | 14 | 0.23473 | -0.42821 | -14.9506 | 4.5466 | 0.11615 | 4.5704 | 0.69644 | -1.2705 | -35.7083 | 14.1384 | 0.34462 | 12.9319 | 1.2248 | -2.141 | -51.6578 | 23.5418 | 0.58074 | 20.6018 | -5.9109 | -8.8674 | -7.8497
5 | 12 | 15 | 0.52017 | -0.77494 | -17.3976 | 5.5558 | 0.21542 | 5.5703 | 1.5433 | -2.2992 | -41.5527 | 17.2764 | 0.63915 | 15.761 | 2.7141 | -3.8745 | -60.1126 | 28.7668 | 1.0771 | 25.1088 | -6.3109 | -8.632 | -6.3203
5 | 12 | 16 | 0.85929 | -1.1345 | -19.8387 | 6.5979 | 0.32139 | 6.6069 | 2.5495 | -3.366 | -47.3832 | 20.5172 | 0.95355 | 18.694 | 4.4835 | -5.6722 | -68.5473 | 34.163 | 1.6069 | 29.7813 | -6.5877 | -8.0349 | -4.1847
5 | 12 | 17 | 1.1965 | -1.4438 | -21.4455 | 7.3306 | 0.41812 | 7.3479 | 3.5501 | -4.2836 | -51.2208 | 22.7956 | 1.2405 | 20.7906 | 6.2432 | -7.2185 | -74.0991 | 37.9568 | 2.0905 | 33.1215 | -6.5961 | -7.1275 | -1.9055
5 | 12 | 18 | 1.5573 | -1.7558 | -23.0588 | 8.1144 | 0.52169 | 8.1348 | 4.6205 | -5.2094 | -55.074 | 25.2328 | 1.5478 | 23.0171 | 8.1256 | -8.7786 | -79.6733 | 42.0149 | 2.6083 | 36.6685 | -6.4864 | -5.8652 | 0.96538
5 | 12 | 19 | 1.9337 | -2.0649 | -24.6305 | 8.8899 | 0.62871 | 8.9131 | 5.7372 | -6.1267 | -58.8278 | 27.6445 | 1.8654 | 25.2194 | 10.0894 | -10.3243 | -85.1038 | 46.0305 | 3.1434 | 40.177 | -6.33 | -4.488 | 4.0123
5 | 12 | 20 | 1.9077 | -2.0117 | -25.3072 | 9.235 | 0.61209 | 9.2564 | 5.6602 | -5.9688 | -60.4441 | 28.7175 | 1.8161 | 26.1906 | 9.9541 | -10.0583 | -87.4421 | 47.8172 | 3.0603 | 41.7242 | -6.3078 | -4.0286 | 5.0554
5 | 12 | 21 | 1.8391 | -1.9456 | -25.9806 | 9.5808 | 0.58627 | 9.5984 | 5.4565 | -5.7725 | -62.0525 | 29.7928 | 1.7395 | 27.1584 | 9.5957 | -9.7274 | -89.7688 | 49.6077 | 2.9312 | 43.266 | -6.3216 | -3.6778 | 5.9044
5 | 12 | 22 | 1.7997 | -1.8778 | -26.6201 | 9.9345 | 0.56717 | 9.9508 | 5.3398 | -5.5714 | -63.58 | 30.8928 | 1.6828 | 28.1556 | 9.3906 | -9.3885 | -91.9786 | 51.4393 | 2.8357 | 44.8546 | -6.2457 | -3.0804 | 7.1531
5 | 12 | 23 | 1.874 | -1.963 | -27.1713 | 10.1799 | 0.59363 | 10.1949 | 5.5601 | -5.8241 | -64.8964 | 31.6558 | 1.7613 | 28.8462 | 9.7779 | -9.8144 | -93.883 | 52.7097 | 2.968 | 45.9549 | -6.2919 | -2.8972 | 7.713
5 | 13 | 0 | 2.7324 | -2.9265 | -27.7185 | 10.5039 | 0.9182 | 10.5022 | 8.1069 | -8.6828 | -66.2034 | 32.6635 | 2.7243 | 29.7156 | 14.2567 | -14.6318 | -95.7737 | 54.3876 | 4.5908 | 47.3399 | -5.9883 | -1.676 | 10.1695
5 | 13 | 1 | 2.8713 | -3.0497 | -28.2749 | 10.8318 | 0.96906 | 10.8245 | 8.5192 | -9.0484 | -67.5323 | 33.6831 | 2.8752 | 30.6277 | 14.9818 | -15.2479 | -97.6962 | 56.0854 | 4.8451 | 48.7929 | -5.8278 | -0.87552 | 11.7612
5 | 13 | 2 | 1.4006 | -1.6435 | -23.9352 | 8.5157 | 0.48442 | 8.5009 | 4.1556 | -4.8762 | -57.1673 | 26.481 | 1.4373 | 24.0531 | 7.308 | -8.2172 | -82.7015 | 44.0932 | 2.422 | 38.3189 | -6.677 | -5.9166 | 1.2234
5 | 13 | 3 | 0.1637 | -0.26157 | -19.5932 | 6.4167 | 0.073899 | 6.4022 | 0.48569 | -0.77608 | -46.7967 | 19.9536 | 0.21926 | 18.1147 | 0.85414 | -1.3078 | -67.6988 | 33.2245 | 0.36948 | 28.8586 | -6.7983 | -8.7995 | -5.6999
5 | 13 | 4 | 0 | -4.4868e-08 | -15.2475 | 4.6122 | 1.1395e-08 | 4.5998 | 0 | -1.3312e-07 | -36.4174 | 14.3423 | 3.3808e-08 | 13.0149 | 0 | -2.2433e-07 | -52.6836 | 23.8812 | 5.6972e-08 | 20.734 | -6.0355 | -9.0602 | -8.0684
5 | 13 | 5 | 0 | 0 | -12.6535 | 3.6323 | 0 | 3.6284 | 0 | 0 | -30.2217 | 11.2953 | 0 | 10.2665 | 0 | 0 | -43.7206 | 18.8077 | 0 | 16.3555 | -5.3927 | -8.66 | -8.5574
5 | 13 | 6 | 0 | 0 | -10.0271 | 2.7531 | 0 | 2.751 | 0 | 0 | -23.9489 | 8.5613 | 0 | 7.7838 | 0 | 0 | -34.6459 | 14.2553 | 0 | 12.4004 | -4.523 | -7.6038 | -7.9902
5 | 13 | 7 | 0 | 0 | -7.4375 | 1.9515 | 0 | 1.9564 | 0 | 0 | -17.7638 | 6.0686 | 0 | 5.5356 | 0 | 0 | -25.6981 | 10.1047 | 0 | 8.8188 | -3.5295 | -6.1596 | -6.7746
5 | 13 | 8 | 0 | 0 | -6.8295 | 1.7879 | 0 | 1.7857 | 0 | 0 | -16.3117 | 5.5597 | 0 | 5.0525 | 0 | 0 | -23.5974 | 9.2574 | 0 | 8.0491 | -3.2559 | -5.6995 | -6.291
5 | 13 | 9 | 0 | 0 | -6.2291 | 1.6133 | 0 | 1.6079 | 0 | 0 | -14.8776 | 5.0169 | 0 | 4.5494 | 0 | 0 | -21.5229 | 8.3535 | 0 | 7.2476 | -3.0079 | -5.3114 | -5.9218
5 | 13 | 10 | 0 | 0 | -5.622 | 1.4459 | 0 | 1.4359 | 0 | 0 | -13.4277 | 4.4963 | 0 | 4.0627 | 0 | 0 | -19.4254 | 7.4867 | 0 | 6.4723 | -2.7403 | -4.8688 | -5.4664
5 | 13 | 11 | 0 | 0 | -5.8656 | 1.5204 | 0 | 1.5137 | 0 | 0 | -14.0096 | 4.7278 | 0 | 4.283 | 0 | 0 | -20.2671 | 7.8722 | 0 | 6.8232 | -2.8316 | -4.9988 | -5.5716
5 | 13 | 12 | 0 | 0 | -6.0993 | 1.5774 | 0 | 1.5741 | 0 | 0 | -14.5677 | 4.9052 | 0 | 4.4538 | 0 | 0 | -21.0745 | 8.1676 | 0 | 7.0953 | -2.9478 | -5.2087 | -5.8116
5 | 13 | 13 | 0 | 0 | -6.3709 | 1.664 | 0 | 1.6628 | 0 | 0 | -15.2163 | 5.1745 | 0 | 4.7047 | 0 | 0 | -22.0128 | 8.616 | 0 | 7.4951 | -3.0441 | -5.3371 | -5.9017
5 | 13 | 14 | 0.00098792 | -0.015274 | -9.919 | 2.7345 | 0.0040036 | 2.7253 | 0.0029311 | -0.045319 | -23.6906 | 8.5035 | 0.011879 | 7.7113 | 0.0051547 | -0.076369 | -34.2722 | 14.159 | 0.020017 | 12.2848 | -4.4694 | -7.5064 | -7.8796
5 | 13 | 15 | 0.0038565 | -0.056932 | -13.4581 | 3.9733 | 0.015629 | 3.9563 | 0.011442 | -0.16892 | -32.1436 | 12.3554 | 0.046371 | 11.1942 | 0.020122 | -0.28465 | -46.5009 | 20.5729 | 0.078142 | 17.8334 | -5.566 | -8.7051 | -8.2809
5 | 13 | 16 | 0.13948 | -0.27257 | -16.9966 | 5.3319 | 0.072709 | 5.3006 | 0.41383 | -0.80871 | -40.5949 | 16.5802 | 0.21573 | 14.9978 | 0.72776 | -1.3628 | -58.727 | 27.6076 | 0.36353 | 23.893 | -6.4245 | -9.196 | -7.4978
5 | 13 | 17 | 0.41861 | -0.56442 | -18.5977 | 6.0037 | 0.15372 | 5.9793 | 1.242 | -1.6746 | -44.4191 | 18.6694 | 0.45608 | 16.9181 | 2.1842 | -2.822 | -64.2593 | 31.0862 | 0.76856 | 26.9522 | -6.6068 | -8.8081 | -6.0901
5 | 13 | 18 | 0.73046 | -0.87771 | -20.2095 | 6.7102 | 0.24585 | 6.6883 | 2.1673 | -2.6041 | -48.2687 | 20.8664 | 0.72942 | 18.9244 | 3.8113 | -4.3883 | -69.8283 | 34.7444 | 1.2292 | 30.1484 | -6.7123 | -8.1854 | -4.2833
5 | 13 | 19 | 1.0444 | -1.1716 | -21.8037 | 7.4934 | 0.33767 | 7.4772 | 3.0988 | -3.4762 | -52.0764 | 23.3019 | 1.0019 | 21.1564 | 5.4496 | -5.8579 | -75.3368 | 38.7998 | 1.6883 | 33.7043 | -6.6226 | -6.9936 | -1.5527
5 | 13 | 20 | 1.1419 | -1.2707 | -22.5852 | 7.8239 | 0.37092 | 7.8151 | 3.3881 | -3.7701 | -53.9428 | 24.3294 | 1.1005 | 22.1125 | 5.9583 | -6.3531 | -78.0369 | 40.5107 | 1.8545 | 35.2273 | -6.7041 | -6.7824 | -0.83907
5 | 13 | 21 | 1.2238 | -1.3663 | -23.4079 | 8.2265 | 0.39932 | 8.2169 | 3.6309 | -4.0538 | -55.9079 | 25.5816 | 1.1848 | 23.2494 | 6.3853 | -6.8313 | -80.8797 | 42.5956 | 1.9965 | 37.0386 | -6.7077 | -6.3151 | 0.30509
5 | 13 | 22 | 1.3245 | -1.462 | -24.1734 | 8.6207 | 0.43328 | 8.6149 | 3.9298 | -4.3376 | -57.7361 | 26.8073 | 1.2855 | 24.3756 | 6.9109 | -7.3095 | -83.5244 | 44.6366 | 2.1663 | 38.8327 | -6.6419 | -5.6755 | 1.7126
5 | 13 | 23 | 1.4928 | -1.5351 | -24.6415 | 8.8863 | 0.45728 | 8.8757 | 4.429 | -4.5547 | -58.8542 | 27.6332 | 1.3568 | 25.1134 | 7.7888 | -7.6754 | -85.142 | 46.0117 | 2.2863 | 40.0081 | -6.4647 | -4.8767 | 3.2776
5 | 14 | 0 | 1.9224 | -2.0321 | -25.0972 | 9.1401 | 0.6144 | 9.1239 | 5.7038 | -6.0293 | -59.9425 | 28.4226 | 1.8229 | 25.8156 | 10.0307 | -10.1603 | -86.7164 | 47.3262 | 3.0719 | 41.1269 | -6.3285 | -4.2069 | 4.679
5 | 14 | 1 | 1.9838 | -2.0808 | -25.5599 | 9.3526 | 0.63276 | 9.3381 | 5.8859 | -6.1737 | -61.0478 | 29.0834 | 1.8774 | 26.4218 | 10.351 | -10.4036 | -88.3153 | 48.4264 | 3.1637 | 42.0925 | -6.3335 | -3.9531 | 5.3146
5 | 14 | 2 | 0.81263 | -0.89514 | -21.5027 | 7.3071 | 0.2552 | 7.2944 | 2.4111 | -2.6559 | -51.3575 | 22.7224 | 0.75719 | 20.6393 | 4.2401 | -4.4755 | -74.2968 | 37.8348 | 1.276 | 32.8804 | -6.7286 | -7.4835 | -2.5411
5 | 14 | 3 | 0 | 0 | -17.4907 | 5.5242 | 0 | 5.509 | 0 | 0 | -41.7751 | 17.1783 | 0 | 15.5874 | 0 | 0 | -60.4343 | 28.6033 | 0 | 24.8323 | -6.4575 | -9.0094 | -6.9986
5 | 14 | 4 | 0 | 0 | -13.4793 | 3.9373 | 0 | 3.9251 | 0 | 0 | -32.1943 | 12.2436 | 0 | 11.1059 | 0 | 0 | -46.5742 | 20.3867 | 0 | 17.6928 | -5.6169 | -8.8448 | -8.4946
5 | 14 | 5 | 0 | 0 | -11.4297 | 3.1895 | 0 | 3.1695 | 0 | 0 | -27.2989 | 9.9183 | 0 | 8.9679 | 0 | 0 | -39.4922 | 16.5149 | 0 | 14.2867 | -5.0707 | -8.4127 | -8.6905
5 | 14 | 6 | 0 | 0 | -9.3314 | 2.5047 | 0 | 2.4782 | 0 | 0 | -22.2873 | 7.7887 | 0 | 7.012 | 0 | 0 | -32.2421 | 12.969 | 0 | 11.1708 | -4.3485 | -7.4866 | -8.1024
5 | 14 | 7 | 0 | 0 | -7.279 | 1.8825 | 0 | 1.8501 | 0 | 0 | -17.3853 | 5.854 | 0 | 5.2349 | 0 | 0 | -25.1506 | 9.7474 | 0 | 8.3397 | -3.5464 | -6.2965 | -7.0636
5 | 14 | 8 | 0 | 0 | -6.2911 | 1.5986 | 0 | 1.5678 | 0 | 0 | -15.0259 | 4.971 | 0 | 4.4361 | 0 | 0 | -21.7373 | 8.2772 | 0 | 7.0671 | -3.1247 | -5.6188 | -6.393
5 | 14 | 9 | 0 | 0 | -5.2907 | 1.3126 | 0 | 1.2852 | 0 | 0 | -12.6365 | 4.0816 | 0 | 3.6364 | 0 | 0 | -18.2807 | 6.7962 | 0 | 5.7932 | -2.693 | -4.9184 | -5.6912
5 | 14 | 10 | 0 | 0 | -4.3104 | 1.0531 | 0 | 1.0281 | 0 | 0 | -10.2951 | 3.2746 | 0 | 2.9091 | 0 | 0 | -14.8935 | 5.4526 | 0 | 4.6345 | -2.2292 | -4.1114 | -4.8064
5 | 14 | 11 | 0 | 0 | -4.3889 | 1.0724 | 0 | 1.0504 | 0 | 0 | -10.4825 | 3.3347 | 0 | 2.972 | 0 | 0 | -15.1647 | 5.5526 | 0 | 4.7347 | -2.2662 | -4.1758 | -4.8774
5 | 14 | 12 | 0 | 0 | -4.4526 | 1.0865 | 0 | 1.0699 | 0 | 0 | -10.6347 | 3.3786 | 0 | 3.0274 | 0 | 0 | -15.3848 | 5.6256 | 0 | 4.8229 | -2.2962 | -4.2288 | -4.9363
5 | 14 | 13 | 0 | 0 | -4.5261 | 1.1039 | 0 | 1.0916 | 0 | 0 | -10.8102 | 3.4327 | 0 | 3.0886 | 0 | 0 | -15.6386 | 5.7157 | 0 | 4.9204 | -2.3306 | -4.2889 | -5.0025
5 | 14 | 14 | 0 | 0 | -7.5596 | 1.959 | 0 | 1.9383 | 0 | 0 | -18.0555 | 6.0919 | 0 | 5.4843 | 0 | 0 | -26.1202 | 10.1436 | 0 | 8.737 | -3.6623 | -6.4793 | -7.2396
5 | 14 | 15 | 0 | 0 | -10.587 | 2.9258 | 0 | 2.8939 | 0 | 0 | -25.2862 | 9.0983 | 0 | 8.1881 | 0 | 0 | -36.5804 | 15.1495 | 0 | 13.0444 | -4.7673 | -7.9998 | -8.3865
5 | 14 | 16 | 0 | 0 | -13.6183 | 4.0071 | 0 | 3.9624 | 0 | 0 | -32.5261 | 12.4608 | 0 | 11.2114 | 0 | 0 | -47.0542 | 20.7483 | 0 | 17.8608 | -5.6488 | -8.854 | -8.445
5 | 14 | 17 | 0 | 0 | -14.779 | 4.4398 | 0 | 4.4086 | 0 | 0 | -35.2983 | 13.8061 | 0 | 12.4739 | 0 | 0 | -51.0646 | 22.9883 | 0 | 19.8722 | -5.9306 | -9.0183 | -8.2041
5 | 14 | 18 | 0 | 0 | -15.9292 | 4.8719 | 0 | 4.8525 | 0 | 0 | -38.0455 | 15.15 | 0 | 13.7299 | 0 | 0 | -55.0388 | 25.2261 | 0 | 21.8731 | -6.2048 | -9.1656 | -7.9397
5 | 14 | 19 | 1.2139e-05 | -0.001545 | -17.1283 | 5.3882 | 0.00053139 | 5.3815 | 3.6015e-05 | -0.0045841 | -40.9095 | 16.7553 | 0.0015766 | 15.2268 | 6.3336e-05 | -0.0077248 | -59.1821 | 27.8991 | 0.0026568 | 24.2578 | -6.3596 | -8.9303 | -7.0302
5 | 14 | 20 | 0.09759 | -0.10981 | -17.7808 | 5.6325 | 0.029782 | 5.6416 | 0.28955 | -0.3258 | -42.468 | 17.5152 | 0.088362 | 15.9627 | 0.5092 | -0.54902 | -61.4368 | 29.1644 | 0.1489 | 25.4302 | -6.4891 | -8.938 | -6.7331
5 | 14 | 21 | 0.18411 | -0.20349 | -18.4781 | 5.945 | 0.056026 | 5.9598 | 0.54624 | -0.60375 | -44.1334 | 18.4868 | 0.16623 | 16.8631 | 0.96062 | -1.0174 | -63.846 | 30.7822 | 0.28012 | 26.8647 | -6.5366 | -8.6748 | -5.9758
5 | 14 | 22 | 0.28323 | -0.31175 | -19.1811 | 6.2459 | 0.085839 | 6.2703 | 0.84035 | -0.92497 | -45.8124 | 19.4225 | 0.25468 | 17.7415 | 1.4778 | -1.5587 | -66.275 | 32.3402 | 0.42918 | 28.264 | -6.6076 | -8.4783 | -5.3224
5 | 14 | 23 | 0.00017927 | -0.021628 | -19.7316 | 6.5199 | 0.0079088 | 6.5435 | 0.0005319 | -0.064171 | -47.1274 | 20.2747 | 0.023465 | 18.5145 | 0.0009354 | -0.10814 | -68.1773 | 33.7592 | 0.039542 | 29.4955 | -6.6818 | -8.3783 | -4.9902
5 | 15 | 0 | 0 | 0 | -20.3205 | 6.7978 | 0 | 6.8196 | 0 | 0 | -48.5338 | 21.1386 | 0 | 19.2959 | 0 | 0 | -70.2119 | 35.1977 | 0 | 30.7403 | -6.7031 | -8.0993 | -4.2739
5 | 15 | 1 | 0 | 0 | -20.906 | 7.0185 | 0 | 7.042 | 0 | 0 | -49.9323 | 21.8251 | 0 | 19.9252 | 0 | 0 | -72.235 | 36.3408 | 0 | 31.7428 | -6.8455 | -8.182 | -4.1515
5 | 15 | 2 | 0 | 0 | -16.7692 | 5.203 | 0 | 5.2197 | 0 | 0 | -40.0517 | 16.1796 | 0 | 14.7689 | 0 | 0 | -57.9412 | 26.9404 | 0 | 23.5283 | -6.3465 | -9.1033 | -7.4725
5 | 15 | 3 | 0 | 0 | -12.6211 | 3.6102 | 0 | 3.6164 | 0 | 0 | -30.1444 | 11.2266 | 0 | 10.2325 | 0 | 0 | -43.6087 | 18.6933 | 0 | 16.3014 | -5.3944 | -8.6853 | -8.614
5 | 15 | 4 | 0 | 0 | -8.4699 | 2.2227 | 0 | 2.2239 | 0 | 0 | -20.2296 | 6.9117 | 0 | 6.2924 | 0 | 0 | -29.2653 | 11.5086 | 0 | 10.0245 | -4.0233 | -7.0254 | -7.7322
5 | 15 | 5 | 0 | 0 | -6.3244 | 1.5926 | 0 | 1.579 | 0 | 0 | -15.1052 | 4.9523 | 0 | 4.4678 | 0 | 0 | -21.8521 | 8.2461 | 0 | 7.1177 | -3.1527 | -5.685 | -6.4883
5 | 15 | 6 | 0 | 0 | -4.1994 | 1.0162 | 0 | 0.98836 | 0 | 0 | -10.03 | 3.1601 | 0 | 2.7965 | 0 | 0 | -14.51 | 5.2618 | 0 | 4.4551 | -2.1949 | -4.0734 | -4.7931
5 | 15 | 7 | 0 | 0 | -2.3423 | 0.55159 | 0 | 0.52276 | 0 | 0 | -5.5943 | 1.7153 | 0 | 1.4791 | 0 | 0 | -8.093 | 2.8561 | 0 | 2.3564 | -1.2679 | -2.3999 | -2.8805
5 | 15 | 8 | 0 | 0 | -2.26 | 0.52817 | 0 | 0.49893 | 0 | 0 | -5.3979 | 1.6424 | 0 | 1.4117 | 0 | 0 | -7.809 | 2.7348 | 0 | 2.249 | -1.2329 | -2.3438 | -2.8252
5 | 15 | 9 | 0 | 0 | -2.1523 | 0.49277 | 0 | 0.46531 | 0 | 0 | -5.1406 | 1.5324 | 0 | 1.3166 | 0 | 0 | -7.4367 | 2.5515 | 0 | 2.0974 | -1.1942 | -2.2917 | -2.7877
5 | 15 | 10 | 0 | 0 | -2.1052 | 0.47787 | 0 | 0.44785 | 0 | 0 | -5.0282 | 1.486 | 0 | 1.2672 | 0 | 0 | -7.274 | 2.4743 | 0 | 2.0188 | -1.1795 | -2.275 | -2.7809
5 | 15 | 11 | 0 | 0 | -2.8652 | 0.67223 | 0 | 0.62698 | 0 | 0 | -6.8434 | 2.0904 | 0 | 1.774 | 0 | 0 | -9.9 | 3.4807 | 0 | 2.8262 | -1.566 | -2.979 | -3.5931
5 | 15 | 12 | 0 | 0 | -3.8305 | 0.91698 | 0 | 0.86704 | 0 | 0 | -9.1488 | 2.8515 | 0 | 2.4533 | 0 | 0 | -13.2352 | 4.748 | 0 | 3.9083 | -2.0465 | -3.8441 | -4.5789
5 | 15 | 13 | 0 | 0 | -4.8324 | 1.1812 | 0 | 1.1276 | 0 | 0 | -11.5419 | 3.6732 | 0 | 3.1904 | 0 | 0 | -16.6971 | 6.1162 | 0 | 5.0827 | -2.5236 | -4.6783 | -5.4983
5 | 15 | 14 | 0 | 0 | -6.3829 | 1.6106 | 0 | 1.5578 | 0 | 0 | -15.2449 | 5.0085 | 0 | 4.4076 | 0 | 0 | -22.0542 | 8.3395 | 0 | 7.0218 | -3.2145 | -5.8288 | -6.6929
5 | 15 | 15 | 0 | 0 | -8.0084 | 2.0915 | 0 | 2.0393 | 0 | 0 | -19.1274 | 6.5038 | 0 | 5.7702 | 0 | 0 | -27.6708 | 10.8294 | 0 | 9.1925 | -3.8776 | -6.8534 | -7.6489
5 | 15 | 16 | 0 | 0 | -9.5882 | 2.5871 | 0 | 2.5352 | 0 | 0 | -22.9007 | 8.045 | 0 | 7.1731 | 0 | 0 | -33.1296 | 13.3956 | 0 | 11.4275 | -4.466 | -7.6827 | -8.3065
5 | 15 | 17 | 0 | 0 | -10.1365 | 2.7835 | 0 | 2.7437 | 0 | 0 | -24.2101 | 8.6557 | 0 | 7.7633 | 0 | 0 | -35.0237 | 14.4126 | 0 | 12.3677 | -4.6092 | -7.7911 | -8.2435
5 | 15 | 18 | 0 | 0 | -10.7246 | 2.9664 | 0 | 2.9392 | 0 | 0 | -25.6149 | 9.2246 | 0 | 8.3164 | 0 | 0 | -37.056 | 15.3597 | 0 | 13.2488 | -4.819 | -8.074 | -8.4475
5 | 15 | 19 | 0 | 0 | -11.2743 | 3.1336 | 0 | 3.1207 | 0 | 0 | -26.9278 | 9.7444 | 0 | 8.8299 | 0 | 0 | -38.9553 | 16.2253 | 0 | 14.0669 | -5.02 | -8.3535 | -8.6631
5 | 15 | 20 | 0 | 0 | -11.2699 | 3.1603 | 0 | 3.1677 | 0 | 0 | -26.9172 | 9.8273 | 0 | 8.9629 | 0 | 0 | -38.94 | 16.3633 | 0 | 14.2787 | -4.9419 | -8.127 | -8.2979
5 | 15 | 21 | 0 | 0 | -11.2578 | 3.1608 | 0 | 3.1867 | 0 | 0 | -26.8883 | 9.829 | 0 | 9.0165 | 0 | 0 | -38.8982 | 16.3662 | 0 | 14.3642 | -4.9103 | -8.0428 | -8.1678
5 | 15 | 22 | 0 | 0 | -11.2581 | 3.1767 | 0 | 3.2236 | 0 | 0 | -26.8891 | 9.8783 | 0 | 9.121 | 0 | 0 | -38.8993 | 16.4482 | 0 | 14.5307 | -4.8579 | -7.8898 | -7.9205
5 | 15 | 23 | 0 | 0 | -13.5697 | 4.0154 | 0 | 4.0483 | 0 | 0 | -32.41 | 12.4866 | 0 | 11.4545 | 0 | 0 | -46.8862 | 20.7912 | 0 | 18.2481 | -5.5059 | -8.469 | -7.8468
5 | 16 | 0 | 0 | 0 | -15.878 | 4.8886 | 0 | 4.9103 | 0 | 0 | -37.9233 | 15.2018 | 0 | 13.8936 | 0 | 0 | -54.8621 | 25.3124 | 0 | 22.1339 | -6.0791 | -8.8278 | -7.4157
5 | 16 | 1 | 0 | 0 | -18.1878 | 5.8655 | 0 | 5.8734 | 0 | 0 | -43.4401 | 18.2396 | 0 | 16.6186 | 0 | 0 | -62.843 | 30.3706 | 0 | 26.475 | -6.4489 | -8.5819 | -5.9974
5 | 16 | 2 | 0 | 0 | -18.1424 | 5.8541 | 0 | 5.8472 | 0 | 0 | -43.3315 | 18.2041 | 0 | 16.5444 | 0 | 0 | -62.6859 | 30.3114 | 0 | 26.3568 | -6.4411 | -8.5831 | -6.0177
5 | 16 | 3 | 0 | 0 | -18.0857 | 5.84 | 0 | 5.811 | 0 | 0 | -43.1962 | 18.1603 | 0 | 16.4421 | 0 | 0 | -62.4901 | 30.2385 | 0 | 26.194 | -6.4346 | -8.5937 | -6.0576
5 | 16 | 4 | 0 | 0 | -18.0401 | 5.8304 | 0 | 5.7888 | 0 | 0 | -43.0872 | 18.1304 | 0 | 16.3792 | 0 | 0 | -62.3324 | 30.1887 | 0 | 26.0937 | -6.4209 | -8.5776 | -6.05
5 | 16 | 5 | 0 | 0 | -16.7082 | 5.3205 | 0 | 5.2831 | 0 | 0 | -39.9062 | 16.5447 | 0 | 14.9483 | 0 | 0 | -57.7306 | 27.5484 | 0 | 23.8141 | -6.1047 | -8.4131 | -6.368
5 | 16 | 6 | 0 | 0 | -15.4048 | 4.7955 | 0 | 4.7654 | 0 | 0 | -36.7931 | 14.9124 | 0 | 13.4836 | 0 | 0 | -53.2271 | 24.8305 | 0 | 21.4807 | -5.8439 | -8.3972 | -6.916
5 | 16 | 7 | 0 | 0 | -14.0606 | 4.2803 | 0 | 4.257 | 0 | 0 | -33.5826 | 13.3104 | 0 | 12.0451 | 0 | 0 | -48.5825 | 22.163 | 0 | 19.189 | -5.5232 | -8.2271 | -7.2306
5 | 16 | 8 | 0 | 0 | -13.2319 | 3.9815 | 0 | 3.9603 | 0 | 0 | -31.6033 | 12.3809 | 0 | 11.2056 | 0 | 0 | -45.7192 | 20.6154 | 0 | 17.8516 | -5.2901 | -8.0168 | -7.2523
5 | 16 | 9 | 0 | 0 | -12.3373 | 3.6652 | 0 | 3.6409 | 0 | 0 | -29.4667 | 11.3974 | 0 | 10.3019 | 0 | 0 | -42.6283 | 18.9777 | 0 | 16.4119 | -5.0312 | -7.7674 | -7.2387
5 | 16 | 10 | 0 | 0 | -11.4916 | 3.3836 | 0 | 3.3624 | 0 | 0 | -27.4467 | 10.5219 | 0 | 9.5137 | 0 | 0 | -39.706 | 17.52 | 0 | 15.1562 | -4.7456 | -7.4111 | -7.0298
5 | 16 | 11 | 0 | 0 | -11.3892 | 3.3525 | 0 | 3.3226 | 0 | 0 | -27.2021 | 10.425 | 0 | 9.4011 | 0 | 0 | -39.3522 | 17.3585 | 0 | 14.9769 | -4.7141 | -7.376 | -7.0168
5 | 16 | 12 | 0 | 0 | -11.2854 | 3.2964 | 0 | 3.2597 | 0 | 0 | -26.9542 | 10.2505 | 0 | 9.2232 | 0 | 0 | -38.9935 | 17.068 | 0 | 14.6935 | -4.7293 | -7.4804 | -7.2319
5 | 16 | 13 | 0 | 0 | -11.1827 | 3.2492 | 0 | 3.2103 | 0 | 0 | -26.7091 | 10.1039 | 0 | 9.0833 | 0 | 0 | -38.6389 | 16.8239 | 0 | 14.4706 | -4.7233 | -7.5219 | -7.3444
5 | 16 | 14 | 0 | 0 | -14.0151 | 4.2753 | 0 | 4.2297 | 0 | 0 | -33.4738 | 13.2947 | 0 | 11.9679 | 0 | 0 | -48.4252 | 22.1368 | 0 | 19.066 | -5.51 | -8.2113 | -7.2224
5 | 16 | 15 | 0 | 0 | -16.8879 | 5.3718 | 0 | 5.3259 | 0 | 0 | -40.3352 | 16.7043 | 0 | 15.0694 | 0 | 0 | -58.3513 | 27.8141 | 0 | 24.0071 | -6.1902 | -8.5615 | -6.5301
5 | 16 | 16 | 0 | 0 | -19.7656 | 6.6153 | 0 | 6.5571 | 0 | 0 | -47.2084 | 20.5711 | 0 | 18.5531 | 0 | 0 | -68.2945 | 34.2527 | 0 | 29.5569 | -6.5932 | -8.0843 | -4.4849
5 | 16 | 17 | 0 | 0 | -20.9966 | 7.1512 | 0 | 7.1012 | 0 | 0 | -50.1486 | 22.2379 | 0 | 20.0925 | 0 | 0 | -72.5479 | 37.028 | 0 | 32.0094 | -6.7441 | -7.8182 | -3.5105
5 | 16 | 18 | 0 | 0 | -22.2743 | 7.7957 | 0 | 7.7456 | 0 | 0 | -53.2004 | 24.242 | 0 | 21.9159 | 0 | 0 | -76.9628 | 40.3651 | 0 | 34.9141 | -6.733 | -7.0425 | -1.6835
5 | 16 | 19 | 0 | 0 | -23.5105 | 8.3698 | 0 | 8.3328 | 0 | 0 | -56.153 | 26.0271 | 0 | 23.5774 | 0 | 0 | -81.2342 | 43.3374 | 0 | 37.5612 | -6.8079 | -6.5485 | -0.33565
5 | 16 | 20 | 0 | 0 | -23.8916 | 8.5363 | 0 | 8.5091 | 0 | 0 | -57.0631 | 26.5449 | 0 | 24.0762 | 0 | 0 | -82.5508 | 44.1996 | 0 | 38.3557 | -6.8462 | -6.442 | 0.0045108
5 | 16 | 21 | 0 | 0 | -24.2724 | 8.7668 | 0 | 8.7439 | 0 | 0 | -57.9727 | 27.2618 | 0 | 24.7405 | 0 | 0 | -83.8667 | 45.3933 | 0 | 39.4141 | -6.7617 | -5.9704 | 0.94068
5 | 16 | 22 | 0 | 0 | -24.6542 | 8.9373 | 0 | 8.9246 | 0 | 0 | -58.8845 | 27.7917 | 0 | 25.2519 | 0 | 0 | -85.1857 | 46.2757 | 0 | 40.2288 | -6.7923 | -5.8408 | 1.3188
5 | 16 | 23 | 0 | 0 | -24.5531 | 8.8935 | 0 | 8.8899 | 0 | 0 | -58.6431 | 27.6555 | 0 | 25.1538 | 0 | 0 | -84.8365 | 46.0489 | 0 | 40.0724 | -6.7697 | -5.8339 | 1.2847
5 | 17 | 0 | 0 | 0 | -24.4503 | 8.8648 | 0 | 8.8673 | 0 | 0 | -58.3976 | 27.5663 | 0 | 25.0897 | 0 | 0 | -84.4814 | 45.9003 | 0 | 39.9704 | -6.7183 | -5.7417 | 1.3893
5 | 17 | 1 | 0 | 0 | -24.3147 | 8.8118 | 0 | 8.8213 | 0 | 0 | -58.0737 | 27.4017 | 0 | 24.9596 | 0 | 0 | -84.0129 | 45.6262 | 0 | 39.7632 | -6.6816 | -5.7125 | 1.3765
5 | 17 | 2 | 0 | 0 | -20.4268 | 6.8883 | 0 | 6.8973 | 0 | 0 | -48.7877 | 21.4202 | 0 | 19.5156 | 0 | 0 | -70.5791 | 35.6665 | 0 | 31.0902 | -6.6412 | -7.8519 | -3.8224
5 | 17 | 3 | 0 | 0 | -16.5473 | 5.1724 | 0 | 5.1789 | 0 | 0 | -39.5218 | 16.0843 | 0 | 14.6536 | 0 | 0 | -57.1745 | 26.7817 | 0 | 23.3446 | -6.196 | -8.784 | -7.0482
5 | 17 | 4 | 0 | 0 | -12.6693 | 3.6975 | 0 | 3.6975 | 0 | 0 | -30.2595 | 11.4981 | 0 | 10.4619 | 0 | 0 | -43.7752 | 19.1453 | 0 | 16.6668 | -5.2743 | -8.2996 | -7.9631
5 | 17 | 5 | 0 | 0 | -9.7089 | 2.6708 | 0 | 2.6693 | 0 | 0 | -23.189 | 8.3053 | 0 | 7.5526 | 0 | 0 | -33.5466 | 13.829 | 0 | 12.0321 | -4.3689 | -7.3311 | -7.6855
5 | 17 | 6 | 0 | 0 | -6.753 | 1.7674 | 0 | 1.7621 | 0 | 0 | -16.1289 | 5.4961 | 0 | 4.9857 | 0 | 0 | -23.3331 | 9.1515 | 0 | 7.9427 | -3.2235 | -5.6471 | -6.2389
5 | 17 | 7 | 0 | 0 | -3.8305 | 0.9589 | 0 | 0.95083 | 0 | 0 | -9.1488 | 2.9818 | 0 | 2.6904 | 0 | 0 | -13.2352 | 4.965 | 0 | 4.286 | -1.9208 | -3.4766 | -3.9842
5 | 17 | 8 | 0 | 0 | -2.593 | 0.64088 | 0 | 0.63871 | 0 | 0 | -6.1931 | 1.9929 | 0 | 1.8072 | 0 | 0 | -8.9593 | 3.3184 | 0 | 2.8791 | -1.3134 | -2.393 | -2.7619
5 | 17 | 9 | 0 | 0 | -1.3775 | 0.34489 | 0 | 0.3504 | 0 | 0 | -3.2901 | 1.0725 | 0 | 0.99144 | 0 | 0 | -4.7596 | 1.7858 | 0 | 1.5795 | -0.68222 | -1.2261 | -1.3943
5 | 17 | 10 | 0 | 0 | -0.8075 | 0.20671 | 0 | 0.21101 | 0 | 0 | -1.9286 | 0.6428 | 0 | 0.59704 | 0 | 0 | -2.7901 | 1.0703 | 0 | 0.95115 | -0.38977 | -0.68879 | -0.76861
5 | 17 | 11 | 0 | 0 | -1.659 | 0.43752 | 0 | 0.44875 | 0 | 0 | -3.9625 | 1.3605 | 0 | 1.2697 | 0 | 0 | -5.7324 | 2.2654 | 0 | 2.0228 | -0.77278 | -1.3323 | -1.4442
5 | 17 | 12 | 0 | 0 | -2.7662 | 0.76056 | 0 | 0.78531 | 0 | 0 | -6.6069 | 2.3651 | 0 | 2.222 | 0 | 0 | -9.5579 | 3.9381 | 0 | 3.5399 | -1.2203 | -2.0198 | -2.08
5 | 17 | 13 | 0 | 0 | -4.0712 | 1.1621 | 0 | 1.1952 | 0 | 0 | -9.7238 | 3.6137 | 0 | 3.3818 | 0 | 0 | -14.067 | 6.0172 | 0 | 5.3876 | -1.7139 | -2.7282 | -2.6622
5 | 17 | 14 | 0 | 0 | -7.248 | 2.0491 | 0 | 2.0877 | 0 | 0 | -17.3114 | 6.3719 | 0 | 5.9072 | 0 | 0 | -25.0436 | 10.6098 | 0 | 9.4108 | -3.1112 | -5.0322 | -5.023
5 | 17 | 15 | 0 | 0 | -10.5169 | 3.079 | 0 | 3.1307 | 0 | 0 | -25.1188 | 9.5746 | 0 | 8.8581 | 0 | 0 | -36.3383 | 15.9426 | 0 | 14.1118 | -4.3072 | -6.686 | -6.2839
5 | 17 | 16 | 0 | 0 | -13.7981 | 4.2623 | 0 | 4.323 | 0 | 0 | -32.9556 | 13.2544 | 0 | 12.2317 | 0 | 0 | -47.6755 | 22.0697 | 0 | 19.4863 | -5.2128 | -7.4695 | -6.1195
5 | 17 | 17 | 0 | 0 | -15.882 | 5.0322 | 0 | 5.0763 | 0 | 0 | -37.9329 | 15.6485 | 0 | 14.3633 | 0 | 0 | -54.8759 | 26.0561 | 0 | 22.8822 | -5.7734 | -7.9211 | -5.9376
5 | 17 | 18 | 0.01629 | -0.20829 | -18.007 | 5.8708 | 0.066015 | 5.8917 | 0.048331 | -0.61799 | -43.0083 | 18.256 | 0.19587 | 16.6703 | 0.084995 | -1.0414 | -62.2183 | 30.3979 | 0.33006 | 26.5575 | -6.3705 | -8.4557 | -5.8893
5 | 17 | 19 | 0.018404 | -0.22912 | -20.1429 | 6.8276 | 0.074586 | 6.8243 | 0.054606 | -0.67979 | -48.1097 | 21.2313 | 0.2213 | 19.3092 | 0.09603 | -1.1455 | -69.5983 | 35.352 | 0.37291 | 30.7615 | -6.6272 | -7.9731 | -4.1615
5 | 17 | 20 | 0.019326 | -0.23745 | -21.0014 | 7.1896 | 0.07832 | 7.1897 | 0.05734 | -0.7045 | -50.1601 | 22.3572 | 0.23237 | 20.3429 | 0.10084 | -1.1872 | -72.5645 | 37.2267 | 0.39158 | 32.4082 | -6.7619 | -7.8749 | -3.6244
5 | 17 | 21 | 0.020117 | -0.24717 | -21.8697 | 7.6266 | 0.081526 | 7.6307 | 0.059687 | -0.73334 | -52.234 | 23.7161 | 0.24189 | 21.5907 | 0.10497 | -1.2358 | -75.5648 | 39.4895 | 0.40761 | 34.3962 | -6.7579 | -7.3589 | -2.4023
5 | 17 | 22 | 0.021066 | -0.2555 | -22.7252 | 8.0681 | 0.085374 | 8.0752 | 0.062504 | -0.75806 | -54.2773 | 25.0891 | 0.2533 | 22.8484 | 0.10992 | -1.2774 | -78.5207 | 41.7755 | 0.42685 | 36.3997 | -6.731 | -6.7821 | -1.0861
5 | 17 | 23 | 0.02023 | -0.24856 | -23.0813 | 8.2257 | 0.081984 | 8.2399 | 0.060022 | -0.73746 | -55.1279 | 25.5789 | 0.24324 | 23.3145 | 0.10555 | -1.2427 | -79.7512 | 42.5911 | 0.4099 | 37.1423 | -6.7621 | -6.6687 | -0.74509
5 | 18 | 0 | 0.019665 | -0.24161 | -23.4728 | 8.4104 | 0.079694 | 8.4309 | 0.058345 | -0.71686 | -56.0629 | 26.1533 | 0.23645 | 23.855 | 0.10261 | -1.208 | -81.1039 | 43.5476 | 0.39845 | 38.0034 | -6.7738 | -6.4767 | -0.25986
5 | 18 | 1 | 0.018851 | -0.23467 | -23.8753 | 8.6508 | 0.076394 | 8.6633 | 0.05593 | -0.69626 | -57.0242 | 26.901 | 0.22666 | 24.5125 | 0.098358 | -1.1733 | -82.4946 | 44.7925 | 0.38195 | 39.0508 | -6.7006 | -6.0244 | 0.65581
5 | 18 | 2 | 0.015529 | -0.19857 | -22.0809 | 7.7215 | 0.062935 | 7.7286 | 0.046076 | -0.58915 | -52.7384 | 24.0111 | 0.18673 | 21.8679 | 0.081029 | -0.9928 | -76.2945 | 39.9807 | 0.31466 | 34.8378 | -6.7509 | -7.2157 | -2.0731
5 | 18 | 3 | 0.012191 | -0.16246 | -20.2924 | 6.8544 | 0.049405 | 6.8547 | 0.03617 | -0.48203 | -48.4668 | 21.3148 | 0.14658 | 19.3951 | 0.063609 | -0.81229 | -70.1149 | 35.491 | 0.24701 | 30.8983 | -6.6842 | -8.0562 | -4.2273
5 | 18 | 4 | 0.0093175 | -0.12775 | -18.5019 | 6.0272 | 0.03776 | 6.0186 | 0.027645 | -0.37903 | -44.1903 | 18.7423 | 0.11203 | 17.0295 | 0.048616 | -0.63872 | -63.9283 | 31.2076 | 0.18879 | 27.1296 | -6.5368 | -8.6579 | -5.9924
5 | 18 | 5 | 0.0075749 | -0.10692 | -16.3255 | 5.1071 | 0.030698 | 5.0979 | 0.022474 | -0.31723 | -38.9922 | 15.8813 | 0.09108 | 14.4243 | 0.039524 | -0.53458 | -56.4084 | 26.4439 | 0.15348 | 22.9794 | -6.1892 | -8.8902 | -7.3267
5 | 18 | 6 | 0.0060097 | -0.086092 | -14.1991 | 4.2644 | 0.024355 | 4.252 | 0.017831 | -0.25543 | -33.9135 | 13.2608 | 0.072261 | 12.0308 | 0.031357 | -0.43044 | -49.0613 | 22.0803 | 0.12177 | 19.1662 | -5.7385 | -8.7873 | -8.092
5 | 18 | 7 | 0.0044209 | -0.065263 | -12.0743 | 3.5072 | 0.017916 | 3.4894 | 0.013117 | -0.19364 | -28.8385 | 10.9061 | 0.053157 | 9.873 | 0.023067 | -0.3263 | -41.7195 | 18.1597 | 0.089577 | 15.7287 | -5.1207 | -8.1867 | -8.0448
5 | 18 | 8 | 0.0094823 | -0.10074 | -11.9295 | 3.4442 | 0.026805 | 3.4335 | 0.028134 | -0.2989 | -28.4927 | 10.7103 | 0.07953 | 9.7149 | 0.049476 | -0.50369 | -41.2191 | 17.8335 | 0.13402 | 15.4768 | -5.1163 | -8.2587 | -8.229
5 | 18 | 9 | 0.012466 | -0.12404 | -11.797 | 3.4142 | 0.032811 | 3.4064 | 0.036988 | -0.36802 | -28.1763 | 10.6169 | 0.097349 | 9.6382 | 0.065047 | -0.62016 | -40.7614 | 17.6781 | 0.16405 | 15.3546 | -5.0553 | -8.1549 | -8.1198
5 | 18 | 10 | 0.015477 | -0.14733 | -11.7038 | 3.4019 | 0.039107 | 3.4013 | 0.04592 | -0.43713 | -27.9535 | 10.5788 | 0.11603 | 9.6239 | 0.080754 | -0.73662 | -40.4392 | 17.6147 | 0.19553 | 15.3318 | -4.9933 | -8.0259 | -7.953
5 | 18 | 11 | 0.020296 | -0.17942 | -12.0027 | 3.5089 | 0.047775 | 3.5033 | 0.060219 | -0.53233 | -28.6675 | 10.9116 | 0.14175 | 9.9124 | 0.1059 | -0.89705 | -41.4721 | 18.1688 | 0.23887 | 15.7915 | -5.1018 | -8.1738 | -8.0641
5 | 18 | 12 | 0.024406 | -0.2095 | -12.3117 | 3.63 | 0.055437 | 3.6179 | 0.072413 | -0.62158 | -29.4054 | 11.2881 | 0.16448 | 10.2367 | 0.12735 | -1.0474 | -42.5395 | 18.7957 | 0.27717 | 16.308 | -5.1934 | -8.2653 | -8.0787
5 | 18 | 13 | 0.12706 | -0.34506 | -12.6631 | 3.7538 | 0.091961 | 3.7375 | 0.37699 | -1.0238 | -30.2448 | 11.6729 | 0.27285 | 10.575 | 0.66297 | -1.7252 | -43.7539 | 19.4363 | 0.45978 | 16.847 | -5.2979 | -8.3709 | -8.073
5 | 18 | 14 | 0.86142 | -1.2727 | -14.7143 | 4.5455 | 0.36212 | 4.5335 | 2.5558 | -3.7762 | -35.1439 | 14.1348 | 1.0744 | 12.8273 | 4.4947 | -6.3634 | -50.8412 | 23.5357 | 1.8105 | 20.4351 | -5.6846 | -8.3278 | -6.9286
5 | 18 | 15 | 1.8654 | -2.2525 | -16.7617 | 5.3989 | 0.67855 | 5.3965 | 5.5346 | -6.6832 | -40.0339 | 16.7887 | 2.0132 | 15.2693 | 9.7331 | -11.2621 | -57.9154 | 27.9547 | 3.3926 | 24.3255 | -5.6748 | -7.1112 | -3.7716
5 | 18 | 16 | 2.814 | -3.1733 | -18.8452 | 6.3128 | 1.0008 | 6.3228 | 8.3491 | -9.415 | -45.0101 | 19.6305 | 2.9693 | 17.8903 | 14.6827 | -15.8656 | -65.1143 | 32.6866 | 5.0036 | 28.501 | -5.568 | -5.586 | -0.10607
5 | 18 | 17 | 3.0315 | -3.3657 | -19.8353 | 6.7317 | 1.07 | 6.7575 | 8.9945 | -9.986 | -47.375 | 20.9331 | 3.1746 | 19.1201 | 15.8178 | -16.8279 | -68.5354 | 34.8555 | 5.3496 | 30.4603 | -5.6103 | -5.1387 | 1.1198
5 | 18 | 18 | 3.2428 | -3.55 | -20.8551 | 7.2141 | 1.138 | 7.2526 | 9.6213 | -10.5327 | -49.8107 | 22.4332 | 3.3763 | 20.5211 | 16.92 | -17.7491 | -72.0591 | 37.3532 | 5.6896 | 32.6921 | -5.5576 | -4.3916 | 2.8467
5 | 18 | 19 | 3.4753 | -3.7424 | -21.8346 | 7.6684 | 1.2122 | 7.7283 | 10.3113 | -11.1038 | -52.1501 | 23.846 | 3.5967 | 21.8671 | 18.1335 | -18.7114 | -75.4435 | 39.7058 | 6.0609 | 34.8364 | -5.4927 | -3.6328 | 4.5817
5 | 18 | 20 | 3.6118 | -3.9482 | -23.023 | 8.1942 | 1.284 | 8.2492 | 10.7163 | -11.7143 | -54.9885 | 25.4811 | 3.8096 | 23.3409 | 18.8456 | -19.7403 | -79.5496 | 42.4283 | 6.4197 | 37.1845 | -5.6319 | -3.3549 | 5.5881
5 | 18 | 21 | 3.7483 | -4.0281 | -24.2525 | 8.771 | 1.3186 | 8.8158 | 11.1211 | -11.9512 | -57.9252 | 27.2748 | 3.9124 | 24.944 | 19.5575 | -20.1395 | -83.798 | 45.415 | 6.5929 | 39.7383 | -5.6269 | -2.6241 | 7.3662
5 | 18 | 22 | 3.8759 | -4.1259 | -25.4399 | 9.3521 | 1.3522 | 9.3843 | 11.4997 | -12.2414 | -60.761 | 29.0816 | 4.012 | 26.5526 | 20.2233 | -20.6285 | -87.9005 | 48.4235 | 6.7608 | 42.301 | -5.6012 | -1.8565 | 9.1797
5 | 18 | 23 | 4.3888 | -4.4671 | -26.1833 | 9.7345 | 1.4857 | 9.7731 | 13.0215 | -13.254 | -62.5367 | 30.271 | 4.408 | 27.6526 | 22.8996 | -22.3348 | -90.4692 | 50.4039 | 7.4281 | 44.0533 | -5.2683 | -0.43752 | 11.981
5 | 19 | 0 | 4.4306 | -4.4703 | -26.9317 | 10.1388 | 1.4911 | 10.1861 | 13.1454 | -13.2634 | -64.3243 | 31.5282 | 4.4242 | 28.8213 | 23.1175 | -22.3507 | -93.0552 | 52.4973 | 7.4554 | 45.9152 | -5.1554 | 0.33149 | 13.5795
5 | 19 | 1 | 4.4311 | -4.4731 | -27.6739 | 10.5225 | 1.487 | 10.5788 | 13.1471 | -13.2717 | -66.0968 | 32.7212 | 4.4119 | 29.9324 | 23.1204 | -22.3647 | -95.6196 | 54.4838 | 7.4346 | 47.6853 | -5.1276 | 0.84406 | 14.7399
5 | 19 | 2 | 2.5666 | -2.82 | -23.4652 | 8.2985 | 0.87123 | 8.3214 | 7.6152 | -8.3668 | -56.0446 | 25.8055 | 2.5849 | 23.545 | 13.3921 | -14.0993 | -81.0775 | 42.9685 | 4.356 | 37.5096 | -6.2274 | -4.8608 | 3.0494
5 | 19 | 3 | 0.97009 | -1.1923 | -19.2644 | 6.3169 | 0.34088 | 6.3251 | 2.8782 | -3.5375 | -46.0114 | 19.6434 | 1.0114 | 17.8965 | 5.0617 | -5.9612 | -66.5628 | 32.708 | 1.7043 | 28.5109 | -6.5037 | -8.1194 | -4.5391
5 | 19 | 4 | 0.0012573 | -0.01944 | -15.0199 | 4.5443 | 0.0050955 | 4.5376 | 0.0037305 | -0.057679 | -35.8739 | 14.1312 | 0.015118 | 12.8391 | 0.0065605 | -0.097197 | -51.8972 | 23.5297 | 0.025477 | 20.4539 | -5.9511 | -8.9424 | -7.9787
5 | 19 | 5 | 0 | -4.4868e-08 | -12.8728 | 3.7506 | 1.1395e-08 | 3.733 | 0 | -1.3312e-07 | -30.7456 | 11.663 | 3.3808e-08 | 10.5623 | 0 | -2.2433e-07 | -44.4784 | 19.4199 | 5.6972e-08 | 16.8268 | -5.3892 | -8.5203 | -8.2317
5 | 19 | 6 | 0 | 0 | -10.6711 | 2.9768 | 0 | 2.9564 | 0 | 0 | -25.4871 | 9.2568 | 0 | 8.3651 | 0 | 0 | -36.8712 | 15.4134 | 0 | 13.3265 | -4.7379 | -7.8652 | -8.1313
5 | 19 | 7 | 0 | 0 | -8.4775 | 2.2767 | 0 | 2.2511 | 0 | 0 | -20.2478 | 7.0797 | 0 | 6.3694 | 0 | 0 | -29.2917 | 11.7884 | 0 | 10.1472 | -3.9497 | -6.7986 | -7.3561
5 | 19 | 8 | 0 | 0 | -7.4449 | 1.9528 | 0 | 1.9296 | 0 | 0 | -17.7815 | 6.0725 | 0 | 5.4597 | 0 | 0 | -25.7238 | 10.1113 | 0 | 8.6979 | -3.5625 | -6.2493 | -6.9147
5 | 19 | 9 | 0 | 0 | -6.4258 | 1.6636 | 0 | 1.6418 | 0 | 0 | -15.3475 | 5.1733 | 0 | 4.6453 | 0 | 0 | -22.2026 | 8.614 | 0 | 7.4005 | -3.1204 | -5.5289 | -6.1881
5 | 19 | 10 | 0 | 0 | -5.3599 | 1.369 | 0 | 1.349 | 0 | 0 | -12.8017 | 4.2571 | 0 | 3.8169 | 0 | 0 | -18.5197 | 7.0885 | 0 | 6.0807 | -2.6419 | -4.7276 | -5.3505
5 | 19 | 11 | 0 | 0 | -5.5097 | 1.4033 | 0 | 1.3867 | 0 | 0 | -13.1594 | 4.3638 | 0 | 3.9236 | 0 | 0 | -19.0372 | 7.2662 | 0 | 6.2507 | -2.7196 | -4.8719 | -5.5203
5 | 19 | 12 | 0 | 0 | -5.6131 | 1.4366 | 0 | 1.425 | 0 | 0 | -13.4064 | 4.4673 | 0 | 4.0321 | 0 | 0 | -19.3945 | 7.4385 | 0 | 6.4235 | -2.7515 | -4.907 | -5.5325
5 | 19 | 13 | 0 | 0 | -5.7659 | 1.4683 | 0 | 1.4608 | 0 | 0 | -13.7713 | 4.5659 | 0 | 4.1332 | 0 | 0 | -19.9223 | 7.6026 | 0 | 6.5847 | -2.8368 | -5.0722 | -5.7351
5 | 19 | 14 | 0 | 0 | -8.8652 | 2.394 | 0 | 2.3716 | 0 | 0 | -21.1737 | 7.4445 | 0 | 6.7102 | 0 | 0 | -30.6311 | 12.3958 | 0 | 10.6901 | -4.0996 | -7.0189 | -7.5452
5 | 19 | 15 | 0 | 0 | -11.9931 | 3.4391 | 0 | 3.3966 | 0 | 0 | -28.6445 | 10.6943 | 0 | 9.6107 | 0 | 0 | -41.4388 | 17.8069 | 0 | 15.3108 | -5.1574 | -8.3396 | -8.3211
5 | 19 | 16 | 0.0015268 | -0.023606 | -15.1005 | 4.6088 | 0.0061874 | 4.5494 | 0.0045299 | -0.070039 | -36.0662 | 14.3318 | 0.018358 | 12.8723 | 0.0079663 | -0.11802 | -52.1755 | 23.8638 | 0.030936 | 20.5068 | -5.9582 | -8.9092 | -7.884
5 | 19 | 17 | 0.084529 | -0.10757 | -15.9578 | 4.9456 | 0.028956 | 4.893 | 0.2508 | -0.31915 | -38.1138 | 15.3791 | 0.085912 | 13.8445 | 0.44105 | -0.53781 | -55.1377 | 25.6076 | 0.14477 | 22.0556 | -6.1133 | -8.8726 | -7.4264
5 | 19 | 18 | 0.2693 | -0.29567 | -16.782 | 5.2482 | 0.080865 | 5.2103 | 0.799 | -0.87725 | -40.0825 | 16.32 | 0.23993 | 14.7423 | 1.4051 | -1.4783 | -57.9858 | 27.1743 | 0.40431 | 23.4859 | -6.2691 | -8.8586 | -6.9944
5 | 19 | 19 | 0.4724 | -0.49097 | -17.5896 | 5.5942 | 0.13839 | 5.5682 | 1.4016 | -1.4567 | -42.0114 | 17.396 | 0.4106 | 15.7549 | 2.4648 | -2.4547 | -60.7762 | 28.9659 | 0.69192 | 25.0991 | -6.3075 | -8.505 | -6.0091
5 | 19 | 20 | 0.50116 | -0.53295 | -17.4435 | 5.5652 | 0.14945 | 5.5653 | 1.4869 | -1.5813 | -41.6624 | 17.3058 | 0.44342 | 15.7467 | 2.6149 | -2.6646 | -60.2713 | 28.8158 | 0.74722 | 25.086 | -6.1954 | -8.2608 | -5.6719
5 | 19 | 21 | 0.53377 | -0.58157 | -17.2781 | 5.4784 | 0.16284 | 5.508 | 1.5837 | -1.7255 | -41.2674 | 17.0358 | 0.48316 | 15.5846 | 2.7851 | -2.9077 | -59.6998 | 28.3661 | 0.81418 | 24.8277 | -6.1768 | -8.3057 | -5.8144
5 | 19 | 22 | 0.56648 | -0.63018 | -17.1115 | 5.4351 | 0.17639 | 5.4869 | 1.6807 | -1.8697 | -40.8694 | 16.9012 | 0.52334 | 15.5249 | 2.9557 | -3.1508 | -59.1241 | 28.142 | 0.8819 | 24.7327 | -6.0769 | -8.109 | -5.5625
5 | 19 | 23 | 0.37741 | -0.42136 | -16.2976 | 5.0886 | 0.11609 | 5.1373 | 1.1198 | -1.2502 | -38.9255 | 15.8237 | 0.34443 | 14.5357 | 1.9692 | -2.1067 | -56.3119 | 26.3479 | 0.58042 | 23.1568 | -5.9996 | -8.3521 | -6.3644
5 | 20 | 0 | 0.24125 | -0.26964 | -15.4822 | 4.7824 | 0.073714 | 4.8241 | 0.71578 | -0.80002 | -36.9781 | 14.8717 | 0.21871 | 13.6496 | 1.2588 | -1.3481 | -53.4947 | 24.7627 | 0.36856 | 21.7451 | -5.8304 | -8.3224 | -6.7077
5 | 20 | 1 | 0.11232 | -0.13689 | -14.6207 | 4.4438 | 0.036876 | 4.4837 | 0.33325 | -0.40615 | -34.9203 | 13.8186 | 0.10941 | 12.6866 | 0.58605 | -0.68442 | -50.5178 | 23.0092 | 0.18437 | 20.211 | -5.6809 | -8.3786 | -7.2116
5 | 20 | 2 | 0 | 0 | -12.7909 | 3.7385 | 0 | 3.7822 | 0 | 0 | -30.55 | 11.6255 | 0 | 10.7015 | 0 | 0 | -44.1955 | 19.3576 | 0 | 17.0486 | -5.2702 | -8.223 | -7.7893
5 | 20 | 3 | 0 | 0 | -10.9529 | 3.102 | 0 | 3.147 | 0 | 0 | -26.16 | 9.6462 | 0 | 8.9043 | 0 | 0 | -37.8446 | 16.0617 | 0 | 14.1854 | -4.7039 | -7.6096 | -7.5975
5 | 20 | 4 | 0 | 0 | -9.1194 | 2.4868 | 0 | 2.5353 | 0 | 0 | -21.7809 | 7.733 | 0 | 7.1736 | 0 | 0 | -31.5096 | 12.8761 | 0 | 11.4283 | -4.0973 | -6.8743 | -7.2052
5 | 20 | 5 | 0 | 0 | -8.2984 | 2.227 | 0 | 2.2593 | 0 | 0 | -19.8201 | 6.9253 | 0 | 6.3926 | 0 | 0 | -28.673 | 11.5312 | 0 | 10.184 | -3.8121 | -6.5023 | -6.9578
5 | 20 | 6 | 0 | 0 | -7.5098 | 1.9692 | 0 | 1.9841 | 0 | 0 | -17.9366 | 6.1234 | 0 | 5.6139 | 0 | 0 | -25.9481 | 10.196 | 0 | 8.9436 | -3.5566 | -6.1993 | -6.8086
5 | 20 | 7 | 0 | 0 | -6.6849 | 1.7251 | 0 | 1.7204 | 0 | 0 | -15.9664 | 5.3643 | 0 | 4.8679 | 0 | 0 | -23.098 | 8.9321 | 0 | 7.7551 | -3.2394 | -5.7342 | -6.4108
5 | 20 | 8 | 0 | 0 | -6.0255 | 1.5323 | 0 | 1.5295 | 0 | 0 | -14.3914 | 4.765 | 0 | 4.3276 | 0 | 0 | -20.8194 | 7.9341 | 0 | 6.8944 | -2.9637 | -5.2988 | -5.9909
5 | 20 | 9 | 0 | 0 | -5.4134 | 1.357 | 0 | 1.3554 | 0 | 0 | -12.9295 | 4.2197 | 0 | 3.8352 | 0 | 0 | -18.7046 | 7.0262 | 0 | 6.1098 | -2.701 | -4.8746 | -5.5686
5 | 20 | 10 | 0 | 0 | -4.7539 | 1.1745 | 0 | 1.1751 | 0 | 0 | -11.3544 | 3.6524 | 0 | 3.3249 | 0 | 0 | -16.4259 | 6.0815 | 0 | 5.2969 | -2.4043 | -4.3772 | -5.0476
5 | 20 | 11 | 0 | 0 | -4.7378 | 1.1593 | 0 | 1.1636 | 0 | 0 | -11.3158 | 3.6051 | 0 | 3.2924 | 0 | 0 | -16.3702 | 6.0028 | 0 | 5.2451 | -2.4149 | -4.4184 | -5.1223
5 | 20 | 12 | 0 | 0 | -4.7264 | 1.1564 | 0 | 1.1601 | 0 | 0 | -11.2887 | 3.596 | 0 | 3.2825 | 0 | 0 | -16.3309 | 5.9876 | 0 | 5.2293 | -2.4099 | -4.4102 | -5.1139
5 | 20 | 13 | 0 | 0 | -4.7264 | 1.159 | 0 | 1.1629 | 0 | 0 | -11.2886 | 3.6042 | 0 | 3.2903 | 0 | 0 | -16.3308 | 6.0013 | 0 | 5.2418 | -2.4045 | -4.3941 | -5.0877
5 | 20 | 14 | 0 | 0 | -5.806 | 1.4684 | 0 | 1.4872 | 0 | 0 | -13.8672 | 4.5662 | 0 | 4.2079 | 0 | 0 | -20.0611 | 7.6031 | 0 | 6.7035 | -2.8505 | -5.0932 | -5.7545
5 | 20 | 15 | 0 | 0 | -6.8529 | 1.7692 | 0 | 1.8056 | 0 | 0 | -16.3675 | 5.5017 | 0 | 5.1089 | 0 | 0 | -23.6782 | 9.1608 | 0 | 8.1389 | -3.278 | -5.757 | -6.3785
5 | 20 | 16 | 0 | 0 | -7.8881 | 2.0928 | 0 | 2.1491 | 0 | 0 | -18.84 | 6.508 | 0 | 6.0807 | 0 | 0 | -27.2551 | 10.8363 | 0 | 9.6871 | -3.6462 | -6.2514 | -6.7316
5 | 20 | 17 | 0 | 0 | -9.3275 | 2.5491 | 0 | 2.6018 | 0 | 0 | -22.278 | 7.9267 | 0 | 7.3616 | 0 | 0 | -32.2287 | 13.1986 | 0 | 11.7277 | -4.1767 | -6.9898 | -7.3024
5 | 20 | 18 | 0 | 0 | -10.8133 | 3.0521 | 0 | 3.1042 | 0 | 0 | -25.8266 | 9.491 | 0 | 8.7831 | 0 | 0 | -37.3623 | 15.8034 | 0 | 13.9923 | -4.657 | -7.5525 | -7.5666
5 | 20 | 19 | 0.00061887 | -0.0097201 | -12.252 | 3.5678 | 0.002508 | 3.6191 | 0.0018362 | -0.028839 | -29.263 | 11.0947 | 0.0074413 | 10.24 | 0.0032291 | -0.048599 | -42.3336 | 18.4737 | 0.01254 | 16.3133 | -5.0717 | -7.9479 | -7.5794
5 | 20 | 20 | 0.0017962 | -0.027772 | -13.2605 | 3.9274 | 0.0072793 | 3.9766 | 0.0053293 | -0.082398 | -31.6715 | 12.2128 | 0.021598 | 11.2517 | 0.0093722 | -0.13885 | -45.8179 | 20.3354 | 0.036395 | 17.9251 | -5.3752 | -8.2625 | -7.6505
5 | 20 | 21 | 0.0031497 | -0.047212 | -14.221 | 4.2855 | 0.012764 | 4.3362 | 0.009345 | -0.14008 | -33.9657 | 13.3264 | 0.037872 | 12.2692 | 0.016434 | -0.23605 | -49.1368 | 22.1897 | 0.063819 | 19.546 | -5.6306 | -8.463 | -7.5569
5 | 20 | 22 | 0.011158 | -0.10599 | -15.1781 | 4.6673 | 0.027507 | 4.7164 | 0.033105 | -0.31446 | -36.2515 | 14.5137 | 0.081614 | 13.345 | 0.058218 | -0.5299 | -52.4436 | 24.1667 | 0.13753 | 21.2599 | -5.8616 | -8.5925 | -7.3511
5 | 20 | 23 | 0.018179 | -0.15658 | -16.0691 | 5.0165 | 0.040693 | 5.0633 | 0.053936 | -0.46458 | -38.3798 | 15.5996 | 0.12074 | 14.3263 | 0.094852 | -0.78288 | -55.5224 | 25.9748 | 0.20346 | 22.8232 | -6.087 | -8.7437 | -7.209
5 | 21 | 0 | 0.0069846 | -0.098589 | -16.9707 | 5.3864 | 0.028306 | 5.4331 | 0.020723 | -0.29251 | -40.5331 | 16.7499 | 0.083983 | 15.3728 | 0.036444 | -0.49293 | -58.6376 | 27.8901 | 0.14152 | 24.4904 | -6.2145 | -8.5982 | -6.5721
5 | 21 | 1 | 0.0082854 | -0.11525 | -17.8741 | 5.8022 | 0.033577 | 5.8446 | 0.024583 | -0.34195 | -42.6907 | 18.0427 | 0.099623 | 16.5371 | 0.043231 | -0.57624 | -61.7589 | 30.0427 | 0.16788 | 26.3452 | -6.3007 | -8.3287 | -5.7361
5 | 21 | 2 | 0.0038565 | -0.056932 | -14.4772 | 4.4012 | 0.015629 | 4.431 | 0.011442 | -0.16892 | -34.5777 | 13.6862 | 0.046371 | 12.5373 | 0.020122 | -0.28465 | -50.0221 | 22.7888 | 0.078142 | 19.9732 | -5.6825 | -8.4653 | -7.4466
5 | 21 | 3 | 0 | 0 | -11.0918 | 3.1505 | 0 | 3.1697 | 0 | 0 | -26.4919 | 9.797 | 0 | 8.9686 | 0 | 0 | -38.3247 | 16.3128 | 0 | 14.2878 | -4.7716 | -7.7264 | -7.7241
5 | 21 | 4 | 0 | 0 | -7.6995 | 2.0457 | 0 | 2.0561 | 0 | 0 | -18.3896 | 6.3614 | 0 | 5.8177 | 0 | 0 | -26.6034 | 10.5924 | 0 | 9.2682 | -3.5976 | -6.2104 | -6.7429
5 | 21 | 5 | 0 | 0 | -6.0515 | 1.5551 | 0 | 1.5625 | 0 | 0 | -14.4535 | 4.8357 | 0 | 4.4211 | 0 | 0 | -20.9093 | 8.0519 | 0 | 7.0432 | -2.9339 | -5.1967 | -5.8141
5 | 21 | 6 | 0 | 0 | -4.3635 | 1.0895 | 0 | 1.0931 | 0 | 0 | -10.4219 | 3.3881 | 0 | 3.0929 | 0 | 0 | -15.0769 | 5.6415 | 0 | 4.9274 | -2.1809 | -3.9409 | -4.5081
5 | 21 | 7 | 0 | 0 | -2.672 | 0.6503 | 0 | 0.65039 | 0 | 0 | -6.3819 | 2.0222 | 0 | 1.8403 | 0 | 0 | -9.2324 | 3.3672 | 0 | 2.9317 | -1.3713 | -2.5194 | -2.9335
5 | 21 | 8 | 0 | 0 | -2.021 | 0.49273 | 0 | 0.49667 | 0 | 0 | -4.827 | 1.5322 | 0 | 1.4053 | 0 | 0 | -6.983 | 2.5513 | 0 | 2.2388 | -1.0316 | -1.8895 | -2.1929
5 | 21 | 9 | 0 | 0 | -1.4151 | 0.34815 | 0 | 0.35613 | 0 | 0 | -3.3798 | 1.0826 | 0 | 1.0077 | 0 | 0 | -4.8895 | 1.8027 | 0 | 1.6053 | -0.71082 | -1.2896 | -1.4815
5 | 21 | 10 | 0 | 0 | -0.87419 | 0.22485 | 0 | 0.23546 | 0 | 0 | -2.0879 | 0.6992 | 0 | 0.66624 | 0 | 0 | -3.0205 | 1.1642 | 0 | 1.0614 | -0.41388 | -0.7225 | -0.79493
5 | 21 | 11 | 0 | 0 | -0.91556 | 0.23369 | 0 | 0.24992 | 0 | 0 | -2.1867 | 0.7267 | 0 | 0.70713 | 0 | 0 | -3.1635 | 1.21 | 0 | 1.1265 | -0.43195 | -0.75291 | -0.82692
5 | 21 | 12 | 0 | 0 | -1.0319 | 0.25924 | 0 | 0.27938 | 0 | 0 | -2.4646 | 0.80616 | 0 | 0.79051 | 0 | 0 | -3.5654 | 1.3423 | 0 | 1.2594 | -0.49325 | -0.8679 | -0.96371
5 | 21 | 13 | 0 | 0 | -1.1192 | 0.2794 | 0 | 0.3048 | 0 | 0 | -2.673 | 0.86884 | 0 | 0.86243 | 0 | 0 | -3.867 | 1.4467 | 0 | 1.3739 | -0.53496 | -0.94176 | -1.0463
5 | 21 | 14 | 0 | 0 | -3.9292 | 0.96962 | 0 | 1.0045 | 0 | 0 | -9.3846 | 3.0152 | 0 | 2.8423 | 0 | 0 | -13.5763 | 5.0205 | 0 | 4.528 | -1.9551 | -3.5272 | -4.0278
5 | 21 | 15 | 0 | 0 | -6.7078 | 1.7463 | 0 | 1.7967 | 0 | 0 | -16.0211 | 5.4305 | 0 | 5.0836 | 0 | 0 | -23.177 | 9.0423 | 0 | 8.0987 | -3.1648 | -5.507 | -6.0361
5 | 21 | 16 | 0 | 0 | -9.4849 | 2.5971 | 0 | 2.6653 | 0 | 0 | -22.6538 | 8.0761 | 0 | 7.5414 | 0 | 0 | -32.7724 | 13.4475 | 0 | 12.0142 | -4.2224 | -7.0363 | -7.3107
5 | 21 | 17 | 0 | 0 | -11.1761 | 3.1751 | 0 | 3.2523 | 0 | 0 | -26.6932 | 9.8735 | 0 | 9.2024 | 0 | 0 | -38.6159 | 16.4403 | 0 | 14.6603 | -4.7486 | -7.6172 | -7.5153
5 | 21 | 18 | 0 | 0 | -12.8699 | 3.7599 | 0 | 3.8553 | 0 | 0 | -30.7387 | 11.692 | 0 | 10.9084 | 0 | 0 | -44.4684 | 19.4682 | 0 | 17.3782 | -5.2547 | -8.1383 | -7.622
5 | 21 | 19 | 0 | 0 | -14.565 | 4.4197 | 0 | 4.5281 | 0 | 0 | -34.7872 | 13.7437 | 0 | 12.8122 | 0 | 0 | -50.3252 | 22.8845 | 0 | 20.4111 | -5.6171 | -8.2313 | -7.0296
5 | 21 | 20 | 0 | 0 | -16.3363 | 5.1174 | 0 | 5.2215 | 0 | 0 | -39.018 | 15.9134 | 0 | 14.7742 | 0 | 0 | -56.4457 | 26.4972 | 0 | 23.5367 | -5.9974 | -8.3304 | -6.4118
5 | 21 | 21 | 0 | 0 | -18.1444 | 5.9143 | 0 | 6.0116 | 0 | 0 | -43.3365 | 18.3913 | 0 | 17.0097 | 0 | 0 | -62.6931 | 30.6232 | 0 | 27.0981 | -6.2185 | -7.9355 | -4.9718
5 | 21 | 22 | 0 | 0 | -19.906 | 6.701 | 0 | 6.7908 | 0 | 0 | -47.5438 | 20.8376 | 0 | 19.2143 | 0 | 0 | -68.7796 | 34.6965 | 0 | 30.6103 | -6.4142 | -7.4918 | -3.4728
5 | 21 | 23 | 0 | 0 | -20.6822 | 7.0521 | 0 | 7.1275 | 0 | 0 | -49.3976 | 21.9294 | 0 | 20.1671 | 0 | 0 | -71.4615 | 36.5145 | 0 | 32.1281 | -6.5026 | -7.3011 | -2.8189
5 | 22 | 0 | 0 | 0 | -21.5024 | 7.4563 | 0 | 7.5171 | 0 | 0 | -51.3566 | 23.1864 | 0 | 21.2694 | 0 | 0 | -74.2955 | 38.6074 | 0 | 33.8843 | -6.529 | -6.9008 | -1.8038
5 | 22 | 1 | 0 | 0 | -22.3133 | 7.8445 | 0 | 7.887 | 0 | 0 | -53.2934 | 24.3937 | 0 | 22.3161 | 0 | 0 | -77.0974 | 40.6177 | 0 | 35.5518 | -6.5817 | -6.5836 | -0.92789
5 | 22 | 2 | 0 | 0 | -19.1241 | 6.3766 | 0 | 6.3927 | 0 | 0 | -45.6763 | 19.8288 | 0 | 18.0879 | 0 | 0 | -66.078 | 33.0168 | 0 | 28.8158 | -6.3548 | -7.7595 | -4.2454
5 | 22 | 3 | 0 | 0 | -15.8916 | 4.9896 | 0 | 4.9881 | 0 | 0 | -37.9557 | 15.5157 | 0 | 14.1136 | 0 | 0 | -54.909 | 25.8351 | 0 | 22.4844 | -5.9139 | -8.3264 | -6.5895
5 | 22 | 4 | 0 | 0 | -12.6921 | 3.7587 | 0 | 3.7439 | 0 | 0 | -30.314 | 11.6882 | 0 | 10.5931 | 0 | 0 | -43.8541 | 19.4619 | 0 | 16.8759 | -5.1895 | -8.0327 | -7.5163
5 | 22 | 5 | 0 | 0 | -10.6142 | 3.0518 | 0 | 3.027 | 0 | 0 | -25.3511 | 9.4901 | 0 | 8.5649 | 0 | 0 | -36.6744 | 15.8018 | 0 | 13.6447 | -4.5353 | -7.2961 | -7.2278
5 | 22 | 6 | 0 | 0 | -8.4903 | 2.3826 | 0 | 2.3514 | 0 | 0 | -20.2783 | 7.409 | 0 | 6.6533 | 0 | 0 | -29.3358 | 12.3366 | 0 | 10.5994 | -3.7562 | -6.216 | -6.3998
5 | 22 | 7 | 0 | 0 | -6.3993 | 1.7478 | 0 | 1.7157 | 0 | 0 | -15.2841 | 5.4349 | 0 | 4.8544 | 0 | 0 | -22.1109 | 9.0496 | 0 | 7.7336 | -2.9359 | -4.9948 | -5.3278
5 | 22 | 8 | 0 | 0 | -5.304 | 1.4273 | 0 | 1.3973 | 0 | 0 | -12.6682 | 4.4385 | 0 | 3.9535 | 0 | 0 | -18.3265 | 7.3905 | 0 | 6.2984 | -2.4794 | -4.2762 | -4.6377
5 | 22 | 9 | 0 | 0 | -4.3647 | 1.1541 | 0 | 1.1223 | 0 | 0 | -10.4248 | 3.5888 | 0 | 3.1754 | 0 | 0 | -15.0811 | 5.9757 | 0 | 5.0588 | -2.0884 | -3.6606 | -4.0467
5 | 22 | 10 | 0 | 0 | -3.4821 | 0.90196 | 0 | 0.87344 | 0 | 0 | -8.3167 | 2.8048 | 0 | 2.4714 | 0 | 0 | -12.0314 | 4.6702 | 0 | 3.9371 | -1.7067 | -3.0406 | -3.4241
5 | 22 | 11 | 0 | 0 | -3.3838 | 0.87133 | 0 | 0.84633 | 0 | 0 | -8.0819 | 2.7095 | 0 | 2.3947 | 0 | 0 | -11.6918 | 4.5116 | 0 | 3.8149 | -1.6661 | -2.9778 | -3.3653
5 | 22 | 12 | 0 | 0 | -3.2806 | 0.83173 | 0 | 0.81153 | 0 | 0 | -7.8355 | 2.5864 | 0 | 2.2962 | 0 | 0 | -11.3353 | 4.3066 | 0 | 3.658 | -1.6374 | -2.953 | -3.3707
5 | 22 | 13 | 0 | 0 | -3.1865 | 0.79533 | 0 | 0.78139 | 0 | 0 | -7.6107 | 2.4732 | 0 | 2.2109 | 0 | 0 | -11.0101 | 4.1181 | 0 | 3.5222 | -1.6098 | -2.9266 | -3.3698
5 | 22 | 14 | 0 | 0 | -5.6198 | 1.4359 | 0 | 1.4191 | 0 | 0 | -13.4225 | 4.4651 | 0 | 4.0152 | 0 | 0 | -19.4178 | 7.4347 | 0 | 6.3966 | -2.7649 | -4.9423 | -5.5865
5 | 22 | 15 | 0 | 0 | -8.3329 | 2.2343 | 0 | 2.2141 | 0 | 0 | -19.9025 | 6.9479 | 0 | 6.2646 | 0 | 0 | -28.7921 | 11.5688 | 0 | 9.9802 | -3.8846 | -6.69 | -7.2431
5 | 22 | 16 | 0 | 0 | -11.0484 | 3.1012 | 0 | 3.0779 | 0 | 0 | -26.3883 | 9.6437 | 0 | 8.7087 | 0 | 0 | -38.1749 | 16.0577 | 0 | 13.8738 | -4.8693 | -8.0359 | -8.2433
5 | 22 | 17 | 0 | 0 | -12.1552 | 3.4933 | 0 | 3.4708 | 0 | 0 | -29.0316 | 10.8629 | 0 | 9.8205 | 0 | 0 | -41.9989 | 18.0876 | 0 | 15.645 | -5.1911 | -8.3483 | -8.2662
5 | 22 | 18 | 0 | 0 | -13.2906 | 3.8824 | 0 | 3.8603 | 0 | 0 | -31.7435 | 12.0729 | 0 | 10.9225 | 0 | 0 | -45.922 | 20.1024 | 0 | 17.4007 | -5.5479 | -8.7481 | -8.4189
5 | 22 | 19 | 0 | 0 | -14.4208 | 4.3218 | 0 | 4.2994 | 0 | 0 | -34.4428 | 13.4392 | 0 | 12.1651 | 0 | 0 | -49.827 | 22.3775 | 0 | 19.3803 | -5.7995 | -8.8385 | -8.0693
5 | 22 | 20 | 0 | 0 | -14.6155 | 4.3873 | 0 | 4.3682 | 0 | 0 | -34.9078 | 13.6428 | 0 | 12.3597 | 0 | 0 | -50.4997 | 22.7165 | 0 | 19.6902 | -5.86 | -8.9053 | -8.093
5 | 22 | 21 | 0 | 0 | -14.8376 | 4.4653 | 0 | 4.4451 | 0 | 0 | -35.4384 | 13.8856 | 0 | 12.5772 | 0 | 0 | -51.2672 | 23.1208 | 0 | 20.0367 | -5.9272 | -8.9755 | -8.1097
5 | 22 | 22 | 0 | 0 | -15.0838 | 4.5643 | 0 | 4.5431 | 0 | 0 | -36.0265 | 14.1935 | 0 | 12.8547 | 0 | 0 | -52.1181 | 23.6334 | 0 | 20.4788 | -5.9764 | -8.9784 | -8.0059
5 | 22 | 23 | 0 | 0 | -15.1003 | 4.5637 | 0 | 4.5444 | 0 | 0 | -36.0659 | 14.1915 | 0 | 12.8583 | 0 | 0 | -52.1751 | 23.6301 | 0 | 20.4845 | -5.9922 | -9.0162 | -8.0605
5 | 23 | 0 | 0 | 0 | -15.1269 | 4.5474 | 0 | 4.5329 | 0 | 0 | -36.1293 | 14.1407 | 0 | 12.8258 | 0 | 0 | -52.2668 | 23.5455 | 0 | 20.4328 | -6.0466 | -9.1628 | -8.2885
5 | 23 | 1 | 0 | 0 | -15.1661 | 4.5558 | 0 | 4.542 | 0 | 0 | -36.223 | 14.1671 | 0 | 12.8514 | 0 | 0 | -52.4024 | 23.5895 | 0 | 20.4736 | -6.0683 | -9.2045 | -8.3393
5 | 23 | 2 | 0 | 0 | -14.3056 | 4.2363 | 0 | 4.2105 | 0 | 0 | -34.1678 | 13.1732 | 0 | 11.9134 | 0 | 0 | -49.4291 | 21.9346 | 0 | 18.9792 | -5.8589 | -9.0811 | -8.5153
5 | 23 | 3 | 0 | 0 | -13.4905 | 3.9292 | 0 | 3.8951 | 0 | 0 | -32.2209 | 12.2185 | 0 | 11.021 | 0 | 0 | -46.6126 | 20.345 | 0 | 17.5576 | -5.6661 | -8.9813 | -8.71
5 | 23 | 4 | 0 | 0 | -12.6744 | 3.6295 | 0 | 3.5833 | 0 | 0 | -30.2719 | 11.2863 | 0 | 10.1388 | 0 | 0 | -43.7931 | 18.7927 | 0 | 16.1521 | -5.4617 | -8.8468 | -8.8483
5 | 23 | 5 | 0 | 0 | -11.532 | 3.2162 | 0 | 3.1819 | 0 | 0 | -27.5433 | 10.0012 | 0 | 9.0031 | 0 | 0 | -39.8457 | 16.6529 | 0 | 14.3428 | -5.1339 | -8.539 | -8.8501
5 | 23 | 6 | 0 | 0 | -10.422 | 2.8602 | 0 | 2.8309 | 0 | 0 | -24.8922 | 8.8943 | 0 | 8.0099 | 0 | 0 | -36.0105 | 14.8099 | 0 | 12.7605 | -4.7309 | -7.988 | -8.4402
5 | 23 | 7 | 0 | 0 | -9.3108 | 2.4972 | 0 | 2.4789 | 0 | 0 | -22.238 | 7.7655 | 0 | 7.0139 | 0 | 0 | -32.1708 | 12.9302 | 0 | 11.1738 | -4.3347 | -7.4587 | -8.0668
5 | 23 | 8 | 0 | 0 | -8.3236 | 2.1882 | 0 | 2.1774 | 0 | 0 | -19.8802 | 6.8045 | 0 | 6.1608 | 0 | 0 | -28.7599 | 11.3301 | 0 | 9.8148 | -3.958 | -6.9149 | -7.615
5 | 23 | 9 | 0 | 0 | -7.3805 | 1.905 | 0 | 1.8983 | 0 | 0 | -17.6277 | 5.9239 | 0 | 5.3712 | 0 | 0 | -25.5013 | 9.8637 | 0 | 8.5568 | -3.5772 | -6.3327 | -7.0807
5 | 23 | 10 | 0 | 0 | -6.4325 | 1.6273 | 0 | 1.6258 | 0 | 0 | -15.3636 | 5.0603 | 0 | 4.6001 | 0 | 0 | -22.2258 | 8.4258 | 0 | 7.3285 | -3.1794 | -5.7031 | -6.4715
5 | 23 | 11 | 0 | 0 | -6.5644 | 1.6795 | 0 | 1.686 | 0 | 0 | -15.6785 | 5.2226 | 0 | 4.7706 | 0 | 0 | -22.6815 | 8.6961 | 0 | 7.6001 | -3.1989 | -5.6853 | -6.3853
5 | 23 | 12 | 0 | 0 | -6.7292 | 1.7401 | 0 | 1.7536 | 0 | 0 | -16.0721 | 5.4111 | 0 | 4.9617 | 0 | 0 | -23.2509 | 9.0099 | 0 | 7.9044 | -3.2355 | -5.6994 | -6.3366
5 | 23 | 13 | 0 | 0 | -6.896 | 1.8022 | 0 | 1.8231 | 0 | 0 | -16.4706 | 5.6041 | 0 | 5.1583 | 0 | 0 | -23.8274 | 9.3313 | 0 | 8.2176 | -3.2708 | -5.7082 | -6.2784
5 | 23 | 14 | 0 | 0 | -8.7973 | 2.3837 | 0 | 2.4307 | 0 | 0 | -21.0115 | 7.4125 | 0 | 6.8776 | 0 | 0 | -30.3965 | 12.3425 | 0 | 10.9568 | -3.9828 | -6.7213 | -7.0972
5 | 23 | 15 | 0 | 0 | -10.7287 | 3.0437 | 0 | 3.1201 | 0 | 0 | -25.6246 | 9.4648 | 0 | 8.8283 | 0 | 0 | -37.07 | 15.7598 | 0 | 14.0643 | -4.5649 | -7.3315 | -7.246
5 | 23 | 16 | 0 | 0 | -12.6676 | 3.7445 | 0 | 3.8531 | 0 | 0 | -30.2556 | 11.6442 | 0 | 10.9021 | 0 | 0 | -43.7696 | 19.3886 | 0 | 17.3682 | -5.07 | -7.7093 | -7.0128
5 | 23 | 17 | 0 | 0 | -15.2453 | 4.6918 | 0 | 4.7613 | 0 | 0 | -36.4122 | 14.5899 | 0 | 13.4719 | 0 | 0 | -52.676 | 24.2935 | 0 | 21.4621 | -5.7922 | -8.3503 | -6.9204
5 | 23 | 18 | 0 | 0 | -17.7763 | 5.7056 | 0 | 5.7275 | 0 | 0 | -42.4572 | 17.7424 | 0 | 16.2058 | 0 | 0 | -61.4211 | 29.5427 | 0 | 25.8175 | -6.3432 | -8.5089 | -6.0609
5 | 23 | 19 | 0 | 0 | -20.3448 | 6.8203 | 0 | 6.7831 | 0 | 0 | -48.5918 | 21.2089 | 0 | 19.1924 | 0 | 0 | -70.2957 | 35.3147 | 0 | 30.5754 | -6.7413 | -8.1905 | -4.4056
5 | 23 | 20 | 0 | 0 | -21.9359 | 7.5068 | 0 | 7.4682 | 0 | 0 | -52.3921 | 23.3435 | 0 | 21.131 | 0 | 0 | -75.7935 | 38.869 | 0 | 33.6638 | -6.9609 | -7.9176 | -3.2607
5 | 23 | 21 | 0 | 0 | -23.5306 | 8.2881 | 0 | 8.2396 | 0 | 0 | -56.201 | 25.773 | 0 | 23.3137 | 0 | 0 | -81.3037 | 42.9144 | 0 | 37.141 | -7.0029 | -7.1143 | -1.2482
5 | 23 | 22 | 0 | 0 | -25.1283 | 9.1136 | 0 | 9.049 | 0 | 0 | -60.0168 | 28.3401 | 0 | 25.6039 | 0 | 0 | -86.8239 | 47.1888 | 0 | 40.7895 | -6.9657 | -6.0729 | 1.1544
5 | 23 | 23 | 0 | 0 | -26.1526 | 9.6886 | 0 | 9.6117 | 0 | 0 | -62.4634 | 30.1281 | 0 | 27.1959 | 0 | 0 | -90.3632 | 50.166 | 0 | 43.3257 | -6.8524 | -5.1394 | 3.1285
5 | 24 | 0 | 0 | 0 | -27.1337 | 10.222 | 0 | 10.1472 | 0 | 0 | -64.8066 | 31.7869 | 0 | 28.7111 | 0 | 0 | -93.753 | 52.928 | 0 | 45.7396 | -6.7645 | -4.3086 | 4.9146
5 | 24 | 1 | 0 | 0 | -28.118 | 10.7665 | 0 | 10.6826 | 0 | 0 | -67.1574 | 33.48 | 0 | 30.2262 | 0 | 0 | -97.1539 | 55.7473 | 0 | 48.1533 | -6.6688 | -3.4512 | 6.7467
5 | 24 | 2 | 0 | 0 | -25.6739 | 9.4146 | 0 | 9.339 | 0 | 0 | -61.32 | 29.2762 | 0 | 26.4245 | 0 | 0 | -88.7092 | 48.7475 | 0 | 42.0968 | -6.9202 | -5.6193 | 2.1352
5 | 24 | 3 | 0 | 0 | -23.2257 | 8.1526 | 0 | 8.0936 | 0 | 0 | -55.4726 | 25.3518 | 0 | 22.9005 | 0 | 0 | -80.2499 | 42.2131 | 0 | 36.4828 | -6.9794 | -7.2202 | -1.554
5 | 24 | 4 | 0 | 0 | -20.7878 | 6.98 | 0 | 6.9315 | 0 | 0 | -49.6498 | 21.7053 | 0 | 19.6125 | 0 | 0 | -71.8264 | 36.1413 | 0 | 31.2446 | -6.8762 | -8.332 | -4.4405
5 | 24 | 5 | 0 | 0 | -19.5017 | 6.3942 | 0 | 6.3561 | 0 | 0 | -46.5783 | 19.8837 | 0 | 17.9842 | 0 | 0 | -67.3828 | 33.1081 | 0 | 28.6507 | -6.7515 | -8.7103 | -5.6241
5 | 24 | 6 | 0.0077716 | -0.1097 | -18.2504 | 5.8641 | 0.031495 | 5.824 | 0.023058 | -0.32547 | -43.5895 | 18.2353 | 0.093446 | 16.4788 | 0.04055 | -0.54847 | -63.0592 | 30.3633 | 0.15747 | 26.2524 | -6.6327 | -9.0844 | -6.7939
5 | 24 | 7 | 0.007083 | -0.099978 | -17.0012 | 5.3281 | 0.028704 | 5.2913 | 0.021015 | -0.29663 | -40.606 | 16.5686 | 0.085166 | 14.9714 | 0.036957 | -0.49987 | -58.743 | 27.5882 | 0.14352 | 23.851 | -6.446 | -9.2564 | -7.6232
5 | 24 | 8 | 0.0073781 | -0.10414 | -16.5302 | 5.1643 | 0.0299 | 5.1287 | 0.021891 | -0.30899 | -39.4811 | 16.059 | 0.088714 | 14.5114 | 0.038497 | -0.5207 | -57.1157 | 26.7397 | 0.1495 | 23.118 | -6.3042 | -9.1091 | -7.5907
5 | 24 | 9 | 0.0076732 | -0.10831 | -16.033 | 4.9587 | 0.031096 | 4.9262 | 0.022766 | -0.32135 | -38.2936 | 15.4197 | 0.092263 | 13.9387 | 0.040037 | -0.54153 | -55.3977 | 25.6751 | 0.15548 | 22.2057 | -6.2177 | -9.1416 | -7.8629
5 | 24 | 10 | 0.0080857 | -0.11248 | -15.5628 | 4.8025 | 0.032768 | 4.7693 | 0.02399 | -0.33371 | -37.1705 | 14.934 | 0.097222 | 13.4946 | 0.042189 | -0.56235 | -53.7731 | 24.8664 | 0.16383 | 21.4982 | -6.0627 | -8.9545 | -7.7648
5 | 24 | 11 | 0.0089841 | -0.12497 | -15.5632 | 4.799 | 0.036409 | 4.7712 | 0.026656 | -0.37079 | -37.1714 | 14.9233 | 0.10802 | 13.4999 | 0.046877 | -0.62484 | -53.7744 | 24.8487 | 0.18204 | 21.5066 | -6.0726 | -8.9843 | -7.815
5 | 24 | 12 | 0.010026 | -0.13747 | -15.6167 | 4.836 | 0.040633 | 4.8081 | 0.029748 | -0.40787 | -37.2992 | 15.0384 | 0.12056 | 13.6043 | 0.052315 | -0.68732 | -53.9592 | 25.0403 | 0.20316 | 21.673 | -6.0594 | -8.9141 | -7.6778
5 | 24 | 13 | 0.011095 | -0.14997 | -15.6259 | 4.8714 | 0.044965 | 4.8444 | 0.03292 | -0.44495 | -37.3212 | 15.1482 | 0.13341 | 13.7072 | 0.057893 | -0.7498 | -53.9911 | 25.2232 | 0.22482 | 21.8369 | -6.004 | -8.7444 | -7.3981
5 | 24 | 14 | 0.014784 | -0.19162 | -17.2041 | 5.5154 | 0.059912 | 5.4944 | 0.043863 | -0.56855 | -41.0905 | 17.1511 | 0.17776 | 15.5463 | 0.077137 | -0.95808 | -59.4439 | 28.5581 | 0.29955 | 24.7668 | -6.3111 | -8.74 | -6.7003
5 | 24 | 15 | 0.018739 | -0.23328 | -18.8156 | 6.2527 | 0.075942 | 6.2226 | 0.055599 | -0.69214 | -44.9396 | 19.4438 | 0.22532 | 17.6066 | 0.097776 | -1.1664 | -65.0122 | 32.3757 | 0.37969 | 28.049 | -6.4789 | -8.3004 | -5.2764
5 | 24 | 16 | 0.023078 | -0.27633 | -20.4363 | 6.993 | 0.093524 | 6.9652 | 0.068471 | -0.81986 | -48.8105 | 21.7457 | 0.27748 | 19.7079 | 0.12041 | -1.3816 | -70.6121 | 36.2086 | 0.4676 | 31.3967 | -6.6378 | -7.8307 | -3.8004
5 | 24 | 17 | 0.022498 | -0.26939 | -21.285 | 7.4061 | 0.091174 | 7.3923 | 0.06675 | -0.79926 | -50.8375 | 23.0303 | 0.27051 | 20.9162 | 0.11739 | -1.3469 | -73.5446 | 38.3475 | 0.45585 | 33.3217 | -6.6424 | -7.353 | -2.6491
5 | 24 | 18 | 0.021753 | -0.26383 | -22.1712 | 7.7949 | 0.088158 | 7.8051 | 0.064542 | -0.78278 | -52.954 | 24.2394 | 0.26156 | 22.0842 | 0.1135 | -1.3191 | -76.6063 | 40.3608 | 0.44077 | 35.1823 | -6.7251 | -7.087 | -1.828
5 | 24 | 19 | 0.11769 | -0.74015 | -23.0187 | 8.256 | 0.22365 | 8.2758 | 0.34919 | -2.196 | -54.9784 | 25.6731 | 0.66358 | 23.416 | 0.61408 | -3.7006 | -79.535 | 42.7481 | 1.1182 | 37.304 | -6.8858 | -7.0725 | -1.4512
5 | 24 | 20 | 0.10705 | -0.68199 | -22.9725 | 8.1885 | 0.20331 | 8.2111 | 0.31762 | -2.0235 | -54.8678 | 25.4633 | 0.60321 | 23.233 | 0.55856 | -3.4098 | -79.375 | 42.3987 | 1.0165 | 37.0125 | -6.9445 | -7.2741 | -1.7986
5 | 24 | 21 | 0.094679 | -0.62044 | -22.9306 | 8.1489 | 0.18 | 8.1713 | 0.28091 | -1.8408 | -54.7679 | 25.3402 | 0.53406 | 23.1203 | 0.49401 | -3.1021 | -79.2304 | 42.1938 | 0.89997 | 36.8329 | -6.9562 | -7.3332 | -1.9119
5 | 24 | 22 | 0.084778 | -0.56367 | -22.8776 | 8.1207 | 0.16129 | 8.1395 | 0.25153 | -1.6724 | -54.6414 | 25.2524 | 0.47854 | 23.0305 | 0.44235 | -2.8183 | -79.0474 | 42.0475 | 0.80642 | 36.6899 | -6.935 | -7.3008 | -1.8795
5 | 24 | 23 | 0.074511 | -0.50135 | -22.2957 | 7.7867 | 0.14056 | 7.8133 | 0.22107 | -1.4875 | -53.2514 | 24.214 | 0.41705 | 22.1073 | 0.38878 | -2.5067 | -77.0366 | 40.3184 | 0.70279 | 35.2192 | -6.982 | -7.7795 | -2.9141
5 | 25 | 0 | 0.064656 | -0.44042 | -21.7679 | 7.5324 | 0.12098 | 7.5636 | 0.19183 | -1.3067 | -51.9908 | 23.4232 | 0.35894 | 21.401 | 0.33736 | -2.202 | -75.2129 | 39.0016 | 0.60487 | 34.0939 | -6.9266 | -7.9226 | -3.3772
5 | 25 | 1 | 0.055105 | -0.37948 | -21.1921 | 7.2351 | 0.10209 | 7.2798 | 0.16349 | -1.1259 | -50.6156 | 22.4985 | 0.3029 | 20.5979 | 0.28752 | -1.8973 | -73.2235 | 37.462 | 0.51044 | 32.8145 | -6.8995 | -8.1787 | -4.0463
5 | 25 | 2 | 0.040904 | -0.29557 | -19.6888 | 6.5506 | 0.0779 | 6.5708 | 0.12136 | -0.87694 | -47.0251 | 20.3699 | 0.23113 | 18.5917 | 0.21343 | -1.4778 | -68.0293 | 33.9178 | 0.38948 | 29.6184 | -6.7443 | -8.5879 | -5.3679
5 | 25 | 3 | 0.026856 | -0.20826 | -18.1878 | 5.9147 | 0.054037 | 5.9135 | 0.079683 | -0.6179 | -43.44 | 18.3927 | 0.16033 | 16.732 | 0.14013 | -1.0412 | -62.8429 | 30.6255 | 0.27017 | 26.6557 | -6.4869 | -8.6932 | -6.1926
5 | 25 | 4 | 0.014059 | -0.12434 | -16.6393 | 5.236 | 0.031885 | 5.218 | 0.041712 | -0.36892 | -39.7416 | 16.2821 | 0.094602 | 14.7643 | 0.073356 | -0.62168 | -57.4926 | 27.1111 | 0.15942 | 23.521 | -6.2637 | -8.9279 | -7.2494
5 | 25 | 5 | 0.0067435 | -0.071738 | -14.6885 | 4.4904 | 0.018611 | 4.4712 | 0.020008 | -0.21285 | -35.0822 | 13.9635 | 0.055219 | 12.6511 | 0.035186 | -0.35868 | -50.7519 | 23.2504 | 0.093052 | 20.1545 | -5.7733 | -8.6052 | -7.5774
5 | 25 | 6 | 0.0022805 | -0.034715 | -12.7051 | 3.7445 | 0.0092419 | 3.7307 | 0.0067662 | -0.103 | -30.345 | 11.644 | 0.027421 | 10.5558 | 0.011899 | -0.17357 | -43.8989 | 19.3883 | 0.046208 | 16.8165 | -5.2531 | -8.214 | -7.8095
5 | 25 | 7 | 0.0012573 | -0.01944 | -10.736 | 3.0883 | 0.0050955 | 3.0754 | 0.0037305 | -0.057679 | -25.6421 | 9.6035 | 0.015118 | 8.7017 | 0.0065605 | -0.097197 | -37.0953 | 15.9907 | 0.025477 | 13.8626 | -4.5854 | -7.3757 | -7.3072
5 | 25 | 8 | 0 | 0 | -9.4897 | 2.6866 | 0 | 2.6675 | 0 | 0 | -22.6653 | 8.3544 | 0 | 7.5476 | 0 | 0 | -32.789 | 13.9107 | 0 | 12.024 | -4.1356 | -6.7634 | -6.8542
5 | 25 | 9 | 0 | 0 | -8.5049 | 2.3717 | 0 | 2.3386 | 0 | 0 | -20.3132 | 7.375 | 0 | 6.6169 | 0 | 0 | -29.3862 | 12.2801 | 0 | 10.5414 | -3.7946 | -6.3212 | -6.5647
5 | 25 | 10 | 0 | 0 | -7.6713 | 2.1144 | 0 | 2.0591 | 0 | 0 | -18.3222 | 6.5749 | 0 | 5.8262 | 0 | 0 | -26.5059 | 10.9478 | 0 | 9.2817 | -3.4978 | -5.9211 | -6.2764
5 | 25 | 11 | 0 | 0 | -6.237 | 1.6571 | 0 | 1.6157 | 0 | 0 | -14.8966 | 5.1531 | 0 | 4.5716 | 0 | 0 | -21.5503 | 8.5803 | 0 | 7.2829 | -2.9642 | -5.172 | -5.6871
5 | 25 | 12 | 0 | 0 | -4.768 | 1.2402 | 0 | 1.2118 | 0 | 0 | -11.388 | 3.8565 | 0 | 3.4286 | 0 | 0 | -16.4746 | 6.4214 | 0 | 5.4621 | -2.3161 | -4.1029 | -4.591
5 | 25 | 13 | 0 | 0 | -3.3383 | 0.85559 | 0 | 0.83824 | 0 | 0 | -7.9732 | 2.6606 | 0 | 2.3718 | 0 | 0 | -11.5345 | 4.4301 | 0 | 3.7785 | -1.6445 | -2.9409 | -3.3259
5 | 25 | 14 | 0 | 0 | -5.1013 | 1.3326 | 0 | 1.3097 | 0 | 0 | -12.184 | 4.1439 | 0 | 3.7057 | 0 | 0 | -17.6262 | 6.9 | 0 | 5.9036 | -2.459 | -4.3344 | -4.8225
5 | 25 | 15 | 0 | 0 | -7.01 | 1.8976 | 0 | 1.8808 | 0 | 0 | -16.7428 | 5.9009 | 0 | 5.3216 | 0 | 0 | -24.2211 | 9.8255 | 0 | 8.4779 | -3.2316 | -5.5203 | -5.9177
5 | 25 | 16 | 0.00035364 | -0.0055544 | -9.3 | 2.6035 | 0.0014332 | 2.5771 | 0.0010492 | -0.01648 | -22.2123 | 8.0958 | 0.0042522 | 7.2918 | 0.0018452 | -0.027771 | -32.1337 | 13.4803 | 0.0071655 | 11.6165 | -4.1232 | -6.8359 | -7.0556
5 | 25 | 17 | 0.0015268 | -0.023606 | -9.8898 | 2.7798 | 0.0061874 | 2.7634 | 0.0045299 | -0.070039 | -23.621 | 8.6443 | 0.018358 | 7.8191 | 0.0079663 | -0.11802 | -34.1716 | 14.3936 | 0.030936 | 12.4566 | -4.3624 | -7.2048 | -7.4006
5 | 25 | 18 | 0.0026454 | -0.040269 | -10.4349 | 2.9728 | 0.010721 | 2.9662 | 0.0078488 | -0.11948 | -24.9229 | 9.2443 | 0.031808 | 8.3928 | 0.013803 | -0.20134 | -36.0549 | 15.3926 | 0.053601 | 13.3705 | -4.5228 | -7.3657 | -7.4258
5 | 25 | 19 | 0.0039506 | -0.058321 | -11.0305 | 3.1882 | 0.01601 | 3.1915 | 0.011721 | -0.17304 | -26.3454 | 9.9142 | 0.047502 | 9.0301 | 0.020613 | -0.29159 | -38.1127 | 16.508 | 0.080047 | 14.3859 | -4.6892 | -7.5148 | -7.4098
5 | 25 | 20 | 0.0044209 | -0.065263 | -11.7635 | 3.4149 | 0.017916 | 3.4265 | 0.013117 | -0.19364 | -28.0961 | 10.6191 | 0.053157 | 9.695 | 0.023067 | -0.3263 | -40.6455 | 17.6818 | 0.089577 | 15.4451 | -4.9651 | -7.9093 | -7.7322
5 | 25 | 21 | 0.0050611 | -0.073595 | -12.4526 | 3.669 | 0.020511 | 3.6865 | 0.015016 | -0.21836 | -29.7421 | 11.4093 | 0.060855 | 10.4307 | 0.026408 | -0.36796 | -43.0266 | 18.9975 | 0.10255 | 16.6172 | -5.1452 | -8.0445 | -7.6509
5 | 25 | 22 | 0.0056341 | -0.081926 | -13.1783 | 3.9337 | 0.022833 | 3.961 | 0.016716 | -0.24307 | -31.4754 | 12.2324 | 0.067744 | 11.2076 | 0.029397 | -0.40962 | -45.5341 | 20.368 | 0.11416 | 17.8549 | -5.3371 | -8.194 | -7.5773
5 | 25 | 23 | 0.2034 | -0.28054 | -13.3574 | 3.981 | 0.076308 | 4.0111 | 0.60349 | -0.83236 | -31.9029 | 12.3796 | 0.22641 | 11.3493 | 1.0613 | -1.4026 | -46.1527 | 20.6132 | 0.38153 | 18.0805 | -5.366 | -8.1765 | -7.4188
5 | 26 | 0 | 0.20302 | -0.27499 | -13.5771 | 4.0832 | 0.07476 | 4.113 | 0.60235 | -0.81588 | -32.4278 | 12.6973 | 0.22181 | 11.6376 | 1.0593 | -1.3749 | -46.912 | 21.1422 | 0.37379 | 18.5398 | -5.3781 | -8.0846 | -7.1718
5 | 26 | 1 | 0.20248 | -0.26804 | -13.7547 | 4.1287 | 0.072559 | 4.163 | 0.60074 | -0.79528 | -32.852 | 12.8388 | 0.21528 | 11.779 | 1.0565 | -1.3402 | -47.5256 | 21.3777 | 0.36278 | 18.7651 | -5.456 | -8.2135 | -7.3037
5 | 26 | 2 | 0.0027366 | -0.041658 | -11.7913 | 3.4126 | 0.01109 | 3.4454 | 0.0081195 | -0.1236 | -28.1626 | 10.6119 | 0.032905 | 9.7486 | 0.014279 | -0.20828 | -40.7417 | 17.6698 | 0.055449 | 15.5304 | -4.9612 | -7.8847 | -7.6801
5 | 26 | 3 | 0.0013472 | -0.020829 | -9.8126 | 2.7675 | 0.0054595 | 2.7953 | 0.003997 | -0.061799 | -23.4366 | 8.6058 | 0.016198 | 7.9092 | 0.0070291 | -0.10414 | -33.9048 | 14.3294 | 0.027296 | 12.6002 | -4.2639 | -6.9632 | -7.045
5 | 26 | 4 | 0 | 0 | -7.8505 | 2.148 | 0 | 2.1721 | 0 | 0 | -18.7504 | 6.6797 | 0 | 6.1458 | 0 | 0 | -27.1254 | 11.1222 | 0 | 9.7909 | -3.5304 | -5.9249 | -6.2123
5 | 26 | 5 | 0 | 0 | -6.153 | 1.6638 | 0 | 1.6823 | 0 | 0 | -14.696 | 5.1738 | 0 | 4.76 | 0 | 0 | -21.26 | 8.6148 | 0 | 7.5832 | -2.8069 | -4.7621 | -5.062
5 | 26 | 6 | 0 | 0 | -4.6816 | 1.2506 | 0 | 1.262 | 0 | 0 | -11.1816 | 3.8891 | 0 | 3.5707 | 0 | 0 | -16.176 | 6.4757 | 0 | 5.6884 | -2.169 | -3.7219 | -4.0119
5 | 26 | 7 | 0 | 0 | -3.3912 | 0.91635 | 0 | 0.92321 | 0 | 0 | -8.0995 | 2.8495 | 0 | 2.6122 | 0 | 0 | -11.7172 | 4.7447 | 0 | 4.1615 | -1.5516 | -2.6378 | -2.811
5 | 26 | 8 | 0 | 0 | -2.963 | 0.83135 | 0 | 0.85409 | 0 | 0 | -7.077 | 2.5852 | 0 | 2.4166 | 0 | 0 | -10.2379 | 4.3046 | 0 | 3.8499 | -1.2776 | -2.0751 | -2.0834
5 | 26 | 9 | 0 | 0 | -2.5376 | 0.75698 | 0 | 0.79619 | 0 | 0 | -6.061 | 2.3539 | 0 | 2.2528 | 0 | 0 | -8.7682 | 3.9195 | 0 | 3.5889 | -0.98449 | -1.4543 | -1.2597
5 | 26 | 10 | 0.00044205 | -0.006943 | -2.6088 | 0.78583 | 0.0017915 | 0.82999 | 0.0013116 | -0.0206 | -6.2308 | 2.4437 | 0.0053152 | 2.3484 | 0.0023065 | -0.034713 | -9.0138 | 4.0689 | 0.0089569 | 3.7413 | -0.99764 | -1.4527 | -1.2271
5 | 26 | 11 | 0.0011675 | -0.018052 | -3.0074 | 0.91062 | 0.0047316 | 0.96117 | 0.0034641 | -0.053559 | -7.1829 | 2.8317 | 0.014038 | 2.7196 | 0.0060919 | -0.090254 | -10.3912 | 4.715 | 0.023657 | 4.3326 | -1.1478 | -1.6677 | -1.4041
5 | 26 | 12 | 0.0019156 | -0.02916 | -3.8912 | 1.1438 | 0.0077632 | 1.1965 | 0.0056836 | -0.086518 | -9.2938 | 3.5569 | 0.023033 | 3.3856 | 0.0099952 | -0.1458 | -13.4449 | 5.9226 | 0.038815 | 5.3935 | -1.5703 | -2.4091 | -2.2258
5 | 26 | 13 | 0.0026454 | -0.040269 | -4.7964 | 1.4047 | 0.010721 | 1.4588 | 0.0078488 | -0.11948 | -11.4559 | 4.368 | 0.031808 | 4.1276 | 0.013803 | -0.20134 | -16.5727 | 7.2731 | 0.053601 | 6.5756 | -1.9599 | -3.0401 | -2.8579
5 | 26 | 14 | 0.004609 | -0.068041 | -7.0258 | 2.036 | 0.018679 | 2.0848 | 0.013675 | -0.20188 | -16.7806 | 6.3313 | 0.055419 | 5.8989 | 0.024049 | -0.34019 | -24.2759 | 10.5422 | 0.093389 | 9.3975 | -2.9498 | -4.6832 | -4.5589
5 | 26 | 15 | 0.0065913 | -0.094424 | -9.4495 | 2.7833 | 0.026712 | 2.8271 | 0.019556 | -0.28015 | -22.5693 | 8.6552 | 0.079254 | 7.9992 | 0.034392 | -0.4721 | -32.6501 | 14.4116 | 0.13355 | 12.7435 | -3.9002 | -6.0963 | -5.7991
5 | 26 | 16 | 0.089713 | -0.23765 | -12.0944 | 3.6496 | 0.065069 | 3.691 | 0.26618 | -0.70511 | -28.8865 | 11.3488 | 0.19306 | 10.4437 | 0.4681 | -1.1882 | -41.7889 | 18.8969 | 0.32533 | 16.6378 | -4.8366 | -7.3398 | -6.6489
5 | 26 | 17 | 0.36417 | -0.54169 | -14.3839 | 4.4465 | 0.14739 | 4.4652 | 1.0805 | -1.6072 | -34.3547 | 13.827 | 0.43732 | 12.6341 | 1.9001 | -2.7083 | -49.6996 | 23.0232 | 0.73694 | 20.1274 | -5.5023 | -7.983 | -6.6202
5 | 26 | 18 | 0.63824 | -0.83944 | -16.7107 | 5.34 | 0.23335 | 5.3397 | 1.8937 | -2.4906 | -39.9121 | 16.6055 | 0.69233 | 15.1085 | 3.3302 | -4.197 | -57.7392 | 27.6496 | 1.1667 | 24.0694 | -5.9988 | -8.1027 | -5.7203
5 | 26 | 19 | 0.93253 | -1.1489 | -18.9988 | 6.2729 | 0.32386 | 6.2402 | 2.7668 | -3.4088 | -45.3771 | 19.5065 | 0.96089 | 17.6564 | 4.8657 | -5.7442 | -65.6452 | 32.4801 | 1.6192 | 28.1284 | -6.3782 | -7.8953 | -4.2961
5 | 26 | 20 | 1.1008 | -1.3166 | -20.4943 | 6.9279 | 0.37617 | 6.8929 | 3.2662 | -3.9063 | -48.949 | 21.5433 | 1.1161 | 19.5033 | 5.7439 | -6.5827 | -70.8126 | 35.8716 | 1.8808 | 31.0706 | -6.5131 | -7.4265 | -2.8285
5 | 26 | 21 | 1.2921 | -1.5042 | -21.9802 | 7.6241 | 0.43583 | 7.5853 | 3.8336 | -4.4629 | -52.4979 | 23.7082 | 1.2931 | 21.4624 | 6.7418 | -7.5206 | -75.9466 | 39.4763 | 2.1791 | 34.1918 | -6.5471 | -6.6635 | -0.87826
5 | 26 | 22 | 1.4689 | -1.6738 | -23.4349 | 8.3105 | 0.49106 | 8.2691 | 4.3583 | -4.9661 | -55.9723 | 25.8428 | 1.457 | 23.3971 | 7.6645 | -8.3685 | -80.9729 | 43.0306 | 2.4552 | 37.2738 | -6.5691 | -5.8833 | 1.0827
5 | 26 | 23 | 1.5886 | -1.786 | -24.3278 | 8.7799 | 0.53091 | 8.7467 | 4.7135 | -5.299 | -58.105 | 27.3024 | 1.5752 | 24.7484 | 8.2891 | -8.9295 | -84.0582 | 45.4609 | 2.6544 | 39.4266 | -6.4677 | -5.0646 | 2.8434
5 | 27 | 0 | 1.6903 | -1.8974 | -25.2208 | 9.2105 | 0.56596 | 9.1764 | 5.015 | -5.6297 | -60.2379 | 28.6413 | 1.6792 | 25.9644 | 8.8194 | -9.4869 | -87.1437 | 47.6903 | 2.8297 | 41.3638 | -6.4752 | -4.5677 | 4.0727
5 | 27 | 1 | 1.8136 | -2.0116 | -26.1118 | 9.685 | 0.60665 | 9.6505 | 5.381 | -5.9683 | -62.3658 | 30.1169 | 1.7999 | 27.3059 | 9.4631 | -10.0574 | -90.222 | 50.1474 | 3.0331 | 43.501 | -6.3675 | -3.7303 | 5.8652
5 | 27 | 2 | 1.1652 | -1.3776 | -23.1506 | 8.1277 | 0.39772 | 8.1017 | 3.457 | -4.0872 | -55.2934 | 25.2744 | 1.18 | 22.9235 | 6.0795 | -6.8875 | -79.9907 | 42.0841 | 1.9885 | 36.5194 | -6.7359 | -6.5457 | -0.20672
5 | 27 | 3 | 0.54916 | -0.7329 | -20.1552 | 6.6961 | 0.20079 | 6.6706 | 1.6293 | -2.1745 | -48.1391 | 20.8225 | 0.59576 | 18.8743 | 2.8653 | -3.6643 | -69.6409 | 34.6713 | 1.0039 | 30.0686 | -6.7715 | -8.3917 | -4.696
5 | 27 | 4 | 0.012168 | -0.11493 | -17.1957 | 5.4295 | 0.030127 | 5.4093 | 0.036104 | -0.341 | -41.0706 | 16.8839 | 0.089387 | 15.3054 | 0.063492 | -0.57464 | -59.4151 | 28.1133 | 0.15063 | 24.3831 | -6.4295 | -9.0968 | -7.2793
5 | 27 | 5 | 0.003057 | -0.045823 | -15.22 | 4.6225 | 0.012389 | 4.6105 | 0.0090702 | -0.13596 | -36.3516 | 14.3743 | 0.036758 | 13.0452 | 0.015951 | -0.22911 | -52.5884 | 23.9346 | 0.061942 | 20.7823 | -6.0174 | -9.0222 | -8.0227
5 | 27 | 6 | 0.0013472 | -0.020829 | -13.2541 | 3.8929 | 0.0054595 | 3.8849 | 0.003997 | -0.061799 | -31.6564 | 12.1056 | 0.016198 | 10.9921 | 0.0070291 | -0.10414 | -45.796 | 20.157 | 0.027296 | 17.5114 | -5.4904 | -8.6003 | -8.1974
5 | 27 | 7 | 0 | 0 | -11.2845 | 3.1869 | 0 | 3.1831 | 0 | 0 | -26.9522 | 9.9103 | 0 | 9.0065 | 0 | 0 | -38.9906 | 16.5015 | 0 | 14.3483 | -4.9145 | -8.0354 | -8.1409
5 | 27 | 8 | 0 | 0 | -10.6713 | 3.003 | 0 | 2.9968 | 0 | 0 | -25.4874 | 9.3381 | 0 | 8.4794 | 0 | 0 | -36.8716 | 15.5488 | 0 | 13.5085 | -4.6715 | -7.6699 | -7.8143
5 | 27 | 9 | 0 | 0 | -10.0573 | 2.791 | 0 | 2.7862 | 0 | 0 | -24.0211 | 8.6791 | 0 | 7.8835 | 0 | 0 | -34.7504 | 14.4516 | 0 | 12.5592 | -4.4801 | -7.4585 | -7.7397
5 | 27 | 10 | 0 | 0 | -9.4461 | 2.5918 | 0 | 2.5869 | 0 | 0 | -22.5613 | 8.0595 | 0 | 7.3194 | 0 | 0 | -32.6385 | 13.4198 | 0 | 11.6606 | -4.2675 | -7.1824 | -7.5581
5 | 27 | 11 | 0 | 0 | -9.5984 | 2.6479 | 0 | 2.6385 | 0 | 0 | -22.925 | 8.234 | 0 | 7.4655 | 0 | 0 | -33.1647 | 13.7104 | 0 | 11.8932 | -4.3121 | -7.2256 | -7.5611
5 | 27 | 12 | 0 | 0 | -9.7201 | 2.6837 | 0 | 2.6751 | 0 | 0 | -23.2157 | 8.3454 | 0 | 7.5692 | 0 | 0 | -33.5853 | 13.8959 | 0 | 12.0584 | -4.3613 | -7.3011 | -7.6309
5 | 27 | 13 | 0 | 0 | -9.8878 | 2.7462 | 0 | 2.7329 | 0 | 0 | -23.6162 | 8.5398 | 0 | 7.7328 | 0 | 0 | -34.1645 | 14.2196 | 0 | 12.3191 | -4.4086 | -7.3436 | -7.6259
5 | 27 | 14 | 0.0010777 | -0.016663 | -12.6066 | 3.6829 | 0.0043676 | 3.6631 | 0.0031976 | -0.049439 | -30.1098 | 11.4526 | 0.012959 | 10.3645 | 0.0056233 | -0.083312 | -43.5586 | 19.0696 | 0.021837 | 16.5117 | -5.2718 | -8.326 | -8.0332
5 | 27 | 15 | 0.20265 | -0.26588 | -15.3279 | 4.7063 | 0.071821 | 4.6764 | 0.60126 | -0.78887 | -36.6094 | 14.6349 | 0.21309 | 13.2316 | 1.0574 | -1.3294 | -52.9614 | 24.3684 | 0.35909 | 21.0793 | -5.9367 | -8.7174 | -7.4265
5 | 27 | 16 | 0.80806 | -0.96552 | -18.0156 | 5.8212 | 0.27197 | 5.7845 | 2.3975 | -2.8647 | -43.0287 | 18.102 | 0.80693 | 16.3671 | 4.2163 | -4.8274 | -62.2479 | 30.1414 | 1.3598 | 26.0744 | -6.2953 | -8.2199 | -5.2834
5 | 27 | 17 | 1.043 | -1.2283 | -19.4295 | 6.4067 | 0.34993 | 6.3839 | 3.0946 | -3.6444 | -46.4057 | 19.9226 | 1.0382 | 18.0631 | 5.4421 | -6.1413 | -67.1333 | 33.1729 | 1.7496 | 28.7763 | -6.4742 | -7.9316 | -4.1337
5 | 27 | 18 | 1.2335 | -1.2743 | -20.8308 | 7.0522 | 0.37563 | 7.0373 | 3.6599 | -3.7808 | -49.7527 | 21.9298 | 1.1145 | 19.9118 | 6.4362 | -6.3712 | -71.9752 | 36.5151 | 1.8781 | 31.7214 | -6.4065 | -6.9176 | -1.7955
5 | 27 | 19 | 1.494 | -1.4896 | -22.202 | 7.7352 | 0.45147 | 7.7378 | 4.4328 | -4.4195 | -53.0277 | 24.0536 | 1.3395 | 21.8938 | 7.7955 | -7.4476 | -76.713 | 40.0515 | 2.2573 | 34.8791 | -6.2731 | -5.7274 | 0.8228
5 | 27 | 20 | 0.00952 | -0.13053 | -22.9517 | 8.0928 | 0.038581 | 8.0802 | 0.028246 | -0.38727 | -54.8182 | 25.1658 | 0.11447 | 22.8627 | 0.049673 | -0.65261 | -79.3032 | 41.9034 | 0.1929 | 36.4226 | -6.861 | -7.0342 | -1.3873
5 | 27 | 21 | 0.0094188 | -0.12914 | -23.6962 | 8.4522 | 0.03817 | 8.4324 | 0.027945 | -0.38315 | -56.5964 | 26.2834 | 0.11325 | 23.8592 | 0.049145 | -0.64567 | -81.8757 | 43.7643 | 0.19084 | 38.0101 | -6.8931 | -6.6957 | -0.50698
5 | 27 | 22 | 0.0092162 | -0.12636 | -24.4841 | 8.8537 | 0.03735 | 8.8212 | 0.027344 | -0.37491 | -58.4782 | 27.5319 | 0.11082 | 24.9592 | 0.048088 | -0.63178 | -84.598 | 45.8431 | 0.18674 | 39.7625 | -6.889 | -6.2238 | 0.61062
5 | 27 | 23 | 0.0087845 | -0.1222 | -24.263 | 8.6933 | 0.0356 | 8.6786 | 0.026063 | -0.36255 | -57.9501 | 27.0332 | 0.10562 | 24.5559 | 0.045835 | -0.61095 | -83.834 | 45.0126 | 0.17799 | 39.12 | -6.9688 | -6.5919 | -0.088466
5 | 28 | 0 | 0.0085848 | -0.11942 | -24.0455 | 8.6199 | 0.034791 | 8.6224 | 0.025471 | -0.35431 | -57.4308 | 26.8048 | 0.10322 | 24.3969 | 0.044793 | -0.59707 | -83.0828 | 44.6324 | 0.17395 | 38.8666 | -6.8793 | -6.4548 | 0.037911
5 | 28 | 1 | 0.0082854 | -0.11525 | -23.856 | 8.5455 | 0.033577 | 8.559 | 0.024583 | -0.34195 | -56.978 | 26.5735 | 0.099623 | 24.2173 | 0.043231 | -0.57624 | -82.4278 | 44.2472 | 0.16788 | 38.5806 | -6.8249 | -6.405 | 0.034877
5 | 28 | 2 | 0.0049657 | -0.072206 | -20.9537 | 7.0679 | 0.020124 | 7.0695 | 0.014733 | -0.21424 | -50.0463 | 21.9787 | 0.059707 | 20.0029 | 0.025909 | -0.36102 | -72.3999 | 36.5965 | 0.10061 | 31.8666 | -6.8634 | -8.2045 | -4.1713
5 | 28 | 3 | 0.0017962 | -0.027772 | -18.002 | 5.7763 | 0.0072793 | 5.7652 | 0.0053293 | -0.082398 | -42.9962 | 17.9623 | 0.021598 | 16.3125 | 0.0093722 | -0.13885 | -62.2009 | 29.9088 | 0.036395 | 25.9875 | -6.4791 | -8.7769 | -6.3977
5 | 28 | 4 | 0 | 0 | -15.0971 | 4.5792 | 0 | 4.5538 | 0 | 0 | -36.0582 | 14.2395 | 0 | 12.8848 | 0 | 0 | -52.1639 | 23.7101 | 0 | 20.5267 | -5.9642 | -8.9339 | -7.9271
5 | 28 | 5 | 0 | 0 | -13.9608 | 4.1409 | 0 | 4.1169 | 0 | 0 | -33.3441 | 12.8767 | 0 | 11.6485 | 0 | 0 | -48.2376 | 21.4409 | 0 | 18.5573 | -5.703 | -8.8188 | -8.2394
5 | 28 | 6 | 0 | 0 | -12.7662 | 3.7024 | 0 | 3.6776 | 0 | 0 | -30.491 | 11.5132 | 0 | 10.4056 | 0 | 0 | -44.11 | 19.1705 | 0 | 16.5771 | -5.3862 | -8.5722 | -8.3625
5 | 28 | 7 | 0 | 0 | -11.5758 | 3.2959 | 0 | 3.2714 | 0 | 0 | -27.6477 | 10.2491 | 0 | 9.2564 | 0 | 0 | -39.9969 | 17.0657 | 0 | 14.7463 | -5.0084 | -8.1422 | -8.1848
5 | 28 | 8 | 0 | 0 | -10.9294 | 3.0739 | 0 | 3.0215 | 0 | 0 | -26.1041 | 9.5589 | 0 | 8.5493 | 0 | 0 | -37.7637 | 15.9164 | 0 | 13.6199 | -4.834 | -7.9959 | -8.2274
5 | 28 | 9 | 0 | 0 | -10.2832 | 2.8894 | 0 | 2.8088 | 0 | 0 | -24.5605 | 8.985 | 0 | 7.9475 | 0 | 0 | -35.5306 | 14.9608 | 0 | 12.6612 | -4.5849 | -7.628 | -7.9086
5 | 28 | 10 | 0 | 0 | -9.6335 | 2.6772 | 0 | 2.5727 | 0 | 0 | -23.0088 | 8.325 | 0 | 7.2794 | 0 | 0 | -33.2859 | 13.8619 | 0 | 11.5968 | -4.3836 | -7.4044 | -7.8272
5 | 28 | 11 | 0 | 0 | -9.2517 | 2.5516 | 0 | 2.467 | 0 | 0 | -22.0969 | 7.9346 | 0 | 6.9802 | 0 | 0 | -31.9666 | 13.2117 | 0 | 11.1201 | -4.2331 | -7.1822 | -7.6348
5 | 28 | 12 | 0 | 0 | -8.8566 | 2.4326 | 0 | 2.3683 | 0 | 0 | -21.1532 | 7.5645 | 0 | 6.701 | 0 | 0 | -30.6014 | 12.5956 | 0 | 10.6753 | -4.0557 | -6.8877 | -7.3305
5 | 28 | 13 | 0 | 0 | -8.4768 | 2.3187 | 0 | 2.2737 | 0 | 0 | -20.246 | 7.2102 | 0 | 6.4334 | 0 | 0 | -29.2891 | 12.0057 | 0 | 10.2491 | -3.8844 | -6.6024 | -7.0343
5 | 28 | 14 | 0 | 0 | -10.2861 | 2.8937 | 0 | 2.8462 | 0 | 0 | -24.5675 | 8.9985 | 0 | 8.0533 | 0 | 0 | -35.5408 | 14.9833 | 0 | 12.8297 | -4.5461 | -7.5157 | -7.7278
5 | 28 | 15 | 0 | 0 | -12.0492 | 3.524 | 0 | 3.4755 | 0 | 0 | -28.7785 | 10.9585 | 0 | 9.8338 | 0 | 0 | -41.6327 | 18.2469 | 0 | 15.6663 | -5.0496 | -7.9861 | -7.7195
5 | 28 | 16 | 0.0011675 | -0.018052 | -13.8607 | 4.1726 | 0.0047316 | 4.1235 | 0.0034641 | -0.053559 | -33.1051 | 12.9754 | 0.014038 | 11.6674 | 0.0060919 | -0.090254 | -47.8918 | 21.6051 | 0.023657 | 18.5873 | -5.5767 | -8.4985 | -7.7599
5 | 28 | 17 | 0.0008841 | -0.013886 | -14.5634 | 4.4476 | 0.0035829 | 4.4011 | 0.0026231 | -0.041199 | -34.7834 | 13.8306 | 0.01063 | 12.4528 | 0.004613 | -0.069427 | -50.3198 | 23.0291 | 0.017914 | 19.8386 | -5.724 | -8.528 | -7.4989
5 | 28 | 18 | 0.00053046 | -0.0083315 | -15.3138 | 4.7347 | 0.0021497 | 4.6899 | 0.0015739 | -0.02472 | -36.5758 | 14.7231 | 0.0063783 | 13.2698 | 0.0027678 | -0.041656 | -52.9127 | 24.5153 | 0.010748 | 21.1401 | -5.895 | -8.5997 | -7.2855
5 | 28 | 19 | 0.00026523 | -0.0041658 | -16.0145 | 4.9731 | 0.0010749 | 4.9348 | 0.00078693 | -0.01236 | -38.2493 | 15.4644 | 0.0031892 | 13.9628 | 0.0013839 | -0.020828 | -55.3336 | 25.7497 | 0.0053742 | 22.2442 | -6.1094 | -8.8304 | -7.3538
5 | 28 | 20 | 0.51096 | -0.51042 | -15.9175 | 4.9473 | 0.14188 | 4.9236 | 1.516 | -1.5144 | -38.0177 | 15.3845 | 0.42096 | 13.9311 | 2.6661 | -2.552 | -54.9986 | 25.6165 | 0.70937 | 22.1936 | -5.9042 | -8.2796 | -6.3651
5 | 28 | 21 | 0.48176 | -0.48126 | -15.809 | 4.9003 | 0.13377 | 4.8848 | 1.4294 | -1.4279 | -37.7586 | 15.2381 | 0.3969 | 13.8212 | 2.5137 | -2.4062 | -54.6238 | 25.3728 | 0.66884 | 22.0186 | -5.8897 | -8.3009 | -6.456
5 | 28 | 22 | 0.45257 | -0.45209 | -15.7116 | 4.8653 | 0.12567 | 4.8636 | 1.3428 | -1.3413 | -37.5259 | 15.1293 | 0.37285 | 13.7615 | 2.3614 | -2.2604 | -54.2872 | 25.1917 | 0.6283 | 21.9234 | -5.8566 | -8.2608 | -6.4428
5 | 28 | 23 | 0.2123 | -0.21875 | -15.2667 | 4.655 | 0.058954 | 4.6581 | 0.6299 | -0.64904 | -36.4632 | 14.4754 | 0.17492 | 13.1799 | 1.1077 | -1.0937 | -52.7499 | 24.1028 | 0.29476 | 20.9969 | -5.9011 | -8.6521 | -7.3413
5 | 29 | 0 | 1.0284e-07 | -1.337e-07 | -14.8659 | 4.4881 | 3.3558e-08 | 4.4872 | 3.0512e-07 | -3.967e-07 | -35.5059 | 13.9565 | 9.9565e-08 | 12.6963 | 5.3658e-07 | -6.685e-07 | -51.3649 | 23.2388 | 1.6778e-07 | 20.2264 | -5.8906 | -8.8531 | -7.8997
5 | 29 | 1 | 0 | 0 | -14.4752 | 4.347 | 0 | 4.3448 | 0 | 0 | -34.5727 | 13.5175 | 0 | 12.2935 | 0 | 0 | -50.015 | 22.5078 | 0 | 19.5847 | -5.7834 | -8.7618 | -7.9224
5 | 29 | 2 | 0 | 0 | -12.8591 | 3.7461 | 0 | 3.7464 | 0 | 0 | -30.7128 | 11.649 | 0 | 10.6003 | 0 | 0 | -44.431 | 19.3966 | 0 | 16.8873 | -5.3666 | -8.4636 | -8.1471
5 | 29 | 3 | 0 | 0 | -11.2396 | 3.1763 | 0 | 3.1762 | 0 | 0 | -26.8449 | 9.8772 | 0 | 8.9868 | 0 | 0 | -38.8354 | 16.4464 | 0 | 14.3169 | -4.8871 | -7.9809 | -8.0721
5 | 29 | 4 | 0 | 0 | -9.6376 | 2.6476 | 0 | 2.6516 | 0 | 0 | -23.0186 | 8.2332 | 0 | 7.5026 | 0 | 0 | -33.3001 | 13.709 | 0 | 11.9524 | -4.3384 | -7.2829 | -7.6387
5 | 29 | 5 | 0 | 0 | -7.3752 | 1.952 | 0 | 1.9536 | 0 | 0 | -17.615 | 6.07 | 0 | 5.5275 | 0 | 0 | -25.4829 | 10.1071 | 0 | 8.8059 | -3.4696 | -6.0175 | -6.5699
5 | 29 | 6 | 0 | 0 | -5.1554 | 1.3238 | 0 | 1.323 | 0 | 0 | -12.3134 | 4.1167 | 0 | 3.7434 | 0 | 0 | -17.8132 | 6.8546 | 0 | 5.9636 | -2.5086 | -4.4533 | -4.995
5 | 29 | 7 | 0 | 0 | -3.0899 | 0.78278 | 0 | 0.78201 | 0 | 0 | -7.38 | 2.4342 | 0 | 2.2127 | 0 | 0 | -10.6764 | 4.0531 | 0 | 3.525 | -1.5251 | -2.7332 | -3.0983
5 | 29 | 8 | 0 | 0 | -1.9271 | 0.51072 | 0 | 0.51378 | 0 | 0 | -4.6026 | 1.5881 | 0 | 1.4537 | 0 | 0 | -6.6585 | 2.6444 | 0 | 2.3159 | -0.90257 | -1.5608 | -1.6981
5 | 29 | 9 | 0 | 0 | -1.1958 | 0.34114 | 0 | 0.34779 | 0 | 0 | -2.8562 | 1.0608 | 0 | 0.98406 | 0 | 0 | -4.1319 | 1.7664 | 0 | 1.5677 | -0.50691 | -0.81128 | -0.79783
5 | 29 | 10 | 0 | 0 | -1.0567 | 0.30283 | 0 | 0.30221 | 0 | 0 | -2.5238 | 0.9417 | 0 | 0.8551 | 0 | 0 | -3.6511 | 1.568 | 0 | 1.3623 | -0.45165 | -0.72702 | -0.72084
5 | 29 | 11 | 0 | 0 | -1.4502 | 0.41776 | 0 | 0.41806 | 0 | 0 | -3.4636 | 1.2991 | 0 | 1.1829 | 0 | 0 | -5.0107 | 2.1631 | 0 | 1.8845 | -0.61436 | -0.98166 | -0.96314
5 | 29 | 12 | 0 | 0 | -1.8657 | 0.54367 | 0 | 0.54438 | 0 | 0 | -4.4562 | 1.6906 | 0 | 1.5403 | 0 | 0 | -6.4465 | 2.815 | 0 | 2.4539 | -0.77768 | -1.2252 | -1.1776
5 | 29 | 13 | 0 | 0 | -2.8896 | 0.81613 | 0 | 0.80976 | 0 | 0 | -6.9016 | 2.5379 | 0 | 2.2912 | 0 | 0 | -9.9843 | 4.2258 | 0 | 3.6501 | -1.2637 | -2.0726 | -2.1084
5 | 29 | 14 | 0 | -4.4868e-08 | -4.9813 | 1.3585 | 1.1395e-08 | 1.3376 | 0 | -1.3312e-07 | -11.8974 | 4.2244 | 3.3808e-08 | 3.7847 | 0 | -2.2433e-07 | -17.2114 | 7.0341 | 5.6972e-08 | 6.0294 | -2.2852 | -3.8882 | -4.1479
5 | 29 | 15 | 0.00053046 | -0.0083315 | -7.3768 | 2.0464 | 0.0021497 | 2.0217 | 0.0015739 | -0.02472 | -17.6188 | 6.3636 | 0.0063783 | 5.7204 | 0.0027678 | -0.041656 | -25.4885 | 10.596 | 0.010748 | 9.1132 | -3.3143 | -5.5516 | -5.8074
5 | 29 | 16 | 0.0010777 | -0.016663 | -10.0732 | 2.8572 | 0.0043676 | 2.8299 | 0.0031976 | -0.049439 | -24.0589 | 8.885 | 0.012959 | 8.0071 | 0.0056233 | -0.083312 | -34.8051 | 14.7944 | 0.021837 | 12.7562 | -4.3972 | -7.2 | -7.3104
5 | 29 | 17 | 0.0016166 | -0.024995 | -11.7756 | 3.442 | 0.0065514 | 3.4055 | 0.0047964 | -0.074159 | -28.125 | 10.7035 | 0.019438 | 9.6356 | 0.008435 | -0.12497 | -40.6873 | 17.8222 | 0.032756 | 15.3505 | -4.9449 | -7.8358 | -7.5983
5 | 29 | 18 | 0.0021893 | -0.033326 | -13.4686 | 4.0307 | 0.0088723 | 3.9882 | 0.0064956 | -0.098878 | -32.1687 | 12.5341 | 0.026324 | 11.2844 | 0.011423 | -0.16662 | -46.5372 | 20.8704 | 0.044359 | 17.9772 | -5.472 | -8.4163 | -7.8004
5 | 29 | 19 | 0.0027366 | -0.041658 | -15.1592 | 4.6514 | 0.01109 | 4.605 | 0.0081195 | -0.1236 | -36.2066 | 14.4643 | 0.032905 | 13.0296 | 0.014279 | -0.20828 | -52.3786 | 24.0843 | 0.055449 | 20.7575 | -5.9307 | -8.7953 | -7.6754
5 | 29 | 20 | 0.0035202 | -0.052766 | -16.3192 | 5.1186 | 0.014266 | 5.065 | 0.010444 | -0.15656 | -38.977 | 15.9171 | 0.042327 | 14.3313 | 0.018368 | -0.26382 | -56.3864 | 26.5033 | 0.071327 | 22.8312 | -6.1705 | -8.8324 | -7.226
5 | 29 | 21 | 0.0044209 | -0.065263 | -17.4802 | 5.5733 | 0.017916 | 5.5194 | 0.013117 | -0.19364 | -41.75 | 17.3309 | 0.053157 | 15.6168 | 0.023067 | -0.3263 | -60.398 | 28.8575 | 0.089577 | 24.8792 | -6.4305 | -8.9296 | -6.875
5 | 29 | 22 | 0.0053476 | -0.077761 | -18.678 | 6.0997 | 0.021672 | 6.039 | 0.015866 | -0.23072 | -44.611 | 18.9678 | 0.0643 | 17.0872 | 0.027903 | -0.38879 | -64.5369 | 31.5831 | 0.10835 | 27.2217 | -6.5901 | -8.7065 | -5.9846
5 | 29 | 23 | 0.0061067 | -0.087481 | -19.4608 | 6.4374 | 0.024748 | 6.3814 | 0.018118 | -0.25955 | -46.4806 | 20.0179 | 0.073426 | 18.0559 | 0.031863 | -0.43739 | -67.2416 | 33.3316 | 0.12373 | 28.7648 | -6.6987 | -8.5748 | -5.4269
5 | 30 | 0 | 0.0067852 | -0.097201 | -20.2996 | 6.8299 | 0.027498 | 6.7752 | 0.020132 | -0.28839 | -48.484 | 21.2386 | 0.081585 | 19.1701 | 0.035403 | -0.48598 | -70.1398 | 35.3642 | 0.13748 | 30.5399 | -6.7575 | -8.262 | -4.5489
5 | 30 | 1 | 0.0074765 | -0.10553 | -21.0837 | 7.1377 | 0.030299 | 7.0987 | 0.022183 | -0.31311 | -50.3566 | 22.1957 | 0.089897 | 20.0855 | 0.03901 | -0.52764 | -72.8488 | 36.9579 | 0.15149 | 31.9982 | -6.915 | -8.2764 | -4.2299
5 | 30 | 2 | 0.0065913 | -0.094424 | -17.9299 | 5.7596 | 0.026712 | 5.7276 | 0.019556 | -0.28015 | -42.824 | 17.9104 | 0.079254 | 16.2062 | 0.034392 | -0.4721 | -61.9518 | 29.8224 | 0.13355 | 25.818 | -6.5037 | -8.8888 | -6.6155
5 | 30 | 3 | 0.0057296 | -0.083315 | -14.7306 | 4.506 | 0.02322 | 4.4815 | 0.017 | -0.24719 | -35.1829 | 14.0119 | 0.068893 | 12.6802 | 0.029896 | -0.41656 | -50.8977 | 23.3311 | 0.11609 | 20.2008 | -5.7976 | -8.6521 | -7.6363
5 | 30 | 4 | 0.0048702 | -0.070818 | -11.5832 | 3.3755 | 0.019737 | 3.3595 | 0.01445 | -0.21012 | -27.6656 | 10.4966 | 0.058559 | 9.5055 | 0.025411 | -0.35407 | -40.0227 | 17.4778 | 0.09868 | 15.1433 | -4.8945 | -7.8005 | -7.6316
5 | 30 | 5 | 0.0042328 | -0.062486 | -10.3959 | 2.9695 | 0.017154 | 2.9488 | 0.012559 | -0.1854 | -24.8299 | 9.2341 | 0.050895 | 8.3435 | 0.022086 | -0.31242 | -35.9203 | 15.3755 | 0.085765 | 13.292 | -4.5188 | -7.3743 | -7.4574
5 | 30 | 6 | 0.0036128 | -0.054155 | -9.163 | 2.5817 | 0.014641 | 2.5528 | 0.010719 | -0.16068 | -21.8851 | 8.028 | 0.043441 | 7.2231 | 0.018851 | -0.27076 | -31.6603 | 13.3674 | 0.073204 | 11.5071 | -4.0645 | -6.7405 | -6.9645
5 | 30 | 7 | 0.003057 | -0.045823 | -7.9696 | 2.2108 | 0.012389 | 2.18 | 0.0090702 | -0.13596 | -19.0348 | 6.8747 | 0.036758 | 6.1682 | 0.015951 | -0.22911 | -27.5368 | 11.447 | 0.061942 | 9.8266 | -3.6092 | -6.082 | -6.4145
5 | 30 | 8 | 0.0028718 | -0.043046 | -7.1045 | 1.9707 | 0.011638 | 1.9388 | 0.0085205 | -0.12772 | -16.9684 | 6.1283 | 0.03453 | 5.4857 | 0.014984 | -0.21522 | -24.5475 | 10.2042 | 0.058188 | 8.7392 | -3.2235 | -5.4391 | -5.7461
5 | 30 | 9 | 0.0025542 | -0.03888 | -6.2533 | 1.7355 | 0.010351 | 1.7012 | 0.0075782 | -0.11536 | -14.9355 | 5.3969 | 0.030711 | 4.8134 | 0.013327 | -0.19439 | -21.6066 | 8.9863 | 0.051753 | 7.6682 | -2.8426 | -4.8024 | -5.0815
5 | 30 | 10 | 0.0023717 | -0.036103 | -5.4682 | 1.5286 | 0.0096116 | 1.4948 | 0.0070369 | -0.10712 | -13.0604 | 4.7535 | 0.028518 | 4.2296 | 0.012375 | -0.18051 | -18.894 | 7.9149 | 0.048056 | 6.7382 | -2.4689 | -4.1489 | -4.3609
5 | 30 | 11 | 0.0022805 | -0.034715 | -5.4002 | 1.5176 | 0.0092419 | 1.4844 | 0.0067662 | -0.103 | -12.898 | 4.7192 | 0.027421 | 4.2 | 0.011899 | -0.17357 | -18.659 | 7.8579 | 0.046208 | 6.6911 | -2.4214 | -4.0476 | -4.2255
5 | 30 | 12 | 0.0022805 | -0.034715 | -5.3298 | 1.5023 | 0.0092419 | 1.472 | 0.0067662 | -0.103 | -12.7298 | 4.6717 | 0.027421 | 4.1651 | 0.011899 | -0.17357 | -18.4156 | 7.7787 | 0.046208 | 6.6354 | -2.3786 | -3.9618 | -4.1169
5 | 30 | 13 | 0.0021893 | -0.033326 | -5.2611 | 1.494 | 0.0088723 | 1.4642 | 0.0064956 | -0.098878 | -12.5657 | 4.6458 | 0.026324 | 4.143 | 0.011423 | -0.16662 | -18.1782 | 7.7357 | 0.044359 | 6.6002 | -2.3251 | -3.8429 | -3.9532
5 | 30 | 14 | 0.0044209 | -0.065263 | -8.0712 | 2.3188 | 0.017916 | 2.2832 | 0.013117 | -0.19364 | -19.2775 | 7.2106 | 0.053157 | 6.4603 | 0.023067 | -0.3263 | -27.888 | 12.0063 | 0.089577 | 10.2919 | -3.5122 | -5.734 | -5.8034
5 | 30 | 15 | 0.0067852 | -0.097201 | -10.9178 | 3.2291 | 0.027498 | 3.1929 | 0.020132 | -0.28839 | -26.0764 | 10.0412 | 0.081585 | 9.0342 | 0.035403 | -0.48598 | -37.7236 | 16.7195 | 0.13748 | 14.3924 | -4.5588 | -7.1876 | -6.9248
5 | 30 | 16 | 0.0094188 | -0.12914 | -13.7667 | 4.2421 | 0.03817 | 4.2099 | 0.027945 | -0.38315 | -32.8805 | 13.1914 | 0.11325 | 11.9117 | 0.049145 | -0.64567 | -47.5669 | 21.9649 | 0.19084 | 18.9766 | -5.3962 | -8.0193 | -7.0311
5 | 30 | 17 | 0.0094188 | -0.12914 | -14.8125 | 4.661 | 0.03817 | 4.6427 | 0.027945 | -0.38315 | -35.3783 | 14.494 | 0.11325 | 13.1364 | 0.049145 | -0.64567 | -51.1804 | 24.1338 | 0.19084 | 20.9277 | -5.5903 | -7.9899 | -6.5246
5 | 30 | 18 | 0.0094188 | -0.12914 | -15.804 | 5.0433 | 0.03817 | 5.0493 | 0.027945 | -0.38315 | -37.7466 | 15.6828 | 0.11325 | 14.2868 | 0.049145 | -0.64567 | -54.6065 | 26.1132 | 0.19084 | 22.7603 | -5.793 | -8.019 | -6.1387
5 | 30 | 19 | 0.00952 | -0.13053 | -16.8052 | 5.4476 | 0.038581 | 5.4831 | 0.028246 | -0.38727 | -40.1378 | 16.9402 | 0.11447 | 15.5141 | 0.049673 | -0.65261 | -58.0657 | 28.207 | 0.1929 | 24.7156 | -5.9569 | -7.928 | -5.5533
5 | 30 | 20 | 0.0088843 | -0.12358 | -17.8843 | 5.8415 | 0.036004 | 5.8735 | 0.02636 | -0.36667 | -42.7151 | 18.1651 | 0.10682 | 16.6188 | 0.046356 | -0.61789 | -61.7942 | 30.2465 | 0.18001 | 26.4754 | -6.248 | -8.1647 | -5.4639
5 | 30 | 21 | 0.0083852 | -0.11664 | -18.9606 | 6.2952 | 0.033982 | 6.3161 | 0.024879 | -0.34607 | -45.2859 | 19.5759 | 0.10082 | 17.8712 | 0.043752 | -0.58318 | -65.5132 | 32.5956 | 0.1699 | 28.4706 | -6.4236 | -8.0591 | -4.8165
5 | 30 | 22 | 0.00787 | -0.11109 | -20.0421 | 6.7777 | 0.031894 | 6.7863 | 0.02335 | -0.32959 | -47.8688 | 21.0762 | 0.094628 | 19.2015 | 0.041063 | -0.55541 | -69.2499 | 35.0937 | 0.15946 | 30.5899 | -6.5495 | -7.8028 | -3.9211
5 | 30 | 23 | 0.0072797 | -0.10276 | -20.2692 | 6.8482 | 0.029502 | 6.8633 | 0.021599 | -0.30487 | -48.4114 | 21.2956 | 0.087531 | 19.4194 | 0.037984 | -0.51376 | -70.0348 | 35.4591 | 0.1475 | 30.937 | -6.6237 | -7.8922 | -3.967
5 | 31 | 0 | 0.0064944 | -0.093035 | -20.4996 | 6.9879 | 0.026319 | 6.9976 | 0.019269 | -0.27603 | -48.9615 | 21.7298 | 0.078088 | 19.7995 | 0.033886 | -0.46516 | -70.8306 | 36.182 | 0.13159 | 31.5425 | -6.5743 | -7.6109 | -3.4057
5 | 31 | 1 | 0.0059128 | -0.084704 | -20.7096 | 7.063 | 0.023962 | 7.0811 | 0.017543 | -0.25131 | -49.4632 | 21.9634 | 0.071095 | 20.0358 | 0.030851 | -0.4235 | -71.5564 | 36.571 | 0.11981 | 31.919 | -6.6203 | -7.6267 | -3.3393
5 | 31 | 2 | 0.0011675 | -0.018052 | -15.9995 | 5.0039 | 0.0047316 | 5.0278 | 0.0034641 | -0.053559 | -38.2134 | 15.5605 | 0.014038 | 14.2261 | 0.0060919 | -0.090254 | -55.2818 | 25.9096 | 0.023657 | 22.6636 | -5.9798 | -8.4629 | -6.7691
5 | 31 | 3 | 0 | 0 | -11.2871 | 3.2361 | 0 | 3.2668 | 0 | 0 | -26.9583 | 10.063 | 0 | 9.2432 | 0 | 0 | -38.9994 | 16.7559 | 0 | 14.7254 | -4.7842 | -7.652 | -7.5181
5 | 31 | 4 | 0 | 0 | -6.5698 | 1.7502 | 0 | 1.7778 | 0 | 0 | -15.6915 | 5.4424 | 0 | 5.0302 | 0 | 0 | -22.7003 | 9.0622 | 0 | 8.0136 | -3.0419 | -5.2188 | -5.6244
5 | 31 | 5 | 0 | 0 | -3.6243 | 0.93346 | 0 | 0.95903 | 0 | 0 | -8.6564 | 2.9027 | 0 | 2.7135 | 0 | 0 | -12.5229 | 4.8333 | 0 | 4.323 | -1.7318 | -3.0402 | -3.3666
5 | 31 | 6 | 0 | 0 | -0.98669 | 0.28023 | 0 | 0.30189 | 0 | 0 | -2.3566 | 0.87143 | 0 | 0.85419 | 0 | 0 | -3.4092 | 1.451 | 0 | 1.3608 | -0.40456 | -0.631 | -0.5974
5 | 31 | 7 | 0 | 0 | -0.38885 | 0.11452 | 0 | 0.12401 | 0 | 0 | -0.92875 | 0.35613 | 0 | 0.35088 | 0 | 0 | -1.3436 | 0.59299 | 0 | 0.55899 | -0.15032 | -0.22174 | -0.19161
5 | 31 | 8 | 0 | 0 | -0.26435 | 0.076663 | 0 | 0.085259 | 0 | 0 | -0.63138 | 0.23839 | 0 | 0.24124 | 0 | 0 | -0.91339 | 0.39695 | 0 | 0.38432 | -0.10243 | -0.15174 | -0.13212
5 | 31 | 9 | 0 | 0 | -0.16222 | 0.046499 | 0 | 0.050112 | 0 | 0 | -0.38746 | 0.14459 | 0 | 0.14179 | 0 | 0 | -0.56052 | 0.24076 | 0 | 0.22589 | -0.065613 | -0.10107 | -0.093872
5 | 31 | 10 | 0 | 0 | -0.0601 | 0.018315 | 0 | 0.019347 | 0 | 0 | -0.14354 | 0.056953 | 0 | 0.054741 | 0 | 0 | -0.20766 | 0.094831 | 0 | 0.087208 | -0.022438 | -0.031849 | -0.025619
5 | 31 | 11 | 0 | 0 | -0.082581 | 0.025046 | 0 | 0.027627 | 0 | 0 | -0.19724 | 0.077883 | 0 | 0.07817 | 0 | 0 | -0.28534 | 0.12968 | 0 | 0.12453 | -0.029908 | -0.041185 | -0.031122
5 | 31 | 12 | 0 | 0 | -0.10792 | 0.031983 | 0 | 0.038394 | 0 | 0 | -0.25775 | 0.099456 | 0 | 0.10863 | 0 | 0 | -0.37288 | 0.1656 | 0 | 0.17307 | -0.037541 | -0.049664 | -0.034214
5 | 31 | 13 | 0 | 0 | -0.14523 | 0.040487 | 0 | 0.052372 | 0 | 0 | -0.34687 | 0.1259 | 0 | 0.14819 | 0 | 0 | -0.5018 | 0.20964 | 0 | 0.23607 | -0.052369 | -0.072781 | -0.056088
5 | 31 | 14 | 0 | 0 | -0.66747 | 0.18024 | 0 | 0.22486 | 0 | 0 | -1.5942 | 0.56049 | 0 | 0.63624 | 0 | 0 | -2.3062 | 0.93326 | 0 | 1.0136 | -0.26236 | -0.39746 | -0.35939
5 | 31 | 15 | 0 | 0 | -1.8159 | 0.49398 | 0 | 0.57613 | 0 | 0 | -4.3372 | 1.5361 | 0 | 1.6301 | 0 | 0 | -6.2744 | 2.5577 | 0 | 2.597 | -0.74581 | -1.1709 | -1.1197
5 | 31 | 16 | 0 | 0 | -5.2231 | 1.3715 | 0 | 1.4813 | 0 | 0 | -12.475 | 4.2649 | 0 | 4.1913 | 0 | 0 | -18.047 | 7.1014 | 0 | 6.6772 | -2.3703 | -4.0188 | -4.2685
5 | 31 | 17 | 0 | 0 | -6.354 | 1.7049 | 0 | 1.8245 | 0 | 0 | -15.1759 | 5.3016 | 0 | 5.1622 | 0 | 0 | -21.9544 | 8.8276 | 0 | 8.2239 | -2.8246 | -4.7121 | -4.9028
5 | 31 | 18 | 0 | 0 | -7.4382 | 2.0355 | 0 | 2.1708 | 0 | 0 | -17.7656 | 6.3297 | 0 | 6.1422 | 0 | 0 | -25.7008 | 10.5395 | 0 | 9.7852 | -3.2319 | -5.2937 | -5.3761
5 | 31 | 19 | 0 | 0 | -8.5741 | 2.3988 | 0 | 2.5508 | 0 | 0 | -20.4786 | 7.4594 | 0 | 7.2175 | 0 | 0 | -29.6256 | 12.4205 | 0 | 11.4981 | -3.6245 | -5.8018 | -5.707
5 | 31 | 20 | 0 | 0 | -9.5174 | 2.6893 | 0 | 2.8375 | 0 | 0 | -22.7316 | 8.3626 | 0 | 8.0285 | 0 | 0 | -32.8849 | 13.9245 | 0 | 12.7902 | -3.9907 | -6.3405 | -6.1701
5 | 31 | 21 | 0 | 0 | -10.4545 | 2.9738 | 0 | 3.1245 | 0 | 0 | -24.9696 | 9.2475 | 0 | 8.8406 | 0 | 0 | -36.1225 | 15.3979 | 0 | 14.0839 | -4.3562 | -6.8815 | -6.6406
5 | 31 | 22 | 0 | 0 | -11.403 | 3.2769 | 0 | 3.4274 | 0 | 0 | -27.2352 | 10.1901 | 0 | 9.6978 | 0 | 0 | -39.4001 | 16.9673 | 0 | 15.4496 | -4.6987 | -7.3474 | -6.9832
5 | 31 | 23 | 0 | 0 | -11.7864 | 3.4067 | 0 | 3.5467 | 0 | 0 | -28.1509 | 10.5936 | 0 | 10.0354 | 0 | 0 | -40.7247 | 17.6394 | 0 | 15.9874 | -4.833 | -7.5218 | -7.098
6 | 1 | 0 | 0 | 0 | -12.1347 | 3.5404 | 0 | 3.6722 | 0 | 0 | -28.9827 | 11.0095 | 0 | 10.3904 | 0 | 0 | -41.9281 | 18.3318 | 0 | 16.553 | -4.922 | -7.5828 | -7.0433
6 | 1 | 1 | 0 | 0 | -12.5101 | 3.6488 | 0 | 3.7754 | 0 | 0 | -29.8793 | 11.3464 | 0 | 10.6825 | 0 | 0 | -43.2252 | 18.8928 | 0 | 17.0182 | -5.0859 | -7.8504 | -7.3141
6 | 1 | 2 | 0 | 0 | -8.8118 | 2.4174 | 0 | 2.5274 | 0 | 0 | -21.0462 | 7.5171 | 0 | 7.1512 | 0 | 0 | -30.4466 | 12.5167 | 0 | 11.3926 | -3.867 | -6.3779 | -6.5374
6 | 1 | 3 | 0 | 0 | -5.1339 | 1.3389 | 0 | 1.4349 | 0 | 0 | -12.2618 | 4.1636 | 0 | 4.0599 | 0 | 0 | -17.7387 | 6.9328 | 0 | 6.4679 | -2.36 | -4.0382 | -4.3379
6 | 1 | 4 | 0 | 0 | -1.5002 | 0.41142 | 0 | 0.49594 | 0 | 0 | -3.583 | 1.2794 | 0 | 1.4032 | 0 | 0 | -5.1834 | 2.1303 | 0 | 2.2355 | -0.5928 | -0.90038 | -0.8176
6 | 1 | 5 | 0 | 0 | -0.51814 | 0.15151 | 0 | 0.1958 | 0 | 0 | -1.2375 | 0.47113 | 0 | 0.554 | 0 | 0 | -1.7903 | 0.78448 | 0 | 0.88258 | -0.17084 | -0.2124 | -0.12323
6 | 1 | 6 | 0 | 0 | -0.23813 | 0.069858 | 0 | 0.08821 | 0 | 0 | -0.56875 | 0.21723 | 0 | 0.24959 | 0 | 0 | -0.82279 | 0.36172 | 0 | 0.39762 | -0.080061 | -0.10193 | -0.063459
6 | 1 | 7 | 0 | 0 | -0.11803 | 0.033432 | 0 | 0.041449 | 0 | 0 | -0.2819 | 0.10396 | 0 | 0.11728 | 0 | 0 | -0.40781 | 0.17311 | 0 | 0.18684 | -0.043145 | -0.060655 | -0.047864
6 | 1 | 8 | 0 | 0 | -0.084305 | 0.023452 | 0 | 0.029077 | 0 | 0 | -0.20135 | 0.072929 | 0 | 0.082271 | 0 | 0 | -0.29129 | 0.12143 | 0 | 0.13107 | -0.031776 | -0.046155 | -0.038793
6 | 1 | 9 | 0 | 0 | -0.056203 | 0.015354 | 0 | 0.019036 | 0 | 0 | -0.13424 | 0.047744 | 0 | 0.053862 | 0 | 0 | -0.19419 | 0.079499 | 0 | 0.085808 | -0.021813 | -0.03263 | -0.028888
6 | 1 | 10 | 0 | 0 | -0.022481 | 0.0061415 | 0 | 0.0076145 | 0 | 0 | -0.053695 | 0.019098 | 0 | 0.021545 | 0 | 0 | -0.077678 | 0.031799 | 0 | 0.034323 | -0.0087253 | -0.013052 | -0.011555
6 | 1 | 11 | 0 | 0 | -0.039342 | 0.010748 | 0 | 0.013325 | 0 | 0 | -0.093966 | 0.033421 | 0 | 0.037704 | 0 | 0 | -0.13594 | 0.055649 | 0 | 0.060066 | -0.015269 | -0.022841 | -0.020221
6 | 1 | 12 | 0 | 0 | -0.056203 | 0.015354 | 0 | 0.019036 | 0 | 0 | -0.13424 | 0.047744 | 0 | 0.053862 | 0 | 0 | -0.19419 | 0.079499 | 0 | 0.085808 | -0.021813 | -0.03263 | -0.028888
6 | 1 | 13 | 0 | 0 | -0.073064 | 0.020325 | 0 | 0.0252 | 0 | 0 | -0.17451 | 0.063205 | 0 | 0.071302 | 0 | 0 | -0.25245 | 0.10524 | 0 | 0.11359 | -0.027539 | -0.040001 | -0.03362
6 | 1 | 14 | 0 | 0 | -0.32062 | 0.095713 | 0 | 0.12184 | 0 | 0 | -0.76578 | 0.29763 | 0 | 0.34474 | 0 | 0 | -1.1078 | 0.49559 | 0 | 0.5492 | -0.10307 | -0.12341 | -0.063032
6 | 1 | 15 | 0 | 0 | -0.71766 | 0.21749 | 0 | 0.27827 | 0 | 0 | -1.7141 | 0.67632 | 0 | 0.78737 | 0 | 0 | -2.4797 | 1.1261 | 0 | 1.2544 | -0.22189 | -0.25038 | -0.099185
6 | 1 | 16 | 0 | 0 | -2.6144 | 0.69397 | 0 | 0.74287 | 0 | 0 | -6.2442 | 2.158 | 0 | 2.1019 | 0 | 0 | -9.0333 | 3.5933 | 0 | 3.3486 | -1.1775 | -1.9843 | -2.0914
6 | 1 | 17 | 0 | 0 | -3.5049 | 0.93294 | 0 | 0.97851 | 0 | 0 | -8.3711 | 2.9011 | 0 | 2.7687 | 0 | 0 | -12.1101 | 4.8306 | 0 | 4.4107 | -1.5934 | -2.7013 | -2.8687
6 | 1 | 18 | 0 | 0 | -4.4987 | 1.2052 | 0 | 1.2501 | 0 | 0 | -10.7447 | 3.7477 | 0 | 3.5372 | 0 | 0 | -15.5439 | 6.2402 | 0 | 5.6352 | -2.0433 | -3.4598 | -3.6685
6 | 1 | 19 | 0 | 0 | -5.6668 | 1.5417 | 0 | 1.589 | 0 | 0 | -13.5348 | 4.7941 | 0 | 4.4961 | 0 | 0 | -19.5802 | 7.9826 | 0 | 7.1628 | -2.5361 | -4.2445 | -4.4348
6 | 1 | 20 | 0 | 0 | -6.027 | 1.652 | 0 | 1.7039 | 0 | 0 | -14.3949 | 5.1372 | 0 | 4.821 | 0 | 0 | -20.8246 | 8.5539 | 0 | 7.6803 | -2.6711 | -4.4368 | -4.5904
6 | 1 | 21 | 0 | 0 | -6.425 | 1.773 | 0 | 1.8283 | 0 | 0 | -15.3457 | 5.5135 | 0 | 5.1731 | 0 | 0 | -22.2 | 9.1805 | 0 | 8.2412 | -2.8237 | -4.6591 | -4.7782
6 | 1 | 22 | 0 | 0 | -6.7873 | 1.8871 | 0 | 1.9462 | 0 | 0 | -16.2108 | 5.8683 | 0 | 5.5066 | 0 | 0 | -23.4516 | 9.7713 | 0 | 8.7725 | -2.954 | -4.8359 | -4.9078
6 | 1 | 23 | 0 | 0 | -6.8856 | 1.9074 | 0 | 1.9606 | 0 | 0 | -16.4458 | 5.9314 | 0 | 5.5475 | 0 | 0 | -23.7915 | 9.8763 | 0 | 8.8377 | -3.0176 | -4.9669 | -5.0774
6 | 2 | 0 | 0 | 0 | -6.9734 | 1.93 | 0 | 1.9811 | 0 | 0 | -16.6554 | 6.0017 | 0 | 5.6054 | 0 | 0 | -24.0947 | 9.9934 | 0 | 8.9299 | -3.0623 | -5.0483 | -5.1714
6 | 2 | 1 | 0 | 0 | -7.074 | 1.9516 | 0 | 1.9975 | 0 | 0 | -16.8957 | 6.0689 | 0 | 5.6519 | 0 | 0 | -24.4422 | 10.1053 | 0 | 9.004 | -3.1249 | -5.1749 | -5.333
6 | 2 | 2 | 0 | 0 | -5.8237 | 1.6035 | 0 | 1.637 | 0 | 0 | -13.9094 | 4.9864 | 0 | 4.6318 | 0 | 0 | -20.1221 | 8.3027 | 0 | 7.3789 | -2.5832 | -4.2913 | -4.4405
6 | 2 | 3 | 0 | 0 | -4.5912 | 1.2655 | 0 | 1.2889 | 0 | 0 | -10.9658 | 3.9352 | 0 | 3.647 | 0 | 0 | -15.8637 | 6.5525 | 0 | 5.81 | -2.0368 | -3.3836 | -3.5012
6 | 2 | 4 | 0 | 0 | -3.3169 | 0.93837 | 0 | 0.95471 | 0 | 0 | -7.9221 | 2.918 | 0 | 2.7013 | 0 | 0 | -11.4606 | 4.8587 | 0 | 4.3035 | -1.4238 | -2.3028 | -2.2984
6 | 2 | 5 | 0 | 0 | -2.2202 | 0.65512 | 0 | 0.68513 | 0 | 0 | -5.3027 | 2.0372 | 0 | 1.9386 | 0 | 0 | -7.6711 | 3.3921 | 0 | 3.0883 | -0.87991 | -1.3269 | -1.1907
6 | 2 | 6 | 0 | 0 | -1.4858 | 0.47883 | 0 | 0.52776 | 0 | 0 | -3.5486 | 1.489 | 0 | 1.4933 | 0 | 0 | -5.1337 | 2.4793 | 0 | 2.3789 | -0.47918 | -0.56637 | -0.27543
6 | 2 | 7 | 0 | 0 | -1.3051 | 0.41825 | 0 | 0.4732 | 0 | 0 | -3.117 | 1.3006 | 0 | 1.3389 | 0 | 0 | -4.5093 | 2.1656 | 0 | 2.133 | -0.4136 | -0.4775 | -0.21062
6 | 2 | 8 | 0 | 0 | -1.6662 | 0.50267 | 0 | 0.57408 | 0 | 0 | -3.9796 | 1.5631 | 0 | 1.6243 | 0 | 0 | -5.7572 | 2.6027 | 0 | 2.5877 | -0.58947 | -0.79216 | -0.56669
6 | 2 | 9 | 0 | 0 | -2.255 | 0.66247 | 0 | 0.76308 | 0 | 0 | -5.386 | 2.06 | 0 | 2.1591 | 0 | 0 | -7.7916 | 3.4302 | 0 | 3.4397 | -0.82948 | -1.1668 | -0.92179
6 | 2 | 10 | 0 | 0 | -2.9316 | 0.86523 | 0 | 1.0076 | 0 | 0 | -7.0019 | 2.6906 | 0 | 2.8509 | 0 | 0 | -10.1294 | 4.48 | 0 | 4.5417 | -1.0588 | -1.4605 | -1.1077
6 | 2 | 11 | 0 | 0 | -4.2349 | 1.2099 | 0 | 1.3472 | 0 | 0 | -10.1146 | 3.7624 | 0 | 3.812 | 0 | 0 | -14.6324 | 6.2648 | 0 | 6.0729 | -1.6777 | -2.5402 | -2.2947
6 | 2 | 12 | 0 | 0 | -7.4973 | 2.0614 | 0 | 2.1391 | 0 | 0 | -17.9066 | 6.4102 | 0 | 6.0525 | 0 | 0 | -25.9048 | 10.6735 | 0 | 9.6422 | -3.2968 | -5.444 | -5.5891
6 | 2 | 13 | 0 | 0 | -10.7504 | 3.0619 | 0 | 3.0745 | 0 | 0 | -25.6764 | 9.5214 | 0 | 8.6993 | 0 | 0 | -37.1451 | 15.854 | 0 | 13.8589 | -4.614 | -7.4557 | -7.4322
6 | 2 | 14 | 0 | 0 | -12.5689 | 3.6753 | 0 | 3.6717 | 0 | 0 | -30.0197 | 11.4288 | 0 | 10.3891 | 0 | 0 | -43.4282 | 19.03 | 0 | 16.5508 | -5.2218 | -8.2018 | -7.8474
6 | 2 | 15 | 0 | 0 | -14.4298 | 4.3351 | 0 | 4.3133 | 0 | 0 | -34.4643 | 13.4806 | 0 | 12.2043 | 0 | 0 | -49.8581 | 22.4465 | 0 | 19.4427 | -5.7814 | -8.7793 | -7.9689
6 | 2 | 16 | 0 | 0 | -16.2587 | 5.0688 | 0 | 5.0235 | 0 | 0 | -38.8325 | 15.7621 | 0 | 14.2138 | 0 | 0 | -56.1774 | 26.2453 | 0 | 22.6439 | -6.1664 | -8.8567 | -7.2882
6 | 2 | 17 | 0 | 0 | -16.9455 | 5.3081 | 0 | 5.2692 | 0 | 0 | -40.4729 | 16.5064 | 0 | 14.9091 | 0 | 0 | -58.5505 | 27.4847 | 0 | 23.7517 | -6.3681 | -9.0574 | -7.3142
6 | 2 | 18 | 0 | 0 | -17.6438 | 5.5999 | 0 | 5.564 | 0 | 0 | -42.1407 | 17.4137 | 0 | 15.7432 | 0 | 0 | -60.9633 | 28.9954 | 0 | 25.0805 | -6.4799 | -8.9838 | -6.8874
6 | 2 | 19 | 0 | 0 | -18.3747 | 5.9095 | 0 | 5.8702 | 0 | 0 | -43.8865 | 18.3765 | 0 | 16.6096 | 0 | 0 | -63.4887 | 30.5985 | 0 | 26.4608 | -6.595 | -8.9004 | -6.4295
6 | 2 | 20 | 0 | 0 | -19.2372 | 6.2792 | 0 | 6.2385 | 0 | 0 | -45.9465 | 19.5262 | 0 | 17.6517 | 0 | 0 | -66.4689 | 32.5128 | 0 | 28.1209 | -6.7195 | -8.7687 | -5.8352
6 | 2 | 21 | 0 | 0 | -20.0889 | 6.6648 | 0 | 6.6206 | 0 | 0 | -47.9808 | 20.725 | 0 | 18.7327 | 0 | 0 | -69.4118 | 34.509 | 0 | 29.843 | -6.8036 | -8.5231 | -5.0598
6 | 2 | 22 | 0 | 0 | -20.9454 | 7.05 | 0 | 7.0074 | 0 | 0 | -50.0264 | 21.923 | 0 | 19.8273 | 0 | 0 | -72.3711 | 36.5037 | 0 | 31.5869 | -6.888 | -8.2761 | -4.2805
6 | 2 | 23 | 0 | 0 | -21.583 | 7.355 | 0 | 7.3112 | 0 | 0 | -51.5492 | 22.8714 | 0 | 20.6869 | 0 | 0 | -74.5741 | 38.083 | 0 | 32.9563 | -6.9167 | -7.9908 | -3.5348
6 | 3 | 0 | 0 | 0 | -22.178 | 7.6544 | 0 | 7.6069 | 0 | 0 | -52.9704 | 23.8025 | 0 | 21.5234 | 0 | 0 | -76.6301 | 39.6333 | 0 | 34.2889 | -6.9167 | -7.6445 | -2.7079
6 | 3 | 1 | 0 | 0 | -22.7871 | 7.9217 | 0 | 7.8855 | 0 | 0 | -54.4252 | 24.6337 | 0 | 22.3119 | 0 | 0 | -78.7347 | 41.0172 | 0 | 35.545 | -6.9799 | -7.4797 | -2.1724
6 | 3 | 2 | 0 | 0 | -21.5359 | 7.3371 | 0 | 7.2981 | 0 | 0 | -51.4367 | 22.8159 | 0 | 20.6496 | 0 | 0 | -74.4114 | 37.9905 | 0 | 32.8969 | -6.9007 | -7.9712 | -3.524
6 | 3 | 3 | 0 | 0 | -20.2549 | 6.7558 | 0 | 6.7286 | 0 | 0 | -48.3771 | 21.0082 | 0 | 19.0383 | 0 | 0 | -69.9852 | 34.9805 | 0 | 30.33 | -6.7705 | -8.3306 | -4.6747
6 | 3 | 4 | 0 | 0 | -18.9782 | 6.1943 | 0 | 6.1762 | 0 | 0 | -45.328 | 19.2622 | 0 | 17.4753 | 0 | 0 | -65.5741 | 32.0732 | 0 | 27.8399 | -6.6077 | -8.5905 | -5.661
6 | 3 | 5 | 0 | 0 | -17.4907 | 5.5506 | 0 | 5.5316 | 0 | 0 | -41.7751 | 17.2605 | 0 | 15.6514 | 0 | 0 | -60.4344 | 28.7403 | 0 | 24.9342 | -6.4085 | -8.8632 | -6.7598
6 | 3 | 6 | 0 | 0 | -16.0465 | 4.9924 | 0 | 4.9647 | 0 | 0 | -38.3259 | 15.5246 | 0 | 14.0473 | 0 | 0 | -55.4444 | 25.8499 | 0 | 22.3788 | -6.0895 | -8.7539 | -7.2157
6 | 3 | 7 | 0 | 0 | -14.5576 | 4.3982 | 0 | 4.3765 | 0 | 0 | -34.7697 | 13.6767 | 0 | 12.3831 | 0 | 0 | -50.2999 | 22.7729 | 0 | 19.7275 | -5.783 | -8.7099 | -7.7995
6 | 3 | 8 | 0 | 0 | -14.5569 | 4.4151 | 0 | 4.3895 | 0 | 0 | -34.7678 | 13.7295 | 0 | 12.4198 | 0 | 0 | -50.2972 | 22.8609 | 0 | 19.786 | -5.7523 | -8.6185 | -7.6503
6 | 3 | 9 | 0 | 0 | -14.594 | 4.4214 | 0 | 4.3903 | 0 | 0 | -34.8565 | 13.749 | 0 | 12.4221 | 0 | 0 | -50.4255 | 22.8933 | 0 | 19.7897 | -5.7823 | -8.6854 | -7.7426
6 | 3 | 10 | 0 | 0 | -14.5872 | 4.4469 | 0 | 4.4126 | 0 | 0 | -34.8403 | 13.8282 | 0 | 12.4853 | 0 | 0 | -50.402 | 23.0251 | 0 | 19.8902 | -5.7277 | -8.5269 | -7.4867
6 | 3 | 11 | 0 | 0 | -15.3274 | 4.7284 | 0 | 4.6897 | 0 | 0 | -36.6082 | 14.7038 | 0 | 13.2694 | 0 | 0 | -52.9596 | 24.4831 | 0 | 21.1394 | -5.9092 | -8.6351 | -7.3371
6 | 3 | 12 | 0 | 0 | -16.0731 | 5.0675 | 0 | 5.0189 | 0 | 0 | -38.3892 | 15.758 | 0 | 14.2008 | 0 | 0 | -55.5361 | 26.2385 | 0 | 22.6233 | -5.9867 | -8.4304 | -6.6743
6 | 3 | 13 | 0 | 0 | -16.82 | 5.378 | 0 | 5.324 | 0 | 0 | -40.1731 | 16.7238 | 0 | 15.0642 | 0 | 0 | -58.1167 | 27.8466 | 0 | 23.9987 | -6.1179 | -8.3851 | -6.2714
6 | 3 | 14 | 0 | 0 | -19.4059 | 6.4609 | 0 | 6.3956 | 0 | 0 | -46.3494 | 20.091 | 0 | 18.0962 | 0 | 0 | -67.0517 | 33.4533 | 0 | 28.8291 | -6.5494 | -8.1621 | -4.7693
6 | 3 | 15 | 0 | 0 | -21.9583 | 7.62 | 0 | 7.552 | 0 | 0 | -52.4456 | 23.6956 | 0 | 21.3681 | 0 | 0 | -75.8709 | 39.4553 | 0 | 34.0415 | -6.7863 | -7.3819 | -2.3742
6 | 3 | 16 | 0 | 0 | -24.5 | 8.8787 | 0 | 8.8033 | 0 | 0 | -58.5163 | 27.6096 | 0 | 24.9086 | 0 | 0 | -84.6531 | 45.9725 | 0 | 39.6819 | -6.818 | -5.9981 | 1.0013
6 | 3 | 17 | 0 | 0 | -25.843 | 9.5734 | 0 | 9.5005 | 0 | 0 | -61.7239 | 29.77 | 0 | 26.8812 | 0 | 0 | -89.2934 | 49.5697 | 0 | 42.8245 | -6.7691 | -5.0726 | 3.1008
6 | 3 | 18 | 0 | 0 | -27.1832 | 10.2544 | 0 | 10.2058 | 0 | 0 | -64.9249 | 31.8877 | 0 | 28.8769 | 0 | 0 | -93.9241 | 53.0959 | 0 | 46.0037 | -6.723 | -4.1603 | 5.1754
6 | 3 | 19 | 0 | 0 | -28.5324 | 11.0131 | 0 | 10.9703 | 0 | 0 | -68.1472 | 34.247 | 0 | 31.04 | 0 | 0 | -98.5857 | 57.0243 | 0 | 49.4498 | -6.5489 | -2.8602 | 7.8884
6 | 3 | 20 | 0 | 0 | -29.2514 | 11.4012 | 0 | 11.3547 | 0 | 0 | -69.8645 | 35.4536 | 0 | 32.1276 | 0 | 0 | -101.07 | 59.0334 | 0 | 51.1825 | -6.4955 | -2.2833 | 9.1458
6 | 3 | 21 | 0 | 0 | -30.0095 | 11.8842 | 0 | 11.8238 | 0 | 0 | -71.6752 | 36.9557 | 0 | 33.455 | 0 | 0 | -103.6896 | 61.5345 | 0 | 53.2971 | -6.3015 | -1.2645 | 11.1421
6 | 3 | 22 | 0 | 0 | -30.7875 | 12.3102 | 0 | 12.2413 | 0 | 0 | -73.5335 | 38.2805 | 0 | 34.6364 | 0 | 0 | -106.3778 | 63.7404 | 0 | 55.1793 | -6.236 | -0.61656 | 12.5419
6 | 3 | 23 | 0 | 0 | -30.8733 | 12.3556 | 0 | 12.2768 | 0 | 0 | -73.7384 | 38.4216 | 0 | 34.7366 | 0 | 0 | -106.6743 | 63.9755 | 0 | 55.3389 | -6.2409 | -0.58011 | 12.6401
6 | 4 | 0 | 0 | 0 | -30.9965 | 12.4147 | 0 | 12.3352 | 0 | 0 | -74.0327 | 38.6052 | 0 | 34.9021 | 0 | 0 | -107.1 | 64.2812 | 0 | 55.6026 | -6.2466 | -0.5253 | 12.7837
6 | 4 | 1 | 0 | 0 | -31.0811 | 12.4743 | 0 | 12.3909 | 0 | 0 | -74.2346 | 38.7908 | 0 | 35.0597 | 0 | 0 | -107.3921 | 64.5902 | 0 | 55.8537 | -6.2158 | -0.38404 | 13.0517
6 | 4 | 2 | 0 | 0 | -27.5572 | 10.4114 | 0 | 10.3414 | 0 | 0 | -65.8182 | 32.3757 | 0 | 29.2605 | 0 | 0 | -95.2165 | 53.9085 | 0 | 46.6149 | -6.8045 | -4.1819 | 5.307
6 | 4 | 3 | 0 | 0 | -24.0366 | 8.5779 | 0 | 8.5218 | 0 | 0 | -57.4094 | 26.6742 | 0 | 24.1123 | 0 | 0 | -83.0518 | 44.415 | 0 | 38.4132 | -6.9368 | -6.6229 | -0.22358
6 | 4 | 4 | 0 | 0 | -20.5051 | 6.8486 | 0 | 6.8102 | 0 | 0 | -48.9748 | 21.2966 | 0 | 19.2693 | 0 | 0 | -70.8499 | 35.4608 | 0 | 30.6979 | -6.8463 | -8.4089 | -4.6912
6 | 4 | 5 | 0 | 0 | -18.7143 | 6.0821 | 0 | 6.0488 | 0 | 0 | -44.6975 | 18.9132 | 0 | 17.1148 | 0 | 0 | -64.6621 | 31.4922 | 0 | 27.2656 | -6.5834 | -8.6695 | -5.9043
6 | 4 | 6 | 0 | 0 | -16.8816 | 5.322 | 0 | 5.2959 | 0 | 0 | -40.3202 | 16.5497 | 0 | 14.9846 | 0 | 0 | -58.3296 | 27.5567 | 0 | 23.8719 | -6.2636 | -8.786 | -6.901
6 | 4 | 7 | 0 | 0 | -15.0899 | 4.5931 | 0 | 4.5785 | 0 | 0 | -36.041 | 14.2828 | 0 | 12.9547 | 0 | 0 | -52.139 | 23.7822 | 0 | 20.6381 | -5.9183 | -8.8035 | -7.7187
6 | 4 | 8 | 0.0053476 | -0.077761 | -14.2728 | 4.2942 | 0.021672 | 4.2808 | 0.015866 | -0.23072 | -34.0894 | 13.3535 | 0.0643 | 12.1124 | 0.027903 | -0.38879 | -49.3158 | 22.2347 | 0.10835 | 19.2963 | -5.7485 | -8.7741 | -8.0373
6 | 4 | 9 | 0.0052521 | -0.076372 | -13.4546 | 3.9837 | 0.021285 | 3.9694 | 0.015583 | -0.2266 | -32.1352 | 12.3879 | 0.063152 | 11.2312 | 0.027404 | -0.38184 | -46.4887 | 20.6269 | 0.10642 | 17.8923 | -5.5514 | -8.664 | -8.2174
6 | 4 | 10 | 0.0052521 | -0.076372 | -12.6354 | 3.7056 | 0.021285 | 3.6919 | 0.015583 | -0.2266 | -30.1787 | 11.5232 | 0.063152 | 10.4461 | 0.027404 | -0.38184 | -43.6582 | 19.1871 | 0.10642 | 16.6416 | -5.2877 | -8.3573 | -8.0775
6 | 4 | 11 | 0.0052521 | -0.076372 | -12.8696 | 3.7814 | 0.021285 | 3.7647 | 0.015583 | -0.2266 | -30.7381 | 11.7589 | 0.063152 | 10.6521 | 0.027404 | -0.38184 | -44.4675 | 19.5796 | 0.10642 | 16.9698 | -5.3734 | -8.475 | -8.1662
6 | 4 | 12 | 0.0051566 | -0.074984 | -13.1362 | 3.8502 | 0.020898 | 3.8367 | 0.0153 | -0.22248 | -31.3748 | 11.9727 | 0.062003 | 10.8558 | 0.026906 | -0.3749 | -45.3886 | 19.9357 | 0.10448 | 17.2944 | -5.4983 | -8.6914 | -8.4021
6 | 4 | 13 | 0.0051566 | -0.074984 | -13.4204 | 3.9633 | 0.020898 | 3.9459 | 0.0153 | -0.22248 | -32.0536 | 12.3245 | 0.062003 | 11.1648 | 0.026906 | -0.3749 | -46.3706 | 20.5213 | 0.10448 | 17.7866 | -5.5602 | -8.7095 | -8.3062
6 | 4 | 14 | 0.013298 | -0.14363 | -15.7398 | 4.8393 | 0.039363 | 4.7996 | 0.039455 | -0.42616 | -37.5931 | 15.0484 | 0.11679 | 13.5803 | 0.069386 | -0.71813 | -54.3844 | 25.057 | 0.19681 | 21.6347 | -6.1919 | -9.2343 | -8.1446
6 | 4 | 15 | 0.28084 | -0.49854 | -18.0679 | 5.7959 | 0.13596 | 5.7284 | 0.83326 | -1.4792 | -43.1536 | 18.0233 | 0.4034 | 16.2082 | 1.4654 | -2.4926 | -62.4285 | 30.0103 | 0.67979 | 25.8213 | -6.6253 | -9.1646 | -6.9444
6 | 4 | 16 | 0.64734 | -0.93666 | -20.3858 | 6.8217 | 0.26443 | 6.7332 | 1.9207 | -2.7791 | -48.6899 | 21.213 | 0.78455 | 19.0514 | 3.3777 | -4.6831 | -70.4376 | 35.3215 | 1.3221 | 30.3508 | -6.8558 | -8.4993 | -4.7487
6 | 4 | 17 | 0.86037 | -1.1804 | -20.9003 | 7.0557 | 0.33759 | 6.985 | 2.5527 | -3.5022 | -49.9186 | 21.9408 | 1.0016 | 19.7639 | 4.4892 | -5.9018 | -72.2151 | 36.5334 | 1.6879 | 31.4858 | -6.842 | -8.1618 | -3.9207
6 | 4 | 18 | 1.0794 | -1.4241 | -21.3757 | 7.281 | 0.41215 | 7.2302 | 3.2025 | -4.2254 | -51.0541 | 22.6413 | 1.2228 | 20.4576 | 5.6319 | -7.1205 | -73.8579 | 37.6998 | 2.0607 | 32.591 | -6.7972 | -7.7553 | -2.9951
6 | 4 | 19 | 1.3039 | -1.665 | -21.8965 | 7.5198 | 0.4882 | 7.4951 | 3.8688 | -4.9401 | -52.2979 | 23.384 | 1.4485 | 21.2071 | 6.8036 | -8.3247 | -75.6572 | 38.9364 | 2.4409 | 33.785 | -6.7544 | -7.3297 | -2.016
6 | 4 | 20 | 1.7991 | -2.1432 | -21.8247 | 7.4925 | 0.6402 | 7.4677 | 5.3379 | -6.3587 | -52.1264 | 23.2992 | 1.8995 | 21.1296 | 9.3872 | -10.7154 | -75.4091 | 38.7952 | 3.2009 | 33.6616 | -6.5683 | -6.819 | -1.0796
6 | 4 | 21 | 1.8184 | -2.1722 | -21.8021 | 7.4902 | 0.64909 | 7.4632 | 5.3952 | -6.445 | -52.0726 | 23.292 | 1.9258 | 21.117 | 9.4881 | -10.8607 | -75.3313 | 38.7833 | 3.2453 | 33.6414 | -6.5534 | -6.7876 | -1.034
6 | 4 | 22 | 1.8436 | -2.2456 | -21.7427 | 7.467 | 0.67283 | 7.4376 | 5.4699 | -6.6625 | -51.9306 | 23.2196 | 1.9963 | 21.0444 | 9.6193 | -11.2273 | -75.1259 | 38.6627 | 3.364 | 33.5258 | -6.5673 | -6.863 | -1.1814
6 | 4 | 23 | 1.7804 | -2.1604 | -21.5577 | 7.4085 | 0.6468 | 7.3828 | 5.2824 | -6.4099 | -51.4888 | 23.0378 | 1.9191 | 20.8894 | 9.2897 | -10.8017 | -74.4867 | 38.36 | 3.2339 | 33.2789 | -6.4996 | -6.77 | -1.1259
6 | 5 | 0 | 1.9297 | -2.2418 | -21.3789 | 7.3218 | 0.67677 | 7.2939 | 5.7253 | -6.6514 | -51.0618 | 22.7683 | 2.008 | 20.6379 | 10.0686 | -11.2085 | -73.869 | 37.9113 | 3.3837 | 32.8783 | -6.3985 | -6.5736 | -0.83563
6 | 5 | 1 | 1.8425 | -2.148 | -21.1505 | 7.1794 | 0.64383 | 7.1591 | 5.4667 | -6.373 | -50.5162 | 22.3253 | 1.9102 | 20.2563 | 9.6138 | -10.7394 | -73.0797 | 37.1736 | 3.219 | 32.2703 | -6.4737 | -6.9306 | -1.5424
6 | 5 | 2 | 1.5034 | -1.7879 | -20.6047 | 6.9383 | 0.52832 | 6.9088 | 4.4606 | -5.3048 | -49.2127 | 21.5756 | 1.5675 | 19.5482 | 7.8444 | -8.9393 | -71.1941 | 35.9253 | 2.6415 | 31.1423 | -6.5139 | -7.3656 | -2.5799
6 | 5 | 3 | 1.1946 | -1.4377 | -20.0637 | 6.6652 | 0.42102 | 6.6281 | 3.5445 | -4.2657 | -47.9205 | 20.7264 | 1.2492 | 18.754 | 6.2333 | -7.1883 | -69.3246 | 34.5113 | 2.105 | 29.8769 | -6.5925 | -7.9122 | -3.7864
6 | 5 | 4 | 0.87558 | -1.0825 | -19.5186 | 6.4277 | 0.31164 | 6.3844 | 2.5978 | -3.2118 | -46.6187 | 19.9877 | 0.92462 | 18.0644 | 4.5685 | -5.4123 | -67.4413 | 33.2814 | 1.5581 | 28.7783 | -6.6019 | -8.2559 | -4.6673
6 | 5 | 5 | 0.91033 | -1.1157 | -19.2848 | 6.3013 | 0.32167 | 6.2568 | 2.7009 | -3.3103 | -46.0602 | 19.5947 | 0.95438 | 17.7034 | 4.7499 | -5.5784 | -66.6334 | 32.6269 | 1.6083 | 28.2032 | -6.6105 | -8.4172 | -5.0236
6 | 5 | 6 | 0.96384 | -1.2153 | -19.0806 | 6.2252 | 0.34792 | 6.1791 | 2.8597 | -3.6057 | -45.5724 | 19.3583 | 1.0323 | 17.4835 | 5.0291 | -6.0761 | -65.9277 | 32.2333 | 1.7396 | 27.853 | -6.5798 | -8.4443 | -5.1489
6 | 5 | 7 | 1.0162 | -1.2572 | -18.8444 | 6.1345 | 0.35867 | 6.0803 | 3.0151 | -3.73 | -45.0083 | 19.0762 | 1.0642 | 17.2039 | 5.3023 | -6.2856 | -65.1116 | 31.7636 | 1.7933 | 27.4076 | -6.5119 | -8.3789 | -5.1305
6 | 5 | 8 | 1.1405 | -1.4018 | -18.7022 | 6.0755 | 0.40138 | 6.0208 | 3.3838 | -4.1592 | -44.6687 | 18.8927 | 1.1909 | 17.0356 | 5.9507 | -7.0088 | -64.6204 | 31.458 | 2.0068 | 27.1395 | -6.4659 | -8.3248 | -5.0741
6 | 5 | 9 | 1.1158 | -1.3724 | -18.571 | 6.0274 | 0.39277 | 5.971 | 3.3107 | -4.0719 | -44.3552 | 18.743 | 1.1653 | 16.8947 | 5.8222 | -6.8616 | -64.1669 | 31.2088 | 1.9638 | 26.9149 | -6.4364 | -8.3133 | -5.1188
6 | 5 | 10 | 1.0952 | -1.3369 | -18.4317 | 5.9783 | 0.38525 | 5.9208 | 3.2496 | -3.9666 | -44.0226 | 18.5903 | 1.143 | 16.7526 | 5.7147 | -6.6843 | -63.6857 | 30.9545 | 1.9262 | 26.6885 | -6.3891 | -8.2538 | -5.0862
6 | 5 | 11 | 1.1433 | -1.397 | -18.4781 | 5.9988 | 0.40268 | 5.9433 | 3.3922 | -4.1448 | -44.1334 | 18.6541 | 1.1947 | 16.8165 | 5.9655 | -6.9846 | -63.846 | 31.0607 | 2.0133 | 26.7903 | -6.387 | -8.2208 | -5.0008
6 | 5 | 12 | 1.1689 | -1.4361 | -18.5281 | 6.018 | 0.41379 | 5.9652 | 3.4681 | -4.2609 | -44.2529 | 18.714 | 1.2277 | 16.8783 | 6.0989 | -7.1802 | -64.0188 | 31.1605 | 2.0688 | 26.8888 | -6.3983 | -8.2257 | -4.9819
6 | 5 | 13 | 1.2011 | -1.4789 | -18.5684 | 6.0418 | 0.4268 | 5.9883 | 3.5636 | -4.3879 | -44.3492 | 18.788 | 1.2663 | 16.9436 | 6.267 | -7.3942 | -64.1582 | 31.2836 | 2.1339 | 26.9929 | -6.3894 | -8.1756 | -4.875
6 | 5 | 14 | 1.6672 | -2.0058 | -19.2029 | 6.2808 | 0.58315 | 6.2382 | 4.9467 | -5.9512 | -45.8646 | 19.5311 | 1.7302 | 17.6507 | 8.6992 | -10.0286 | -66.3505 | 32.521 | 2.9156 | 28.1193 | -6.4394 | -7.9572 | -4.1239
6 | 5 | 15 | 2.1691 | -2.5809 | -19.8326 | 6.5868 | 0.76015 | 6.5457 | 6.4356 | -7.6574 | -47.3685 | 20.4826 | 2.2554 | 18.5208 | 11.3176 | -12.9038 | -68.5261 | 34.1054 | 3.8006 | 29.5055 | -6.3517 | -7.3315 | -2.7008
6 | 5 | 16 | 2.735 | -3.3246 | -20.4717 | 6.8848 | 0.98192 | 6.8466 | 8.1149 | -9.8639 | -48.895 | 21.4092 | 2.9133 | 19.3722 | 14.2708 | -16.6221 | -70.7344 | 35.6482 | 4.9094 | 30.8618 | -6.348 | -6.9494 | -1.6663
6 | 5 | 17 | 3.0735 | -3.7179 | -20.837 | 7.0448 | 1.1053 | 7.0097 | 9.1191 | -11.0309 | -49.7675 | 21.907 | 3.2794 | 19.8337 | 16.0369 | -18.5886 | -71.9966 | 36.4771 | 5.5263 | 31.5971 | -6.3215 | -6.6592 | -0.94793
6 | 5 | 18 | 3.4368 | -4.1575 | -21.2097 | 7.2369 | 1.2437 | 7.2002 | 10.1971 | -12.3353 | -50.6576 | 22.5041 | 3.69 | 20.3727 | 17.9326 | -20.7867 | -73.2843 | 37.4713 | 6.2182 | 32.4557 | -6.2496 | -6.2291 | 0.0067447
6 | 5 | 19 | 3.7579 | -4.5686 | -21.573 | 7.383 | 1.3662 | 7.3491 | 11.1495 | -13.555 | -51.5252 | 22.9586 | 4.0535 | 20.794 | 19.6075 | -22.8421 | -74.5394 | 38.2281 | 6.8307 | 33.127 | -6.2854 | -6.1247 | 0.41168
6 | 5 | 20 | 4.0432 | -4.9216 | -21.898 | 7.5117 | 1.4779 | 7.4745 | 11.9962 | -14.6024 | -52.3016 | 23.3588 | 4.385 | 21.149 | 21.0965 | -24.6072 | -75.6625 | 38.8945 | 7.3894 | 33.6924 | -6.3122 | -6.015 | 0.80312
6 | 5 | 21 | 4.3652 | -5.2869 | -22.2213 | 7.6997 | 1.5979 | 7.6614 | 12.9515 | -15.6861 | -53.0737 | 23.9434 | 4.741 | 21.6775 | 22.7764 | -26.4333 | -76.7796 | 39.8679 | 7.9893 | 34.5345 | -6.184 | -5.4464 | 1.9552
6 | 5 | 22 | 4.6661 | -5.6271 | -22.5399 | 7.8297 | 1.7089 | 7.7932 | 13.8443 | -16.6956 | -53.8347 | 24.3477 | 5.0702 | 22.0507 | 24.3467 | -28.1345 | -77.8804 | 40.5411 | 8.544 | 35.129 | -6.1691 | -5.2174 | 2.5458
6 | 5 | 23 | 4.7756 | -5.762 | -22.6804 | 7.884 | 1.7505 | 7.843 | 14.1693 | -17.0959 | -54.1702 | 24.5163 | 5.1937 | 22.1914 | 24.918 | -28.8091 | -78.3658 | 40.8219 | 8.7521 | 35.3531 | -6.1894 | -5.1954 | 2.6703
6 | 6 | 0 | 4.8701 | -5.8581 | -22.7796 | 7.936 | 1.783 | 7.8962 | 14.4496 | -17.3809 | -54.4073 | 24.6781 | 5.2903 | 22.3421 | 25.4111 | -29.2892 | -78.7088 | 41.0913 | 8.9148 | 35.5931 | -6.1524 | -5.0281 | 3.0123
6 | 6 | 1 | 5.0033 | -5.9773 | -22.9136 | 8.0364 | 1.8285 | 7.9879 | 14.8449 | -17.7347 | -54.7274 | 24.9905 | 5.4252 | 22.6015 | 26.1062 | -29.8855 | -79.1718 | 41.6114 | 9.1422 | 36.0064 | -6.0348 | -4.6001 | 3.8088
6 | 6 | 2 | 4.2753 | -5.1267 | -22.2252 | 7.6801 | 1.548 | 7.6282 | 12.6849 | -15.2107 | -53.0831 | 23.8825 | 4.5929 | 21.5837 | 22.3076 | -25.6323 | -76.7932 | 39.7665 | 7.7397 | 34.385 | -6.2202 | -5.5499 | 1.7734
6 | 6 | 3 | 3.5858 | -4.2855 | -21.5376 | 7.3414 | 1.2792 | 7.2812 | 10.6391 | -12.7149 | -51.4407 | 22.8293 | 3.7953 | 20.6019 | 18.7098 | -21.4265 | -74.4171 | 38.0128 | 6.3957 | 32.8209 | -6.3354 | -6.29 | 0.095652
6 | 6 | 4 | 2.9243 | -3.4313 | -20.8474 | 7.0585 | 1.0203 | 6.9879 | 8.6763 | -10.1805 | -49.7924 | 21.9493 | 3.0273 | 19.7721 | 15.2582 | -17.1556 | -72.0326 | 36.5475 | 5.1014 | 31.4989 | -6.2877 | -6.5479 | -0.78222
6 | 6 | 5 | 1.7282 | -2.0137 | -19.6088 | 6.4826 | 0.58855 | 6.4219 | 5.1276 | -5.9746 | -46.8341 | 20.1584 | 1.7462 | 18.1705 | 9.0173 | -10.068 | -67.753 | 33.5656 | 2.9426 | 28.9474 | -6.4013 | -7.606 | -3.348
6 | 6 | 6 | 0.8774 | -1.1221 | -18.3279 | 5.9111 | 0.32173 | 5.8623 | 2.6032 | -3.3293 | -43.7746 | 18.3815 | 0.95458 | 16.5871 | 4.578 | -5.6103 | -63.3269 | 30.6069 | 1.6086 | 26.4248 | -6.4775 | -8.5775 | -5.7189
6 | 6 | 7 | 0.55587 | -0.77573 | -17.0458 | 5.3716 | 0.21861 | 5.3309 | 1.6493 | -2.3016 | -40.7126 | 16.7038 | 0.6486 | 15.0836 | 2.9004 | -3.8785 | -58.8973 | 27.8133 | 1.093 | 24.0297 | -6.3446 | -8.929 | -6.9394
6 | 6 | 8 | 0.36188 | -0.55979 | -16.3487 | 5.0838 | 0.15619 | 5.0477 | 1.0737 | -1.6609 | -39.0476 | 15.8087 | 0.4634 | 14.2823 | 1.8882 | -2.7988 | -56.4885 | 26.3229 | 0.7809 | 22.7531 | -6.259 | -9.0804 | -7.5423
6 | 6 | 9 | 0.21144 | -0.38721 | -15.6592 | 4.8083 | 0.10705 | 4.7731 | 0.62734 | -1.1488 | -37.4007 | 14.9522 | 0.31761 | 13.5054 | 1.1032 | -1.9359 | -54.1061 | 24.8967 | 0.53521 | 21.5154 | -6.1465 | -9.1471 | -7.9915
6 | 6 | 10 | 0.11191 | -0.26746 | -15.0164 | 4.5789 | 0.073332 | 4.5427 | 0.33203 | -0.79354 | -35.8655 | 14.2388 | 0.21757 | 12.8535 | 0.58391 | -1.3372 | -51.8851 | 23.7089 | 0.36664 | 20.4769 | -5.977 | -9.0171 | -8.086
6 | 6 | 11 | 0.032942 | -0.15111 | -14.2438 | 4.2777 | 0.040085 | 4.2457 | 0.097738 | -0.44835 | -34.0201 | 13.3021 | 0.11893 | 12.0131 | 0.17188 | -0.75554 | -49.2154 | 22.1491 | 0.20042 | 19.138 | -5.7985 | -8.9366 | -8.3115
6 | 6 | 12 | 0.0096652 | -0.095032 | -13.524 | 4.0028 | 0.02464 | 3.9753 | 0.028677 | -0.28196 | -32.3008 | 12.4474 | 0.073107 | 11.2479 | 0.050431 | -0.47514 | -46.7283 | 20.726 | 0.1232 | 17.919 | -5.6066 | -8.7857 | -8.3848
6 | 6 | 13 | 0.0055455 | -0.063563 | -12.8087 | 3.7395 | 0.016662 | 3.7095 | 0.016454 | -0.18859 | -30.5925 | 11.6286 | 0.049437 | 10.496 | 0.028935 | -0.3178 | -44.2569 | 19.3626 | 0.083308 | 16.7211 | -5.401 | -8.5906 | -8.3787
6 | 6 | 14 | 0.042181 | -0.17958 | -14.0834 | 4.2091 | 0.04747 | 4.1812 | 0.12515 | -0.5328 | -33.6371 | 13.0888 | 0.14084 | 11.8306 | 0.22009 | -0.89785 | -48.6614 | 21.794 | 0.23734 | 18.8473 | -5.7831 | -8.9846 | -8.4606
6 | 6 | 15 | 0.36362 | -0.5871 | -15.3678 | 4.7023 | 0.16319 | 4.6821 | 1.0789 | -1.7419 | -36.7047 | 14.6225 | 0.48417 | 13.2478 | 1.8973 | -2.9354 | -53.0992 | 24.3477 | 0.8159 | 21.1051 | -6.0437 | -9.0133 | -7.8685
6 | 6 | 16 | 0.87793 | -1.1776 | -16.6608 | 5.2239 | 0.33924 | 5.2085 | 2.6048 | -3.4938 | -39.7931 | 16.2446 | 1.0065 | 14.7374 | 4.5808 | -5.8876 | -57.567 | 27.0487 | 1.6961 | 23.4782 | -6.1888 | -8.6935 | -6.6508
6 | 6 | 17 | 1.1774 | -1.4784 | -17.4364 | 5.5503 | 0.43374 | 5.5606 | 3.4933 | -4.3865 | -41.6454 | 17.2596 | 1.2869 | 15.7334 | 6.1432 | -7.3918 | -60.2466 | 28.7388 | 2.1686 | 25.0649 | -6.1928 | -8.2586 | -5.5229
6 | 6 | 18 | 1.4746 | -1.7655 | -18.2104 | 5.8861 | 0.52411 | 5.9206 | 4.3751 | -5.2383 | -43.494 | 18.3035 | 1.555 | 16.7523 | 7.694 | -8.8273 | -62.921 | 30.477 | 2.6204 | 26.688 | -6.1705 | -7.7464 | -4.2688
6 | 6 | 19 | 1.8502 | -2.1596 | -18.9518 | 6.2165 | 0.64848 | 6.2815 | 5.4897 | -6.4076 | -45.2649 | 19.331 | 1.924 | 17.7733 | 9.6541 | -10.7976 | -65.4829 | 32.1878 | 3.2423 | 28.3146 | -6.1148 | -7.1545 | -2.8817
6 | 6 | 20 | 2.1652 | -2.7511 | -19.8437 | 6.6078 | 0.81879 | 6.679 | 6.4242 | -8.1625 | -47.395 | 20.5479 | 2.4293 | 18.8981 | 11.2976 | -13.755 | -68.5645 | 34.2141 | 4.0938 | 30.1066 | -6.3239 | -7.258 | -2.6073
6 | 6 | 21 | 2.6993 | -3.0603 | -20.7121 | 6.9991 | 0.92042 | 7.0759 | 8.0089 | -9.0799 | -49.4693 | 21.7648 | 2.7309 | 20.021 | 14.0845 | -15.3009 | -71.5651 | 36.2404 | 4.6019 | 31.8955 | -6.0776 | -6.0235 | -0.043765
6 | 6 | 22 | 3.3706 | -3.7622 | -21.5649 | 7.3886 | 1.1367 | 7.4811 | 10.0005 | -11.1625 | -51.506 | 22.976 | 3.3726 | 21.1675 | 17.5869 | -18.8104 | -74.5116 | 38.2571 | 5.6834 | 33.722 | -5.9501 | -5.1519 | 1.9272
6 | 6 | 23 | 4.2979 | -4.6538 | -22.579 | 7.8885 | 1.4281 | 7.9624 | 12.7517 | -13.8077 | -53.9281 | 24.5305 | 4.2371 | 22.5294 | 22.4252 | -23.268 | -78.0156 | 40.8455 | 7.1401 | 35.8916 | -5.6559 | -3.6871 | 5.0189
6 | 7 | 0 | 5.3005 | -5.5689 | -23.6116 | 8.429 | 1.7427 | 8.487 | 15.7266 | -16.523 | -56.3944 | 26.2111 | 5.1705 | 24.0136 | 27.6568 | -27.8436 | -81.5835 | 43.6439 | 8.713 | 38.256 | -5.2214 | -1.7957 | 8.8425
6 | 7 | 1 | 6.0178 | -6.4637 | -24.6328 | 8.9134 | 2.0466 | 8.9705 | 17.8547 | -19.1779 | -58.8334 | 27.7174 | 6.0722 | 25.3817 | 31.3993 | -32.3174 | -85.1119 | 46.152 | 10.2325 | 40.4356 | -5.1483 | -0.9852 | 10.7901
6 | 7 | 2 | 2.3161 | -2.7308 | -20.5216 | 6.9266 | 0.80332 | 6.9503 | 6.872 | -8.1022 | -49.0142 | 21.5394 | 2.3834 | 19.6657 | 12.085 | -13.6534 | -70.9068 | 35.865 | 4.0164 | 31.3294 | -6.256 | -6.6559 | -1.2644
6 | 7 | 3 | 0.18981 | -0.27967 | -16.4012 | 5.1239 | 0.074046 | 5.124 | 0.56316 | -0.82979 | -39.173 | 15.9336 | 0.21969 | 14.4981 | 0.99037 | -1.3983 | -56.67 | 26.5309 | 0.37021 | 23.097 | -6.1691 | -8.7882 | -7.0798
6 | 7 | 4 | 0 | 0 | -12.2905 | 3.5406 | 0 | 3.5259 | 0 | 0 | -29.3547 | 11.0102 | 0 | 9.9765 | 0 | 0 | -42.4663 | 18.3329 | 0 | 15.8936 | -5.2239 | -8.368 | -8.2397
6 | 7 | 5 | 0 | 0 | -10.058 | 2.7742 | 0 | 2.759 | 0 | 0 | -24.0228 | 8.6269 | 0 | 7.8065 | 0 | 0 | -34.7528 | 14.3646 | 0 | 12.4365 | -4.5248 | -7.5894 | -7.9518
6 | 7 | 6 | 0 | 0 | -7.8159 | 2.0834 | 0 | 2.0664 | 0 | 0 | -18.6675 | 6.4785 | 0 | 5.8468 | 0 | 0 | -27.0055 | 10.7873 | 0 | 9.3145 | -3.6661 | -6.3422 | -6.9037
6 | 7 | 7 | 0 | 0 | -5.5757 | 1.4323 | 0 | 1.4148 | 0 | 0 | -13.3172 | 4.4541 | 0 | 4.003 | 0 | 0 | -19.2654 | 7.4164 | 0 | 6.3772 | -2.7286 | -4.8601 | -5.4718
6 | 7 | 8 | 0 | 0 | -4.7816 | 1.2067 | 0 | 1.1908 | 0 | 0 | -11.4205 | 3.7524 | 0 | 3.3693 | 0 | 0 | -16.5216 | 6.248 | 0 | 5.3677 | -2.3841 | -4.2988 | -4.9059
6 | 7 | 9 | 0 | 0 | -3.9386 | 0.98186 | 0 | 0.96912 | 0 | 0 | -9.4071 | 3.0533 | 0 | 2.7421 | 0 | 0 | -13.6089 | 5.0839 | 0 | 4.3684 | -1.9877 | -3.6118 | -4.1566
6 | 7 | 10 | 0 | 0 | -3.1084 | 0.76712 | 0 | 0.75716 | 0 | 0 | -7.4241 | 2.3855 | 0 | 2.1424 | 0 | 0 | -10.7402 | 3.972 | 0 | 3.413 | -1.5841 | -2.8963 | -3.3552
6 | 7 | 11 | 0 | 0 | -3.5945 | 0.88162 | 0 | 0.86909 | 0 | 0 | -8.5852 | 2.7415 | 0 | 2.4591 | 0 | 0 | -12.4198 | 4.5649 | 0 | 3.9175 | -1.8438 | -3.3846 | -3.9374
6 | 7 | 12 | 0 | 0 | -4.1009 | 1.0069 | 0 | 0.99327 | 0 | 0 | -9.7946 | 3.131 | 0 | 2.8104 | 0 | 0 | -14.1694 | 5.2133 | 0 | 4.4773 | -2.1007 | -3.8532 | -4.4788
6 | 7 | 13 | 0 | 0 | -4.5968 | 1.1327 | 0 | 1.1159 | 0 | 0 | -10.9791 | 3.5222 | 0 | 3.1573 | 0 | 0 | -15.8831 | 5.8648 | 0 | 5.0299 | -2.3483 | -4.2996 | -4.9883
6 | 7 | 14 | 0 | 0 | -7.2189 | 1.87 | 0 | 1.8515 | 0 | 0 | -17.2417 | 5.815 | 0 | 5.2388 | 0 | 0 | -24.9429 | 9.6826 | 0 | 8.3459 | -3.4974 | -6.1879 | -6.9144
6 | 7 | 15 | 0 | 0 | -9.886 | 2.691 | 0 | 2.6707 | 0 | 0 | -23.6119 | 8.368 | 0 | 7.5567 | 0 | 0 | -34.1583 | 13.9335 | 0 | 12.0386 | -4.5243 | -7.6871 | -8.1862
6 | 7 | 16 | 0 | 0 | -12.5341 | 3.5929 | 0 | 3.5707 | 0 | 0 | -29.9368 | 11.1726 | 0 | 10.1031 | 0 | 0 | -43.3083 | 18.6034 | 0 | 16.0952 | -5.3706 | -8.661 | -8.6096
6 | 7 | 17 | 0 | 0 | -14.0681 | 4.1646 | 0 | 4.1476 | 0 | 0 | -33.6005 | 12.9505 | 0 | 11.7355 | 0 | 0 | -48.6085 | 21.5637 | 0 | 18.6958 | -5.7559 | -8.9145 | -8.349
6 | 7 | 18 | 0 | 0 | -15.5807 | 4.7664 | 0 | 4.7549 | 0 | 0 | -37.2132 | 14.8217 | 0 | 13.454 | 0 | 0 | -53.8349 | 24.6795 | 0 | 21.4335 | -6.0594 | -8.9375 | -7.7218
6 | 7 | 19 | 2.4072e-05 | -0.0030898 | -17.1092 | 5.3504 | 0.0010627 | 5.35 | 7.142e-05 | -0.0091673 | -40.8638 | 16.6379 | 0.003153 | 15.1377 | 0.0001256 | -0.015448 | -59.116 | 27.7037 | 0.0053133 | 24.1159 | -6.4107 | -9.0941 | -7.3064
6 | 7 | 20 | 0.055884 | -0.064884 | -17.6879 | 5.6093 | 0.017729 | 5.6106 | 0.16581 | -0.19251 | -42.246 | 17.4429 | 0.052603 | 15.8749 | 0.29159 | -0.32441 | -61.1156 | 29.0439 | 0.088643 | 25.2903 | -6.4593 | -8.9023 | -6.7255
6 | 7 | 21 | 0.12644 | -0.14746 | -18.2153 | 5.848 | 0.040169 | 5.8517 | 0.37513 | -0.43751 | -43.5058 | 18.1852 | 0.11918 | 16.5571 | 0.65971 | -0.73726 | -62.938 | 30.28 | 0.20084 | 26.3771 | -6.4965 | -8.7067 | -6.1577
6 | 7 | 22 | 0.20232 | -0.24361 | -18.794 | 6.1111 | 0.066744 | 6.1131 | 0.60028 | -0.72277 | -44.8878 | 19.0033 | 0.19803 | 17.2969 | 1.0556 | -1.218 | -64.9373 | 31.6422 | 0.33371 | 27.5556 | -6.5443 | -8.5121 | -5.5682
6 | 7 | 23 | 0.18584 | -0.21405 | -18.7388 | 6.0559 | 0.059149 | 6.0761 | 0.55138 | -0.63508 | -44.7562 | 18.8316 | 0.1755 | 17.192 | 0.96966 | -1.0702 | -64.7469 | 31.3563 | 0.29574 | 27.3886 | -6.5759 | -8.6407 | -5.8067
6 | 8 | 0 | 0.16007 | -0.18476 | -18.7238 | 6.0675 | 0.051213 | 6.0973 | 0.47491 | -0.54817 | -44.7202 | 18.8678 | 0.15195 | 17.252 | 0.83518 | -0.92374 | -64.6949 | 31.4165 | 0.25605 | 27.4841 | -6.5325 | -8.5218 | -5.6268
6 | 8 | 1 | 0.15522 | -0.18004 | -18.6688 | 6.0488 | 0.049548 | 6.0955 | 0.46054 | -0.53417 | -44.589 | 18.8095 | 0.14701 | 17.247 | 0.8099 | -0.90016 | -64.5051 | 31.3195 | 0.24773 | 27.4762 | -6.4999 | -8.4591 | -5.5519
6 | 8 | 2 | 0 | 0 | -16.0535 | 4.9464 | 0 | 4.9753 | 0 | 0 | -38.3425 | 15.3817 | 0 | 14.0775 | 0 | 0 | -55.4685 | 25.6119 | 0 | 22.4269 | -6.1317 | -8.8833 | -7.4297
6 | 8 | 3 | 0 | 0 | -13.4035 | 3.8941 | 0 | 3.9246 | 0 | 0 | -32.0131 | 12.1094 | 0 | 11.1045 | 0 | 0 | -46.3121 | 20.1632 | 0 | 17.6905 | -5.5848 | -8.7993 | -8.4583
6 | 8 | 4 | 0 | 0 | -10.7532 | 2.9613 | 0 | 2.9869 | 0 | 0 | -25.6832 | 9.2086 | 0 | 8.4513 | 0 | 0 | -37.1549 | 15.3331 | 0 | 13.4637 | -4.8051 | -8.0234 | -8.3581
6 | 8 | 5 | 0 | 0 | -9.7669 | 2.6446 | 0 | 2.6491 | 0 | 0 | -23.3275 | 8.2238 | 0 | 7.4956 | 0 | 0 | -33.7469 | 13.6934 | 0 | 11.9412 | -4.4732 | -7.6081 | -8.1123
6 | 8 | 6 | 0 | 0 | -8.7324 | 2.3137 | 0 | 2.3004 | 0 | 0 | -20.8567 | 7.1947 | 0 | 6.5089 | 0 | 0 | -30.1726 | 11.9799 | 0 | 10.3693 | -4.1184 | -7.1531 | -7.8234
6 | 8 | 7 | 0 | 0 | -7.7495 | 2.0375 | 0 | 2.0033 | 0 | 0 | -18.509 | 6.3359 | 0 | 5.6682 | 0 | 0 | -26.7762 | 10.5499 | 0 | 9.03 | -3.7087 | -6.5049 | -7.1963
6 | 8 | 8 | 0 | 0 | -6.8246 | 1.7734 | 0 | 1.7387 | 0 | 0 | -16.3 | 5.5146 | 0 | 4.9197 | 0 | 0 | -23.5806 | 9.1823 | 0 | 7.8375 | -3.3125 | -5.8658 | -6.5608
6 | 8 | 9 | 0 | 0 | -5.8965 | 1.4992 | 0 | 1.4663 | 0 | 0 | -14.0832 | 4.6619 | 0 | 4.1489 | 0 | 0 | -20.3736 | 7.7625 | 0 | 6.6096 | -2.931 | -5.2724 | -6.0015
6 | 8 | 10 | 0 | 0 | -4.9688 | 1.2548 | 0 | 1.2213 | 0 | 0 | -11.8675 | 3.902 | 0 | 3.4557 | 0 | 0 | -17.1683 | 6.4973 | 0 | 5.5053 | -2.4926 | -4.5098 | -5.1657
6 | 8 | 11 | 0 | 0 | -5.0424 | 1.2925 | 0 | 1.2594 | 0 | 0 | -12.0433 | 4.0191 | 0 | 3.5636 | 0 | 0 | -17.4226 | 6.6922 | 0 | 5.6771 | -2.4905 | -4.4607 | -5.0533
6 | 8 | 12 | 0 | 0 | -5.1264 | 1.3171 | 0 | 1.2853 | 0 | 0 | -12.2439 | 4.0958 | 0 | 3.6368 | 0 | 0 | -17.7128 | 6.8199 | 0 | 5.7938 | -2.5239 | -4.5114 | -5.0992
6 | 8 | 13 | 0 | 0 | -5.2312 | 1.3516 | 0 | 1.321 | 0 | 0 | -12.4943 | 4.203 | 0 | 3.7378 | 0 | 0 | -18.0751 | 6.9983 | 0 | 5.9546 | -2.5586 | -4.5536 | -5.1221
6 | 8 | 14 | 0 | 0 | -6.9358 | 1.8227 | 0 | 1.7902 | 0 | 0 | -16.5655 | 5.6679 | 0 | 5.0652 | 0 | 0 | -23.9646 | 9.4376 | 0 | 8.0694 | -3.3229 | -5.8323 | -6.4576
6 | 8 | 15 | 0 | 0 | -8.6319 | 2.3191 | 0 | 2.2869 | 0 | 0 | -20.6165 | 7.2117 | 0 | 6.4707 | 0 | 0 | -29.8251 | 12.0081 | 0 | 10.3084 | -4.0259 | -6.9342 | -7.5086
6 | 8 | 16 | 0 | 0 | -10.3764 | 2.8721 | 0 | 2.8358 | 0 | 0 | -24.7832 | 8.9311 | 0 | 8.0239 | 0 | 0 | -35.8528 | 14.8711 | 0 | 12.7828 | -4.6685 | -7.8281 | -8.1988
6 | 8 | 17 | 0 | 0 | -11.7438 | 3.3407 | 0 | 3.3093 | 0 | 0 | -28.0492 | 10.3883 | 0 | 9.3635 | 0 | 0 | -40.5776 | 17.2974 | 0 | 14.917 | -5.0939 | -8.2974 | -8.3632
6 | 8 | 18 | 0 | 0 | -13.1562 | 3.8466 | 0 | 3.8174 | 0 | 0 | -31.4224 | 11.9616 | 0 | 10.8013 | 0 | 0 | -45.4575 | 19.9171 | 0 | 17.2076 | -5.4921 | -8.6596 | -8.3329
6 | 8 | 19 | 0 | 0 | -14.5601 | 4.3548 | 0 | 4.3335 | 0 | 0 | -34.7757 | 13.5419 | 0 | 12.2615 | 0 | 0 | -50.3085 | 22.5485 | 0 | 19.5339 | -5.8718 | -8.9722 | -8.2262
6 | 8 | 20 | 0 | 0 | -15.2181 | 4.6185 | 0 | 4.6134 | 0 | 0 | -36.3472 | 14.3618 | 0 | 13.0535 | 0 | 0 | -52.582 | 23.9137 | 0 | 20.7955 | -5.9862 | -8.9319 | -7.8728
6 | 8 | 21 | 0 | 0 | -15.8578 | 4.8583 | 0 | 4.8746 | 0 | 0 | -37.875 | 15.1076 | 0 | 13.7925 | 0 | 0 | -54.7922 | 25.1555 | 0 | 21.9728 | -6.1249 | -8.9749 | -7.6639
6 | 8 | 22 | 0 | 0 | -16.5044 | 5.1417 | 0 | 5.1763 | 0 | 0 | -39.4193 | 15.9888 | 0 | 14.6461 | 0 | 0 | -57.0263 | 26.6227 | 0 | 23.3328 | -6.1864 | -8.7844 | -7.0708
6 | 8 | 23 | 0 | 0 | -16.9785 | 5.3216 | 0 | 5.3636 | 0 | 0 | -40.5518 | 16.5482 | 0 | 15.1761 | 0 | 0 | -58.6647 | 27.5543 | 0 | 24.177 | -6.2934 | -8.8275 | -6.9334
6 | 9 | 0 | 0 | 0 | -17.4268 | 5.5416 | 0 | 5.5916 | 0 | 0 | -41.6225 | 17.2324 | 0 | 15.8211 | 0 | 0 | -60.2135 | 28.6935 | 0 | 25.2046 | -6.2936 | -8.569 | -6.3154
6 | 9 | 1 | 0 | 0 | -17.869 | 5.7251 | 0 | 5.7878 | 0 | 0 | -42.6787 | 17.8029 | 0 | 16.3762 | 0 | 0 | -61.7415 | 29.6435 | 0 | 26.089 | -6.3562 | -8.4995 | -6.009
6 | 9 | 2 | 0 | 0 | -13.7546 | 4.0664 | 0 | 4.1059 | 0 | 0 | -32.8518 | 12.6449 | 0 | 11.6175 | 0 | 0 | -47.5254 | 21.0549 | 0 | 18.5078 | -5.5824 | -8.5894 | -7.9627
6 | 9 | 3 | 0 | 0 | -9.6423 | 2.6293 | 0 | 2.6539 | 0 | 0 | -23.0298 | 8.176 | 0 | 7.509 | 0 | 0 | -33.3162 | 13.6138 | 0 | 11.9626 | -4.3592 | -7.3448 | -7.7398
6 | 9 | 4 | 0 | 0 | -5.5675 | 1.399 | 0 | 1.4088 | 0 | 0 | -13.2976 | 4.3504 | 0 | 3.9861 | 0 | 0 | -19.237 | 7.2438 | 0 | 6.3503 | -2.7597 | -4.961 | -5.6429
6 | 9 | 5 | 0 | 0 | -3.9193 | 0.9536 | 0 | 0.96248 | 0 | 0 | -9.3609 | 2.9654 | 0 | 2.7233 | 0 | 0 | -13.5421 | 4.9376 | 0 | 4.3385 | -2.0032 | -3.6723 | -4.266
6 | 9 | 6 | 0 | 0 | -2.3047 | 0.55121 | 0 | 0.55533 | 0 | 0 | -5.5046 | 1.7141 | 0 | 1.5713 | 0 | 0 | -7.9632 | 2.8541 | 0 | 2.5032 | -1.1982 | -2.2192 | -2.606
6 | 9 | 7 | 0 | 0 | -0.91379 | 0.22487 | 0 | 0.22401 | 0 | 0 | -2.1825 | 0.69927 | 0 | 0.63383 | 0 | 0 | -3.1574 | 1.1643 | 0 | 1.0098 | -0.46491 | -0.84942 | -0.98326
6 | 9 | 8 | 0 | 0 | -0.81896 | 0.20285 | 0 | 0.20418 | 0 | 0 | -1.956 | 0.63078 | 0 | 0.57772 | 0 | 0 | -2.8297 | 1.0503 | 0 | 0.92036 | -0.41193 | -0.74751 | -0.85901
6 | 9 | 9 | 0 | 0 | -0.74708 | 0.18776 | 0 | 0.19469 | 0 | 0 | -1.7843 | 0.58386 | 0 | 0.55087 | 0 | 0 | -2.5813 | 0.97218 | 0 | 0.87759 | -0.36463 | -0.64961 | -0.73156
6 | 9 | 10 | 0 | 0 | -0.72314 | 0.18044 | 0 | 0.19472 | 0 | 0 | -1.7272 | 0.5611 | 0 | 0.55095 | 0 | 0 | -2.4986 | 0.93428 | 0 | 0.87772 | -0.34798 | -0.6151 | -0.6866
6 | 9 | 11 | 0 | 0 | -0.99248 | 0.24725 | 0 | 0.26199 | 0 | 0 | -2.3705 | 0.76885 | 0 | 0.74129 | 0 | 0 | -3.4292 | 1.2802 | 0 | 1.181 | -0.48324 | -0.86031 | -0.96808
6 | 9 | 12 | 0 | 0 | -1.5786 | 0.38306 | 0 | 0.38968 | 0 | 0 | -3.7703 | 1.1912 | 0 | 1.1026 | 0 | 0 | -5.4543 | 1.9834 | 0 | 1.7565 | -0.80583 | -1.4765 | -1.7144
6 | 9 | 13 | 0 | 0 | -2.2199 | 0.53413 | 0 | 0.53801 | 0 | 0 | -5.302 | 1.661 | 0 | 1.5223 | 0 | 0 | -7.6702 | 2.7656 | 0 | 2.4252 | -1.1477 | -2.1187 | -2.4794
6 | 9 | 14 | 0 | 0 | -4.7265 | 1.1753 | 0 | 1.1884 | 0 | 0 | -11.2889 | 3.6549 | 0 | 3.3626 | 0 | 0 | -16.3311 | 6.0857 | 0 | 5.357 | -2.3627 | -4.2714 | -4.8885
6 | 9 | 15 | 0 | 0 | -7.302 | 1.9042 | 0 | 1.9278 | 0 | 0 | -17.4402 | 5.9214 | 0 | 5.4547 | 0 | 0 | -25.23 | 9.8596 | 0 | 8.6899 | -3.47 | -6.0641 | -6.6805
6 | 9 | 16 | 0 | 0 | -9.8874 | 2.7098 | 0 | 2.7474 | 0 | 0 | -23.6153 | 8.4264 | 0 | 7.7735 | 0 | 0 | -34.1633 | 14.0308 | 0 | 12.384 | -4.4303 | -7.4153 | -7.7485
6 | 9 | 17 | 0 | 0 | -11.3203 | 3.2066 | 0 | 3.254 | 0 | 0 | -27.0375 | 9.9714 | 0 | 9.2071 | 0 | 0 | -39.1141 | 16.6034 | 0 | 14.6678 | -4.8597 | -7.859 | -7.843
6 | 9 | 18 | 0 | 0 | -12.7431 | 3.7322 | 0 | 3.7873 | 0 | 0 | -30.4358 | 11.6059 | 0 | 10.7162 | 0 | 0 | -44.0302 | 19.3249 | 0 | 17.0719 | -5.2235 | -8.1137 | -7.6334
6 | 9 | 19 | 0 | 0 | -14.1836 | 4.2675 | 0 | 4.338 | 0 | 0 | -33.8764 | 13.2704 | 0 | 12.2743 | 0 | 0 | -49.0075 | 22.0964 | 0 | 19.5541 | -5.5781 | -8.3317 | -7.357
6 | 9 | 20 | 0 | 0 | -15.4525 | 4.7489 | 0 | 4.8156 | 0 | 0 | -36.9069 | 14.7674 | 0 | 13.6257 | 0 | 0 | -53.3918 | 24.589 | 0 | 21.7071 | -5.8879 | -8.5139 | -7.0957
6 | 9 | 21 | 0 | 0 | -16.7118 | 5.2461 | 0 | 5.3031 | 0 | 0 | -39.9148 | 16.3136 | 0 | 15.0048 | 0 | 0 | -57.743 | 27.1636 | 0 | 23.9041 | -6.1626 | -8.5964 | -6.6753
6 | 9 | 22 | 0 | 0 | -17.9746 | 5.7707 | 0 | 5.8248 | 0 | 0 | -42.9308 | 17.9447 | 0 | 16.481 | 0 | 0 | -62.1063 | 29.8795 | 0 | 26.2558 | -6.3792 | -8.5051 | -5.9709
6 | 9 | 23 | 0 | 0 | -18.3026 | 5.8807 | 0 | 5.9364 | 0 | 0 | -43.7144 | 18.287 | 0 | 16.7967 | 0 | 0 | -63.2398 | 30.4494 | 0 | 26.7589 | -6.4856 | -8.6307 | -6.0315
6 | 10 | 0 | 0 | 0 | -18.5921 | 6.0249 | 0 | 6.0784 | 0 | 0 | -44.4057 | 18.7352 | 0 | 17.1987 | 0 | 0 | -64.2399 | 31.1957 | 0 | 27.3993 | -6.4888 | -8.4717 | -5.6448
6 | 10 | 1 | 0 | 0 | -18.8863 | 6.1321 | 0 | 6.1876 | 0 | 0 | -45.1083 | 19.0687 | 0 | 17.5077 | 0 | 0 | -65.2563 | 31.7511 | 0 | 27.8915 | -6.5665 | -8.5319 | -5.6137
6 | 10 | 2 | 0 | 0 | -15.1271 | 4.5802 | 0 | 4.6329 | 0 | 0 | -36.1298 | 14.2429 | 0 | 13.1085 | 0 | 0 | -52.2675 | 23.7157 | 0 | 20.8831 | -5.914 | -8.7784 | -7.6687
6 | 10 | 3 | 0 | 0 | -11.3231 | 3.2003 | 0 | 3.2487 | 0 | 0 | -27.0443 | 9.9518 | 0 | 9.1922 | 0 | 0 | -39.1238 | 16.5706 | 0 | 14.6441 | -4.8741 | -7.9003 | -7.9091
6 | 10 | 4 | 0 | 0 | -7.5279 | 2.0089 | 0 | 2.0546 | 0 | 0 | -17.9799 | 6.2468 | 0 | 5.8135 | 0 | 0 | -26.0108 | 10.4015 | 0 | 9.2616 | -3.4644 | -5.9195 | -6.3477
6 | 10 | 5 | 0 | 0 | -6.355 | 1.6602 | 0 | 1.7082 | 0 | 0 | -15.1783 | 5.1627 | 0 | 4.8334 | 0 | 0 | -21.9578 | 8.5964 | 0 | 7.7001 | -2.9865 | -5.1822 | -5.6613
6 | 10 | 6 | 0 | 0 | -5.1554 | 1.337 | 0 | 1.3862 | 0 | 0 | -12.3132 | 4.1577 | 0 | 3.9221 | 0 | 0 | -17.8129 | 6.9229 | 0 | 6.2483 | -2.4322 | -4.2334 | -4.6418
6 | 10 | 7 | 0 | 0 | -3.9929 | 1.0271 | 0 | 1.0775 | 0 | 0 | -9.5366 | 3.1939 | 0 | 3.0487 | 0 | 0 | -13.7963 | 5.3182 | 0 | 4.8568 | -1.8883 | -3.294 | -3.6213
6 | 10 | 8 | 0 | 0 | -4.8712 | 1.2614 | 0 | 1.3008 | 0 | 0 | -11.6343 | 3.9224 | 0 | 3.6806 | 0 | 0 | -16.8309 | 6.5312 | 0 | 5.8636 | -2.309 | -4.0313 | -4.4362
6 | 10 | 9 | 0 | 0 | -5.7476 | 1.5079 | 0 | 1.533 | 0 | 0 | -13.7276 | 4.6889 | 0 | 4.3375 | 0 | 0 | -19.8591 | 7.8075 | 0 | 6.9101 | -2.7067 | -4.7011 | -5.1415
6 | 10 | 10 | 0 | 0 | -6.6269 | 1.7575 | 0 | 1.7699 | 0 | 0 | -15.8277 | 5.4652 | 0 | 5.0079 | 0 | 0 | -22.8973 | 9.1001 | 0 | 7.9781 | -3.0994 | -5.3546 | -5.8191
6 | 10 | 11 | 0 | 0 | -7.4616 | 2.0043 | 0 | 2.0145 | 0 | 0 | -17.8215 | 6.2325 | 0 | 5.7 | 0 | 0 | -25.7817 | 10.3777 | 0 | 9.0807 | -3.4429 | -5.889 | -6.3232
6 | 10 | 12 | 0 | 0 | -8.2724 | 2.2527 | 0 | 2.2569 | 0 | 0 | -19.7579 | 7.005 | 0 | 6.3858 | 0 | 0 | -28.583 | 11.664 | 0 | 10.1732 | -3.7628 | -6.3671 | -6.7458
6 | 10 | 13 | 0 | 0 | -9.1041 | 2.5112 | 0 | 2.5116 | 0 | 0 | -21.7443 | 7.809 | 0 | 7.1064 | 0 | 0 | -31.4566 | 13.0027 | 0 | 11.3212 | -4.0813 | -6.8289 | -7.1327
6 | 10 | 14 | 0 | 0 | -10.8454 | 3.0787 | 0 | 3.0867 | 0 | 0 | -25.9033 | 9.5737 | 0 | 8.7338 | 0 | 0 | -37.4732 | 15.9411 | 0 | 13.9138 | -4.6799 | -7.5958 | -7.6183
6 | 10 | 15 | 0 | 0 | -12.6391 | 3.6994 | 0 | 3.7139 | 0 | 0 | -30.1874 | 11.5039 | 0 | 10.5083 | 0 | 0 | -43.6709 | 19.155 | 0 | 16.7407 | -5.2258 | -8.1752 | -7.7751
6 | 10 | 16 | 0 | 0 | -14.4293 | 4.3615 | 0 | 4.3812 | 0 | 0 | -34.4633 | 13.5626 | 0 | 12.3963 | 0 | 0 | -49.8566 | 22.583 | 0 | 19.7486 | -5.6867 | -8.5043 | -7.525
6 | 10 | 17 | 0 | 0 | -15.6345 | 4.8406 | 0 | 4.8659 | 0 | 0 | -37.3417 | 15.0525 | 0 | 13.7679 | 0 | 0 | -54.0207 | 25.0638 | 0 | 21.9336 | -5.928 | -8.5213 | -7.0234
6 | 10 | 18 | 0 | 0 | -16.8774 | 5.3216 | 0 | 5.3586 | 0 | 0 | -40.3103 | 16.5484 | 0 | 15.1619 | 0 | 0 | -58.3152 | 27.5546 | 0 | 24.1545 | -6.1972 | -8.5999 | -6.6062
6 | 10 | 19 | 0 | 0 | -18.0757 | 5.8439 | 0 | 5.886 | 0 | 0 | -43.1722 | 18.1726 | 0 | 16.6542 | 0 | 0 | -62.4555 | 30.259 | 0 | 26.5318 | -6.3457 | -8.3455 | -5.6647
6 | 10 | 20 | 0 | 0 | -18.7551 | 6.1259 | 0 | 6.1659 | 0 | 0 | -44.795 | 19.0494 | 0 | 17.4463 | 0 | 0 | -64.8031 | 31.7189 | 0 | 27.7937 | -6.4633 | -8.2993 | -5.2905
6 | 10 | 21 | 0 | 0 | -19.4274 | 6.4236 | 0 | 6.4649 | 0 | 0 | -46.4007 | 19.9753 | 0 | 18.2921 | 0 | 0 | -67.126 | 33.2606 | 0 | 29.1411 | -6.5389 | -8.1334 | -4.7243
6 | 10 | 22 | 0 | 0 | -20.1096 | 6.7352 | 0 | 6.7781 | 0 | 0 | -48.0301 | 20.9441 | 0 | 19.1784 | 0 | 0 | -69.4831 | 34.8738 | 0 | 30.553 | -6.5963 | -7.9076 | -4.0562
6 | 10 | 23 | 0 | 0 | -20.3368 | 6.8105 | 0 | 6.8476 | 0 | 0 | -48.5728 | 21.1784 | 0 | 19.3751 | 0 | 0 | -70.2683 | 35.2639 | 0 | 30.8664 | -6.6787 | -8.0194 | -4.138
6 | 11 | 0 | 0 | 0 | -20.5815 | 6.9444 | 0 | 6.9656 | 0 | 0 | -49.1572 | 21.5947 | 0 | 19.7088 | 0 | 0 | -71.1137 | 35.9572 | 0 | 31.3981 | -6.6715 | -7.8537 | -3.7585
6 | 11 | 1 | 0 | 0 | -20.8103 | 7.0094 | 0 | 7.022 | 0 | 0 | -49.7036 | 21.7968 | 0 | 19.8685 | 0 | 0 | -71.9041 | 36.2936 | 0 | 31.6524 | -6.7789 | -8.0383 | -3.9581
6 | 11 | 2 | 0 | 0 | -19.2702 | 6.3067 | 0 | 6.3054 | 0 | 0 | -46.0252 | 19.6116 | 0 | 17.8408 | 0 | 0 | -66.5827 | 32.6551 | 0 | 28.4222 | -6.6581 | -8.5728 | -5.5055
6 | 11 | 3 | 0 | 0 | -17.7215 | 5.6461 | 0 | 5.6321 | 0 | 0 | -42.3264 | 17.5573 | 0 | 15.9359 | 0 | 0 | -61.2318 | 29.2344 | 0 | 25.3875 | -6.4433 | -8.8332 | -6.6099
6 | 11 | 4 | 0 | 0 | -16.1883 | 5.0033 | 0 | 4.9758 | 0 | 0 | -38.6645 | 15.5584 | 0 | 14.0788 | 0 | 0 | -55.9343 | 25.9061 | 0 | 22.429 | -6.2093 | -9.0273 | -7.5992
6 | 11 | 5 | 0 | 0 | -15.1459 | 4.6082 | 0 | 4.5808 | 0 | 0 | -36.1748 | 14.3298 | 0 | 12.9613 | 0 | 0 | -52.3325 | 23.8604 | 0 | 20.6487 | -5.9569 | -8.8836 | -7.8234
6 | 11 | 6 | 0 | 0 | -14.1473 | 4.2284 | 0 | 4.1979 | 0 | 0 | -33.7896 | 13.1488 | 0 | 11.8778 | 0 | 0 | -48.8821 | 21.8939 | 0 | 18.9225 | -5.721 | -8.7631 | -8.0657
6 | 11 | 7 | 0 | 0 | -13.1064 | 3.8473 | 0 | 3.8132 | 0 | 0 | -31.3037 | 11.9636 | 0 | 10.7894 | 0 | 0 | -45.2857 | 19.9205 | 0 | 17.1887 | -5.4459 | -8.5506 | -8.1766
6 | 11 | 8 | 0 | 0 | -12.9912 | 3.823 | 0 | 3.7905 | 0 | 0 | -31.0285 | 11.8883 | 0 | 10.7251 | 0 | 0 | -44.8876 | 19.7951 | 0 | 17.0861 | -5.3777 | -8.4151 | -8.0064
6 | 11 | 9 | 0 | 0 | -12.9153 | 3.7747 | 0 | 3.743 | 0 | 0 | -30.847 | 11.7379 | 0 | 10.5906 | 0 | 0 | -44.6252 | 19.5446 | 0 | 16.8718 | -5.3976 | -8.5186 | -8.2087
6 | 11 | 10 | 0 | 0 | -12.8024 | 3.7441 | 0 | 3.7145 | 0 | 0 | -30.5774 | 11.6428 | 0 | 10.5102 | 0 | 0 | -44.2351 | 19.3862 | 0 | 16.7437 | -5.3438 | -8.4245 | -8.1051
6 | 11 | 11 | 0 | 0 | -13.24 | 3.9097 | 0 | 3.8769 | 0 | 0 | -31.6226 | 12.1579 | 0 | 10.9695 | 0 | 0 | -45.747 | 20.244 | 0 | 17.4754 | -5.4533 | -8.4952 | -8.0276
6 | 11 | 12 | 0 | 0 | -13.7312 | 4.1074 | 0 | 4.0732 | 0 | 0 | -32.7959 | 12.7727 | 0 | 11.5249 | 0 | 0 | -47.4444 | 21.2676 | 0 | 18.3603 | -5.5506 | -8.4983 | -7.8165
6 | 11 | 13 | 0 | 0 | -14.1739 | 4.2596 | 0 | 4.2301 | 0 | 0 | -33.8533 | 13.2459 | 0 | 11.9691 | 0 | 0 | -48.9742 | 22.0556 | 0 | 19.0679 | -5.6842 | -8.6384 | -7.8507
6 | 11 | 14 | 0.0066882 | -0.095812 | -15.5297 | 4.7951 | 0.027105 | 4.7681 | 0.019844 | -0.28427 | -37.0914 | 14.911 | 0.080419 | 13.4913 | 0.034898 | -0.47904 | -53.6587 | 24.8281 | 0.13552 | 21.493 | -6.0285 | -8.8732 | -7.6462
6 | 11 | 15 | 0.0083852 | -0.11664 | -16.8322 | 5.3087 | 0.033982 | 5.2968 | 0.024879 | -0.34607 | -40.2024 | 16.5082 | 0.10082 | 14.9871 | 0.043752 | -0.58318 | -58.1592 | 27.4876 | 0.1699 | 23.8759 | -6.301 | -8.9275 | -7.1652
6 | 11 | 16 | 0.010128 | -0.13886 | -18.1921 | 5.85 | 0.041043 | 5.845 | 0.030049 | -0.41199 | -43.4503 | 18.1915 | 0.12178 | 16.5381 | 0.052844 | -0.69426 | -62.8577 | 30.2904 | 0.20521 | 26.3469 | -6.5848 | -8.9808 | -6.6566
6 | 11 | 17 | 0.010479 | -0.14164 | -18.8589 | 6.1551 | 0.042467 | 6.1519 | 0.031091 | -0.42023 | -45.0429 | 19.1401 | 0.126 | 17.4067 | 0.054676 | -0.70815 | -65.1618 | 31.87 | 0.21233 | 27.7306 | -6.6406 | -8.7593 | -6.0023
6 | 11 | 18 | 0.010787 | -0.1458 | -19.5357 | 6.4501 | 0.043716 | 6.4456 | 0.032005 | -0.43259 | -46.6595 | 20.0575 | 0.1297 | 18.2377 | 0.056285 | -0.72898 | -67.5004 | 33.3976 | 0.21857 | 29.0544 | -6.7313 | -8.6352 | -5.5025
6 | 11 | 19 | 0.010993 | -0.14858 | -20.1941 | 6.7664 | 0.044549 | 6.7642 | 0.032615 | -0.44083 | -48.2319 | 21.0412 | 0.13218 | 19.139 | 0.057357 | -0.74286 | -69.7751 | 35.0355 | 0.22273 | 30.4903 | -6.7565 | -8.3277 | -4.7121
6 | 11 | 20 | 0.012191 | -0.16246 | -20.6701 | 6.9551 | 0.049405 | 6.9632 | 0.03617 | -0.48203 | -49.3689 | 21.628 | 0.14658 | 19.7022 | 0.063609 | -0.81229 | -71.42 | 36.0126 | 0.24701 | 31.3875 | -6.8527 | -8.338 | -4.5216
6 | 11 | 21 | 0.013419 | -0.17635 | -21.1574 | 7.1787 | 0.054381 | 7.2056 | 0.039814 | -0.52323 | -50.5327 | 22.3231 | 0.16135 | 20.3881 | 0.070016 | -0.88171 | -73.1036 | 37.17 | 0.2719 | 32.4802 | -6.8817 | -8.1436 | -3.9932
6 | 11 | 22 | 0.014677 | -0.19024 | -21.6282 | 7.4428 | 0.059478 | 7.4848 | 0.043545 | -0.56443 | -51.6571 | 23.1443 | 0.17647 | 21.178 | 0.076578 | -0.95114 | -74.7302 | 38.5374 | 0.29738 | 33.7387 | -6.8167 | -7.6792 | -3.0313
6 | 11 | 23 | 0.014462 | -0.18746 | -21.9146 | 7.57 | 0.05861 | 7.6165 | 0.042909 | -0.55619 | -52.3412 | 23.5401 | 0.17389 | 21.5506 | 0.075461 | -0.93726 | -75.7199 | 39.1964 | 0.29304 | 34.3323 | -6.8425 | -7.5899 | -2.76
6 | 12 | 0 | 0.014248 | -0.18468 | -22.2529 | 7.725 | 0.057741 | 7.7825 | 0.042274 | -0.54795 | -53.1491 | 24.0222 | 0.17132 | 22.0203 | 0.074343 | -0.92337 | -76.8887 | 39.9991 | 0.2887 | 35.0805 | -6.858 | -7.441 | -2.3694
6 | 12 | 1 | 0.014034 | -0.1819 | -22.5851 | 7.8669 | 0.056873 | 7.937 | 0.041638 | -0.53971 | -53.9426 | 24.4632 | 0.16874 | 22.4575 | 0.073225 | -0.90949 | -78.0365 | 40.7334 | 0.28435 | 35.777 | -6.8922 | -7.3512 | -2.078
6 | 12 | 2 | 0.010128 | -0.13886 | -18.9789 | 6.2163 | 0.041043 | 6.2569 | 0.030049 | -0.41199 | -45.3295 | 19.3305 | 0.12178 | 17.7036 | 0.052844 | -0.69426 | -65.5763 | 32.1869 | 0.20521 | 28.2036 | -6.5934 | -8.5556 | -5.6219
6 | 12 | 3 | 0.0066882 | -0.095812 | -15.3964 | 4.7613 | 0.027105 | 4.7766 | 0.019844 | -0.28427 | -36.7732 | 14.8059 | 0.080419 | 13.5153 | 0.034898 | -0.47904 | -53.1982 | 24.6531 | 0.13552 | 21.5312 | -5.9206 | -8.636 | -7.3226
6 | 12 | 4 | 0.0035202 | -0.052766 | -11.7787 | 3.4319 | 0.014266 | 3.4385 | 0.010444 | -0.15656 | -28.1324 | 10.6719 | 0.042327 | 9.7292 | 0.018368 | -0.26382 | -40.698 | 17.7697 | 0.071327 | 15.4995 | -4.9433 | -7.8351 | -7.6029
6 | 12 | 5 | 0.001437 | -0.022217 | -9.4275 | 2.6479 | 0.0058235 | 2.6578 | 0.0042635 | -0.065919 | -22.5169 | 8.2339 | 0.017278 | 7.5202 | 0.0074977 | -0.11108 | -32.5742 | 13.7102 | 0.029116 | 11.9805 | -4.1368 | -6.8071 | -6.958
6 | 12 | 6 | 0 | 0 | -7.0649 | 1.9269 | 0 | 1.9383 | 0 | 0 | -16.8739 | 5.992 | 0 | 5.4843 | 0 | 0 | -24.4108 | 9.9773 | 0 | 8.737 | -3.1997 | -5.3977 | -5.6966
6 | 12 | 7 | 0 | 0 | -4.6707 | 1.2571 | 0 | 1.2731 | 0 | 0 | -11.1555 | 3.909 | 0 | 3.6022 | 0 | 0 | -16.1382 | 6.5089 | 0 | 5.7387 | -2.1405 | -3.6442 | -3.8906
6 | 12 | 8 | 0 | 0 | -3.8481 | 1.0298 | 0 | 1.0481 | 0 | 0 | -9.1909 | 3.2024 | 0 | 2.9655 | 0 | 0 | -13.2961 | 5.3323 | 0 | 4.7243 | -1.7702 | -3.0231 | -3.2396
6 | 12 | 9 | 0 | 0 | -3.1062 | 0.83424 | 0 | 0.85666 | 0 | 0 | -7.4189 | 2.5942 | 0 | 2.4239 | 0 | 0 | -10.7327 | 4.3195 | 0 | 3.8615 | -1.4153 | -2.4009 | -2.5516
6 | 12 | 10 | 0 | 0 | -2.4824 | 0.66828 | 0 | 0.69885 | 0 | 0 | -5.9289 | 2.0781 | 0 | 1.9774 | 0 | 0 | -8.5771 | 3.4602 | 0 | 3.1502 | -1.1152 | -1.8734 | -1.9667
6 | 12 | 11 | 0 | 0 | -2.7801 | 0.73977 | 0 | 0.76913 | 0 | 0 | -6.6401 | 2.3004 | 0 | 2.1762 | 0 | 0 | -9.6059 | 3.8304 | 0 | 3.467 | -1.2712 | -2.1634 | -2.3086
6 | 12 | 12 | 0 | 0 | -3.1195 | 0.82691 | 0 | 0.85457 | 0 | 0 | -7.4507 | 2.5714 | 0 | 2.418 | 0 | 0 | -10.7786 | 4.2816 | 0 | 3.8521 | -1.438 | -2.4614 | -2.645
6 | 12 | 13 | 0 | 0 | -3.4225 | 0.90681 | 0 | 0.93576 | 0 | 0 | -8.1744 | 2.8198 | 0 | 2.6477 | 0 | 0 | -11.8256 | 4.6953 | 0 | 4.218 | -1.58 | -2.7069 | -2.9122
6 | 12 | 14 | 0 | 0 | -5.8731 | 1.5465 | 0 | 1.562 | 0 | 0 | -14.0274 | 4.8089 | 0 | 4.4195 | 0 | 0 | -20.2928 | 8.0073 | 0 | 7.0407 | -2.7647 | -4.7989 | -5.2448
6 | 12 | 15 | 0 | 0 | -8.499 | 2.3002 | 0 | 2.3079 | 0 | 0 | -20.2991 | 7.1527 | 0 | 6.5302 | 0 | 0 | -29.3659 | 11.9099 | 0 | 10.4032 | -3.8909 | -6.6162 | -7.0528
6 | 12 | 16 | 0 | 0 | -11.1267 | 3.1565 | 0 | 3.1547 | 0 | 0 | -26.5753 | 9.8156 | 0 | 8.9262 | 0 | 0 | -38.4454 | 16.3438 | 0 | 14.2202 | -4.8155 | -7.8336 | -7.8814
6 | 12 | 17 | 0 | 0 | -12.3795 | 3.5684 | 0 | 3.5792 | 0 | 0 | -29.5674 | 11.0966 | 0 | 10.1271 | 0 | 0 | -42.7739 | 18.4768 | 0 | 16.1335 | -5.2319 | -8.3437 | -8.1636
6 | 12 | 18 | 0 | 0 | -13.6762 | 4.0479 | 0 | 4.0672 | 0 | 0 | -32.6645 | 12.5876 | 0 | 11.5081 | 0 | 0 | -47.2544 | 20.9595 | 0 | 18.3335 | -5.5611 | -8.5688 | -7.9614
6 | 12 | 19 | 0 | 0 | -14.9316 | 4.5424 | 0 | 4.5735 | 0 | 0 | -35.6628 | 14.1253 | 0 | 12.9407 | 0 | 0 | -51.5919 | 23.5198 | 0 | 20.6158 | -5.8156 | -8.5968 | -7.4563
6 | 12 | 20 | 0 | 0 | -15.0357 | 4.5679 | 0 | 4.6013 | 0 | 0 | -35.9115 | 14.2047 | 0 | 13.0192 | 0 | 0 | -51.9517 | 23.652 | 0 | 20.7409 | -5.8665 | -8.6876 | -7.5588
6 | 12 | 21 | 0 | 0 | -15.1424 | 4.5994 | 0 | 4.6346 | 0 | 0 | -36.1665 | 14.3025 | 0 | 13.1135 | 0 | 0 | -52.3205 | 23.815 | 0 | 20.8911 | -5.9084 | -8.7504 | -7.6144
6 | 12 | 22 | 0 | 0 | -15.3003 | 4.6531 | 0 | 4.6902 | 0 | 0 | -36.5435 | 14.4694 | 0 | 13.2707 | 0 | 0 | -52.8659 | 24.0928 | 0 | 21.1416 | -5.957 | -8.8033 | -7.6315
6 | 12 | 23 | 0 | 0 | -15.0847 | 4.5772 | 0 | 4.6138 | 0 | 0 | -36.0287 | 14.2336 | 0 | 13.0546 | 0 | 0 | -52.1212 | 23.7002 | 0 | 20.7972 | -5.8937 | -8.7405 | -7.6238
6 | 13 | 0 | 0 | 0 | -14.8765 | 4.503 | 0 | 4.5373 | 0 | 0 | -35.5312 | 14.0026 | 0 | 12.8382 | 0 | 0 | -51.4015 | 23.3157 | 0 | 20.4525 | -5.8362 | -8.6904 | -7.6334
6 | 13 | 1 | 0 | 0 | -14.6697 | 4.4324 | 0 | 4.4686 | 0 | 0 | -35.0373 | 13.7833 | 0 | 12.6438 | 0 | 0 | -50.6871 | 22.9504 | 0 | 20.1429 | -5.7686 | -8.6102 | -7.5937
6 | 13 | 2 | 0 | 0 | -12.1141 | 3.4598 | 0 | 3.4855 | 0 | 0 | -28.9335 | 10.7589 | 0 | 9.8621 | 0 | 0 | -41.8568 | 17.9145 | 0 | 15.7114 | -5.1687 | -8.3124 | -8.231
6 | 13 | 3 | 0 | 0 | -9.5569 | 2.6006 | 0 | 2.6169 | 0 | 0 | -22.8258 | 8.0869 | 0 | 7.4046 | 0 | 0 | -33.0212 | 13.4654 | 0 | 11.7962 | -4.3394 | -7.3344 | -7.7596
6 | 13 | 4 | 0 | 0 | -6.9615 | 1.8134 | 0 | 1.8213 | 0 | 0 | -16.6269 | 5.6391 | 0 | 5.1534 | 0 | 0 | -24.0534 | 9.3897 | 0 | 8.2099 | -3.3267 | -5.8344 | -6.4539
6 | 13 | 5 | 0 | 0 | -4.1016 | 1.0254 | 0 | 1.048 | 0 | 0 | -9.7963 | 3.1886 | 0 | 2.9652 | 0 | 0 | -14.1719 | 5.3093 | 0 | 4.7239 | -2.0282 | -3.6425 | -4.1387
6 | 13 | 6 | 0 | 0 | -1.6694 | 0.42152 | 0 | 0.44947 | 0 | 0 | -3.9871 | 1.3108 | 0 | 1.2718 | 0 | 0 | -5.768 | 2.1826 | 0 | 2.0261 | -0.79837 | -1.4046 | -1.5594
6 | 13 | 7 | 0 | 0 | -0.67926 | 0.18571 | 0 | 0.20836 | 0 | 0 | -1.6224 | 0.57749 | 0 | 0.58954 | 0 | 0 | -2.347 | 0.96157 | 0 | 0.9392 | -0.28519 | -0.45533 | -0.44623
6 | 13 | 8 | 0 | 0 | -0.5345 | 0.14879 | 0 | 0.1576 | 0 | 0 | -1.2766 | 0.4627 | 0 | 0.44593 | 0 | 0 | -1.8468 | 0.77043 | 0 | 0.71041 | -0.2281 | -0.36798 | -0.36597
6 | 13 | 9 | 0 | 0 | -0.44054 | 0.127 | 0 | 0.12422 | 0 | 0 | -1.0522 | 0.39491 | 0 | 0.35148 | 0 | 0 | -1.5222 | 0.65756 | 0 | 0.55995 | -0.18932 | -0.3058 | -0.30465
6 | 13 | 10 | 0 | 0 | -0.36194 | 0.10766 | 0 | 0.099422 | 0 | 0 | -0.86447 | 0.33478 | 0 | 0.28131 | 0 | 0 | -1.2506 | 0.55745 | 0 | 0.44816 | -0.15486 | -0.24838 | -0.24499
6 | 13 | 11 | 0 | 0 | -0.44888 | 0.13415 | 0 | 0.13033 | 0 | 0 | -1.0721 | 0.41716 | 0 | 0.36877 | 0 | 0 | -1.551 | 0.69462 | 0 | 0.58749 | -0.1844 | -0.28618 | -0.26888
6 | 13 | 12 | 0 | 0 | -0.55309 | 0.16488 | 0 | 0.16523 | 0 | 0 | -1.321 | 0.51272 | 0 | 0.46751 | 0 | 0 | -1.9111 | 0.85373 | 0 | 0.74479 | -0.22298 | -0.34078 | -0.31253
6 | 13 | 13 | 0 | 0 | -0.65361 | 0.19658 | 0 | 0.20254 | 0 | 0 | -1.5611 | 0.61131 | 0 | 0.57307 | 0 | 0 | -2.2584 | 1.0179 | 0 | 0.91296 | -0.25449 | -0.37673 | -0.32755
6 | 13 | 14 | 0 | 0 | -1.3589 | 0.40311 | 0 | 0.43048 | 0 | 0 | -3.2455 | 1.2535 | 0 | 1.218 | 0 | 0 | -4.6952 | 2.0872 | 0 | 1.9405 | -0.52527 | -0.77396 | -0.66747
6 | 13 | 15 | 0.00053046 | -0.0083315 | -2.7061 | 0.77124 | 0.0021497 | 0.82438 | 0.0015739 | -0.02472 | -6.4634 | 2.3983 | 0.0063783 | 2.3326 | 0.0027678 | -0.041656 | -9.3503 | 3.9934 | 0.010748 | 3.716 | -1.1162 | -1.7493 | -1.6691
6 | 13 | 16 | 0.0032423 | -0.0486 | -5.839 | 1.6069 | 0.01314 | 1.6475 | 0.0096199 | -0.1442 | -13.946 | 4.9969 | 0.038985 | 4.6615 | 0.016917 | -0.24299 | -20.175 | 8.3203 | 0.065696 | 7.4263 | -2.6168 | -4.3831 | -4.5888
6 | 13 | 17 | 0.0042328 | -0.062486 | -7.7868 | 2.1554 | 0.017154 | 2.2203 | 0.012559 | -0.1854 | -18.5981 | 6.7024 | 0.050895 | 6.2823 | 0.022086 | -0.31242 | -26.9051 | 11.1601 | 0.085765 | 10.0083 | -3.4522 | -5.7353 | -5.9412
6 | 13 | 18 | 0.0051566 | -0.074984 | -9.7179 | 2.7768 | 0.020898 | 2.8702 | 0.0153 | -0.22248 | -23.2105 | 8.6347 | 0.062003 | 8.1212 | 0.026906 | -0.3749 | -33.5777 | 14.3776 | 0.10448 | 12.9378 | -4.1199 | -6.5998 | -6.5058
6 | 13 | 19 | 0.0062036 | -0.088869 | -11.6764 | 3.4605 | 0.025141 | 3.5937 | 0.018406 | -0.26367 | -27.8881 | 10.761 | 0.074592 | 10.1682 | 0.032369 | -0.44433 | -40.3445 | 17.918 | 0.1257 | 16.199 | -4.6797 | -7.1295 | -6.5138
6 | 13 | 20 | 0.0063975 | -0.091647 | -12.0085 | 3.572 | 0.025926 | 3.6969 | 0.018981 | -0.27191 | -28.6812 | 11.1077 | 0.076923 | 10.4602 | 0.03338 | -0.45821 | -41.492 | 18.4953 | 0.12963 | 16.6642 | -4.7989 | -7.2893 | -6.6277
6 | 13 | 21 | 0.0066882 | -0.095812 | -12.3462 | 3.6854 | 0.027105 | 3.8009 | 0.019844 | -0.28427 | -29.4879 | 11.4604 | 0.080419 | 10.7545 | 0.034898 | -0.47904 | -42.6589 | 19.0826 | 0.13552 | 17.1329 | -4.9219 | -7.457 | -6.752
6 | 13 | 22 | 0.007083 | -0.099978 | -12.7232 | 3.8133 | 0.028704 | 3.9224 | 0.021015 | -0.29663 | -30.3884 | 11.8582 | 0.085166 | 11.0984 | 0.036957 | -0.49987 | -43.9616 | 19.7449 | 0.14352 | 17.6808 | -5.0516 | -7.6223 | -6.8553
6 | 13 | 23 | 0.0067852 | -0.097201 | -13.1708 | 3.9777 | 0.027498 | 4.0726 | 0.020132 | -0.28839 | -31.4574 | 12.3692 | 0.081585 | 11.5232 | 0.035403 | -0.48598 | -45.5082 | 20.5958 | 0.13748 | 18.3576 | -5.1835 | -7.7517 | -6.8678
6 | 14 | 0 | 0.0065913 | -0.094424 | -13.5793 | 4.1269 | 0.026712 | 4.2084 | 0.019556 | -0.28015 | -32.4331 | 12.8333 | 0.079254 | 11.9074 | 0.034392 | -0.4721 | -46.9196 | 21.3686 | 0.13355 | 18.9697 | -5.3051 | -7.8737 | -6.8855
6 | 14 | 1 | 0.0063005 | -0.090258 | -14.0385 | 4.268 | 0.025533 | 4.3413 | 0.018694 | -0.26779 | -33.5298 | 13.2718 | 0.075757 | 12.2835 | 0.032874 | -0.45127 | -48.5062 | 22.0988 | 0.12766 | 19.5688 | -5.4877 | -8.1478 | -7.1293
6 | 14 | 2 | 0.0057296 | -0.083315 | -13.5952 | 4.1168 | 0.02322 | 4.1619 | 0.017 | -0.24719 | -32.4711 | 12.8019 | 0.068893 | 11.7759 | 0.029896 | -0.41656 | -46.9746 | 21.3163 | 0.11609 | 18.7601 | -5.3709 | -8.0546 | -7.1687
6 | 14 | 3 | 0.0051566 | -0.074984 | -13.1795 | 3.9788 | 0.020898 | 3.9963 | 0.0153 | -0.22248 | -31.4781 | 12.3726 | 0.062003 | 11.3074 | 0.026906 | -0.3749 | -45.5381 | 20.6014 | 0.10448 | 18.0139 | -5.2533 | -7.9433 | -7.1663
6 | 14 | 4 | 0.004515 | -0.066652 | -12.7394 | 3.8568 | 0.018297 | 3.8505 | 0.013396 | -0.19776 | -30.4269 | 11.9933 | 0.054288 | 10.8948 | 0.023558 | -0.33325 | -44.0174 | 19.9699 | 0.091483 | 17.3565 | -5.0759 | -7.6689 | -6.9092
6 | 14 | 5 | 0.004609 | -0.068041 | -12.0176 | 3.6139 | 0.018679 | 3.606 | 0.013675 | -0.20188 | -28.7031 | 11.2381 | 0.055419 | 10.2031 | 0.024049 | -0.34019 | -41.5236 | 18.7124 | 0.093389 | 16.2545 | -4.8424 | -7.3948 | -6.7795
6 | 14 | 6 | 0.0048702 | -0.070818 | -11.3701 | 3.4301 | 0.019737 | 3.4144 | 0.01445 | -0.21012 | -27.1565 | 10.6663 | 0.058559 | 9.661 | 0.025411 | -0.35407 | -39.2862 | 17.7604 | 0.09868 | 15.3909 | -4.5718 | -6.9663 | -6.3649
6 | 14 | 7 | 0.0049657 | -0.072206 | -10.7432 | 3.2393 | 0.020124 | 3.2256 | 0.014733 | -0.21424 | -25.6593 | 10.073 | 0.059707 | 9.1267 | 0.025909 | -0.36102 | -37.1202 | 16.7724 | 0.10061 | 14.5398 | -4.3254 | -6.5993 | -6.0424
6 | 14 | 8 | 0.0049657 | -0.072206 | -10.5339 | 3.1809 | 0.020124 | 3.1822 | 0.014733 | -0.21424 | -25.1593 | 9.8915 | 0.059707 | 9.004 | 0.025909 | -0.36102 | -36.397 | 16.4702 | 0.10061 | 14.3443 | -4.2179 | -6.4036 | -5.817
6 | 14 | 9 | 0.0050611 | -0.073595 | -10.3242 | 3.0998 | 0.020511 | 3.1163 | 0.015016 | -0.21836 | -24.6584 | 9.6394 | 0.060855 | 8.8176 | 0.026408 | -0.36796 | -35.6724 | 16.0505 | 0.10255 | 14.0473 | -4.156 | -6.3439 | -5.8136
6 | 14 | 10 | 0.0051566 | -0.074984 | -10.1143 | 3.0473 | 0.020898 | 3.077 | 0.0153 | -0.22248 | -24.1573 | 9.476 | 0.062003 | 8.7064 | 0.026906 | -0.3749 | -34.9473 | 15.7785 | 0.10448 | 13.8701 | -4.0389 | -6.1201 | -5.5423
6 | 14 | 11 | 0.004609 | -0.068041 | -10.3739 | 3.0937 | 0.018679 | 3.115 | 0.013675 | -0.20188 | -24.7773 | 9.6202 | 0.055419 | 8.8138 | 0.024049 | -0.34019 | -35.8443 | 16.0185 | 0.093389 | 14.0412 | -4.21 | -6.4761 | -6.0074
6 | 14 | 12 | 0.0040447 | -0.059709 | -10.6276 | 3.1778 | 0.016391 | 3.1838 | 0.012 | -0.17716 | -25.3831 | 9.8818 | 0.048633 | 9.0084 | 0.021104 | -0.29853 | -36.7207 | 16.4541 | 0.081953 | 14.3512 | -4.3053 | -6.6095 | -6.1109
6 | 14 | 13 | 0.0035202 | -0.052766 | -10.9473 | 3.2521 | 0.014266 | 3.2448 | 0.010444 | -0.15656 | -26.1466 | 10.1128 | 0.042327 | 9.181 | 0.018368 | -0.26382 | -37.8252 | 16.8387 | 0.071327 | 14.6263 | -4.4854 | -6.9566 | -6.5344
6 | 14 | 14 | 0.0039506 | -0.058321 | -11.8937 | 3.5405 | 0.01601 | 3.5405 | 0.011721 | -0.17304 | -28.407 | 11.0098 | 0.047502 | 10.0177 | 0.020613 | -0.29159 | -41.0953 | 18.3323 | 0.080047 | 15.9591 | -4.851 | -7.4934 | -6.9948
6 | 14 | 15 | 0.0043268 | -0.063875 | -12.8495 | 3.8648 | 0.017535 | 3.8765 | 0.012838 | -0.18952 | -30.6901 | 12.0182 | 0.052026 | 10.9685 | 0.022576 | -0.31936 | -44.3981 | 20.0114 | 0.087671 | 17.4739 | -5.1502 | -7.828 | -7.1219
6 | 14 | 16 | 0.0048702 | -0.070818 | -13.8674 | 4.2032 | 0.019737 | 4.2242 | 0.01445 | -0.21012 | -33.1211 | 13.0704 | 0.058559 | 11.9522 | 0.025411 | -0.35407 | -47.915 | 21.7635 | 0.09868 | 19.0411 | -5.4862 | -8.2356 | -7.3404
6 | 14 | 17 | 0.0048702 | -0.070818 | -14.6973 | 4.4775 | 0.019737 | 4.5096 | 0.01445 | -0.21012 | -35.1033 | 13.9234 | 0.058559 | 12.7599 | 0.025411 | -0.35407 | -50.7825 | 23.1837 | 0.09868 | 20.3278 | -5.7564 | -8.5571 | -7.501
6 | 14 | 18 | 0.0048702 | -0.070818 | -15.518 | 4.8001 | 0.019737 | 4.8377 | 0.01445 | -0.21012 | -37.0635 | 14.9265 | 0.058559 | 13.6881 | 0.025411 | -0.35407 | -53.6182 | 24.854 | 0.09868 | 21.8065 | -5.9264 | -8.5859 | -7.1876
6 | 14 | 19 | 0.0049657 | -0.072206 | -16.3899 | 5.1498 | 0.020124 | 5.188 | 0.014733 | -0.21424 | -39.146 | 16.014 | 0.059707 | 14.6791 | 0.025909 | -0.36102 | -56.6309 | 26.6648 | 0.10061 | 23.3853 | -6.0993 | -8.5926 | -6.8153
6 | 14 | 20 | 0.0050611 | -0.073595 | -17.134 | 5.4425 | 0.020511 | 5.4767 | 0.015016 | -0.21836 | -40.9232 | 16.9243 | 0.060855 | 15.4962 | 0.026408 | -0.36796 | -59.2018 | 28.1805 | 0.10255 | 24.687 | -6.2628 | -8.6451 | -6.5733
6 | 14 | 21 | 0.0051566 | -0.074984 | -17.8623 | 5.7048 | 0.020898 | 5.7379 | 0.0153 | -0.22248 | -42.6627 | 17.74 | 0.062003 | 16.2351 | 0.026906 | -0.3749 | -61.7184 | 29.5387 | 0.10448 | 25.8642 | -6.4685 | -8.8327 | -6.559
6 | 14 | 22 | 0 | 0 | -18.6018 | 6.017 | 0 | 6.0463 | 0 | 0 | -44.4289 | 18.7107 | 0 | 17.1077 | 0 | 0 | -64.2735 | 31.1549 | 0 | 27.2543 | -6.5386 | -8.6105 | -5.8642
6 | 14 | 23 | 0 | 0 | -18.9313 | 6.1691 | 0 | 6.1882 | 0 | 0 | -45.2158 | 19.1836 | 0 | 17.5094 | 0 | 0 | -65.4118 | 31.9424 | 0 | 27.8941 | -6.574 | -8.5228 | -5.5752
6 | 15 | 0 | 0 | 0 | -19.2978 | 6.2917 | 0 | 6.3116 | 0 | 0 | -46.0911 | 19.5651 | 0 | 17.8584 | 0 | 0 | -66.6781 | 32.5776 | 0 | 28.4502 | -6.6944 | -8.6676 | -5.6503
6 | 15 | 1 | 0 | 0 | -19.6316 | 6.4539 | 0 | 6.4626 | 0 | 0 | -46.8886 | 20.0695 | 0 | 18.2857 | 0 | 0 | -67.8318 | 33.4175 | 0 | 29.1309 | -6.7151 | -8.5334 | -5.2833
6 | 15 | 2 | 0 | 0 | -19.0069 | 6.1739 | 0 | 6.1757 | 0 | 0 | -45.3964 | 19.1988 | 0 | 17.474 | 0 | 0 | -65.6731 | 31.9677 | 0 | 27.8379 | -6.6572 | -8.7236 | -5.8676
6 | 15 | 3 | 0 | 0 | -18.3494 | 5.9079 | 0 | 5.9022 | 0 | 0 | -43.8259 | 18.3715 | 0 | 16.7001 | 0 | 0 | -63.4012 | 30.5901 | 0 | 26.6049 | -6.5393 | -8.7544 | -6.2062
6 | 15 | 4 | 0 | 0 | -17.7275 | 5.6251 | 0 | 5.6179 | 0 | 0 | -42.3408 | 17.492 | 0 | 15.8957 | 0 | 0 | -61.2527 | 29.1257 | 0 | 25.3235 | -6.4845 | -8.9531 | -6.8035
6 | 15 | 5 | 0 | 0 | -16.0047 | 4.9309 | 0 | 4.8922 | 0 | 0 | -38.2259 | 15.3333 | 0 | 13.8423 | 0 | 0 | -55.2999 | 25.5314 | 0 | 22.0521 | -6.1816 | -9.0503 | -7.7164
6 | 15 | 6 | 0 | 0 | -14.2444 | 4.2321 | 0 | 4.1729 | 0 | 0 | -34.0216 | 13.1602 | 0 | 11.8071 | 0 | 0 | -49.2177 | 21.9129 | 0 | 18.8099 | -5.8394 | -9.0543 | -8.4948
6 | 15 | 7 | 0 | 0 | -12.5296 | 3.5891 | 0 | 3.5096 | 0 | 0 | -29.9259 | 11.1607 | 0 | 9.9302 | 0 | 0 | -43.2925 | 18.5836 | 0 | 15.8198 | -5.4309 | -8.8349 | -8.889
6 | 15 | 8 | 0 | 0 | -9.8864 | 2.709 | 0 | 2.6414 | 0 | 0 | -23.6128 | 8.4241 | 0 | 7.4739 | 0 | 0 | -34.1597 | 14.0269 | 0 | 11.9066 | -4.5359 | -7.7149 | -8.2262
6 | 15 | 9 | 0 | 0 | -7.2471 | 1.8831 | 0 | 1.8281 | 0 | 0 | -17.309 | 5.8558 | 0 | 5.1726 | 0 | 0 | -25.0403 | 9.7504 | 0 | 8.2405 | -3.5359 | -6.2807 | -7.0495
6 | 15 | 10 | 0 | 0 | -4.6144 | 1.1591 | 0 | 1.1143 | 0 | 0 | -11.0212 | 3.6043 | 0 | 3.153 | 0 | 0 | -15.9438 | 6.0016 | 0 | 5.023 | -2.341 | -4.2638 | -4.9193
6 | 15 | 11 | 0 | 0 | -4.1359 | 1.0321 | 0 | 0.99571 | 0 | 0 | -9.8782 | 3.2096 | 0 | 2.8173 | 0 | 0 | -14.2903 | 5.3443 | 0 | 4.4883 | -2.108 | -3.8512 | -4.4578
6 | 15 | 12 | 0 | 0 | -3.671 | 0.91304 | 0 | 0.88418 | 0 | 0 | -8.7679 | 2.8392 | 0 | 2.5018 | 0 | 0 | -12.6841 | 4.7276 | 0 | 3.9855 | -1.8738 | -3.4269 | -3.971
6 | 15 | 13 | 0 | 0 | -3.2133 | 0.80512 | 0 | 0.78321 | 0 | 0 | -7.6748 | 2.5036 | 0 | 2.2161 | 0 | 0 | -11.1028 | 4.1688 | 0 | 3.5304 | -1.625 | -2.9551 | -3.4036
6 | 15 | 14 | 0 | 0 | -5.7223 | 1.467 | 0 | 1.4496 | 0 | 0 | -13.6673 | 4.562 | 0 | 4.1016 | 0 | 0 | -19.772 | 7.5961 | 0 | 6.5342 | -2.8057 | -5.0038 | -5.6417
6 | 15 | 15 | 0 | 0 | -8.1966 | 2.1941 | 0 | 2.1815 | 0 | 0 | -19.5768 | 6.8229 | 0 | 6.1724 | 0 | 0 | -28.321 | 11.3608 | 0 | 9.8332 | -3.821 | -6.5816 | -7.1271
6 | 15 | 16 | 0 | 0 | -10.7263 | 3.0131 | 0 | 3.0099 | 0 | 0 | -25.6188 | 9.3696 | 0 | 8.5163 | 0 | 0 | -37.0617 | 15.6012 | 0 | 13.5673 | -4.7033 | -7.7329 | -7.8931
6 | 15 | 17 | 0 | 0 | -12.3418 | 3.5667 | 0 | 3.5727 | 0 | 0 | -29.4774 | 11.0912 | 0 | 10.1087 | 0 | 0 | -42.6437 | 18.4679 | 0 | 16.1042 | -5.2024 | -8.2774 | -8.0716
6 | 15 | 18 | 0 | 0 | -14.0102 | 4.1861 | 0 | 4.1913 | 0 | 0 | -33.4623 | 13.0174 | 0 | 11.8591 | 0 | 0 | -48.4086 | 21.6751 | 0 | 18.8927 | -5.6328 | -8.5859 | -7.8408
6 | 15 | 19 | 0 | 0 | -15.6355 | 4.8096 | 0 | 4.8242 | 0 | 0 | -37.3442 | 14.9563 | 0 | 13.6498 | 0 | 0 | -54.0243 | 24.9035 | 0 | 21.7455 | -6.0017 | -8.7381 | -7.3753
6 | 15 | 20 | 0 | 0 | -16.1754 | 5.0401 | 0 | 5.07 | 0 | 0 | -38.6337 | 15.6729 | 0 | 14.3453 | 0 | 0 | -55.8897 | 26.0968 | 0 | 22.8535 | -6.0654 | -8.6155 | -6.9395
6 | 15 | 21 | 0 | 0 | -16.7172 | 5.268 | 0 | 5.3114 | 0 | 0 | -39.9277 | 16.3815 | 0 | 15.0285 | 0 | 0 | -57.7618 | 27.2766 | 0 | 23.9419 | -6.1378 | -8.5177 | -6.5432
6 | 15 | 22 | 0 | 0 | -17.2547 | 5.5055 | 0 | 5.5618 | 0 | 0 | -41.2115 | 17.1201 | 0 | 15.7368 | 0 | 0 | -59.6189 | 28.5065 | 0 | 25.0704 | -6.1875 | -8.3545 | -6.0421
6 | 15 | 23 | 0 | 0 | -17.2789 | 5.502 | 0 | 5.566 | 0 | 0 | -41.2693 | 17.1094 | 0 | 15.7487 | 0 | 0 | -59.7026 | 28.4887 | 0 | 25.0892 | -6.2109 | -8.4112 | -6.1246
6 | 16 | 0 | 0 | 0 | -17.3464 | 5.5228 | 0 | 5.5908 | 0 | 0 | -41.4305 | 17.174 | 0 | 15.8189 | 0 | 0 | -59.9357 | 28.5962 | 0 | 25.2011 | -6.2328 | -8.4375 | -6.1384
6 | 16 | 1 | 0 | 0 | -17.3624 | 5.5164 | 0 | 5.5899 | 0 | 0 | -41.4687 | 17.1541 | 0 | 15.8166 | 0 | 0 | -59.991 | 28.5632 | 0 | 25.1974 | -6.256 | -8.498 | -6.2305
6 | 16 | 2 | 0 | 0 | -12.9249 | 3.7531 | 0 | 3.817 | 0 | 0 | -30.87 | 11.6708 | 0 | 10.7999 | 0 | 0 | -44.6583 | 19.4329 | 0 | 17.2054 | -5.3548 | -8.3993 | -8.0201
6 | 16 | 3 | 0 | 0 | -8.5291 | 2.2787 | 0 | 2.332 | 0 | 0 | -20.371 | 7.0861 | 0 | 6.5982 | 0 | 0 | -29.4699 | 11.799 | 0 | 10.5116 | -3.9184 | -6.6867 | -7.1593
6 | 16 | 4 | 0 | 0 | -4.0795 | 1.0108 | 0 | 1.0557 | 0 | 0 | -9.7436 | 3.1432 | 0 | 2.9869 | 0 | 0 | -14.0957 | 5.2336 | 0 | 4.7585 | -2.0131 | -3.6135 | -4.1036
6 | 16 | 5 | 0 | 0 | -2.1381 | 0.51278 | 0 | 0.54097 | 0 | 0 | -5.1068 | 1.5946 | 0 | 1.5307 | 0 | 0 | -7.3878 | 2.6551 | 0 | 2.4385 | -1.0844 | -1.9816 | -2.2942
6 | 16 | 6 | 0 | 0 | -0.43515 | 0.10916 | 0 | 0.11838 | 0 | 0 | -1.0393 | 0.33945 | 0 | 0.33494 | 0 | 0 | -1.5035 | 0.56522 | 0 | 0.5336 | -0.20761 | -0.36493 | -0.40473
6 | 16 | 7 | 0 | 0 | -0.10737 | 0.025756 | 0 | 0.022348 | 0 | 0 | -0.25645 | 0.080093 | 0 | 0.063233 | 0 | 0 | -0.37099 | 0.13336 | 0 | 0.10074 | -0.059267 | -0.11312 | -0.13689
6 | 16 | 8 | 0 | 0 | -0.012454 | 0.0034642 | 0 | 0.0025254 | 0 | 0 | -0.029747 | 0.010772 | 0 | 0.0071456 | 0 | 0 | -0.043033 | 0.017937 | 0 | 0.011384 | -0.0064649 | -0.011828 | -0.013712
6 | 16 | 9 | 0 | 0 | 0 | 0.00056144 | 0 | 0.00056725 | 0 | 0 | 0 | 0.0017459 | 0 | 0.001605 | 0 | 0 | 0 | 0.002907 | 0 | 0.0025569 | 0.0011287 | 0.0033509 | 0.005464
6 | 16 | 10 | 0 | 0 | 0 | 0.0003509 | 0 | 0.00035453 | 0 | 0 | 0 | 0.0010912 | 0 | 0.0010031 | 0 | 0 | 0 | 0.0018169 | 0 | 0.0015981 | 0.00070543 | 0.0020943 | 0.003415
6 | 16 | 11 | 0 | 0 | 0 | 0.00092902 | 0 | 0.00093864 | 0 | 0 | 0 | 0.0028889 | 0 | 0.0026558 | 0 | 0 | 0 | 0.0048103 | 0 | 0.004231 | 0.0018677 | 0.0055448 | 0.0090413
6 | 16 | 12 | 0 | 0 | 0 | 0.001528 | 0 | 0.0015439 | 0 | 0 | 0 | 0.0047517 | 0 | 0.0043684 | 0 | 0 | 0 | 0.007912 | 0 | 0.0069593 | 0.0030719 | 0.0091201 | 0.014871
6 | 16 | 13 | 0 | 0 | 0 | 0.0020374 | 0 | 0.0020585 | 0 | 0 | 0 | 0.0063356 | 0 | 0.0058245 | 0 | 0 | 0 | 0.010549 | 0 | 0.009279 | 0.0040959 | 0.01216 | 0.019828
6 | 16 | 14 | 0 | 0 | -0.37034 | 0.10149 | 0 | 0.11887 | 0 | 0 | -0.88453 | 0.3156 | 0 | 0.33635 | 0 | 0 | -1.2796 | 0.5255 | 0 | 0.53584 | -0.14998 | -0.23258 | -0.21828
6 | 16 | 15 | 0 | 0 | -2.479 | 0.6136 | 0 | 0.63103 | 0 | 0 | -5.9209 | 1.9081 | 0 | 1.7855 | 0 | 0 | -8.5656 | 3.1771 | 0 | 2.8444 | -1.2344 | -2.2274 | -2.544
6 | 16 | 16 | 0 | 0 | -5.4177 | 1.4011 | 0 | 1.416 | 0 | 0 | -12.9398 | 4.3569 | 0 | 4.0066 | 0 | 0 | -18.7195 | 7.2546 | 0 | 6.3829 | -2.6006 | -4.5764 | -5.082
6 | 16 | 17 | 0 | 0 | -6.8417 | 1.8013 | 0 | 1.8351 | 0 | 0 | -16.3408 | 5.6013 | 0 | 5.1922 | 0 | 0 | -23.6396 | 9.3266 | 0 | 8.2718 | -3.2054 | -5.5473 | -6.0412
6 | 16 | 18 | 0 | 0 | -8.2357 | 2.2192 | 0 | 2.2819 | 0 | 0 | -19.6704 | 6.901 | 0 | 6.4565 | 0 | 0 | -28.4563 | 11.4908 | 0 | 10.2858 | -3.7346 | -6.3129 | -6.6797
6 | 16 | 19 | 0 | 0 | -9.6511 | 2.6921 | 0 | 2.7799 | 0 | 0 | -23.0508 | 8.3715 | 0 | 7.8657 | 0 | 0 | -33.3466 | 13.9393 | 0 | 12.5309 | -4.179 | -6.8135 | -6.8764
6 | 16 | 20 | 0 | 0 | -10.6132 | 3.0171 | 0 | 3.119 | 0 | 0 | -25.3487 | 9.3823 | 0 | 8.8251 | 0 | 0 | -36.6709 | 15.6223 | 0 | 14.0593 | -4.477 | -7.1413 | -6.9893
6 | 16 | 21 | 0 | 0 | -11.6218 | 3.3741 | 0 | 3.4914 | 0 | 0 | -27.7577 | 10.4924 | 0 | 9.8787 | 0 | 0 | -40.156 | 17.4708 | 0 | 15.7377 | -4.7563 | -7.3867 | -6.9475
6 | 16 | 22 | 0 | 0 | -12.5799 | 3.7275 | 0 | 3.8638 | 0 | 0 | -30.046 | 11.5912 | 0 | 10.9324 | 0 | 0 | -43.4663 | 19.3003 | 0 | 17.4164 | -4.9886 | -7.5224 | -6.7496
6 | 16 | 23 | 0 | 0 | -13.3391 | 4.0022 | 0 | 4.1298 | 0 | 0 | -31.8592 | 12.4453 | 0 | 11.6852 | 0 | 0 | -46.0894 | 20.7225 | 0 | 18.6157 | -5.2071 | -7.7287 | -6.7512
6 | 17 | 0 | 0 | 0 | -14.0452 | 4.278 | 0 | 4.3995 | 0 | 0 | -33.5458 | 13.303 | 0 | 12.4482 | 0 | 0 | -48.5293 | 22.1508 | 0 | 19.8312 | -5.3677 | -7.7946 | -6.5474
6 | 17 | 1 | 0 | 0 | -14.8058 | 4.5781 | 0 | 4.6932 | 0 | 0 | -35.3625 | 14.2364 | 0 | 13.2792 | 0 | 0 | -51.1574 | 23.7048 | 0 | 21.155 | -5.5345 | -7.8469 | -6.2976
6 | 17 | 2 | 0 | 0 | -11.7087 | 3.4036 | 0 | 3.4837 | 0 | 0 | -27.9652 | 10.5841 | 0 | 9.8569 | 0 | 0 | -40.4561 | 17.6235 | 0 | 15.703 | -4.8214 | -7.5242 | -7.1296
6 | 17 | 3 | 0 | 0 | -8.5783 | 2.3735 | 0 | 2.4246 | 0 | 0 | -20.4885 | 7.3808 | 0 | 6.8604 | 0 | 0 | -29.6399 | 12.2897 | 0 | 10.9293 | -3.7801 | -6.2473 | -6.4209
6 | 17 | 4 | 0 | 0 | -5.4499 | 1.4337 | 0 | 1.4614 | 0 | 0 | -13.0167 | 4.4582 | 0 | 4.1349 | 0 | 0 | -18.8308 | 7.4233 | 0 | 6.5874 | -2.5549 | -4.4236 | -4.8201
6 | 17 | 5 | 0 | 0 | -3.7299 | 0.97 | 0 | 0.98847 | 0 | 0 | -8.9085 | 3.0164 | 0 | 2.7968 | 0 | 0 | -12.8875 | 5.0225 | 0 | 4.4556 | -1.7714 | -3.0953 | -3.4094
6 | 17 | 6 | 0 | 0 | -2.2468 | 0.58448 | 0 | 0.59363 | 0 | 0 | -5.3663 | 1.8175 | 0 | 1.6796 | 0 | 0 | -7.7632 | 3.0263 | 0 | 2.6758 | -1.0687 | -1.8692 | -2.0611
6 | 17 | 7 | 0 | 0 | -1.1444 | 0.32374 | 0 | 0.34029 | 0 | 0 | -2.7332 | 1.0067 | 0 | 0.96284 | 0 | 0 | -3.954 | 1.6763 | 0 | 1.5339 | -0.48033 | -0.76366 | -0.74386
6 | 17 | 8 | 0 | 0 | -1.0278 | 0.29362 | 0 | 0.30934 | 0 | 0 | -2.4549 | 0.91307 | 0 | 0.87526 | 0 | 0 | -3.5515 | 1.5203 | 0 | 1.3944 | -0.42489 | -0.66661 | -0.63674
6 | 17 | 9 | 0 | 0 | -0.93114 | 0.2658 | 0 | 0.28048 | 0 | 0 | -2.224 | 0.82655 | 0 | 0.79362 | 0 | 0 | -3.2173 | 1.3763 | 0 | 1.2643 | -0.38485 | -0.60378 | -0.57671
6 | 17 | 10 | 0 | 0 | -0.85482 | 0.24578 | 0 | 0.26142 | 0 | 0 | -2.0417 | 0.76429 | 0 | 0.73969 | 0 | 0 | -2.9536 | 1.2726 | 0 | 1.1784 | -0.34762 | -0.53769 | -0.50259
6 | 17 | 11 | 0 | 0 | -0.90362 | 0.2651 | 0 | 0.28676 | 0 | 0 | -2.1582 | 0.82438 | 0 | 0.81137 | 0 | 0 | -3.1222 | 1.3727 | 0 | 1.2926 | -0.35176 | -0.52247 | -0.45695
6 | 17 | 12 | 0 | 0 | -0.94739 | 0.28396 | 0 | 0.31182 | 0 | 0 | -2.2628 | 0.88301 | 0 | 0.88227 | 0 | 0 | -3.2735 | 1.4703 | 0 | 1.4055 | -0.35162 | -0.49749 | -0.39762
6 | 17 | 13 | 0 | 0 | -1.0404 | 0.3171 | 0 | 0.35191 | 0 | 0 | -2.485 | 0.98605 | 0 | 0.99571 | 0 | 0 | -3.595 | 1.6419 | 0 | 1.5863 | -0.37144 | -0.50324 | -0.36682
6 | 17 | 14 | 0 | 0 | -2.9146 | 0.80231 | 0 | 0.83361 | 0 | 0 | -6.9612 | 2.4949 | 0 | 2.3587 | 0 | 0 | -10.0704 | 4.1542 | 0 | 3.7576 | -1.2786 | -2.1076 | -2.1586
6 | 17 | 15 | 0 | 0 | -5.9397 | 1.6296 | 0 | 1.6549 | 0 | 0 | -14.1865 | 5.0675 | 0 | 4.6825 | 0 | 0 | -20.5231 | 8.4378 | 0 | 7.4597 | -2.6552 | -4.4365 | -4.6255
6 | 17 | 16 | 0 | 0 | -9.1429 | 2.6055 | 0 | 2.6264 | 0 | 0 | -21.8371 | 8.1021 | 0 | 7.4312 | 0 | 0 | -31.5908 | 13.4907 | 0 | 11.8386 | -3.9111 | -6.3039 | -6.2616
6 | 17 | 17 | 0 | 0 | -11.184 | 3.2786 | 0 | 3.2988 | 0 | 0 | -26.712 | 10.1953 | 0 | 9.3339 | 0 | 0 | -38.6432 | 16.9761 | 0 | 14.8698 | -4.6065 | -7.1828 | -6.7972
6 | 17 | 18 | 0 | 0 | -13.2575 | 3.9745 | 0 | 3.9932 | 0 | 0 | -31.6644 | 12.3592 | 0 | 11.2986 | 0 | 0 | -45.8076 | 20.5792 | 0 | 17.9997 | -5.2898 | -8.0066 | -7.2287
6 | 17 | 19 | 0 | 0 | -15.332 | 4.7584 | 0 | 4.7749 | 0 | 0 | -36.6193 | 14.797 | 0 | 13.5103 | 0 | 0 | -52.9756 | 24.6383 | 0 | 21.5232 | -5.7988 | -8.312 | -6.8141
6 | 17 | 20 | 0 | 0 | -15.6205 | 4.8901 | 0 | 4.9001 | 0 | 0 | -37.3084 | 15.2064 | 0 | 13.8645 | 0 | 0 | -53.9725 | 25.3201 | 0 | 22.0876 | -5.8304 | -8.2374 | -6.5648
6 | 17 | 21 | 0 | 0 | -15.9204 | 4.9979 | 0 | 5.0064 | 0 | 0 | -38.0247 | 15.5418 | 0 | 14.1655 | 0 | 0 | -55.0087 | 25.8785 | 0 | 22.5671 | -5.9161 | -8.3174 | -6.5632
6 | 17 | 22 | 0 | 0 | -16.2193 | 5.0999 | 0 | 5.1082 | 0 | 0 | -38.7384 | 15.859 | 0 | 14.4534 | 0 | 0 | -56.0412 | 26.4066 | 0 | 23.0256 | -6.0112 | -8.426 | -6.6089
6 | 17 | 23 | 0 | 0 | -16.0281 | 5.0162 | 0 | 5.0255 | 0 | 0 | -38.2819 | 15.5987 | 0 | 14.2196 | 0 | 0 | -55.3808 | 25.9733 | 0 | 22.6532 | -5.9864 | -8.4636 | -6.7543
6 | 18 | 0 | 0 | 0 | -15.8363 | 4.9378 | 0 | 4.9444 | 0 | 0 | -37.8236 | 15.3547 | 0 | 13.9899 | 0 | 0 | -54.7178 | 25.567 | 0 | 22.2873 | -5.9541 | -8.479 | -6.8636
6 | 18 | 1 | 0 | 0 | -15.6487 | 4.8301 | 0 | 4.8396 | 0 | 0 | -37.3757 | 15.02 | 0 | 13.6934 | 0 | 0 | -54.0699 | 25.0096 | 0 | 21.815 | -5.979 | -8.6623 | -7.2452
6 | 18 | 2 | 0 | 0 | -14.5355 | 4.4101 | 0 | 4.4034 | 0 | 0 | -34.7167 | 13.7139 | 0 | 12.4592 | 0 | 0 | -50.2233 | 22.8349 | 0 | 19.8488 | -5.7219 | -8.5436 | -7.5396
6 | 18 | 3 | 0 | 0 | -13.4195 | 3.9942 | 0 | 3.9709 | 0 | 0 | -32.0514 | 12.4204 | 0 | 11.2354 | 0 | 0 | -46.3674 | 20.6811 | 0 | 17.8991 | -5.4545 | -8.3956 | -7.7872
6 | 18 | 4 | 0 | 0 | -12.3093 | 3.5763 | 0 | 3.543 | 0 | 0 | -29.3998 | 11.1212 | 0 | 10.0248 | 0 | 0 | -42.5314 | 18.5177 | 0 | 15.9705 | -5.19 | -8.2538 | -8.0432
6 | 18 | 5 | 0 | 0 | -11.2294 | 3.1997 | 0 | 3.1666 | 0 | 0 | -26.8205 | 9.9499 | 0 | 8.9599 | 0 | 0 | -38.8001 | 16.5675 | 0 | 14.274 | -4.8631 | -7.9106 | -7.9585
6 | 18 | 6 | 0 | 0 | -10.1597 | 2.8501 | 0 | 2.8206 | 0 | 0 | -24.2656 | 8.8629 | 0 | 7.9808 | 0 | 0 | -35.1041 | 14.7575 | 0 | 12.7142 | -4.489 | -7.4219 | -7.6323
6 | 18 | 7 | 0 | 0 | -9.0968 | 2.5094 | 0 | 2.4793 | 0 | 0 | -21.7271 | 7.8033 | 0 | 7.0152 | 0 | 0 | -31.4316 | 12.9933 | 0 | 11.1759 | -4.1081 | -6.9085 | -7.2624
6 | 18 | 8 | 0 | 0 | -8.9526 | 2.461 | 0 | 2.4397 | 0 | 0 | -21.3825 | 7.6527 | 0 | 6.9032 | 0 | 0 | -30.9332 | 12.7424 | 0 | 10.9974 | -4.0519 | -6.8267 | -7.1934
6 | 18 | 9 | 0 | 0 | -8.797 | 2.413 | 0 | 2.4007 | 0 | 0 | -21.0109 | 7.5035 | 0 | 6.7928 | 0 | 0 | -30.3956 | 12.494 | 0 | 10.8215 | -3.9833 | -6.7147 | -7.0801
6 | 18 | 10 | 0 | 0 | -8.6557 | 2.3678 | 0 | 2.3646 | 0 | 0 | -20.6734 | 7.3629 | 0 | 6.6906 | 0 | 0 | -29.9073 | 12.2599 | 0 | 10.6588 | -3.9233 | -6.6198 | -6.9886
6 | 18 | 11 | 0 | 0 | -8.1214 | 2.2007 | 0 | 2.2032 | 0 | 0 | -19.3974 | 6.8434 | 0 | 6.2338 | 0 | 0 | -28.0614 | 11.3948 | 0 | 9.931 | -3.7176 | -6.3202 | -6.7355
6 | 18 | 12 | 0 | 0 | -7.5705 | 2.0519 | 0 | 2.057 | 0 | 0 | -18.0816 | 6.3808 | 0 | 5.8203 | 0 | 0 | -26.1579 | 10.6246 | 0 | 9.2724 | -3.4616 | -5.8805 | -6.2609
6 | 18 | 13 | 0 | 0 | -7.0613 | 1.8985 | 0 | 1.9063 | 0 | 0 | -16.8652 | 5.9035 | 0 | 5.3939 | 0 | 0 | -24.3982 | 9.8299 | 0 | 8.593 | -3.2565 | -5.5678 | -5.9753
6 | 18 | 14 | 0 | 0 | -7.4531 | 2.0069 | 0 | 2.0129 | 0 | 0 | -17.8011 | 6.2407 | 0 | 5.6954 | 0 | 0 | -25.7521 | 10.3913 | 0 | 9.0733 | -3.4333 | -5.865 | -6.2875
6 | 18 | 15 | 0 | 0 | -7.8872 | 2.129 | 0 | 2.1314 | 0 | 0 | -18.8378 | 6.6206 | 0 | 6.0308 | 0 | 0 | -27.2519 | 11.0239 | 0 | 9.6077 | -3.6267 | -6.1864 | -6.6203
6 | 18 | 16 | 0 | 0 | -8.3169 | 2.257 | 0 | 2.2569 | 0 | 0 | -19.8643 | 7.0186 | 0 | 6.3859 | 0 | 0 | -28.7368 | 11.6866 | 0 | 10.1734 | -3.8029 | -6.4597 | -6.8768
6 | 18 | 17 | 0 | 0 | -8.7203 | 2.3554 | 0 | 2.348 | 0 | 0 | -20.8277 | 7.3246 | 0 | 6.6436 | 0 | 0 | -30.1306 | 12.1961 | 0 | 10.5839 | -4.0168 | -6.8595 | -7.3506
6 | 18 | 18 | 0 | 0 | -9.1204 | 2.4859 | 0 | 2.4688 | 0 | 0 | -21.7834 | 7.7303 | 0 | 6.9855 | 0 | 0 | -31.5132 | 12.8716 | 0 | 11.1286 | -4.1657 | -7.0676 | -7.513
6 | 18 | 19 | 0 | 0 | -9.52 | 2.6111 | 0 | 2.5856 | 0 | 0 | -22.7377 | 8.1196 | 0 | 7.3157 | 0 | 0 | -32.8938 | 13.5199 | 0 | 11.6547 | -4.3233 | -7.3024 | -7.7192
6 | 18 | 20 | 0 | 0 | -9.7033 | 2.6666 | 0 | 2.6442 | 0 | 0 | -23.1755 | 8.292 | 0 | 7.4815 | 0 | 0 | -33.5271 | 13.807 | 0 | 11.9188 | -4.3926 | -7.4019 | -7.8012
6 | 18 | 21 | 0 | 0 | -9.9366 | 2.7299 | 0 | 2.7098 | 0 | 0 | -23.7327 | 8.4889 | 0 | 7.6672 | 0 | 0 | -34.3332 | 14.1348 | 0 | 12.2147 | -4.4969 | -7.5766 | -7.9837
6 | 18 | 22 | 0 | 0 | -10.1052 | 2.7789 | 0 | 2.7616 | 0 | 0 | -24.1355 | 8.6413 | 0 | 7.8139 | 0 | 0 | -34.9158 | 14.3885 | 0 | 12.4483 | -4.5647 | -7.6803 | -8.0791
6 | 18 | 23 | 0 | 0 | -9.7534 | 2.6739 | 0 | 2.6615 | 0 | 0 | -23.2953 | 8.3149 | 0 | 7.5307 | 0 | 0 | -33.7003 | 13.845 | 0 | 11.9972 | -4.418 | -7.4497 | -7.8582
6 | 19 | 0 | 0 | 0 | -9.3534 | 2.5361 | 0 | 2.5325 | 0 | 0 | -22.3399 | 7.8862 | 0 | 7.1655 | 0 | 0 | -32.3182 | 13.1313 | 0 | 11.4154 | -4.2849 | -7.2881 | -7.7715
6 | 19 | 1 | 0 | 0 | -8.9887 | 2.4045 | 0 | 2.4067 | 0 | 0 | -21.4687 | 7.4771 | 0 | 6.8096 | 0 | 0 | -31.0579 | 12.45 | 0 | 10.8483 | -4.1775 | -7.1821 | -7.7596
6 | 19 | 2 | 0 | 0 | -8.3144 | 2.1875 | 0 | 2.1764 | 0 | 0 | -19.8582 | 6.8023 | 0 | 6.1581 | 0 | 0 | -28.728 | 11.3264 | 0 | 9.8104 | -3.9505 | -6.8978 | -7.5912
6 | 19 | 3 | 0 | 0 | -7.5871 | 1.986 | 0 | 1.9612 | 0 | 0 | -18.1212 | 6.1756 | 0 | 5.5492 | 0 | 0 | -26.2151 | 10.283 | 0 | 8.8404 | -3.6399 | -6.3964 | -7.0918
6 | 19 | 4 | 0 | 0 | -6.913 | 1.7843 | 0 | 1.747 | 0 | 0 | -16.5111 | 5.5487 | 0 | 4.9431 | 0 | 0 | -23.8859 | 9.239 | 0 | 7.8748 | -3.3817 | -6.0194 | -6.7721
6 | 19 | 5 | 0 | 0 | -4.4257 | 1.0918 | 0 | 1.0537 | 0 | 0 | -10.5704 | 3.3952 | 0 | 2.9814 | 0 | 0 | -15.2918 | 5.6533 | 0 | 4.7496 | -2.2802 | -4.1938 | -4.8889
6 | 19 | 6 | 0 | 0 | -2.2745 | 0.55978 | 0 | 0.52908 | 0 | 0 | -5.4324 | 1.7407 | 0 | 1.497 | 0 | 0 | -7.8588 | 2.8985 | 0 | 2.3849 | -1.1856 | -2.1947 | -2.5755
6 | 19 | 7 | 0 | 0 | -0.84149 | 0.2332 | 0 | 0.2352 | 0 | 0 | -2.0098 | 0.72518 | 0 | 0.6655 | 0 | 0 | -2.9075 | 1.2075 | 0 | 1.0602 | -0.37308 | -0.61915 | -0.63984
6 | 19 | 8 | 0 | 0 | -0.59226 | 0.15963 | 0 | 0.15543 | 0 | 0 | -1.4146 | 0.49639 | 0 | 0.43979 | 0 | 0 | -2.0464 | 0.82654 | 0 | 0.70064 | -0.2772 | -0.47839 | -0.51923
6 | 19 | 9 | 0 | 0 | -0.34387 | 0.092296 | 0 | 0.082717 | 0 | 0 | -0.82131 | 0.28701 | 0 | 0.23405 | 0 | 0 | -1.1882 | 0.47789 | 0 | 0.37286 | -0.16886 | -0.30026 | -0.33741
6 | 19 | 10 | 0 | 0 | -0.19782 | 0.053942 | 0 | 0.043743 | 0 | 0 | -0.47247 | 0.16774 | 0 | 0.12377 | 0 | 0 | -0.68351 | 0.2793 | 0 | 0.19718 | -0.10013 | -0.18096 | -0.20703
6 | 19 | 11 | 0 | 0 | -0.30658 | 0.081128 | 0 | 0.066935 | 0 | 0 | -0.73223 | 0.25228 | 0 | 0.18939 | 0 | 0 | -1.0593 | 0.42007 | 0 | 0.30172 | -0.15851 | -0.29057 | -0.33751
6 | 19 | 12 | 0 | 0 | -0.53436 | 0.13822 | 0 | 0.12454 | 0 | 0 | -1.2763 | 0.4298 | 0 | 0.35239 | 0 | 0 | -1.8463 | 0.71566 | 0 | 0.5614 | -0.2716 | -0.49407 | -0.56926
6 | 19 | 13 | 0 | 0 | -0.85331 | 0.21731 | 0 | 0.20282 | 0 | 0 | -2.0381 | 0.67576 | 0 | 0.57387 | 0 | 0 | -2.9484 | 1.1252 | 0 | 0.91424 | -0.43318 | -0.78843 | -0.90894
6 | 19 | 14 | 0 | 0 | -1.7882 | 0.45483 | 0 | 0.46388 | 0 | 0 | -4.271 | 1.4144 | 0 | 1.3125 | 0 | 0 | -6.1786 | 2.3551 | 0 | 2.091 | -0.86949 | -1.5441 | -1.7326
6 | 19 | 15 | 0 | 0 | -4.2495 | 1.0687 | 0 | 1.0835 | 0 | 0 | -10.1496 | 3.3231 | 0 | 3.0657 | 0 | 0 | -14.683 | 5.5333 | 0 | 4.8839 | -2.0974 | -3.7608 | -4.2658
6 | 19 | 16 | 0 | 0 | -6.7116 | 1.7458 | 0 | 1.767 | 0 | 0 | -16.0302 | 5.4289 | 0 | 4.9995 | 0 | 0 | -23.1902 | 9.0396 | 0 | 7.9648 | -3.1989 | -5.6018 | -6.1859
6 | 19 | 17 | 0 | 0 | -8.0274 | 2.1309 | 0 | 2.1529 | 0 | 0 | -19.1728 | 6.6264 | 0 | 6.0916 | 0 | 0 | -27.7364 | 11.0335 | 0 | 9.7046 | -3.7435 | -6.4547 | -6.9983
6 | 19 | 18 | 0 | 0 | -9.3051 | 2.5143 | 0 | 2.5409 | 0 | 0 | -22.2245 | 7.8187 | 0 | 7.1895 | 0 | 0 | -32.1512 | 13.0188 | 0 | 11.4536 | -4.2498 | -7.2163 | -7.6788
6 | 19 | 19 | 0 | 0 | -10.5742 | 2.9327 | 0 | 2.961 | 0 | 0 | -25.2556 | 9.1198 | 0 | 8.3781 | 0 | 0 | -36.5363 | 15.1853 | 0 | 13.3471 | -4.6805 | -7.7578 | -8.0039
6 | 19 | 20 | 0 | 0 | -11.0682 | 3.1056 | 0 | 3.1377 | 0 | 0 | -26.4354 | 9.6572 | 0 | 8.878 | 0 | 0 | -38.243 | 16.0801 | 0 | 14.1435 | -4.8249 | -7.9003 | -8.0195
6 | 19 | 21 | 0 | 0 | -11.5651 | 3.2552 | 0 | 3.2937 | 0 | 0 | -27.6223 | 10.1224 | 0 | 9.3195 | 0 | 0 | -39.9601 | 16.8547 | 0 | 14.8469 | -5.0162 | -8.1804 | -8.2584
6 | 19 | 22 | 0 | 0 | -12.0043 | 3.4257 | 0 | 3.4683 | 0 | 0 | -28.6714 | 10.6526 | 0 | 9.8136 | 0 | 0 | -41.4777 | 17.7376 | 0 | 15.634 | -5.1103 | -8.2052 | -8.1061
6 | 19 | 23 | 0 | 0 | -12.5197 | 3.6089 | 0 | 3.6642 | 0 | 0 | -29.9022 | 11.2225 | 0 | 10.3676 | 0 | 0 | -43.2583 | 18.6864 | 0 | 16.5166 | -5.2466 | -8.3122 | -8.0553
6 | 20 | 0 | 0 | 0 | -13.0318 | 3.8016 | 0 | 3.8672 | 0 | 0 | -31.1253 | 11.8218 | 0 | 10.942 | 0 | 0 | -45.0277 | 19.6843 | 0 | 17.4317 | -5.363 | -8.3616 | -7.9118
6 | 20 | 1 | 0 | 0 | -13.6029 | 4.0158 | 0 | 4.0947 | 0 | 0 | -32.4894 | 12.4876 | 0 | 11.5859 | 0 | 0 | -47.0011 | 20.793 | 0 | 18.4575 | -5.4924 | -8.4159 | -7.7506
6 | 20 | 2 | 0 | 0 | -10.2253 | 2.8188 | 0 | 2.8684 | 0 | 0 | -24.4222 | 8.7656 | 0 | 8.1162 | 0 | 0 | -35.3306 | 14.5955 | 0 | 12.9299 | -4.538 | -7.5405 | -7.8053
6 | 20 | 3 | 0 | 0 | -6.8518 | 1.7821 | 0 | 1.8063 | 0 | 0 | -16.365 | 5.5417 | 0 | 5.1109 | 0 | 0 | -23.6746 | 9.2275 | 0 | 8.1422 | -3.2634 | -5.7123 | -6.3049
6 | 20 | 4 | 0 | 0 | -3.4799 | 0.85585 | 0 | 0.8612 | 0 | 0 | -8.3114 | 2.6614 | 0 | 2.4367 | 0 | 0 | -12.0237 | 4.4315 | 0 | 3.882 | -1.7628 | -3.2132 | -3.7103
6 | 20 | 5 | 0 | 0 | -1.6827 | 0.4177 | 0 | 0.41699 | 0 | 0 | -4.019 | 1.2989 | 0 | 1.1798 | 0 | 0 | -5.8141 | 2.1628 | 0 | 1.8796 | -0.848 | -1.5402 | -1.7716
6 | 20 | 6 | 0 | 0 | -0.65845 | 0.174 | 0 | 0.17153 | 0 | 0 | -1.5726 | 0.54107 | 0 | 0.48534 | 0 | 0 | -2.2751 | 0.90093 | 0 | 0.77319 | -0.31292 | -0.54624 | -0.60096
6 | 20 | 7 | 0 | 0 | -0.35568 | 0.094219 | 0 | 0.09064 | 0 | 0 | -0.84951 | 0.29299 | 0 | 0.25646 | 0 | 0 | -1.229 | 0.48785 | 0 | 0.40857 | -0.17082 | -0.30006 | -0.33253
6 | 20 | 8 | 0 | 0 | -0.13124 | 0.037795 | 0 | 0.035031 | 0 | 0 | -0.31346 | 0.11753 | 0 | 0.099119 | 0 | 0 | -0.45347 | 0.1957 | 0 | 0.15791 | -0.058415 | -0.09681 | -0.099864
6 | 20 | 9 | 0 | 0 | -0.05397 | 0.016942 | 0 | 0.012738 | 0 | 0 | -0.1289 | 0.052685 | 0 | 0.036042 | 0 | 0 | -0.18648 | 0.087725 | 0 | 0.057418 | -0.024289 | -0.040175 | -0.041334
6 | 20 | 10 | 0 | 0 | -0.022833 | 0.0087021 | 0 | 0.0069726 | 0 | 0 | -0.054535 | 0.02706 | 0 | 0.019729 | 0 | 0 | -0.078894 | 0.045058 | 0 | 0.03143 | -0.0071586 | -0.0077463 | -0.0024063
6 | 20 | 11 | 0 | 0 | -0.0062272 | 0.0044735 | 0 | 0.0040326 | 0 | 0 | -0.014873 | 0.013911 | 0 | 0.01141 | 0 | 0 | -0.021516 | 0.023163 | 0 | 0.018177 | 0.0022789 | 0.010448 | 0.019824
6 | 20 | 12 | 0 | 0 | 0 | 0.0025189 | 0 | 0.002545 | 0 | 0 | 0 | 0.0078328 | 0 | 0.007201 | 0 | 0 | 0 | 0.013042 | 0 | 0.011472 | 0.0050638 | 0.015034 | 0.024514
6 | 20 | 13 | 0 | 0 | 0 | 0.0020374 | 0 | 0.0020585 | 0 | 0 | 0 | 0.0063356 | 0 | 0.0058245 | 0 | 0 | 0 | 0.010549 | 0 | 0.009279 | 0.0040959 | 0.01216 | 0.019828
6 | 20 | 14 | 0 | 0 | -0.16301 | 0.042657 | 0 | 0.061039 | 0 | 0 | -0.38934 | 0.13265 | 0 | 0.17271 | 0 | 0 | -0.56324 | 0.22087 | 0 | 0.27514 | -0.059313 | -0.083978 | -0.067222
6 | 20 | 15 | 0 | 0 | -2.3326 | 0.55321 | 0 | 0.57875 | 0 | 0 | -5.5712 | 1.7203 | 0 | 1.6375 | 0 | 0 | -8.0596 | 2.8645 | 0 | 2.6088 | -1.2006 | -2.2133 | -2.5864
6 | 20 | 16 | 0 | 0 | -5.7543 | 1.4366 | 0 | 1.4523 | 0 | 0 | -13.7438 | 4.4674 | 0 | 4.1092 | 0 | 0 | -19.8825 | 7.4387 | 0 | 6.5464 | -2.8654 | -5.1671 | -5.8974
6 | 20 | 17 | 0 | 0 | -7.4603 | 1.928 | 0 | 1.9483 | 0 | 0 | -17.8182 | 5.9953 | 0 | 5.5127 | 0 | 0 | -25.7769 | 9.9826 | 0 | 8.7822 | -3.584 | -6.3103 | -7.012
6 | 20 | 18 | 0 | 0 | -9.2203 | 2.4845 | 0 | 2.5042 | 0 | 0 | -22.0219 | 7.7259 | 0 | 7.0856 | 0 | 0 | -31.8582 | 12.8643 | 0 | 11.2881 | -4.2316 | -7.2104 | -7.7058
6 | 20 | 19 | 0 | 0 | -10.9353 | 3.0511 | 0 | 3.0747 | 0 | 0 | -26.1181 | 9.488 | 0 | 8.6996 | 0 | 0 | -37.784 | 15.7984 | 0 | 13.8594 | -4.8095 | -7.9305 | -8.1263
6 | 20 | 20 | 0 | 0 | -11.8594 | 3.3586 | 0 | 3.3754 | 0 | 0 | -28.3253 | 10.444 | 0 | 9.5505 | 0 | 0 | -40.977 | 17.3902 | 0 | 15.2149 | -5.1255 | -8.3307 | -8.3718
6 | 20 | 21 | 0 | 0 | -12.7336 | 3.6738 | 0 | 3.6876 | 0 | 0 | -30.4132 | 11.4242 | 0 | 10.434 | 0 | 0 | -43.9975 | 19.0223 | 0 | 16.6223 | -5.3722 | -8.555 | -8.3529
6 | 20 | 22 | 0 | 0 | -13.6561 | 4.0123 | 0 | 4.0181 | 0 | 0 | -32.6164 | 12.4768 | 0 | 11.369 | 0 | 0 | -47.1847 | 20.775 | 0 | 18.112 | -5.6257 | -8.7705 | -8.2978
6 | 20 | 23 | 0 | 0 | -13.7548 | 4.0337 | 0 | 4.0399 | 0 | 0 | -32.8523 | 12.5434 | 0 | 11.4307 | 0 | 0 | -47.5261 | 20.8859 | 0 | 18.2102 | -5.6813 | -8.8782 | -8.43
6 | 21 | 0 | 0 | 0 | -13.8491 | 4.0939 | 0 | 4.0925 | 0 | 0 | -33.0774 | 12.7306 | 0 | 11.5795 | 0 | 0 | -47.8517 | 21.1976 | 0 | 18.4473 | -5.6627 | -8.7674 | -8.2069
6 | 21 | 1 | 0 | 0 | -13.9397 | 4.1119 | 0 | 4.1063 | 0 | 0 | -33.2939 | 12.7864 | 0 | 11.6186 | 0 | 0 | -48.1649 | 21.2905 | 0 | 18.5096 | -5.7216 | -8.8889 | -8.3648
6 | 21 | 2 | 0 | 0 | -11.3344 | 3.1813 | 0 | 3.1613 | 0 | 0 | -27.0714 | 9.8926 | 0 | 8.9447 | 0 | 0 | -39.1631 | 16.4721 | 0 | 14.2497 | -4.9919 | -8.2341 | -8.4412
6 | 21 | 3 | 0 | 0 | -8.7178 | 2.3257 | 0 | 2.2953 | 0 | 0 | -20.8217 | 7.232 | 0 | 6.4946 | 0 | 0 | -30.1219 | 12.042 | 0 | 10.3466 | -4.0968 | -7.0951 | -7.7334
6 | 21 | 4 | 0 | 0 | -6.1015 | 1.5302 | 0 | 1.4938 | 0 | 0 | -14.5728 | 4.7584 | 0 | 4.2268 | 0 | 0 | -21.0819 | 7.9232 | 0 | 6.7336 | -3.0774 | -5.5877 | -6.4251
6 | 21 | 5 | 0 | 0 | -3.2459 | 0.77636 | 0 | 0.74226 | 0 | 0 | -7.7527 | 2.4142 | 0 | 2.1002 | 0 | 0 | -11.2155 | 4.0199 | 0 | 3.3458 | -1.7273 | -3.2382 | -3.8497
6 | 21 | 6 | 0 | 0 | -0.93255 | 0.21055 | 0 | 0.18464 | 0 | 0 | -2.2273 | 0.65474 | 0 | 0.52243 | 0 | 0 | -3.2222 | 1.0902 | 0 | 0.83228 | -0.53736 | -1.0502 | -1.2997
6 | 21 | 7 | 0 | 0 | -0.08492 | 0.021461 | 0 | 0.016051 | 0 | 0 | -0.20282 | 0.066735 | 0 | 0.045414 | 0 | 0 | -0.29342 | 0.11112 | 0 | 0.07235 | -0.047408 | -0.090674 | -0.10995
6 | 21 | 8 | 0 | 0 | -0.038685 | 0.01257 | 0 | 0.010115 | 0 | 0 | -0.092395 | 0.039087 | 0 | 0.02862 | 0 | 0 | -0.13366 | 0.065084 | 0 | 0.045595 | -0.016 | -0.024687 | -0.022985
6 | 21 | 9 | 0 | 0 | -0.035288 | 0.012116 | 0 | 0.0094297 | 0 | 0 | -0.084282 | 0.037677 | 0 | 0.026681 | 0 | 0 | -0.12193 | 0.062736 | 0 | 0.042505 | -0.013742 | -0.019924 | -0.016686
6 | 21 | 10 | 0 | 0 | -0.035288 | 0.01227 | 0 | 0.0095848 | 0 | 0 | -0.084282 | 0.038155 | 0 | 0.02712 | 0 | 0 | -0.12193 | 0.063531 | 0 | 0.043205 | -0.013433 | -0.019007 | -0.015191
6 | 21 | 11 | 0 | 0 | -0.088218 | 0.023245 | 0 | 0.021732 | 0 | 0 | -0.2107 | 0.072284 | 0 | 0.06149 | 0 | 0 | -0.30481 | 0.12036 | 0 | 0.09796 | -0.043241 | -0.076927 | -0.086493
6 | 21 | 12 | 0 | 0 | -0.21782 | 0.054398 | 0 | 0.048687 | 0 | 0 | -0.52024 | 0.16916 | 0 | 0.13776 | 0 | 0 | -0.75261 | 0.28166 | 0 | 0.21946 | -0.11473 | -0.21332 | -0.25148
6 | 21 | 13 | 0 | 0 | -0.39831 | 0.099194 | 0 | 0.090939 | 0 | 0 | -0.95132 | 0.30846 | 0 | 0.25731 | 0 | 0 | -1.3762 | 0.51361 | 0 | 0.40992 | -0.20817 | -0.38555 | -0.45271
6 | 21 | 14 | 0 | 0 | -0.97985 | 0.25321 | 0 | 0.25169 | 0 | 0 | -2.3403 | 0.7874 | 0 | 0.71214 | 0 | 0 | -3.3856 | 1.3111 | 0 | 1.1345 | -0.47494 | -0.84074 | -0.93998
6 | 21 | 15 | 0 | 0 | -2.4169 | 0.6202 | 0 | 0.644 | 0 | 0 | -5.7726 | 1.9286 | 0 | 1.8222 | 0 | 0 | -8.351 | 3.2113 | 0 | 2.9029 | -1.1527 | -2.0219 | -2.2368
6 | 21 | 16 | 0 | 0 | -4.7163 | 1.2304 | 0 | 1.2734 | 0 | 0 | -11.2644 | 3.826 | 0 | 3.6031 | 0 | 0 | -16.2958 | 6.3706 | 0 | 5.74 | -2.2125 | -3.8353 | -4.1851
6 | 21 | 17 | 0 | 0 | -7.1174 | 1.8962 | 0 | 1.9443 | 0 | 0 | -16.9993 | 5.8964 | 0 | 5.5012 | 0 | 0 | -24.5922 | 9.8181 | 0 | 8.764 | -3.277 | -5.6016 | -6.0101
6 | 21 | 18 | 0 | 0 | -9.5078 | 2.631 | 0 | 2.6843 | 0 | 0 | -22.7085 | 8.1816 | 0 | 7.595 | 0 | 0 | -32.8515 | 13.6231 | 0 | 12.0996 | -4.1925 | -6.9319 | -7.1288
6 | 21 | 19 | 0 | 0 | -11.8989 | 3.4249 | 0 | 3.4831 | 0 | 0 | -28.4196 | 10.6502 | 0 | 9.8553 | 0 | 0 | -41.1134 | 17.7335 | 0 | 15.7005 | -4.9909 | -7.9141 | -7.6795
6 | 21 | 20 | 0 | 0 | -13.4839 | 3.9947 | 0 | 4.0524 | 0 | 0 | -32.2053 | 12.422 | 0 | 11.466 | 0 | 0 | -46.5901 | 20.6837 | 0 | 18.2665 | -5.4369 | -8.3173 | -7.6399
6 | 21 | 21 | 0 | 0 | -15.0391 | 4.5868 | 0 | 4.6482 | 0 | 0 | -35.9197 | 14.2634 | 0 | 13.152 | 0 | 0 | -51.9635 | 23.7499 | 0 | 20.9525 | -5.804 | -8.5042 | -7.2611
6 | 21 | 22 | 0 | 0 | -16.6408 | 5.2171 | 0 | 5.2827 | 0 | 0 | -39.7451 | 16.2233 | 0 | 14.9474 | 0 | 0 | -57.4977 | 27.0133 | 0 | 23.8126 | -6.1409 | -8.5745 | -6.6718
6 | 21 | 23 | 0 | 0 | -17.3867 | 5.5015 | 0 | 5.5506 | 0 | 0 | -41.5267 | 17.1078 | 0 | 15.7052 | 0 | 0 | -60.075 | 28.486 | 0 | 25.0199 | -6.3346 | -8.7138 | -6.5691
6 | 22 | 0 | 0 | 0 | -18.133 | 5.7978 | 0 | 5.838 | 0 | 0 | -43.3091 | 18.0293 | 0 | 16.5183 | 0 | 0 | -62.6535 | 30.0203 | 0 | 26.3153 | -6.4972 | -8.7616 | -6.3179
6 | 22 | 1 | 0 | 0 | -18.88 | 6.1424 | 0 | 6.1609 | 0 | 0 | -45.0933 | 19.1006 | 0 | 17.432 | 0 | 0 | -65.2346 | 31.8042 | 0 | 27.7709 | -6.5767 | -8.5607 | -5.6595
6 | 22 | 2 | 0 | 0 | -15.1061 | 4.5627 | 0 | 4.5728 | 0 | 0 | -36.0796 | 14.1884 | 0 | 12.9384 | 0 | 0 | -52.1949 | 23.625 | 0 | 20.6122 | -5.9706 | -8.9528 | -7.9577
6 | 22 | 3 | 0 | 0 | -11.316 | 3.1908 | 0 | 3.1883 | 0 | 0 | -27.0274 | 9.9221 | 0 | 9.0212 | 0 | 0 | -39.0994 | 16.5212 | 0 | 14.3716 | -4.937 | -8.0841 | -8.2066
6 | 22 | 4 | 0 | 0 | -7.5482 | 1.9751 | 0 | 1.9668 | 0 | 0 | -18.0283 | 6.1418 | 0 | 5.565 | 0 | 0 | -26.0808 | 10.2267 | 0 | 8.8655 | -3.6063 | -6.3215 | -6.9886
6 | 22 | 5 | 0 | 0 | -5.8958 | 1.4926 | 0 | 1.4805 | 0 | 0 | -14.0816 | 4.6414 | 0 | 4.189 | 0 | 0 | -20.3713 | 7.7283 | 0 | 6.6736 | -2.9227 | -5.2512 | -5.9694
6 | 22 | 6 | 0 | 0 | -4.261 | 1.0501 | 0 | 1.0355 | 0 | 0 | -10.1771 | 3.2656 | 0 | 2.9298 | 0 | 0 | -14.7228 | 5.4375 | 0 | 4.6674 | -2.1754 | -3.9817 | -4.6179
6 | 22 | 7 | 0 | 0 | -2.6305 | 0.6346 | 0 | 0.61705 | 0 | 0 | -6.2828 | 1.9734 | 0 | 1.7459 | 0 | 0 | -9.0891 | 3.2858 | 0 | 2.7814 | -1.3789 | -2.5635 | -3.0218
6 | 22 | 8 | 0 | 0 | -2.1364 | 0.51769 | 0 | 0.50054 | 0 | 0 | -5.1026 | 1.6098 | 0 | 1.4163 | 0 | 0 | -7.3817 | 2.6805 | 0 | 2.2562 | -1.1181 | -2.0765 | -2.4449
6 | 22 | 9 | 0 | 0 | -1.6766 | 0.40786 | 0 | 0.39362 | 0 | 0 | -4.0045 | 1.2683 | 0 | 1.1137 | 0 | 0 | -5.7931 | 2.1118 | 0 | 1.7743 | -0.87514 | -1.6224 | -1.907
6 | 22 | 10 | 0 | 0 | -1.3075 | 0.32438 | 0 | 0.31349 | 0 | 0 | -3.1229 | 1.0087 | 0 | 0.887 | 0 | 0 | -4.5178 | 1.6796 | 0 | 1.4131 | -0.66965 | -1.2272 | -1.4251
6 | 22 | 11 | 0 | 0 | -1.4284 | 0.35114 | 0 | 0.3371 | 0 | 0 | -3.4116 | 1.0919 | 0 | 0.95382 | 0 | 0 | -4.9354 | 1.8181 | 0 | 1.5195 | -0.74015 | -1.3659 | -1.5978
6 | 22 | 12 | 0 | 0 | -1.555 | 0.37983 | 0 | 0.36428 | 0 | 0 | -3.714 | 1.1811 | 0 | 1.0307 | 0 | 0 | -5.3728 | 1.9667 | 0 | 1.6421 | -0.81087 | -1.5021 | -1.7641
6 | 22 | 13 | 0 | 0 | -1.6961 | 0.41121 | 0 | 0.39594 | 0 | 0 | -4.0511 | 1.2787 | 0 | 1.1203 | 0 | 0 | -5.8606 | 2.1292 | 0 | 1.7848 | -0.88899 | -1.6521 | -1.9466
6 | 22 | 14 | 0 | 0 | -4.7559 | 1.1827 | 0 | 1.1683 | 0 | 0 | -11.3591 | 3.6778 | 0 | 3.3057 | 0 | 0 | -16.4327 | 6.1239 | 0 | 5.2663 | -2.4049 | -4.3755 | -5.0424
6 | 22 | 15 | 0 | 0 | -7.9425 | 2.0929 | 0 | 2.0821 | 0 | 0 | -18.9699 | 6.5082 | 0 | 5.8912 | 0 | 0 | -27.443 | 10.8368 | 0 | 9.3853 | -3.7675 | -6.5705 | -7.2209
6 | 22 | 16 | 0 | 0 | -11.1734 | 3.1346 | 0 | 3.1311 | 0 | 0 | -26.6867 | 9.7476 | 0 | 8.8593 | 0 | 0 | -38.6065 | 16.2306 | 0 | 14.1137 | -4.9077 | -8.0798 | -8.2622
6 | 22 | 17 | 0 | 0 | -12.7416 | 3.6724 | 0 | 3.667 | 0 | 0 | -30.4323 | 11.4198 | 0 | 10.3758 | 0 | 0 | -44.0252 | 19.0149 | 0 | 16.5296 | -5.4022 | -8.6368 | -8.4806
6 | 22 | 18 | 0 | 0 | -14.314 | 4.2473 | 0 | 4.2358 | 0 | 0 | -34.1878 | 13.2075 | 0 | 11.9849 | 0 | 0 | -49.4581 | 21.9916 | 0 | 19.0932 | -5.831 | -8.9954 | -8.3733
6 | 22 | 19 | 0 | 0 | -15.839 | 4.8334 | 0 | 4.8227 | 0 | 0 | -37.8301 | 15.0302 | 0 | 13.6455 | 0 | 0 | -54.7272 | 25.0267 | 0 | 21.7387 | -6.1829 | -9.1543 | -7.9619
6 | 22 | 20 | 0 | 0 | -16.459 | 5.0994 | 0 | 5.0917 | 0 | 0 | -39.3109 | 15.8572 | 0 | 14.4067 | 0 | 0 | -56.8695 | 26.4037 | 0 | 22.9514 | -6.2679 | -9.047 | -7.5144
6 | 22 | 21 | 0 | 0 | -17.0786 | 5.3627 | 0 | 5.3501 | 0 | 0 | -40.7908 | 16.6762 | 0 | 15.138 | 0 | 0 | -59.0104 | 27.7673 | 0 | 24.1164 | -6.3657 | -8.9766 | -7.1267
6 | 22 | 22 | 0 | 0 | -17.7016 | 5.6501 | 0 | 5.6409 | 0 | 0 | -42.2789 | 17.5697 | 0 | 15.9608 | 0 | 0 | -61.1632 | 29.2551 | 0 | 25.4272 | -6.4106 | -8.7484 | -6.4809
6 | 22 | 23 | 0 | 0 | -17.8444 | 5.6976 | 0 | 5.7006 | 0 | 0 | -42.6199 | 17.7175 | 0 | 16.1296 | 0 | 0 | -61.6564 | 29.5012 | 0 | 25.6961 | -6.4462 | -8.7727 | -6.4591
6 | 23 | 0 | 0 | 0 | -17.9795 | 5.7395 | 0 | 5.7511 | 0 | 0 | -42.9425 | 17.8478 | 0 | 16.2727 | 0 | 0 | -62.1232 | 29.7182 | 0 | 25.924 | -6.4888 | -8.8221 | -6.481
6 | 23 | 1 | 0 | 0 | -18.0905 | 5.7867 | 0 | 5.8141 | 0 | 0 | -43.2077 | 17.9945 | 0 | 16.4509 | 0 | 0 | -62.5068 | 29.9625 | 0 | 26.2079 | -6.4897 | -8.7623 | -6.3364
6 | 23 | 2 | 0 | 0 | -13.6409 | 4.0076 | 0 | 4.0263 | 0 | 0 | -32.5801 | 12.4624 | 0 | 11.3922 | 0 | 0 | -47.1323 | 20.7509 | 0 | 18.1489 | -5.607 | -8.7256 | -8.2325
6 | 23 | 3 | 0 | 0 | -9.2492 | 2.4755 | 0 | 2.4888 | 0 | 0 | -22.091 | 7.6978 | 0 | 7.042 | 0 | 0 | -31.9582 | 12.8175 | 0 | 11.2186 | -4.285 | -7.3512 | -7.922
6 | 23 | 4 | 0 | 0 | -4.8021 | 1.178 | 0 | 1.186 | 0 | 0 | -11.4694 | 3.6631 | 0 | 3.3557 | 0 | 0 | -16.5923 | 6.0995 | 0 | 5.3459 | -2.4381 | -4.4506 | -5.1469
6 | 23 | 5 | 0 | 0 | -2.7715 | 0.65461 | 0 | 0.64494 | 0 | 0 | -6.6195 | 2.0356 | 0 | 1.8248 | 0 | 0 | -9.5762 | 3.3895 | 0 | 2.9071 | -1.472 | -2.7591 | -3.2796
6 | 23 | 6 | 0 | 0 | -1.1004 | 0.24615 | 0 | 0.22144 | 0 | 0 | -2.6282 | 0.76545 | 0 | 0.62656 | 0 | 0 | -3.8021 | 1.2745 | 0 | 0.99817 | -0.63279 | -1.2362 | -1.5293
6 | 23 | 7 | 0 | 0 | -0.01951 | 0.0057788 | 0 | 0.0039874 | 0 | 0 | -0.046597 | 0.01797 | 0 | 0.011282 | 0 | 0 | -0.06741 | 0.029922 | 0 | 0.017974 | -0.0097434 | -0.017345 | -0.019514
6 | 23 | 8 | 0 | 0 | -0.0041515 | 0.00235 | 0 | 0.0020495 | 0 | 0 | -0.0099154 | 0.0073078 | 0 | 0.005799 | 0 | 0 | -0.014344 | 0.012168 | 0 | 0.0092384 | 0.00024809 | 0.0031914 | 0.0070623
6 | 23 | 9 | 0 | 0 | 0 | 0.0011434 | 0 | 0.0011552 | 0 | 0 | 0 | 0.0035556 | 0 | 0.0032687 | 0 | 0 | 0 | 0.0059204 | 0 | 0.0052074 | 0.0022986 | 0.0068243 | 0.011128
6 | 23 | 10 | 0 | 0 | 0 | 0.00092902 | 0 | 0.00093864 | 0 | 0 | 0 | 0.0028889 | 0 | 0.0026558 | 0 | 0 | 0 | 0.0048103 | 0 | 0.004231 | 0.0018677 | 0.0055448 | 0.0090413
6 | 23 | 11 | 0 | 0 | -0.0021336 | 0.0015359 | 0 | 0.0025108 | 0 | 0 | -0.005096 | 0.0047762 | 0 | 0.0071043 | 0 | 0 | -0.0073722 | 0.0079529 | 0 | 0.011318 | 0.0019131 | 0.0067845 | 0.011899
6 | 23 | 12 | 0 | 0 | -0.056554 | 0.017821 | 0 | 0.028034 | 0 | 0 | -0.13507 | 0.055416 | 0 | 0.079322 | 0 | 0 | -0.19541 | 0.092272 | 0 | 0.12637 | -0.010699 | -0.00033715 | 0.023233
6 | 23 | 13 | 0 | 0 | -0.18521 | 0.047546 | 0 | 0.066358 | 0 | 0 | -0.44235 | 0.14785 | 0 | 0.18776 | 0 | 0 | -0.63993 | 0.24618 | 0 | 0.29912 | -0.071303 | -0.10674 | -0.094628
6 | 23 | 14 | 0 | 0 | -1.1454 | 0.26554 | 0 | 0.27702 | 0 | 0 | -2.7357 | 0.82573 | 0 | 0.78383 | 0 | 0 | -3.9576 | 1.3749 | 0 | 1.2487 | -0.60284 | -1.1261 | -1.334
6 | 23 | 15 | 0 | 0 | -3.2763 | 0.77321 | 0 | 0.7638 | 0 | 0 | -7.8252 | 2.4044 | 0 | 2.1611 | 0 | 0 | -11.3204 | 4.0036 | 0 | 3.4429 | -1.7393 | -3.2597 | -3.874
6 | 23 | 16 | 0 | 0 | -5.6663 | 1.4045 | 0 | 1.3901 | 0 | 0 | -13.5335 | 4.3675 | 0 | 3.9332 | 0 | 0 | -19.5783 | 7.2722 | 0 | 6.266 | -2.8717 | -5.2328 | -6.0401
6 | 23 | 17 | 0 | 0 | -6.4366 | 1.6281 | 0 | 1.616 | 0 | 0 | -15.3732 | 5.0628 | 0 | 4.5723 | 0 | 0 | -22.2398 | 8.43 | 0 | 7.2842 | -3.1925 | -5.7381 | -6.5256
6 | 23 | 18 | 0 | 0 | -7.2521 | 1.8685 | 0 | 1.8596 | 0 | 0 | -17.3211 | 5.8104 | 0 | 5.2618 | 0 | 0 | -25.0577 | 9.6748 | 0 | 8.3825 | -3.524 | -6.2489 | -7.0004
6 | 23 | 19 | 0 | 0 | -8.0331 | 2.1086 | 0 | 2.1012 | 0 | 0 | -19.1865 | 6.557 | 0 | 5.9453 | 0 | 0 | -27.7563 | 10.918 | 0 | 9.4715 | -3.8233 | -6.6841 | -7.3667
6 | 23 | 20 | 0 | 0 | -8.1504 | 2.1463 | 0 | 2.1491 | 0 | 0 | -19.4665 | 6.6742 | 0 | 6.0808 | 0 | 0 | -28.1613 | 11.1132 | 0 | 9.6874 | -3.855 | -6.7114 | -7.3608
6 | 23 | 21 | 0 | 0 | -8.222 | 2.1743 | 0 | 2.1863 | 0 | 0 | -19.6375 | 6.7612 | 0 | 6.1862 | 0 | 0 | -28.4088 | 11.2579 | 0 | 9.8552 | -3.8614 | -6.6902 | -7.2957
6 | 23 | 22 | 0 | 0 | -8.2958 | 2.2032 | 0 | 2.2295 | 0 | 0 | -19.8138 | 6.851 | 0 | 6.3082 | 0 | 0 | -28.6638 | 11.4076 | 0 | 10.0495 | -3.8632 | -6.6546 | -7.2067
6 | 23 | 23 | 0 | 0 | -8.1705 | 2.1679 | 0 | 2.1927 | 0 | 0 | -19.5145 | 6.7413 | 0 | 6.2041 | 0 | 0 | -28.2308 | 11.2248 | 0 | 9.8837 | -3.8099 | -6.5691 | -7.1222
6 | 24 | 0 | 0 | 0 | -8.0576 | 2.1317 | 0 | 2.1531 | 0 | 0 | -19.2448 | 6.6287 | 0 | 6.0921 | 0 | 0 | -27.8407 | 11.0375 | 0 | 9.7053 | -3.7728 | -6.524 | -7.0979
6 | 24 | 1 | 0 | 0 | -7.9377 | 2.0774 | 0 | 2.0981 | 0 | 0 | -18.9586 | 6.4599 | 0 | 5.9365 | 0 | 0 | -27.4267 | 10.7563 | 0 | 9.4575 | -3.7623 | -6.5622 | -7.2129
6 | 24 | 2 | 0 | 0 | -6.646 | 1.7077 | 0 | 1.7282 | 0 | 0 | -15.8733 | 5.3104 | 0 | 4.8899 | 0 | 0 | -22.9633 | 8.8424 | 0 | 7.7901 | -3.21 | -5.673 | -6.3309
6 | 24 | 3 | 0 | 0 | -5.3599 | 1.345 | 0 | 1.3676 | 0 | 0 | -12.8016 | 4.1825 | 0 | 3.8696 | 0 | 0 | -18.5196 | 6.9643 | 0 | 6.1647 | -2.6472 | -4.7494 | -5.3905
6 | 24 | 4 | 0 | 0 | -4.1166 | 1.0112 | 0 | 1.0326 | 0 | 0 | -9.8322 | 3.1446 | 0 | 2.9217 | 0 | 0 | -14.2239 | 5.2361 | 0 | 4.6546 | -2.0728 | -3.7659 | -4.3332
6 | 24 | 5 | 0 | 0 | -2.3881 | 0.58161 | 0 | 0.6072 | 0 | 0 | -5.7037 | 1.8086 | 0 | 1.7181 | 0 | 0 | -8.2513 | 3.0115 | 0 | 2.737 | -1.1993 | -2.1771 | -2.5028
6 | 24 | 6 | 0 | 0 | -0.93749 | 0.24262 | 0 | 0.27047 | 0 | 0 | -2.2391 | 0.75445 | 0 | 0.76527 | 0 | 0 | -3.2392 | 1.2562 | 0 | 1.2192 | -0.42441 | -0.7194 | -0.76386
6 | 24 | 7 | 0 | 0 | -0.52667 | 0.14452 | 0 | 0.16972 | 0 | 0 | -1.2579 | 0.44942 | 0 | 0.48021 | 0 | 0 | -1.8197 | 0.74832 | 0 | 0.76502 | -0.21242 | -0.32827 | -0.3064
6 | 24 | 8 | 0 | 0 | -0.52546 | 0.14457 | 0 | 0.16615 | 0 | 0 | -1.255 | 0.44957 | 0 | 0.47012 | 0 | 0 | -1.8156 | 0.74857 | 0 | 0.74894 | -0.21474 | -0.33534 | -0.31808
6 | 24 | 9 | 0 | 0 | -0.5215 | 0.14393 | 0 | 0.16152 | 0 | 0 | -1.2456 | 0.44758 | 0 | 0.45703 | 0 | 0 | -1.8019 | 0.74527 | 0 | 0.72809 | -0.21604 | -0.34094 | -0.32853
6 | 24 | 10 | 0 | 0 | -0.5359 | 0.14697 | 0 | 0.16236 | 0 | 0 | -1.28 | 0.45701 | 0 | 0.45939 | 0 | 0 | -1.8517 | 0.76096 | 0 | 0.73185 | -0.22658 | -0.36356 | -0.35884
6 | 24 | 11 | 0 | 0 | -0.57622 | 0.15559 | 0 | 0.16973 | 0 | 0 | -1.3762 | 0.48382 | 0 | 0.48023 | 0 | 0 | -1.991 | 0.8056 | 0 | 0.76506 | -0.2509 | -0.4122 | -0.4203
6 | 24 | 12 | 0 | 0 | -0.64146 | 0.16827 | 0 | 0.18078 | 0 | 0 | -1.5321 | 0.52326 | 0 | 0.5115 | 0 | 0 | -2.2164 | 0.87128 | 0 | 0.81487 | -0.29241 | -0.49731 | -0.53024
6 | 24 | 13 | 0 | 0 | -0.74127 | 0.18913 | 0 | 0.20463 | 0 | 0 | -1.7705 | 0.58813 | 0 | 0.57901 | 0 | 0 | -2.5613 | 0.97929 | 0 | 0.92241 | -0.3475 | -0.60332 | -0.65955
6 | 24 | 14 | 0 | 0 | -1.1607 | 0.29466 | 0 | 0.32542 | 0 | 0 | -2.7723 | 0.91628 | 0 | 0.92077 | 0 | 0 | -4.0105 | 1.5257 | 0 | 1.4669 | -0.54063 | -0.93522 | -1.018
6 | 24 | 15 | 0 | 0 | -1.8402 | 0.46651 | 0 | 0.50802 | 0 | 0 | -4.3952 | 1.4507 | 0 | 1.4374 | 0 | 0 | -6.3583 | 2.4155 | 0 | 2.2899 | -0.86568 | -1.5071 | -1.6529
6 | 24 | 16 | 0 | 0 | -3.0387 | 0.76146 | 0 | 0.80486 | 0 | 0 | -7.2577 | 2.3679 | 0 | 2.2773 | 0 | 0 | -10.4994 | 3.9427 | 0 | 3.628 | -1.4724 | -2.6125 | -2.9287
6 | 24 | 17 | 0 | 0 | -3.7241 | 0.94017 | 0 | 0.9911 | 0 | 0 | -8.8946 | 2.9236 | 0 | 2.8043 | 0 | 0 | -12.8675 | 4.8681 | 0 | 4.4675 | -1.7928 | -3.1668 | -3.532
6 | 24 | 18 | 0 | 0 | -4.3789 | 1.1176 | 0 | 1.1762 | 0 | 0 | -10.4586 | 3.4753 | 0 | 3.328 | 0 | 0 | -15.13 | 5.7867 | 0 | 5.3018 | -2.0851 | -3.6554 | -4.0416
6 | 24 | 19 | 0 | 0 | -5.0611 | 1.3 | 0 | 1.3672 | 0 | 0 | -12.0881 | 4.0424 | 0 | 3.8684 | 0 | 0 | -17.4874 | 6.731 | 0 | 6.1628 | -2.394 | -4.1773 | -4.5936
6 | 24 | 20 | 0 | 0 | -5.6243 | 1.4584 | 0 | 1.5297 | 0 | 0 | -13.4332 | 4.5351 | 0 | 4.3282 | 0 | 0 | -19.4332 | 7.5513 | 0 | 6.8953 | -2.6362 | -4.5699 | -4.9867
6 | 24 | 21 | 0 | 0 | -6.1906 | 1.6268 | 0 | 1.7045 | 0 | 0 | -14.7857 | 5.0588 | 0 | 4.8229 | 0 | 0 | -21.3898 | 8.4233 | 0 | 7.6834 | -2.8592 | -4.904 | -5.2831
6 | 24 | 22 | 0 | 0 | -6.7605 | 1.7881 | 0 | 1.8718 | 0 | 0 | -16.1468 | 5.5604 | 0 | 5.2963 | 0 | 0 | -23.359 | 9.2586 | 0 | 8.4376 | -3.1005 | -5.2901 | -5.6628
6 | 24 | 23 | 0 | 0 | -7.3648 | 1.9704 | 0 | 2.0519 | 0 | 0 | -17.5903 | 6.1273 | 0 | 5.8059 | 0 | 0 | -25.4472 | 10.2025 | 0 | 9.2493 | -3.3425 | -5.6571 | -5.9953
6 | 25 | 0 | 0 | 0 | -8.0094 | 2.1589 | 0 | 2.2348 | 0 | 0 | -19.1298 | 6.7135 | 0 | 6.3233 | 0 | 0 | -27.6743 | 11.1785 | 0 | 10.0737 | -3.6157 | -6.093 | -6.4221
6 | 25 | 1 | 0 | 0 | -8.6196 | 2.3438 | 0 | 2.418 | 0 | 0 | -20.5873 | 7.2884 | 0 | 6.8416 | 0 | 0 | -29.7828 | 12.1359 | 0 | 10.8994 | -3.8578 | -6.4572 | -6.7475
6 | 25 | 2 | 0 | 0 | -8.7783 | 2.3844 | 0 | 2.4464 | 0 | 0 | -20.9662 | 7.4147 | 0 | 6.922 | 0 | 0 | -30.331 | 12.3462 | 0 | 11.0274 | -3.9475 | -6.6295 | -6.9574
6 | 25 | 3 | 0 | 0 | -8.9392 | 2.4482 | 0 | 2.4995 | 0 | 0 | -21.3506 | 7.613 | 0 | 7.0723 | 0 | 0 | -30.887 | 12.6763 | 0 | 11.2669 | -3.9915 | -6.6652 | -6.9437
6 | 25 | 4 | 0 | 0 | -9.1149 | 2.4952 | 0 | 2.5379 | 0 | 0 | -21.7701 | 7.7592 | 0 | 7.1809 | 0 | 0 | -31.4939 | 12.9197 | 0 | 11.44 | -4.0818 | -6.83 | -7.1342
6 | 25 | 5 | 0 | 0 | -9.3326 | 2.5478 | 0 | 2.5794 | 0 | 0 | -22.2902 | 7.9226 | 0 | 7.2983 | 0 | 0 | -32.2463 | 13.1919 | 0 | 11.627 | -4.2055 | -7.0693 | -7.4275
6 | 25 | 6 | 0 | 0 | -9.5513 | 2.6226 | 0 | 2.6437 | 0 | 0 | -22.8126 | 8.1555 | 0 | 7.4803 | 0 | 0 | -33.0021 | 13.5796 | 0 | 11.9169 | -4.285 | -7.1768 | -7.5055
6 | 25 | 7 | 0 | 0 | -9.7785 | 2.6852 | 0 | 2.6971 | 0 | 0 | -23.355 | 8.3501 | 0 | 7.6315 | 0 | 0 | -33.7868 | 13.9036 | 0 | 12.1577 | -4.3961 | -7.3735 | -7.7255
6 | 25 | 8 | 0 | 0 | -10.0224 | 2.755 | 0 | 2.7732 | 0 | 0 | -23.9378 | 8.5672 | 0 | 7.8468 | 0 | 0 | -34.6298 | 14.2652 | 0 | 12.5007 | -4.4941 | -7.5237 | -7.8638
6 | 25 | 9 | 0 | 0 | -10.3139 | 2.8677 | 0 | 2.8908 | 0 | 0 | -24.634 | 8.9174 | 0 | 8.1794 | 0 | 0 | -35.637 | 14.8483 | 0 | 13.0306 | -4.5555 | -7.5372 | -7.7581
6 | 25 | 10 | 0 | 0 | -10.5761 | 2.9488 | 0 | 2.9783 | 0 | 0 | -25.2601 | 9.1697 | 0 | 8.4269 | 0 | 0 | -36.5428 | 15.2684 | 0 | 13.4249 | -4.649 | -7.6635 | -7.8495
6 | 25 | 11 | 0 | 0 | -11.2796 | 3.1982 | 0 | 3.2325 | 0 | 0 | -26.9404 | 9.9454 | 0 | 9.1463 | 0 | 0 | -38.9736 | 16.56 | 0 | 14.5709 | -4.8489 | -7.8488 | -7.8427
6 | 25 | 12 | 0 | 0 | -11.9981 | 3.4555 | 0 | 3.4906 | 0 | 0 | -28.6565 | 10.7454 | 0 | 9.8765 | 0 | 0 | -41.4562 | 17.8921 | 0 | 15.7343 | -5.052 | -8.0346 | -7.8299
6 | 25 | 13 | 0 | 0 | -12.6582 | 3.6807 | 0 | 3.725 | 0 | 0 | -30.2332 | 11.4457 | 0 | 10.5397 | 0 | 0 | -43.7371 | 19.0582 | 0 | 16.7908 | -5.2525 | -8.2477 | -7.8881
6 | 25 | 14 | 0 | 0 | -13.6297 | 4.0568 | 0 | 4.0935 | 0 | 0 | -32.5534 | 12.6151 | 0 | 11.5823 | 0 | 0 | -47.0936 | 21.0053 | 0 | 18.4518 | -5.4794 | -8.3559 | -7.6365
6 | 25 | 15 | 0 | 0 | -14.5933 | 4.4087 | 0 | 4.4419 | 0 | 0 | -34.855 | 13.7096 | 0 | 12.5682 | 0 | 0 | -50.4233 | 22.8277 | 0 | 20.0225 | -5.7427 | -8.5771 | -7.5731
6 | 25 | 16 | 0 | 0 | -15.5701 | 4.7842 | 0 | 4.8105 | 0 | 0 | -37.188 | 14.8771 | 0 | 13.6111 | 0 | 0 | -53.7984 | 24.7717 | 0 | 21.6839 | -5.9755 | -8.6998 | -7.3428
6 | 25 | 17 | 0 | 0 | -16.4741 | 5.136 | 0 | 5.1623 | 0 | 0 | -39.347 | 15.971 | 0 | 14.6066 | 0 | 0 | -56.9217 | 26.5932 | 0 | 23.2698 | -6.1758 | -8.7693 | -7.0587
6 | 25 | 18 | 0 | 0 | -17.3665 | 5.5031 | 0 | 5.5302 | 0 | 0 | -41.4784 | 17.1126 | 0 | 15.6475 | 0 | 0 | -60.0051 | 28.4941 | 0 | 24.9281 | -6.3332 | -8.7182 | -6.5829
6 | 25 | 19 | 0 | 0 | -18.3127 | 5.8921 | 0 | 5.9148 | 0 | 0 | -43.7385 | 18.3224 | 0 | 16.7358 | 0 | 0 | -63.2746 | 30.5084 | 0 | 26.6618 | -6.5058 | -8.6803 | -6.1044
6 | 25 | 20 | 0 | 0 | -18.7586 | 6.101 | 0 | 6.1182 | 0 | 0 | -44.8034 | 18.9719 | 0 | 17.3113 | 0 | 0 | -64.8153 | 31.5899 | 0 | 27.5787 | -6.5394 | -8.5202 | -5.6467
6 | 25 | 21 | 0 | 0 | -19.1636 | 6.3024 | 0 | 6.3102 | 0 | 0 | -45.7706 | 19.5982 | 0 | 17.8546 | 0 | 0 | -66.2144 | 32.6327 | 0 | 28.4441 | -6.5509 | -8.3178 | -5.1376
6 | 25 | 22 | 0 | 0 | -19.6034 | 6.4662 | 0 | 6.4676 | 0 | 0 | -46.821 | 20.1076 | 0 | 18.2999 | 0 | 0 | -67.734 | 33.4809 | 0 | 29.1535 | -6.6696 | -8.4136 | -5.0996
6 | 25 | 23 | 0 | 0 | -20.0157 | 6.6615 | 0 | 6.6666 | 0 | 0 | -47.8059 | 20.715 | 0 | 18.863 | 0 | 0 | -69.1588 | 34.4923 | 0 | 30.0506 | -6.6875 | -8.2278 | -4.6158
6 | 26 | 0 | 0 | 0 | -20.3802 | 6.8135 | 0 | 6.8339 | 0 | 0 | -48.6765 | 21.1875 | 0 | 19.3364 | 0 | 0 | -70.4183 | 35.279 | 0 | 30.8047 | -6.7328 | -8.1527 | -4.3345
6 | 26 | 1 | 0 | 0 | -20.7973 | 7.0224 | 0 | 7.0497 | 0 | 0 | -49.6726 | 21.8371 | 0 | 19.9469 | 0 | 0 | -71.8593 | 36.3608 | 0 | 31.7773 | -6.7252 | -7.8886 | -3.7212
6 | 26 | 2 | 0 | 0 | -18.5173 | 5.9919 | 0 | 6.0073 | 0 | 0 | -44.227 | 18.6327 | 0 | 16.9976 | 0 | 0 | -63.9813 | 31.0251 | 0 | 27.0788 | -6.518 | -8.5967 | -5.8774
6 | 26 | 3 | 0 | 0 | -16.2751 | 5.0818 | 0 | 5.0761 | 0 | 0 | -38.8718 | 15.8026 | 0 | 14.3627 | 0 | 0 | -56.2342 | 26.3128 | 0 | 22.8813 | -6.1172 | -8.7064 | -7.0401
6 | 26 | 4 | 0 | 0 | -14.0016 | 4.207 | 0 | 4.1916 | 0 | 0 | -33.4417 | 13.0823 | 0 | 11.86 | 0 | 0 | -48.3788 | 21.7831 | 0 | 18.8942 | -5.603 | -8.4995 | -7.7015
6 | 26 | 5 | 0 | 0 | -12.6612 | 3.7178 | 0 | 3.7115 | 0 | 0 | -30.2402 | 11.5612 | 0 | 10.5016 | 0 | 0 | -43.7472 | 19.2504 | 0 | 16.7301 | -5.2318 | -8.1774 | -7.7667
6 | 26 | 6 | 0 | 0 | -11.28 | 3.2563 | 0 | 3.2502 | 0 | 0 | -26.9413 | 10.1259 | 0 | 9.1963 | 0 | 0 | -38.9749 | 16.8606 | 0 | 14.6506 | -4.7735 | -7.6192 | -7.4638
6 | 26 | 7 | 0 | 0 | -9.9288 | 2.7975 | 0 | 2.7964 | 0 | 0 | -23.7142 | 8.6994 | 0 | 7.9122 | 0 | 0 | -34.3064 | 14.4853 | 0 | 12.6049 | -4.3349 | -7.1026 | -7.2162
6 | 26 | 8 | 0 | 0 | -8.9519 | 2.4935 | 0 | 2.4815 | 0 | 0 | -21.381 | 7.754 | 0 | 7.0213 | 0 | 0 | -30.931 | 12.9111 | 0 | 11.1856 | -3.9769 | -6.6057 | -6.8342
6 | 26 | 9 | 0 | 0 | -7.9319 | 2.1846 | 0 | 2.1602 | 0 | 0 | -18.9448 | 6.7932 | 0 | 6.1123 | 0 | 0 | -27.4066 | 11.3113 | 0 | 9.7375 | -3.5871 | -6.0393 | -6.3578
6 | 26 | 10 | 0 | 0 | -6.9543 | 1.9022 | 0 | 1.8677 | 0 | 0 | -16.6098 | 5.9153 | 0 | 5.2846 | 0 | 0 | -24.0288 | 9.8495 | 0 | 8.4189 | -3.1844 | -5.4099 | -5.7603
6 | 26 | 11 | 0 | 0 | -6.6085 | 1.7911 | 0 | 1.7635 | 0 | 0 | -15.7838 | 5.5697 | 0 | 4.9897 | 0 | 0 | -22.8338 | 9.2741 | 0 | 7.9491 | -3.0539 | -5.2244 | -5.6106
6 | 26 | 12 | 0 | 0 | -6.252 | 1.6976 | 0 | 1.6771 | 0 | 0 | -14.9323 | 5.279 | 0 | 4.7454 | 0 | 0 | -21.602 | 8.7899 | 0 | 7.5598 | -2.8772 | -4.908 | -5.2522
6 | 26 | 13 | 0 | 0 | -5.8837 | 1.5949 | 0 | 1.583 | 0 | 0 | -14.0527 | 4.9596 | 0 | 4.4792 | 0 | 0 | -20.3294 | 8.2582 | 0 | 7.1358 | -2.7057 | -4.6139 | -4.9354
6 | 26 | 14 | 0 | 0 | -7.6889 | 2.1373 | 0 | 2.1364 | 0 | 0 | -18.3644 | 6.6463 | 0 | 6.0447 | 0 | 0 | -26.567 | 11.0667 | 0 | 9.6299 | -3.4152 | -5.6733 | -5.8704
6 | 26 | 15 | 0 | 0 | -9.463 | 2.6917 | 0 | 2.7047 | 0 | 0 | -22.6015 | 8.3702 | 0 | 7.6528 | 0 | 0 | -32.6967 | 13.9371 | 0 | 12.1917 | -4.0666 | -6.5785 | -6.5678
6 | 26 | 16 | 0 | 0 | -11.2224 | 3.3108 | 0 | 3.3425 | 0 | 0 | -26.8038 | 10.2954 | 0 | 9.4576 | 0 | 0 | -38.7759 | 17.1428 | 0 | 15.0668 | -4.5691 | -7.0508 | -6.5663
6 | 26 | 17 | 0 | 0 | -12.8142 | 3.8352 | 0 | 3.8626 | 0 | 0 | -30.6058 | 11.9261 | 0 | 10.9291 | 0 | 0 | -44.2761 | 19.858 | 0 | 17.4112 | -5.1164 | -7.7505 | -7.0068
6 | 26 | 18 | 0 | 0 | -14.4147 | 4.4309 | 0 | 4.4561 | 0 | 0 | -34.4284 | 13.7785 | 0 | 12.6084 | 0 | 0 | -49.8061 | 22.9425 | 0 | 20.0864 | -5.5277 | -8.0414 | -6.7772
6 | 26 | 19 | 0 | 0 | -15.9966 | 5.0504 | 0 | 5.0648 | 0 | 0 | -38.2065 | 15.705 | 0 | 14.3307 | 0 | 0 | -55.2717 | 26.1502 | 0 | 22.8302 | -5.8813 | -8.1708 | -6.2913
6 | 26 | 20 | 0 | 0 | -15.7806 | 4.9347 | 0 | 4.988 | 0 | 0 | -37.6906 | 15.3451 | 0 | 14.1133 | 0 | 0 | -54.5254 | 25.5509 | 0 | 22.4839 | -5.8579 | -8.2322 | -6.4906
6 | 26 | 21 | 0 | 0 | -15.5267 | 4.8498 | 0 | 4.9365 | 0 | 0 | -37.0842 | 15.0812 | 0 | 13.9677 | 0 | 0 | -53.6482 | 25.1115 | 0 | 22.2519 | -5.7404 | -8.0354 | -6.2848
6 | 26 | 22 | 0 | 0 | -15.2693 | 4.7301 | 0 | 4.8576 | 0 | 0 | -36.4695 | 14.7088 | 0 | 13.7444 | 0 | 0 | -52.759 | 24.4915 | 0 | 21.8962 | -5.6817 | -8.0163 | -6.3712
6 | 26 | 23 | 0 | 0 | -15.3663 | 4.7513 | 0 | 4.8582 | 0 | 0 | -36.7011 | 14.775 | 0 | 13.746 | 0 | 0 | -53.094 | 24.6017 | 0 | 21.8987 | -5.7568 | -8.1802 | -6.5936
6 | 27 | 0 | 0 | 0 | -15.4971 | 4.7848 | 0 | 4.8696 | 0 | 0 | -37.0136 | 14.8792 | 0 | 13.7783 | 0 | 0 | -53.546 | 24.7752 | 0 | 21.9502 | -5.8427 | -8.3561 | -6.8207
6 | 27 | 1 | 0 | 0 | -15.5967 | 4.7804 | 0 | 4.8502 | 0 | 0 | -37.2514 | 14.8652 | 0 | 13.7234 | 0 | 0 | -53.8901 | 24.7519 | 0 | 21.8627 | -5.9662 | -8.6628 | -7.2755
6 | 27 | 2 | 0 | 0 | -11.289 | 3.1944 | 0 | 3.2417 | 0 | 0 | -26.9628 | 9.9334 | 0 | 9.1724 | 0 | 0 | -39.006 | 16.5401 | 0 | 14.6125 | -4.8528 | -7.857 | -7.8534
6 | 27 | 3 | 0 | 0 | -6.9271 | 1.791 | 0 | 1.8264 | 0 | 0 | -16.5447 | 5.5693 | 0 | 5.1677 | 0 | 0 | -23.9346 | 9.2734 | 0 | 8.2326 | -3.3097 | -5.8078 | -6.4286
6 | 27 | 4 | 0 | 0 | -2.6282 | 0.63909 | 0 | 0.66097 | 0 | 0 | -6.2773 | 1.9873 | 0 | 1.8702 | 0 | 0 | -9.0811 | 3.3091 | 0 | 2.9794 | -1.3282 | -2.4198 | -2.7926
6 | 27 | 5 | 0 | 0 | -0.31314 | 0.08617 | 0 | 0.10639 | 0 | 0 | -0.74791 | 0.26796 | 0 | 0.30102 | 0 | 0 | -1.082 | 0.44617 | 0 | 0.47955 | -0.12058 | -0.17893 | -0.15624
6 | 27 | 6 | 0 | 0 | -0.020757 | 0.0071228 | 0 | 0.0055723 | 0 | 0 | -0.049578 | 0.022149 | 0 | 0.015767 | 0 | 0 | -0.071722 | 0.036881 | 0 | 0.025118 | -0.0080624 | -0.011662 | -0.0097232
6 | 27 | 7 | 0 | 0 | 0 | 0.00078609 | 0 | 0.00079423 | 0 | 0 | 0 | 0.0024445 | 0 | 0.0022472 | 0 | 0 | 0 | 0.0040703 | 0 | 0.0035801 | 0.0015803 | 0.0046917 | 0.0076503
6 | 27 | 8 | 0 | 0 | 0 | 0.00028072 | 0 | 0.00028362 | 0 | 0 | 0 | 0.00087294 | 0 | 0.0008025 | 0 | 0 | 0 | 0.0014535 | 0 | 0.0012785 | 0.00056434 | 0.0016754 | 0.002732
6 | 27 | 9 | 0 | 0 | 0 | 0 | 0 | 0 | 0 | 0 | 0 | 0 | 0 | 0 | 0 | 0 | 0 | 0 | 0 | 0 | 0 | 0 | 0
6 | 27 | 10 | 0 | 0 | 0 | 0 | 0 | 0 | 0 | 0 | 0 | 0 | 0 | 0 | 0 | 0 | 0 | 0 | 0 | 0 | 0 | 0 | 0
6 | 27 | 11 | 0 | 0 | 0 | 0 | 0 | 0 | 0 | 0 | 0 | 0 | 0 | 0 | 0 | 0 | 0 | 0 | 0 | 0 | 0 | 0 | 0
6 | 27 | 12 | 0 | 0 | 0 | 0 | 0 | 0 | 0 | 0 | 0 | 0 | 0 | 0 | 0 | 0 | 0 | 0 | 0 | 0 | 0 | 0 | 0
6 | 27 | 13 | 0 | 0 | 0 | 0 | 0 | 0 | 0 | 0 | 0 | 0 | 0 | 0 | 0 | 0 | 0 | 0 | 0 | 0 | 0 | 0 | 0
6 | 27 | 14 | 0 | 0 | -0.029253 | 0.0071162 | 0 | 0.019463 | 0 | 0 | -0.069869 | 0.022129 | 0 | 0.055069 | 0 | 0 | -0.10108 | 0.036846 | 0 | 0.08773 | -0.0026743 | 0.0073289 | 0.0235
6 | 27 | 15 | 0 | 0 | -0.48767 | 0.10969 | 0 | 0.12906 | 0 | 0 | -1.1648 | 0.3411 | 0 | 0.36518 | 0 | 0 | -1.685 | 0.56797 | 0 | 0.58177 | -0.24891 | -0.45847 | -0.53527
6 | 27 | 16 | 0 | 0 | -2.9848 | 0.7078 | 0 | 0.69865 | 0 | 0 | -7.129 | 2.201 | 0 | 1.9768 | 0 | 0 | -10.3133 | 3.6649 | 0 | 3.1493 | -1.5784 | -2.9512 | -3.4991
6 | 27 | 17 | 0 | 0 | -4.9947 | 1.2279 | 0 | 1.2275 | 0 | 0 | -11.9295 | 3.8183 | 0 | 3.4731 | 0 | 0 | -17.2579 | 6.3579 | 0 | 5.533 | -2.5393 | -4.638 | -5.367
6 | 27 | 18 | 0 | 0 | -7.0099 | 1.7942 | 0 | 1.8039 | 0 | 0 | -16.7426 | 5.5793 | 0 | 5.1041 | 0 | 0 | -24.2208 | 9.2901 | 0 | 8.1313 | -3.4118 | -6.0592 | -6.7994
6 | 27 | 19 | 0 | 0 | -9.0729 | 2.4361 | 0 | 2.4517 | 0 | 0 | -21.67 | 7.5753 | 0 | 6.9371 | 0 | 0 | -31.349 | 12.6135 | 0 | 11.0514 | -4.1852 | -7.1576 | -7.6841
6 | 27 | 20 | 0 | 0 | -9.7038 | 2.6448 | 0 | 2.6618 | 0 | 0 | -23.1768 | 8.2245 | 0 | 7.5315 | 0 | 0 | -33.5289 | 13.6946 | 0 | 11.9984 | -4.3972 | -7.4207 | -7.8358
6 | 27 | 21 | 0 | 0 | -10.3551 | 2.8424 | 0 | 2.8627 | 0 | 0 | -24.7324 | 8.839 | 0 | 8.0998 | 0 | 0 | -35.7794 | 14.7177 | 0 | 12.9038 | -4.65 | -7.7936 | -8.1579
6 | 27 | 22 | 0 | 0 | -10.9896 | 3.0621 | 0 | 3.0833 | 0 | 0 | -26.2476 | 9.522 | 0 | 8.7242 | 0 | 0 | -37.9714 | 15.8549 | 0 | 13.8985 | -4.8442 | -8.0015 | -8.218
6 | 27 | 23 | 0 | 0 | -11.0147 | 3.0621 | 0 | 3.0787 | 0 | 0 | -26.3077 | 9.5221 | 0 | 8.7112 | 0 | 0 | -38.0582 | 15.8552 | 0 | 13.8778 | -4.8738 | -8.0743 | -8.3252
6 | 28 | 0 | 0 | 0 | -11.0965 | 3.1116 | 0 | 3.1182 | 0 | 0 | -26.5031 | 9.6759 | 0 | 8.8229 | 0 | 0 | -38.3409 | 16.1113 | 0 | 14.0558 | -4.8667 | -8.0042 | -8.1739
6 | 28 | 1 | 0 | 0 | -11.1259 | 3.1162 | 0 | 3.115 | 0 | 0 | -26.5734 | 9.6902 | 0 | 8.8137 | 0 | 0 | -38.4426 | 16.1351 | 0 | 14.0412 | -4.8948 | -8.0694 | -8.2663
6 | 28 | 2 | 0 | 0 | -7.9454 | 2.0881 | 0 | 2.0853 | 0 | 0 | -18.9768 | 6.4932 | 0 | 5.9003 | 0 | 0 | -27.453 | 10.8117 | 0 | 9.3998 | -3.772 | -6.5834 | -7.2415
6 | 28 | 3 | 0 | 0 | -4.7231 | 1.1503 | 0 | 1.1471 | 0 | 0 | -11.2807 | 3.577 | 0 | 3.2456 | 0 | 0 | -16.3193 | 5.956 | 0 | 5.1706 | -2.4257 | -4.4581 | -5.1927
6 | 28 | 4 | 0 | 0 | -1.61 | 0.36605 | 0 | 0.3561 | 0 | 0 | -3.8454 | 1.1383 | 0 | 1.0076 | 0 | 0 | -5.563 | 1.8953 | 0 | 1.6052 | -0.88787 | -1.6995 | -2.0625
6 | 28 | 5 | 0 | 0 | -0.24118 | 0.052016 | 0 | 0.052843 | 0 | 0 | -0.57603 | 0.16175 | 0 | 0.14952 | 0 | 0 | -0.83332 | 0.26933 | 0 | 0.2382 | -0.13632 | -0.26476 | -0.32579
6 | 28 | 6 | 0 | 0 | -0.0085345 | 0.0019262 | 0 | 0.0057821 | 0 | 0 | -0.020384 | 0.0059898 | 0 | 0.01636 | 0 | 0 | -0.029489 | 0.0099735 | 0 | 0.026063 | -0.00082627 | 0.0019659 | 0.0065481
6 | 28 | 7 | 0 | 0 | -1.3056e-08 | 1.619e-09 | 0 | 5.1676e-09 | 0 | 0 | -3.1183e-08 | 5.0344e-09 | 0 | 1.4622e-08 | 0 | 0 | -4.5112e-08 | 8.3827e-09 | 0 | 2.3294e-08 | -6.2695e-09 | -1.1527e-08 | -1.3435e-08
6 | 28 | 8 | 0 | 0 | 0 | 0 | 0 | 0 | 0 | 0 | 0 | 0 | 0 | 0 | 0 | 0 | 0 | 0 | 0 | 0 | 0 | 0 | 0
6 | 28 | 9 | 0 | 0 | 0 | 0 | 0 | 0 | 0 | 0 | 0 | 0 | 0 | 0 | 0 | 0 | 0 | 0 | 0 | 0 | 0 | 0 | 0
6 | 28 | 10 | 0 | 0 | 0 | 0 | 0 | 0 | 0 | 0 | 0 | 0 | 0 | 0 | 0 | 0 | 0 | 0 | 0 | 0 | 0 | 0 | 0
6 | 28 | 11 | 0 | 0 | 0 | 0 | 0 | 0 | 0 | 0 | 0 | 0 | 0 | 0 | 0 | 0 | 0 | 0 | 0 | 0 | 0 | 0 | 0
6 | 28 | 12 | 0 | 0 | 0 | 0 | 0 | 0 | 0 | 0 | 0 | 0 | 0 | 0 | 0 | 0 | 0 | 0 | 0 | 0 | 0 | 0 | 0
6 | 28 | 13 | 0 | 0 | -1.3056e-08 | 0.00028072 | 0 | 0.00028363 | 0 | 0 | -3.1183e-08 | 0.00087295 | 0 | 0.00080252 | 0 | 0 | -4.5112e-08 | 0.0014535 | 0 | 0.0012785 | 0.00056434 | 0.0016754 | 0.002732
6 | 28 | 14 | 0 | 0 | -0.49524 | 0.10964 | 0 | 0.10751 | 0 | 0 | -1.1828 | 0.34096 | 0 | 0.30419 | 0 | 0 | -1.7112 | 0.56772 | 0 | 0.48461 | -0.27808 | -0.53768 | -0.65882
6 | 28 | 15 | 0 | 0 | -1.8255 | 0.42082 | 0 | 0.40616 | 0 | 0 | -4.3599 | 1.3086 | 0 | 1.1492 | 0 | 0 | -6.3073 | 2.1789 | 0 | 1.8308 | -0.99847 | -1.9021 | -2.2976
6 | 28 | 16 | 0 | 0 | -3.4502 | 0.83506 | 0 | 0.81619 | 0 | 0 | -8.2404 | 2.5967 | 0 | 2.3094 | 0 | 0 | -11.9211 | 4.3238 | 0 | 3.6791 | -1.7989 | -3.3343 | -3.9182
6 | 28 | 17 | 0 | 0 | -4.4362 | 1.0947 | 0 | 1.0785 | 0 | 0 | -10.5956 | 3.404 | 0 | 3.0516 | 0 | 0 | -15.3282 | 5.668 | 0 | 4.8615 | -2.2631 | -4.1399 | -4.7987
6 | 28 | 18 | 0 | 0 | -5.4535 | 1.3721 | 0 | 1.363 | 0 | 0 | -13.0252 | 4.2668 | 0 | 3.8567 | 0 | 0 | -18.843 | 7.1046 | 0 | 6.1441 | -2.7183 | -4.9017 | -5.5944
6 | 28 | 19 | 0 | 0 | -6.5163 | 1.6769 | 0 | 1.679 | 0 | 0 | -15.5637 | 5.2147 | 0 | 4.7507 | 0 | 0 | -22.5154 | 8.6829 | 0 | 7.5684 | -3.1604 | -5.5983 | -6.2641
6 | 28 | 20 | 0 | 0 | -6.6121 | 1.7002 | 0 | 1.704 | 0 | 0 | -15.7924 | 5.287 | 0 | 4.8214 | 0 | 0 | -22.8462 | 8.8033 | 0 | 7.681 | -3.2079 | -5.684 | -6.3619
6 | 28 | 21 | 0 | 0 | -6.6676 | 1.7133 | 0 | 1.7192 | 0 | 0 | -15.925 | 5.3279 | 0 | 4.8644 | 0 | 0 | -23.0381 | 8.8714 | 0 | 7.7495 | -3.2351 | -5.7327 | -6.4172
6 | 28 | 22 | 0 | 0 | -6.7158 | 1.7263 | 0 | 1.733 | 0 | 0 | -16.0402 | 5.3682 | 0 | 4.9034 | 0 | 0 | -23.2046 | 8.9385 | 0 | 7.8115 | -3.2565 | -5.7686 | -6.4546
6 | 28 | 23 | 0 | 0 | -6.6358 | 1.6986 | 0 | 1.7051 | 0 | 0 | -15.8491 | 5.2822 | 0 | 4.8246 | 0 | 0 | -22.9283 | 8.7953 | 0 | 7.686 | -3.2321 | -5.7424 | -6.447
6 | 29 | 0 | 0 | 0 | -6.5242 | 1.6675 | 0 | 1.676 | 0 | 0 | -15.5824 | 5.1853 | 0 | 4.7421 | 0 | 0 | -22.5424 | 8.634 | 0 | 7.5547 | -3.1807 | -5.655 | -6.3537
6 | 29 | 1 | 0 | 0 | -6.4517 | 1.6429 | 0 | 1.6516 | 0 | 0 | -15.4093 | 5.1089 | 0 | 4.6732 | 0 | 0 | -22.2921 | 8.5069 | 0 | 7.4449 | -3.1571 | -5.6272 | -6.3403
6 | 29 | 2 | 0 | 0 | -5.3358 | 1.3275 | 0 | 1.3349 | 0 | 0 | -12.744 | 4.128 | 0 | 3.777 | 0 | 0 | -18.4362 | 6.8736 | 0 | 6.0171 | -2.6734 | -4.839 | -5.5456
6 | 29 | 3 | 0 | 0 | -4.1839 | 1.019 | 0 | 1.0293 | 0 | 0 | -9.9929 | 3.1686 | 0 | 2.9124 | 0 | 0 | -14.4563 | 5.276 | 0 | 4.6398 | -2.1356 | -3.9119 | -4.5406
6 | 29 | 4 | 0 | 0 | -3.0209 | 0.73238 | 0 | 0.74317 | 0 | 0 | -7.2152 | 2.2774 | 0 | 2.1028 | 0 | 0 | -10.4379 | 3.7921 | 0 | 3.3499 | -1.5454 | -2.835 | -3.2959
6 | 29 | 5 | 0 | 0 | -2.3386 | 0.54824 | 0 | 0.53618 | 0 | 0 | -5.5856 | 1.7048 | 0 | 1.5171 | 0 | 0 | -8.0805 | 2.8387 | 0 | 2.4169 | -1.2542 | -2.3637 | -2.8249
6 | 29 | 6 | 0 | 0 | -2.0302 | 0.4695 | 0 | 0.44664 | 0 | 0 | -4.8489 | 1.46 | 0 | 1.2638 | 0 | 0 | -7.0147 | 2.431 | 0 | 2.0133 | -1.114 | -2.1251 | -2.5704
6 | 29 | 7 | 0 | 0 | -1.7393 | 0.39154 | 0 | 0.36233 | 0 | 0 | -4.1541 | 1.2176 | 0 | 1.0252 | 0 | 0 | -6.0095 | 2.0274 | 0 | 1.6333 | -0.98538 | -1.9113 | -2.3489
6 | 29 | 8 | 0 | 0 | -1.1123 | 0.25345 | 0 | 0.23486 | 0 | 0 | -2.6568 | 0.78813 | 0 | 0.66452 | 0 | 0 | -3.8434 | 1.3123 | 0 | 1.0587 | -0.62404 | -1.2041 | -1.4725
6 | 29 | 9 | 0 | 0 | -0.6047 | 0.14568 | 0 | 0.13892 | 0 | 0 | -1.4443 | 0.45301 | 0 | 0.39307 | 0 | 0 | -2.0894 | 0.75431 | 0 | 0.62619 | -0.32011 | -0.59821 | -0.70889
6 | 29 | 10 | 0 | 0 | -0.27649 | 0.077797 | 0 | 0.079351 | 0 | 0 | -0.66039 | 0.24192 | 0 | 0.22452 | 0 | 0 | -0.95535 | 0.40282 | 0 | 0.35769 | -0.11935 | -0.19394 | -0.19485
6 | 29 | 11 | 0 | 0 | -0.20888 | 0.058758 | 0 | 0.069163 | 0 | 0 | -0.49888 | 0.18272 | 0 | 0.1957 | 0 | 0 | -0.72172 | 0.30424 | 0 | 0.31176 | -0.080955 | -0.12047 | -0.10571
6 | 29 | 12 | 0 | 0 | -0.18106 | 0.051688 | 0 | 0.064256 | 0 | 0 | -0.43246 | 0.16073 | 0 | 0.18181 | 0 | 0 | -0.62562 | 0.26763 | 0 | 0.28964 | -0.065119 | -0.089913 | -0.06834
6 | 29 | 13 | 0 | 0 | -0.17423 | 0.050469 | 0 | 0.064253 | 0 | 0 | -0.41613 | 0.15694 | 0 | 0.1818 | 0 | 0 | -0.602 | 0.26132 | 0 | 0.28963 | -0.059508 | -0.077391 | -0.051055
6 | 29 | 14 | 0 | 0 | -0.25202 | 0.073275 | 0 | 0.091714 | 0 | 0 | -0.60193 | 0.22786 | 0 | 0.2595 | 0 | 0 | -0.87078 | 0.3794 | 0 | 0.41341 | -0.08703 | -0.11457 | -0.077965
6 | 29 | 15 | 0 | 0 | -0.80028 | 0.19549 | 0 | 0.20321 | 0 | 0 | -1.9114 | 0.60789 | 0 | 0.57496 | 0 | 0 | -2.7652 | 1.0122 | 0 | 0.91597 | -0.40159 | -0.72855 | -0.83698
6 | 29 | 16 | 0 | 0 | -1.9302 | 0.45777 | 0 | 0.45234 | 0 | 0 | -4.6101 | 1.4235 | 0 | 1.2799 | 0 | 0 | -6.6692 | 2.3703 | 0 | 2.039 | -1.0201 | -1.9067 | -2.2599
6 | 29 | 17 | 0 | 0 | -2.4283 | 0.5823 | 0 | 0.5698 | 0 | 0 | -5.7999 | 1.8107 | 0 | 1.6122 | 0 | 0 | -8.3905 | 3.015 | 0 | 2.5684 | -1.2762 | -2.3769 | -2.807
6 | 29 | 18 | 0 | 0 | -2.9685 | 0.72293 | 0 | 0.71052 | 0 | 0 | -7.09 | 2.2481 | 0 | 2.0104 | 0 | 0 | -10.2569 | 3.7432 | 0 | 3.2028 | -1.5351 | -2.8316 | -3.3109
6 | 29 | 19 | 0 | 0 | -3.7354 | 0.92586 | 0 | 0.92612 | 0 | 0 | -8.9216 | 2.8791 | 0 | 2.6204 | 0 | 0 | -12.9065 | 4.794 | 0 | 4.1746 | -1.8834 | -3.4221 | -3.9379
6 | 29 | 20 | 0 | 0 | -4.2197 | 1.0439 | 0 | 1.0453 | 0 | 0 | -10.0785 | 3.2461 | 0 | 2.9577 | 0 | 0 | -14.5801 | 5.405 | 0 | 4.7118 | -2.1305 | -3.8747 | -4.4633
6 | 29 | 21 | 0 | 0 | -4.699 | 1.1783 | 0 | 1.1751 | 0 | 0 | -11.2233 | 3.6642 | 0 | 3.3249 | 0 | 0 | -16.2362 | 6.1013 | 0 | 5.2969 | -2.3456 | -4.2341 | -4.838
6 | 29 | 22 | 0 | 0 | -4.7445 | 1.1993 | 0 | 1.1925 | 0 | 0 | -11.3319 | 3.7294 | 0 | 3.3743 | 0 | 0 | -16.3935 | 6.2098 | 0 | 5.3755 | -2.3527 | -4.2283 | -4.8081
6 | 29 | 23 | 0 | 0 | -4.5832 | 1.1412 | 0 | 1.1436 | 0 | 0 | -10.9465 | 3.5486 | 0 | 3.2359 | 0 | 0 | -15.8359 | 5.9088 | 0 | 5.1551 | -2.2984 | -4.162 | -4.772
6 | 30 | 0 | 0 | 0 | -4.4192 | 1.1008 | 0 | 1.1118 | 0 | 0 | -10.5548 | 3.4231 | 0 | 3.1458 | 0 | 0 | -15.2692 | 5.6998 | 0 | 5.0116 | -2.2066 | -3.9859 | -4.5578
6 | 30 | 1 | 0 | 0 | -4.1178 | 1.0245 | 0 | 1.0382 | 0 | 0 | -9.8349 | 3.186 | 0 | 2.9375 | 0 | 0 | -14.2278 | 5.3049 | 0 | 4.6797 | -2.055 | -3.7115 | -4.2432
6 | 30 | 2 | 0 | 0 | -1.5384 | 0.35761 | 0 | 0.37306 | 0 | 0 | -3.6743 | 1.112 | 0 | 1.0556 | 0 | 0 | -5.3155 | 1.8517 | 0 | 1.6816 | -0.80772 | -1.5067 | -1.7822
6 | 30 | 3 | 0 | 0 | -0.028102 | 0.007712 | 0 | 0.010328 | 0 | 0 | -0.067118 | 0.023982 | 0 | 0.029223 | 0 | 0 | -0.097097 | 0.039932 | 0 | 0.046555 | -0.010062 | -0.013914 | -0.010611
6 | 30 | 4 | 0 | 0 | 0 | 0 | 0 | 0 | 0 | 0 | 0 | 0 | 0 | 0 | 0 | 0 | 0 | 0 | 0 | 0 | 0 | 0 | 0
6 | 30 | 5 | 0 | 0 | 0 | 0 | 0 | 0 | 0 | 0 | 0 | 0 | 0 | 0 | 0 | 0 | 0 | 0 | 0 | 0 | 0 | 0 | 0
6 | 30 | 6 | 0 | 0 | 0 | 0 | 0 | 0 | 0 | 0 | 0 | 0 | 0 | 0 | 0 | 0 | 0 | 0 | 0 | 0 | 0 | 0 | 0
6 | 30 | 7 | 0 | 0 | 0 | 0 | 0 | 0 | 0 | 0 | 0 | 0 | 0 | 0 | 0 | 0 | 0 | 0 | 0 | 0 | 0 | 0 | 0
6 | 30 | 8 | 0 | 0 | 0 | 0 | 0 | 0 | 0 | 0 | 0 | 0 | 0 | 0 | 0 | 0 | 0 | 0 | 0 | 0 | 0 | 0 | 0
6 | 30 | 9 | 0 | 0 | 0 | 0 | 0 | 0 | 0 | 0 | 0 | 0 | 0 | 0 | 0 | 0 | 0 | 0 | 0 | 0 | 0 | 0 | 0
6 | 30 | 10 | 0 | 0 | 0 | 0 | 0 | 0 | 0 | 0 | 0 | 0 | 0 | 0 | 0 | 0 | 0 | 0 | 0 | 0 | 0 | 0 | 0
6 | 30 | 11 | 0 | 0 | 0 | 0 | 0 | 0 | 0 | 0 | 0 | 0 | 0 | 0 | 0 | 0 | 0 | 0 | 0 | 0 | 0 | 0 | 0
6 | 30 | 12 | 0 | 0 | 0 | 0 | 0 | 0 | 0 | 0 | 0 | 0 | 0 | 0 | 0 | 0 | 0 | 0 | 0 | 0 | 0 | 0 | 0
6 | 30 | 13 | 0 | 0 | 0 | 0 | 0 | 0 | 0 | 0 | 0 | 0 | 0 | 0 | 0 | 0 | 0 | 0 | 0 | 0 | 0 | 0 | 0
6 | 30 | 14 | 0 | 0 | 0 | 0 | 0 | 0 | 0 | 0 | 0 | 0 | 0 | 0 | 0 | 0 | 0 | 0 | 0 | 0 | 0 | 0 | 0
6 | 30 | 15 | 0 | 0 | 0 | 0.0013578 | 0 | 0.0013719 | 0 | 0 | 0 | 0.0042223 | 0 | 0.0038816 | 0 | 0 | 0 | 0.0070304 | 0 | 0.0061838 | 0.0027296 | 0.0081039 | 0.013214
6 | 30 | 16 | 0 | 0 | -0.21009 | 0.063682 | 0 | 0.079059 | 0 | 0 | -0.50177 | 0.19803 | 0 | 0.2237 | 0 | 0 | -0.72589 | 0.32974 | 0 | 0.35637 | -0.067344 | -0.080046 | -0.039786
6 | 30 | 17 | 0 | 0 | -0.3947 | 0.12132 | 0 | 0.16005 | 0 | 0 | -0.94271 | 0.37726 | 0 | 0.45285 | 0 | 0 | -1.3638 | 0.62817 | 0 | 0.72144 | -0.11333 | -0.1126 | -0.01418
6 | 30 | 18 | 0 | 0 | -1.5638 | 0.40548 | 0 | 0.4406 | 0 | 0 | -3.735 | 1.2609 | 0 | 1.2467 | 0 | 0 | -5.4033 | 2.0995 | 0 | 1.9861 | -0.71772 | -1.2275 | -1.3177
6 | 30 | 19 | 0 | 0 | -2.9152 | 0.75071 | 0 | 0.77651 | 0 | 0 | -6.9628 | 2.3344 | 0 | 2.1971 | 0 | 0 | -10.0728 | 3.887 | 0 | 3.5002 | -1.388 | -2.4313 | -2.6855
6 | 30 | 20 | 0 | 0 | -3.3922 | 0.89508 | 0 | 0.90966 | 0 | 0 | -8.1019 | 2.7834 | 0 | 2.5739 | 0 | 0 | -11.7207 | 4.6346 | 0 | 4.1004 | -1.5874 | -2.7446 | -2.9857
6 | 30 | 21 | 0 | 0 | -3.873 | 1.0168 | 0 | 1.0307 | 0 | 0 | -9.2505 | 3.162 | 0 | 2.9162 | 0 | 0 | -13.3823 | 5.2649 | 0 | 4.6459 | -1.8256 | -3.1723 | -3.4714
6 | 30 | 22 | 0 | 0 | -4.4199 | 1.174 | 0 | 1.1826 | 0 | 0 | -10.5565 | 3.6508 | 0 | 3.346 | 0 | 0 | -15.2716 | 6.079 | 0 | 5.3305 | -2.0633 | -3.5596 | -3.8621
6 | 30 | 23 | 0 | 0 | -4.3486 | 1.1487 | 0 | 1.1482 | 0 | 0 | -10.3863 | 3.5719 | 0 | 3.2487 | 0 | 0 | -15.0254 | 5.9475 | 0 | 5.1755 | -2.0518 | -3.5657 | -3.9024
7 | 1 | 0 | 0 | 0 | -4.276 | 1.1277 | 0 | 1.1207 | 0 | 0 | -10.213 | 3.5067 | 0 | 3.1709 | 0 | 0 | -14.7747 | 5.8389 | 0 | 5.0515 | -2.0277 | -3.5354 | -3.8842
7 | 1 | 1 | 0 | 0 | -4.2002 | 1.1007 | 0 | 1.0848 | 0 | 0 | -10.0318 | 3.4229 | 0 | 3.0695 | 0 | 0 | -14.5126 | 5.6995 | 0 | 4.89 | -2.0146 | -3.5394 | -3.9231
7 | 1 | 2 | 0 | 0 | -3.1325 | 0.79303 | 0 | 0.7839 | 0 | 0 | -7.4818 | 2.4661 | 0 | 2.218 | 0 | 0 | -10.8236 | 4.1062 | 0 | 3.5335 | -1.5556 | -2.7978 | -3.1839
7 | 1 | 3 | 0 | 0 | -2.0127 | 0.48908 | 0 | 0.49845 | 0 | 0 | -4.8072 | 1.5209 | 0 | 1.4103 | 0 | 0 | -6.9544 | 2.5324 | 0 | 2.2468 | -1.0252 | -1.876 | -2.1752
7 | 1 | 4 | 0 | 0 | -1.0042 | 0.24002 | 0 | 0.24752 | 0 | 0 | -2.3984 | 0.74639 | 0 | 0.70035 | 0 | 0 | -3.4697 | 1.2428 | 0 | 1.1157 | -0.51665 | -0.9517 | -1.1112
7 | 1 | 5 | 0 | 0 | -0.18307 | 0.051383 | 0 | 0.061601 | 0 | 0 | -0.43726 | 0.15978 | 0 | 0.1743 | 0 | 0 | -0.63256 | 0.26605 | 0 | 0.27767 | -0.070091 | -0.10318 | -0.08884
7 | 1 | 6 | 0 | 0 | -0.028102 | 0.0079575 | 0 | 0.0098018 | 0 | 0 | -0.067118 | 0.024745 | 0 | 0.027734 | 0 | 0 | -0.097097 | 0.041203 | 0 | 0.044183 | -0.010342 | -0.014639 | -0.011712
7 | 1 | 7 | 0 | 0 | 0 | 0 | 0 | 0 | 0 | 0 | 0 | 0 | 0 | 0 | 0 | 0 | 0 | 0 | 0 | 0 | 0 | 0 | 0
7 | 1 | 8 | 0 | 0 | 0 | 0 | 0 | 0 | 0 | 0 | 0 | 0 | 0 | 0 | 0 | 0 | 0 | 0 | 0 | 0 | 0 | 0 | 0
7 | 1 | 9 | 0 | 0 | 0 | 0 | 0 | 0 | 0 | 0 | 0 | 0 | 0 | 0 | 0 | 0 | 0 | 0 | 0 | 0 | 0 | 0 | 0
7 | 1 | 10 | 0 | 0 | 0 | 0 | 0 | 0 | 0 | 0 | 0 | 0 | 0 | 0 | 0 | 0 | 0 | 0 | 0 | 0 | 0 | 0 | 0
7 | 1 | 11 | 0 | 0 | 0 | 0 | 0 | 0 | 0 | 0 | 0 | 0 | 0 | 0 | 0 | 0 | 0 | 0 | 0 | 0 | 0 | 0 | 0
7 | 1 | 12 | 0 | 0 | 0 | 0 | 0 | 0 | 0 | 0 | 0 | 0 | 0 | 0 | 0 | 0 | 0 | 0 | 0 | 0 | 0 | 0 | 0
7 | 1 | 13 | 0 | 0 | 0 | 0 | 0 | 0 | 0 | 0 | 0 | 0 | 0 | 0 | 0 | 0 | 0 | 0 | 0 | 0 | 0 | 0 | 0
7 | 1 | 14 | 0 | 0 | 0 | 0.00078609 | 0 | 0.00079423 | 0 | 0 | 0 | 0.0024445 | 0 | 0.0022472 | 0 | 0 | 0 | 0.0040703 | 0 | 0.0035801 | 0.0015803 | 0.0046917 | 0.0076503
7 | 1 | 15 | 0 | 0 | -0.0041515 | 0.0035137 | 0 | 0.0032253 | 0 | 0 | -0.0099154 | 0.010926 | 0 | 0.0091259 | 0 | 0 | -0.014344 | 0.018194 | 0 | 0.014538 | 0.0025876 | 0.010137 | 0.018388
7 | 1 | 16 | 0 | 0 | -0.091925 | 0.026327 | 0 | 0.024327 | 0 | 0 | -0.21955 | 0.081866 | 0 | 0.068833 | 0 | 0 | -0.31762 | 0.13631 | 0 | 0.10966 | -0.041271 | -0.068856 | -0.071649
7 | 1 | 17 | 0 | 0 | -0.5124 | 0.12737 | 0 | 0.13091 | 0 | 0 | -1.2238 | 0.39609 | 0 | 0.37042 | 0 | 0 | -1.7704 | 0.65953 | 0 | 0.59011 | -0.25411 | -0.45731 | -0.52081
7 | 1 | 18 | 0 | 0 | -1.2614 | 0.30626 | 0 | 0.3093 | 0 | 0 | -3.0127 | 0.95237 | 0 | 0.87516 | 0 | 0 | -4.3584 | 1.5858 | 0 | 1.3942 | -0.64582 | -1.1852 | -1.3784
7 | 1 | 19 | 0 | 0 | -1.9724 | 0.48412 | 0 | 0.48827 | 0 | 0 | -4.7108 | 1.5054 | 0 | 1.3815 | 0 | 0 | -6.8149 | 2.5067 | 0 | 2.2009 | -0.99997 | -1.8238 | -2.1073
7 | 1 | 20 | 0 | 0 | -2.4919 | 0.61579 | 0 | 0.61657 | 0 | 0 | -5.9517 | 1.9149 | 0 | 1.7446 | 0 | 0 | -8.6101 | 3.1885 | 0 | 2.7793 | -1.2595 | -2.2922 | -2.6424
7 | 1 | 21 | 0 | 0 | -0.95303 | 0.28936 | 0 | 0.34583 | 0 | 0 | -2.2762 | 0.89981 | 0 | 0.97851 | 0 | 0 | -3.2929 | 1.4983 | 0 | 1.5589 | -0.31784 | -0.39792 | -0.23581
7 | 1 | 22 | 0 | 0 | -0.9973 | 0.31252 | 0 | 0.34173 | 0 | 0 | -2.382 | 0.97182 | 0 | 0.96692 | 0 | 0 | -3.4459 | 1.6182 | 0 | 1.5404 | -0.34304 | -0.44322 | -0.28731
7 | 1 | 23 | 0 | 0 | -1.4488 | 0.48462 | 0 | 0.44878 | 0 | 0 | -3.4602 | 1.507 | 0 | 1.2698 | 0 | 0 | -5.0058 | 2.5093 | 0 | 2.0229 | -0.51536 | -0.68345 | -0.47359
7 | 2 | 0 | 0 | 0 | -1.5109 | 0.50476 | 0 | 0.47007 | 0 | 0 | -3.6087 | 1.5696 | 0 | 1.33 | 0 | 0 | -5.2206 | 2.6136 | 0 | 2.1189 | -0.53609 | -0.70902 | -0.48809
7 | 2 | 1 | 0 | 0 | -1.5641 | 0.52728 | 0 | 0.4947 | 0 | 0 | -3.7358 | 1.6397 | 0 | 1.3997 | 0 | 0 | -5.4045 | 2.7302 | 0 | 2.2299 | -0.54216 | -0.69643 | -0.44436
7 | 2 | 2 | 0 | 0 | -1.1885 | 0.38062 | 0 | 0.36135 | 0 | 0 | -2.8386 | 1.1836 | 0 | 1.0224 | 0 | 0 | -4.1065 | 1.9708 | 0 | 1.6288 | -0.44653 | -0.63262 | -0.50692
7 | 2 | 3 | 0 | 0 | -0.80827 | 0.2457 | 0 | 0.23794 | 0 | 0 | -1.9305 | 0.76405 | 0 | 0.67326 | 0 | 0 | -2.7928 | 1.2722 | 0 | 1.0726 | -0.32462 | -0.49317 | -0.44797
7 | 2 | 4 | 0 | 0 | -0.43012 | 0.12499 | 0 | 0.12665 | 0 | 0 | -1.0273 | 0.38868 | 0 | 0.35835 | 0 | 0 | -1.4861 | 0.64719 | 0 | 0.57088 | -0.17847 | -0.28026 | -0.26807
7 | 2 | 5 | 0 | 0 | -0.15356 | 0.04398 | 0 | 0.051377 | 0 | 0 | -0.36678 | 0.13676 | 0 | 0.14537 | 0 | 0 | -0.5306 | 0.22772 | 0 | 0.23159 | -0.058207 | -0.084644 | -0.071289
7 | 2 | 6 | 0 | 0 | -0.0056203 | 0.0018161 | 0 | 0.0021872 | 0 | 0 | -0.013424 | 0.0056474 | 0 | 0.0061887 | 0 | 0 | -0.019419 | 0.0094034 | 0 | 0.0098593 | -0.001617 | -0.0015875 | -0.00015677
7 | 2 | 7 | 0 | 0 | 0 | 0 | 0 | 0 | 0 | 0 | 0 | 0 | 0 | 0 | 0 | 0 | 0 | 0 | 0 | 0 | 0 | 0 | 0
7 | 2 | 8 | 0 | 0 | 0 | 0 | 0 | 0 | 0 | 0 | 0 | 0 | 0 | 0 | 0 | 0 | 0 | 0 | 0 | 0 | 0 | 0 | 0
7 | 2 | 9 | 0 | 0 | 0 | 0 | 0 | 0 | 0 | 0 | 0 | 0 | 0 | 0 | 0 | 0 | 0 | 0 | 0 | 0 | 0 | 0 | 0
7 | 2 | 10 | 0 | 0 | 0 | 0 | 0 | 0 | 0 | 0 | 0 | 0 | 0 | 0 | 0 | 0 | 0 | 0 | 0 | 0 | 0 | 0 | 0
7 | 2 | 11 | 0 | 0 | 0 | 0 | 0 | 0 | 0 | 0 | 0 | 0 | 0 | 0 | 0 | 0 | 0 | 0 | 0 | 0 | 0 | 0 | 0
7 | 2 | 12 | 0 | 0 | 0 | 0 | 0 | 0 | 0 | 0 | 0 | 0 | 0 | 0 | 0 | 0 | 0 | 0 | 0 | 0 | 0 | 0 | 0
7 | 2 | 13 | 0 | 0 | 0 | 0 | 0 | 0 | 0 | 0 | 0 | 0 | 0 | 0 | 0 | 0 | 0 | 0 | 0 | 0 | 0 | 0 | 0
7 | 2 | 14 | 0 | 0 | 0 | 0 | 0 | 0 | 0 | 0 | 0 | 0 | 0 | 0 | 0 | 0 | 0 | 0 | 0 | 0 | 0 | 0 | 0
7 | 2 | 15 | 0 | 0 | -0.11241 | 0.032798 | 0 | 0.040313 | 0 | 0 | -0.26847 | 0.10199 | 0 | 0.11406 | 0 | 0 | -0.38839 | 0.16982 | 0 | 0.18171 | -0.039296 | -0.05242 | -0.036852
7 | 2 | 16 | 0 | 0 | -0.33352 | 0.097815 | 0 | 0.11683 | 0 | 0 | -0.79658 | 0.30417 | 0 | 0.33058 | 0 | 0 | -1.1524 | 0.50647 | 0 | 0.52664 | -0.11887 | -0.16183 | -0.11926
7 | 2 | 17 | 0 | 0 | -0.42673 | 0.12841 | 0 | 0.15593 | 0 | 0 | -1.0192 | 0.39931 | 0 | 0.4412 | 0 | 0 | -1.4745 | 0.66488 | 0 | 0.70288 | -0.14239 | -0.1787 | -0.10669
7 | 2 | 18 | 0 | 0 | -0.51433 | 0.15674 | 0 | 0.1924 | 0 | 0 | -1.2284 | 0.48741 | 0 | 0.54439 | 0 | 0 | -1.7771 | 0.81158 | 0 | 0.86726 | -0.16519 | -0.19663 | -0.098269
7 | 2 | 19 | 0 | 0 | -0.60192 | 0.18569 | 0 | 0.23021 | 0 | 0 | -1.4376 | 0.57742 | 0 | 0.65136 | 0 | 0 | -2.0798 | 0.96145 | 0 | 1.0377 | -0.18603 | -0.20886 | -0.080642
7 | 2 | 20 | 0 | 0 | -0.61584 | 0.18993 | 0 | 0.23439 | 0 | 0 | -1.4709 | 0.5906 | 0 | 0.66319 | 0 | 0 | -2.1279 | 0.9834 | 0 | 1.0565 | -0.19153 | -0.2171 | -0.087949
7 | 2 | 21 | 0 | 0 | -0.63539 | 0.19844 | 0 | 0.24393 | 0 | 0 | -1.5176 | 0.61708 | 0 | 0.69018 | 0 | 0 | -2.1954 | 1.0275 | 0 | 1.0995 | -0.19302 | -0.21031 | -0.068379
7 | 2 | 22 | 0 | 0 | -0.64931 | 0.20283 | 0 | 0.24822 | 0 | 0 | -1.5508 | 0.63072 | 0 | 0.70234 | 0 | 0 | -2.2435 | 1.0502 | 0 | 1.1189 | -0.19826 | -0.21777 | -0.074421
7 | 2 | 23 | 0 | 0 | -0.63037 | 0.19312 | 0 | 0.23672 | 0 | 0 | -1.5056 | 0.60053 | 0 | 0.6698 | 0 | 0 | -2.1781 | 0.99993 | 0 | 1.0671 | -0.20053 | -0.23527 | -0.11109
7 | 3 | 0 | 0 | 0 | -0.61498 | 0.18819 | 0 | 0.23111 | 0 | 0 | -1.4688 | 0.5852 | 0 | 0.65391 | 0 | 0 | -2.1249 | 0.97441 | 0 | 1.0417 | -0.19569 | -0.22972 | -0.10874
7 | 3 | 1 | 0 | 0 | -0.59397 | 0.18144 | 0 | 0.22307 | 0 | 0 | -1.4186 | 0.56423 | 0 | 0.63118 | 0 | 0 | -2.0523 | 0.93949 | 0 | 1.0055 | -0.18945 | -0.22324 | -0.10728
7 | 3 | 2 | 0 | 0 | -0.32228 | 0.091559 | 0 | 0.11324 | 0 | 0 | -0.76973 | 0.28472 | 0 | 0.3204 | 0 | 0 | -1.1135 | 0.47408 | 0 | 0.51043 | -0.11748 | -0.16461 | -0.12903
7 | 3 | 3 | 0 | 0 | -0.052659 | 0.014321 | 0 | 0.018407 | 0 | 0 | -0.12577 | 0.044533 | 0 | 0.052083 | 0 | 0 | -0.18195 | 0.074151 | 0 | 0.082973 | -0.01993 | -0.029155 | -0.024823
7 | 3 | 4 | 0 | 0 | 0 | 0 | 0 | 0 | 0 | 0 | 0 | 0 | 0 | 0 | 0 | 0 | 0 | 0 | 0 | 0 | 0 | 0 | 0
7 | 3 | 5 | 0 | 0 | 0 | 0 | 0 | 0 | 0 | 0 | 0 | 0 | 0 | 0 | 0 | 0 | 0 | 0 | 0 | 0 | 0 | 0 | 0
7 | 3 | 6 | 0 | 0 | 0 | 0 | 0 | 0 | 0 | 0 | 0 | 0 | 0 | 0 | 0 | 0 | 0 | 0 | 0 | 0 | 0 | 0 | 0
7 | 3 | 7 | 0 | 0 | 0 | 0 | 0 | 0 | 0 | 0 | 0 | 0 | 0 | 0 | 0 | 0 | 0 | 0 | 0 | 0 | 0 | 0 | 0
7 | 3 | 8 | 0 | 0 | 0 | 0 | 0 | 0 | 0 | 0 | 0 | 0 | 0 | 0 | 0 | 0 | 0 | 0 | 0 | 0 | 0 | 0 | 0
7 | 3 | 9 | 0 | 0 | 0 | 0 | 0 | 0 | 0 | 0 | 0 | 0 | 0 | 0 | 0 | 0 | 0 | 0 | 0 | 0 | 0 | 0 | 0
7 | 3 | 10 | 0 | 0 | 0 | 0 | 0 | 0 | 0 | 0 | 0 | 0 | 0 | 0 | 0 | 0 | 0 | 0 | 0 | 0 | 0 | 0 | 0
7 | 3 | 11 | 0 | 0 | 0 | 0 | 0 | 0 | 0 | 0 | 0 | 0 | 0 | 0 | 0 | 0 | 0 | 0 | 0 | 0 | 0 | 0 | 0
7 | 3 | 12 | 0 | 0 | 0 | 0 | 0 | 0 | 0 | 0 | 0 | 0 | 0 | 0 | 0 | 0 | 0 | 0 | 0 | 0 | 0 | 0 | 0
7 | 3 | 13 | 0 | 0 | 0 | 0 | 0 | 0 | 0 | 0 | 0 | 0 | 0 | 0 | 0 | 0 | 0 | 0 | 0 | 0 | 0 | 0 | 0
7 | 3 | 14 | 0 | 0 | 0 | 0 | 0 | 0 | 0 | 0 | 0 | 0 | 0 | 0 | 0 | 0 | 0 | 0 | 0 | 0 | 0 | 0 | 0
7 | 3 | 15 | 0 | 0 | 0 | 0 | 0 | 0 | 0 | 0 | 0 | 0 | 0 | 0 | 0 | 0 | 0 | 0 | 0 | 0 | 0 | 0 | 0
7 | 3 | 16 | 0 | 0 | 0 | 0 | 0 | 0 | 0 | 0 | 0 | 0 | 0 | 0 | 0 | 0 | 0 | 0 | 0 | 0 | 0 | 0 | 0
7 | 3 | 17 | 0 | 0 | 0 | 0 | 0 | 0 | 0 | 0 | 0 | 0 | 0 | 0 | 0 | 0 | 0 | 0 | 0 | 0 | 0 | 0 | 0
7 | 3 | 18 | 0 | 0 | -0.069343 | 0.016792 | 0 | 0.051677 | 0 | 0 | -0.16562 | 0.052218 | 0 | 0.14622 | 0 | 0 | -0.2396 | 0.086948 | 0 | 0.23294 | -0.00087331 | 0.032817 | 0.080294
7 | 3 | 19 | 0 | 0 | -0.089612 | 0.022478 | 0 | 0.069177 | 0 | 0 | -0.21403 | 0.0699 | 0 | 0.19573 | 0 | 0 | -0.30963 | 0.11639 | 0 | 0.31182 | 0.0020431 | 0.051602 | 0.11858
7 | 3 | 20 | 0 | 0 | -0.090679 | 0.022746 | 0 | 0.070001 | 0 | 0 | -0.21658 | 0.070732 | 0 | 0.19806 | 0 | 0 | -0.31332 | 0.11778 | 0 | 0.31554 | 0.0020675 | 0.052217 | 0.11999
7 | 3 | 21 | 0 | 0 | -0.091746 | 0.023049 | 0 | 0.071634 | 0 | 0 | -0.21913 | 0.071674 | 0 | 0.20269 | 0 | 0 | -0.317 | 0.11934 | 0 | 0.3229 | 0.0029369 | 0.055232 | 0.12524
7 | 3 | 22 | 0 | 0 | -0.11636 | 0.02969 | 0 | 0.080086 | 0 | 0 | -0.27792 | 0.092326 | 0 | 0.2266 | 0 | 0 | -0.40205 | 0.15373 | 0 | 0.361 | -0.0065849 | 0.041008 | 0.11267
7 | 3 | 23 | 0 | 0 | -0.10512 | 0.02662 | 0 | 0.076279 | 0 | 0 | -0.25107 | 0.082777 | 0 | 0.21583 | 0 | 0 | -0.36321 | 0.13783 | 0 | 0.34383 | -0.0022222 | 0.047534 | 0.11845
7 | 4 | 0 | 0 | 0 | -0.09388 | 0.023549 | 0 | 0.072471 | 0 | 0 | -0.22422 | 0.073228 | 0 | 0.20505 | 0 | 0 | -0.32438 | 0.12193 | 0 | 0.32667 | 0.0021404 | 0.05406 | 0.12423
7 | 4 | 1 | 0 | 0 | -0.09388 | 0.02397 | 0 | 0.072897 | 0 | 0 | -0.22422 | 0.074538 | 0 | 0.20626 | 0 | 0 | -0.32438 | 0.12411 | 0 | 0.32859 | 0.002987 | 0.056573 | 0.12833
7 | 4 | 2 | 0 | 0 | -0.048007 | 0.011219 | 0 | 0.034526 | 0 | 0 | -0.11466 | 0.034889 | 0 | 0.097691 | 0 | 0 | -0.16587 | 0.058093 | 0 | 0.15563 | -0.002261 | 0.017919 | 0.04785
7 | 4 | 3 | 0 | 0 | 0 | 0 | 0 | 0 | 0 | 0 | 0 | 0 | 0 | 0 | 0 | 0 | 0 | 0 | 0 | 0 | 0 | 0 | 0
7 | 4 | 4 | 0 | 0 | 0 | 0 | 0 | 0 | 0 | 0 | 0 | 0 | 0 | 0 | 0 | 0 | 0 | 0 | 0 | 0 | 0 | 0 | 0
7 | 4 | 5 | 0 | 0 | 0 | 0 | 0 | 0 | 0 | 0 | 0 | 0 | 0 | 0 | 0 | 0 | 0 | 0 | 0 | 0 | 0 | 0 | 0
7 | 4 | 6 | 0 | 0 | 0 | 0 | 0 | 0 | 0 | 0 | 0 | 0 | 0 | 0 | 0 | 0 | 0 | 0 | 0 | 0 | 0 | 0 | 0
7 | 4 | 7 | 0 | 0 | 0 | 0 | 0 | 0 | 0 | 0 | 0 | 0 | 0 | 0 | 0 | 0 | 0 | 0 | 0 | 0 | 0 | 0 | 0
7 | 4 | 8 | 0 | 0 | 0 | 0 | 0 | 0 | 0 | 0 | 0 | 0 | 0 | 0 | 0 | 0 | 0 | 0 | 0 | 0 | 0 | 0 | 0
7 | 4 | 9 | 0 | 0 | 0 | 0 | 0 | 0 | 0 | 0 | 0 | 0 | 0 | 0 | 0 | 0 | 0 | 0 | 0 | 0 | 0 | 0 | 0
7 | 4 | 10 | 0 | 0 | 0 | 0 | 0 | 0 | 0 | 0 | 0 | 0 | 0 | 0 | 0 | 0 | 0 | 0 | 0 | 0 | 0 | 0 | 0
7 | 4 | 11 | 0 | 0 | 0 | 0 | 0 | 0 | 0 | 0 | 0 | 0 | 0 | 0 | 0 | 0 | 0 | 0 | 0 | 0 | 0 | 0 | 0
7 | 4 | 12 | 0 | 0 | 0 | 0 | 0 | 0 | 0 | 0 | 0 | 0 | 0 | 0 | 0 | 0 | 0 | 0 | 0 | 0 | 0 | 0 | 0
7 | 4 | 13 | 0 | 0 | 0 | 0 | 0 | 0 | 0 | 0 | 0 | 0 | 0 | 0 | 0 | 0 | 0 | 0 | 0 | 0 | 0 | 0 | 0
7 | 4 | 14 | 0 | 0 | 0 | 0 | 0 | 0 | 0 | 0 | 0 | 0 | 0 | 0 | 0 | 0 | 0 | 0 | 0 | 0 | 0 | 0 | 0
7 | 4 | 15 | 0 | 0 | 0 | 0 | 0 | 0 | 0 | 0 | 0 | 0 | 0 | 0 | 0 | 0 | 0 | 0 | 0 | 0 | 0 | 0 | 0
7 | 4 | 16 | 0 | 0 | 0 | 0 | 0 | 0 | 0 | 0 | 0 | 0 | 0 | 0 | 0 | 0 | 0 | 0 | 0 | 0 | 0 | 0 | 0
7 | 4 | 17 | 0 | 0 | 0 | 0 | 0 | 0 | 0 | 0 | 0 | 0 | 0 | 0 | 0 | 0 | 0 | 0 | 0 | 0 | 0 | 0 | 0
7 | 4 | 18 | 0 | 0 | 0 | 0 | 0 | 0 | 0 | 0 | 0 | 0 | 0 | 0 | 0 | 0 | 0 | 0 | 0 | 0 | 0 | 0 | 0
7 | 4 | 19 | 0 | 0 | 0 | 0 | 0 | 0 | 0 | 0 | 0 | 0 | 0 | 0 | 0 | 0 | 0 | 0 | 0 | 0 | 0 | 0 | 0
7 | 4 | 20 | 0 | 0 | 0 | 0 | 0 | 0 | 0 | 0 | 0 | 0 | 0 | 0 | 0 | 0 | 0 | 0 | 0 | 0 | 0 | 0 | 0
7 | 4 | 21 | 0 | 0 | 0 | 0 | 0 | 0 | 0 | 0 | 0 | 0 | 0 | 0 | 0 | 0 | 0 | 0 | 0 | 0 | 0 | 0 | 0
7 | 4 | 22 | 0 | 0 | 0 | 0 | 0 | 0 | 0 | 0 | 0 | 0 | 0 | 0 | 0 | 0 | 0 | 0 | 0 | 0 | 0 | 0 | 0
7 | 4 | 23 | 0 | 0 | 0 | 0 | 0 | 0 | 0 | 0 | 0 | 0 | 0 | 0 | 0 | 0 | 0 | 0 | 0 | 0 | 0 | 0 | 0
7 | 5 | 0 | 0 | 0 | 0 | 0 | 0 | 0 | 0 | 0 | 0 | 0 | 0 | 0 | 0 | 0 | 0 | 0 | 0 | 0 | 0 | 0 | 0
7 | 5 | 1 | 0 | 0 | 0 | 0 | 0 | 0 | 0 | 0 | 0 | 0 | 0 | 0 | 0 | 0 | 0 | 0 | 0 | 0 | 0 | 0 | 0
7 | 5 | 2 | 0 | 0 | 0 | 0 | 0 | 0 | 0 | 0 | 0 | 0 | 0 | 0 | 0 | 0 | 0 | 0 | 0 | 0 | 0 | 0 | 0
7 | 5 | 3 | 0 | 0 | 0 | 0 | 0 | 0 | 0 | 0 | 0 | 0 | 0 | 0 | 0 | 0 | 0 | 0 | 0 | 0 | 0 | 0 | 0
7 | 5 | 4 | 0 | 0 | 0 | 0 | 0 | 0 | 0 | 0 | 0 | 0 | 0 | 0 | 0 | 0 | 0 | 0 | 0 | 0 | 0 | 0 | 0
7 | 5 | 5 | 0 | 0 | 0 | 0 | 0 | 0 | 0 | 0 | 0 | 0 | 0 | 0 | 0 | 0 | 0 | 0 | 0 | 0 | 0 | 0 | 0
7 | 5 | 6 | 0 | 0 | 0 | 0 | 0 | 0 | 0 | 0 | 0 | 0 | 0 | 0 | 0 | 0 | 0 | 0 | 0 | 0 | 0 | 0 | 0
7 | 5 | 7 | 0 | 0 | 0 | 0 | 0 | 0 | 0 | 0 | 0 | 0 | 0 | 0 | 0 | 0 | 0 | 0 | 0 | 0 | 0 | 0 | 0
7 | 5 | 8 | 0 | 0 | 0 | 0 | 0 | 0 | 0 | 0 | 0 | 0 | 0 | 0 | 0 | 0 | 0 | 0 | 0 | 0 | 0 | 0 | 0
7 | 5 | 9 | 0 | 0 | 0 | 0 | 0 | 0 | 0 | 0 | 0 | 0 | 0 | 0 | 0 | 0 | 0 | 0 | 0 | 0 | 0 | 0 | 0
7 | 5 | 10 | 0 | 0 | 0 | 0 | 0 | 0 | 0 | 0 | 0 | 0 | 0 | 0 | 0 | 0 | 0 | 0 | 0 | 0 | 0 | 0 | 0
7 | 5 | 11 | 0 | 0 | 0 | 0 | 0 | 0 | 0 | 0 | 0 | 0 | 0 | 0 | 0 | 0 | 0 | 0 | 0 | 0 | 0 | 0 | 0
7 | 5 | 12 | 0 | 0 | 0 | 0 | 0 | 0 | 0 | 0 | 0 | 0 | 0 | 0 | 0 | 0 | 0 | 0 | 0 | 0 | 0 | 0 | 0
7 | 5 | 13 | 0 | 0 | 0 | 0 | 0 | 0 | 0 | 0 | 0 | 0 | 0 | 0 | 0 | 0 | 0 | 0 | 0 | 0 | 0 | 0 | 0
7 | 5 | 14 | 0 | 0 | 0 | 0 | 0 | 0 | 0 | 0 | 0 | 0 | 0 | 0 | 0 | 0 | 0 | 0 | 0 | 0 | 0 | 0 | 0
7 | 5 | 15 | 0 | 0 | 0 | 0 | 0 | 0 | 0 | 0 | 0 | 0 | 0 | 0 | 0 | 0 | 0 | 0 | 0 | 0 | 0 | 0 | 0
7 | 5 | 16 | 0 | 0 | 0 | 0 | 0 | 0 | 0 | 0 | 0 | 0 | 0 | 0 | 0 | 0 | 0 | 0 | 0 | 0 | 0 | 0 | 0
7 | 5 | 17 | 0 | 0 | 0 | 0 | 0 | 0 | 0 | 0 | 0 | 0 | 0 | 0 | 0 | 0 | 0 | 0 | 0 | 0 | 0 | 0 | 0
7 | 5 | 18 | 0 | 0 | 0 | 0 | 0 | 0 | 0 | 0 | 0 | 0 | 0 | 0 | 0 | 0 | 0 | 0 | 0 | 0 | 0 | 0 | 0
7 | 5 | 19 | 0 | 0 | 0 | 0 | 0 | 0 | 0 | 0 | 0 | 0 | 0 | 0 | 0 | 0 | 0 | 0 | 0 | 0 | 0 | 0 | 0
7 | 5 | 20 | 0 | 0 | 0 | 0 | 0 | 0 | 0 | 0 | 0 | 0 | 0 | 0 | 0 | 0 | 0 | 0 | 0 | 0 | 0 | 0 | 0
7 | 5 | 21 | 0 | 0 | 0 | 0 | 0 | 0 | 0 | 0 | 0 | 0 | 0 | 0 | 0 | 0 | 0 | 0 | 0 | 0 | 0 | 0 | 0
7 | 5 | 22 | 0 | 0 | 0 | 0 | 0 | 0 | 0 | 0 | 0 | 0 | 0 | 0 | 0 | 0 | 0 | 0 | 0 | 0 | 0 | 0 | 0
7 | 5 | 23 | 0 | 0 | 0 | 0 | 0 | 0 | 0 | 0 | 0 | 0 | 0 | 0 | 0 | 0 | 0 | 0 | 0 | 0 | 0 | 0 | 0
7 | 6 | 0 | 0 | 0 | 0 | 0 | 0 | 0 | 0 | 0 | 0 | 0 | 0 | 0 | 0 | 0 | 0 | 0 | 0 | 0 | 0 | 0 | 0
7 | 6 | 1 | 0 | 0 | 0 | 0 | 0 | 0 | 0 | 0 | 0 | 0 | 0 | 0 | 0 | 0 | 0 | 0 | 0 | 0 | 0 | 0 | 0
7 | 6 | 2 | 0 | 0 | 0 | 0 | 0 | 0 | 0 | 0 | 0 | 0 | 0 | 0 | 0 | 0 | 0 | 0 | 0 | 0 | 0 | 0 | 0
7 | 6 | 3 | 0 | 0 | 0 | 0 | 0 | 0 | 0 | 0 | 0 | 0 | 0 | 0 | 0 | 0 | 0 | 0 | 0 | 0 | 0 | 0 | 0
7 | 6 | 4 | 0 | 0 | 0 | 0 | 0 | 0 | 0 | 0 | 0 | 0 | 0 | 0 | 0 | 0 | 0 | 0 | 0 | 0 | 0 | 0 | 0
7 | 6 | 5 | 0 | 0 | 0 | 0 | 0 | 0 | 0 | 0 | 0 | 0 | 0 | 0 | 0 | 0 | 0 | 0 | 0 | 0 | 0 | 0 | 0
7 | 6 | 6 | 0 | 0 | 0 | 0 | 0 | 0 | 0 | 0 | 0 | 0 | 0 | 0 | 0 | 0 | 0 | 0 | 0 | 0 | 0 | 0 | 0
7 | 6 | 7 | 0 | 0 | 0 | 0 | 0 | 0 | 0 | 0 | 0 | 0 | 0 | 0 | 0 | 0 | 0 | 0 | 0 | 0 | 0 | 0 | 0
7 | 6 | 8 | 0 | 0 | 0 | 0 | 0 | 0 | 0 | 0 | 0 | 0 | 0 | 0 | 0 | 0 | 0 | 0 | 0 | 0 | 0 | 0 | 0
7 | 6 | 9 | 0 | 0 | 0 | 0 | 0 | 0 | 0 | 0 | 0 | 0 | 0 | 0 | 0 | 0 | 0 | 0 | 0 | 0 | 0 | 0 | 0
7 | 6 | 10 | 0 | 0 | 0 | 0 | 0 | 0 | 0 | 0 | 0 | 0 | 0 | 0 | 0 | 0 | 0 | 0 | 0 | 0 | 0 | 0 | 0
7 | 6 | 11 | 0 | 0 | 0 | 0 | 0 | 0 | 0 | 0 | 0 | 0 | 0 | 0 | 0 | 0 | 0 | 0 | 0 | 0 | 0 | 0 | 0
7 | 6 | 12 | 0 | 0 | 0 | 0 | 0 | 0 | 0 | 0 | 0 | 0 | 0 | 0 | 0 | 0 | 0 | 0 | 0 | 0 | 0 | 0 | 0
7 | 6 | 13 | 0 | 0 | 0 | 0 | 0 | 0 | 0 | 0 | 0 | 0 | 0 | 0 | 0 | 0 | 0 | 0 | 0 | 0 | 0 | 0 | 0
7 | 6 | 14 | 0 | 0 | 0 | 0 | 0 | 0 | 0 | 0 | 0 | 0 | 0 | 0 | 0 | 0 | 0 | 0 | 0 | 0 | 0 | 0 | 0
7 | 6 | 15 | 0 | 0 | 0 | 0 | 0 | 0 | 0 | 0 | 0 | 0 | 0 | 0 | 0 | 0 | 0 | 0 | 0 | 0 | 0 | 0 | 0
7 | 6 | 16 | 0 | 0 | 0 | 0 | 0 | 0 | 0 | 0 | 0 | 0 | 0 | 0 | 0 | 0 | 0 | 0 | 0 | 0 | 0 | 0 | 0
7 | 6 | 17 | 0 | 0 | 0 | 0 | 0 | 0 | 0 | 0 | 0 | 0 | 0 | 0 | 0 | 0 | 0 | 0 | 0 | 0 | 0 | 0 | 0
7 | 6 | 18 | 0 | 0 | 0 | 0 | 0 | 0 | 0 | 0 | 0 | 0 | 0 | 0 | 0 | 0 | 0 | 0 | 0 | 0 | 0 | 0 | 0
7 | 6 | 19 | 0 | 0 | 0 | 0 | 0 | 0 | 0 | 0 | 0 | 0 | 0 | 0 | 0 | 0 | 0 | 0 | 0 | 0 | 0 | 0 | 0
7 | 6 | 20 | 0 | 0 | 0 | 0 | 0 | 0 | 0 | 0 | 0 | 0 | 0 | 0 | 0 | 0 | 0 | 0 | 0 | 0 | 0 | 0 | 0
7 | 6 | 21 | 0 | 0 | 0 | 0 | 0 | 0 | 0 | 0 | 0 | 0 | 0 | 0 | 0 | 0 | 0 | 0 | 0 | 0 | 0 | 0 | 0
7 | 6 | 22 | 0 | 0 | 0 | 0 | 0 | 0 | 0 | 0 | 0 | 0 | 0 | 0 | 0 | 0 | 0 | 0 | 0 | 0 | 0 | 0 | 0
7 | 6 | 23 | 0 | 0 | 0 | 0 | 0 | 0 | 0 | 0 | 0 | 0 | 0 | 0 | 0 | 0 | 0 | 0 | 0 | 0 | 0 | 0 | 0
7 | 7 | 0 | 0 | 0 | 0 | 0 | 0 | 0 | 0 | 0 | 0 | 0 | 0 | 0 | 0 | 0 | 0 | 0 | 0 | 0 | 0 | 0 | 0
7 | 7 | 1 | 0 | 0 | 0 | 0 | 0 | 0 | 0 | 0 | 0 | 0 | 0 | 0 | 0 | 0 | 0 | 0 | 0 | 0 | 0 | 0 | 0
7 | 7 | 2 | 0 | 0 | 0 | 0 | 0 | 0 | 0 | 0 | 0 | 0 | 0 | 0 | 0 | 0 | 0 | 0 | 0 | 0 | 0 | 0 | 0
7 | 7 | 3 | 0 | 0 | 0 | 0 | 0 | 0 | 0 | 0 | 0 | 0 | 0 | 0 | 0 | 0 | 0 | 0 | 0 | 0 | 0 | 0 | 0
7 | 7 | 4 | 0 | 0 | 0 | 0 | 0 | 0 | 0 | 0 | 0 | 0 | 0 | 0 | 0 | 0 | 0 | 0 | 0 | 0 | 0 | 0 | 0
7 | 7 | 5 | 0 | 0 | 0 | 0 | 0 | 0 | 0 | 0 | 0 | 0 | 0 | 0 | 0 | 0 | 0 | 0 | 0 | 0 | 0 | 0 | 0
7 | 7 | 6 | 0 | 0 | 0 | 0 | 0 | 0 | 0 | 0 | 0 | 0 | 0 | 0 | 0 | 0 | 0 | 0 | 0 | 0 | 0 | 0 | 0
7 | 7 | 7 | 0 | 0 | 0 | 0 | 0 | 0 | 0 | 0 | 0 | 0 | 0 | 0 | 0 | 0 | 0 | 0 | 0 | 0 | 0 | 0 | 0
7 | 7 | 8 | 0 | 0 | 0 | 0.0098928 | 0 | 0.0099958 | 0 | 0 | 0 | 0.030763 | 0 | 0.028283 | 0 | 0 | 0 | 0.051223 | 0 | 0.045057 | 0.019889 | 0.059046 | 0.096281
7 | 7 | 9 | 0 | 0 | 0 | 0.0095516 | 0 | 0.0096511 | 0 | 0 | 0 | 0.029702 | 0 | 0.027308 | 0 | 0 | 0 | 0.049457 | 0 | 0.043504 | 0.019203 | 0.05701 | 0.092961
7 | 7 | 10 | 0 | 0 | 0 | 0.0089691 | 0 | 0.0090625 | 0 | 0 | 0 | 0.027891 | 0 | 0.025642 | 0 | 0 | 0 | 0.04644 | 0 | 0.04085 | 0.018032 | 0.053533 | 0.087291
7 | 7 | 11 | 0 | 0 | 0 | 0.0088852 | 0 | 0.0089778 | 0 | 0 | 0 | 0.02763 | 0 | 0.025402 | 0 | 0 | 0 | 0.046006 | 0 | 0.040468 | 0.017863 | 0.053032 | 0.086475
7 | 7 | 12 | 0 | 0 | 0 | 0.0087176 | 0 | 0.0088084 | 0 | 0 | 0 | 0.027109 | 0 | 0.024923 | 0 | 0 | 0 | 0.045138 | 0 | 0.039705 | 0.017526 | 0.052032 | 0.084843
7 | 7 | 13 | 0 | 0 | 0 | 0.0085499 | 0 | 0.008639 | 0 | 0 | 0 | 0.026587 | 0 | 0.024444 | 0 | 0 | 0 | 0.04427 | 0 | 0.038941 | 0.017189 | 0.051031 | 0.083212
7 | 7 | 14 | 0 | 0 | -0.033071 | 0.01861 | 0 | 0.034496 | 0 | 0 | -0.078988 | 0.057871 | 0 | 0.097604 | 0 | 0 | -0.11427 | 0.096361 | 0 | 0.15549 | 0.020035 | 0.076487 | 0.13759
7 | 7 | 15 | 0 | 0 | -0.069343 | 0.030758 | 0 | 0.065788 | 0 | 0 | -0.16562 | 0.095646 | 0 | 0.18615 | 0 | 0 | -0.2396 | 0.15926 | 0 | 0.29655 | 0.027203 | 0.11617 | 0.21621
7 | 7 | 16 | 0 | 0 | -0.10561 | 0.043756 | 0 | 0.099939 | 0 | 0 | -0.25225 | 0.13606 | 0 | 0.28277 | 0 | 0 | -0.36492 | 0.22656 | 0 | 0.45048 | 0.03808 | 0.16659 | 0.31212
7 | 7 | 17 | 0 | 0 | -0.12588 | 0.049873 | 0 | 0.11916 | 0 | 0 | -0.30066 | 0.15509 | 0 | 0.33715 | 0 | 0 | -0.43496 | 0.25823 | 0 | 0.53711 | 0.043145 | 0.19157 | 0.36038
7 | 7 | 18 | 0 | 0 | -1.0904 | 0.39751 | 0 | 0.56247 | 0 | 0 | -2.6043 | 1.2361 | 0 | 1.5915 | 0 | 0 | -3.7675 | 2.0583 | 0 | 2.5354 | -0.13039 | 0.22336 | 0.82619
7 | 7 | 19 | 0 | 0 | -1.1735 | 0.43314 | 0 | 0.62029 | 0 | 0 | -2.8029 | 1.3469 | 0 | 1.7551 | 0 | 0 | -4.0548 | 2.2427 | 0 | 2.796 | -0.1201 | 0.29912 | 0.98395
7 | 7 | 20 | 0 | 0 | -1.5122 | 0.53832 | 0 | 0.70124 | 0 | 0 | -3.6119 | 1.674 | 0 | 1.9841 | 0 | 0 | -5.2251 | 2.7873 | 0 | 3.1609 | -0.27269 | 0.046226 | 0.72308
7 | 7 | 21 | 0 | 0 | -1.5215 | 0.54157 | 0 | 0.75358 | 0 | 0 | -3.634 | 1.6841 | 0 | 2.1322 | 0 | 0 | -5.2572 | 2.8042 | 0 | 3.3968 | -0.22637 | 0.18229 | 0.94382
7 | 7 | 22 | 0 | 0 | -1.7353 | 0.65702 | 0 | 0.86042 | 0 | 0 | -4.1446 | 2.0431 | 0 | 2.4345 | 0 | 0 | -5.9959 | 3.402 | 0 | 3.8784 | -0.21786 | 0.333 | 1.2845
7 | 7 | 23 | 0 | 0 | -1.7186 | 0.65239 | 0 | 0.8556 | 0 | 0 | -4.1046 | 2.0287 | 0 | 2.4209 | 0 | 0 | -5.938 | 3.378 | 0 | 3.8567 | -0.21057 | 0.34495 | 1.2967
7 | 8 | 0 | 0 | 0 | -1.7061 | 0.64377 | 0 | 0.84294 | 0 | 0 | -4.075 | 2.0019 | 0 | 2.3851 | 0 | 0 | -5.8951 | 3.3334 | 0 | 3.7997 | -0.21941 | 0.31204 | 1.238
7 | 8 | 1 | 0 | 0 | -1.6894 | 0.64038 | 0 | 0.83712 | 0 | 0 | -4.0349 | 1.9914 | 0 | 2.3686 | 0 | 0 | -5.8372 | 3.3158 | 0 | 3.7734 | -0.21188 | 0.32503 | 1.252
7 | 8 | 2 | 0 | 0 | -1.2072 | 0.42173 | 0 | 0.5507 | 0 | 0 | -2.8833 | 1.3114 | 0 | 1.5582 | 0 | 0 | -4.1711 | 2.1837 | 0 | 2.4824 | -0.23475 | -0.013629 | 0.49492
7 | 8 | 3 | 0 | 0 | -0.95172 | 0.26512 | 0 | 0.32673 | 0 | 0 | -2.2731 | 0.82444 | 0 | 0.92446 | 0 | 0 | -3.2884 | 1.3728 | 0 | 1.4728 | -0.35987 | -0.52419 | -0.44287
7 | 8 | 4 | 0 | 0 | -0.26254 | 0.072857 | 0 | 0.094176 | 0 | 0 | -0.62705 | 0.22656 | 0 | 0.26647 | 0 | 0 | -0.90713 | 0.37724 | 0 | 0.42451 | -0.095507 | -0.13403 | -0.10538
7 | 8 | 5 | 0 | 0 | -0.020263 | 0.0059993 | 0 | 0.010128 | 0 | 0 | -0.048395 | 0.018656 | 0 | 0.028658 | 0 | 0 | -0.070012 | 0.031063 | 0 | 0.045655 | -0.0041349 | -0.0010818 | 0.0067066
7 | 8 | 6 | 0 | 0 | 0 | 0.00028072 | 0 | 0.00028362 | 0 | 0 | 0 | 0.00087294 | 0 | 0.0008025 | 0 | 0 | 0 | 0.0014535 | 0 | 0.0012785 | 0.00056434 | 0.0016754 | 0.002732
7 | 8 | 7 | 0 | 0 | 0 | 0 | 0 | 0 | 0 | 0 | 0 | 0 | 0 | 0 | 0 | 0 | 0 | 0 | 0 | 0 | 0 | 0 | 0
7 | 8 | 8 | 0 | 0 | 0 | 0 | 0 | 0 | 0 | 0 | 0 | 0 | 0 | 0 | 0 | 0 | 0 | 0 | 0 | 0 | 0 | 0 | 0
7 | 8 | 9 | 0 | 0 | 0 | 0 | 0 | 0 | 0 | 0 | 0 | 0 | 0 | 0 | 0 | 0 | 0 | 0 | 0 | 0 | 0 | 0 | 0
7 | 8 | 10 | 0 | 0 | 0 | 0 | 0 | 0 | 0 | 0 | 0 | 0 | 0 | 0 | 0 | 0 | 0 | 0 | 0 | 0 | 0 | 0 | 0
7 | 8 | 11 | 0 | 0 | 0 | 0 | 0 | 0 | 0 | 0 | 0 | 0 | 0 | 0 | 0 | 0 | 0 | 0 | 0 | 0 | 0 | 0 | 0
7 | 8 | 12 | 0 | 0 | 0 | 0 | 0 | 0 | 0 | 0 | 0 | 0 | 0 | 0 | 0 | 0 | 0 | 0 | 0 | 0 | 0 | 0 | 0
7 | 8 | 13 | 0 | 0 | 0 | 0 | 0 | 0 | 0 | 0 | 0 | 0 | 0 | 0 | 0 | 0 | 0 | 0 | 0 | 0 | 0 | 0 | 0
7 | 8 | 14 | 0 | 0 | -0.036833 | 0.011462 | 0 | 0.020391 | 0 | 0 | -0.087973 | 0.035644 | 0 | 0.057694 | 0 | 0 | -0.12727 | 0.05935 | 0 | 0.091913 | -0.0049803 | 0.0053652 | 0.023996
7 | 8 | 15 | 0 | 0 | -0.54014 | 0.1214 | 0 | 0.14022 | 0 | 0 | -1.2901 | 0.3775 | 0 | 0.39674 | 0 | 0 | -1.8663 | 0.62857 | 0 | 0.63205 | -0.27852 | -0.51582 | -0.60566
7 | 8 | 16 | 0 | 0 | -3.5381 | 0.8345 | 0 | 0.81473 | 0 | 0 | -8.4506 | 2.595 | 0 | 2.3052 | 0 | 0 | -12.2251 | 4.3209 | 0 | 3.6725 | -1.8889 | -3.5503 | -4.2317
7 | 8 | 17 | 0 | 0 | -5.1452 | 1.2559 | 0 | 1.2268 | 0 | 0 | -12.2888 | 3.9055 | 0 | 3.4713 | 0 | 0 | -17.7777 | 6.5029 | 0 | 5.5301 | -2.6624 | -4.9121 | -5.7447
7 | 8 | 18 | 0 | 0 | -6.7869 | 1.7319 | 0 | 1.6877 | 0 | 0 | -16.2099 | 5.3857 | 0 | 4.7752 | 0 | 0 | -23.4502 | 8.9678 | 0 | 7.6073 | -3.3673 | -6.0489 | -6.8751
7 | 8 | 19 | 0 | 0 | -8.6581 | 2.2867 | 0 | 2.2378 | 0 | 0 | -20.6791 | 7.111 | 0 | 6.3318 | 0 | 0 | -29.9155 | 11.8404 | 0 | 10.0872 | -4.1335 | -7.2363 | -7.9879
7 | 8 | 20 | 0 | 0 | -9.5565 | 2.5841 | 0 | 2.5932 | 0 | 0 | -22.8249 | 8.0355 | 0 | 7.3375 | 0 | 0 | -33.0198 | 13.3798 | 0 | 11.6893 | -4.3792 | -7.452 | -7.9507
7 | 8 | 21 | 0 | 0 | -10.2911 | 2.8088 | 0 | 2.8328 | 0 | 0 | -24.5795 | 8.7344 | 0 | 8.0154 | 0 | 0 | -35.5581 | 14.5435 | 0 | 12.7693 | -4.6495 | -7.8297 | -8.2453
7 | 8 | 22 | 0 | 0 | -10.9641 | 3.0556 | 0 | 3.0948 | 0 | 0 | -26.1868 | 9.5018 | 0 | 8.7565 | 0 | 0 | -37.8833 | 15.8213 | 0 | 13.95 | -4.8137 | -7.9284 | -8.1119
7 | 8 | 23 | 0 | 0 | -11.2572 | 3.1664 | 0 | 3.2048 | 0 | 0 | -26.8868 | 9.8463 | 0 | 9.0679 | 0 | 0 | -38.8961 | 16.395 | 0 | 14.446 | -4.886 | -7.9727 | -8.0551
7 | 9 | 0 | 0 | 0 | -11.5511 | 3.2485 | 0 | 3.2885 | 0 | 0 | -27.5889 | 10.1015 | 0 | 9.3046 | 0 | 0 | -39.9117 | 16.82 | 0 | 14.8232 | -5.0142 | -8.1827 | -8.2685
7 | 9 | 1 | 0 | 0 | -11.8465 | 3.3703 | 0 | 3.4089 | 0 | 0 | -28.2944 | 10.4805 | 0 | 9.6454 | 0 | 0 | -40.9323 | 17.451 | 0 | 15.366 | -5.0673 | -8.1685 | -8.1152
7 | 9 | 2 | 0 | 0 | -8.0227 | 2.1005 | 0 | 2.1253 | 0 | 0 | -19.1615 | 6.5319 | 0 | 6.0135 | 0 | 0 | -27.7202 | 10.8762 | 0 | 9.5801 | -3.7968 | -6.6161 | -7.2638
7 | 9 | 3 | 0 | 0 | -4.2058 | 1.0108 | 0 | 1.0257 | 0 | 0 | -10.0451 | 3.1431 | 0 | 2.9022 | 0 | 0 | -14.5318 | 5.2336 | 0 | 4.6234 | -2.1693 | -3.9998 | -4.6748
7 | 9 | 4 | 0 | 0 | -0.65539 | 0.14599 | 0 | 0.14592 | 0 | 0 | -1.5654 | 0.45397 | 0 | 0.41289 | 0 | 0 | -2.2645 | 0.75589 | 0 | 0.65777 | -0.36348 | -0.6985 | -0.85086
7 | 9 | 5 | 0 | 0 | -1.3056e-08 | 1.619e-09 | 0 | 5.1676e-09 | 0 | 0 | -3.1183e-08 | 5.0344e-09 | 0 | 1.4622e-08 | 0 | 0 | -4.5112e-08 | 8.3827e-09 | 0 | 2.3294e-08 | -6.2695e-09 | -1.1527e-08 | -1.3435e-08
7 | 9 | 6 | 0 | 0 | 0 | 0 | 0 | 0 | 0 | 0 | 0 | 0 | 0 | 0 | 0 | 0 | 0 | 0 | 0 | 0 | 0 | 0 | 0
7 | 9 | 7 | 0 | 0 | 0 | 0 | 0 | 0 | 0 | 0 | 0 | 0 | 0 | 0 | 0 | 0 | 0 | 0 | 0 | 0 | 0 | 0 | 0
7 | 9 | 8 | 0 | 0 | 0 | 0 | 0 | 0 | 0 | 0 | 0 | 0 | 0 | 0 | 0 | 0 | 0 | 0 | 0 | 0 | 0 | 0 | 0
7 | 9 | 9 | 0 | 0 | 0 | 0 | 0 | 0 | 0 | 0 | 0 | 0 | 0 | 0 | 0 | 0 | 0 | 0 | 0 | 0 | 0 | 0 | 0
7 | 9 | 10 | 0 | 0 | 0 | 0 | 0 | 0 | 0 | 0 | 0 | 0 | 0 | 0 | 0 | 0 | 0 | 0 | 0 | 0 | 0 | 0 | 0
7 | 9 | 11 | 0 | 0 | 0 | 0 | 0 | 0 | 0 | 0 | 0 | 0 | 0 | 0 | 0 | 0 | 0 | 0 | 0 | 0 | 0 | 0 | 0
7 | 9 | 12 | 0 | 0 | 0 | 0 | 0 | 0 | 0 | 0 | 0 | 0 | 0 | 0 | 0 | 0 | 0 | 0 | 0 | 0 | 0 | 0 | 0
7 | 9 | 13 | 0 | 0 | 0 | 0 | 0 | 0 | 0 | 0 | 0 | 0 | 0 | 0 | 0 | 0 | 0 | 0 | 0 | 0 | 0 | 0 | 0
7 | 9 | 14 | 0 | 0 | -0.0032005 | 0.000696 | 0 | 0.0021417 | 0 | 0 | -0.007644 | 0.0021643 | 0 | 0.0060598 | 0 | 0 | -0.011058 | 0.0036038 | 0 | 0.0096539 | -0.00036277 | 0.00058011 | 0.0021994
7 | 9 | 15 | 0 | 0 | -0.12517 | 0.030588 | 0 | 0.050592 | 0 | 0 | -0.29895 | 0.095118 | 0 | 0.14315 | 0 | 0 | -0.43248 | 0.15838 | 0 | 0.22805 | -0.043986 | -0.060683 | -0.046048
7 | 9 | 16 | 0 | 0 | -2.061 | 0.4647 | 0 | 0.46285 | 0 | 0 | -4.9225 | 1.445 | 0 | 1.3096 | 0 | 0 | -7.1212 | 2.4061 | 0 | 2.0863 | -1.1335 | -2.1679 | -2.6288
7 | 9 | 17 | 0 | 0 | -3.6238 | 0.85561 | 0 | 0.83779 | 0 | 0 | -8.6552 | 2.6607 | 0 | 2.3705 | 0 | 0 | -12.5211 | 4.4302 | 0 | 3.7764 | -1.9304 | -3.624 | -4.3144
7 | 9 | 18 | 0 | 0 | -5.3888 | 1.3276 | 0 | 1.3102 | 0 | 0 | -12.8707 | 4.1284 | 0 | 3.7073 | 0 | 0 | -18.6195 | 6.8742 | 0 | 5.9061 | -2.7509 | -5.035 | -5.8393
7 | 9 | 19 | 0 | 0 | -7.2674 | 1.8767 | 0 | 1.861 | 0 | 0 | -17.3577 | 5.8359 | 0 | 5.2656 | 0 | 0 | -25.1106 | 9.7172 | 0 | 8.3886 | -3.5298 | -6.2562 | -7.0048
7 | 9 | 20 | 0 | 0 | -8.1146 | 2.1328 | 0 | 2.1242 | 0 | 0 | -19.3811 | 6.6321 | 0 | 6.0103 | 0 | 0 | -28.0378 | 11.043 | 0 | 9.575 | -3.8577 | -6.7387 | -7.4198
7 | 9 | 21 | 0 | 0 | -8.985 | 2.3854 | 0 | 2.3864 | 0 | 0 | -21.46 | 7.4178 | 0 | 6.7524 | 0 | 0 | -31.0452 | 12.3512 | 0 | 10.7572 | -4.2132 | -7.2898 | -7.9368
7 | 9 | 22 | 0 | 0 | -9.8907 | 2.6823 | 0 | 2.692 | 0 | 0 | -23.6232 | 8.3409 | 0 | 7.617 | 0 | 0 | -34.1747 | 13.8884 | 0 | 12.1346 | -4.5164 | -7.6653 | -8.1517
7 | 9 | 23 | 0 | 0 | -10.2826 | 2.8261 | 0 | 2.8352 | 0 | 0 | -24.5591 | 8.7882 | 0 | 8.0222 | 0 | 0 | -35.5287 | 14.6331 | 0 | 12.7801 | -4.6213 | -7.7488 | -8.1155
7 | 10 | 0 | 0 | 0 | -10.6964 | 2.9568 | 0 | 2.9741 | 0 | 0 | -25.5475 | 9.1947 | 0 | 8.4152 | 0 | 0 | -36.9586 | 15.3101 | 0 | 13.4062 | -4.7655 | -7.9376 | -8.2423
7 | 10 | 1 | 0 | 0 | -11.143 | 3.1269 | 0 | 3.1459 | 0 | 0 | -26.6141 | 9.7235 | 0 | 8.9013 | 0 | 0 | -38.5015 | 16.1906 | 0 | 14.1806 | -4.8702 | -7.9893 | -8.1304
7 | 10 | 2 | 0 | 0 | -7.339 | 1.8934 | 0 | 1.9057 | 0 | 0 | -17.5285 | 5.8878 | 0 | 5.3922 | 0 | 0 | -25.3577 | 9.8038 | 0 | 8.5903 | -3.5398 | -6.2485 | -6.9637
7 | 10 | 3 | 0 | 0 | -3.5614 | 0.85254 | 0 | 0.85749 | 0 | 0 | -8.5061 | 2.6511 | 0 | 2.4262 | 0 | 0 | -12.3054 | 4.4143 | 0 | 3.8652 | -1.8514 | -3.4287 | -4.0259
7 | 10 | 4 | 0 | 0 | -0.27841 | 0.059484 | 0 | 0.058398 | 0 | 0 | -0.66497 | 0.18498 | 0 | 0.16523 | 0 | 0 | -0.96198 | 0.308 | 0 | 0.26323 | -0.16053 | -0.31476 | -0.39074
7 | 10 | 5 | 0 | 0 | 0 | 0 | 0 | 0 | 0 | 0 | 0 | 0 | 0 | 0 | 0 | 0 | 0 | 0 | 0 | 0 | 0 | 0 | 0
7 | 10 | 6 | 0 | 0 | 0 | 0 | 0 | 0 | 0 | 0 | 0 | 0 | 0 | 0 | 0 | 0 | 0 | 0 | 0 | 0 | 0 | 0 | 0
7 | 10 | 7 | 0 | 0 | 0 | 0 | 0 | 0 | 0 | 0 | 0 | 0 | 0 | 0 | 0 | 0 | 0 | 0 | 0 | 0 | 0 | 0 | 0
7 | 10 | 8 | 0 | 0 | 0 | 0 | 0 | 0 | 0 | 0 | 0 | 0 | 0 | 0 | 0 | 0 | 0 | 0 | 0 | 0 | 0 | 0 | 0
7 | 10 | 9 | 0 | 0 | 0 | 0 | 0 | 0 | 0 | 0 | 0 | 0 | 0 | 0 | 0 | 0 | 0 | 0 | 0 | 0 | 0 | 0 | 0
7 | 10 | 10 | 0 | 0 | 0 | 0 | 0 | 0 | 0 | 0 | 0 | 0 | 0 | 0 | 0 | 0 | 0 | 0 | 0 | 0 | 0 | 0 | 0
7 | 10 | 11 | 0 | 0 | 0 | 0 | 0 | 0 | 0 | 0 | 0 | 0 | 0 | 0 | 0 | 0 | 0 | 0 | 0 | 0 | 0 | 0 | 0
7 | 10 | 12 | 0 | 0 | 0 | 0 | 0 | 0 | 0 | 0 | 0 | 0 | 0 | 0 | 0 | 0 | 0 | 0 | 0 | 0 | 0 | 0 | 0
7 | 10 | 13 | 0 | 0 | 0 | 0 | 0 | 0 | 0 | 0 | 0 | 0 | 0 | 0 | 0 | 0 | 0 | 0 | 0 | 0 | 0 | 0 | 0
7 | 10 | 14 | 0 | 0 | 0 | 0 | 0 | 0 | 0 | 0 | 0 | 0 | 0 | 0 | 0 | 0 | 0 | 0 | 0 | 0 | 0 | 0 | 0
7 | 10 | 15 | 0 | 0 | -0.024144 | 0.0061426 | 0 | 0.015249 | 0 | 0 | -0.057665 | 0.019101 | 0 | 0.043146 | 0 | 0 | -0.083422 | 0.031805 | 0 | 0.068735 | -0.0027524 | 0.0045816 | 0.017119
7 | 10 | 16 | 0 | 0 | -1.8847 | 0.43111 | 0 | 0.41752 | 0 | 0 | -4.5015 | 1.3406 | 0 | 1.1814 | 0 | 0 | -6.5122 | 2.2322 | 0 | 1.882 | -1.0361 | -1.9796 | -2.3979
7 | 10 | 17 | 0 | 0 | -2.9171 | 0.68788 | 0 | 0.66173 | 0 | 0 | -6.9674 | 2.1391 | 0 | 1.8723 | 0 | 0 | -10.0794 | 3.5618 | 0 | 2.9828 | -1.5675 | -2.9559 | -3.5348
7 | 10 | 18 | 0 | 0 | -4.1008 | 0.99761 | 0 | 0.9576 | 0 | 0 | -9.7944 | 3.1022 | 0 | 2.7095 | 0 | 0 | -14.1692 | 5.1655 | 0 | 4.3165 | -2.1456 | -3.9827 | -4.6872
7 | 10 | 19 | 0 | 0 | -5.3124 | 1.3197 | 0 | 1.2697 | 0 | 0 | -12.6882 | 4.1038 | 0 | 3.5927 | 0 | 0 | -18.3555 | 6.8331 | 0 | 5.7235 | -2.723 | -4.9918 | -5.7989
7 | 10 | 20 | 0 | 0 | -5.5696 | 1.3951 | 0 | 1.3517 | 0 | 0 | -13.3025 | 4.3381 | 0 | 3.8247 | 0 | 0 | -19.2441 | 7.2234 | 0 | 6.0931 | -2.8228 | -5.1397 | -5.9277
7 | 10 | 21 | 0 | 0 | -4.9603 | 1.2581 | 0 | 1.216 | 0 | 0 | -11.8472 | 3.9123 | 0 | 3.4407 | 0 | 0 | -17.1388 | 6.5144 | 0 | 5.4814 | -2.4861 | -4.4942 | -5.1431
7 | 10 | 22 | 0 | 0 | -4.9357 | 1.2569 | 0 | 1.2477 | 0 | 0 | -11.7886 | 3.9084 | 0 | 3.5305 | 0 | 0 | -17.0541 | 6.5078 | 0 | 5.6244 | -2.4311 | -4.3498 | -4.9219
7 | 10 | 23 | 0 | 0 | -5.1994 | 1.3246 | 0 | 1.3101 | 0 | 0 | -12.4183 | 4.1192 | 0 | 3.707 | 0 | 0 | -17.965 | 6.8588 | 0 | 5.9056 | -2.5646 | -4.5921 | -5.2007
7 | 11 | 0 | 0 | 0 | -5.4643 | 1.4108 | 0 | 1.389 | 0 | 0 | -13.0511 | 4.3871 | 0 | 3.9301 | 0 | 0 | -18.8805 | 7.305 | 0 | 6.261 | -2.6645 | -4.7339 | -5.3145
7 | 11 | 1 | 0 | 0 | -5.7293 | 1.4835 | 0 | 1.4584 | 0 | 0 | -13.6839 | 4.6131 | 0 | 4.1264 | 0 | 0 | -19.7959 | 7.6812 | 0 | 6.5738 | -2.7874 | -4.9444 | -5.5409
7 | 11 | 2 | 0 | 0 | -3.6658 | 0.8876 | 0 | 0.87555 | 0 | 0 | -8.7555 | 2.7601 | 0 | 2.4773 | 0 | 0 | -12.6662 | 4.5958 | 0 | 3.9466 | -1.9027 | -3.518 | -4.1237
7 | 11 | 3 | 0 | 0 | -1.637 | 0.37626 | 0 | 0.37445 | 0 | 0 | -3.9098 | 1.17 | 0 | 1.0595 | 0 | 0 | -5.6561 | 1.9482 | 0 | 1.6879 | -0.88627 | -1.6803 | -2.02
7 | 11 | 4 | 0 | 0 | -0.035598 | 0.013222 | 0 | 0.02175 | 0 | 0 | -0.085023 | 0.041116 | 0 | 0.06154 | 0 | 0 | -0.123 | 0.068461 | 0 | 0.09804 | -0.00062616 | 0.017633 | 0.043502
7 | 11 | 5 | 0 | 0 | 0 | 0 | 0 | 0 | 0 | 0 | 0 | 0 | 0 | 0 | 0 | 0 | 0 | 0 | 0 | 0 | 0 | 0 | 0
7 | 11 | 6 | 0 | 0 | 0 | 0 | 0 | 0 | 0 | 0 | 0 | 0 | 0 | 0 | 0 | 0 | 0 | 0 | 0 | 0 | 0 | 0 | 0
7 | 11 | 7 | 0 | 0 | 0 | 0 | 0 | 0 | 0 | 0 | 0 | 0 | 0 | 0 | 0 | 0 | 0 | 0 | 0 | 0 | 0 | 0 | 0
7 | 11 | 8 | 0 | 0 | 0 | 0 | 0 | 0 | 0 | 0 | 0 | 0 | 0 | 0 | 0 | 0 | 0 | 0 | 0 | 0 | 0 | 0 | 0
7 | 11 | 9 | 0 | 0 | 0 | 0 | 0 | 0 | 0 | 0 | 0 | 0 | 0 | 0 | 0 | 0 | 0 | 0 | 0 | 0 | 0 | 0 | 0
7 | 11 | 10 | 0 | 0 | 0 | 0 | 0 | 0 | 0 | 0 | 0 | 0 | 0 | 0 | 0 | 0 | 0 | 0 | 0 | 0 | 0 | 0 | 0
7 | 11 | 11 | 0 | 0 | 0 | 0 | 0 | 0 | 0 | 0 | 0 | 0 | 0 | 0 | 0 | 0 | 0 | 0 | 0 | 0 | 0 | 0 | 0
7 | 11 | 12 | 0 | 0 | 0 | 0 | 0 | 0 | 0 | 0 | 0 | 0 | 0 | 0 | 0 | 0 | 0 | 0 | 0 | 0 | 0 | 0 | 0
7 | 11 | 13 | 0 | 0 | 0 | 0 | 0 | 0 | 0 | 0 | 0 | 0 | 0 | 0 | 0 | 0 | 0 | 0 | 0 | 0 | 0 | 0 | 0
7 | 11 | 14 | 0 | 0 | 0 | 0 | 0 | 0 | 0 | 0 | 0 | 0 | 0 | 0 | 0 | 0 | 0 | 0 | 0 | 0 | 0 | 0 | 0
7 | 11 | 15 | 0 | 0 | -0.11241 | 0.03127 | 0 | 0.038769 | 0 | 0 | -0.26847 | 0.097238 | 0 | 0.1097 | 0 | 0 | -0.38839 | 0.16191 | 0 | 0.17476 | -0.042368 | -0.06154 | -0.051724
7 | 11 | 16 | 0 | 0 | -0.96734 | 0.23326 | 0 | 0.23406 | 0 | 0 | -2.3104 | 0.72537 | 0 | 0.66227 | 0 | 0 | -3.3424 | 1.2078 | 0 | 1.0551 | -0.50002 | -0.92278 | -1.0795
7 | 11 | 17 | 0 | 0 | -1.7544 | 0.42764 | 0 | 0.42338 | 0 | 0 | -4.1903 | 1.3298 | 0 | 1.1979 | 0 | 0 | -6.062 | 2.2142 | 0 | 1.9084 | -0.90342 | -1.6626 | -1.9393
7 | 11 | 18 | 0 | 0 | -2.4912 | 0.61333 | 0 | 0.61435 | 0 | 0 | -5.95 | 1.9072 | 0 | 1.7383 | 0 | 0 | -8.6076 | 3.1757 | 0 | 2.7692 | -1.2635 | -2.3045 | -2.6627
7 | 11 | 19 | 0 | 0 | -3.326 | 0.83367 | 0 | 0.82218 | 0 | 0 | -7.9438 | 2.5924 | 0 | 2.3263 | 0 | 0 | -11.4919 | 4.3166 | 0 | 3.7061 | -1.6701 | -3.025 | -3.4692
7 | 11 | 20 | 0 | 0 | -3.5669 | 0.89937 | 0 | 0.89354 | 0 | 0 | -8.5193 | 2.7967 | 0 | 2.5282 | 0 | 0 | -12.3246 | 4.6568 | 0 | 4.0277 | -1.774 | -3.1944 | -3.6401
7 | 11 | 21 | 0 | 0 | -3.7147 | 0.95469 | 0 | 0.95369 | 0 | 0 | -8.8724 | 2.9687 | 0 | 2.6984 | 0 | 0 | -12.8353 | 4.9432 | 0 | 4.2989 | -1.8064 | -3.2052 | -3.5932
7 | 11 | 22 | 0 | 0 | -3.9334 | 1.0351 | 0 | 1.0187 | 0 | 0 | -9.3946 | 3.2187 | 0 | 2.8823 | 0 | 0 | -13.5908 | 5.3594 | 0 | 4.5918 | -1.8797 | -3.2936 | -3.6396
7 | 11 | 23 | 0 | 0 | -4.0149 | 1.0529 | 0 | 1.0362 | 0 | 0 | -9.5892 | 3.2741 | 0 | 2.9318 | 0 | 0 | -13.8723 | 5.4517 | 0 | 4.6707 | -1.9258 | -3.3833 | -3.7499
7 | 12 | 0 | 0 | 0 | -4.0961 | 1.0727 | 0 | 1.0569 | 0 | 0 | -9.7832 | 3.3357 | 0 | 2.9906 | 0 | 0 | -14.153 | 5.5543 | 0 | 4.7643 | -1.9665 | -3.4569 | -3.8344
7 | 12 | 1 | 0 | 0 | -4.1786 | 1.0951 | 0 | 1.0807 | 0 | 0 | -9.9803 | 3.4054 | 0 | 3.0578 | 0 | 0 | -14.4382 | 5.6703 | 0 | 4.8714 | -2.0028 | -3.5171 | -3.8965
7 | 12 | 2 | 0 | 0 | -3.1427 | 0.79204 | 0 | 0.76848 | 0 | 0 | -7.5062 | 2.463 | 0 | 2.1744 | 0 | 0 | -10.8589 | 4.1011 | 0 | 3.464 | -1.5822 | -2.8688 | -3.2938
7 | 12 | 3 | 0 | 0 | -2.1066 | 0.50859 | 0 | 0.47765 | 0 | 0 | -5.0315 | 1.5815 | 0 | 1.3515 | 0 | 0 | -7.2788 | 2.6334 | 0 | 2.1531 | -1.1204 | -2.0984 | -2.4923
7 | 12 | 4 | 0 | 0 | -1.1708 | 0.27446 | 0 | 0.24842 | 0 | 0 | -2.7964 | 0.85346 | 0 | 0.70288 | 0 | 0 | -4.0454 | 1.4211 | 0 | 1.1198 | -0.64793 | -1.24 | -1.5045
7 | 12 | 5 | 0 | 0 | -0.66622 | 0.16473 | 0 | 0.15551 | 0 | 0 | -1.5912 | 0.51225 | 0 | 0.44002 | 0 | 0 | -2.3019 | 0.85295 | 0 | 0.701 | -0.34597 | -0.63893 | -0.74799
7 | 12 | 6 | 0 | 0 | -0.36748 | 0.10137 | 0 | 0.1031 | 0 | 0 | -0.87769 | 0.31522 | 0 | 0.29171 | 0 | 0 | -1.2697 | 0.52488 | 0 | 0.46473 | -0.16301 | -0.27075 | -0.28011
7 | 12 | 7 | 0 | 0 | -0.35691 | 0.098781 | 0 | 0.1079 | 0 | 0 | -0.85246 | 0.30717 | 0 | 0.30529 | 0 | 0 | -1.2332 | 0.51147 | 0 | 0.48635 | -0.15024 | -0.24 | -0.23539
7 | 12 | 8 | 0 | 0 | -0.43983 | 0.12463 | 0 | 0.12069 | 0 | 0 | -1.0505 | 0.38757 | 0 | 0.34148 | 0 | 0 | -1.5197 | 0.64533 | 0 | 0.54402 | -0.19451 | -0.32144 | -0.33035
7 | 12 | 9 | 0 | 0 | -0.33335 | 0.095596 | 0 | 0.10274 | 0 | 0 | -0.79618 | 0.29727 | 0 | 0.29069 | 0 | 0 | -1.1518 | 0.49498 | 0 | 0.4631 | -0.13502 | -0.20822 | -0.19372
7 | 12 | 10 | 0 | 0 | -0.2449 | 0.07263 | 0 | 0.086481 | 0 | 0 | -0.58492 | 0.22585 | 0 | 0.24469 | 0 | 0 | -0.84618 | 0.37606 | 0 | 0.38982 | -0.085788 | -0.11437 | -0.080292
7 | 12 | 11 | 0 | 0 | -0.17887 | 0.048858 | 0 | 0.054874 | 0 | 0 | -0.42721 | 0.15193 | 0 | 0.15526 | 0 | 0 | -0.61803 | 0.25298 | 0 | 0.24735 | -0.075135 | -0.12001 | -0.11769
7 | 12 | 12 | 0 | 0 | -0.14605 | 0.036755 | 0 | 0.034103 | 0 | 0 | -0.34882 | 0.1143 | 0 | 0.096493 | 0 | 0 | -0.50462 | 0.19031 | 0 | 0.15372 | -0.075187 | -0.13803 | -0.16058
7 | 12 | 13 | 0 | 0 | -0.20404 | 0.050584 | 0 | 0.044911 | 0 | 0 | -0.48733 | 0.1573 | 0 | 0.12707 | 0 | 0 | -0.70499 | 0.26191 | 0 | 0.20244 | -0.10854 | -0.20295 | -0.24064
7 | 12 | 14 | 0 | 0 | -0.68342 | 0.17741 | 0 | 0.16468 | 0 | 0 | -1.6323 | 0.55169 | 0 | 0.46596 | 0 | 0 | -2.3614 | 0.91861 | 0 | 0.74232 | -0.34133 | -0.61465 | -0.70044
7 | 12 | 15 | 0 | 0 | -1.3822 | 0.375 | 0 | 0.36196 | 0 | 0 | -3.3012 | 1.1661 | 0 | 1.0242 | 0 | 0 | -4.7757 | 1.9417 | 0 | 1.6316 | -0.6452 | -1.1109 | -1.2024
7 | 12 | 16 | 0 | 0 | -3.5466 | 0.92805 | 0 | 0.89398 | 0 | 0 | -8.4709 | 2.8859 | 0 | 2.5295 | 0 | 0 | -12.2544 | 4.8053 | 0 | 4.0297 | -1.7246 | -3.0555 | -3.4194
7 | 12 | 17 | 0 | 0 | -4.9999 | 1.3345 | 0 | 1.2805 | 0 | 0 | -11.9419 | 4.1499 | 0 | 3.623 | 0 | 0 | -17.2759 | 6.91 | 0 | 5.7719 | -2.3849 | -4.169 | -4.5941
7 | 12 | 18 | 0 | 0 | -7.0093 | 1.9333 | 0 | 1.8786 | 0 | 0 | -16.7411 | 6.0118 | 0 | 5.3155 | 0 | 0 | -24.2186 | 10.0102 | 0 | 8.4682 | -3.1974 | -5.4137 | -5.7402
7 | 12 | 19 | 0 | 0 | -8.5523 | 2.4487 | 0 | 2.3731 | 0 | 0 | -20.4264 | 7.6147 | 0 | 6.7147 | 0 | 0 | -29.55 | 12.6792 | 0 | 10.6973 | -3.7304 | -6.0969 | -6.1735
7 | 12 | 20 | 0 | 0 | -9.0369 | 2.6226 | 0 | 2.5341 | 0 | 0 | -21.5838 | 8.1555 | 0 | 7.1703 | 0 | 0 | -31.2245 | 13.5796 | 0 | 11.4229 | -3.8801 | -6.2581 | -6.2219
7 | 12 | 21 | 0 | 0 | -9.5094 | 2.7862 | 0 | 2.6827 | 0 | 0 | -22.7125 | 8.6639 | 0 | 7.5907 | 0 | 0 | -32.8572 | 14.4262 | 0 | 12.0927 | -4.0405 | -6.4578 | -6.3382
7 | 12 | 22 | 0 | 0 | -9.9497 | 2.9574 | 0 | 2.8413 | 0 | 0 | -23.7639 | 9.1965 | 0 | 8.0393 | 0 | 0 | -34.3783 | 15.313 | 0 | 12.8074 | -4.151 | -6.5281 | -6.2578
7 | 12 | 23 | 0 | 0 | -9.7005 | 2.8555 | 0 | 2.7495 | 0 | 0 | -23.1687 | 8.8796 | 0 | 7.7796 | 0 | 0 | -33.5173 | 14.7853 | 0 | 12.3937 | -4.0955 | -6.5095 | -6.3382
7 | 13 | 0 | 0 | 0 | -9.458 | 2.7852 | 0 | 2.6845 | 0 | 0 | -22.5897 | 8.6611 | 0 | 7.5956 | 0 | 0 | -32.6796 | 14.4216 | 0 | 12.1006 | -3.9883 | -6.333 | -6.1575
7 | 13 | 1 | 0 | 0 | -9.2089 | 2.6873 | 0 | 2.5954 | 0 | 0 | -21.9948 | 8.3564 | 0 | 7.3436 | 0 | 0 | -31.8189 | 13.9142 | 0 | 11.6991 | -3.9263 | -6.2948 | -6.2057
7 | 13 | 2 | 0 | 0 | -6.6532 | 1.8065 | 0 | 1.7394 | 0 | 0 | -15.8906 | 5.6176 | 0 | 4.9215 | 0 | 0 | -22.9883 | 9.3538 | 0 | 7.8405 | -3.1073 | -5.3515 | -5.7941
7 | 13 | 3 | 0 | 0 | -4.135 | 1.0492 | 0 | 1.0058 | 0 | 0 | -9.8762 | 3.2627 | 0 | 2.8459 | 0 | 0 | -14.2874 | 5.4327 | 0 | 4.5338 | -2.08 | -3.7675 | -4.3209
7 | 13 | 4 | 0 | 0 | -1.576 | 0.37424 | 0 | 0.35335 | 0 | 0 | -3.7641 | 1.1638 | 0 | 0.9998 | 0 | 0 | -5.4454 | 1.9378 | 0 | 1.5928 | -0.84839 | -1.6006 | -1.9148
7 | 13 | 5 | 0 | 0 | -0.63253 | 0.15217 | 0 | 0.14668 | 0 | 0 | -1.5108 | 0.47319 | 0 | 0.41502 | 0 | 0 | -2.1855 | 0.7879 | 0 | 0.66117 | -0.33369 | -0.62255 | -0.73648
7 | 13 | 6 | 0 | 0 | -0.19136 | 0.045088 | 0 | 0.04274 | 0 | 0 | -0.45706 | 0.14021 | 0 | 0.12093 | 0 | 0 | -0.6612 | 0.23346 | 0 | 0.19265 | -0.10354 | -0.19592 | -0.23509
7 | 13 | 7 | 0 | 0 | -0.022456 | 0.0052426 | 0 | 0.0064981 | 0 | 0 | -0.053635 | 0.016303 | 0 | 0.018386 | 0 | 0 | -0.077592 | 0.027145 | 0 | 0.029291 | -0.010716 | -0.018946 | -0.021155
7 | 13 | 8 | 0 | 0 | 0 | 0.0012149 | 0 | 0.0012274 | 0 | 0 | 0 | 0.0037778 | 0 | 0.003473 | 0 | 0 | 0 | 0.0062904 | 0 | 0.0055329 | 0.0024423 | 0.0072508 | 0.011823
7 | 13 | 9 | 0 | 0 | 0 | 0.00078609 | 0 | 0.00079423 | 0 | 0 | 0 | 0.0024445 | 0 | 0.0022472 | 0 | 0 | 0 | 0.0040703 | 0 | 0.0035801 | 0.0015803 | 0.0046917 | 0.0076503
7 | 13 | 10 | 0 | 0 | 0 | 0.00042108 | 0 | 0.00042543 | 0 | 0 | 0 | 0.0013094 | 0 | 0.0012038 | 0 | 0 | 0 | 0.0021803 | 0 | 0.0019177 | 0.00084652 | 0.0025132 | 0.004098
7 | 13 | 11 | 0 | 0 | 0 | 0.00056144 | 0 | 0.00056725 | 0 | 0 | 0 | 0.0017459 | 0 | 0.001605 | 0 | 0 | 0 | 0.002907 | 0 | 0.0025569 | 0.0011287 | 0.0033509 | 0.005464
7 | 13 | 12 | 0 | 0 | 0 | 0.00078609 | 0 | 0.00079423 | 0 | 0 | 0 | 0.0024445 | 0 | 0.0022472 | 0 | 0 | 0 | 0.0040703 | 0 | 0.0035801 | 0.0015803 | 0.0046917 | 0.0076503
7 | 13 | 13 | 0 | 0 | 0 | 0.0010005 | 0 | 0.0010108 | 0 | 0 | 0 | 0.0031111 | 0 | 0.0028601 | 0 | 0 | 0 | 0.0051803 | 0 | 0.0045565 | 0.0020113 | 0.0059713 | 0.0097368
7 | 13 | 14 | 0 | 0 | -0.63119 | 0.1531 | 0 | 0.14801 | 0 | 0 | -1.5076 | 0.4761 | 0 | 0.41879 | 0 | 0 | -2.1809 | 0.79275 | 0 | 0.66718 | -0.33008 | -0.61266 | -0.72098
7 | 13 | 15 | 0 | 0 | -3.261 | 0.80522 | 0 | 0.77916 | 0 | 0 | -7.7887 | 2.504 | 0 | 2.2046 | 0 | 0 | -11.2676 | 4.1693 | 0 | 3.5121 | -1.6767 | -3.0802 | -3.5862
7 | 13 | 16 | 0 | 0 | -6.1056 | 1.6068 | 0 | 1.5779 | 0 | 0 | -14.5827 | 4.9966 | 0 | 4.4647 | 0 | 0 | -21.0962 | 8.3198 | 0 | 7.1126 | -2.9209 | -5.1214 | -5.6637
7 | 13 | 17 | 0 | 0 | -7.3036 | 1.9782 | 0 | 1.9523 | 0 | 0 | -17.4442 | 6.1514 | 0 | 5.5239 | 0 | 0 | -25.2357 | 10.2426 | 0 | 8.8002 | -3.3732 | -5.7688 | -6.1929
7 | 13 | 18 | 0 | 0 | -8.517 | 2.3739 | 0 | 2.3511 | 0 | 0 | -20.3421 | 7.3819 | 0 | 6.6523 | 0 | 0 | -29.4281 | 12.2915 | 0 | 10.5977 | -3.792 | -6.308 | -6.5389
7 | 13 | 19 | 0 | 0 | -9.7245 | 2.7971 | 0 | 2.7801 | 0 | 0 | -23.2262 | 8.6979 | 0 | 7.8661 | 0 | 0 | -33.6003 | 14.4827 | 0 | 12.5315 | -4.1474 | -6.6622 | -6.5861
7 | 13 | 20 | 0 | 0 | -10.2252 | 2.9534 | 0 | 2.9906 | 0 | 0 | -24.422 | 9.1842 | 0 | 8.4618 | 0 | 0 | -35.3303 | 15.2925 | 0 | 13.4805 | -4.2811 | -6.776 | -6.5574
7 | 13 | 21 | 0 | 0 | -11.2274 | 3.3321 | 0 | 3.41 | 0 | 0 | -26.8156 | 10.3615 | 0 | 9.6486 | 0 | 0 | -38.7931 | 17.2529 | 0 | 15.3711 | -4.4853 | -6.8055 | -6.169
7 | 13 | 22 | 0 | 0 | -11.7246 | 3.5333 | 0 | 3.6227 | 0 | 0 | -28.0032 | 10.9873 | 0 | 10.2503 | 0 | 0 | -40.511 | 18.2949 | 0 | 16.3297 | -4.5686 | -6.7656 | -5.8864
7 | 13 | 23 | 0 | 0 | -11.9277 | 3.6066 | 0 | 3.7061 | 0 | 0 | -28.4883 | 11.2152 | 0 | 10.4864 | 0 | 0 | -41.2128 | 18.6743 | 0 | 16.7059 | -4.615 | -6.7867 | -5.8327
7 | 14 | 0 | 0 | 0 | -12.087 | 3.6709 | 0 | 3.782 | 0 | 0 | -28.8687 | 11.4153 | 0 | 10.701 | 0 | 0 | -41.7632 | 19.0075 | 0 | 17.0478 | -4.634 | -6.7524 | -5.7079
7 | 14 | 1 | 0 | 0 | -12.2876 | 3.7446 | 0 | 3.8661 | 0 | 0 | -29.3479 | 11.6442 | 0 | 10.939 | 0 | 0 | -42.4564 | 19.3887 | 0 | 17.4269 | -4.677 | -6.7647 | -5.6409
7 | 14 | 2 | 0 | 0 | -10.2309 | 2.8818 | 0 | 2.9168 | 0 | 0 | -24.4357 | 8.9614 | 0 | 8.2529 | 0 | 0 | -35.3501 | 14.9216 | 0 | 13.1477 | -4.4323 | -7.2213 | -7.2808
7 | 14 | 3 | 0 | 0 | -6.9457 | 1.8133 | 0 | 1.8143 | 0 | 0 | -16.5893 | 5.6387 | 0 | 5.1336 | 0 | 0 | -23.9991 | 9.3889 | 0 | 8.1783 | -3.3181 | -5.817 | -6.4318
7 | 14 | 4 | 0 | 0 | -3.655 | 0.88222 | 0 | 0.85493 | 0 | 0 | -8.7296 | 2.7434 | 0 | 2.419 | 0 | 0 | -12.6288 | 4.568 | 0 | 3.8537 | -1.9178 | -3.5673 | -4.2071
7 | 14 | 5 | 0 | 0 | -2.2436 | 0.52097 | 0 | 0.48252 | 0 | 0 | -5.3587 | 1.62 | 0 | 1.3653 | 0 | 0 | -7.7522 | 2.6975 | 0 | 2.175 | -1.2401 | -2.3734 | -2.8797
7 | 14 | 6 | 0 | 0 | -1.1146 | 0.24918 | 0 | 0.22531 | 0 | 0 | -2.6621 | 0.77487 | 0 | 0.63752 | 0 | 0 | -3.8512 | 1.2902 | 0 | 1.0156 | -0.64009 | -1.2497 | -1.5453
7 | 14 | 7 | 0 | 0 | -0.16236 | 0.036757 | 0 | 0.033144 | 0 | 0 | -0.38777 | 0.1143 | 0 | 0.093781 | 0 | 0 | -0.56098 | 0.19032 | 0 | 0.1494 | -0.092454 | -0.17969 | -0.22125
7 | 14 | 8 | 0 | 0 | -0.19684 | 0.046911 | 0 | 0.045489 | 0 | 0 | -0.47013 | 0.14588 | 0 | 0.12871 | 0 | 0 | -0.68011 | 0.2429 | 0 | 0.20505 | -0.10444 | -0.19554 | -0.23216
7 | 14 | 9 | 0 | 0 | -0.23354 | 0.058355 | 0 | 0.059479 | 0 | 0 | -0.55779 | 0.18146 | 0 | 0.16829 | 0 | 0 | -0.80693 | 0.30215 | 0 | 0.26811 | -0.11571 | -0.20803 | -0.23667
7 | 14 | 10 | 0 | 0 | -0.26926 | 0.068731 | 0 | 0.072911 | 0 | 0 | -0.64311 | 0.21373 | 0 | 0.2063 | 0 | 0 | -0.93037 | 0.35588 | 0 | 0.32866 | -0.12762 | -0.22309 | -0.24583
7 | 14 | 11 | 0 | 0 | -0.27652 | 0.07428 | 0 | 0.081778 | 0 | 0 | -0.66045 | 0.23098 | 0 | 0.23139 | 0 | 0 | -0.95545 | 0.38461 | 0 | 0.36862 | -0.12047 | -0.19808 | -0.20222
7 | 14 | 12 | 0 | 0 | -0.28295 | 0.07877 | 0 | 0.089378 | 0 | 0 | -0.67581 | 0.24495 | 0 | 0.25289 | 0 | 0 | -0.97766 | 0.40786 | 0 | 0.40288 | -0.1148 | -0.17797 | -0.16692
7 | 14 | 13 | 0 | 0 | -0.29395 | 0.084385 | 0 | 0.0987 | 0 | 0 | -0.70208 | 0.26241 | 0 | 0.27927 | 0 | 0 | -1.0157 | 0.43693 | 0 | 0.4449 | -0.11087 | -0.1604 | -0.13383
7 | 14 | 14 | 0 | 0 | -0.51176 | 0.14338 | 0 | 0.15817 | 0 | 0 | -1.2223 | 0.44588 | 0 | 0.44754 | 0 | 0 | -1.7682 | 0.74242 | 0 | 0.71298 | -0.2102 | -0.32887 | -0.31283
7 | 14 | 15 | 0 | 0 | -1.2768 | 0.32429 | 0 | 0.32607 | 0 | 0 | -3.0496 | 1.0084 | 0 | 0.92262 | 0 | 0 | -4.4117 | 1.6791 | 0 | 1.4698 | -0.62645 | -1.1185 | -1.2627
7 | 14 | 16 | 0 | 0 | -2.8457 | 0.69877 | 0 | 0.68578 | 0 | 0 | -6.7968 | 2.1729 | 0 | 1.9404 | 0 | 0 | -9.8326 | 3.6181 | 0 | 3.0912 | -1.4612 | -2.6835 | -3.1233
7 | 14 | 17 | 0 | 0 | -3.9746 | 0.97633 | 0 | 0.96032 | 0 | 0 | -9.4929 | 3.036 | 0 | 2.7172 | 0 | 0 | -13.733 | 5.0553 | 0 | 4.3288 | -2.0379 | -3.7397 | -4.349
7 | 14 | 18 | 0 | 0 | -5.2534 | 1.3162 | 0 | 1.2984 | 0 | 0 | -12.5474 | 4.093 | 0 | 3.6737 | 0 | 0 | -18.1518 | 6.8152 | 0 | 5.8525 | -2.6388 | -4.7807 | -5.4841
7 | 14 | 19 | 0 | 0 | -6.4817 | 1.6432 | 0 | 1.6257 | 0 | 0 | -15.481 | 5.1098 | 0 | 4.5999 | 0 | 0 | -22.3958 | 8.5082 | 0 | 7.3281 | -3.2128 | -5.7714 | -6.5595
7 | 14 | 20 | 0 | 0 | -6.8749 | 1.7567 | 0 | 1.7366 | 0 | 0 | -16.4202 | 5.4629 | 0 | 4.9136 | 0 | 0 | -23.7545 | 9.0961 | 0 | 7.8278 | -3.3816 | -6.0438 | -6.8305
7 | 14 | 21 | 0 | 0 | -7.2315 | 1.8468 | 0 | 1.8279 | 0 | 0 | -17.2718 | 5.743 | 0 | 5.172 | 0 | 0 | -24.9864 | 9.5626 | 0 | 8.2396 | -3.5567 | -6.3568 | -7.1843
7 | 14 | 22 | 0 | 0 | -7.617 | 1.9686 | 0 | 1.9469 | 0 | 0 | -18.1925 | 6.1216 | 0 | 5.5088 | 0 | 0 | -26.3184 | 10.1931 | 0 | 8.7761 | -3.7014 | -6.5621 | -7.3492
7 | 14 | 23 | 0 | 0 | -7.5953 | 1.9621 | 0 | 1.9495 | 0 | 0 | -18.1407 | 6.1013 | 0 | 5.5161 | 0 | 0 | -26.2434 | 10.1592 | 0 | 8.7877 | -3.6837 | -6.5233 | -7.2965
7 | 15 | 0 | 0 | 0 | -7.5593 | 1.9552 | 0 | 1.9544 | 0 | 0 | -18.0547 | 6.0801 | 0 | 5.53 | 0 | 0 | -26.119 | 10.124 | 0 | 8.8099 | -3.6496 | -6.4445 | -7.1851
7 | 15 | 1 | 0 | 0 | -7.5203 | 1.9259 | 0 | 1.9377 | 0 | 0 | -17.9616 | 5.989 | 0 | 5.4826 | 0 | 0 | -25.9844 | 9.9722 | 0 | 8.7343 | -3.6567 | -6.4901 | -7.2779
7 | 15 | 2 | 0 | 0 | -4.6858 | 1.135 | 0 | 1.1441 | 0 | 0 | -11.1917 | 3.5294 | 0 | 3.2372 | 0 | 0 | -16.1906 | 5.8768 | 0 | 5.1572 | -2.4067 | -4.4251 | -5.1566
7 | 15 | 3 | 0 | 0 | -1.8047 | 0.411 | 0 | 0.42064 | 0 | 0 | -4.3103 | 1.2781 | 0 | 1.1902 | 0 | 0 | -6.2356 | 2.1281 | 0 | 1.8961 | -0.97304 | -1.8421 | -2.2114
7 | 15 | 4 | 0 | 0 | -0.05119 | 0.01391 | 0 | 0.01716 | 0 | 0 | -0.12226 | 0.043255 | 0 | 0.048553 | 0 | 0 | -0.17687 | 0.072023 | 0 | 0.07735 | -0.02012 | -0.030455 | -0.027499
7 | 15 | 5 | 0 | 0 | 0 | 0 | 0 | 0 | 0 | 0 | 0 | 0 | 0 | 0 | 0 | 0 | 0 | 0 | 0 | 0 | 0 | 0 | 0
7 | 15 | 6 | 0 | 0 | 0 | 0 | 0 | 0 | 0 | 0 | 0 | 0 | 0 | 0 | 0 | 0 | 0 | 0 | 0 | 0 | 0 | 0 | 0
7 | 15 | 7 | 0 | 0 | 0 | 0 | 0 | 0 | 0 | 0 | 0 | 0 | 0 | 0 | 0 | 0 | 0 | 0 | 0 | 0 | 0 | 0 | 0
7 | 15 | 8 | 0 | 0 | 0 | 0 | 0 | 0 | 0 | 0 | 0 | 0 | 0 | 0 | 0 | 0 | 0 | 0 | 0 | 0 | 0 | 0 | 0
7 | 15 | 9 | 0 | 0 | 0 | 0 | 0 | 0 | 0 | 0 | 0 | 0 | 0 | 0 | 0 | 0 | 0 | 0 | 0 | 0 | 0 | 0 | 0
7 | 15 | 10 | 0 | 0 | 0 | 0 | 0 | 0 | 0 | 0 | 0 | 0 | 0 | 0 | 0 | 0 | 0 | 0 | 0 | 0 | 0 | 0 | 0
7 | 15 | 11 | 0 | 0 | 0 | 0 | 0 | 0 | 0 | 0 | 0 | 0 | 0 | 0 | 0 | 0 | 0 | 0 | 0 | 0 | 0 | 0 | 0
7 | 15 | 12 | 0 | 0 | 0 | 0 | 0 | 0 | 0 | 0 | 0 | 0 | 0 | 0 | 0 | 0 | 0 | 0 | 0 | 0 | 0 | 0 | 0
7 | 15 | 13 | 0 | 0 | 0 | 0 | 0 | 0 | 0 | 0 | 0 | 0 | 0 | 0 | 0 | 0 | 0 | 0 | 0 | 0 | 0 | 0 | 0
7 | 15 | 14 | 0 | 0 | 0 | 0 | 0 | 0 | 0 | 0 | 0 | 0 | 0 | 0 | 0 | 0 | 0 | 0 | 0 | 0 | 0 | 0 | 0
7 | 15 | 15 | 0 | 0 | 0 | 0.0007018 | 0 | 0.00070906 | 0 | 0 | 0 | 0.0021823 | 0 | 0.0020063 | 0 | 0 | 0 | 0.0036338 | 0 | 0.0031962 | 0.0014109 | 0.0041886 | 0.00683
7 | 15 | 16 | 0 | 0 | -0.73635 | 0.15653 | 0 | 0.15624 | 0 | 0 | -1.7587 | 0.48677 | 0 | 0.44207 | 0 | 0 | -2.5443 | 0.81051 | 0 | 0.70427 | -0.42358 | -0.82988 | -1.0295
7 | 15 | 17 | 0 | 0 | -1.6474 | 0.36228 | 0 | 0.35122 | 0 | 0 | -3.9346 | 1.1266 | 0 | 0.99376 | 0 | 0 | -5.692 | 1.8758 | 0 | 1.5832 | -0.93388 | -1.8143 | -2.2331
7 | 15 | 18 | 0 | 0 | -2.7694 | 0.63632 | 0 | 0.61371 | 0 | 0 | -6.6144 | 1.9787 | 0 | 1.7365 | 0 | 0 | -9.5688 | 3.2948 | 0 | 2.7664 | -1.5193 | -2.8992 | -3.5076
7 | 15 | 19 | 0 | 0 | -4.1047 | 0.97356 | 0 | 0.95091 | 0 | 0 | -9.8036 | 3.0274 | 0 | 2.6906 | 0 | 0 | -14.1825 | 5.0409 | 0 | 4.2864 | -2.1802 | -4.0856 | -4.8552
7 | 15 | 20 | 0 | 0 | -4.486 | 1.0877 | 0 | 1.0718 | 0 | 0 | -10.7146 | 3.3823 | 0 | 3.0327 | 0 | 0 | -15.5003 | 5.6319 | 0 | 4.8314 | -2.3265 | -4.2995 | -5.037
7 | 15 | 21 | 0 | 0 | -4.8795 | 1.1983 | 0 | 1.1919 | 0 | 0 | -11.6542 | 3.7263 | 0 | 3.3725 | 0 | 0 | -16.8596 | 6.2047 | 0 | 5.3727 | -2.4892 | -4.5554 | -5.2822
7 | 15 | 22 | 0 | 0 | -5.2731 | 1.3067 | 0 | 1.3107 | 0 | 0 | -12.5944 | 4.0635 | 0 | 3.7087 | 0 | 0 | -18.2198 | 6.7661 | 0 | 5.9083 | -2.6557 | -4.8223 | -5.5455
7 | 15 | 23 | 0 | 0 | -5.4423 | 1.352 | 0 | 1.3597 | 0 | 0 | -12.9984 | 4.2043 | 0 | 3.8472 | 0 | 0 | -18.8042 | 7.0006 | 0 | 6.129 | -2.7305 | -4.9468 | -5.6746
7 | 16 | 0 | 0 | 0 | -5.2664 | 1.287 | 0 | 1.2797 | 0 | 0 | -12.5782 | 4.0022 | 0 | 3.621 | 0 | 0 | -18.1964 | 6.6641 | 0 | 5.7686 | -2.6996 | -4.955 | -5.7638
7 | 16 | 1 | 0 | 0 | -5.4265 | 1.3404 | 0 | 1.3352 | 0 | 0 | -12.9608 | 4.1683 | 0 | 3.778 | 0 | 0 | -18.7499 | 6.9406 | 0 | 6.0188 | -2.7508 | -5.0145 | -5.7905
7 | 16 | 2 | 0 | 0 | -2.5921 | 0.59925 | 0 | 0.60261 | 0 | 0 | -6.1909 | 1.8635 | 0 | 1.7051 | 0 | 0 | -8.9562 | 3.1028 | 0 | 2.7164 | -1.3902 | -2.6224 | -3.137
7 | 16 | 3 | 0 | 0 | -0.11463 | 0.028131 | 0 | 0.045757 | 0 | 0 | -0.2738 | 0.087477 | 0 | 0.12947 | 0 | 0 | -0.39609 | 0.14566 | 0 | 0.20626 | -0.040747 | -0.05685 | -0.044176
7 | 16 | 4 | 0 | 0 | 0 | 0 | 0 | 0 | 0 | 0 | 0 | 0 | 0 | 0 | 0 | 0 | 0 | 0 | 0 | 0 | 0 | 0 | 0
7 | 16 | 5 | 0 | 0 | 0 | 0 | 0 | 0 | 0 | 0 | 0 | 0 | 0 | 0 | 0 | 0 | 0 | 0 | 0 | 0 | 0 | 0 | 0
7 | 16 | 6 | 0 | 0 | 0 | 0 | 0 | 0 | 0 | 0 | 0 | 0 | 0 | 0 | 0 | 0 | 0 | 0 | 0 | 0 | 0 | 0 | 0
7 | 16 | 7 | 0 | 0 | 0 | 0 | 0 | 0 | 0 | 0 | 0 | 0 | 0 | 0 | 0 | 0 | 0 | 0 | 0 | 0 | 0 | 0 | 0
7 | 16 | 8 | 0 | 0 | 0 | 0 | 0 | 0 | 0 | 0 | 0 | 0 | 0 | 0 | 0 | 0 | 0 | 0 | 0 | 0 | 0 | 0 | 0
7 | 16 | 9 | 0 | 0 | 0 | 0 | 0 | 0 | 0 | 0 | 0 | 0 | 0 | 0 | 0 | 0 | 0 | 0 | 0 | 0 | 0 | 0 | 0
7 | 16 | 10 | 0 | 0 | 0 | 0 | 0 | 0 | 0 | 0 | 0 | 0 | 0 | 0 | 0 | 0 | 0 | 0 | 0 | 0 | 0 | 0 | 0
7 | 16 | 11 | 0 | 0 | 0 | 0 | 0 | 0 | 0 | 0 | 0 | 0 | 0 | 0 | 0 | 0 | 0 | 0 | 0 | 0 | 0 | 0 | 0
7 | 16 | 12 | 0 | 0 | 0 | 0 | 0 | 0 | 0 | 0 | 0 | 0 | 0 | 0 | 0 | 0 | 0 | 0 | 0 | 0 | 0 | 0 | 0
7 | 16 | 13 | 0 | 0 | 0 | 0 | 0 | 0 | 0 | 0 | 0 | 0 | 0 | 0 | 0 | 0 | 0 | 0 | 0 | 0 | 0 | 0 | 0
7 | 16 | 14 | 0 | 0 | 0 | 0 | 0 | 0 | 0 | 0 | 0 | 0 | 0 | 0 | 0 | 0 | 0 | 0 | 0 | 0 | 0 | 0 | 0
7 | 16 | 15 | 0 | 0 | -0.018708 | 0.0046947 | 0 | 0.0088045 | 0 | 0 | -0.044683 | 0.014599 | 0 | 0.024912 | 0 | 0 | -0.064642 | 0.024309 | 0 | 0.039687 | -0.0052091 | -0.0051723 | -0.00064555
7 | 16 | 16 | 0 | 0 | -0.2182 | 0.052849 | 0 | 0.081762 | 0 | 0 | -0.52116 | 0.16434 | 0 | 0.23134 | 0 | 0 | -0.75395 | 0.27364 | 0 | 0.36855 | -0.083593 | -0.12548 | -0.11175
7 | 16 | 17 | 0 | 0 | -0.35919 | 0.088891 | 0 | 0.13005 | 0 | 0 | -0.8579 | 0.27642 | 0 | 0.36798 | 0 | 0 | -1.2411 | 0.46026 | 0 | 0.58623 | -0.14025 | -0.2135 | -0.19459
7 | 16 | 18 | 0 | 0 | -0.53209 | 0.13509 | 0 | 0.18728 | 0 | 0 | -1.2709 | 0.42007 | 0 | 0.52991 | 0 | 0 | -1.8385 | 0.69946 | 0 | 0.8442 | -0.20972 | -0.32087 | -0.29484
7 | 16 | 19 | 0 | 0 | -0.81342 | 0.20829 | 0 | 0.26466 | 0 | 0 | -1.9428 | 0.64771 | 0 | 0.74884 | 0 | 0 | -2.8105 | 1.0785 | 0 | 1.193 | -0.34047 | -0.54623 | -0.53907
7 | 16 | 20 | 0 | 0 | -1.0865 | 0.27206 | 0 | 0.32333 | 0 | 0 | -2.595 | 0.846 | 0 | 0.91484 | 0 | 0 | -3.7541 | 1.4087 | 0 | 1.4574 | -0.49112 | -0.83418 | -0.88801
7 | 16 | 21 | 0 | 0 | -1.3944 | 0.34412 | 0 | 0.38891 | 0 | 0 | -3.3305 | 1.0701 | 0 | 1.1004 | 0 | 0 | -4.8181 | 1.7818 | 0 | 1.7531 | -0.6614 | -1.16 | -1.2832
7 | 16 | 22 | 0 | 0 | -1.4616 | 0.3853 | 0 | 0.42564 | 0 | 0 | -3.491 | 1.1982 | 0 | 1.2043 | 0 | 0 | -5.0503 | 1.995 | 0 | 1.9186 | -0.6507 | -1.0885 | -1.1366
7 | 16 | 23 | 0 | 0 | -2.0366 | 0.5182 | 0 | 0.53955 | 0 | 0 | -4.8643 | 1.6114 | 0 | 1.5266 | 0 | 0 | -7.0371 | 2.6832 | 0 | 2.4321 | -0.97889 | -1.7263 | -1.9218
7 | 17 | 0 | 0 | 0 | -0.71181 | 0.2229 | 0 | 0.27933 | 0 | 0 | -1.7001 | 0.69313 | 0 | 0.79035 | 0 | 0 | -2.4595 | 1.1541 | 0 | 1.2591 | -0.20959 | -0.21662 | -0.04624
7 | 17 | 1 | 0 | 0 | -0.66617 | 0.21224 | 0 | 0.26356 | 0 | 0 | -1.5911 | 0.65999 | 0 | 0.74574 | 0 | 0 | -2.3018 | 1.0989 | 0 | 1.188 | -0.19037 | -0.18538 | -0.014808
7 | 17 | 2 | 0 | 0 | -0.22097 | 0.071308 | 0 | 0.10328 | 0 | 0 | -0.52777 | 0.22174 | 0 | 0.29224 | 0 | 0 | -0.7635 | 0.36922 | 0 | 0.46556 | -0.046379 | -0.013789 | 0.071282
7 | 17 | 3 | 0 | 0 | -0.023358 | 0.0075607 | 0 | 0.012306 | 0 | 0 | -0.055788 | 0.023511 | 0 | 0.03482 | 0 | 0 | -0.080706 | 0.039148 | 0 | 0.055472 | -0.0034907 | 0.0025435 | 0.013914
7 | 17 | 4 | 0 | 0 | 0 | 0 | 0 | 0 | 0 | 0 | 0 | 0 | 0 | 0 | 0 | 0 | 0 | 0 | 0 | 0 | 0 | 0 | 0
7 | 17 | 5 | 0 | 0 | 0 | 0 | 0 | 0 | 0 | 0 | 0 | 0 | 0 | 0 | 0 | 0 | 0 | 0 | 0 | 0 | 0 | 0 | 0
7 | 17 | 6 | 0 | 0 | 0 | 0 | 0 | 0 | 0 | 0 | 0 | 0 | 0 | 0 | 0 | 0 | 0 | 0 | 0 | 0 | 0 | 0 | 0
7 | 17 | 7 | 0 | 0 | 0 | 0 | 0 | 0 | 0 | 0 | 0 | 0 | 0 | 0 | 0 | 0 | 0 | 0 | 0 | 0 | 0 | 0 | 0
7 | 17 | 8 | 0 | 0 | 0 | 0 | 0 | 0 | 0 | 0 | 0 | 0 | 0 | 0 | 0 | 0 | 0 | 0 | 0 | 0 | 0 | 0 | 0
7 | 17 | 9 | 0 | 0 | 0 | 0 | 0 | 0 | 0 | 0 | 0 | 0 | 0 | 0 | 0 | 0 | 0 | 0 | 0 | 0 | 0 | 0 | 0
7 | 17 | 10 | 0 | 0 | 0 | 0 | 0 | 0 | 0 | 0 | 0 | 0 | 0 | 0 | 0 | 0 | 0 | 0 | 0 | 0 | 0 | 0 | 0
7 | 17 | 11 | 0 | 0 | 0 | 0 | 0 | 0 | 0 | 0 | 0 | 0 | 0 | 0 | 0 | 0 | 0 | 0 | 0 | 0 | 0 | 0 | 0
7 | 17 | 12 | 0 | 0 | 0 | 0 | 0 | 0 | 0 | 0 | 0 | 0 | 0 | 0 | 0 | 0 | 0 | 0 | 0 | 0 | 0 | 0 | 0
7 | 17 | 13 | 0 | 0 | 0 | 0 | 0 | 0 | 0 | 0 | 0 | 0 | 0 | 0 | 0 | 0 | 0 | 0 | 0 | 0 | 0 | 0 | 0
7 | 17 | 14 | 0 | 0 | 0 | 0 | 0 | 0 | 0 | 0 | 0 | 0 | 0 | 0 | 0 | 0 | 0 | 0 | 0 | 0 | 0 | 0 | 0
7 | 17 | 15 | 0 | 0 | 0 | 0 | 0 | 0 | 0 | 0 | 0 | 0 | 0 | 0 | 0 | 0 | 0 | 0 | 0 | 0 | 0 | 0 | 0
7 | 17 | 16 | 0 | 0 | -0.014935 | 0.0033074 | 0 | 0.010177 | 0 | 0 | -0.035672 | 0.010285 | 0 | 0.028796 | 0 | 0 | -0.051605 | 0.017125 | 0 | 0.045875 | -0.0014507 | 0.0034091 | 0.011395
7 | 17 | 17 | 0 | 0 | -0.030938 | 0.0069756 | 0 | 0.021466 | 0 | 0 | -0.073892 | 0.021692 | 0 | 0.060736 | 0 | 0 | -0.1069 | 0.036119 | 0 | 0.096759 | -0.0024963 | 0.0085363 | 0.025982
7 | 17 | 18 | 0 | 0 | -0.048007 | 0.011219 | 0 | 0.034526 | 0 | 0 | -0.11466 | 0.034889 | 0 | 0.097691 | 0 | 0 | -0.16587 | 0.058093 | 0 | 0.15563 | -0.002261 | 0.017919 | 0.04785
7 | 17 | 19 | 0 | 0 | -0.064009 | 0.015228 | 0 | 0.046863 | 0 | 0 | -0.15288 | 0.047354 | 0 | 0.1326 | 0 | 0 | -0.22117 | 0.078849 | 0 | 0.21124 | -0.0019176 | 0.027072 | 0.068925
7 | 17 | 20 | 0 | 0 | -0.061875 | 0.014721 | 0 | 0.045301 | 0 | 0 | -0.14778 | 0.045776 | 0 | 0.12818 | 0 | 0 | -0.21379 | 0.076221 | 0 | 0.2042 | -0.0018537 | 0.026169 | 0.066627
7 | 17 | 21 | 0 | 0 | -0.059742 | 0.014213 | 0 | 0.043739 | 0 | 0 | -0.14269 | 0.044197 | 0 | 0.12376 | 0 | 0 | -0.20642 | 0.073593 | 0 | 0.19716 | -0.0017898 | 0.025267 | 0.06433
7 | 17 | 22 | 0 | 0 | -0.057608 | 0.013705 | 0 | 0.042177 | 0 | 0 | -0.13759 | 0.042619 | 0 | 0.11934 | 0 | 0 | -0.19905 | 0.070964 | 0 | 0.19012 | -0.0017258 | 0.024365 | 0.062032
7 | 17 | 23 | 0 | 0 | -0.055474 | 0.013198 | 0 | 0.040615 | 0 | 0 | -0.1325 | 0.04104 | 0 | 0.11492 | 0 | 0 | -0.19168 | 0.068336 | 0 | 0.18308 | -0.0016619 | 0.023462 | 0.059735
7 | 18 | 0 | 0 | 0 | -0.053341 | 0.012466 | 0 | 0.038362 | 0 | 0 | -0.1274 | 0.038765 | 0 | 0.10855 | 0 | 0 | -0.1843 | 0.064547 | 0 | 0.17292 | -0.0025122 | 0.01991 | 0.053166
7 | 18 | 1 | 0 | 0 | -0.052274 | 0.012217 | 0 | 0.037595 | 0 | 0 | -0.12485 | 0.03799 | 0 | 0.10637 | 0 | 0 | -0.18062 | 0.063256 | 0 | 0.16946 | -0.002462 | 0.019512 | 0.052103
7 | 18 | 2 | 0 | 0 | -0.033071 | 0.0075919 | 0 | 0.023363 | 0 | 0 | -0.078988 | 0.023608 | 0 | 0.066103 | 0 | 0 | -0.11427 | 0.03931 | 0 | 0.10531 | -0.0021168 | 0.010724 | 0.03035
7 | 18 | 3 | 0 | 0 | -0.013869 | 0.0030711 | 0 | 0.0094504 | 0 | 0 | -0.033124 | 0.0095501 | 0 | 0.026739 | 0 | 0 | -0.047919 | 0.015902 | 0 | 0.042599 | -0.0013471 | 0.0031656 | 0.010581
7 | 18 | 4 | 0 | 0 | 0 | 0 | 0 | 0 | 0 | 0 | 0 | 0 | 0 | 0 | 0 | 0 | 0 | 0 | 0 | 0 | 0 | 0 | 0
7 | 18 | 5 | 0 | 0 | 0 | 0 | 0 | 0 | 0 | 0 | 0 | 0 | 0 | 0 | 0 | 0 | 0 | 0 | 0 | 0 | 0 | 0 | 0
7 | 18 | 6 | 0 | 0 | 0 | 0 | 0 | 0 | 0 | 0 | 0 | 0 | 0 | 0 | 0 | 0 | 0 | 0 | 0 | 0 | 0 | 0 | 0
7 | 18 | 7 | 0 | 0 | 0 | 0 | 0 | 0 | 0 | 0 | 0 | 0 | 0 | 0 | 0 | 0 | 0 | 0 | 0 | 0 | 0 | 0 | 0
7 | 18 | 8 | 0 | 0 | 0 | 0 | 0 | 0 | 0 | 0 | 0 | 0 | 0 | 0 | 0 | 0 | 0 | 0 | 0 | 0 | 0 | 0 | 0
7 | 18 | 9 | 0 | 0 | 0 | 0 | 0 | 0 | 0 | 0 | 0 | 0 | 0 | 0 | 0 | 0 | 0 | 0 | 0 | 0 | 0 | 0 | 0
7 | 18 | 10 | 0 | 0 | 0 | 0 | 0 | 0 | 0 | 0 | 0 | 0 | 0 | 0 | 0 | 0 | 0 | 0 | 0 | 0 | 0 | 0 | 0
7 | 18 | 11 | 0 | 0 | 0 | 0 | 0 | 0 | 0 | 0 | 0 | 0 | 0 | 0 | 0 | 0 | 0 | 0 | 0 | 0 | 0 | 0 | 0
7 | 18 | 12 | 0 | 0 | 0 | 0 | 0 | 0 | 0 | 0 | 0 | 0 | 0 | 0 | 0 | 0 | 0 | 0 | 0 | 0 | 0 | 0 | 0
7 | 18 | 13 | 0 | 0 | 0 | 0 | 0 | 0 | 0 | 0 | 0 | 0 | 0 | 0 | 0 | 0 | 0 | 0 | 0 | 0 | 0 | 0 | 0
7 | 18 | 14 | 0 | 0 | 0 | 0 | 0 | 0 | 0 | 0 | 0 | 0 | 0 | 0 | 0 | 0 | 0 | 0 | 0 | 0 | 0 | 0 | 0
7 | 18 | 15 | 0 | 0 | 0 | 0 | 0 | 0 | 0 | 0 | 0 | 0 | 0 | 0 | 0 | 0 | 0 | 0 | 0 | 0 | 0 | 0 | 0
7 | 18 | 16 | 0 | 0 | -0.0053341 | 0.00116 | 0 | 0.0035695 | 0 | 0 | -0.01274 | 0.0036072 | 0 | 0.0101 | 0 | 0 | -0.01843 | 0.0060063 | 0 | 0.01609 | -0.00060461 | 0.00096688 | 0.0036657
7 | 18 | 17 | 0 | 0 | -0.025604 | 0.0057729 | 0 | 0.017765 | 0 | 0 | -0.061152 | 0.017952 | 0 | 0.050265 | 0 | 0 | -0.088466 | 0.029891 | 0 | 0.080077 | -0.0020659 | 0.0070645 | 0.021502
7 | 18 | 18 | 0 | 0 | -0.04694 | 0.01097 | 0 | 0.033759 | 0 | 0 | -0.11211 | 0.034113 | 0 | 0.09552 | 0 | 0 | -0.16219 | 0.056802 | 0 | 0.15217 | -0.0022107 | 0.017521 | 0.046786
7 | 18 | 19 | 0 | 0 | -0.067209 | 0.016276 | 0 | 0.050087 | 0 | 0 | -0.16052 | 0.050612 | 0 | 0.14172 | 0 | 0 | -0.23222 | 0.084273 | 0 | 0.22577 | -0.00084644 | 0.031808 | 0.077823
7 | 18 | 20 | 0 | 0 | -0.07361 | 0.017826 | 0 | 0.054857 | 0 | 0 | -0.17581 | 0.055432 | 0 | 0.15522 | 0 | 0 | -0.25434 | 0.092299 | 0 | 0.24728 | -0.00092705 | 0.034837 | 0.085235
7 | 18 | 21 | 0 | 0 | -0.078944 | 0.019458 | 0 | 0.059881 | 0 | 0 | -0.18855 | 0.060507 | 0 | 0.16943 | 0 | 0 | -0.27277 | 0.10075 | 0 | 0.26992 | 0.00039418 | 0.041385 | 0.097898
7 | 18 | 22 | 0 | 0 | -0.085345 | 0.021035 | 0 | 0.064736 | 0 | 0 | -0.20384 | 0.065413 | 0 | 0.18317 | 0 | 0 | -0.29489 | 0.10892 | 0 | 0.2918 | 0.00042614 | 0.044741 | 0.10584
7 | 18 | 23 | 0 | 0 | -0.089612 | 0.022478 | 0 | 0.069177 | 0 | 0 | -0.21403 | 0.0699 | 0 | 0.19573 | 0 | 0 | -0.30963 | 0.11639 | 0 | 0.31182 | 0.0020431 | 0.051602 | 0.11858
7 | 19 | 0 | 0 | 0 | 0 | 0 | 0 | 0 | 0 | 0 | 0 | 0 | 0 | 0 | 0 | 0 | 0 | 0 | 0 | 0 | 0 | 0 | 0
7 | 19 | 1 | 0 | 0 | 0 | 0 | 0 | 0 | 0 | 0 | 0 | 0 | 0 | 0 | 0 | 0 | 0 | 0 | 0 | 0 | 0 | 0 | 0
7 | 19 | 2 | 0 | 0 | 0 | 0 | 0 | 0 | 0 | 0 | 0 | 0 | 0 | 0 | 0 | 0 | 0 | 0 | 0 | 0 | 0 | 0 | 0
7 | 19 | 3 | 0 | 0 | 0 | 0 | 0 | 0 | 0 | 0 | 0 | 0 | 0 | 0 | 0 | 0 | 0 | 0 | 0 | 0 | 0 | 0 | 0
7 | 19 | 4 | 0 | 0 | 0 | 0 | 0 | 0 | 0 | 0 | 0 | 0 | 0 | 0 | 0 | 0 | 0 | 0 | 0 | 0 | 0 | 0 | 0
7 | 19 | 5 | 0 | 0 | 0 | 0 | 0 | 0 | 0 | 0 | 0 | 0 | 0 | 0 | 0 | 0 | 0 | 0 | 0 | 0 | 0 | 0 | 0
7 | 19 | 6 | 0 | 0 | 0 | 0 | 0 | 0 | 0 | 0 | 0 | 0 | 0 | 0 | 0 | 0 | 0 | 0 | 0 | 0 | 0 | 0 | 0
7 | 19 | 7 | 0 | 0 | 0 | 0 | 0 | 0 | 0 | 0 | 0 | 0 | 0 | 0 | 0 | 0 | 0 | 0 | 0 | 0 | 0 | 0 | 0
7 | 19 | 8 | 0 | 0 | 0 | 0 | 0 | 0 | 0 | 0 | 0 | 0 | 0 | 0 | 0 | 0 | 0 | 0 | 0 | 0 | 0 | 0 | 0
7 | 19 | 9 | 0 | 0 | 0 | 0 | 0 | 0 | 0 | 0 | 0 | 0 | 0 | 0 | 0 | 0 | 0 | 0 | 0 | 0 | 0 | 0 | 0
7 | 19 | 10 | 0 | 0 | 0 | 0 | 0 | 0 | 0 | 0 | 0 | 0 | 0 | 0 | 0 | 0 | 0 | 0 | 0 | 0 | 0 | 0 | 0
7 | 19 | 11 | 0 | 0 | 0 | 0 | 0 | 0 | 0 | 0 | 0 | 0 | 0 | 0 | 0 | 0 | 0 | 0 | 0 | 0 | 0 | 0 | 0
7 | 19 | 12 | 0 | 0 | 0 | 0 | 0 | 0 | 0 | 0 | 0 | 0 | 0 | 0 | 0 | 0 | 0 | 0 | 0 | 0 | 0 | 0 | 0
7 | 19 | 13 | 0 | 0 | 0 | 0 | 0 | 0 | 0 | 0 | 0 | 0 | 0 | 0 | 0 | 0 | 0 | 0 | 0 | 0 | 0 | 0 | 0
7 | 19 | 14 | 0 | 0 | 0 | 0 | 0 | 0 | 0 | 0 | 0 | 0 | 0 | 0 | 0 | 0 | 0 | 0 | 0 | 0 | 0 | 0 | 0
7 | 19 | 15 | 0 | 0 | 0 | 0 | 0 | 0 | 0 | 0 | 0 | 0 | 0 | 0 | 0 | 0 | 0 | 0 | 0 | 0 | 0 | 0 | 0
7 | 19 | 16 | 0 | 0 | 0 | 0 | 0 | 0 | 0 | 0 | 0 | 0 | 0 | 0 | 0 | 0 | 0 | 0 | 0 | 0 | 0 | 0 | 0
7 | 19 | 17 | 0 | 0 | 0 | 0 | 0 | 0 | 0 | 0 | 0 | 0 | 0 | 0 | 0 | 0 | 0 | 0 | 0 | 0 | 0 | 0 | 0
7 | 19 | 18 | 0 | 0 | 0 | 0 | 0 | 0 | 0 | 0 | 0 | 0 | 0 | 0 | 0 | 0 | 0 | 0 | 0 | 0 | 0 | 0 | 0
7 | 19 | 19 | 0 | 0 | 0 | 0 | 0 | 0 | 0 | 0 | 0 | 0 | 0 | 0 | 0 | 0 | 0 | 0 | 0 | 0 | 0 | 0 | 0
7 | 19 | 20 | 0 | 0 | 0 | 0 | 0 | 0 | 0 | 0 | 0 | 0 | 0 | 0 | 0 | 0 | 0 | 0 | 0 | 0 | 0 | 0 | 0
7 | 19 | 21 | 0 | 0 | 0 | 0 | 0 | 0 | 0 | 0 | 0 | 0 | 0 | 0 | 0 | 0 | 0 | 0 | 0 | 0 | 0 | 0 | 0
7 | 19 | 22 | 0 | 0 | 0 | 0.010932 | 0 | 0.011045 | 0 | 0 | 0 | 0.033993 | 0 | 0.031253 | 0 | 0 | 0 | 0.056602 | 0 | 0.049789 | 0.021977 | 0.065246 | 0.10639
7 | 19 | 23 | 0 | 0 | 0 | 0.010758 | 0 | 0.01087 | 0 | 0 | 0 | 0.033454 | 0 | 0.030757 | 0 | 0 | 0 | 0.055703 | 0 | 0.048998 | 0.021628 | 0.06421 | 0.1047
7 | 20 | 0 | 0 | 0 | 0 | 0.010585 | 0 | 0.010695 | 0 | 0 | 0 | 0.032914 | 0 | 0.03026 | 0 | 0 | 0 | 0.054805 | 0 | 0.048208 | 0.021279 | 0.063175 | 0.10301
7 | 20 | 1 | 0 | 0 | 0 | 0.010234 | 0 | 0.010341 | 0 | 0 | 0 | 0.031824 | 0 | 0.029258 | 0 | 0 | 0 | 0.05299 | 0 | 0.046611 | 0.020574 | 0.061082 | 0.099601
7 | 20 | 2 | 0 | 0 | 0 | 0.0066382 | 0 | 0.0067073 | 0 | 0 | 0 | 0.020642 | 0 | 0.018978 | 0 | 0 | 0 | 0.034372 | 0 | 0.030234 | 0.013345 | 0.03962 | 0.064605
7 | 20 | 3 | 0 | 0 | 0 | 0.0033186 | 0 | 0.003353 | 0 | 0 | 0 | 0.01032 | 0 | 0.0094873 | 0 | 0 | 0 | 0.017183 | 0 | 0.015114 | 0.0066716 | 0.019807 | 0.032297
7 | 20 | 4 | 0 | 0 | 0 | 0.0003509 | 0 | 0.00035453 | 0 | 0 | 0 | 0.0010912 | 0 | 0.0010031 | 0 | 0 | 0 | 0.0018169 | 0 | 0.0015981 | 0.00070543 | 0.0020943 | 0.003415
7 | 20 | 5 | 0 | 0 | 0 | 0 | 0 | 0 | 0 | 0 | 0 | 0 | 0 | 0 | 0 | 0 | 0 | 0 | 0 | 0 | 0 | 0 | 0
7 | 20 | 6 | 0 | 0 | 0 | 0 | 0 | 0 | 0 | 0 | 0 | 0 | 0 | 0 | 0 | 0 | 0 | 0 | 0 | 0 | 0 | 0 | 0
7 | 20 | 7 | 0 | 0 | 0 | 0 | 0 | 0 | 0 | 0 | 0 | 0 | 0 | 0 | 0 | 0 | 0 | 0 | 0 | 0 | 0 | 0 | 0
7 | 20 | 8 | 0 | 0 | 0 | 0 | 0 | 0 | 0 | 0 | 0 | 0 | 0 | 0 | 0 | 0 | 0 | 0 | 0 | 0 | 0 | 0 | 0
7 | 20 | 9 | 0 | 0 | 0 | 0 | 0 | 0 | 0 | 0 | 0 | 0 | 0 | 0 | 0 | 0 | 0 | 0 | 0 | 0 | 0 | 0 | 0
7 | 20 | 10 | 0 | 0 | 0 | 0 | 0 | 0 | 0 | 0 | 0 | 0 | 0 | 0 | 0 | 0 | 0 | 0 | 0 | 0 | 0 | 0 | 0
7 | 20 | 11 | 0 | 0 | 0 | 0 | 0 | 0 | 0 | 0 | 0 | 0 | 0 | 0 | 0 | 0 | 0 | 0 | 0 | 0 | 0 | 0 | 0
7 | 20 | 12 | 0 | 0 | 0 | 0 | 0 | 0 | 0 | 0 | 0 | 0 | 0 | 0 | 0 | 0 | 0 | 0 | 0 | 0 | 0 | 0 | 0
7 | 20 | 13 | 0 | 0 | 0 | 0 | 0 | 0 | 0 | 0 | 0 | 0 | 0 | 0 | 0 | 0 | 0 | 0 | 0 | 0 | 0 | 0 | 0
7 | 20 | 14 | 0 | 0 | 0 | 0 | 0 | 0 | 0 | 0 | 0 | 0 | 0 | 0 | 0 | 0 | 0 | 0 | 0 | 0 | 0 | 0 | 0
7 | 20 | 15 | 0 | 0 | 0 | 0 | 0 | 0 | 0 | 0 | 0 | 0 | 0 | 0 | 0 | 0 | 0 | 0 | 0 | 0 | 0 | 0 | 0
7 | 20 | 16 | 0 | 0 | -0.017069 | 0.0055989 | 0 | 0.013469 | 0 | 0 | -0.040768 | 0.017411 | 0 | 0.038111 | 0 | 0 | -0.058977 | 0.02899 | 0 | 0.060714 | 0.0019991 | 0.014753 | 0.030727
7 | 20 | 17 | 0 | 0 | -0.043739 | 0.012593 | 0 | 0.033852 | 0 | 0 | -0.10447 | 0.039159 | 0 | 0.095784 | 0 | 0 | -0.15113 | 0.065204 | 0 | 0.15259 | 0.002706 | 0.030476 | 0.066669
7 | 20 | 18 | 0 | 0 | -0.069343 | 0.019608 | 0 | 0.054522 | 0 | 0 | -0.16562 | 0.060973 | 0 | 0.15427 | 0 | 0 | -0.2396 | 0.10152 | 0 | 0.24576 | 0.0047863 | 0.04962 | 0.10769
7 | 20 | 19 | 0 | 0 | -0.096013 | 0.027478 | 0 | 0.077548 | 0 | 0 | -0.22932 | 0.085447 | 0 | 0.21942 | 0 | 0 | -0.33175 | 0.14228 | 0 | 0.34955 | 0.0090123 | 0.075545 | 0.16008
7 | 20 | 20 | 0 | 0 | -0.10348 | 0.030035 | 0 | 0.084949 | 0 | 0 | -0.24716 | 0.093397 | 0 | 0.24036 | 0 | 0 | -0.35755 | 0.15551 | 0 | 0.38292 | 0.011502 | 0.086601 | 0.18088
7 | 20 | 21 | 0 | 0 | -0.10988 | 0.032311 | 0 | 0.091642 | 0 | 0 | -0.26244 | 0.10047 | 0 | 0.2593 | 0 | 0 | -0.37967 | 0.1673 | 0 | 0.41309 | 0.014071 | 0.097328 | 0.20072
7 | 20 | 22 | 0 | 0 | -0.11735 | 0.034548 | 0 | 0.097912 | 0 | 0 | -0.28028 | 0.10743 | 0 | 0.27704 | 0 | 0 | -0.40547 | 0.17889 | 0 | 0.44135 | 0.015111 | 0.10419 | 0.21477
7 | 20 | 23 | 0 | 0 | -0.11948 | 0.035796 | 0 | 0.10144 | 0 | 0 | -0.28538 | 0.11131 | 0 | 0.28701 | 0 | 0 | -0.41284 | 0.18535 | 0 | 0.45724 | 0.017749 | 0.11295 | 0.22974
7 | 21 | 0 | 0 | 0 | -0.59828 | 0.18688 | 0 | 0.2892 | 0 | 0 | -1.4289 | 0.58114 | 0 | 0.81827 | 0 | 0 | -2.0672 | 0.96766 | 0 | 1.3036 | -0.1222 | -0.029521 | 0.20406
7 | 21 | 1 | 0 | 0 | -0.61727 | 0.19292 | 0 | 0.29767 | 0 | 0 | -1.4743 | 0.5999 | 0 | 0.84226 | 0 | 0 | -2.1328 | 0.99889 | 0 | 1.3418 | -0.12668 | -0.032142 | 0.20788
7 | 21 | 2 | 0 | 0 | -0.36131 | 0.10566 | 0 | 0.16378 | 0 | 0 | -0.86297 | 0.32855 | 0 | 0.46341 | 0 | 0 | -1.2484 | 0.54707 | 0 | 0.73827 | -0.091875 | -0.070998 | 0.036918
7 | 21 | 3 | 0 | 0 | -0.10535 | 0.027902 | 0 | 0.045643 | 0 | 0 | -0.25163 | 0.086766 | 0 | 0.12915 | 0 | 0 | -0.36402 | 0.14447 | 0 | 0.20574 | -0.031809 | -0.035719 | -0.013809
7 | 21 | 4 | 0 | 0 | 0 | 0 | 0 | 0 | 0 | 0 | 0 | 0 | 0 | 0 | 0 | 0 | 0 | 0 | 0 | 0 | 0 | 0 | 0
7 | 21 | 5 | 0 | 0 | 0 | 0 | 0 | 0 | 0 | 0 | 0 | 0 | 0 | 0 | 0 | 0 | 0 | 0 | 0 | 0 | 0 | 0 | 0
7 | 21 | 6 | 0 | 0 | 0 | 0 | 0 | 0 | 0 | 0 | 0 | 0 | 0 | 0 | 0 | 0 | 0 | 0 | 0 | 0 | 0 | 0 | 0
7 | 21 | 7 | 0 | 0 | 0 | 0 | 0 | 0 | 0 | 0 | 0 | 0 | 0 | 0 | 0 | 0 | 0 | 0 | 0 | 0 | 0 | 0 | 0
7 | 21 | 8 | 0 | 0 | 0 | 0 | 0 | 0 | 0 | 0 | 0 | 0 | 0 | 0 | 0 | 0 | 0 | 0 | 0 | 0 | 0 | 0 | 0
7 | 21 | 9 | 0 | 0 | 0 | 0 | 0 | 0 | 0 | 0 | 0 | 0 | 0 | 0 | 0 | 0 | 0 | 0 | 0 | 0 | 0 | 0 | 0
7 | 21 | 10 | 0 | 0 | 0 | 0 | 0 | 0 | 0 | 0 | 0 | 0 | 0 | 0 | 0 | 0 | 0 | 0 | 0 | 0 | 0 | 0 | 0
7 | 21 | 11 | 0 | 0 | 0 | 0 | 0 | 0 | 0 | 0 | 0 | 0 | 0 | 0 | 0 | 0 | 0 | 0 | 0 | 0 | 0 | 0 | 0
7 | 21 | 12 | 0 | 0 | 0 | 0 | 0 | 0 | 0 | 0 | 0 | 0 | 0 | 0 | 0 | 0 | 0 | 0 | 0 | 0 | 0 | 0 | 0
7 | 21 | 13 | 0 | 0 | 0 | 0 | 0 | 0 | 0 | 0 | 0 | 0 | 0 | 0 | 0 | 0 | 0 | 0 | 0 | 0 | 0 | 0 | 0
7 | 21 | 14 | 0 | 0 | 0 | 0 | 0 | 0 | 0 | 0 | 0 | 0 | 0 | 0 | 0 | 0 | 0 | 0 | 0 | 0 | 0 | 0 | 0
7 | 21 | 15 | 0 | 0 | 0 | 0 | 0 | 0 | 0 | 0 | 0 | 0 | 0 | 0 | 0 | 0 | 0 | 0 | 0 | 0 | 0 | 0 | 0
7 | 21 | 16 | 0 | 0 | -0.10187 | 0.027522 | 0 | 0.045894 | 0 | 0 | -0.2433 | 0.085583 | 0 | 0.12986 | 0 | 0 | -0.35198 | 0.1425 | 0 | 0.20687 | -0.028452 | -0.027865 | -0.0026007
7 | 21 | 17 | 0 | 0 | -0.14946 | 0.040503 | 0 | 0.067986 | 0 | 0 | -0.35697 | 0.12595 | 0 | 0.19237 | 0 | 0 | -0.51641 | 0.20972 | 0 | 0.30646 | -0.040969 | -0.038655 | -0.00023884
7 | 21 | 18 | 0 | 0 | -0.19705 | 0.054538 | 0 | 0.092039 | 0 | 0 | -0.47064 | 0.1696 | 0 | 0.26042 | 0 | 0 | -0.68085 | 0.28239 | 0 | 0.41488 | -0.050471 | -0.040618 | 0.016421
7 | 21 | 19 | 0 | 0 | -0.24464 | 0.068901 | 0 | 0.11639 | 0 | 0 | -0.5843 | 0.21426 | 0 | 0.32931 | 0 | 0 | -0.84528 | 0.35676 | 0 | 0.52463 | -0.059352 | -0.040731 | 0.036101
7 | 21 | 20 | 0 | 0 | -0.25588 | 0.072361 | 0 | 0.12063 | 0 | 0 | -0.61115 | 0.22502 | 0 | 0.34131 | 0 | 0 | -0.88412 | 0.37468 | 0 | 0.54374 | -0.062892 | -0.044822 | 0.03429
7 | 21 | 21 | 0 | 0 | -0.26043 | 0.073942 | 0 | 0.12206 | 0 | 0 | -0.62202 | 0.22993 | 0 | 0.34537 | 0 | 0 | -0.89986 | 0.38286 | 0 | 0.55021 | -0.06443 | -0.046721 | 0.033211
7 | 21 | 22 | 0 | 0 | -0.27167 | 0.077443 | 0 | 0.12634 | 0 | 0 | -0.64887 | 0.24082 | 0 | 0.35748 | 0 | 0 | -0.9387 | 0.40099 | 0 | 0.5695 | -0.067888 | -0.050568 | 0.031798
7 | 21 | 23 | 0 | 0 | -0.27516 | 0.07877 | 0 | 0.12699 | 0 | 0 | -0.6572 | 0.24495 | 0 | 0.3593 | 0 | 0 | -0.95074 | 0.40786 | 0 | 0.57241 | -0.069404 | -0.052948 | 0.029522
7 | 22 | 0 | 0 | 0 | -0.27865 | 0.080022 | 0 | 0.12756 | 0 | 0 | -0.66553 | 0.24884 | 0 | 0.36092 | 0 | 0 | -0.96279 | 0.41434 | 0 | 0.57497 | -0.071069 | -0.055771 | 0.026526
7 | 22 | 1 | 0 | 0 | -0.28213 | 0.081007 | 0 | 0.1273 | 0 | 0 | -0.67385 | 0.2519 | 0 | 0.36019 | 0 | 0 | -0.97484 | 0.41944 | 0 | 0.57382 | -0.073827 | -0.061761 | 0.018423
7 | 22 | 2 | 0 | 0 | -0.14306 | 0.039248 | 0 | 0.063681 | 0 | 0 | -0.34168 | 0.12205 | 0 | 0.18018 | 0 | 0 | -0.4943 | 0.20322 | 0 | 0.28705 | -0.040129 | -0.039451 | -0.0040267
7 | 22 | 3 | 0 | 0 | -0.0096013 | 0.002088 | 0 | 0.006425 | 0 | 0 | -0.022932 | 0.006493 | 0 | 0.018179 | 0 | 0 | -0.033175 | 0.010811 | 0 | 0.028962 | -0.0010883 | 0.0017404 | 0.0065983
7 | 22 | 4 | 0 | 0 | 0 | 0 | 0 | 0 | 0 | 0 | 0 | 0 | 0 | 0 | 0 | 0 | 0 | 0 | 0 | 0 | 0 | 0 | 0
7 | 22 | 5 | 0 | 0 | 0 | 0 | 0 | 0 | 0 | 0 | 0 | 0 | 0 | 0 | 0 | 0 | 0 | 0 | 0 | 0 | 0 | 0 | 0
7 | 22 | 6 | 0 | 0 | 0 | 0 | 0 | 0 | 0 | 0 | 0 | 0 | 0 | 0 | 0 | 0 | 0 | 0 | 0 | 0 | 0 | 0 | 0
7 | 22 | 7 | 0 | 0 | 0 | 0 | 0 | 0 | 0 | 0 | 0 | 0 | 0 | 0 | 0 | 0 | 0 | 0 | 0 | 0 | 0 | 0 | 0
7 | 22 | 8 | 0 | 0 | 0 | 0 | 0 | 0 | 0 | 0 | 0 | 0 | 0 | 0 | 0 | 0 | 0 | 0 | 0 | 0 | 0 | 0 | 0
7 | 22 | 9 | 0 | 0 | 0 | 0 | 0 | 0 | 0 | 0 | 0 | 0 | 0 | 0 | 0 | 0 | 0 | 0 | 0 | 0 | 0 | 0 | 0
7 | 22 | 10 | 0 | 0 | 0 | 0 | 0 | 0 | 0 | 0 | 0 | 0 | 0 | 0 | 0 | 0 | 0 | 0 | 0 | 0 | 0 | 0 | 0
7 | 22 | 11 | 0 | 0 | 0 | 0 | 0 | 0 | 0 | 0 | 0 | 0 | 0 | 0 | 0 | 0 | 0 | 0 | 0 | 0 | 0 | 0 | 0
7 | 22 | 12 | 0 | 0 | 0 | 0 | 0 | 0 | 0 | 0 | 0 | 0 | 0 | 0 | 0 | 0 | 0 | 0 | 0 | 0 | 0 | 0 | 0
7 | 22 | 13 | 0 | 0 | 0 | 0 | 0 | 0 | 0 | 0 | 0 | 0 | 0 | 0 | 0 | 0 | 0 | 0 | 0 | 0 | 0 | 0 | 0
7 | 22 | 14 | 0 | 0 | 0 | 0 | 0 | 0 | 0 | 0 | 0 | 0 | 0 | 0 | 0 | 0 | 0 | 0 | 0 | 0 | 0 | 0 | 0
7 | 22 | 15 | 0 | 0 | 0 | 0 | 0 | 0 | 0 | 0 | 0 | 0 | 0 | 0 | 0 | 0 | 0 | 0 | 0 | 0 | 0 | 0 | 0
7 | 22 | 16 | 0 | 0 | 0 | 0 | 0 | 0 | 0 | 0 | 0 | 0 | 0 | 0 | 0 | 0 | 0 | 0 | 0 | 0 | 0 | 0 | 0
7 | 22 | 17 | 0 | 0 | 0 | 0 | 0 | 0 | 0 | 0 | 0 | 0 | 0 | 0 | 0 | 0 | 0 | 0 | 0 | 0 | 0 | 0 | 0
7 | 22 | 18 | 0 | 0 | 0 | 0 | 0 | 0 | 0 | 0 | 0 | 0 | 0 | 0 | 0 | 0 | 0 | 0 | 0 | 0 | 0 | 0 | 0
7 | 22 | 19 | 0 | 0 | 0 | 0 | 0 | 0 | 0 | 0 | 0 | 0 | 0 | 0 | 0 | 0 | 0 | 0 | 0 | 0 | 0 | 0 | 0
7 | 22 | 20 | 0 | 0 | 0 | 0 | 0 | 0 | 0 | 0 | 0 | 0 | 0 | 0 | 0 | 0 | 0 | 0 | 0 | 0 | 0 | 0 | 0
7 | 22 | 21 | 0 | 0 | 0 | 0 | 0 | 0 | 0 | 0 | 0 | 0 | 0 | 0 | 0 | 0 | 0 | 0 | 0 | 0 | 0 | 0 | 0
7 | 22 | 22 | 0 | 0 | 0 | 0 | 0 | 0 | 0 | 0 | 0 | 0 | 0 | 0 | 0 | 0 | 0 | 0 | 0 | 0 | 0 | 0 | 0
7 | 22 | 23 | 0 | 0 | 0 | 0 | 0 | 0 | 0 | 0 | 0 | 0 | 0 | 0 | 0 | 0 | 0 | 0 | 0 | 0 | 0 | 0 | 0
7 | 23 | 0 | 0 | 0 | 0 | 0 | 0 | 0 | 0 | 0 | 0 | 0 | 0 | 0 | 0 | 0 | 0 | 0 | 0 | 0 | 0 | 0 | 0
7 | 23 | 1 | 0 | 0 | 0 | 0 | 0 | 0 | 0 | 0 | 0 | 0 | 0 | 0 | 0 | 0 | 0 | 0 | 0 | 0 | 0 | 0 | 0
7 | 23 | 2 | 0 | 0 | 0 | 0 | 0 | 0 | 0 | 0 | 0 | 0 | 0 | 0 | 0 | 0 | 0 | 0 | 0 | 0 | 0 | 0 | 0
7 | 23 | 3 | 0 | 0 | 0 | 0 | 0 | 0 | 0 | 0 | 0 | 0 | 0 | 0 | 0 | 0 | 0 | 0 | 0 | 0 | 0 | 0 | 0
7 | 23 | 4 | 0 | 0 | 0 | 0 | 0 | 0 | 0 | 0 | 0 | 0 | 0 | 0 | 0 | 0 | 0 | 0 | 0 | 0 | 0 | 0 | 0
7 | 23 | 5 | 0 | 0 | 0 | 0 | 0 | 0 | 0 | 0 | 0 | 0 | 0 | 0 | 0 | 0 | 0 | 0 | 0 | 0 | 0 | 0 | 0
7 | 23 | 6 | 0 | 0 | 0 | 0 | 0 | 0 | 0 | 0 | 0 | 0 | 0 | 0 | 0 | 0 | 0 | 0 | 0 | 0 | 0 | 0 | 0
7 | 23 | 7 | 0 | 0 | 0 | 0 | 0 | 0 | 0 | 0 | 0 | 0 | 0 | 0 | 0 | 0 | 0 | 0 | 0 | 0 | 0 | 0 | 0
7 | 23 | 8 | 0 | 0 | 0 | 0 | 0 | 0 | 0 | 0 | 0 | 0 | 0 | 0 | 0 | 0 | 0 | 0 | 0 | 0 | 0 | 0 | 0
7 | 23 | 9 | 0 | 0 | 0 | 0 | 0 | 0 | 0 | 0 | 0 | 0 | 0 | 0 | 0 | 0 | 0 | 0 | 0 | 0 | 0 | 0 | 0
7 | 23 | 10 | 0 | 0 | 0 | 0 | 0 | 0 | 0 | 0 | 0 | 0 | 0 | 0 | 0 | 0 | 0 | 0 | 0 | 0 | 0 | 0 | 0
7 | 23 | 11 | 0 | 0 | 0 | 0 | 0 | 0 | 0 | 0 | 0 | 0 | 0 | 0 | 0 | 0 | 0 | 0 | 0 | 0 | 0 | 0 | 0
7 | 23 | 12 | 0 | 0 | 0 | 0 | 0 | 0 | 0 | 0 | 0 | 0 | 0 | 0 | 0 | 0 | 0 | 0 | 0 | 0 | 0 | 0 | 0
7 | 23 | 13 | 0 | 0 | 0 | 0 | 0 | 0 | 0 | 0 | 0 | 0 | 0 | 0 | 0 | 0 | 0 | 0 | 0 | 0 | 0 | 0 | 0
7 | 23 | 14 | 0 | 0 | 0 | 0 | 0 | 0 | 0 | 0 | 0 | 0 | 0 | 0 | 0 | 0 | 0 | 0 | 0 | 0 | 0 | 0 | 0
7 | 23 | 15 | 0 | 0 | 0 | 0 | 0 | 0 | 0 | 0 | 0 | 0 | 0 | 0 | 0 | 0 | 0 | 0 | 0 | 0 | 0 | 0 | 0
7 | 23 | 16 | 0 | 0 | 0 | 0 | 0 | 0 | 0 | 0 | 0 | 0 | 0 | 0 | 0 | 0 | 0 | 0 | 0 | 0 | 0 | 0 | 0
7 | 23 | 17 | 0 | 0 | 0 | 0 | 0 | 0 | 0 | 0 | 0 | 0 | 0 | 0 | 0 | 0 | 0 | 0 | 0 | 0 | 0 | 0 | 0
7 | 23 | 18 | 0 | 0 | 0 | 0 | 0 | 0 | 0 | 0 | 0 | 0 | 0 | 0 | 0 | 0 | 0 | 0 | 0 | 0 | 0 | 0 | 0
7 | 23 | 19 | 0 | 0 | 0 | 0 | 0 | 0 | 0 | 0 | 0 | 0 | 0 | 0 | 0 | 0 | 0 | 0 | 0 | 0 | 0 | 0 | 0
7 | 23 | 20 | 0 | 0 | 0 | 0 | 0 | 0 | 0 | 0 | 0 | 0 | 0 | 0 | 0 | 0 | 0 | 0 | 0 | 0 | 0 | 0 | 0
7 | 23 | 21 | 0 | 0 | 0 | 0 | 0 | 0 | 0 | 0 | 0 | 0 | 0 | 0 | 0 | 0 | 0 | 0 | 0 | 0 | 0 | 0 | 0
7 | 23 | 22 | 0 | 0 | 0 | 0 | 0 | 0 | 0 | 0 | 0 | 0 | 0 | 0 | 0 | 0 | 0 | 0 | 0 | 0 | 0 | 0 | 0
7 | 23 | 23 | 0 | 0 | 0 | 0 | 0 | 0 | 0 | 0 | 0 | 0 | 0 | 0 | 0 | 0 | 0 | 0 | 0 | 0 | 0 | 0 | 0
7 | 24 | 0 | 0 | 0 | 0 | 0 | 0 | 0 | 0 | 0 | 0 | 0 | 0 | 0 | 0 | 0 | 0 | 0 | 0 | 0 | 0 | 0 | 0
7 | 24 | 1 | 0 | 0 | 0 | 0 | 0 | 0 | 0 | 0 | 0 | 0 | 0 | 0 | 0 | 0 | 0 | 0 | 0 | 0 | 0 | 0 | 0
7 | 24 | 2 | 0 | 0 | 0 | 0 | 0 | 0 | 0 | 0 | 0 | 0 | 0 | 0 | 0 | 0 | 0 | 0 | 0 | 0 | 0 | 0 | 0
7 | 24 | 3 | 0 | 0 | 0 | 0 | 0 | 0 | 0 | 0 | 0 | 0 | 0 | 0 | 0 | 0 | 0 | 0 | 0 | 0 | 0 | 0 | 0
7 | 24 | 4 | 0 | 0 | 0 | 0 | 0 | 0 | 0 | 0 | 0 | 0 | 0 | 0 | 0 | 0 | 0 | 0 | 0 | 0 | 0 | 0 | 0
7 | 24 | 5 | 0 | 0 | 0 | 0 | 0 | 0 | 0 | 0 | 0 | 0 | 0 | 0 | 0 | 0 | 0 | 0 | 0 | 0 | 0 | 0 | 0
7 | 24 | 6 | 0 | 0 | 0 | 0 | 0 | 0 | 0 | 0 | 0 | 0 | 0 | 0 | 0 | 0 | 0 | 0 | 0 | 0 | 0 | 0 | 0
7 | 24 | 7 | 0 | 0 | 0 | 0 | 0 | 0 | 0 | 0 | 0 | 0 | 0 | 0 | 0 | 0 | 0 | 0 | 0 | 0 | 0 | 0 | 0
7 | 24 | 8 | 0 | 0 | 0 | 0 | 0 | 0 | 0 | 0 | 0 | 0 | 0 | 0 | 0 | 0 | 0 | 0 | 0 | 0 | 0 | 0 | 0
7 | 24 | 9 | 0 | 0 | 0 | 0 | 0 | 0 | 0 | 0 | 0 | 0 | 0 | 0 | 0 | 0 | 0 | 0 | 0 | 0 | 0 | 0 | 0
7 | 24 | 10 | 0 | 0 | 0 | 0 | 0 | 0 | 0 | 0 | 0 | 0 | 0 | 0 | 0 | 0 | 0 | 0 | 0 | 0 | 0 | 0 | 0
7 | 24 | 11 | 0 | 0 | 0 | 0 | 0 | 0 | 0 | 0 | 0 | 0 | 0 | 0 | 0 | 0 | 0 | 0 | 0 | 0 | 0 | 0 | 0
7 | 24 | 12 | 0 | 0 | 0 | 0 | 0 | 0 | 0 | 0 | 0 | 0 | 0 | 0 | 0 | 0 | 0 | 0 | 0 | 0 | 0 | 0 | 0
7 | 24 | 13 | 0 | 0 | 0 | 0 | 0 | 0 | 0 | 0 | 0 | 0 | 0 | 0 | 0 | 0 | 0 | 0 | 0 | 0 | 0 | 0 | 0
7 | 24 | 14 | 0 | 0 | 0 | 0 | 0 | 0 | 0 | 0 | 0 | 0 | 0 | 0 | 0 | 0 | 0 | 0 | 0 | 0 | 0 | 0 | 0
7 | 24 | 15 | 0 | 0 | 0 | 0 | 0 | 0 | 0 | 0 | 0 | 0 | 0 | 0 | 0 | 0 | 0 | 0 | 0 | 0 | 0 | 0 | 0
7 | 24 | 16 | 0 | 0 | 0 | 0 | 0 | 0 | 0 | 0 | 0 | 0 | 0 | 0 | 0 | 0 | 0 | 0 | 0 | 0 | 0 | 0 | 0
7 | 24 | 17 | 0 | 0 | 0 | 0 | 0 | 0 | 0 | 0 | 0 | 0 | 0 | 0 | 0 | 0 | 0 | 0 | 0 | 0 | 0 | 0 | 0
7 | 24 | 18 | 0 | 0 | 0 | 0 | 0 | 0 | 0 | 0 | 0 | 0 | 0 | 0 | 0 | 0 | 0 | 0 | 0 | 0 | 0 | 0 | 0
7 | 24 | 19 | 0 | 0 | 0 | 0 | 0 | 0 | 0 | 0 | 0 | 0 | 0 | 0 | 0 | 0 | 0 | 0 | 0 | 0 | 0 | 0 | 0
7 | 24 | 20 | 0 | 0 | 0 | 0 | 0 | 0 | 0 | 0 | 0 | 0 | 0 | 0 | 0 | 0 | 0 | 0 | 0 | 0 | 0 | 0 | 0
7 | 24 | 21 | 0 | 0 | 0 | 0 | 0 | 0 | 0 | 0 | 0 | 0 | 0 | 0 | 0 | 0 | 0 | 0 | 0 | 0 | 0 | 0 | 0
7 | 24 | 22 | 0 | 0 | 0 | 0 | 0 | 0 | 0 | 0 | 0 | 0 | 0 | 0 | 0 | 0 | 0 | 0 | 0 | 0 | 0 | 0 | 0
7 | 24 | 23 | 0 | 0 | 0 | 0 | 0 | 0 | 0 | 0 | 0 | 0 | 0 | 0 | 0 | 0 | 0 | 0 | 0 | 0 | 0 | 0 | 0
7 | 25 | 0 | 0 | 0 | 0 | 0 | 0 | 0 | 0 | 0 | 0 | 0 | 0 | 0 | 0 | 0 | 0 | 0 | 0 | 0 | 0 | 0 | 0
7 | 25 | 1 | 0 | 0 | 0 | 0 | 0 | 0 | 0 | 0 | 0 | 0 | 0 | 0 | 0 | 0 | 0 | 0 | 0 | 0 | 0 | 0 | 0
7 | 25 | 2 | 0 | 0 | 0 | 0 | 0 | 0 | 0 | 0 | 0 | 0 | 0 | 0 | 0 | 0 | 0 | 0 | 0 | 0 | 0 | 0 | 0
7 | 25 | 3 | 0 | 0 | 0 | 0 | 0 | 0 | 0 | 0 | 0 | 0 | 0 | 0 | 0 | 0 | 0 | 0 | 0 | 0 | 0 | 0 | 0
7 | 25 | 4 | 0 | 0 | 0 | 0 | 0 | 0 | 0 | 0 | 0 | 0 | 0 | 0 | 0 | 0 | 0 | 0 | 0 | 0 | 0 | 0 | 0
7 | 25 | 5 | 0 | 0 | 0 | 0 | 0 | 0 | 0 | 0 | 0 | 0 | 0 | 0 | 0 | 0 | 0 | 0 | 0 | 0 | 0 | 0 | 0
7 | 25 | 6 | 0 | 0 | 0 | 0 | 0 | 0 | 0 | 0 | 0 | 0 | 0 | 0 | 0 | 0 | 0 | 0 | 0 | 0 | 0 | 0 | 0
7 | 25 | 7 | 0 | 0 | 0 | 0 | 0 | 0 | 0 | 0 | 0 | 0 | 0 | 0 | 0 | 0 | 0 | 0 | 0 | 0 | 0 | 0 | 0
7 | 25 | 8 | 0 | 0 | 0 | 0 | 0 | 0 | 0 | 0 | 0 | 0 | 0 | 0 | 0 | 0 | 0 | 0 | 0 | 0 | 0 | 0 | 0
7 | 25 | 9 | 0 | 0 | 0 | 0 | 0 | 0 | 0 | 0 | 0 | 0 | 0 | 0 | 0 | 0 | 0 | 0 | 0 | 0 | 0 | 0 | 0
7 | 25 | 10 | 0 | 0 | 0 | 0 | 0 | 0 | 0 | 0 | 0 | 0 | 0 | 0 | 0 | 0 | 0 | 0 | 0 | 0 | 0 | 0 | 0
7 | 25 | 11 | 0 | 0 | 0 | 0 | 0 | 0 | 0 | 0 | 0 | 0 | 0 | 0 | 0 | 0 | 0 | 0 | 0 | 0 | 0 | 0 | 0
7 | 25 | 12 | 0 | 0 | 0 | 0 | 0 | 0 | 0 | 0 | 0 | 0 | 0 | 0 | 0 | 0 | 0 | 0 | 0 | 0 | 0 | 0 | 0
7 | 25 | 13 | 0 | 0 | 0 | 0 | 0 | 0 | 0 | 0 | 0 | 0 | 0 | 0 | 0 | 0 | 0 | 0 | 0 | 0 | 0 | 0 | 0
7 | 25 | 14 | 0 | 0 | 0 | 0 | 0 | 0 | 0 | 0 | 0 | 0 | 0 | 0 | 0 | 0 | 0 | 0 | 0 | 0 | 0 | 0 | 0
7 | 25 | 15 | 0 | 0 | 0 | 0 | 0 | 0 | 0 | 0 | 0 | 0 | 0 | 0 | 0 | 0 | 0 | 0 | 0 | 0 | 0 | 0 | 0
7 | 25 | 16 | 0 | 0 | 0 | 0 | 0 | 0 | 0 | 0 | 0 | 0 | 0 | 0 | 0 | 0 | 0 | 0 | 0 | 0 | 0 | 0 | 0
7 | 25 | 17 | 0 | 0 | 0 | 0 | 0 | 0 | 0 | 0 | 0 | 0 | 0 | 0 | 0 | 0 | 0 | 0 | 0 | 0 | 0 | 0 | 0
7 | 25 | 18 | 0 | 0 | 0 | 0 | 0 | 0 | 0 | 0 | 0 | 0 | 0 | 0 | 0 | 0 | 0 | 0 | 0 | 0 | 0 | 0 | 0
7 | 25 | 19 | 0 | 0 | 0 | 0 | 0 | 0 | 0 | 0 | 0 | 0 | 0 | 0 | 0 | 0 | 0 | 0 | 0 | 0 | 0 | 0 | 0
7 | 25 | 20 | 0 | 0 | 0 | 0 | 0 | 0 | 0 | 0 | 0 | 0 | 0 | 0 | 0 | 0 | 0 | 0 | 0 | 0 | 0 | 0 | 0
7 | 25 | 21 | 0 | 0 | 0 | 0 | 0 | 0 | 0 | 0 | 0 | 0 | 0 | 0 | 0 | 0 | 0 | 0 | 0 | 0 | 0 | 0 | 0
7 | 25 | 22 | 0 | 0 | 0 | 0 | 0 | 0 | 0 | 0 | 0 | 0 | 0 | 0 | 0 | 0 | 0 | 0 | 0 | 0 | 0 | 0 | 0
7 | 25 | 23 | 0 | 0 | 0 | 0 | 0 | 0 | 0 | 0 | 0 | 0 | 0 | 0 | 0 | 0 | 0 | 0 | 0 | 0 | 0 | 0 | 0
7 | 26 | 0 | 0 | 0 | 0 | 0 | 0 | 0 | 0 | 0 | 0 | 0 | 0 | 0 | 0 | 0 | 0 | 0 | 0 | 0 | 0 | 0 | 0
7 | 26 | 1 | 0 | 0 | 0 | 0 | 0 | 0 | 0 | 0 | 0 | 0 | 0 | 0 | 0 | 0 | 0 | 0 | 0 | 0 | 0 | 0 | 0
7 | 26 | 2 | 0 | 0 | 0 | 0 | 0 | 0 | 0 | 0 | 0 | 0 | 0 | 0 | 0 | 0 | 0 | 0 | 0 | 0 | 0 | 0 | 0
7 | 26 | 3 | 0 | 0 | 0 | 0 | 0 | 0 | 0 | 0 | 0 | 0 | 0 | 0 | 0 | 0 | 0 | 0 | 0 | 0 | 0 | 0 | 0
7 | 26 | 4 | 0 | 0 | 0 | 0 | 0 | 0 | 0 | 0 | 0 | 0 | 0 | 0 | 0 | 0 | 0 | 0 | 0 | 0 | 0 | 0 | 0
7 | 26 | 5 | 0 | 0 | 0 | 0 | 0 | 0 | 0 | 0 | 0 | 0 | 0 | 0 | 0 | 0 | 0 | 0 | 0 | 0 | 0 | 0 | 0
7 | 26 | 6 | 0 | 0 | 0 | 0 | 0 | 0 | 0 | 0 | 0 | 0 | 0 | 0 | 0 | 0 | 0 | 0 | 0 | 0 | 0 | 0 | 0
7 | 26 | 7 | 0 | 0 | 0 | 0 | 0 | 0 | 0 | 0 | 0 | 0 | 0 | 0 | 0 | 0 | 0 | 0 | 0 | 0 | 0 | 0 | 0
7 | 26 | 8 | 0 | 0 | 0 | 0 | 0 | 0 | 0 | 0 | 0 | 0 | 0 | 0 | 0 | 0 | 0 | 0 | 0 | 0 | 0 | 0 | 0
7 | 26 | 9 | 0 | 0 | 0 | 0 | 0 | 0 | 0 | 0 | 0 | 0 | 0 | 0 | 0 | 0 | 0 | 0 | 0 | 0 | 0 | 0 | 0
7 | 26 | 10 | 0 | 0 | 0 | 0 | 0 | 0 | 0 | 0 | 0 | 0 | 0 | 0 | 0 | 0 | 0 | 0 | 0 | 0 | 0 | 0 | 0
7 | 26 | 11 | 0 | 0 | 0 | 0 | 0 | 0 | 0 | 0 | 0 | 0 | 0 | 0 | 0 | 0 | 0 | 0 | 0 | 0 | 0 | 0 | 0
7 | 26 | 12 | 0 | 0 | 0 | 0 | 0 | 0 | 0 | 0 | 0 | 0 | 0 | 0 | 0 | 0 | 0 | 0 | 0 | 0 | 0 | 0 | 0
7 | 26 | 13 | 0 | 0 | 0 | 0 | 0 | 0 | 0 | 0 | 0 | 0 | 0 | 0 | 0 | 0 | 0 | 0 | 0 | 0 | 0 | 0 | 0
7 | 26 | 14 | 0 | 0 | 0 | 0 | 0 | 0 | 0 | 0 | 0 | 0 | 0 | 0 | 0 | 0 | 0 | 0 | 0 | 0 | 0 | 0 | 0
7 | 26 | 15 | 0 | 0 | 0 | 0 | 0 | 0 | 0 | 0 | 0 | 0 | 0 | 0 | 0 | 0 | 0 | 0 | 0 | 0 | 0 | 0 | 0
7 | 26 | 16 | 0 | 0 | 0 | 0 | 0 | 0 | 0 | 0 | 0 | 0 | 0 | 0 | 0 | 0 | 0 | 0 | 0 | 0 | 0 | 0 | 0
7 | 26 | 17 | 0 | 0 | 0 | 0 | 0 | 0 | 0 | 0 | 0 | 0 | 0 | 0 | 0 | 0 | 0 | 0 | 0 | 0 | 0 | 0 | 0
7 | 26 | 18 | 0 | 0 | 0 | 0 | 0 | 0 | 0 | 0 | 0 | 0 | 0 | 0 | 0 | 0 | 0 | 0 | 0 | 0 | 0 | 0 | 0
7 | 26 | 19 | 0 | 0 | 0 | 0 | 0 | 0 | 0 | 0 | 0 | 0 | 0 | 0 | 0 | 0 | 0 | 0 | 0 | 0 | 0 | 0 | 0
7 | 26 | 20 | 0 | 0 | 0 | 0 | 0 | 0 | 0 | 0 | 0 | 0 | 0 | 0 | 0 | 0 | 0 | 0 | 0 | 0 | 0 | 0 | 0
7 | 26 | 21 | 0 | 0 | 0 | 0 | 0 | 0 | 0 | 0 | 0 | 0 | 0 | 0 | 0 | 0 | 0 | 0 | 0 | 0 | 0 | 0 | 0
7 | 26 | 22 | 0 | 0 | 0 | 0 | 0 | 0 | 0 | 0 | 0 | 0 | 0 | 0 | 0 | 0 | 0 | 0 | 0 | 0 | 0 | 0 | 0
7 | 26 | 23 | 0 | 0 | 0 | 0 | 0 | 0 | 0 | 0 | 0 | 0 | 0 | 0 | 0 | 0 | 0 | 0 | 0 | 0 | 0 | 0 | 0
7 | 27 | 0 | 0 | 0 | 0 | 0 | 0 | 0 | 0 | 0 | 0 | 0 | 0 | 0 | 0 | 0 | 0 | 0 | 0 | 0 | 0 | 0 | 0
7 | 27 | 1 | 0 | 0 | 0 | 0 | 0 | 0 | 0 | 0 | 0 | 0 | 0 | 0 | 0 | 0 | 0 | 0 | 0 | 0 | 0 | 0 | 0
7 | 27 | 2 | 0 | 0 | 0 | 0 | 0 | 0 | 0 | 0 | 0 | 0 | 0 | 0 | 0 | 0 | 0 | 0 | 0 | 0 | 0 | 0 | 0
7 | 27 | 3 | 0 | 0 | 0 | 0 | 0 | 0 | 0 | 0 | 0 | 0 | 0 | 0 | 0 | 0 | 0 | 0 | 0 | 0 | 0 | 0 | 0
7 | 27 | 4 | 0 | 0 | 0 | 0 | 0 | 0 | 0 | 0 | 0 | 0 | 0 | 0 | 0 | 0 | 0 | 0 | 0 | 0 | 0 | 0 | 0
7 | 27 | 5 | 0 | 0 | 0 | 0 | 0 | 0 | 0 | 0 | 0 | 0 | 0 | 0 | 0 | 0 | 0 | 0 | 0 | 0 | 0 | 0 | 0
7 | 27 | 6 | 0 | 0 | 0 | 0 | 0 | 0 | 0 | 0 | 0 | 0 | 0 | 0 | 0 | 0 | 0 | 0 | 0 | 0 | 0 | 0 | 0
7 | 27 | 7 | 0 | 0 | 0 | 0 | 0 | 0 | 0 | 0 | 0 | 0 | 0 | 0 | 0 | 0 | 0 | 0 | 0 | 0 | 0 | 0 | 0
7 | 27 | 8 | 0 | 0 | 0 | 0 | 0 | 0 | 0 | 0 | 0 | 0 | 0 | 0 | 0 | 0 | 0 | 0 | 0 | 0 | 0 | 0 | 0
7 | 27 | 9 | 0 | 0 | 0 | 0 | 0 | 0 | 0 | 0 | 0 | 0 | 0 | 0 | 0 | 0 | 0 | 0 | 0 | 0 | 0 | 0 | 0
7 | 27 | 10 | 0 | 0 | 0 | 0 | 0 | 0 | 0 | 0 | 0 | 0 | 0 | 0 | 0 | 0 | 0 | 0 | 0 | 0 | 0 | 0 | 0
7 | 27 | 11 | 0 | 0 | 0 | 0 | 0 | 0 | 0 | 0 | 0 | 0 | 0 | 0 | 0 | 0 | 0 | 0 | 0 | 0 | 0 | 0 | 0
7 | 27 | 12 | 0 | 0 | 0 | 0 | 0 | 0 | 0 | 0 | 0 | 0 | 0 | 0 | 0 | 0 | 0 | 0 | 0 | 0 | 0 | 0 | 0
7 | 27 | 13 | 0 | 0 | 0 | 0 | 0 | 0 | 0 | 0 | 0 | 0 | 0 | 0 | 0 | 0 | 0 | 0 | 0 | 0 | 0 | 0 | 0
7 | 27 | 14 | 0 | 0 | 0 | 0 | 0 | 0 | 0 | 0 | 0 | 0 | 0 | 0 | 0 | 0 | 0 | 0 | 0 | 0 | 0 | 0 | 0
7 | 27 | 15 | 0 | 0 | 0 | 0 | 0 | 0 | 0 | 0 | 0 | 0 | 0 | 0 | 0 | 0 | 0 | 0 | 0 | 0 | 0 | 0 | 0
7 | 27 | 16 | 0 | 0 | 0 | 0 | 0 | 0 | 0 | 0 | 0 | 0 | 0 | 0 | 0 | 0 | 0 | 0 | 0 | 0 | 0 | 0 | 0
7 | 27 | 17 | 0 | 0 | 0 | 0 | 0 | 0 | 0 | 0 | 0 | 0 | 0 | 0 | 0 | 0 | 0 | 0 | 0 | 0 | 0 | 0 | 0
7 | 27 | 18 | 0 | 0 | 0 | 0 | 0 | 0 | 0 | 0 | 0 | 0 | 0 | 0 | 0 | 0 | 0 | 0 | 0 | 0 | 0 | 0 | 0
7 | 27 | 19 | 0 | 0 | 0 | 0 | 0 | 0 | 0 | 0 | 0 | 0 | 0 | 0 | 0 | 0 | 0 | 0 | 0 | 0 | 0 | 0 | 0
7 | 27 | 20 | 0 | 0 | 0 | 0 | 0 | 0 | 0 | 0 | 0 | 0 | 0 | 0 | 0 | 0 | 0 | 0 | 0 | 0 | 0 | 0 | 0
7 | 27 | 21 | 0 | 0 | 0 | 0 | 0 | 0 | 0 | 0 | 0 | 0 | 0 | 0 | 0 | 0 | 0 | 0 | 0 | 0 | 0 | 0 | 0
7 | 27 | 22 | 0 | 0 | 0 | 0 | 0 | 0 | 0 | 0 | 0 | 0 | 0 | 0 | 0 | 0 | 0 | 0 | 0 | 0 | 0 | 0 | 0
7 | 27 | 23 | 0 | 0 | 0 | 0 | 0 | 0 | 0 | 0 | 0 | 0 | 0 | 0 | 0 | 0 | 0 | 0 | 0 | 0 | 0 | 0 | 0
7 | 28 | 0 | 0 | 0 | 0 | 0 | 0 | 0 | 0 | 0 | 0 | 0 | 0 | 0 | 0 | 0 | 0 | 0 | 0 | 0 | 0 | 0 | 0
7 | 28 | 1 | 0 | 0 | 0 | 0 | 0 | 0 | 0 | 0 | 0 | 0 | 0 | 0 | 0 | 0 | 0 | 0 | 0 | 0 | 0 | 0 | 0
7 | 28 | 2 | 0 | 0 | 0 | 0 | 0 | 0 | 0 | 0 | 0 | 0 | 0 | 0 | 0 | 0 | 0 | 0 | 0 | 0 | 0 | 0 | 0
7 | 28 | 3 | 0 | 0 | 0 | 0 | 0 | 0 | 0 | 0 | 0 | 0 | 0 | 0 | 0 | 0 | 0 | 0 | 0 | 0 | 0 | 0 | 0
7 | 28 | 4 | 0 | 0 | 0 | 0 | 0 | 0 | 0 | 0 | 0 | 0 | 0 | 0 | 0 | 0 | 0 | 0 | 0 | 0 | 0 | 0 | 0
7 | 28 | 5 | 0 | 0 | 0 | 0 | 0 | 0 | 0 | 0 | 0 | 0 | 0 | 0 | 0 | 0 | 0 | 0 | 0 | 0 | 0 | 0 | 0
7 | 28 | 6 | 0 | 0 | 0 | 0 | 0 | 0 | 0 | 0 | 0 | 0 | 0 | 0 | 0 | 0 | 0 | 0 | 0 | 0 | 0 | 0 | 0
7 | 28 | 7 | 0 | 0 | 0 | 0 | 0 | 0 | 0 | 0 | 0 | 0 | 0 | 0 | 0 | 0 | 0 | 0 | 0 | 0 | 0 | 0 | 0
7 | 28 | 8 | 0 | 0 | 0 | 0 | 0 | 0 | 0 | 0 | 0 | 0 | 0 | 0 | 0 | 0 | 0 | 0 | 0 | 0 | 0 | 0 | 0
7 | 28 | 9 | 0 | 0 | 0 | 0 | 0 | 0 | 0 | 0 | 0 | 0 | 0 | 0 | 0 | 0 | 0 | 0 | 0 | 0 | 0 | 0 | 0
7 | 28 | 10 | 0 | 0 | 0 | 0 | 0 | 0 | 0 | 0 | 0 | 0 | 0 | 0 | 0 | 0 | 0 | 0 | 0 | 0 | 0 | 0 | 0
7 | 28 | 11 | 0 | 0 | 0 | 0 | 0 | 0 | 0 | 0 | 0 | 0 | 0 | 0 | 0 | 0 | 0 | 0 | 0 | 0 | 0 | 0 | 0
7 | 28 | 12 | 0 | 0 | 0 | 0 | 0 | 0 | 0 | 0 | 0 | 0 | 0 | 0 | 0 | 0 | 0 | 0 | 0 | 0 | 0 | 0 | 0
7 | 28 | 13 | 0 | 0 | 0 | 0 | 0 | 0 | 0 | 0 | 0 | 0 | 0 | 0 | 0 | 0 | 0 | 0 | 0 | 0 | 0 | 0 | 0
7 | 28 | 14 | 0 | 0 | 0 | 0 | 0 | 0 | 0 | 0 | 0 | 0 | 0 | 0 | 0 | 0 | 0 | 0 | 0 | 0 | 0 | 0 | 0
7 | 28 | 15 | 0 | 0 | 0 | 0 | 0 | 0 | 0 | 0 | 0 | 0 | 0 | 0 | 0 | 0 | 0 | 0 | 0 | 0 | 0 | 0 | 0
7 | 28 | 16 | 0 | 0 | 0 | 0 | 0 | 0 | 0 | 0 | 0 | 0 | 0 | 0 | 0 | 0 | 0 | 0 | 0 | 0 | 0 | 0 | 0
7 | 28 | 17 | 0 | 0 | 0 | 0 | 0 | 0 | 0 | 0 | 0 | 0 | 0 | 0 | 0 | 0 | 0 | 0 | 0 | 0 | 0 | 0 | 0
7 | 28 | 18 | 0 | 0 | 0 | 0 | 0 | 0 | 0 | 0 | 0 | 0 | 0 | 0 | 0 | 0 | 0 | 0 | 0 | 0 | 0 | 0 | 0
7 | 28 | 19 | 0 | 0 | 0 | 0 | 0 | 0 | 0 | 0 | 0 | 0 | 0 | 0 | 0 | 0 | 0 | 0 | 0 | 0 | 0 | 0 | 0
7 | 28 | 20 | 0 | 0 | 0 | 0 | 0 | 0 | 0 | 0 | 0 | 0 | 0 | 0 | 0 | 0 | 0 | 0 | 0 | 0 | 0 | 0 | 0
7 | 28 | 21 | 0 | 0 | 0 | 0 | 0 | 0 | 0 | 0 | 0 | 0 | 0 | 0 | 0 | 0 | 0 | 0 | 0 | 0 | 0 | 0 | 0
7 | 28 | 22 | 0 | 0 | 0 | 0 | 0 | 0 | 0 | 0 | 0 | 0 | 0 | 0 | 0 | 0 | 0 | 0 | 0 | 0 | 0 | 0 | 0
7 | 28 | 23 | 0 | 0 | 0 | 0 | 0 | 0 | 0 | 0 | 0 | 0 | 0 | 0 | 0 | 0 | 0 | 0 | 0 | 0 | 0 | 0 | 0
7 | 29 | 0 | 0 | 0 | 0 | 0 | 0 | 0 | 0 | 0 | 0 | 0 | 0 | 0 | 0 | 0 | 0 | 0 | 0 | 0 | 0 | 0 | 0
7 | 29 | 1 | 0 | 0 | 0 | 0 | 0 | 0 | 0 | 0 | 0 | 0 | 0 | 0 | 0 | 0 | 0 | 0 | 0 | 0 | 0 | 0 | 0
7 | 29 | 2 | 0 | 0 | 0 | 0 | 0 | 0 | 0 | 0 | 0 | 0 | 0 | 0 | 0 | 0 | 0 | 0 | 0 | 0 | 0 | 0 | 0
7 | 29 | 3 | 0 | 0 | 0 | 0 | 0 | 0 | 0 | 0 | 0 | 0 | 0 | 0 | 0 | 0 | 0 | 0 | 0 | 0 | 0 | 0 | 0
7 | 29 | 4 | 0 | 0 | 0 | 0 | 0 | 0 | 0 | 0 | 0 | 0 | 0 | 0 | 0 | 0 | 0 | 0 | 0 | 0 | 0 | 0 | 0
7 | 29 | 5 | 0 | 0 | 0 | 0 | 0 | 0 | 0 | 0 | 0 | 0 | 0 | 0 | 0 | 0 | 0 | 0 | 0 | 0 | 0 | 0 | 0
7 | 29 | 6 | 0 | 0 | 0 | 0 | 0 | 0 | 0 | 0 | 0 | 0 | 0 | 0 | 0 | 0 | 0 | 0 | 0 | 0 | 0 | 0 | 0
7 | 29 | 7 | 0 | 0 | 0 | 0 | 0 | 0 | 0 | 0 | 0 | 0 | 0 | 0 | 0 | 0 | 0 | 0 | 0 | 0 | 0 | 0 | 0
7 | 29 | 8 | 0 | 0 | 0 | 0 | 0 | 0 | 0 | 0 | 0 | 0 | 0 | 0 | 0 | 0 | 0 | 0 | 0 | 0 | 0 | 0 | 0
7 | 29 | 9 | 0 | 0 | 0 | 0 | 0 | 0 | 0 | 0 | 0 | 0 | 0 | 0 | 0 | 0 | 0 | 0 | 0 | 0 | 0 | 0 | 0
7 | 29 | 10 | 0 | 0 | 0 | 0 | 0 | 0 | 0 | 0 | 0 | 0 | 0 | 0 | 0 | 0 | 0 | 0 | 0 | 0 | 0 | 0 | 0
7 | 29 | 11 | 0 | 0 | 0 | 0 | 0 | 0 | 0 | 0 | 0 | 0 | 0 | 0 | 0 | 0 | 0 | 0 | 0 | 0 | 0 | 0 | 0
7 | 29 | 12 | 0 | 0 | 0 | 0 | 0 | 0 | 0 | 0 | 0 | 0 | 0 | 0 | 0 | 0 | 0 | 0 | 0 | 0 | 0 | 0 | 0
7 | 29 | 13 | 0 | 0 | 0 | 0 | 0 | 0 | 0 | 0 | 0 | 0 | 0 | 0 | 0 | 0 | 0 | 0 | 0 | 0 | 0 | 0 | 0
7 | 29 | 14 | 0 | 0 | 0 | 0 | 0 | 0 | 0 | 0 | 0 | 0 | 0 | 0 | 0 | 0 | 0 | 0 | 0 | 0 | 0 | 0 | 0
7 | 29 | 15 | 0 | 0 | 0 | 0 | 0 | 0 | 0 | 0 | 0 | 0 | 0 | 0 | 0 | 0 | 0 | 0 | 0 | 0 | 0 | 0 | 0
7 | 29 | 16 | 0 | 0 | 0 | 0 | 0 | 0 | 0 | 0 | 0 | 0 | 0 | 0 | 0 | 0 | 0 | 0 | 0 | 0 | 0 | 0 | 0
7 | 29 | 17 | 0 | 0 | 0 | 0 | 0 | 0 | 0 | 0 | 0 | 0 | 0 | 0 | 0 | 0 | 0 | 0 | 0 | 0 | 0 | 0 | 0
7 | 29 | 18 | 0 | 0 | 0 | 0 | 0 | 0 | 0 | 0 | 0 | 0 | 0 | 0 | 0 | 0 | 0 | 0 | 0 | 0 | 0 | 0 | 0
7 | 29 | 19 | 0 | 0 | 0 | 0 | 0 | 0 | 0 | 0 | 0 | 0 | 0 | 0 | 0 | 0 | 0 | 0 | 0 | 0 | 0 | 0 | 0
7 | 29 | 20 | 0 | 0 | 0 | 0 | 0 | 0 | 0 | 0 | 0 | 0 | 0 | 0 | 0 | 0 | 0 | 0 | 0 | 0 | 0 | 0 | 0
7 | 29 | 21 | 0 | 0 | 0 | 0 | 0 | 0 | 0 | 0 | 0 | 0 | 0 | 0 | 0 | 0 | 0 | 0 | 0 | 0 | 0 | 0 | 0
7 | 29 | 22 | 0 | 0 | 0 | 0 | 0 | 0 | 0 | 0 | 0 | 0 | 0 | 0 | 0 | 0 | 0 | 0 | 0 | 0 | 0 | 0 | 0
7 | 29 | 23 | 0 | 0 | 0 | 0 | 0 | 0 | 0 | 0 | 0 | 0 | 0 | 0 | 0 | 0 | 0 | 0 | 0 | 0 | 0 | 0 | 0
7 | 30 | 0 | 0 | 0 | 0 | 0 | 0 | 0 | 0 | 0 | 0 | 0 | 0 | 0 | 0 | 0 | 0 | 0 | 0 | 0 | 0 | 0 | 0
7 | 30 | 1 | 0 | 0 | 0 | 0 | 0 | 0 | 0 | 0 | 0 | 0 | 0 | 0 | 0 | 0 | 0 | 0 | 0 | 0 | 0 | 0 | 0
7 | 30 | 2 | 0 | 0 | 0 | 0 | 0 | 0 | 0 | 0 | 0 | 0 | 0 | 0 | 0 | 0 | 0 | 0 | 0 | 0 | 0 | 0 | 0
7 | 30 | 3 | 0 | 0 | 0 | 0 | 0 | 0 | 0 | 0 | 0 | 0 | 0 | 0 | 0 | 0 | 0 | 0 | 0 | 0 | 0 | 0 | 0
7 | 30 | 4 | 0 | 0 | 0 | 0 | 0 | 0 | 0 | 0 | 0 | 0 | 0 | 0 | 0 | 0 | 0 | 0 | 0 | 0 | 0 | 0 | 0
7 | 30 | 5 | 0 | 0 | 0 | 0 | 0 | 0 | 0 | 0 | 0 | 0 | 0 | 0 | 0 | 0 | 0 | 0 | 0 | 0 | 0 | 0 | 0
7 | 30 | 6 | 0 | 0 | 0 | 0 | 0 | 0 | 0 | 0 | 0 | 0 | 0 | 0 | 0 | 0 | 0 | 0 | 0 | 0 | 0 | 0 | 0
7 | 30 | 7 | 0 | 0 | 0 | 0 | 0 | 0 | 0 | 0 | 0 | 0 | 0 | 0 | 0 | 0 | 0 | 0 | 0 | 0 | 0 | 0 | 0
7 | 30 | 8 | 0 | 0 | 0 | 0 | 0 | 0 | 0 | 0 | 0 | 0 | 0 | 0 | 0 | 0 | 0 | 0 | 0 | 0 | 0 | 0 | 0
7 | 30 | 9 | 0 | 0 | 0 | 0 | 0 | 0 | 0 | 0 | 0 | 0 | 0 | 0 | 0 | 0 | 0 | 0 | 0 | 0 | 0 | 0 | 0
7 | 30 | 10 | 0 | 0 | 0 | 0 | 0 | 0 | 0 | 0 | 0 | 0 | 0 | 0 | 0 | 0 | 0 | 0 | 0 | 0 | 0 | 0 | 0
7 | 30 | 11 | 0 | 0 | 0 | 0 | 0 | 0 | 0 | 0 | 0 | 0 | 0 | 0 | 0 | 0 | 0 | 0 | 0 | 0 | 0 | 0 | 0
7 | 30 | 12 | 0 | 0 | 0 | 0 | 0 | 0 | 0 | 0 | 0 | 0 | 0 | 0 | 0 | 0 | 0 | 0 | 0 | 0 | 0 | 0 | 0
7 | 30 | 13 | 0 | 0 | 0 | 0 | 0 | 0 | 0 | 0 | 0 | 0 | 0 | 0 | 0 | 0 | 0 | 0 | 0 | 0 | 0 | 0 | 0
7 | 30 | 14 | 0 | 0 | 0 | 0 | 0 | 0 | 0 | 0 | 0 | 0 | 0 | 0 | 0 | 0 | 0 | 0 | 0 | 0 | 0 | 0 | 0
7 | 30 | 15 | 0 | 0 | 0 | 0 | 0 | 0 | 0 | 0 | 0 | 0 | 0 | 0 | 0 | 0 | 0 | 0 | 0 | 0 | 0 | 0 | 0
7 | 30 | 16 | 0 | 0 | 0 | 0 | 0 | 0 | 0 | 0 | 0 | 0 | 0 | 0 | 0 | 0 | 0 | 0 | 0 | 0 | 0 | 0 | 0
7 | 30 | 17 | 0 | 0 | 0 | 0 | 0 | 0 | 0 | 0 | 0 | 0 | 0 | 0 | 0 | 0 | 0 | 0 | 0 | 0 | 0 | 0 | 0
7 | 30 | 18 | 0 | 0 | 0 | 0 | 0 | 0 | 0 | 0 | 0 | 0 | 0 | 0 | 0 | 0 | 0 | 0 | 0 | 0 | 0 | 0 | 0
7 | 30 | 19 | 0 | 0 | 0 | 0 | 0 | 0 | 0 | 0 | 0 | 0 | 0 | 0 | 0 | 0 | 0 | 0 | 0 | 0 | 0 | 0 | 0
7 | 30 | 20 | 0 | 0 | 0 | 0 | 0 | 0 | 0 | 0 | 0 | 0 | 0 | 0 | 0 | 0 | 0 | 0 | 0 | 0 | 0 | 0 | 0
7 | 30 | 21 | 0 | 0 | 0 | 0 | 0 | 0 | 0 | 0 | 0 | 0 | 0 | 0 | 0 | 0 | 0 | 0 | 0 | 0 | 0 | 0 | 0
7 | 30 | 22 | 0 | 0 | 0 | 0 | 0 | 0 | 0 | 0 | 0 | 0 | 0 | 0 | 0 | 0 | 0 | 0 | 0 | 0 | 0 | 0 | 0
7 | 30 | 23 | 0 | 0 | 0 | 0 | 0 | 0 | 0 | 0 | 0 | 0 | 0 | 0 | 0 | 0 | 0 | 0 | 0 | 0 | 0 | 0 | 0
7 | 31 | 0 | 0 | 0 | 0 | 0 | 0 | 0 | 0 | 0 | 0 | 0 | 0 | 0 | 0 | 0 | 0 | 0 | 0 | 0 | 0 | 0 | 0
7 | 31 | 1 | 0 | 0 | 0 | 0 | 0 | 0 | 0 | 0 | 0 | 0 | 0 | 0 | 0 | 0 | 0 | 0 | 0 | 0 | 0 | 0 | 0
7 | 31 | 2 | 0 | 0 | 0 | 0 | 0 | 0 | 0 | 0 | 0 | 0 | 0 | 0 | 0 | 0 | 0 | 0 | 0 | 0 | 0 | 0 | 0
7 | 31 | 3 | 0 | 0 | 0 | 0 | 0 | 0 | 0 | 0 | 0 | 0 | 0 | 0 | 0 | 0 | 0 | 0 | 0 | 0 | 0 | 0 | 0
7 | 31 | 4 | 0 | 0 | 0 | 0 | 0 | 0 | 0 | 0 | 0 | 0 | 0 | 0 | 0 | 0 | 0 | 0 | 0 | 0 | 0 | 0 | 0
7 | 31 | 5 | 0 | 0 | 0 | 0 | 0 | 0 | 0 | 0 | 0 | 0 | 0 | 0 | 0 | 0 | 0 | 0 | 0 | 0 | 0 | 0 | 0
7 | 31 | 6 | 0 | 0 | 0 | 0 | 0 | 0 | 0 | 0 | 0 | 0 | 0 | 0 | 0 | 0 | 0 | 0 | 0 | 0 | 0 | 0 | 0
7 | 31 | 7 | 0 | 0 | 0 | 0 | 0 | 0 | 0 | 0 | 0 | 0 | 0 | 0 | 0 | 0 | 0 | 0 | 0 | 0 | 0 | 0 | 0
7 | 31 | 8 | 0 | 0 | 0 | 0 | 0 | 0 | 0 | 0 | 0 | 0 | 0 | 0 | 0 | 0 | 0 | 0 | 0 | 0 | 0 | 0 | 0
7 | 31 | 9 | 0 | 0 | 0 | 0 | 0 | 0 | 0 | 0 | 0 | 0 | 0 | 0 | 0 | 0 | 0 | 0 | 0 | 0 | 0 | 0 | 0
7 | 31 | 10 | 0 | 0 | 0 | 0 | 0 | 0 | 0 | 0 | 0 | 0 | 0 | 0 | 0 | 0 | 0 | 0 | 0 | 0 | 0 | 0 | 0
7 | 31 | 11 | 0 | 0 | 0 | 0 | 0 | 0 | 0 | 0 | 0 | 0 | 0 | 0 | 0 | 0 | 0 | 0 | 0 | 0 | 0 | 0 | 0
7 | 31 | 12 | 0 | 0 | 0 | 0 | 0 | 0 | 0 | 0 | 0 | 0 | 0 | 0 | 0 | 0 | 0 | 0 | 0 | 0 | 0 | 0 | 0
7 | 31 | 13 | 0 | 0 | 0 | 0 | 0 | 0 | 0 | 0 | 0 | 0 | 0 | 0 | 0 | 0 | 0 | 0 | 0 | 0 | 0 | 0 | 0
7 | 31 | 14 | 0 | 0 | 0 | 0 | 0 | 0 | 0 | 0 | 0 | 0 | 0 | 0 | 0 | 0 | 0 | 0 | 0 | 0 | 0 | 0 | 0
7 | 31 | 15 | 0 | 0 | 0 | 0 | 0 | 0 | 0 | 0 | 0 | 0 | 0 | 0 | 0 | 0 | 0 | 0 | 0 | 0 | 0 | 0 | 0
7 | 31 | 16 | 0 | 0 | 0 | 0 | 0 | 0 | 0 | 0 | 0 | 0 | 0 | 0 | 0 | 0 | 0 | 0 | 0 | 0 | 0 | 0 | 0
7 | 31 | 17 | 0 | 0 | 0 | 0 | 0 | 0 | 0 | 0 | 0 | 0 | 0 | 0 | 0 | 0 | 0 | 0 | 0 | 0 | 0 | 0 | 0
7 | 31 | 18 | 0 | 0 | 0 | 0 | 0 | 0 | 0 | 0 | 0 | 0 | 0 | 0 | 0 | 0 | 0 | 0 | 0 | 0 | 0 | 0 | 0
7 | 31 | 19 | 0 | 0 | 0 | 0 | 0 | 0 | 0 | 0 | 0 | 0 | 0 | 0 | 0 | 0 | 0 | 0 | 0 | 0 | 0 | 0 | 0
7 | 31 | 20 | 0 | 0 | 0 | 0 | 0 | 0 | 0 | 0 | 0 | 0 | 0 | 0 | 0 | 0 | 0 | 0 | 0 | 0 | 0 | 0 | 0
7 | 31 | 21 | 0 | 0 | 0 | 0 | 0 | 0 | 0 | 0 | 0 | 0 | 0 | 0 | 0 | 0 | 0 | 0 | 0 | 0 | 0 | 0 | 0
7 | 31 | 22 | 0 | 0 | 0 | 0.0036957 | 0 | 0.0037341 | 0 | 0 | 0 | 0.011492 | 0 | 0.010565 | 0 | 0 | 0 | 0.019136 | 0 | 0.016832 | 0.0074297 | 0.022058 | 0.035967
7 | 31 | 23 | 0 | 0 | 0 | 0.0036957 | 0 | 0.0037341 | 0 | 0 | 0 | 0.011492 | 0 | 0.010565 | 0 | 0 | 0 | 0.019136 | 0 | 0.016832 | 0.0074297 | 0.022058 | 0.035967
8 | 1 | 0 | 0 | 0 | 0 | 0.0036957 | 0 | 0.0037341 | 0 | 0 | 0 | 0.011492 | 0 | 0.010565 | 0 | 0 | 0 | 0.019136 | 0 | 0.016832 | 0.0074297 | 0.022058 | 0.035967
8 | 1 | 1 | 0 | 0 | 0 | 0.0036957 | 0 | 0.0037341 | 0 | 0 | 0 | 0.011492 | 0 | 0.010565 | 0 | 0 | 0 | 0.019136 | 0 | 0.016832 | 0.0074297 | 0.022058 | 0.035967
8 | 1 | 2 | 0 | 0 | 0 | 0.00078609 | 0 | 0.00079423 | 0 | 0 | 0 | 0.0024445 | 0 | 0.0022472 | 0 | 0 | 0 | 0.0040703 | 0 | 0.0035801 | 0.0015803 | 0.0046917 | 0.0076503
8 | 1 | 3 | 0 | 0 | 0 | 0 | 0 | 0 | 0 | 0 | 0 | 0 | 0 | 0 | 0 | 0 | 0 | 0 | 0 | 0 | 0 | 0 | 0
8 | 1 | 4 | 0 | 0 | 0 | 0 | 0 | 0 | 0 | 0 | 0 | 0 | 0 | 0 | 0 | 0 | 0 | 0 | 0 | 0 | 0 | 0 | 0
8 | 1 | 5 | 0 | 0 | 0 | 0 | 0 | 0 | 0 | 0 | 0 | 0 | 0 | 0 | 0 | 0 | 0 | 0 | 0 | 0 | 0 | 0 | 0
8 | 1 | 6 | 0 | 0 | 0 | 0 | 0 | 0 | 0 | 0 | 0 | 0 | 0 | 0 | 0 | 0 | 0 | 0 | 0 | 0 | 0 | 0 | 0
8 | 1 | 7 | 0 | 0 | 0 | 0 | 0 | 0 | 0 | 0 | 0 | 0 | 0 | 0 | 0 | 0 | 0 | 0 | 0 | 0 | 0 | 0 | 0
8 | 1 | 8 | 0 | 0 | 0 | 0 | 0 | 0 | 0 | 0 | 0 | 0 | 0 | 0 | 0 | 0 | 0 | 0 | 0 | 0 | 0 | 0 | 0
8 | 1 | 9 | 0 | 0 | 0 | 0 | 0 | 0 | 0 | 0 | 0 | 0 | 0 | 0 | 0 | 0 | 0 | 0 | 0 | 0 | 0 | 0 | 0
8 | 1 | 10 | 0 | 0 | 0 | 0 | 0 | 0 | 0 | 0 | 0 | 0 | 0 | 0 | 0 | 0 | 0 | 0 | 0 | 0 | 0 | 0 | 0
8 | 1 | 11 | 0 | 0 | 0 | 0 | 0 | 0 | 0 | 0 | 0 | 0 | 0 | 0 | 0 | 0 | 0 | 0 | 0 | 0 | 0 | 0 | 0
8 | 1 | 12 | 0 | 0 | 0 | 0 | 0 | 0 | 0 | 0 | 0 | 0 | 0 | 0 | 0 | 0 | 0 | 0 | 0 | 0 | 0 | 0 | 0
8 | 1 | 13 | 0 | 0 | 0 | 0 | 0 | 0 | 0 | 0 | 0 | 0 | 0 | 0 | 0 | 0 | 0 | 0 | 0 | 0 | 0 | 0 | 0
8 | 1 | 14 | 0 | 0 | 0 | 0 | 0 | 0 | 0 | 0 | 0 | 0 | 0 | 0 | 0 | 0 | 0 | 0 | 0 | 0 | 0 | 0 | 0
8 | 1 | 15 | 0 | 0 | 0 | 0 | 0 | 0 | 0 | 0 | 0 | 0 | 0 | 0 | 0 | 0 | 0 | 0 | 0 | 0 | 0 | 0 | 0
8 | 1 | 16 | 0 | 0 | 0 | 0 | 0 | 0 | 0 | 0 | 0 | 0 | 0 | 0 | 0 | 0 | 0 | 0 | 0 | 0 | 0 | 0 | 0
8 | 1 | 17 | 0 | 0 | 0 | 0 | 0 | 0 | 0 | 0 | 0 | 0 | 0 | 0 | 0 | 0 | 0 | 0 | 0 | 0 | 0 | 0 | 0
8 | 1 | 18 | 0 | 0 | 0 | 0 | 0 | 0 | 0 | 0 | 0 | 0 | 0 | 0 | 0 | 0 | 0 | 0 | 0 | 0 | 0 | 0 | 0
8 | 1 | 19 | 0 | 0 | 0 | 0 | 0 | 0 | 0 | 0 | 0 | 0 | 0 | 0 | 0 | 0 | 0 | 0 | 0 | 0 | 0 | 0 | 0
8 | 1 | 20 | 0 | 0 | 0 | 0 | 0 | 0 | 0 | 0 | 0 | 0 | 0 | 0 | 0 | 0 | 0 | 0 | 0 | 0 | 0 | 0 | 0
8 | 1 | 21 | 0 | 0 | 0 | 0 | 0 | 0 | 0 | 0 | 0 | 0 | 0 | 0 | 0 | 0 | 0 | 0 | 0 | 0 | 0 | 0 | 0
8 | 1 | 22 | 0 | 0 | 0 | 0 | 0 | 0 | 0 | 0 | 0 | 0 | 0 | 0 | 0 | 0 | 0 | 0 | 0 | 0 | 0 | 0 | 0
8 | 1 | 23 | 0 | 0 | 0 | 0 | 0 | 0 | 0 | 0 | 0 | 0 | 0 | 0 | 0 | 0 | 0 | 0 | 0 | 0 | 0 | 0 | 0
8 | 2 | 0 | 0 | 0 | 0 | 0 | 0 | 0 | 0 | 0 | 0 | 0 | 0 | 0 | 0 | 0 | 0 | 0 | 0 | 0 | 0 | 0 | 0
8 | 2 | 1 | 0 | 0 | 0 | 0 | 0 | 0 | 0 | 0 | 0 | 0 | 0 | 0 | 0 | 0 | 0 | 0 | 0 | 0 | 0 | 0 | 0
8 | 2 | 2 | 0 | 0 | 0 | 0 | 0 | 0 | 0 | 0 | 0 | 0 | 0 | 0 | 0 | 0 | 0 | 0 | 0 | 0 | 0 | 0 | 0
8 | 2 | 3 | 0 | 0 | 0 | 0 | 0 | 0 | 0 | 0 | 0 | 0 | 0 | 0 | 0 | 0 | 0 | 0 | 0 | 0 | 0 | 0 | 0
8 | 2 | 4 | 0 | 0 | 0 | 0 | 0 | 0 | 0 | 0 | 0 | 0 | 0 | 0 | 0 | 0 | 0 | 0 | 0 | 0 | 0 | 0 | 0
8 | 2 | 5 | 0 | 0 | 0 | 0 | 0 | 0 | 0 | 0 | 0 | 0 | 0 | 0 | 0 | 0 | 0 | 0 | 0 | 0 | 0 | 0 | 0
8 | 2 | 6 | 0 | 0 | 0 | 0 | 0 | 0 | 0 | 0 | 0 | 0 | 0 | 0 | 0 | 0 | 0 | 0 | 0 | 0 | 0 | 0 | 0
8 | 2 | 7 | 0 | 0 | 0 | 0 | 0 | 0 | 0 | 0 | 0 | 0 | 0 | 0 | 0 | 0 | 0 | 0 | 0 | 0 | 0 | 0 | 0
8 | 2 | 8 | 0 | 0 | 0 | 0 | 0 | 0 | 0 | 0 | 0 | 0 | 0 | 0 | 0 | 0 | 0 | 0 | 0 | 0 | 0 | 0 | 0
8 | 2 | 9 | 0 | 0 | 0 | 0 | 0 | 0 | 0 | 0 | 0 | 0 | 0 | 0 | 0 | 0 | 0 | 0 | 0 | 0 | 0 | 0 | 0
8 | 2 | 10 | 0 | 0 | 0 | 0 | 0 | 0 | 0 | 0 | 0 | 0 | 0 | 0 | 0 | 0 | 0 | 0 | 0 | 0 | 0 | 0 | 0
8 | 2 | 11 | 0 | 0 | 0 | 0 | 0 | 0 | 0 | 0 | 0 | 0 | 0 | 0 | 0 | 0 | 0 | 0 | 0 | 0 | 0 | 0 | 0
8 | 2 | 12 | 0 | 0 | 0 | 0 | 0 | 0 | 0 | 0 | 0 | 0 | 0 | 0 | 0 | 0 | 0 | 0 | 0 | 0 | 0 | 0 | 0
8 | 2 | 13 | 0 | 0 | 0 | 0 | 0 | 0 | 0 | 0 | 0 | 0 | 0 | 0 | 0 | 0 | 0 | 0 | 0 | 0 | 0 | 0 | 0
8 | 2 | 14 | 0 | 0 | 0 | 0 | 0 | 0 | 0 | 0 | 0 | 0 | 0 | 0 | 0 | 0 | 0 | 0 | 0 | 0 | 0 | 0 | 0
8 | 2 | 15 | 0 | 0 | 0 | 0 | 0 | 0 | 0 | 0 | 0 | 0 | 0 | 0 | 0 | 0 | 0 | 0 | 0 | 0 | 0 | 0 | 0
8 | 2 | 16 | 0 | 0 | 0 | 0 | 0 | 0 | 0 | 0 | 0 | 0 | 0 | 0 | 0 | 0 | 0 | 0 | 0 | 0 | 0 | 0 | 0
8 | 2 | 17 | 0 | 0 | 0 | 0 | 0 | 0 | 0 | 0 | 0 | 0 | 0 | 0 | 0 | 0 | 0 | 0 | 0 | 0 | 0 | 0 | 0
8 | 2 | 18 | 0 | 0 | 0 | 0 | 0 | 0 | 0 | 0 | 0 | 0 | 0 | 0 | 0 | 0 | 0 | 0 | 0 | 0 | 0 | 0 | 0
8 | 2 | 19 | 0 | 0 | 0 | 0 | 0 | 0 | 0 | 0 | 0 | 0 | 0 | 0 | 0 | 0 | 0 | 0 | 0 | 0 | 0 | 0 | 0
8 | 2 | 20 | 0 | 0 | 0 | 0 | 0 | 0 | 0 | 0 | 0 | 0 | 0 | 0 | 0 | 0 | 0 | 0 | 0 | 0 | 0 | 0 | 0
8 | 2 | 21 | 0 | 0 | 0 | 0 | 0 | 0 | 0 | 0 | 0 | 0 | 0 | 0 | 0 | 0 | 0 | 0 | 0 | 0 | 0 | 0 | 0
8 | 2 | 22 | 0 | 0 | 0 | 0 | 0 | 0 | 0 | 0 | 0 | 0 | 0 | 0 | 0 | 0 | 0 | 0 | 0 | 0 | 0 | 0 | 0
8 | 2 | 23 | 0 | 0 | 0 | 0 | 0 | 0 | 0 | 0 | 0 | 0 | 0 | 0 | 0 | 0 | 0 | 0 | 0 | 0 | 0 | 0 | 0
8 | 3 | 0 | 0 | 0 | 0 | 0 | 0 | 0 | 0 | 0 | 0 | 0 | 0 | 0 | 0 | 0 | 0 | 0 | 0 | 0 | 0 | 0 | 0
8 | 3 | 1 | 0 | 0 | 0 | 0 | 0 | 0 | 0 | 0 | 0 | 0 | 0 | 0 | 0 | 0 | 0 | 0 | 0 | 0 | 0 | 0 | 0
8 | 3 | 2 | 0 | 0 | 0 | 0 | 0 | 0 | 0 | 0 | 0 | 0 | 0 | 0 | 0 | 0 | 0 | 0 | 0 | 0 | 0 | 0 | 0
8 | 3 | 3 | 0 | 0 | 0 | 0 | 0 | 0 | 0 | 0 | 0 | 0 | 0 | 0 | 0 | 0 | 0 | 0 | 0 | 0 | 0 | 0 | 0
8 | 3 | 4 | 0 | 0 | 0 | 0 | 0 | 0 | 0 | 0 | 0 | 0 | 0 | 0 | 0 | 0 | 0 | 0 | 0 | 0 | 0 | 0 | 0
8 | 3 | 5 | 0 | 0 | 0 | 0 | 0 | 0 | 0 | 0 | 0 | 0 | 0 | 0 | 0 | 0 | 0 | 0 | 0 | 0 | 0 | 0 | 0
8 | 3 | 6 | 0 | 0 | 0 | 0 | 0 | 0 | 0 | 0 | 0 | 0 | 0 | 0 | 0 | 0 | 0 | 0 | 0 | 0 | 0 | 0 | 0
8 | 3 | 7 | 0 | 0 | 0 | 0 | 0 | 0 | 0 | 0 | 0 | 0 | 0 | 0 | 0 | 0 | 0 | 0 | 0 | 0 | 0 | 0 | 0
8 | 3 | 8 | 0 | 0 | 0 | 0 | 0 | 0 | 0 | 0 | 0 | 0 | 0 | 0 | 0 | 0 | 0 | 0 | 0 | 0 | 0 | 0 | 0
8 | 3 | 9 | 0 | 0 | 0 | 0 | 0 | 0 | 0 | 0 | 0 | 0 | 0 | 0 | 0 | 0 | 0 | 0 | 0 | 0 | 0 | 0 | 0
8 | 3 | 10 | 0 | 0 | 0 | 0 | 0 | 0 | 0 | 0 | 0 | 0 | 0 | 0 | 0 | 0 | 0 | 0 | 0 | 0 | 0 | 0 | 0
8 | 3 | 11 | 0 | 0 | 0 | 0 | 0 | 0 | 0 | 0 | 0 | 0 | 0 | 0 | 0 | 0 | 0 | 0 | 0 | 0 | 0 | 0 | 0
8 | 3 | 12 | 0 | 0 | 0 | 0 | 0 | 0 | 0 | 0 | 0 | 0 | 0 | 0 | 0 | 0 | 0 | 0 | 0 | 0 | 0 | 0 | 0
8 | 3 | 13 | 0 | 0 | 0 | 0 | 0 | 0 | 0 | 0 | 0 | 0 | 0 | 0 | 0 | 0 | 0 | 0 | 0 | 0 | 0 | 0 | 0
8 | 3 | 14 | 0 | 0 | 0 | 0 | 0 | 0 | 0 | 0 | 0 | 0 | 0 | 0 | 0 | 0 | 0 | 0 | 0 | 0 | 0 | 0 | 0
8 | 3 | 15 | 0 | 0 | 0 | 0 | 0 | 0 | 0 | 0 | 0 | 0 | 0 | 0 | 0 | 0 | 0 | 0 | 0 | 0 | 0 | 0 | 0
8 | 3 | 16 | 0 | 0 | 0 | 0 | 0 | 0 | 0 | 0 | 0 | 0 | 0 | 0 | 0 | 0 | 0 | 0 | 0 | 0 | 0 | 0 | 0
8 | 3 | 17 | 0 | 0 | 0 | 0 | 0 | 0 | 0 | 0 | 0 | 0 | 0 | 0 | 0 | 0 | 0 | 0 | 0 | 0 | 0 | 0 | 0
8 | 3 | 18 | 0 | 0 | 0 | 0 | 0 | 0 | 0 | 0 | 0 | 0 | 0 | 0 | 0 | 0 | 0 | 0 | 0 | 0 | 0 | 0 | 0
8 | 3 | 19 | 0 | 0 | 0 | 0 | 0 | 0 | 0 | 0 | 0 | 0 | 0 | 0 | 0 | 0 | 0 | 0 | 0 | 0 | 0 | 0 | 0
8 | 3 | 20 | 0 | 0 | 0 | 0 | 0 | 0 | 0 | 0 | 0 | 0 | 0 | 0 | 0 | 0 | 0 | 0 | 0 | 0 | 0 | 0 | 0
8 | 3 | 21 | 0 | 0 | 0 | 0 | 0 | 0 | 0 | 0 | 0 | 0 | 0 | 0 | 0 | 0 | 0 | 0 | 0 | 0 | 0 | 0 | 0
8 | 3 | 22 | 0 | 0 | 0 | 0 | 0 | 0 | 0 | 0 | 0 | 0 | 0 | 0 | 0 | 0 | 0 | 0 | 0 | 0 | 0 | 0 | 0
8 | 3 | 23 | 0 | 0 | 0 | 0 | 0 | 0 | 0 | 0 | 0 | 0 | 0 | 0 | 0 | 0 | 0 | 0 | 0 | 0 | 0 | 0 | 0
8 | 4 | 0 | 0 | 0 | 0 | 0 | 0 | 0 | 0 | 0 | 0 | 0 | 0 | 0 | 0 | 0 | 0 | 0 | 0 | 0 | 0 | 0 | 0
8 | 4 | 1 | 0 | 0 | 0 | 0 | 0 | 0 | 0 | 0 | 0 | 0 | 0 | 0 | 0 | 0 | 0 | 0 | 0 | 0 | 0 | 0 | 0
8 | 4 | 2 | 0 | 0 | 0 | 0 | 0 | 0 | 0 | 0 | 0 | 0 | 0 | 0 | 0 | 0 | 0 | 0 | 0 | 0 | 0 | 0 | 0
8 | 4 | 3 | 0 | 0 | 0 | 0 | 0 | 0 | 0 | 0 | 0 | 0 | 0 | 0 | 0 | 0 | 0 | 0 | 0 | 0 | 0 | 0 | 0
8 | 4 | 4 | 0 | 0 | 0 | 0 | 0 | 0 | 0 | 0 | 0 | 0 | 0 | 0 | 0 | 0 | 0 | 0 | 0 | 0 | 0 | 0 | 0
8 | 4 | 5 | 0 | 0 | 0 | 0 | 0 | 0 | 0 | 0 | 0 | 0 | 0 | 0 | 0 | 0 | 0 | 0 | 0 | 0 | 0 | 0 | 0
8 | 4 | 6 | 0 | 0 | 0 | 0 | 0 | 0 | 0 | 0 | 0 | 0 | 0 | 0 | 0 | 0 | 0 | 0 | 0 | 0 | 0 | 0 | 0
8 | 4 | 7 | 0 | 0 | 0 | 0 | 0 | 0 | 0 | 0 | 0 | 0 | 0 | 0 | 0 | 0 | 0 | 0 | 0 | 0 | 0 | 0 | 0
8 | 4 | 8 | 0 | 0 | 0 | 0 | 0 | 0 | 0 | 0 | 0 | 0 | 0 | 0 | 0 | 0 | 0 | 0 | 0 | 0 | 0 | 0 | 0
8 | 4 | 9 | 0 | 0 | 0 | 0 | 0 | 0 | 0 | 0 | 0 | 0 | 0 | 0 | 0 | 0 | 0 | 0 | 0 | 0 | 0 | 0 | 0
8 | 4 | 10 | 0 | 0 | 0 | 0 | 0 | 0 | 0 | 0 | 0 | 0 | 0 | 0 | 0 | 0 | 0 | 0 | 0 | 0 | 0 | 0 | 0
8 | 4 | 11 | 0 | 0 | 0 | 0 | 0 | 0 | 0 | 0 | 0 | 0 | 0 | 0 | 0 | 0 | 0 | 0 | 0 | 0 | 0 | 0 | 0
8 | 4 | 12 | 0 | 0 | 0 | 0 | 0 | 0 | 0 | 0 | 0 | 0 | 0 | 0 | 0 | 0 | 0 | 0 | 0 | 0 | 0 | 0 | 0
8 | 4 | 13 | 0 | 0 | 0 | 0 | 0 | 0 | 0 | 0 | 0 | 0 | 0 | 0 | 0 | 0 | 0 | 0 | 0 | 0 | 0 | 0 | 0
8 | 4 | 14 | 0 | 0 | 0 | 0 | 0 | 0 | 0 | 0 | 0 | 0 | 0 | 0 | 0 | 0 | 0 | 0 | 0 | 0 | 0 | 0 | 0
8 | 4 | 15 | 0 | 0 | 0 | 0 | 0 | 0 | 0 | 0 | 0 | 0 | 0 | 0 | 0 | 0 | 0 | 0 | 0 | 0 | 0 | 0 | 0
8 | 4 | 16 | 0 | 0 | 0 | 0 | 0 | 0 | 0 | 0 | 0 | 0 | 0 | 0 | 0 | 0 | 0 | 0 | 0 | 0 | 0 | 0 | 0
8 | 4 | 17 | 0 | 0 | 0 | 0 | 0 | 0 | 0 | 0 | 0 | 0 | 0 | 0 | 0 | 0 | 0 | 0 | 0 | 0 | 0 | 0 | 0
8 | 4 | 18 | 0 | 0 | 0 | 0 | 0 | 0 | 0 | 0 | 0 | 0 | 0 | 0 | 0 | 0 | 0 | 0 | 0 | 0 | 0 | 0 | 0
8 | 4 | 19 | 0 | 0 | 0 | 0 | 0 | 0 | 0 | 0 | 0 | 0 | 0 | 0 | 0 | 0 | 0 | 0 | 0 | 0 | 0 | 0 | 0
8 | 4 | 20 | 0 | 0 | 0 | 0 | 0 | 0 | 0 | 0 | 0 | 0 | 0 | 0 | 0 | 0 | 0 | 0 | 0 | 0 | 0 | 0 | 0
8 | 4 | 21 | 0 | 0 | 0 | 0 | 0 | 0 | 0 | 0 | 0 | 0 | 0 | 0 | 0 | 0 | 0 | 0 | 0 | 0 | 0 | 0 | 0
8 | 4 | 22 | 0 | 0 | 0 | 0 | 0 | 0 | 0 | 0 | 0 | 0 | 0 | 0 | 0 | 0 | 0 | 0 | 0 | 0 | 0 | 0 | 0
8 | 4 | 23 | 0 | 0 | 0 | 0 | 0 | 0 | 0 | 0 | 0 | 0 | 0 | 0 | 0 | 0 | 0 | 0 | 0 | 0 | 0 | 0 | 0
8 | 5 | 0 | 0 | 0 | 0 | 0 | 0 | 0 | 0 | 0 | 0 | 0 | 0 | 0 | 0 | 0 | 0 | 0 | 0 | 0 | 0 | 0 | 0
8 | 5 | 1 | 0 | 0 | 0 | 0 | 0 | 0 | 0 | 0 | 0 | 0 | 0 | 0 | 0 | 0 | 0 | 0 | 0 | 0 | 0 | 0 | 0
8 | 5 | 2 | 0 | 0 | 0 | 0 | 0 | 0 | 0 | 0 | 0 | 0 | 0 | 0 | 0 | 0 | 0 | 0 | 0 | 0 | 0 | 0 | 0
8 | 5 | 3 | 0 | 0 | 0 | 0 | 0 | 0 | 0 | 0 | 0 | 0 | 0 | 0 | 0 | 0 | 0 | 0 | 0 | 0 | 0 | 0 | 0
8 | 5 | 4 | 0 | 0 | 0 | 0 | 0 | 0 | 0 | 0 | 0 | 0 | 0 | 0 | 0 | 0 | 0 | 0 | 0 | 0 | 0 | 0 | 0
8 | 5 | 5 | 0 | 0 | 0 | 0 | 0 | 0 | 0 | 0 | 0 | 0 | 0 | 0 | 0 | 0 | 0 | 0 | 0 | 0 | 0 | 0 | 0
8 | 5 | 6 | 0 | 0 | 0 | 0 | 0 | 0 | 0 | 0 | 0 | 0 | 0 | 0 | 0 | 0 | 0 | 0 | 0 | 0 | 0 | 0 | 0
8 | 5 | 7 | 0 | 0 | 0 | 0 | 0 | 0 | 0 | 0 | 0 | 0 | 0 | 0 | 0 | 0 | 0 | 0 | 0 | 0 | 0 | 0 | 0
8 | 5 | 8 | 0 | 0 | 0 | 0 | 0 | 0 | 0 | 0 | 0 | 0 | 0 | 0 | 0 | 0 | 0 | 0 | 0 | 0 | 0 | 0 | 0
8 | 5 | 9 | 0 | 0 | 0 | 0 | 0 | 0 | 0 | 0 | 0 | 0 | 0 | 0 | 0 | 0 | 0 | 0 | 0 | 0 | 0 | 0 | 0
8 | 5 | 10 | 0 | 0 | 0 | 0 | 0 | 0 | 0 | 0 | 0 | 0 | 0 | 0 | 0 | 0 | 0 | 0 | 0 | 0 | 0 | 0 | 0
8 | 5 | 11 | 0 | 0 | 0 | 0 | 0 | 0 | 0 | 0 | 0 | 0 | 0 | 0 | 0 | 0 | 0 | 0 | 0 | 0 | 0 | 0 | 0
8 | 5 | 12 | 0 | 0 | 0 | 0 | 0 | 0 | 0 | 0 | 0 | 0 | 0 | 0 | 0 | 0 | 0 | 0 | 0 | 0 | 0 | 0 | 0
8 | 5 | 13 | 0 | 0 | 0 | 0 | 0 | 0 | 0 | 0 | 0 | 0 | 0 | 0 | 0 | 0 | 0 | 0 | 0 | 0 | 0 | 0 | 0
8 | 5 | 14 | 0 | 0 | 0 | 0 | 0 | 0 | 0 | 0 | 0 | 0 | 0 | 0 | 0 | 0 | 0 | 0 | 0 | 0 | 0 | 0 | 0
8 | 5 | 15 | 0 | 0 | 0 | 0 | 0 | 0 | 0 | 0 | 0 | 0 | 0 | 0 | 0 | 0 | 0 | 0 | 0 | 0 | 0 | 0 | 0
8 | 5 | 16 | 0 | 0 | 0 | 0 | 0 | 0 | 0 | 0 | 0 | 0 | 0 | 0 | 0 | 0 | 0 | 0 | 0 | 0 | 0 | 0 | 0
8 | 5 | 17 | 0 | 0 | 0 | 0 | 0 | 0 | 0 | 0 | 0 | 0 | 0 | 0 | 0 | 0 | 0 | 0 | 0 | 0 | 0 | 0 | 0
8 | 5 | 18 | 0 | 0 | 0 | 0 | 0 | 0 | 0 | 0 | 0 | 0 | 0 | 0 | 0 | 0 | 0 | 0 | 0 | 0 | 0 | 0 | 0
8 | 5 | 19 | 0 | 0 | 0 | 0 | 0 | 0 | 0 | 0 | 0 | 0 | 0 | 0 | 0 | 0 | 0 | 0 | 0 | 0 | 0 | 0 | 0
8 | 5 | 20 | 0 | 0 | 0 | 0 | 0 | 0 | 0 | 0 | 0 | 0 | 0 | 0 | 0 | 0 | 0 | 0 | 0 | 0 | 0 | 0 | 0
8 | 5 | 21 | 0 | 0 | 0 | 0 | 0 | 0 | 0 | 0 | 0 | 0 | 0 | 0 | 0 | 0 | 0 | 0 | 0 | 0 | 0 | 0 | 0
8 | 5 | 22 | 0 | 0 | 0 | 0 | 0 | 0 | 0 | 0 | 0 | 0 | 0 | 0 | 0 | 0 | 0 | 0 | 0 | 0 | 0 | 0 | 0
8 | 5 | 23 | 0 | 0 | 0 | 0 | 0 | 0 | 0 | 0 | 0 | 0 | 0 | 0 | 0 | 0 | 0 | 0 | 0 | 0 | 0 | 0 | 0
8 | 6 | 0 | 0 | 0 | 0 | 0 | 0 | 0 | 0 | 0 | 0 | 0 | 0 | 0 | 0 | 0 | 0 | 0 | 0 | 0 | 0 | 0 | 0
8 | 6 | 1 | 0 | 0 | 0 | 0 | 0 | 0 | 0 | 0 | 0 | 0 | 0 | 0 | 0 | 0 | 0 | 0 | 0 | 0 | 0 | 0 | 0
8 | 6 | 2 | 0 | 0 | 0 | 0 | 0 | 0 | 0 | 0 | 0 | 0 | 0 | 0 | 0 | 0 | 0 | 0 | 0 | 0 | 0 | 0 | 0
8 | 6 | 3 | 0 | 0 | 0 | 0 | 0 | 0 | 0 | 0 | 0 | 0 | 0 | 0 | 0 | 0 | 0 | 0 | 0 | 0 | 0 | 0 | 0
8 | 6 | 4 | 0 | 0 | 0 | 0 | 0 | 0 | 0 | 0 | 0 | 0 | 0 | 0 | 0 | 0 | 0 | 0 | 0 | 0 | 0 | 0 | 0
8 | 6 | 5 | 0 | 0 | 0 | 0 | 0 | 0 | 0 | 0 | 0 | 0 | 0 | 0 | 0 | 0 | 0 | 0 | 0 | 0 | 0 | 0 | 0
8 | 6 | 6 | 0 | 0 | 0 | 0 | 0 | 0 | 0 | 0 | 0 | 0 | 0 | 0 | 0 | 0 | 0 | 0 | 0 | 0 | 0 | 0 | 0
8 | 6 | 7 | 0 | 0 | 0 | 0 | 0 | 0 | 0 | 0 | 0 | 0 | 0 | 0 | 0 | 0 | 0 | 0 | 0 | 0 | 0 | 0 | 0
8 | 6 | 8 | 0 | 0 | 0 | 0 | 0 | 0 | 0 | 0 | 0 | 0 | 0 | 0 | 0 | 0 | 0 | 0 | 0 | 0 | 0 | 0 | 0
8 | 6 | 9 | 0 | 0 | 0 | 0 | 0 | 0 | 0 | 0 | 0 | 0 | 0 | 0 | 0 | 0 | 0 | 0 | 0 | 0 | 0 | 0 | 0
8 | 6 | 10 | 0 | 0 | 0 | 0 | 0 | 0 | 0 | 0 | 0 | 0 | 0 | 0 | 0 | 0 | 0 | 0 | 0 | 0 | 0 | 0 | 0
8 | 6 | 11 | 0 | 0 | 0 | 0 | 0 | 0 | 0 | 0 | 0 | 0 | 0 | 0 | 0 | 0 | 0 | 0 | 0 | 0 | 0 | 0 | 0
8 | 6 | 12 | 0 | 0 | 0 | 0 | 0 | 0 | 0 | 0 | 0 | 0 | 0 | 0 | 0 | 0 | 0 | 0 | 0 | 0 | 0 | 0 | 0
8 | 6 | 13 | 0 | 0 | 0 | 0 | 0 | 0 | 0 | 0 | 0 | 0 | 0 | 0 | 0 | 0 | 0 | 0 | 0 | 0 | 0 | 0 | 0
8 | 6 | 14 | 0 | 0 | 0 | 0 | 0 | 0 | 0 | 0 | 0 | 0 | 0 | 0 | 0 | 0 | 0 | 0 | 0 | 0 | 0 | 0 | 0
8 | 6 | 15 | 0 | 0 | 0 | 0 | 0 | 0 | 0 | 0 | 0 | 0 | 0 | 0 | 0 | 0 | 0 | 0 | 0 | 0 | 0 | 0 | 0
8 | 6 | 16 | 0 | 0 | 0 | 0 | 0 | 0 | 0 | 0 | 0 | 0 | 0 | 0 | 0 | 0 | 0 | 0 | 0 | 0 | 0 | 0 | 0
8 | 6 | 17 | 0 | 0 | 0 | 0 | 0 | 0 | 0 | 0 | 0 | 0 | 0 | 0 | 0 | 0 | 0 | 0 | 0 | 0 | 0 | 0 | 0
8 | 6 | 18 | 0 | 0 | 0 | 0 | 0 | 0 | 0 | 0 | 0 | 0 | 0 | 0 | 0 | 0 | 0 | 0 | 0 | 0 | 0 | 0 | 0
8 | 6 | 19 | 0 | 0 | 0 | 0 | 0 | 0 | 0 | 0 | 0 | 0 | 0 | 0 | 0 | 0 | 0 | 0 | 0 | 0 | 0 | 0 | 0
8 | 6 | 20 | 0 | 0 | 0 | 0 | 0 | 0 | 0 | 0 | 0 | 0 | 0 | 0 | 0 | 0 | 0 | 0 | 0 | 0 | 0 | 0 | 0
8 | 6 | 21 | 0 | 0 | 0 | 0 | 0 | 0 | 0 | 0 | 0 | 0 | 0 | 0 | 0 | 0 | 0 | 0 | 0 | 0 | 0 | 0 | 0
8 | 6 | 22 | 0 | 0 | 0 | 0 | 0 | 0 | 0 | 0 | 0 | 0 | 0 | 0 | 0 | 0 | 0 | 0 | 0 | 0 | 0 | 0 | 0
8 | 6 | 23 | 0 | 0 | 0 | 0 | 0 | 0 | 0 | 0 | 0 | 0 | 0 | 0 | 0 | 0 | 0 | 0 | 0 | 0 | 0 | 0 | 0
8 | 7 | 0 | 0 | 0 | 0 | 0 | 0 | 0 | 0 | 0 | 0 | 0 | 0 | 0 | 0 | 0 | 0 | 0 | 0 | 0 | 0 | 0 | 0
8 | 7 | 1 | 0 | 0 | 0 | 0 | 0 | 0 | 0 | 0 | 0 | 0 | 0 | 0 | 0 | 0 | 0 | 0 | 0 | 0 | 0 | 0 | 0
8 | 7 | 2 | 0 | 0 | 0 | 0 | 0 | 0 | 0 | 0 | 0 | 0 | 0 | 0 | 0 | 0 | 0 | 0 | 0 | 0 | 0 | 0 | 0
8 | 7 | 3 | 0 | 0 | 0 | 0 | 0 | 0 | 0 | 0 | 0 | 0 | 0 | 0 | 0 | 0 | 0 | 0 | 0 | 0 | 0 | 0 | 0
8 | 7 | 4 | 0 | 0 | 0 | 0 | 0 | 0 | 0 | 0 | 0 | 0 | 0 | 0 | 0 | 0 | 0 | 0 | 0 | 0 | 0 | 0 | 0
8 | 7 | 5 | 0 | 0 | 0 | 0 | 0 | 0 | 0 | 0 | 0 | 0 | 0 | 0 | 0 | 0 | 0 | 0 | 0 | 0 | 0 | 0 | 0
8 | 7 | 6 | 0 | 0 | 0 | 0 | 0 | 0 | 0 | 0 | 0 | 0 | 0 | 0 | 0 | 0 | 0 | 0 | 0 | 0 | 0 | 0 | 0
8 | 7 | 7 | 0 | 0 | 0 | 0 | 0 | 0 | 0 | 0 | 0 | 0 | 0 | 0 | 0 | 0 | 0 | 0 | 0 | 0 | 0 | 0 | 0
8 | 7 | 8 | 0 | 0 | 0 | 0 | 0 | 0 | 0 | 0 | 0 | 0 | 0 | 0 | 0 | 0 | 0 | 0 | 0 | 0 | 0 | 0 | 0
8 | 7 | 9 | 0 | 0 | 0 | 0 | 0 | 0 | 0 | 0 | 0 | 0 | 0 | 0 | 0 | 0 | 0 | 0 | 0 | 0 | 0 | 0 | 0
8 | 7 | 10 | 0 | 0 | 0 | 0 | 0 | 0 | 0 | 0 | 0 | 0 | 0 | 0 | 0 | 0 | 0 | 0 | 0 | 0 | 0 | 0 | 0
8 | 7 | 11 | 0 | 0 | 0 | 0 | 0 | 0 | 0 | 0 | 0 | 0 | 0 | 0 | 0 | 0 | 0 | 0 | 0 | 0 | 0 | 0 | 0
8 | 7 | 12 | 0 | 0 | 0 | 0 | 0 | 0 | 0 | 0 | 0 | 0 | 0 | 0 | 0 | 0 | 0 | 0 | 0 | 0 | 0 | 0 | 0
8 | 7 | 13 | 0 | 0 | 0 | 0 | 0 | 0 | 0 | 0 | 0 | 0 | 0 | 0 | 0 | 0 | 0 | 0 | 0 | 0 | 0 | 0 | 0
8 | 7 | 14 | 0 | 0 | 0 | 0 | 0 | 0 | 0 | 0 | 0 | 0 | 0 | 0 | 0 | 0 | 0 | 0 | 0 | 0 | 0 | 0 | 0
8 | 7 | 15 | 0 | 0 | 0 | 0 | 0 | 0 | 0 | 0 | 0 | 0 | 0 | 0 | 0 | 0 | 0 | 0 | 0 | 0 | 0 | 0 | 0
8 | 7 | 16 | 0 | 0 | 0 | 0 | 0 | 0 | 0 | 0 | 0 | 0 | 0 | 0 | 0 | 0 | 0 | 0 | 0 | 0 | 0 | 0 | 0
8 | 7 | 17 | 0 | 0 | 0 | 0 | 0 | 0 | 0 | 0 | 0 | 0 | 0 | 0 | 0 | 0 | 0 | 0 | 0 | 0 | 0 | 0 | 0
8 | 7 | 18 | 0 | 0 | 0 | 0 | 0 | 0 | 0 | 0 | 0 | 0 | 0 | 0 | 0 | 0 | 0 | 0 | 0 | 0 | 0 | 0 | 0
8 | 7 | 19 | 0 | 0 | 0 | 0 | 0 | 0 | 0 | 0 | 0 | 0 | 0 | 0 | 0 | 0 | 0 | 0 | 0 | 0 | 0 | 0 | 0
8 | 7 | 20 | 0 | 0 | 0 | 0 | 0 | 0 | 0 | 0 | 0 | 0 | 0 | 0 | 0 | 0 | 0 | 0 | 0 | 0 | 0 | 0 | 0
8 | 7 | 21 | 0 | 0 | 0 | 0 | 0 | 0 | 0 | 0 | 0 | 0 | 0 | 0 | 0 | 0 | 0 | 0 | 0 | 0 | 0 | 0 | 0
8 | 7 | 22 | 0 | 0 | 0 | 0 | 0 | 0 | 0 | 0 | 0 | 0 | 0 | 0 | 0 | 0 | 0 | 0 | 0 | 0 | 0 | 0 | 0
8 | 7 | 23 | 0 | 0 | 0 | 0 | 0 | 0 | 0 | 0 | 0 | 0 | 0 | 0 | 0 | 0 | 0 | 0 | 0 | 0 | 0 | 0 | 0
8 | 8 | 0 | 0 | 0 | 0 | 0 | 0 | 0 | 0 | 0 | 0 | 0 | 0 | 0 | 0 | 0 | 0 | 0 | 0 | 0 | 0 | 0 | 0
8 | 8 | 1 | 0 | 0 | 0 | 0 | 0 | 0 | 0 | 0 | 0 | 0 | 0 | 0 | 0 | 0 | 0 | 0 | 0 | 0 | 0 | 0 | 0
8 | 8 | 2 | 0 | 0 | 0 | 0 | 0 | 0 | 0 | 0 | 0 | 0 | 0 | 0 | 0 | 0 | 0 | 0 | 0 | 0 | 0 | 0 | 0
8 | 8 | 3 | 0 | 0 | 0 | 0 | 0 | 0 | 0 | 0 | 0 | 0 | 0 | 0 | 0 | 0 | 0 | 0 | 0 | 0 | 0 | 0 | 0
8 | 8 | 4 | 0 | 0 | 0 | 0 | 0 | 0 | 0 | 0 | 0 | 0 | 0 | 0 | 0 | 0 | 0 | 0 | 0 | 0 | 0 | 0 | 0
8 | 8 | 5 | 0 | 0 | 0 | 0 | 0 | 0 | 0 | 0 | 0 | 0 | 0 | 0 | 0 | 0 | 0 | 0 | 0 | 0 | 0 | 0 | 0
8 | 8 | 6 | 0 | 0 | 0 | 0 | 0 | 0 | 0 | 0 | 0 | 0 | 0 | 0 | 0 | 0 | 0 | 0 | 0 | 0 | 0 | 0 | 0
8 | 8 | 7 | 0 | 0 | 0 | 0 | 0 | 0 | 0 | 0 | 0 | 0 | 0 | 0 | 0 | 0 | 0 | 0 | 0 | 0 | 0 | 0 | 0
8 | 8 | 8 | 0 | 0 | 0 | 0 | 0 | 0 | 0 | 0 | 0 | 0 | 0 | 0 | 0 | 0 | 0 | 0 | 0 | 0 | 0 | 0 | 0
8 | 8 | 9 | 0 | 0 | 0 | 0 | 0 | 0 | 0 | 0 | 0 | 0 | 0 | 0 | 0 | 0 | 0 | 0 | 0 | 0 | 0 | 0 | 0
8 | 8 | 10 | 0 | 0 | 0 | 0 | 0 | 0 | 0 | 0 | 0 | 0 | 0 | 0 | 0 | 0 | 0 | 0 | 0 | 0 | 0 | 0 | 0
8 | 8 | 11 | 0 | 0 | 0 | 0 | 0 | 0 | 0 | 0 | 0 | 0 | 0 | 0 | 0 | 0 | 0 | 0 | 0 | 0 | 0 | 0 | 0
8 | 8 | 12 | 0 | 0 | 0 | 0 | 0 | 0 | 0 | 0 | 0 | 0 | 0 | 0 | 0 | 0 | 0 | 0 | 0 | 0 | 0 | 0 | 0
8 | 8 | 13 | 0 | 0 | 0 | 0 | 0 | 0 | 0 | 0 | 0 | 0 | 0 | 0 | 0 | 0 | 0 | 0 | 0 | 0 | 0 | 0 | 0
8 | 8 | 14 | 0 | 0 | 0 | 0 | 0 | 0 | 0 | 0 | 0 | 0 | 0 | 0 | 0 | 0 | 0 | 0 | 0 | 0 | 0 | 0 | 0
8 | 8 | 15 | 0 | 0 | 0 | 0 | 0 | 0 | 0 | 0 | 0 | 0 | 0 | 0 | 0 | 0 | 0 | 0 | 0 | 0 | 0 | 0 | 0
8 | 8 | 16 | 0 | 0 | 0 | 0 | 0 | 0 | 0 | 0 | 0 | 0 | 0 | 0 | 0 | 0 | 0 | 0 | 0 | 0 | 0 | 0 | 0
8 | 8 | 17 | 0 | 0 | 0 | 0 | 0 | 0 | 0 | 0 | 0 | 0 | 0 | 0 | 0 | 0 | 0 | 0 | 0 | 0 | 0 | 0 | 0
8 | 8 | 18 | 0 | 0 | 0 | 0 | 0 | 0 | 0 | 0 | 0 | 0 | 0 | 0 | 0 | 0 | 0 | 0 | 0 | 0 | 0 | 0 | 0
8 | 8 | 19 | 0 | 0 | 0 | 0 | 0 | 0 | 0 | 0 | 0 | 0 | 0 | 0 | 0 | 0 | 0 | 0 | 0 | 0 | 0 | 0 | 0
8 | 8 | 20 | 0 | 0 | 0 | 0 | 0 | 0 | 0 | 0 | 0 | 0 | 0 | 0 | 0 | 0 | 0 | 0 | 0 | 0 | 0 | 0 | 0
8 | 8 | 21 | 0 | 0 | 0 | 0 | 0 | 0 | 0 | 0 | 0 | 0 | 0 | 0 | 0 | 0 | 0 | 0 | 0 | 0 | 0 | 0 | 0
8 | 8 | 22 | 0 | 0 | 0 | 0 | 0 | 0 | 0 | 0 | 0 | 0 | 0 | 0 | 0 | 0 | 0 | 0 | 0 | 0 | 0 | 0 | 0
8 | 8 | 23 | 0 | 0 | 0 | 0 | 0 | 0 | 0 | 0 | 0 | 0 | 0 | 0 | 0 | 0 | 0 | 0 | 0 | 0 | 0 | 0 | 0
8 | 9 | 0 | 0 | 0 | 0 | 0 | 0 | 0 | 0 | 0 | 0 | 0 | 0 | 0 | 0 | 0 | 0 | 0 | 0 | 0 | 0 | 0 | 0
8 | 9 | 1 | 0 | 0 | 0 | 0 | 0 | 0 | 0 | 0 | 0 | 0 | 0 | 0 | 0 | 0 | 0 | 0 | 0 | 0 | 0 | 0 | 0
8 | 9 | 2 | 0 | 0 | 0 | 0 | 0 | 0 | 0 | 0 | 0 | 0 | 0 | 0 | 0 | 0 | 0 | 0 | 0 | 0 | 0 | 0 | 0
8 | 9 | 3 | 0 | 0 | 0 | 0 | 0 | 0 | 0 | 0 | 0 | 0 | 0 | 0 | 0 | 0 | 0 | 0 | 0 | 0 | 0 | 0 | 0
8 | 9 | 4 | 0 | 0 | 0 | 0 | 0 | 0 | 0 | 0 | 0 | 0 | 0 | 0 | 0 | 0 | 0 | 0 | 0 | 0 | 0 | 0 | 0
8 | 9 | 5 | 0 | 0 | 0 | 0 | 0 | 0 | 0 | 0 | 0 | 0 | 0 | 0 | 0 | 0 | 0 | 0 | 0 | 0 | 0 | 0 | 0
8 | 9 | 6 | 0 | 0 | 0 | 0 | 0 | 0 | 0 | 0 | 0 | 0 | 0 | 0 | 0 | 0 | 0 | 0 | 0 | 0 | 0 | 0 | 0
8 | 9 | 7 | 0 | 0 | 0 | 0 | 0 | 0 | 0 | 0 | 0 | 0 | 0 | 0 | 0 | 0 | 0 | 0 | 0 | 0 | 0 | 0 | 0
8 | 9 | 8 | 0 | 0 | 0 | 0 | 0 | 0 | 0 | 0 | 0 | 0 | 0 | 0 | 0 | 0 | 0 | 0 | 0 | 0 | 0 | 0 | 0
8 | 9 | 9 | 0 | 0 | 0 | 0 | 0 | 0 | 0 | 0 | 0 | 0 | 0 | 0 | 0 | 0 | 0 | 0 | 0 | 0 | 0 | 0 | 0
8 | 9 | 10 | 0 | 0 | 0 | 0 | 0 | 0 | 0 | 0 | 0 | 0 | 0 | 0 | 0 | 0 | 0 | 0 | 0 | 0 | 0 | 0 | 0
8 | 9 | 11 | 0 | 0 | 0 | 0 | 0 | 0 | 0 | 0 | 0 | 0 | 0 | 0 | 0 | 0 | 0 | 0 | 0 | 0 | 0 | 0 | 0
8 | 9 | 12 | 0 | 0 | 0 | 0 | 0 | 0 | 0 | 0 | 0 | 0 | 0 | 0 | 0 | 0 | 0 | 0 | 0 | 0 | 0 | 0 | 0
8 | 9 | 13 | 0 | 0 | 0 | 0 | 0 | 0 | 0 | 0 | 0 | 0 | 0 | 0 | 0 | 0 | 0 | 0 | 0 | 0 | 0 | 0 | 0
8 | 9 | 14 | 0 | 0 | 0 | 0 | 0 | 0 | 0 | 0 | 0 | 0 | 0 | 0 | 0 | 0 | 0 | 0 | 0 | 0 | 0 | 0 | 0
8 | 9 | 15 | 0 | 0 | 0 | 0 | 0 | 0 | 0 | 0 | 0 | 0 | 0 | 0 | 0 | 0 | 0 | 0 | 0 | 0 | 0 | 0 | 0
8 | 9 | 16 | 0 | 0 | 0 | 0 | 0 | 0 | 0 | 0 | 0 | 0 | 0 | 0 | 0 | 0 | 0 | 0 | 0 | 0 | 0 | 0 | 0
8 | 9 | 17 | 0 | 0 | 0 | 0 | 0 | 0 | 0 | 0 | 0 | 0 | 0 | 0 | 0 | 0 | 0 | 0 | 0 | 0 | 0 | 0 | 0
8 | 9 | 18 | 0 | 0 | 0 | 0 | 0 | 0 | 0 | 0 | 0 | 0 | 0 | 0 | 0 | 0 | 0 | 0 | 0 | 0 | 0 | 0 | 0
8 | 9 | 19 | 0 | 0 | 0 | 0 | 0 | 0 | 0 | 0 | 0 | 0 | 0 | 0 | 0 | 0 | 0 | 0 | 0 | 0 | 0 | 0 | 0
8 | 9 | 20 | 0 | 0 | 0 | 0 | 0 | 0 | 0 | 0 | 0 | 0 | 0 | 0 | 0 | 0 | 0 | 0 | 0 | 0 | 0 | 0 | 0
8 | 9 | 21 | 0 | 0 | 0 | 0 | 0 | 0 | 0 | 0 | 0 | 0 | 0 | 0 | 0 | 0 | 0 | 0 | 0 | 0 | 0 | 0 | 0
8 | 9 | 22 | 0 | 0 | 0 | 0 | 0 | 0 | 0 | 0 | 0 | 0 | 0 | 0 | 0 | 0 | 0 | 0 | 0 | 0 | 0 | 0 | 0
8 | 9 | 23 | 0 | 0 | 0 | 0 | 0 | 0 | 0 | 0 | 0 | 0 | 0 | 0 | 0 | 0 | 0 | 0 | 0 | 0 | 0 | 0 | 0
8 | 10 | 0 | 0 | 0 | 0 | 0 | 0 | 0 | 0 | 0 | 0 | 0 | 0 | 0 | 0 | 0 | 0 | 0 | 0 | 0 | 0 | 0 | 0
8 | 10 | 1 | 0 | 0 | 0 | 0 | 0 | 0 | 0 | 0 | 0 | 0 | 0 | 0 | 0 | 0 | 0 | 0 | 0 | 0 | 0 | 0 | 0
8 | 10 | 2 | 0 | 0 | 0 | 0 | 0 | 0 | 0 | 0 | 0 | 0 | 0 | 0 | 0 | 0 | 0 | 0 | 0 | 0 | 0 | 0 | 0
8 | 10 | 3 | 0 | 0 | 0 | 0 | 0 | 0 | 0 | 0 | 0 | 0 | 0 | 0 | 0 | 0 | 0 | 0 | 0 | 0 | 0 | 0 | 0
8 | 10 | 4 | 0 | 0 | 0 | 0 | 0 | 0 | 0 | 0 | 0 | 0 | 0 | 0 | 0 | 0 | 0 | 0 | 0 | 0 | 0 | 0 | 0
8 | 10 | 5 | 0 | 0 | 0 | 0 | 0 | 0 | 0 | 0 | 0 | 0 | 0 | 0 | 0 | 0 | 0 | 0 | 0 | 0 | 0 | 0 | 0
8 | 10 | 6 | 0 | 0 | 0 | 0 | 0 | 0 | 0 | 0 | 0 | 0 | 0 | 0 | 0 | 0 | 0 | 0 | 0 | 0 | 0 | 0 | 0
8 | 10 | 7 | 0 | 0 | 0 | 0 | 0 | 0 | 0 | 0 | 0 | 0 | 0 | 0 | 0 | 0 | 0 | 0 | 0 | 0 | 0 | 0 | 0
8 | 10 | 8 | 0 | 0 | 0 | 0 | 0 | 0 | 0 | 0 | 0 | 0 | 0 | 0 | 0 | 0 | 0 | 0 | 0 | 0 | 0 | 0 | 0
8 | 10 | 9 | 0 | 0 | 0 | 0 | 0 | 0 | 0 | 0 | 0 | 0 | 0 | 0 | 0 | 0 | 0 | 0 | 0 | 0 | 0 | 0 | 0
8 | 10 | 10 | 0 | 0 | 0 | 0 | 0 | 0 | 0 | 0 | 0 | 0 | 0 | 0 | 0 | 0 | 0 | 0 | 0 | 0 | 0 | 0 | 0
8 | 10 | 11 | 0 | 0 | 0 | 0 | 0 | 0 | 0 | 0 | 0 | 0 | 0 | 0 | 0 | 0 | 0 | 0 | 0 | 0 | 0 | 0 | 0
8 | 10 | 12 | 0 | 0 | 0 | 0 | 0 | 0 | 0 | 0 | 0 | 0 | 0 | 0 | 0 | 0 | 0 | 0 | 0 | 0 | 0 | 0 | 0
8 | 10 | 13 | 0 | 0 | 0 | 0 | 0 | 0 | 0 | 0 | 0 | 0 | 0 | 0 | 0 | 0 | 0 | 0 | 0 | 0 | 0 | 0 | 0
8 | 10 | 14 | 0 | 0 | 0 | 0 | 0 | 0 | 0 | 0 | 0 | 0 | 0 | 0 | 0 | 0 | 0 | 0 | 0 | 0 | 0 | 0 | 0
8 | 10 | 15 | 0 | 0 | 0 | 0 | 0 | 0 | 0 | 0 | 0 | 0 | 0 | 0 | 0 | 0 | 0 | 0 | 0 | 0 | 0 | 0 | 0
8 | 10 | 16 | 0 | 0 | 0 | 0 | 0 | 0 | 0 | 0 | 0 | 0 | 0 | 0 | 0 | 0 | 0 | 0 | 0 | 0 | 0 | 0 | 0
8 | 10 | 17 | 0 | 0 | 0 | 0 | 0 | 0 | 0 | 0 | 0 | 0 | 0 | 0 | 0 | 0 | 0 | 0 | 0 | 0 | 0 | 0 | 0
8 | 10 | 18 | 0 | 0 | 0 | 0 | 0 | 0 | 0 | 0 | 0 | 0 | 0 | 0 | 0 | 0 | 0 | 0 | 0 | 0 | 0 | 0 | 0
8 | 10 | 19 | 0 | 0 | 0 | 0 | 0 | 0 | 0 | 0 | 0 | 0 | 0 | 0 | 0 | 0 | 0 | 0 | 0 | 0 | 0 | 0 | 0
8 | 10 | 20 | 0 | 0 | 0 | 0 | 0 | 0 | 0 | 0 | 0 | 0 | 0 | 0 | 0 | 0 | 0 | 0 | 0 | 0 | 0 | 0 | 0
8 | 10 | 21 | 0 | 0 | 0 | 0 | 0 | 0 | 0 | 0 | 0 | 0 | 0 | 0 | 0 | 0 | 0 | 0 | 0 | 0 | 0 | 0 | 0
8 | 10 | 22 | 0 | 0 | 0 | 0 | 0 | 0 | 0 | 0 | 0 | 0 | 0 | 0 | 0 | 0 | 0 | 0 | 0 | 0 | 0 | 0 | 0
8 | 10 | 23 | 0 | 0 | 0 | 0 | 0 | 0 | 0 | 0 | 0 | 0 | 0 | 0 | 0 | 0 | 0 | 0 | 0 | 0 | 0 | 0 | 0
8 | 11 | 0 | 0 | 0 | 0 | 0.010758 | 0 | 0.01087 | 0 | 0 | 0 | 0.033454 | 0 | 0.030757 | 0 | 0 | 0 | 0.055703 | 0 | 0.048998 | 0.021628 | 0.06421 | 0.1047
8 | 11 | 1 | 0 | 0 | 0 | 0.011649 | 0 | 0.01177 | 0 | 0 | 0 | 0.036224 | 0 | 0.033304 | 0 | 0 | 0 | 0.060316 | 0 | 0.053056 | 0.023419 | 0.069528 | 0.11337
8 | 11 | 2 | 0 | 0 | 0 | 0.0081556 | 0 | 0.0082405 | 0 | 0 | 0 | 0.025361 | 0 | 0.023316 | 0 | 0 | 0 | 0.042228 | 0 | 0.037145 | 0.016396 | 0.048677 | 0.079374
8 | 11 | 3 | 0 | 0 | 0 | 0.0051581 | 0 | 0.0052117 | 0 | 0 | 0 | 0.01604 | 0 | 0.014746 | 0 | 0 | 0 | 0.026708 | 0 | 0.023492 | 0.01037 | 0.030786 | 0.0502
8 | 11 | 4 | 0 | 0 | 0 | 0.0024448 | 0 | 0.0024701 | 0 | 0 | 0 | 0.0076024 | 0 | 0.0069892 | 0 | 0 | 0 | 0.012659 | 0 | 0.011134 | 0.0049149 | 0.014592 | 0.023793
8 | 11 | 5 | 0 | 0 | 0 | 0.0016736 | 0 | 0.0016909 | 0 | 0 | 0 | 0.0052042 | 0 | 0.0047844 | 0 | 0 | 0 | 0.0086655 | 0 | 0.007622 | 0.0033645 | 0.0099886 | 0.016288
8 | 11 | 6 | 0 | 0 | 0 | 0.00092902 | 0 | 0.00093864 | 0 | 0 | 0 | 0.0028889 | 0 | 0.0026558 | 0 | 0 | 0 | 0.0048103 | 0 | 0.004231 | 0.0018677 | 0.0055448 | 0.0090413
8 | 11 | 7 | 0 | 0 | 0 | 0.00014036 | 0 | 0.00014181 | 0 | 0 | 0 | 0.00043647 | 0 | 0.00040125 | 0 | 0 | 0 | 0.00072677 | 0 | 0.00063923 | 0.00028217 | 0.00083772 | 0.001366
8 | 11 | 8 | 0 | 0 | 0 | 0 | 0 | 0 | 0 | 0 | 0 | 0 | 0 | 0 | 0 | 0 | 0 | 0 | 0 | 0 | 0 | 0 | 0
8 | 11 | 9 | 0 | 0 | 0 | 0 | 0 | 0 | 0 | 0 | 0 | 0 | 0 | 0 | 0 | 0 | 0 | 0 | 0 | 0 | 0 | 0 | 0
8 | 11 | 10 | 0 | 0 | 0 | 0 | 0 | 0 | 0 | 0 | 0 | 0 | 0 | 0 | 0 | 0 | 0 | 0 | 0 | 0 | 0 | 0 | 0
8 | 11 | 11 | 0 | 0 | 0 | 0 | 0 | 0 | 0 | 0 | 0 | 0 | 0 | 0 | 0 | 0 | 0 | 0 | 0 | 0 | 0 | 0 | 0
8 | 11 | 12 | 0 | 0 | 0 | 2.0961e-09 | 0 | 0 | 0 | 0 | 0 | 6.5182e-09 | 0 | 0 | 0 | 0 | 0 | 1.0853e-08 | 0 | 0 | 2.0961e-09 | 6.5182e-09 | 1.0853e-08
8 | 11 | 13 | 0 | 0 | 0 | 0.0003509 | 0 | 0.00035453 | 0 | 0 | 0 | 0.0010912 | 0 | 0.0010031 | 0 | 0 | 0 | 0.0018169 | 0 | 0.0015981 | 0.00070543 | 0.0020943 | 0.003415
8 | 11 | 14 | 0 | 0 | 0 | 0.002667 | 0 | 0.0026947 | 0 | 0 | 0 | 0.0082935 | 0 | 0.0076245 | 0 | 0 | 0 | 0.013809 | 0 | 0.012147 | 0.0053617 | 0.015918 | 0.025956
8 | 11 | 15 | 0 | 0 | 0 | 0.0052362 | 0 | 0.0052907 | 0 | 0 | 0 | 0.016283 | 0 | 0.01497 | 0 | 0 | 0 | 0.027112 | 0 | 0.023848 | 0.010527 | 0.031253 | 0.050961
8 | 11 | 16 | 0 | 0 | 0 | 0.0079909 | 0 | 0.008074 | 0 | 0 | 0 | 0.024849 | 0 | 0.022845 | 0 | 0 | 0 | 0.041375 | 0 | 0.036395 | 0.016065 | 0.047694 | 0.07777
8 | 11 | 17 | 0 | 0 | 0 | 0.0079909 | 0 | 0.008074 | 0 | 0 | 0 | 0.024849 | 0 | 0.022845 | 0 | 0 | 0 | 0.041375 | 0 | 0.036395 | 0.016065 | 0.047694 | 0.07777
8 | 11 | 18 | 0 | 0 | 0 | 0.0079085 | 0 | 0.0079908 | 0 | 0 | 0 | 0.024593 | 0 | 0.02261 | 0 | 0 | 0 | 0.040949 | 0 | 0.036019 | 0.015899 | 0.047202 | 0.076968
8 | 11 | 19 | 0 | 0 | 0 | 0.0078261 | 0 | 0.0079076 | 0 | 0 | 0 | 0.024336 | 0 | 0.022374 | 0 | 0 | 0 | 0.040522 | 0 | 0.035644 | 0.015734 | 0.046711 | 0.076167
8 | 11 | 20 | 0 | 0 | 0 | 0.0084661 | 0 | 0.0085543 | 0 | 0 | 0 | 0.026327 | 0 | 0.024204 | 0 | 0 | 0 | 0.043836 | 0 | 0.038559 | 0.01702 | 0.050531 | 0.082396
8 | 11 | 21 | 0 | 0 | 0 | 0.0089691 | 0 | 0.0090625 | 0 | 0 | 0 | 0.027891 | 0 | 0.025642 | 0 | 0 | 0 | 0.04644 | 0 | 0.04085 | 0.018032 | 0.053533 | 0.087291
8 | 11 | 22 | 0 | 0 | 0 | 0.0096369 | 0 | 0.0097373 | 0 | 0 | 0 | 0.029967 | 0 | 0.027551 | 0 | 0 | 0 | 0.049898 | 0 | 0.043892 | 0.019374 | 0.057519 | 0.093791
8 | 11 | 23 | 0 | 0 | 0 | 0.0094664 | 0 | 0.009565 | 0 | 0 | 0 | 0.029437 | 0 | 0.027064 | 0 | 0 | 0 | 0.049015 | 0 | 0.043115 | 0.019031 | 0.056501 | 0.092131
8 | 12 | 0 | 0 | 0 | 0 | 0.0091367 | 0 | 0.0092319 | 0 | 0 | 0 | 0.028412 | 0 | 0.026121 | 0 | 0 | 0 | 0.047308 | 0 | 0.041614 | 0.018369 | 0.054533 | 0.088922
8 | 12 | 1 | 0 | 0 | 0 | 0.0090529 | 0 | 0.0091472 | 0 | 0 | 0 | 0.028151 | 0 | 0.025882 | 0 | 0 | 0 | 0.046874 | 0 | 0.041232 | 0.0182 | 0.054033 | 0.088106
8 | 12 | 2 | 0 | 0 | 0 | 0.0058067 | 0 | 0.0058671 | 0 | 0 | 0 | 0.018057 | 0 | 0.016601 | 0 | 0 | 0 | 0.030066 | 0 | 0.026447 | 0.011674 | 0.034658 | 0.056513
8 | 12 | 3 | 0 | 0 | 0 | 0.0028893 | 0 | 0.0029193 | 0 | 0 | 0 | 0.0089846 | 0 | 0.0082599 | 0 | 0 | 0 | 0.01496 | 0 | 0.013159 | 0.0058085 | 0.017245 | 0.028119
8 | 12 | 4 | 0 | 0 | 0 | 0.00028072 | 0 | 0.00028362 | 0 | 0 | 0 | 0.00087294 | 0 | 0.0008025 | 0 | 0 | 0 | 0.0014535 | 0 | 0.0012785 | 0.00056434 | 0.0016754 | 0.002732
8 | 12 | 5 | 0 | 0 | 0 | 0 | 0 | 0 | 0 | 0 | 0 | 0 | 0 | 0 | 0 | 0 | 0 | 0 | 0 | 0 | 0 | 0 | 0
8 | 12 | 6 | 0 | 0 | 0 | 0 | 0 | 0 | 0 | 0 | 0 | 0 | 0 | 0 | 0 | 0 | 0 | 0 | 0 | 0 | 0 | 0 | 0
8 | 12 | 7 | 0 | 0 | 0 | 0 | 0 | 0 | 0 | 0 | 0 | 0 | 0 | 0 | 0 | 0 | 0 | 0 | 0 | 0 | 0 | 0 | 0
8 | 12 | 8 | 0 | 0 | 0 | 0 | 0 | 0 | 0 | 0 | 0 | 0 | 0 | 0 | 0 | 0 | 0 | 0 | 0 | 0 | 0 | 0 | 0
8 | 12 | 9 | 0 | 0 | 0 | 0 | 0 | 0 | 0 | 0 | 0 | 0 | 0 | 0 | 0 | 0 | 0 | 0 | 0 | 0 | 0 | 0 | 0
8 | 12 | 10 | 0 | 0 | 0 | 0 | 0 | 0 | 0 | 0 | 0 | 0 | 0 | 0 | 0 | 0 | 0 | 0 | 0 | 0 | 0 | 0 | 0
8 | 12 | 11 | 0 | 0 | 0 | 0 | 0 | 0 | 0 | 0 | 0 | 0 | 0 | 0 | 0 | 0 | 0 | 0 | 0 | 0 | 0 | 0 | 0
8 | 12 | 12 | 0 | 0 | 0 | 0 | 0 | 0 | 0 | 0 | 0 | 0 | 0 | 0 | 0 | 0 | 0 | 0 | 0 | 0 | 0 | 0 | 0
8 | 12 | 13 | 0 | 0 | 0 | 0 | 0 | 0 | 0 | 0 | 0 | 0 | 0 | 0 | 0 | 0 | 0 | 0 | 0 | 0 | 0 | 0 | 0
8 | 12 | 14 | 0 | 0 | 0 | 0 | 0 | 0 | 0 | 0 | 0 | 0 | 0 | 0 | 0 | 0 | 0 | 0 | 0 | 0 | 0 | 0 | 0
8 | 12 | 15 | 0 | 0 | 0 | 0.0017463 | 0 | 0.0017644 | 0 | 0 | 0 | 0.0054305 | 0 | 0.0049924 | 0 | 0 | 0 | 0.0090423 | 0 | 0.0079534 | 0.0035108 | 0.010423 | 0.016996
8 | 12 | 16 | 0 | 0 | 0 | 0.0045299 | 0 | 0.004577 | 0 | 0 | 0 | 0.014086 | 0 | 0.01295 | 0 | 0 | 0 | 0.023455 | 0 | 0.020631 | 0.0091069 | 0.027037 | 0.044087
8 | 12 | 17 | 0 | 0 | 0 | 0.0048455 | 0 | 0.0048958 | 0 | 0 | 0 | 0.015068 | 0 | 0.013853 | 0 | 0 | 0 | 0.025089 | 0 | 0.022069 | 0.0097413 | 0.02892 | 0.047158
8 | 12 | 18 | 0 | 0 | 0 | 0.0051581 | 0 | 0.0052117 | 0 | 0 | 0 | 0.01604 | 0 | 0.014746 | 0 | 0 | 0 | 0.026708 | 0 | 0.023492 | 0.01037 | 0.030786 | 0.0502
8 | 12 | 19 | 0 | 0 | 0 | 0.0053925 | 0 | 0.0054486 | 0 | 0 | 0 | 0.016769 | 0 | 0.015417 | 0 | 0 | 0 | 0.027922 | 0 | 0.02456 | 0.010841 | 0.032185 | 0.052482
8 | 12 | 20 | 0 | 0 | 0 | 0.0054707 | 0 | 0.0055276 | 0 | 0 | 0 | 0.017012 | 0 | 0.01564 | 0 | 0 | 0 | 0.028326 | 0 | 0.024916 | 0.010998 | 0.032652 | 0.053242
8 | 12 | 21 | 0 | 0 | 0 | 0.0054707 | 0 | 0.0055276 | 0 | 0 | 0 | 0.017012 | 0 | 0.01564 | 0 | 0 | 0 | 0.028326 | 0 | 0.024916 | 0.010998 | 0.032652 | 0.053242
8 | 12 | 22 | 0 | 0 | 0 | 0.0056477 | 0 | 0.0057064 | 0 | 0 | 0 | 0.017562 | 0 | 0.016146 | 0 | 0 | 0 | 0.029243 | 0 | 0.025722 | 0.011354 | 0.033708 | 0.054965
8 | 12 | 23 | 0 | 0 | 0 | 0.0054707 | 0 | 0.0055276 | 0 | 0 | 0 | 0.017012 | 0 | 0.01564 | 0 | 0 | 0 | 0.028326 | 0 | 0.024916 | 0.010998 | 0.032652 | 0.053242
8 | 13 | 0 | 0 | 0 | 0 | 0.0054707 | 0 | 0.0055276 | 0 | 0 | 0 | 0.017012 | 0 | 0.01564 | 0 | 0 | 0 | 0.028326 | 0 | 0.024916 | 0.010998 | 0.032652 | 0.053242
8 | 13 | 1 | 0 | 0 | 0 | 0.0054707 | 0 | 0.0055276 | 0 | 0 | 0 | 0.017012 | 0 | 0.01564 | 0 | 0 | 0 | 0.028326 | 0 | 0.024916 | 0.010998 | 0.032652 | 0.053242
8 | 13 | 2 | 0 | 0 | 0 | 0.0024448 | 0 | 0.0024701 | 0 | 0 | 0 | 0.0076024 | 0 | 0.0069892 | 0 | 0 | 0 | 0.012659 | 0 | 0.011134 | 0.0049149 | 0.014592 | 0.023793
8 | 13 | 3 | 0 | 0 | 0 | 0 | 0 | 0 | 0 | 0 | 0 | 0 | 0 | 0 | 0 | 0 | 0 | 0 | 0 | 0 | 0 | 0 | 0
8 | 13 | 4 | 0 | 0 | 0 | 0 | 0 | 0 | 0 | 0 | 0 | 0 | 0 | 0 | 0 | 0 | 0 | 0 | 0 | 0 | 0 | 0 | 0
8 | 13 | 5 | 0 | 0 | 0 | 0 | 0 | 0 | 0 | 0 | 0 | 0 | 0 | 0 | 0 | 0 | 0 | 0 | 0 | 0 | 0 | 0 | 0
8 | 13 | 6 | 0 | 0 | 0 | 0 | 0 | 0 | 0 | 0 | 0 | 0 | 0 | 0 | 0 | 0 | 0 | 0 | 0 | 0 | 0 | 0 | 0
8 | 13 | 7 | 0 | 0 | 0 | 0 | 0 | 0 | 0 | 0 | 0 | 0 | 0 | 0 | 0 | 0 | 0 | 0 | 0 | 0 | 0 | 0 | 0
8 | 13 | 8 | 0 | 0 | 0 | 0 | 0 | 0 | 0 | 0 | 0 | 0 | 0 | 0 | 0 | 0 | 0 | 0 | 0 | 0 | 0 | 0 | 0
8 | 13 | 9 | 0 | 0 | 0 | 0 | 0 | 0 | 0 | 0 | 0 | 0 | 0 | 0 | 0 | 0 | 0 | 0 | 0 | 0 | 0 | 0 | 0
8 | 13 | 10 | 0 | 0 | 0 | 0 | 0 | 0 | 0 | 0 | 0 | 0 | 0 | 0 | 0 | 0 | 0 | 0 | 0 | 0 | 0 | 0 | 0
8 | 13 | 11 | 0 | 0 | 0 | 0 | 0 | 0 | 0 | 0 | 0 | 0 | 0 | 0 | 0 | 0 | 0 | 0 | 0 | 0 | 0 | 0 | 0
8 | 13 | 12 | 0 | 0 | 0 | 0 | 0 | 0 | 0 | 0 | 0 | 0 | 0 | 0 | 0 | 0 | 0 | 0 | 0 | 0 | 0 | 0 | 0
8 | 13 | 13 | 0 | 0 | 0 | 0 | 0 | 0 | 0 | 0 | 0 | 0 | 0 | 0 | 0 | 0 | 0 | 0 | 0 | 0 | 0 | 0 | 0
8 | 13 | 14 | 0 | 0 | 0 | 0 | 0 | 0 | 0 | 0 | 0 | 0 | 0 | 0 | 0 | 0 | 0 | 0 | 0 | 0 | 0 | 0 | 0
8 | 13 | 15 | 0 | 0 | 0 | 0 | 0 | 0 | 0 | 0 | 0 | 0 | 0 | 0 | 0 | 0 | 0 | 0 | 0 | 0 | 0 | 0 | 0
8 | 13 | 16 | 0 | 0 | 0 | 0.0019646 | 0 | 0.001985 | 0 | 0 | 0 | 0.0061093 | 0 | 0.0056165 | 0 | 0 | 0 | 0.010173 | 0 | 0.0089476 | 0.0039496 | 0.011726 | 0.01912
8 | 13 | 17 | 0 | 0 | 0 | 0.0021829 | 0 | 0.0022056 | 0 | 0 | 0 | 0.0067881 | 0 | 0.0062405 | 0 | 0 | 0 | 0.011303 | 0 | 0.0099418 | 0.0043885 | 0.013029 | 0.021245
8 | 13 | 18 | 0 | 0 | 0 | 0.0025189 | 0 | 0.002545 | 0 | 0 | 0 | 0.0078328 | 0 | 0.007201 | 0 | 0 | 0 | 0.013042 | 0 | 0.011472 | 0.0050638 | 0.015034 | 0.024514
8 | 13 | 19 | 0 | 0 | 0 | 0.0027411 | 0 | 0.0027695 | 0 | 0 | 0 | 0.0085239 | 0 | 0.0078363 | 0 | 0 | 0 | 0.014193 | 0 | 0.012484 | 0.0055107 | 0.01636 | 0.026677
8 | 13 | 20 | 0 | 0 | 0 | 0.0028152 | 0 | 0.0028444 | 0 | 0 | 0 | 0.0087543 | 0 | 0.0080481 | 0 | 0 | 0 | 0.014577 | 0 | 0.012821 | 0.0056596 | 0.016802 | 0.027398
8 | 13 | 21 | 0 | 0 | 0 | 0.0028893 | 0 | 0.0029193 | 0 | 0 | 0 | 0.0089846 | 0 | 0.0082599 | 0 | 0 | 0 | 0.01496 | 0 | 0.013159 | 0.0058085 | 0.017245 | 0.028119
8 | 13 | 22 | 0 | 0 | 0 | 0.0029634 | 0 | 0.0029941 | 0 | 0 | 0 | 0.009215 | 0 | 0.0084717 | 0 | 0 | 0 | 0.015344 | 0 | 0.013496 | 0.0059575 | 0.017687 | 0.02884
8 | 13 | 23 | 0 | 0 | 0 | 0.0032432 | 0 | 0.0032768 | 0 | 0 | 0 | 0.010085 | 0 | 0.0092717 | 0 | 0 | 0 | 0.016793 | 0 | 0.014771 | 0.00652 | 0.019357 | 0.031563
8 | 14 | 0 | 0 | 0 | 0 | 0.003394 | 0 | 0.0034292 | 0 | 0 | 0 | 0.010554 | 0 | 0.0097029 | 0 | 0 | 0 | 0.017574 | 0 | 0.015458 | 0.0068232 | 0.020257 | 0.033031
8 | 14 | 1 | 0 | 0 | 0 | 0.0036203 | 0 | 0.0036579 | 0 | 0 | 0 | 0.011258 | 0 | 0.01035 | 0 | 0 | 0 | 0.018745 | 0 | 0.016488 | 0.0072781 | 0.021608 | 0.035233
8 | 14 | 2 | 0 | 0 | 0 | 0.0010005 | 0 | 0.0010108 | 0 | 0 | 0 | 0.0031111 | 0 | 0.0028601 | 0 | 0 | 0 | 0.0051803 | 0 | 0.0045565 | 0.0020113 | 0.0059713 | 0.0097368
8 | 14 | 3 | 0 | 0 | 0 | 0 | 0 | 0 | 0 | 0 | 0 | 0 | 0 | 0 | 0 | 0 | 0 | 0 | 0 | 0 | 0 | 0 | 0
8 | 14 | 4 | 0 | 0 | 0 | 0 | 0 | 0 | 0 | 0 | 0 | 0 | 0 | 0 | 0 | 0 | 0 | 0 | 0 | 0 | 0 | 0 | 0
8 | 14 | 5 | 0 | 0 | 0 | 0 | 0 | 0 | 0 | 0 | 0 | 0 | 0 | 0 | 0 | 0 | 0 | 0 | 0 | 0 | 0 | 0 | 0
8 | 14 | 6 | 0 | 0 | 0 | 0 | 0 | 0 | 0 | 0 | 0 | 0 | 0 | 0 | 0 | 0 | 0 | 0 | 0 | 0 | 0 | 0 | 0
8 | 14 | 7 | 0 | 0 | 0 | 0 | 0 | 0 | 0 | 0 | 0 | 0 | 0 | 0 | 0 | 0 | 0 | 0 | 0 | 0 | 0 | 0 | 0
8 | 14 | 8 | 0 | 0 | 0 | 0 | 0 | 0 | 0 | 0 | 0 | 0 | 0 | 0 | 0 | 0 | 0 | 0 | 0 | 0 | 0 | 0 | 0
8 | 14 | 9 | 0 | 0 | 0 | 0 | 0 | 0 | 0 | 0 | 0 | 0 | 0 | 0 | 0 | 0 | 0 | 0 | 0 | 0 | 0 | 0 | 0
8 | 14 | 10 | 0 | 0 | 0 | 0 | 0 | 0 | 0 | 0 | 0 | 0 | 0 | 0 | 0 | 0 | 0 | 0 | 0 | 0 | 0 | 0 | 0
8 | 14 | 11 | 0 | 0 | 0 | 0 | 0 | 0 | 0 | 0 | 0 | 0 | 0 | 0 | 0 | 0 | 0 | 0 | 0 | 0 | 0 | 0 | 0
8 | 14 | 12 | 0 | 0 | 0 | 0 | 0 | 0 | 0 | 0 | 0 | 0 | 0 | 0 | 0 | 0 | 0 | 0 | 0 | 0 | 0 | 0 | 0
8 | 14 | 13 | 0 | 0 | 0 | 0 | 0 | 0 | 0 | 0 | 0 | 0 | 0 | 0 | 0 | 0 | 0 | 0 | 0 | 0 | 0 | 0 | 0
8 | 14 | 14 | 0 | 0 | 0 | 0 | 0 | 0 | 0 | 0 | 0 | 0 | 0 | 0 | 0 | 0 | 0 | 0 | 0 | 0 | 0 | 0 | 0
8 | 14 | 15 | 0 | 0 | 0 | 0 | 0 | 0 | 0 | 0 | 0 | 0 | 0 | 0 | 0 | 0 | 0 | 0 | 0 | 0 | 0 | 0 | 0
8 | 14 | 16 | 0 | 0 | 0 | 0 | 0 | 0 | 0 | 0 | 0 | 0 | 0 | 0 | 0 | 0 | 0 | 0 | 0 | 0 | 0 | 0 | 0
8 | 14 | 17 | 0 | 0 | 0 | 0.00014036 | 0 | 0.00014181 | 0 | 0 | 0 | 0.00043647 | 0 | 0.00040125 | 0 | 0 | 0 | 0.00072677 | 0 | 0.00063923 | 0.00028217 | 0.00083772 | 0.001366
8 | 14 | 18 | 0 | 0 | 0 | 0.0003509 | 0 | 0.00035453 | 0 | 0 | 0 | 0.0010912 | 0 | 0.0010031 | 0 | 0 | 0 | 0.0018169 | 0 | 0.0015981 | 0.00070543 | 0.0020943 | 0.003415
8 | 14 | 19 | 0 | 0 | 0 | 0 | 0 | 0 | 0 | 0 | 0 | 0 | 0 | 0 | 0 | 0 | 0 | 0 | 0 | 0 | 0 | 0 | 0
8 | 14 | 20 | 0 | 0 | 0 | 0 | 0 | 0 | 0 | 0 | 0 | 0 | 0 | 0 | 0 | 0 | 0 | 0 | 0 | 0 | 0 | 0 | 0
8 | 14 | 21 | 0 | 0 | 0 | 0 | 0 | 0 | 0 | 0 | 0 | 0 | 0 | 0 | 0 | 0 | 0 | 0 | 0 | 0 | 0 | 0 | 0
8 | 14 | 22 | 0 | 0 | 0 | 0 | 0 | 0 | 0 | 0 | 0 | 0 | 0 | 0 | 0 | 0 | 0 | 0 | 0 | 0 | 0 | 0 | 0
8 | 14 | 23 | 0 | 0 | 0 | 0 | 0 | 0 | 0 | 0 | 0 | 0 | 0 | 0 | 0 | 0 | 0 | 0 | 0 | 0 | 0 | 0 | 0
8 | 15 | 0 | 0 | 0 | 0 | 0 | 0 | 0 | 0 | 0 | 0 | 0 | 0 | 0 | 0 | 0 | 0 | 0 | 0 | 0 | 0 | 0 | 0
8 | 15 | 1 | 0 | 0 | 0 | 0 | 0 | 0 | 0 | 0 | 0 | 0 | 0 | 0 | 0 | 0 | 0 | 0 | 0 | 0 | 0 | 0 | 0
8 | 15 | 2 | 0 | 0 | 0 | 0 | 0 | 0 | 0 | 0 | 0 | 0 | 0 | 0 | 0 | 0 | 0 | 0 | 0 | 0 | 0 | 0 | 0
8 | 15 | 3 | 0 | 0 | 0 | 0 | 0 | 0 | 0 | 0 | 0 | 0 | 0 | 0 | 0 | 0 | 0 | 0 | 0 | 0 | 0 | 0 | 0
8 | 15 | 4 | 0 | 0 | 0 | 0 | 0 | 0 | 0 | 0 | 0 | 0 | 0 | 0 | 0 | 0 | 0 | 0 | 0 | 0 | 0 | 0 | 0
8 | 15 | 5 | 0 | 0 | 0 | 0 | 0 | 0 | 0 | 0 | 0 | 0 | 0 | 0 | 0 | 0 | 0 | 0 | 0 | 0 | 0 | 0 | 0
8 | 15 | 6 | 0 | 0 | 0 | 0 | 0 | 0 | 0 | 0 | 0 | 0 | 0 | 0 | 0 | 0 | 0 | 0 | 0 | 0 | 0 | 0 | 0
8 | 15 | 7 | 0 | 0 | 0 | 0 | 0 | 0 | 0 | 0 | 0 | 0 | 0 | 0 | 0 | 0 | 0 | 0 | 0 | 0 | 0 | 0 | 0
8 | 15 | 8 | 0 | 0 | 0 | 0 | 0 | 0 | 0 | 0 | 0 | 0 | 0 | 0 | 0 | 0 | 0 | 0 | 0 | 0 | 0 | 0 | 0
8 | 15 | 9 | 0 | 0 | 0 | 0 | 0 | 0 | 0 | 0 | 0 | 0 | 0 | 0 | 0 | 0 | 0 | 0 | 0 | 0 | 0 | 0 | 0
8 | 15 | 10 | 0 | 0 | 0 | 0 | 0 | 0 | 0 | 0 | 0 | 0 | 0 | 0 | 0 | 0 | 0 | 0 | 0 | 0 | 0 | 0 | 0
8 | 15 | 11 | 0 | 0 | 0 | 0 | 0 | 0 | 0 | 0 | 0 | 0 | 0 | 0 | 0 | 0 | 0 | 0 | 0 | 0 | 0 | 0 | 0
8 | 15 | 12 | 0 | 0 | 0 | 0 | 0 | 0 | 0 | 0 | 0 | 0 | 0 | 0 | 0 | 0 | 0 | 0 | 0 | 0 | 0 | 0 | 0
8 | 15 | 13 | 0 | 0 | 0 | 0 | 0 | 0 | 0 | 0 | 0 | 0 | 0 | 0 | 0 | 0 | 0 | 0 | 0 | 0 | 0 | 0 | 0
8 | 15 | 14 | 0 | 0 | 0 | 0 | 0 | 0 | 0 | 0 | 0 | 0 | 0 | 0 | 0 | 0 | 0 | 0 | 0 | 0 | 0 | 0 | 0
8 | 15 | 15 | 0 | 0 | 0 | 0 | 0 | 0 | 0 | 0 | 0 | 0 | 0 | 0 | 0 | 0 | 0 | 0 | 0 | 0 | 0 | 0 | 0
8 | 15 | 16 | 0 | 0 | 0 | 0 | 0 | 0 | 0 | 0 | 0 | 0 | 0 | 0 | 0 | 0 | 0 | 0 | 0 | 0 | 0 | 0 | 0
8 | 15 | 17 | 0 | 0 | 0 | 0 | 0 | 0 | 0 | 0 | 0 | 0 | 0 | 0 | 0 | 0 | 0 | 0 | 0 | 0 | 0 | 0 | 0
8 | 15 | 18 | 0 | 0 | 0 | 0 | 0 | 0 | 0 | 0 | 0 | 0 | 0 | 0 | 0 | 0 | 0 | 0 | 0 | 0 | 0 | 0 | 0
8 | 15 | 19 | 0 | 0 | 0 | 0 | 0 | 0 | 0 | 0 | 0 | 0 | 0 | 0 | 0 | 0 | 0 | 0 | 0 | 0 | 0 | 0 | 0
8 | 15 | 20 | 0 | 0 | 0 | 0 | 0 | 0 | 0 | 0 | 0 | 0 | 0 | 0 | 0 | 0 | 0 | 0 | 0 | 0 | 0 | 0 | 0
8 | 15 | 21 | 0 | 0 | 0 | 0 | 0 | 0 | 0 | 0 | 0 | 0 | 0 | 0 | 0 | 0 | 0 | 0 | 0 | 0 | 0 | 0 | 0
8 | 15 | 22 | 0 | 0 | 0 | 0 | 0 | 0 | 0 | 0 | 0 | 0 | 0 | 0 | 0 | 0 | 0 | 0 | 0 | 0 | 0 | 0 | 0
8 | 15 | 23 | 0 | 0 | 0 | 0 | 0 | 0 | 0 | 0 | 0 | 0 | 0 | 0 | 0 | 0 | 0 | 0 | 0 | 0 | 0 | 0 | 0
8 | 16 | 0 | 0 | 0 | 0 | 0 | 0 | 0 | 0 | 0 | 0 | 0 | 0 | 0 | 0 | 0 | 0 | 0 | 0 | 0 | 0 | 0 | 0
8 | 16 | 1 | 0 | 0 | 0 | 0 | 0 | 0 | 0 | 0 | 0 | 0 | 0 | 0 | 0 | 0 | 0 | 0 | 0 | 0 | 0 | 0 | 0
8 | 16 | 2 | 0 | 0 | 0 | 0 | 0 | 0 | 0 | 0 | 0 | 0 | 0 | 0 | 0 | 0 | 0 | 0 | 0 | 0 | 0 | 0 | 0
8 | 16 | 3 | 0 | 0 | 0 | 0 | 0 | 0 | 0 | 0 | 0 | 0 | 0 | 0 | 0 | 0 | 0 | 0 | 0 | 0 | 0 | 0 | 0
8 | 16 | 4 | 0 | 0 | 0 | 0 | 0 | 0 | 0 | 0 | 0 | 0 | 0 | 0 | 0 | 0 | 0 | 0 | 0 | 0 | 0 | 0 | 0
8 | 16 | 5 | 0 | 0 | 0 | 0 | 0 | 0 | 0 | 0 | 0 | 0 | 0 | 0 | 0 | 0 | 0 | 0 | 0 | 0 | 0 | 0 | 0
8 | 16 | 6 | 0 | 0 | 0 | 0 | 0 | 0 | 0 | 0 | 0 | 0 | 0 | 0 | 0 | 0 | 0 | 0 | 0 | 0 | 0 | 0 | 0
8 | 16 | 7 | 0 | 0 | 0 | 0 | 0 | 0 | 0 | 0 | 0 | 0 | 0 | 0 | 0 | 0 | 0 | 0 | 0 | 0 | 0 | 0 | 0
8 | 16 | 8 | 0 | 0 | 0 | 0 | 0 | 0 | 0 | 0 | 0 | 0 | 0 | 0 | 0 | 0 | 0 | 0 | 0 | 0 | 0 | 0 | 0
8 | 16 | 9 | 0 | 0 | 0 | 0 | 0 | 0 | 0 | 0 | 0 | 0 | 0 | 0 | 0 | 0 | 0 | 0 | 0 | 0 | 0 | 0 | 0
8 | 16 | 10 | 0 | 0 | 0 | 0 | 0 | 0 | 0 | 0 | 0 | 0 | 0 | 0 | 0 | 0 | 0 | 0 | 0 | 0 | 0 | 0 | 0
8 | 16 | 11 | 0 | 0 | 0 | 0 | 0 | 0 | 0 | 0 | 0 | 0 | 0 | 0 | 0 | 0 | 0 | 0 | 0 | 0 | 0 | 0 | 0
8 | 16 | 12 | 0 | 0 | 0 | 0 | 0 | 0 | 0 | 0 | 0 | 0 | 0 | 0 | 0 | 0 | 0 | 0 | 0 | 0 | 0 | 0 | 0
8 | 16 | 13 | 0 | 0 | 0 | 0 | 0 | 0 | 0 | 0 | 0 | 0 | 0 | 0 | 0 | 0 | 0 | 0 | 0 | 0 | 0 | 0 | 0
8 | 16 | 14 | 0 | 0 | 0 | 0 | 0 | 0 | 0 | 0 | 0 | 0 | 0 | 0 | 0 | 0 | 0 | 0 | 0 | 0 | 0 | 0 | 0
8 | 16 | 15 | 0 | 0 | 0 | 0 | 0 | 0 | 0 | 0 | 0 | 0 | 0 | 0 | 0 | 0 | 0 | 0 | 0 | 0 | 0 | 0 | 0
8 | 16 | 16 | 0 | 0 | 0 | 0 | 0 | 0 | 0 | 0 | 0 | 0 | 0 | 0 | 0 | 0 | 0 | 0 | 0 | 0 | 0 | 0 | 0
8 | 16 | 17 | 0 | 0 | 0 | 0 | 0 | 0 | 0 | 0 | 0 | 0 | 0 | 0 | 0 | 0 | 0 | 0 | 0 | 0 | 0 | 0 | 0
8 | 16 | 18 | 0 | 0 | 0 | 0 | 0 | 0 | 0 | 0 | 0 | 0 | 0 | 0 | 0 | 0 | 0 | 0 | 0 | 0 | 0 | 0 | 0
8 | 16 | 19 | 0 | 0 | 0 | 0 | 0 | 0 | 0 | 0 | 0 | 0 | 0 | 0 | 0 | 0 | 0 | 0 | 0 | 0 | 0 | 0 | 0
8 | 16 | 20 | 0 | 0 | 0 | 0 | 0 | 0 | 0 | 0 | 0 | 0 | 0 | 0 | 0 | 0 | 0 | 0 | 0 | 0 | 0 | 0 | 0
8 | 16 | 21 | 0 | 0 | 0 | 0 | 0 | 0 | 0 | 0 | 0 | 0 | 0 | 0 | 0 | 0 | 0 | 0 | 0 | 0 | 0 | 0 | 0
8 | 16 | 22 | 0 | 0 | 0 | 0 | 0 | 0 | 0 | 0 | 0 | 0 | 0 | 0 | 0 | 0 | 0 | 0 | 0 | 0 | 0 | 0 | 0
8 | 16 | 23 | 0 | 0 | 0 | 0 | 0 | 0 | 0 | 0 | 0 | 0 | 0 | 0 | 0 | 0 | 0 | 0 | 0 | 0 | 0 | 0 | 0
8 | 17 | 0 | 0 | 0 | 0 | 0 | 0 | 0 | 0 | 0 | 0 | 0 | 0 | 0 | 0 | 0 | 0 | 0 | 0 | 0 | 0 | 0 | 0
8 | 17 | 1 | 0 | 0 | 0 | 0 | 0 | 0 | 0 | 0 | 0 | 0 | 0 | 0 | 0 | 0 | 0 | 0 | 0 | 0 | 0 | 0 | 0
8 | 17 | 2 | 0 | 0 | 0 | 0 | 0 | 0 | 0 | 0 | 0 | 0 | 0 | 0 | 0 | 0 | 0 | 0 | 0 | 0 | 0 | 0 | 0
8 | 17 | 3 | 0 | 0 | 0 | 0 | 0 | 0 | 0 | 0 | 0 | 0 | 0 | 0 | 0 | 0 | 0 | 0 | 0 | 0 | 0 | 0 | 0
8 | 17 | 4 | 0 | 0 | 0 | 0 | 0 | 0 | 0 | 0 | 0 | 0 | 0 | 0 | 0 | 0 | 0 | 0 | 0 | 0 | 0 | 0 | 0
8 | 17 | 5 | 0 | 0 | 0 | 0.0060454 | 0 | 0.0061083 | 0 | 0 | 0 | 0.018799 | 0 | 0.017283 | 0 | 0 | 0 | 0.031302 | 0 | 0.027534 | 0.012154 | 0.036082 | 0.058836
8 | 17 | 6 | 0 | 0 | 0 | 0.0046067 | 0 | 0.0046546 | 0 | 0 | 0 | 0.014325 | 0 | 0.01317 | 0 | 0 | 0 | 0.023853 | 0 | 0.020981 | 0.0092613 | 0.027495 | 0.044834
8 | 17 | 7 | 0 | 0 | 0 | 0.0033186 | 0 | 0.003353 | 0 | 0 | 0 | 0.01032 | 0 | 0.0094873 | 0 | 0 | 0 | 0.017183 | 0 | 0.015114 | 0.0066716 | 0.019807 | 0.032297
8 | 17 | 8 | 0 | 0 | 0 | 0.0030923 | 0 | 0.0031244 | 0 | 0 | 0 | 0.009616 | 0 | 0.0088404 | 0 | 0 | 0 | 0.016011 | 0 | 0.014084 | 0.0062167 | 0.018456 | 0.030095
8 | 17 | 9 | 0 | 0 | 0 | 0.0028893 | 0 | 0.0029193 | 0 | 0 | 0 | 0.0089846 | 0 | 0.0082599 | 0 | 0 | 0 | 0.01496 | 0 | 0.013159 | 0.0058085 | 0.017245 | 0.028119
8 | 17 | 10 | 0 | 0 | 0 | 0.002667 | 0 | 0.0026947 | 0 | 0 | 0 | 0.0082935 | 0 | 0.0076245 | 0 | 0 | 0 | 0.013809 | 0 | 0.012147 | 0.0053617 | 0.015918 | 0.025956
8 | 17 | 11 | 0 | 0 | 0 | 0.0028152 | 0 | 0.0028444 | 0 | 0 | 0 | 0.0087543 | 0 | 0.0080481 | 0 | 0 | 0 | 0.014577 | 0 | 0.012821 | 0.0056596 | 0.016802 | 0.027398
8 | 17 | 12 | 0 | 0 | 0 | 0.0030923 | 0 | 0.0031244 | 0 | 0 | 0 | 0.009616 | 0 | 0.0088404 | 0 | 0 | 0 | 0.016011 | 0 | 0.014084 | 0.0062167 | 0.018456 | 0.030095
8 | 17 | 13 | 0 | 0 | 0 | 0.0032432 | 0 | 0.0032768 | 0 | 0 | 0 | 0.010085 | 0 | 0.0092717 | 0 | 0 | 0 | 0.016793 | 0 | 0.014771 | 0.00652 | 0.019357 | 0.031563
8 | 17 | 14 | 0 | 0 | 0 | 0.0054707 | 0 | 0.0055276 | 0 | 0 | 0 | 0.017012 | 0 | 0.01564 | 0 | 0 | 0 | 0.028326 | 0 | 0.024916 | 0.010998 | 0.032652 | 0.053242
8 | 17 | 15 | 0 | 0 | 0 | 0.0080732 | 0 | 0.0081573 | 0 | 0 | 0 | 0.025105 | 0 | 0.023081 | 0 | 0 | 0 | 0.041802 | 0 | 0.03677 | 0.016231 | 0.048186 | 0.078572
8 | 17 | 16 | 0 | 0 | 0 | 0.010845 | 0 | 0.010958 | 0 | 0 | 0 | 0.033723 | 0 | 0.031005 | 0 | 0 | 0 | 0.056153 | 0 | 0.049393 | 0.021803 | 0.064728 | 0.10555
8 | 17 | 17 | 0 | 0 | 0 | 0.011737 | 0 | 0.011859 | 0 | 0 | 0 | 0.036499 | 0 | 0.033556 | 0 | 0 | 0 | 0.060773 | 0 | 0.053458 | 0.023597 | 0.070054 | 0.11423
8 | 17 | 18 | 0 | 0 | 0 | 0.012656 | 0 | 0.012787 | 0 | 0 | 0 | 0.039355 | 0 | 0.036182 | 0 | 0 | 0 | 0.065529 | 0 | 0.057641 | 0.025443 | 0.075536 | 0.12317
8 | 17 | 19 | 0 | 0 | 0 | 0.013374 | 0 | 0.013513 | 0 | 0 | 0 | 0.041587 | 0 | 0.038235 | 0 | 0 | 0 | 0.069247 | 0 | 0.060911 | 0.026887 | 0.079822 | 0.13016
8 | 17 | 20 | 0 | 0 | 0 | 0.013374 | 0 | 0.013513 | 0 | 0 | 0 | 0.041587 | 0 | 0.038235 | 0 | 0 | 0 | 0.069247 | 0 | 0.060911 | 0.026887 | 0.079822 | 0.13016
8 | 17 | 21 | 0 | 0 | 0 | 0.013463 | 0 | 0.013604 | 0 | 0 | 0 | 0.041866 | 0 | 0.038491 | 0 | 0 | 0 | 0.069711 | 0 | 0.06132 | 0.027067 | 0.080358 | 0.13103
8 | 17 | 22 | 0 | 0 | -0.23456 | 0.076709 | 0 | 0.055177 | 0 | 0 | -0.56023 | 0.23854 | 0 | 0.15612 | 0 | 0 | -0.81046 | 0.39719 | 0 | 0.24872 | -0.10267 | -0.16557 | -0.16456
8 | 17 | 23 | 0 | 0 | -0.23248 | 0.075521 | 0 | 0.054174 | 0 | 0 | -0.55527 | 0.23484 | 0 | 0.15328 | 0 | 0 | -0.80329 | 0.39104 | 0 | 0.2442 | -0.10279 | -0.16714 | -0.16805
8 | 18 | 0 | 0 | 0 | -0.22833 | 0.072514 | 0 | 0.051904 | 0 | 0 | -0.54535 | 0.22549 | 0 | 0.14686 | 0 | 0 | -0.78894 | 0.37547 | 0 | 0.23396 | -0.10392 | -0.173 | -0.17951
8 | 18 | 1 | 0 | 0 | -0.22626 | 0.07124 | 0 | 0.050811 | 0 | 0 | -0.5404 | 0.22153 | 0 | 0.14377 | 0 | 0 | -0.78177 | 0.36887 | 0 | 0.22904 | -0.10421 | -0.1751 | -0.18386
8 | 18 | 2 | 0 | 0 | -0.17021 | 0.051636 | 0 | 0.036794 | 0 | 0 | -0.40654 | 0.16057 | 0 | 0.10411 | 0 | 0 | -0.58812 | 0.26736 | 0 | 0.16585 | -0.081782 | -0.14186 | -0.1549
8 | 18 | 3 | 0 | 0 | -0.11209 | 0.032364 | 0 | 0.023097 | 0 | 0 | -0.26772 | 0.10064 | 0 | 0.065352 | 0 | 0 | -0.3873 | 0.16757 | 0 | 0.10411 | -0.05663 | -0.10173 | -0.11561
8 | 18 | 4 | 0 | 0 | -0.05397 | 0.014931 | 0 | 0.010706 | 0 | 0 | -0.1289 | 0.046431 | 0 | 0.030292 | 0 | 0 | -0.18648 | 0.077312 | 0 | 0.048258 | -0.028332 | -0.052179 | -0.060907
8 | 18 | 5 | 0 | 0 | -0.026985 | 0.0082778 | 0 | 0.006213 | 0 | 0 | -0.064451 | 0.025741 | 0 | 0.01758 | 0 | 0 | -0.093238 | 0.042861 | 0 | 0.028006 | -0.012494 | -0.02113 | -0.022371
8 | 18 | 6 | 0 | 0 | -7.6101e-10 | 0.0018191 | 0 | 0.001838 | 0 | 0 | -1.8176e-09 | 0.0056568 | 0 | 0.0052005 | 0 | 0 | -2.6295e-09 | 0.009419 | 0 | 0.0082848 | 0.0036571 | 0.010857 | 0.017704
8 | 18 | 7 | 0 | 0 | 0 | 0.001528 | 0 | 0.0015439 | 0 | 0 | 0 | 0.0047517 | 0 | 0.0043684 | 0 | 0 | 0 | 0.007912 | 0 | 0.0069593 | 0.0030719 | 0.0091201 | 0.014871
8 | 18 | 8 | 0 | 0 | -0.0041515 | 0.0034396 | 0 | 0.0031504 | 0 | 0 | -0.0099154 | 0.010696 | 0 | 0.0089141 | 0 | 0 | -0.014344 | 0.01781 | 0 | 0.014201 | 0.0024386 | 0.0096947 | 0.017667
8 | 18 | 9 | 0 | 0 | -0.11549 | 0.024706 | 0 | 0.027402 | 0 | 0 | -0.27584 | 0.076826 | 0 | 0.077533 | 0 | 0 | -0.39904 | 0.12792 | 0 | 0.12352 | -0.063381 | -0.12148 | -0.1476
8 | 18 | 10 | 0 | 0 | -0.30082 | 0.07387 | 0 | 0.065737 | 0 | 0 | -0.71848 | 0.22971 | 0 | 0.186 | 0 | 0 | -1.0394 | 0.38248 | 0 | 0.29632 | -0.16121 | -0.30277 | -0.3606
8 | 18 | 11 | 0 | 0 | -0.30794 | 0.077034 | 0 | 0.071918 | 0 | 0 | -0.7355 | 0.23955 | 0 | 0.20349 | 0 | 0 | -1.064 | 0.39887 | 0 | 0.32418 | -0.15899 | -0.29246 | -0.34097
8 | 18 | 12 | 0 | 0 | -0.3297 | 0.084402 | 0 | 0.082985 | 0 | 0 | -0.78747 | 0.26246 | 0 | 0.2348 | 0 | 0 | -1.1392 | 0.43702 | 0 | 0.37406 | -0.16232 | -0.29021 | -0.32812
8 | 18 | 13 | 0 | 0 | -0.3466 | 0.091076 | 0 | 0.092366 | 0 | 0 | -0.82782 | 0.28321 | 0 | 0.26135 | 0 | 0 | -1.1976 | 0.47158 | 0 | 0.41635 | -0.16315 | -0.28326 | -0.30964
8 | 18 | 14 | 0 | 0 | -0.54993 | 0.1412 | 0 | 0.14849 | 0 | 0 | -1.3135 | 0.43908 | 0 | 0.42013 | 0 | 0 | -1.9001 | 0.73111 | 0 | 0.66932 | -0.26024 | -0.45425 | -0.49971
8 | 18 | 15 | 0 | 0 | -0.63615 | 0.16514 | 0 | 0.1744 | 0 | 0 | -1.5194 | 0.51354 | 0 | 0.49345 | 0 | 0 | -2.198 | 0.85508 | 0 | 0.78611 | -0.29661 | -0.51241 | -0.55684
8 | 18 | 16 | 0 | 0 | -0.71783 | 0.18957 | 0 | 0.20126 | 0 | 0 | -1.7145 | 0.58948 | 0 | 0.56945 | 0 | 0 | -2.4803 | 0.98154 | 0 | 0.90718 | -0.32701 | -0.55555 | -0.59154
8 | 18 | 17 | 0 | 0 | -0.79875 | 0.20985 | 0 | 0.22264 | 0 | 0 | -1.9077 | 0.65255 | 0 | 0.62994 | 0 | 0 | -2.7599 | 1.0865 | 0 | 1.0036 | -0.36627 | -0.62526 | -0.66976
8 | 18 | 18 | 0 | 0 | -0.94922 | 0.24207 | 0 | 0.26443 | 0 | 0 | -2.2671 | 0.75275 | 0 | 0.74819 | 0 | 0 | -3.2798 | 1.2534 | 0 | 1.1919 | -0.44272 | -0.76619 | -0.83442
8 | 18 | 19 | 0 | 0 | -1.0342 | 0.26335 | 0 | 0.28768 | 0 | 0 | -2.4702 | 0.81892 | 0 | 0.81398 | 0 | 0 | -3.5735 | 1.3636 | 0 | 1.2967 | -0.48321 | -0.83728 | -0.91319
8 | 18 | 20 | 0 | 0 | -1.0755 | 0.27386 | 0 | 0.29918 | 0 | 0 | -2.5687 | 0.85162 | 0 | 0.84652 | 0 | 0 | -3.7161 | 1.418 | 0 | 1.3486 | -0.50245 | -0.87058 | -0.94945
8 | 18 | 21 | 0 | 0 | -1.1155 | 0.28261 | 0 | 0.30805 | 0 | 0 | -2.6642 | 0.87881 | 0 | 0.87162 | 0 | 0 | -3.8542 | 1.4633 | 0 | 1.3886 | -0.52481 | -0.91378 | -1.0023
8 | 18 | 22 | 0 | 0 | -1.1604 | 0.29336 | 0 | 0.31997 | 0 | 0 | -2.7715 | 0.91225 | 0 | 0.90533 | 0 | 0 | -4.0094 | 1.519 | 0 | 1.4423 | -0.54706 | -0.9539 | -1.0481
8 | 18 | 23 | 0 | 0 | -1.2059 | 0.30609 | 0 | 0.33382 | 0 | 0 | -2.8801 | 0.95184 | 0 | 0.94454 | 0 | 0 | -4.1665 | 1.5849 | 0 | 1.5047 | -0.56595 | -0.98373 | -1.0769
8 | 19 | 0 | 0 | 0 | -1.256 | 0.32089 | 0 | 0.34935 | 0 | 0 | -2.9999 | 0.99785 | 0 | 0.98848 | 0 | 0 | -4.3399 | 1.6615 | 0 | 1.5747 | -0.58578 | -1.0136 | -1.1036
8 | 19 | 1 | 0 | 0 | -1.4953 | 0.39335 | 0 | 0.45959 | 0 | 0 | -3.5715 | 1.2232 | 0 | 1.3004 | 0 | 0 | -5.1667 | 2.0367 | 0 | 2.0717 | -0.64239 | -1.0479 | -1.0583
8 | 19 | 2 | 0 | 0 | -1.3433 | 0.35192 | 0 | 0.40641 | 0 | 0 | -3.2084 | 1.0943 | 0 | 1.1499 | 0 | 0 | -4.6414 | 1.8222 | 0 | 1.832 | -0.58498 | -0.96411 | -0.98731
8 | 19 | 3 | 0 | 0 | -1.1889 | 0.30699 | 0 | 0.35025 | 0 | 0 | -2.8396 | 0.95464 | 0 | 0.99101 | 0 | 0 | -4.108 | 1.5896 | 0 | 1.5788 | -0.53167 | -0.89397 | -0.93963
8 | 19 | 4 | 0 | 0 | -1.0338 | 0.26525 | 0 | 0.29758 | 0 | 0 | -2.4691 | 0.82482 | 0 | 0.842 | 0 | 0 | -3.5719 | 1.3734 | 0 | 1.3414 | -0.47095 | -0.80227 | -0.85714
8 | 19 | 5 | 0 | 0 | -0.61897 | 0.15502 | 0 | 0.16506 | 0 | 0 | -1.4783 | 0.48207 | 0 | 0.46703 | 0 | 0 | -2.1387 | 0.80269 | 0 | 0.74402 | -0.29888 | -0.52925 | -0.59196
8 | 19 | 6 | 0 | 0 | -0.31191 | 0.077162 | 0 | 0.082078 | 0 | 0 | -0.74496 | 0.23995 | 0 | 0.23224 | 0 | 0 | -1.0777 | 0.39953 | 0 | 0.36998 | -0.15266 | -0.27278 | -0.30819
8 | 19 | 7 | 0 | 0 | -0.088866 | 0.020562 | 0 | 0.024246 | 0 | 0 | -0.21225 | 0.063942 | 0 | 0.068603 | 0 | 0 | -0.30705 | 0.10647 | 0 | 0.10929 | -0.044057 | -0.079703 | -0.09129
8 | 19 | 8 | 0 | 0 | 0 | 0.0016736 | 0 | 0.0016909 | 0 | 0 | 0 | 0.0052042 | 0 | 0.0047844 | 0 | 0 | 0 | 0.0086655 | 0 | 0.007622 | 0.0033645 | 0.0099886 | 0.016288
8 | 19 | 9 | 0 | 0 | 0 | 0.0011434 | 0 | 0.0011552 | 0 | 0 | 0 | 0.0035556 | 0 | 0.0032687 | 0 | 0 | 0 | 0.0059204 | 0 | 0.0052074 | 0.0022986 | 0.0068243 | 0.011128
8 | 19 | 10 | 0 | 0 | 0 | 0.00063162 | 0 | 0.00063815 | 0 | 0 | 0 | 0.0019641 | 0 | 0.0018056 | 0 | 0 | 0 | 0.0032704 | 0 | 0.0028766 | 0.0012698 | 0.0037697 | 0.006147
8 | 19 | 11 | 0 | 0 | 0 | 0.0010719 | 0 | 0.001083 | 0 | 0 | 0 | 0.0033334 | 0 | 0.0030644 | 0 | 0 | 0 | 0.0055503 | 0 | 0.0048819 | 0.002155 | 0.0063978 | 0.010432
8 | 19 | 12 | 0 | 0 | 0 | 0.001528 | 0 | 0.0015439 | 0 | 0 | 0 | 0.0047517 | 0 | 0.0043684 | 0 | 0 | 0 | 0.007912 | 0 | 0.0069593 | 0.0030719 | 0.0091201 | 0.014871
8 | 19 | 13 | 0 | 0 | 0 | 0.0019646 | 0 | 0.001985 | 0 | 0 | 0 | 0.0061093 | 0 | 0.0056165 | 0 | 0 | 0 | 0.010173 | 0 | 0.0089476 | 0.0039496 | 0.011726 | 0.01912
8 | 19 | 14 | 0 | 0 | -0.16347 | 0.042401 | 0 | 0.044611 | 0 | 0 | -0.39043 | 0.13185 | 0 | 0.12623 | 0 | 0 | -0.56481 | 0.21955 | 0 | 0.20109 | -0.076454 | -0.13235 | -0.14418
8 | 19 | 15 | 0 | 0 | -0.83186 | 0.2158 | 0 | 0.22635 | 0 | 0 | -1.9868 | 0.67106 | 0 | 0.64044 | 0 | 0 | -2.8743 | 1.1174 | 0 | 1.0203 | -0.38972 | -0.67534 | -0.73662
8 | 19 | 16 | 0 | 0 | -1.8803 | 0.49844 | 0 | 0.53298 | 0 | 0 | -4.4909 | 1.55 | 0 | 1.508 | 0 | 0 | -6.4968 | 2.5809 | 0 | 2.4025 | -0.84888 | -1.4329 | -1.5135
8 | 19 | 17 | 0 | 0 | -3.0187 | 0.773 | 0 | 0.79886 | 0 | 0 | -7.2098 | 2.4038 | 0 | 2.2603 | 0 | 0 | -10.4301 | 4.0025 | 0 | 3.6009 | -1.4468 | -2.5457 | -2.8267
8 | 19 | 18 | 0 | 0 | -4.1562 | 1.0658 | 0 | 1.0841 | 0 | 0 | -9.9268 | 3.3142 | 0 | 3.0675 | 0 | 0 | -14.3607 | 5.5184 | 0 | 4.8869 | -2.0063 | -3.5451 | -3.9553
8 | 19 | 19 | 0 | 0 | -5.2441 | 1.3631 | 0 | 1.3711 | 0 | 0 | -12.5252 | 4.2387 | 0 | 3.8794 | 0 | 0 | -18.1197 | 7.0578 | 0 | 6.1802 | -2.51 | -4.4071 | -4.8816
8 | 19 | 20 | 0 | 0 | -5.7469 | 1.5003 | 0 | 1.5032 | 0 | 0 | -13.7261 | 4.6654 | 0 | 4.2534 | 0 | 0 | -19.857 | 7.7683 | 0 | 6.776 | -2.7434 | -4.8074 | -5.3127
8 | 19 | 21 | 0 | 0 | -6.2207 | 1.6399 | 0 | 1.6392 | 0 | 0 | -14.8576 | 5.0996 | 0 | 4.638 | 0 | 0 | -21.4938 | 8.4912 | 0 | 7.3888 | -2.9416 | -5.12 | -5.6138
8 | 19 | 22 | 0 | 0 | -6.7224 | 1.7832 | 0 | 1.7737 | 0 | 0 | -16.0559 | 5.545 | 0 | 5.0185 | 0 | 0 | -23.2273 | 9.233 | 0 | 7.995 | -3.1655 | -5.4923 | -5.9994
8 | 19 | 23 | 0 | 0 | -6.9702 | 1.8736 | 0 | 1.8623 | 0 | 0 | -16.6477 | 5.8263 | 0 | 5.2692 | 0 | 0 | -24.0836 | 9.7013 | 0 | 8.3944 | -3.2343 | -5.5522 | -5.9879
8 | 20 | 0 | 0 | 0 | -7.2549 | 1.9505 | 0 | 1.9368 | 0 | 0 | -17.3278 | 6.0655 | 0 | 5.4802 | 0 | 0 | -25.0674 | 10.0995 | 0 | 8.7304 | -3.3676 | -5.7821 | -6.2374
8 | 20 | 1 | 0 | 0 | -7.5001 | 2.0224 | 0 | 2.0086 | 0 | 0 | -17.9134 | 6.2889 | 0 | 5.6834 | 0 | 0 | -25.9145 | 10.4716 | 0 | 9.0542 | -3.4691 | -5.9411 | -6.3888
8 | 20 | 2 | 0 | 0 | -5.0697 | 1.2981 | 0 | 1.2946 | 0 | 0 | -12.1085 | 4.0367 | 0 | 3.6631 | 0 | 0 | -17.5169 | 6.7215 | 0 | 5.8357 | -2.4769 | -4.4087 | -4.9597
8 | 20 | 3 | 0 | 0 | -2.6255 | 0.63719 | 0 | 0.64419 | 0 | 0 | -6.2708 | 1.9814 | 0 | 1.8227 | 0 | 0 | -9.0718 | 3.2992 | 0 | 2.9038 | -1.3441 | -2.4667 | -2.8687
8 | 20 | 4 | 0 | 0 | -0.39764 | 0.09855 | 0 | 0.10912 | 0 | 0 | -0.94972 | 0.30645 | 0 | 0.30874 | 0 | 0 | -1.3739 | 0.51027 | 0 | 0.49186 | -0.18997 | -0.33452 | -0.37179
8 | 20 | 5 | 0 | 0 | 0 | 0.00092902 | 0 | 0.00093864 | 0 | 0 | 0 | 0.0028889 | 0 | 0.0026558 | 0 | 0 | 0 | 0.0048103 | 0 | 0.004231 | 0.0018677 | 0.0055448 | 0.0090413
8 | 20 | 6 | 0 | 0 | 0 | 0 | 0 | 0 | 0 | 0 | 0 | 0 | 0 | 0 | 0 | 0 | 0 | 0 | 0 | 0 | 0 | 0 | 0
8 | 20 | 7 | 0 | 0 | 0 | 0 | 0 | 0 | 0 | 0 | 0 | 0 | 0 | 0 | 0 | 0 | 0 | 0 | 0 | 0 | 0 | 0 | 0
8 | 20 | 8 | 0 | 0 | 0 | 0 | 0 | 0 | 0 | 0 | 0 | 0 | 0 | 0 | 0 | 0 | 0 | 0 | 0 | 0 | 0 | 0 | 0
8 | 20 | 9 | 0 | 0 | 0 | 0 | 0 | 0 | 0 | 0 | 0 | 0 | 0 | 0 | 0 | 0 | 0 | 0 | 0 | 0 | 0 | 0 | 0
8 | 20 | 10 | 0 | 0 | 0 | 0 | 0 | 0 | 0 | 0 | 0 | 0 | 0 | 0 | 0 | 0 | 0 | 0 | 0 | 0 | 0 | 0 | 0
8 | 20 | 11 | 0 | 0 | 0 | 0 | 0 | 0 | 0 | 0 | 0 | 0 | 0 | 0 | 0 | 0 | 0 | 0 | 0 | 0 | 0 | 0 | 0
8 | 20 | 12 | 0 | 0 | 0 | 0 | 0 | 0 | 0 | 0 | 0 | 0 | 0 | 0 | 0 | 0 | 0 | 0 | 0 | 0 | 0 | 0 | 0
8 | 20 | 13 | 0 | 0 | 0 | 0 | 0 | 0 | 0 | 0 | 0 | 0 | 0 | 0 | 0 | 0 | 0 | 0 | 0 | 0 | 0 | 0 | 0
8 | 20 | 14 | 0 | 0 | 0 | 0.0012863 | 0 | 0.0012997 | 0 | 0 | 0 | 0.004 | 0 | 0.0036773 | 0 | 0 | 0 | 0.0066604 | 0 | 0.0058583 | 0.002586 | 0.0076773 | 0.012519
8 | 20 | 15 | 0 | 0 | -0.30959 | 0.086525 | 0 | 0.092871 | 0 | 0 | -0.73943 | 0.26906 | 0 | 0.26277 | 0 | 0 | -1.0697 | 0.44801 | 0 | 0.41863 | -0.13019 | -0.20759 | -0.20306
8 | 20 | 16 | 0 | 0 | -1.5905 | 0.39602 | 0 | 0.38752 | 0 | 0 | -3.7987 | 1.2315 | 0 | 1.0965 | 0 | 0 | -5.4954 | 2.0505 | 0 | 1.7468 | -0.80692 | -1.4707 | -1.6981
8 | 20 | 17 | 0 | 0 | -2.2837 | 0.56805 | 0 | 0.55847 | 0 | 0 | -5.4543 | 1.7664 | 0 | 1.5802 | 0 | 0 | -7.8906 | 2.9413 | 0 | 2.5174 | -1.1571 | -2.1077 | -2.4319
8 | 20 | 18 | 0 | 0 | -3.0745 | 0.77174 | 0 | 0.7631 | 0 | 0 | -7.3433 | 2.3998 | 0 | 2.1592 | 0 | 0 | -10.6233 | 3.996 | 0 | 3.4398 | -1.5397 | -2.7843 | -3.1875
8 | 20 | 19 | 0 | 0 | -3.8642 | 0.97746 | 0 | 0.97157 | 0 | 0 | -9.2293 | 3.0396 | 0 | 2.749 | 0 | 0 | -13.3517 | 5.0611 | 0 | 4.3795 | -1.9152 | -3.4407 | -3.9111
8 | 20 | 20 | 0 | 0 | -4.2233 | 1.0775 | 0 | 1.0725 | 0 | 0 | -10.0871 | 3.3505 | 0 | 3.0345 | 0 | 0 | -14.5926 | 5.5789 | 0 | 4.8342 | -2.0734 | -3.7021 | -4.1795
8 | 20 | 21 | 0 | 0 | -4.6199 | 1.1805 | 0 | 1.1761 | 0 | 0 | -11.0342 | 3.6709 | 0 | 3.3277 | 0 | 0 | -15.9627 | 6.1124 | 0 | 5.3014 | -2.2633 | -4.0356 | -4.5489
8 | 20 | 22 | 0 | 0 | -4.9734 | 1.2862 | 0 | 1.2826 | 0 | 0 | -11.8786 | 3.9996 | 0 | 3.629 | 0 | 0 | -17.1842 | 6.6597 | 0 | 5.7813 | -2.4046 | -4.25 | -4.7432
8 | 20 | 23 | 0 | 0 | -5.398 | 1.405 | 0 | 1.3957 | 0 | 0 | -12.8926 | 4.369 | 0 | 3.9491 | 0 | 0 | -18.6512 | 7.2748 | 0 | 6.2913 | -2.5973 | -4.5745 | -5.0851
8 | 21 | 0 | 0 | 0 | -5.7769 | 1.5023 | 0 | 1.4882 | 0 | 0 | -13.7978 | 4.6718 | 0 | 4.2108 | 0 | 0 | -19.9606 | 7.7789 | 0 | 6.7082 | -2.7864 | -4.9152 | -5.4736
8 | 21 | 1 | 0 | 0 | -6.1976 | 1.6252 | 0 | 1.606 | 0 | 0 | -14.8024 | 5.0537 | 0 | 4.5442 | 0 | 0 | -21.414 | 8.4148 | 0 | 7.2393 | -2.9664 | -5.2045 | -5.7599
8 | 21 | 2 | 0 | 0 | -4.083 | 1.0221 | 0 | 1.015 | 0 | 0 | -9.7519 | 3.1783 | 0 | 2.8718 | 0 | 0 | -14.1077 | 5.2921 | 0 | 4.5751 | -2.046 | -3.7019 | -4.2406
8 | 21 | 3 | 0 | 0 | -1.9696 | 0.47606 | 0 | 0.47862 | 0 | 0 | -4.7041 | 1.4804 | 0 | 1.3542 | 0 | 0 | -6.8053 | 2.465 | 0 | 2.1574 | -1.0149 | -1.8695 | -2.1829
8 | 21 | 4 | 0 | 0 | -0.31914 | 0.081058 | 0 | 0.083446 | 0 | 0 | -0.76224 | 0.25206 | 0 | 0.23611 | 0 | 0 | -1.1027 | 0.41971 | 0 | 0.37614 | -0.15463 | -0.27407 | -0.30685
8 | 21 | 5 | 0 | 0 | -0.010379 | 0.0041211 | 0 | 0.0033516 | 0 | 0 | -0.024789 | 0.012815 | 0 | 0.0094833 | 0 | 0 | -0.035861 | 0.021338 | 0 | 0.015108 | -0.002906 | -0.0024904 | 0.00058525
8 | 21 | 6 | 0 | 0 | 0 | 0.00042108 | 0 | 0.00042543 | 0 | 0 | 0 | 0.0013094 | 0 | 0.0012038 | 0 | 0 | 0 | 0.0021803 | 0 | 0.0019177 | 0.00084652 | 0.0025132 | 0.004098
8 | 21 | 7 | 0 | 0 | 0 | 0 | 0 | 0 | 0 | 0 | 0 | 0 | 0 | 0 | 0 | 0 | 0 | 0 | 0 | 0 | 0 | 0 | 0
8 | 21 | 8 | 0 | 0 | 0 | 0 | 0 | 0 | 0 | 0 | 0 | 0 | 0 | 0 | 0 | 0 | 0 | 0 | 0 | 0 | 0 | 0 | 0
8 | 21 | 9 | 0 | 0 | 0 | 0 | 0 | 0 | 0 | 0 | 0 | 0 | 0 | 0 | 0 | 0 | 0 | 0 | 0 | 0 | 0 | 0 | 0
8 | 21 | 10 | 0 | 0 | 0 | 0 | 0 | 0 | 0 | 0 | 0 | 0 | 0 | 0 | 0 | 0 | 0 | 0 | 0 | 0 | 0 | 0 | 0
8 | 21 | 11 | 0 | 0 | 0 | 0 | 0 | 0 | 0 | 0 | 0 | 0 | 0 | 0 | 0 | 0 | 0 | 0 | 0 | 0 | 0 | 0 | 0
8 | 21 | 12 | 0 | 0 | 0 | 0 | 0 | 0 | 0 | 0 | 0 | 0 | 0 | 0 | 0 | 0 | 0 | 0 | 0 | 0 | 0 | 0 | 0
8 | 21 | 13 | 0 | 0 | 0 | 0 | 0 | 0 | 0 | 0 | 0 | 0 | 0 | 0 | 0 | 0 | 0 | 0 | 0 | 0 | 0 | 0 | 0
8 | 21 | 14 | 0 | 0 | -0.044963 | 0.014175 | 0 | 0.01714 | 0 | 0 | -0.10739 | 0.044079 | 0 | 0.048498 | 0 | 0 | -0.15536 | 0.073395 | 0 | 0.077263 | -0.013647 | -0.014812 | -0.0046981
8 | 21 | 15 | 0 | 0 | -0.22283 | 0.06644 | 0 | 0.07766 | 0 | 0 | -0.53222 | 0.20661 | 0 | 0.21974 | 0 | 0 | -0.76994 | 0.34402 | 0 | 0.35006 | -0.078734 | -0.10588 | -0.075863
8 | 21 | 16 | 0 | 0 | -0.47355 | 0.14051 | 0 | 0.15619 | 0 | 0 | -1.131 | 0.43692 | 0 | 0.44194 | 0 | 0 | -1.6362 | 0.72751 | 0 | 0.70405 | -0.17686 | -0.25219 | -0.20468
8 | 21 | 17 | 0 | 0 | -0.65005 | 0.1894 | 0 | 0.20447 | 0 | 0 | -1.5526 | 0.58897 | 0 | 0.57855 | 0 | 0 | -2.2461 | 0.9807 | 0 | 0.92169 | -0.25618 | -0.38507 | -0.34369
8 | 21 | 18 | 0 | 0 | -0.83876 | 0.24565 | 0 | 0.26105 | 0 | 0 | -2.0033 | 0.7639 | 0 | 0.73863 | 0 | 0 | -2.8981 | 1.272 | 0 | 1.1767 | -0.33205 | -0.50077 | -0.44942
8 | 21 | 19 | 0 | 0 | -1.064 | 0.31048 | 0 | 0.32652 | 0 | 0 | -2.5413 | 0.96548 | 0 | 0.92386 | 0 | 0 | -3.6763 | 1.6076 | 0 | 1.4718 | -0.427 | -0.65191 | -0.59692
8 | 21 | 20 | 0 | 0 | -1.1714 | 0.33933 | 0 | 0.3565 | 0 | 0 | -2.7977 | 1.0552 | 0 | 1.0087 | 0 | 0 | -4.0473 | 1.757 | 0 | 1.607 | -0.47552 | -0.73378 | -0.68332
8 | 21 | 21 | 0 | 0 | -1.2735 | 0.36651 | 0 | 0.3859 | 0 | 0 | -3.0417 | 1.1397 | 0 | 1.0919 | 0 | 0 | -4.4003 | 1.8977 | 0 | 1.7395 | -0.52111 | -0.8101 | -0.7631
8 | 21 | 22 | 0 | 0 | -1.3775 | 0.39924 | 0 | 0.41983 | 0 | 0 | -3.29 | 1.2415 | 0 | 1.1879 | 0 | 0 | -4.7595 | 2.0672 | 0 | 1.8924 | -0.55842 | -0.86063 | -0.7999
8 | 21 | 23 | 0 | 0 | -1.3874 | 0.40052 | 0 | 0.42013 | 0 | 0 | -3.3137 | 1.2455 | 0 | 1.1888 | 0 | 0 | -4.7938 | 2.0739 | 0 | 1.8938 | -0.56675 | -0.87946 | -0.82615
8 | 22 | 0 | 0 | 0 | -1.4076 | 0.40146 | 0 | 0.41841 | 0 | 0 | -3.3618 | 1.2484 | 0 | 1.1839 | 0 | 0 | -4.8634 | 2.0787 | 0 | 1.886 | -0.58769 | -0.92957 | -0.89872
8 | 22 | 1 | 0 | 0 | -1.4153 | 0.40162 | 0 | 0.41684 | 0 | 0 | -3.3804 | 1.2489 | 0 | 1.1794 | 0 | 0 | -4.8903 | 2.0795 | 0 | 1.8789 | -0.59687 | -0.95207 | -0.93181
8 | 22 | 2 | 0 | 0 | -0.93341 | 0.25642 | 0 | 0.26592 | 0 | 0 | -2.2294 | 0.79737 | 0 | 0.75242 | 0 | 0 | -3.2251 | 1.3277 | 0 | 1.1987 | -0.41107 | -0.67958 | -0.69876
8 | 22 | 3 | 0 | 0 | -0.45481 | 0.123 | 0 | 0.12733 | 0 | 0 | -1.0863 | 0.38249 | 0 | 0.36027 | 0 | 0 | -1.5715 | 0.63688 | 0 | 0.57394 | -0.20448 | -0.34351 | -0.36064
8 | 22 | 4 | 0 | 0 | -0.094174 | 0.025653 | 0 | 0.026946 | 0 | 0 | -0.22493 | 0.079773 | 0 | 0.076244 | 0 | 0 | -0.32539 | 0.13283 | 0 | 0.12146 | -0.041574 | -0.068909 | -0.071098
8 | 22 | 5 | 0 | 0 | 0 | 0.00042108 | 0 | 0.00042543 | 0 | 0 | 0 | 0.0013094 | 0 | 0.0012038 | 0 | 0 | 0 | 0.0021803 | 0 | 0.0019177 | 0.00084652 | 0.0025132 | 0.004098
8 | 22 | 6 | 0 | 0 | 0 | 0 | 0 | 0 | 0 | 0 | 0 | 0 | 0 | 0 | 0 | 0 | 0 | 0 | 0 | 0 | 0 | 0 | 0
8 | 22 | 7 | 0 | 0 | 0 | 0 | 0 | 0 | 0 | 0 | 0 | 0 | 0 | 0 | 0 | 0 | 0 | 0 | 0 | 0 | 0 | 0 | 0
8 | 22 | 8 | 0 | 0 | 0 | 0 | 0 | 0 | 0 | 0 | 0 | 0 | 0 | 0 | 0 | 0 | 0 | 0 | 0 | 0 | 0 | 0 | 0
8 | 22 | 9 | 0 | 0 | 0 | 0 | 0 | 0 | 0 | 0 | 0 | 0 | 0 | 0 | 0 | 0 | 0 | 0 | 0 | 0 | 0 | 0 | 0
8 | 22 | 10 | 0 | 0 | 0 | 0 | 0 | 0 | 0 | 0 | 0 | 0 | 0 | 0 | 0 | 0 | 0 | 0 | 0 | 0 | 0 | 0 | 0
8 | 22 | 11 | 0 | 0 | 0 | 0 | 0 | 0 | 0 | 0 | 0 | 0 | 0 | 0 | 0 | 0 | 0 | 0 | 0 | 0 | 0 | 0 | 0
8 | 22 | 12 | 0 | 0 | 0 | 0 | 0 | 0 | 0 | 0 | 0 | 0 | 0 | 0 | 0 | 0 | 0 | 0 | 0 | 0 | 0 | 0 | 0
8 | 22 | 13 | 0 | 0 | 0 | 7.0182e-05 | 0 | 7.0905e-05 | 0 | 0 | 0 | 0.00021824 | 0 | 0.00020062 | 0 | 0 | 0 | 0.00036339 | 0 | 0.00031961 | 0.00014109 | 0.00041886 | 0.000683
8 | 22 | 14 | 0 | 0 | 0 | 0.0003509 | 0 | 0.00035453 | 0 | 0 | 0 | 0.0010912 | 0 | 0.0010031 | 0 | 0 | 0 | 0.0018169 | 0 | 0.0015981 | 0.00070543 | 0.0020943 | 0.003415
8 | 22 | 15 | 0 | 0 | 0 | 0.00063162 | 0 | 0.00063815 | 0 | 0 | 0 | 0.0019641 | 0 | 0.0018056 | 0 | 0 | 0 | 0.0032704 | 0 | 0.0028766 | 0.0012698 | 0.0037697 | 0.006147
8 | 22 | 16 | 0 | 0 | 0 | 0.00092902 | 0 | 0.00093864 | 0 | 0 | 0 | 0.0028889 | 0 | 0.0026558 | 0 | 0 | 0 | 0.0048103 | 0 | 0.004231 | 0.0018677 | 0.0055448 | 0.0090413
8 | 22 | 17 | 0 | 0 | 0 | 0.00085755 | 0 | 0.00086643 | 0 | 0 | 0 | 0.0026667 | 0 | 0.0024515 | 0 | 0 | 0 | 0.0044403 | 0 | 0.0039056 | 0.001724 | 0.0051182 | 0.0083458
8 | 22 | 18 | 0 | 0 | 0 | 0.00085755 | 0 | 0.00086643 | 0 | 0 | 0 | 0.0026667 | 0 | 0.0024515 | 0 | 0 | 0 | 0.0044403 | 0 | 0.0039056 | 0.001724 | 0.0051182 | 0.0083458
8 | 22 | 19 | 0 | 0 | 0 | 0.00085755 | 0 | 0.00086643 | 0 | 0 | 0 | 0.0026667 | 0 | 0.0024515 | 0 | 0 | 0 | 0.0044403 | 0 | 0.0039056 | 0.001724 | 0.0051182 | 0.0083458
8 | 22 | 20 | 0 | 0 | 0 | 0.00078609 | 0 | 0.00079423 | 0 | 0 | 0 | 0.0024445 | 0 | 0.0022472 | 0 | 0 | 0 | 0.0040703 | 0 | 0.0035801 | 0.0015803 | 0.0046917 | 0.0076503
8 | 22 | 21 | 0 | 0 | 0 | 0.0007018 | 0 | 0.00070906 | 0 | 0 | 0 | 0.0021823 | 0 | 0.0020063 | 0 | 0 | 0 | 0.0036338 | 0 | 0.0031962 | 0.0014109 | 0.0041886 | 0.00683
8 | 22 | 22 | 0 | 0 | -0.0024897 | 0.0010729 | 0 | 0.00072684 | 0 | 0 | -0.0059464 | 0.0033362 | 0 | 0.0020566 | 0 | 0 | -0.0086024 | 0.0055551 | 0 | 0.0032763 | -0.00068998 | -0.00055361 | 0.000229
8 | 22 | 23 | 0 | 0 | -0.011773 | 0.0026447 | 0 | 0.0024124 | 0 | 0 | -0.028119 | 0.0082242 | 0 | 0.0068259 | 0 | 0 | -0.040678 | 0.013694 | 0 | 0.010874 | -0.0067157 | -0.013069 | -0.01611
8 | 23 | 0 | 0 | 0 | -0.027564 | 0.0056095 | 0 | 0.0053078 | 0 | 0 | -0.065835 | 0.017444 | 0 | 0.015018 | 0 | 0 | -0.09524 | 0.029045 | 0 | 0.023926 | -0.016647 | -0.033373 | -0.04227
8 | 23 | 1 | 0 | 0 | -0.019293 | 0.0053496 | 0 | 0.0027021 | 0 | 0 | -0.046079 | 0.016635 | 0 | 0.0076456 | 0 | 0 | -0.06666 | 0.027699 | 0 | 0.01218 | -0.011241 | -0.021798 | -0.026781
8 | 23 | 2 | 0 | 0 | 0 | 0 | 0 | 0 | 0 | 0 | 0 | 0 | 0 | 0 | 0 | 0 | 0 | 0 | 0 | 0 | 0 | 0 | 0
8 | 23 | 3 | 0 | 0 | 0 | 0 | 0 | 0 | 0 | 0 | 0 | 0 | 0 | 0 | 0 | 0 | 0 | 0 | 0 | 0 | 0 | 0 | 0
8 | 23 | 4 | 0 | 0 | 0 | 0 | 0 | 0 | 0 | 0 | 0 | 0 | 0 | 0 | 0 | 0 | 0 | 0 | 0 | 0 | 0 | 0 | 0
8 | 23 | 5 | 0 | 0 | 0 | 0 | 0 | 0 | 0 | 0 | 0 | 0 | 0 | 0 | 0 | 0 | 0 | 0 | 0 | 0 | 0 | 0 | 0
8 | 23 | 6 | 0 | 0 | 0 | 0 | 0 | 0 | 0 | 0 | 0 | 0 | 0 | 0 | 0 | 0 | 0 | 0 | 0 | 0 | 0 | 0 | 0
8 | 23 | 7 | 0 | 0 | 0 | 0 | 0 | 0 | 0 | 0 | 0 | 0 | 0 | 0 | 0 | 0 | 0 | 0 | 0 | 0 | 0 | 0 | 0
8 | 23 | 8 | 0 | 0 | 0 | 0 | 0 | 0 | 0 | 0 | 0 | 0 | 0 | 0 | 0 | 0 | 0 | 0 | 0 | 0 | 0 | 0 | 0
8 | 23 | 9 | 0 | 0 | 0 | 0 | 0 | 0 | 0 | 0 | 0 | 0 | 0 | 0 | 0 | 0 | 0 | 0 | 0 | 0 | 0 | 0 | 0
8 | 23 | 10 | 0 | 0 | 0 | 0 | 0 | 0 | 0 | 0 | 0 | 0 | 0 | 0 | 0 | 0 | 0 | 0 | 0 | 0 | 0 | 0 | 0
8 | 23 | 11 | 0 | 0 | 0 | 0 | 0 | 0 | 0 | 0 | 0 | 0 | 0 | 0 | 0 | 0 | 0 | 0 | 0 | 0 | 0 | 0 | 0
8 | 23 | 12 | 0 | 0 | 0 | 0 | 0 | 0 | 0 | 0 | 0 | 0 | 0 | 0 | 0 | 0 | 0 | 0 | 0 | 0 | 0 | 0 | 0
8 | 23 | 13 | 0 | 0 | 0 | 0 | 0 | 0 | 0 | 0 | 0 | 0 | 0 | 0 | 0 | 0 | 0 | 0 | 0 | 0 | 0 | 0 | 0
8 | 23 | 14 | 0 | 0 | 0 | 0 | 0 | 0 | 0 | 0 | 0 | 0 | 0 | 0 | 0 | 0 | 0 | 0 | 0 | 0 | 0 | 0 | 0
8 | 23 | 15 | 0 | 0 | 0 | 0 | 0 | 0 | 0 | 0 | 0 | 0 | 0 | 0 | 0 | 0 | 0 | 0 | 0 | 0 | 0 | 0 | 0
8 | 23 | 16 | 0 | 0 | 0 | 0.0012149 | 0 | 0.0012274 | 0 | 0 | 0 | 0.0037778 | 0 | 0.003473 | 0 | 0 | 0 | 0.0062904 | 0 | 0.0055329 | 0.0024423 | 0.0072508 | 0.011823
8 | 23 | 17 | 0 | 0 | 0 | 0.0020374 | 0 | 0.0020585 | 0 | 0 | 0 | 0.0063356 | 0 | 0.0058245 | 0 | 0 | 0 | 0.010549 | 0 | 0.009279 | 0.0040959 | 0.01216 | 0.019828
8 | 23 | 18 | 0 | 0 | 0 | 0.0028893 | 0 | 0.0029193 | 0 | 0 | 0 | 0.0089846 | 0 | 0.0082599 | 0 | 0 | 0 | 0.01496 | 0 | 0.013159 | 0.0058085 | 0.017245 | 0.028119
8 | 23 | 19 | 0 | 0 | -0.022833 | 0.0089283 | 0 | 0.0072012 | 0 | 0 | -0.054535 | 0.027764 | 0 | 0.020376 | 0 | 0 | -0.078894 | 0.04623 | 0 | 0.03246 | -0.0067037 | -0.0063958 | -0.00020426
8 | 23 | 20 | 0 | 0 | -0.037364 | 0.013206 | 0 | 0.010366 | 0 | 0 | -0.08924 | 0.041067 | 0 | 0.029329 | 0 | 0 | -0.1291 | 0.068381 | 0 | 0.046725 | -0.013791 | -0.018843 | -0.013994
8 | 23 | 21 | 0 | 0 | 0 | 0.0056477 | 0 | 0.0057064 | 0 | 0 | 0 | 0.017562 | 0 | 0.016146 | 0 | 0 | 0 | 0.029243 | 0 | 0.025722 | 0.011354 | 0.033708 | 0.054965
8 | 23 | 22 | 0 | 0 | 0 | 0.0065572 | 0 | 0.0066255 | 0 | 0 | 0 | 0.020391 | 0 | 0.018747 | 0 | 0 | 0 | 0.033952 | 0 | 0.029865 | 0.013183 | 0.039137 | 0.063817
8 | 23 | 23 | 0 | 0 | 0 | 0.0072858 | 0 | 0.0073616 | 0 | 0 | 0 | 0.022656 | 0 | 0.02083 | 0 | 0 | 0 | 0.037725 | 0 | 0.033183 | 0.014647 | 0.043486 | 0.070908
8 | 24 | 0 | 0 | 0 | 0 | 0.0080732 | 0 | 0.0081573 | 0 | 0 | 0 | 0.025105 | 0 | 0.023081 | 0 | 0 | 0 | 0.041802 | 0 | 0.03677 | 0.016231 | 0.048186 | 0.078572
8 | 24 | 1 | 0 | 0 | 0 | 0.0089691 | 0 | 0.0090625 | 0 | 0 | 0 | 0.027891 | 0 | 0.025642 | 0 | 0 | 0 | 0.04644 | 0 | 0.04085 | 0.018032 | 0.053533 | 0.087291
8 | 24 | 2 | 0 | 0 | 0 | 0.006284 | 0 | 0.0063494 | 0 | 0 | 0 | 0.019541 | 0 | 0.017965 | 0 | 0 | 0 | 0.032538 | 0 | 0.028621 | 0.012633 | 0.037506 | 0.061158
8 | 24 | 3 | 0 | 0 | 0 | 0.0039157 | 0 | 0.0039564 | 0 | 0 | 0 | 0.012176 | 0 | 0.011194 | 0 | 0 | 0 | 0.020275 | 0 | 0.017834 | 0.0078721 | 0.023371 | 0.038109
8 | 24 | 4 | 0 | 0 | 0 | 0.0016736 | 0 | 0.0016909 | 0 | 0 | 0 | 0.0052042 | 0 | 0.0047844 | 0 | 0 | 0 | 0.0086655 | 0 | 0.007622 | 0.0033645 | 0.0099886 | 0.016288
8 | 24 | 5 | 0 | 0 | 0 | 0.00078609 | 0 | 0.00079423 | 0 | 0 | 0 | 0.0024445 | 0 | 0.0022472 | 0 | 0 | 0 | 0.0040703 | 0 | 0.0035801 | 0.0015803 | 0.0046917 | 0.0076503
8 | 24 | 6 | 0 | 0 | 0 | 0 | 0 | 0 | 0 | 0 | 0 | 0 | 0 | 0 | 0 | 0 | 0 | 0 | 0 | 0 | 0 | 0 | 0
8 | 24 | 7 | 0 | 0 | 0 | 0 | 0 | 0 | 0 | 0 | 0 | 0 | 0 | 0 | 0 | 0 | 0 | 0 | 0 | 0 | 0 | 0 | 0
8 | 24 | 8 | 0 | 0 | 0 | 0 | 0 | 0 | 0 | 0 | 0 | 0 | 0 | 0 | 0 | 0 | 0 | 0 | 0 | 0 | 0 | 0 | 0
8 | 24 | 9 | 0 | 0 | 0 | 0 | 0 | 0 | 0 | 0 | 0 | 0 | 0 | 0 | 0 | 0 | 0 | 0 | 0 | 0 | 0 | 0 | 0
8 | 24 | 10 | 0 | 0 | 0 | 0 | 0 | 0 | 0 | 0 | 0 | 0 | 0 | 0 | 0 | 0 | 0 | 0 | 0 | 0 | 0 | 0 | 0
8 | 24 | 11 | 0 | 0 | 0 | 0 | 0 | 0 | 0 | 0 | 0 | 0 | 0 | 0 | 0 | 0 | 0 | 0 | 0 | 0 | 0 | 0 | 0
8 | 24 | 12 | 0 | 0 | 0 | 0 | 0 | 0 | 0 | 0 | 0 | 0 | 0 | 0 | 0 | 0 | 0 | 0 | 0 | 0 | 0 | 0 | 0
8 | 24 | 13 | 0 | 0 | 0 | 0 | 0 | 0 | 0 | 0 | 0 | 0 | 0 | 0 | 0 | 0 | 0 | 0 | 0 | 0 | 0 | 0 | 0
8 | 24 | 14 | 0 | 0 | 0 | 0.0010719 | 0 | 0.001083 | 0 | 0 | 0 | 0.0033334 | 0 | 0.0030644 | 0 | 0 | 0 | 0.0055503 | 0 | 0.0048819 | 0.002155 | 0.0063978 | 0.010432
8 | 24 | 15 | 0 | 0 | 0 | 0.0031677 | 0 | 0.0032006 | 0 | 0 | 0 | 0.0098505 | 0 | 0.009056 | 0 | 0 | 0 | 0.016402 | 0 | 0.014427 | 0.0063684 | 0.018907 | 0.030829
8 | 24 | 16 | 0 | 0 | 0 | 0.0053144 | 0 | 0.0053696 | 0 | 0 | 0 | 0.016526 | 0 | 0.015193 | 0 | 0 | 0 | 0.027517 | 0 | 0.024204 | 0.010684 | 0.031719 | 0.051721
8 | 24 | 17 | 0 | 0 | 0 | 0.0051581 | 0 | 0.0052117 | 0 | 0 | 0 | 0.01604 | 0 | 0.014746 | 0 | 0 | 0 | 0.026708 | 0 | 0.023492 | 0.01037 | 0.030786 | 0.0502
8 | 24 | 18 | 0 | 0 | 0 | 0.0050799 | 0 | 0.0051327 | 0 | 0 | 0 | 0.015797 | 0 | 0.014523 | 0 | 0 | 0 | 0.026303 | 0 | 0.023136 | 0.010213 | 0.03032 | 0.049439
8 | 24 | 19 | 0 | 0 | 0 | 0.0049236 | 0 | 0.0049748 | 0 | 0 | 0 | 0.015311 | 0 | 0.014076 | 0 | 0 | 0 | 0.025494 | 0 | 0.022425 | 0.0098984 | 0.029387 | 0.047918
8 | 24 | 20 | 0 | 0 | 0 | 0.0049236 | 0 | 0.0049748 | 0 | 0 | 0 | 0.015311 | 0 | 0.014076 | 0 | 0 | 0 | 0.025494 | 0 | 0.022425 | 0.0098984 | 0.029387 | 0.047918
8 | 24 | 21 | 0 | 0 | 0 | 0.0050018 | 0 | 0.0050538 | 0 | 0 | 0 | 0.015554 | 0 | 0.014299 | 0 | 0 | 0 | 0.025898 | 0 | 0.02278 | 0.010056 | 0.029853 | 0.048679
8 | 24 | 22 | 0 | 0 | 0 | 0.0050018 | 0 | 0.0050538 | 0 | 0 | 0 | 0.015554 | 0 | 0.014299 | 0 | 0 | 0 | 0.025898 | 0 | 0.02278 | 0.010056 | 0.029853 | 0.048679
8 | 24 | 23 | 0 | 0 | 0 | 0.0050799 | 0 | 0.0051327 | 0 | 0 | 0 | 0.015797 | 0 | 0.014523 | 0 | 0 | 0 | 0.026303 | 0 | 0.023136 | 0.010213 | 0.03032 | 0.049439
8 | 25 | 0 | 0 | 0 | 0 | 0.0050799 | 0 | 0.0051327 | 0 | 0 | 0 | 0.015797 | 0 | 0.014523 | 0 | 0 | 0 | 0.026303 | 0 | 0.023136 | 0.010213 | 0.03032 | 0.049439
8 | 25 | 1 | 0 | 0 | 0 | 0.0050799 | 0 | 0.0051327 | 0 | 0 | 0 | 0.015797 | 0 | 0.014523 | 0 | 0 | 0 | 0.026303 | 0 | 0.023136 | 0.010213 | 0.03032 | 0.049439
8 | 25 | 2 | 0 | 0 | 0 | 0.0025189 | 0 | 0.002545 | 0 | 0 | 0 | 0.0078328 | 0 | 0.007201 | 0 | 0 | 0 | 0.013042 | 0 | 0.011472 | 0.0050638 | 0.015034 | 0.024514
8 | 25 | 3 | 0 | 0 | 0 | 0.00014036 | 0 | 0.00014181 | 0 | 0 | 0 | 0.00043647 | 0 | 0.00040125 | 0 | 0 | 0 | 0.00072677 | 0 | 0.00063923 | 0.00028217 | 0.00083772 | 0.001366
8 | 25 | 4 | 0 | 0 | 0 | 0 | 0 | 0 | 0 | 0 | 0 | 0 | 0 | 0 | 0 | 0 | 0 | 0 | 0 | 0 | 0 | 0 | 0
8 | 25 | 5 | 0 | 0 | 0 | 0 | 0 | 0 | 0 | 0 | 0 | 0 | 0 | 0 | 0 | 0 | 0 | 0 | 0 | 0 | 0 | 0 | 0
8 | 25 | 6 | 0 | 0 | 0 | 0 | 0 | 0 | 0 | 0 | 0 | 0 | 0 | 0 | 0 | 0 | 0 | 0 | 0 | 0 | 0 | 0 | 0
8 | 25 | 7 | 0 | 0 | 0 | 0 | 0 | 0 | 0 | 0 | 0 | 0 | 0 | 0 | 0 | 0 | 0 | 0 | 0 | 0 | 0 | 0 | 0
8 | 25 | 8 | 0 | 0 | 0 | 0 | 0 | 0 | 0 | 0 | 0 | 0 | 0 | 0 | 0 | 0 | 0 | 0 | 0 | 0 | 0 | 0 | 0
8 | 25 | 9 | 0 | 0 | 0 | 0 | 0 | 0 | 0 | 0 | 0 | 0 | 0 | 0 | 0 | 0 | 0 | 0 | 0 | 0 | 0 | 0 | 0
8 | 25 | 10 | 0 | 0 | 0 | 0 | 0 | 0 | 0 | 0 | 0 | 0 | 0 | 0 | 0 | 0 | 0 | 0 | 0 | 0 | 0 | 0 | 0
8 | 25 | 11 | 0 | 0 | 0 | 0 | 0 | 0 | 0 | 0 | 0 | 0 | 0 | 0 | 0 | 0 | 0 | 0 | 0 | 0 | 0 | 0 | 0
8 | 25 | 12 | 0 | 0 | 0 | 0 | 0 | 0 | 0 | 0 | 0 | 0 | 0 | 0 | 0 | 0 | 0 | 0 | 0 | 0 | 0 | 0 | 0
8 | 25 | 13 | 0 | 0 | 0 | 0 | 0 | 0 | 0 | 0 | 0 | 0 | 0 | 0 | 0 | 0 | 0 | 0 | 0 | 0 | 0 | 0 | 0
8 | 25 | 14 | 0 | 0 | 0 | 0 | 0 | 0 | 0 | 0 | 0 | 0 | 0 | 0 | 0 | 0 | 0 | 0 | 0 | 0 | 0 | 0 | 0
8 | 25 | 15 | 0 | 0 | 0 | 0 | 0 | 0 | 0 | 0 | 0 | 0 | 0 | 0 | 0 | 0 | 0 | 0 | 0 | 0 | 0 | 0 | 0
8 | 25 | 16 | 0 | 0 | 0 | 0.0010005 | 0 | 0.0010108 | 0 | 0 | 0 | 0.0031111 | 0 | 0.0028601 | 0 | 0 | 0 | 0.0051803 | 0 | 0.0045565 | 0.0020113 | 0.0059713 | 0.0097368
8 | 25 | 17 | 0 | 0 | 0 | 0.0012863 | 0 | 0.0012997 | 0 | 0 | 0 | 0.004 | 0 | 0.0036773 | 0 | 0 | 0 | 0.0066604 | 0 | 0.0058583 | 0.002586 | 0.0076773 | 0.012519
8 | 25 | 18 | 0 | 0 | 0 | 0.001528 | 0 | 0.0015439 | 0 | 0 | 0 | 0.0047517 | 0 | 0.0043684 | 0 | 0 | 0 | 0.007912 | 0 | 0.0069593 | 0.0030719 | 0.0091201 | 0.014871
8 | 25 | 19 | 0 | 0 | 0 | 0.0017463 | 0 | 0.0017644 | 0 | 0 | 0 | 0.0054305 | 0 | 0.0049924 | 0 | 0 | 0 | 0.0090423 | 0 | 0.0079534 | 0.0035108 | 0.010423 | 0.016996
8 | 25 | 20 | 0 | 0 | 0 | 0.0027411 | 0 | 0.0027695 | 0 | 0 | 0 | 0.0085239 | 0 | 0.0078363 | 0 | 0 | 0 | 0.014193 | 0 | 0.012484 | 0.0055107 | 0.01636 | 0.026677
8 | 25 | 21 | 0 | 0 | 0 | 0.0036957 | 0 | 0.0037341 | 0 | 0 | 0 | 0.011492 | 0 | 0.010565 | 0 | 0 | 0 | 0.019136 | 0 | 0.016832 | 0.0074297 | 0.022058 | 0.035967
8 | 25 | 22 | 0 | 0 | 0 | 0.0048455 | 0 | 0.0048958 | 0 | 0 | 0 | 0.015068 | 0 | 0.013853 | 0 | 0 | 0 | 0.025089 | 0 | 0.022069 | 0.0097413 | 0.02892 | 0.047158
8 | 25 | 23 | 0 | 0 | 0 | 0.0053144 | 0 | 0.0053696 | 0 | 0 | 0 | 0.016526 | 0 | 0.015193 | 0 | 0 | 0 | 0.027517 | 0 | 0.024204 | 0.010684 | 0.031719 | 0.051721
8 | 26 | 0 | 0 | 0 | 0 | 0.0058863 | 0 | 0.0059475 | 0 | 0 | 0 | 0.018304 | 0 | 0.016828 | 0 | 0 | 0 | 0.030478 | 0 | 0.026809 | 0.011834 | 0.035133 | 0.057287
8 | 26 | 1 | 0 | 0 | -0.11842 | 0.037655 | 0 | 0.10273 | 0 | 0 | -0.28283 | 0.11709 | 0 | 0.29068 | 0 | 0 | -0.40916 | 0.19497 | 0 | 0.46307 | 0.02197 | 0.12494 | 0.24889
8 | 26 | 2 | 0 | 0 | -0.3304 | 0.05515 | 0 | 0.09685 | 0 | 0 | -0.78914 | 0.1715 | 0 | 0.27403 | 0 | 0 | -1.1416 | 0.28556 | 0 | 0.43656 | -0.1784 | -0.34361 | -0.4195
8 | 26 | 3 | 0 | 0 | -0.16706 | 0.02535 | 0 | 0.044272 | 0 | 0 | -0.39901 | 0.078828 | 0 | 0.12527 | 0 | 0 | -0.57723 | 0.13126 | 0 | 0.19956 | -0.097438 | -0.19491 | -0.24641
8 | 26 | 4 | 0 | 0 | -0.0087719 | 0.00096684 | 0 | 0.001005 | 0 | 0 | -0.020951 | 0.0030065 | 0 | 0.0028437 | 0 | 0 | -0.030309 | 0.0050061 | 0 | 0.0045303 | -0.0068001 | -0.015101 | -0.020773
8 | 26 | 5 | 0 | 0 | 0 | 0 | 0 | 0 | 0 | 0 | 0 | 0 | 0 | 0 | 0 | 0 | 0 | 0 | 0 | 0 | 0 | 0 | 0
8 | 26 | 6 | 0 | 0 | 0 | 0 | 0 | 0 | 0 | 0 | 0 | 0 | 0 | 0 | 0 | 0 | 0 | 0 | 0 | 0 | 0 | 0 | 0
8 | 26 | 7 | 0 | 0 | 0 | 0 | 0 | 0 | 0 | 0 | 0 | 0 | 0 | 0 | 0 | 0 | 0 | 0 | 0 | 0 | 0 | 0 | 0
8 | 26 | 8 | 0 | 0 | 0 | 0 | 0 | 0 | 0 | 0 | 0 | 0 | 0 | 0 | 0 | 0 | 0 | 0 | 0 | 0 | 0 | 0 | 0
8 | 26 | 9 | 0 | 0 | 0 | 0 | 0 | 0 | 0 | 0 | 0 | 0 | 0 | 0 | 0 | 0 | 0 | 0 | 0 | 0 | 0 | 0 | 0
8 | 26 | 10 | 0 | 0 | 0 | 0 | 0 | 0 | 0 | 0 | 0 | 0 | 0 | 0 | 0 | 0 | 0 | 0 | 0 | 0 | 0 | 0 | 0
8 | 26 | 11 | 0 | 0 | 0 | 0 | 0 | 0 | 0 | 0 | 0 | 0 | 0 | 0 | 0 | 0 | 0 | 0 | 0 | 0 | 0 | 0 | 0
8 | 26 | 12 | 0 | 0 | 0 | 0 | 0 | 0 | 0 | 0 | 0 | 0 | 0 | 0 | 0 | 0 | 0 | 0 | 0 | 0 | 0 | 0 | 0
8 | 26 | 13 | 0 | 0 | 0 | 0 | 0 | 0 | 0 | 0 | 0 | 0 | 0 | 0 | 0 | 0 | 0 | 0 | 0 | 0 | 0 | 0 | 0
8 | 26 | 14 | 0 | 0 | 0 | 0 | 0 | 0 | 0 | 0 | 0 | 0 | 0 | 0 | 0 | 0 | 0 | 0 | 0 | 0 | 0 | 0 | 0
8 | 26 | 15 | 0 | 0 | -0.021811 | 0.0048991 | 0 | 0.0069241 | 0 | 0 | -0.052094 | 0.015234 | 0 | 0.019592 | 0 | 0 | -0.075362 | 0.025367 | 0 | 0.031211 | -0.0099879 | -0.017268 | -0.018784
8 | 26 | 16 | 0 | 0 | -0.23198 | 0.039386 | 0 | 0.068204 | 0 | 0 | -0.55406 | 0.12248 | 0 | 0.19298 | 0 | 0 | -0.80154 | 0.20393 | 0 | 0.30744 | -0.12439 | -0.23861 | -0.29017
8 | 26 | 17 | 0 | 0 | -0.26098 | 0.044901 | 0 | 0.078627 | 0 | 0 | -0.62333 | 0.13962 | 0 | 0.22247 | 0 | 0 | -0.90175 | 0.23249 | 0 | 0.35442 | -0.13745 | -0.26124 | -0.31484
8 | 26 | 18 | 0 | 0 | -0.28706 | 0.049904 | 0 | 0.088026 | 0 | 0 | -0.68562 | 0.15518 | 0 | 0.24907 | 0 | 0 | -0.99185 | 0.25839 | 0 | 0.39679 | -0.14913 | -0.28137 | -0.33667
8 | 26 | 19 | 0 | 0 | -0.082145 | 0.026053 | 0 | 0.068175 | 0 | 0 | -0.1962 | 0.081017 | 0 | 0.1929 | 0 | 0 | -0.28383 | 0.1349 | 0 | 0.30731 | 0.012084 | 0.077721 | 0.15838
8 | 26 | 20 | 0 | 0 | -0.085345 | 0.026842 | 0 | 0.070603 | 0 | 0 | -0.20384 | 0.08347 | 0 | 0.19977 | 0 | 0 | -0.29489 | 0.13898 | 0 | 0.31825 | 0.0121 | 0.079399 | 0.16235
8 | 26 | 21 | 0 | 0 | -0.088546 | 0.028097 | 0 | 0.074301 | 0 | 0 | -0.21148 | 0.087372 | 0 | 0.21023 | 0 | 0 | -0.30594 | 0.14548 | 0 | 0.33492 | 0.013853 | 0.086121 | 0.17446
8 | 26 | 22 | 0 | 0 | -0.090679 | 0.028632 | 0 | 0.075948 | 0 | 0 | -0.21658 | 0.089036 | 0 | 0.21489 | 0 | 0 | -0.31332 | 0.14825 | 0 | 0.34235 | 0.013901 | 0.087349 | 0.17728
8 | 26 | 23 | 0 | 0 | -0.090679 | 0.028632 | 0 | 0.075948 | 0 | 0 | -0.21658 | 0.089036 | 0 | 0.21489 | 0 | 0 | -0.31332 | 0.14825 | 0 | 0.34235 | 0.013901 | 0.087349 | 0.17728
8 | 27 | 0 | 0 | 0 | -0.089612 | 0.028365 | 0 | 0.075125 | 0 | 0 | -0.21403 | 0.088204 | 0 | 0.21256 | 0 | 0 | -0.30963 | 0.14687 | 0 | 0.33863 | 0.013877 | 0.086735 | 0.17587
8 | 27 | 1 | 0 | 0 | -0.088546 | 0.028097 | 0 | 0.074301 | 0 | 0 | -0.21148 | 0.087372 | 0 | 0.21023 | 0 | 0 | -0.30594 | 0.14548 | 0 | 0.33492 | 0.013853 | 0.086121 | 0.17446
8 | 27 | 2 | 0 | 0 | -0.055474 | 0.016592 | 0 | 0.044044 | 0 | 0 | -0.1325 | 0.051595 | 0 | 0.12462 | 0 | 0 | -0.19168 | 0.085909 | 0 | 0.19853 | 0.0051613 | 0.043719 | 0.092766
8 | 27 | 3 | 0 | 0 | -0.022403 | 0.0061947 | 0 | 0.016699 | 0 | 0 | -0.053508 | 0.019263 | 0 | 0.04725 | 0 | 0 | -0.077408 | 0.032075 | 0 | 0.075274 | 0.00049101 | 0.013006 | 0.029942
8 | 27 | 4 | 0 | 0 | 0 | 0 | 0 | 0 | 0 | 0 | 0 | 0 | 0 | 0 | 0 | 0 | 0 | 0 | 0 | 0 | 0 | 0 | 0
8 | 27 | 5 | 0 | 0 | 0 | 0 | 0 | 0 | 0 | 0 | 0 | 0 | 0 | 0 | 0 | 0 | 0 | 0 | 0 | 0 | 0 | 0 | 0
8 | 27 | 6 | 0 | 0 | 0 | 0 | 0 | 0 | 0 | 0 | 0 | 0 | 0 | 0 | 0 | 0 | 0 | 0 | 0 | 0 | 0 | 0 | 0
8 | 27 | 7 | 0 | 0 | 0 | 0 | 0 | 0 | 0 | 0 | 0 | 0 | 0 | 0 | 0 | 0 | 0 | 0 | 0 | 0 | 0 | 0 | 0
8 | 27 | 8 | 0 | 0 | 0 | 0 | 0 | 0 | 0 | 0 | 0 | 0 | 0 | 0 | 0 | 0 | 0 | 0 | 0 | 0 | 0 | 0 | 0
8 | 27 | 9 | 0 | 0 | 0 | 0 | 0 | 0 | 0 | 0 | 0 | 0 | 0 | 0 | 0 | 0 | 0 | 0 | 0 | 0 | 0 | 0 | 0
8 | 27 | 10 | 0 | 0 | 0 | 0 | 0 | 0 | 0 | 0 | 0 | 0 | 0 | 0 | 0 | 0 | 0 | 0 | 0 | 0 | 0 | 0 | 0
8 | 27 | 11 | 0 | 0 | 0 | 0 | 0 | 0 | 0 | 0 | 0 | 0 | 0 | 0 | 0 | 0 | 0 | 0 | 0 | 0 | 0 | 0 | 0
8 | 27 | 12 | 0 | 0 | 0 | 0 | 0 | 0 | 0 | 0 | 0 | 0 | 0 | 0 | 0 | 0 | 0 | 0 | 0 | 0 | 0 | 0 | 0
8 | 27 | 13 | 0 | 0 | 0 | 0.0003509 | 0 | 0.00035453 | 0 | 0 | 0 | 0.0010912 | 0 | 0.0010031 | 0 | 0 | 0 | 0.0018169 | 0 | 0.0015981 | 0.00070543 | 0.0020943 | 0.003415
8 | 27 | 14 | 0 | 0 | 0 | 0.0019646 | 0 | 0.001985 | 0 | 0 | 0 | 0.0061093 | 0 | 0.0056165 | 0 | 0 | 0 | 0.010173 | 0 | 0.0089476 | 0.0039496 | 0.011726 | 0.01912
8 | 27 | 15 | 0 | 0 | 0 | 0.0037711 | 0 | 0.0038103 | 0 | 0 | 0 | 0.011727 | 0 | 0.010781 | 0 | 0 | 0 | 0.019526 | 0 | 0.017175 | 0.0075814 | 0.022508 | 0.036701
8 | 27 | 16 | 0 | 0 | 0 | 0.0057272 | 0 | 0.0057868 | 0 | 0 | 0 | 0.01781 | 0 | 0.016373 | 0 | 0 | 0 | 0.029655 | 0 | 0.026085 | 0.011514 | 0.034183 | 0.055739
8 | 27 | 17 | 0 | 0 | 0 | 0.0059658 | 0 | 0.0060279 | 0 | 0 | 0 | 0.018552 | 0 | 0.017056 | 0 | 0 | 0 | 0.03089 | 0 | 0.027171 | 0.011994 | 0.035607 | 0.058062
8 | 27 | 18 | 0 | 0 | 0 | 0.0061249 | 0 | 0.0061886 | 0 | 0 | 0 | 0.019046 | 0 | 0.017511 | 0 | 0 | 0 | 0.031714 | 0 | 0.027896 | 0.012314 | 0.036557 | 0.05961
8 | 27 | 19 | 0 | 0 | 0 | 0.0063636 | 0 | 0.0064297 | 0 | 0 | 0 | 0.019788 | 0 | 0.018193 | 0 | 0 | 0 | 0.032949 | 0 | 0.028983 | 0.012793 | 0.037981 | 0.061932
8 | 27 | 20 | 0 | 0 | 0 | 0.0063636 | 0 | 0.0064297 | 0 | 0 | 0 | 0.019788 | 0 | 0.018193 | 0 | 0 | 0 | 0.032949 | 0 | 0.028983 | 0.012793 | 0.037981 | 0.061932
8 | 27 | 21 | 0 | 0 | 0 | 0.0063636 | 0 | 0.0064297 | 0 | 0 | 0 | 0.019788 | 0 | 0.018193 | 0 | 0 | 0 | 0.032949 | 0 | 0.028983 | 0.012793 | 0.037981 | 0.061932
8 | 27 | 22 | 0 | 0 | 0 | 0.0063636 | 0 | 0.0064297 | 0 | 0 | 0 | 0.019788 | 0 | 0.018193 | 0 | 0 | 0 | 0.032949 | 0 | 0.028983 | 0.012793 | 0.037981 | 0.061932
8 | 27 | 23 | 0 | 0 | 0 | 0.0063636 | 0 | 0.0064297 | 0 | 0 | 0 | 0.019788 | 0 | 0.018193 | 0 | 0 | 0 | 0.032949 | 0 | 0.028983 | 0.012793 | 0.037981 | 0.061932
8 | 28 | 0 | 0 | 0 | 0 | 0.0063636 | 0 | 0.0064297 | 0 | 0 | 0 | 0.019788 | 0 | 0.018193 | 0 | 0 | 0 | 0.032949 | 0 | 0.028983 | 0.012793 | 0.037981 | 0.061932
8 | 28 | 1 | 0 | 0 | 0 | 0.006284 | 0 | 0.0063494 | 0 | 0 | 0 | 0.019541 | 0 | 0.017965 | 0 | 0 | 0 | 0.032538 | 0 | 0.028621 | 0.012633 | 0.037506 | 0.061158
8 | 28 | 2 | 0 | 0 | 0 | 0.0036203 | 0 | 0.0036579 | 0 | 0 | 0 | 0.011258 | 0 | 0.01035 | 0 | 0 | 0 | 0.018745 | 0 | 0.016488 | 0.0072781 | 0.021608 | 0.035233
8 | 28 | 3 | 0 | 0 | 0 | 0.0012149 | 0 | 0.0012274 | 0 | 0 | 0 | 0.0037778 | 0 | 0.003473 | 0 | 0 | 0 | 0.0062904 | 0 | 0.0055329 | 0.0024423 | 0.0072508 | 0.011823
8 | 28 | 4 | 0 | 0 | 0 | 0 | 0 | 0 | 0 | 0 | 0 | 0 | 0 | 0 | 0 | 0 | 0 | 0 | 0 | 0 | 0 | 0 | 0
8 | 28 | 5 | 0 | 0 | 0 | 0 | 0 | 0 | 0 | 0 | 0 | 0 | 0 | 0 | 0 | 0 | 0 | 0 | 0 | 0 | 0 | 0 | 0
8 | 28 | 6 | 0 | 0 | 0 | 0 | 0 | 0 | 0 | 0 | 0 | 0 | 0 | 0 | 0 | 0 | 0 | 0 | 0 | 0 | 0 | 0 | 0
8 | 28 | 7 | 0 | 0 | 0 | 0 | 0 | 0 | 0 | 0 | 0 | 0 | 0 | 0 | 0 | 0 | 0 | 0 | 0 | 0 | 0 | 0 | 0
8 | 28 | 8 | 0 | 0 | 0 | 0 | 0 | 0 | 0 | 0 | 0 | 0 | 0 | 0 | 0 | 0 | 0 | 0 | 0 | 0 | 0 | 0 | 0
8 | 28 | 9 | 0 | 0 | 0 | 0 | 0 | 0 | 0 | 0 | 0 | 0 | 0 | 0 | 0 | 0 | 0 | 0 | 0 | 0 | 0 | 0 | 0
8 | 28 | 10 | 0 | 0 | 0 | 0 | 0 | 0 | 0 | 0 | 0 | 0 | 0 | 0 | 0 | 0 | 0 | 0 | 0 | 0 | 0 | 0 | 0
8 | 28 | 11 | 0 | 0 | 0 | 0 | 0 | 0 | 0 | 0 | 0 | 0 | 0 | 0 | 0 | 0 | 0 | 0 | 0 | 0 | 0 | 0 | 0
8 | 28 | 12 | 0 | 0 | 0 | 0 | 0 | 0 | 0 | 0 | 0 | 0 | 0 | 0 | 0 | 0 | 0 | 0 | 0 | 0 | 0 | 0 | 0
8 | 28 | 13 | 0 | 0 | 0 | 0 | 0 | 0 | 0 | 0 | 0 | 0 | 0 | 0 | 0 | 0 | 0 | 0 | 0 | 0 | 0 | 0 | 0
8 | 28 | 14 | 0 | 0 | 0 | 0 | 0 | 0 | 0 | 0 | 0 | 0 | 0 | 0 | 0 | 0 | 0 | 0 | 0 | 0 | 0 | 0 | 0
8 | 28 | 15 | 0 | 0 | 0 | 0 | 0 | 0 | 0 | 0 | 0 | 0 | 0 | 0 | 0 | 0 | 0 | 0 | 0 | 0 | 0 | 0 | 0
8 | 28 | 16 | 0 | 0 | 0 | 0 | 0 | 0 | 0 | 0 | 0 | 0 | 0 | 0 | 0 | 0 | 0 | 0 | 0 | 0 | 0 | 0 | 0
8 | 28 | 17 | 0 | 0 | 0 | 0 | 0 | 0 | 0 | 0 | 0 | 0 | 0 | 0 | 0 | 0 | 0 | 0 | 0 | 0 | 0 | 0 | 0
8 | 28 | 18 | 0 | 0 | 0 | 0 | 0 | 0 | 0 | 0 | 0 | 0 | 0 | 0 | 0 | 0 | 0 | 0 | 0 | 0 | 0 | 0 | 0
8 | 28 | 19 | 0 | 0 | 0 | 0 | 0 | 0 | 0 | 0 | 0 | 0 | 0 | 0 | 0 | 0 | 0 | 0 | 0 | 0 | 0 | 0 | 0
8 | 28 | 20 | 0 | 0 | 0 | 0 | 0 | 0 | 0 | 0 | 0 | 0 | 0 | 0 | 0 | 0 | 0 | 0 | 0 | 0 | 0 | 0 | 0
8 | 28 | 21 | 0 | 0 | 0 | 0 | 0 | 0 | 0 | 0 | 0 | 0 | 0 | 0 | 0 | 0 | 0 | 0 | 0 | 0 | 0 | 0 | 0
8 | 28 | 22 | 0 | 0 | 0 | 0 | 0 | 0 | 0 | 0 | 0 | 0 | 0 | 0 | 0 | 0 | 0 | 0 | 0 | 0 | 0 | 0 | 0
8 | 28 | 23 | 0 | 0 | 0 | 0 | 0 | 0 | 0 | 0 | 0 | 0 | 0 | 0 | 0 | 0 | 0 | 0 | 0 | 0 | 0 | 0 | 0
8 | 29 | 0 | 0 | 0 | 0 | 0 | 0 | 0 | 0 | 0 | 0 | 0 | 0 | 0 | 0 | 0 | 0 | 0 | 0 | 0 | 0 | 0 | 0
8 | 29 | 1 | 0 | 0 | 0 | 0 | 0 | 0 | 0 | 0 | 0 | 0 | 0 | 0 | 0 | 0 | 0 | 0 | 0 | 0 | 0 | 0 | 0
8 | 29 | 2 | 0 | 0 | 0 | 0 | 0 | 0 | 0 | 0 | 0 | 0 | 0 | 0 | 0 | 0 | 0 | 0 | 0 | 0 | 0 | 0 | 0
8 | 29 | 3 | 0 | 0 | 0 | 0 | 0 | 0 | 0 | 0 | 0 | 0 | 0 | 0 | 0 | 0 | 0 | 0 | 0 | 0 | 0 | 0 | 0
8 | 29 | 4 | 0 | 0 | 0 | 0 | 0 | 0 | 0 | 0 | 0 | 0 | 0 | 0 | 0 | 0 | 0 | 0 | 0 | 0 | 0 | 0 | 0
8 | 29 | 5 | 0 | 0 | 0 | 0 | 0 | 0 | 0 | 0 | 0 | 0 | 0 | 0 | 0 | 0 | 0 | 0 | 0 | 0 | 0 | 0 | 0
8 | 29 | 6 | 0 | 0 | 0 | 0 | 0 | 0 | 0 | 0 | 0 | 0 | 0 | 0 | 0 | 0 | 0 | 0 | 0 | 0 | 0 | 0 | 0
8 | 29 | 7 | 0 | 0 | 0 | 0 | 0 | 0 | 0 | 0 | 0 | 0 | 0 | 0 | 0 | 0 | 0 | 0 | 0 | 0 | 0 | 0 | 0
8 | 29 | 8 | 0 | 0 | 0 | 0 | 0 | 0 | 0 | 0 | 0 | 0 | 0 | 0 | 0 | 0 | 0 | 0 | 0 | 0 | 0 | 0 | 0
8 | 29 | 9 | 0 | 0 | 0 | 0 | 0 | 0 | 0 | 0 | 0 | 0 | 0 | 0 | 0 | 0 | 0 | 0 | 0 | 0 | 0 | 0 | 0
8 | 29 | 10 | 0 | 0 | 0 | 0 | 0 | 0 | 0 | 0 | 0 | 0 | 0 | 0 | 0 | 0 | 0 | 0 | 0 | 0 | 0 | 0 | 0
8 | 29 | 11 | 0 | 0 | 0 | 0 | 0 | 0 | 0 | 0 | 0 | 0 | 0 | 0 | 0 | 0 | 0 | 0 | 0 | 0 | 0 | 0 | 0
8 | 29 | 12 | 0 | 0 | 0 | 0.00049126 | 0 | 0.00049634 | 0 | 0 | 0 | 0.0015276 | 0 | 0.0014044 | 0 | 0 | 0 | 0.0025437 | 0 | 0.0022373 | 0.0009876 | 0.002932 | 0.004781
8 | 29 | 13 | 0 | 0 | 0 | 0.00092902 | 0 | 0.00093864 | 0 | 0 | 0 | 0.0028889 | 0 | 0.0026558 | 0 | 0 | 0 | 0.0048103 | 0 | 0.004231 | 0.0018677 | 0.0055448 | 0.0090413
8 | 29 | 14 | 0 | 0 | 0 | 0.002667 | 0 | 0.0026947 | 0 | 0 | 0 | 0.0082935 | 0 | 0.0076245 | 0 | 0 | 0 | 0.013809 | 0 | 0.012147 | 0.0053617 | 0.015918 | 0.025956
8 | 29 | 15 | 0 | 0 | 0 | 0.0045299 | 0 | 0.004577 | 0 | 0 | 0 | 0.014086 | 0 | 0.01295 | 0 | 0 | 0 | 0.023455 | 0 | 0.020631 | 0.0091069 | 0.027037 | 0.044087
8 | 29 | 16 | 0 | 0 | 0 | 0.0065572 | 0 | 0.0066255 | 0 | 0 | 0 | 0.020391 | 0 | 0.018747 | 0 | 0 | 0 | 0.033952 | 0 | 0.029865 | 0.013183 | 0.039137 | 0.063817
8 | 29 | 17 | 0 | 0 | 0 | 0.007579 | 0 | 0.0076579 | 0 | 0 | 0 | 0.023568 | 0 | 0.021668 | 0 | 0 | 0 | 0.039243 | 0 | 0.034519 | 0.015237 | 0.045235 | 0.073761
8 | 29 | 18 | 0 | 0 | 0 | 0.0085499 | 0 | 0.008639 | 0 | 0 | 0 | 0.026587 | 0 | 0.024444 | 0 | 0 | 0 | 0.04427 | 0 | 0.038941 | 0.017189 | 0.051031 | 0.083212
8 | 29 | 19 | 0 | 0 | 0 | 0.0095516 | 0 | 0.0096511 | 0 | 0 | 0 | 0.029702 | 0 | 0.027308 | 0 | 0 | 0 | 0.049457 | 0 | 0.043504 | 0.019203 | 0.05701 | 0.092961
8 | 29 | 20 | 0 | 0 | 0 | 0.0078261 | 0 | 0.0079076 | 0 | 0 | 0 | 0.024336 | 0 | 0.022374 | 0 | 0 | 0 | 0.040522 | 0 | 0.035644 | 0.015734 | 0.046711 | 0.076167
8 | 29 | 21 | 0 | 0 | 0 | 0.0062045 | 0 | 0.006269 | 0 | 0 | 0 | 0.019294 | 0 | 0.017738 | 0 | 0 | 0 | 0.032126 | 0 | 0.028258 | 0.012473 | 0.037032 | 0.060384
8 | 29 | 22 | 0 | 0 | 0 | 0.0048455 | 0 | 0.0048958 | 0 | 0 | 0 | 0.015068 | 0 | 0.013853 | 0 | 0 | 0 | 0.025089 | 0 | 0.022069 | 0.0097413 | 0.02892 | 0.047158
8 | 29 | 23 | 0 | 0 | 0 | 0.0036203 | 0 | 0.0036579 | 0 | 0 | 0 | 0.011258 | 0 | 0.01035 | 0 | 0 | 0 | 0.018745 | 0 | 0.016488 | 0.0072781 | 0.021608 | 0.035233
8 | 30 | 0 | 0 | 0 | 0 | 0.0025929 | 0 | 0.0026198 | 0 | 0 | 0 | 0.0080631 | 0 | 0.0074128 | 0 | 0 | 0 | 0.013426 | 0 | 0.011809 | 0.0052128 | 0.015476 | 0.025235
8 | 30 | 1 | 0 | 0 | 0 | 0.0016008 | 0 | 0.0016174 | 0 | 0 | 0 | 0.004978 | 0 | 0.0045764 | 0 | 0 | 0 | 0.0082887 | 0 | 0.0072906 | 0.0032182 | 0.0095544 | 0.015579
8 | 30 | 2 | 0 | 0 | 0 | 0.0007018 | 0 | 0.00070906 | 0 | 0 | 0 | 0.0021823 | 0 | 0.0020063 | 0 | 0 | 0 | 0.0036338 | 0 | 0.0031962 | 0.0014109 | 0.0041886 | 0.00683
8 | 30 | 3 | 0 | 0 | 0 | 0 | 0 | 0 | 0 | 0 | 0 | 0 | 0 | 0 | 0 | 0 | 0 | 0 | 0 | 0 | 0 | 0 | 0
8 | 30 | 4 | 0 | 0 | 0 | 0 | 0 | 0 | 0 | 0 | 0 | 0 | 0 | 0 | 0 | 0 | 0 | 0 | 0 | 0 | 0 | 0 | 0
8 | 30 | 5 | 0 | 0 | 0 | 0 | 0 | 0 | 0 | 0 | 0 | 0 | 0 | 0 | 0 | 0 | 0 | 0 | 0 | 0 | 0 | 0 | 0
8 | 30 | 6 | 0 | 0 | 0 | 0 | 0 | 0 | 0 | 0 | 0 | 0 | 0 | 0 | 0 | 0 | 0 | 0 | 0 | 0 | 0 | 0 | 0
8 | 30 | 7 | 0 | 0 | 0 | 0 | 0 | 0 | 0 | 0 | 0 | 0 | 0 | 0 | 0 | 0 | 0 | 0 | 0 | 0 | 0 | 0 | 0
8 | 30 | 8 | 0 | 0 | 0 | 0 | 0 | 0 | 0 | 0 | 0 | 0 | 0 | 0 | 0 | 0 | 0 | 0 | 0 | 0 | 0 | 0 | 0
8 | 30 | 9 | 0 | 0 | 0 | 0 | 0 | 0 | 0 | 0 | 0 | 0 | 0 | 0 | 0 | 0 | 0 | 0 | 0 | 0 | 0 | 0 | 0
8 | 30 | 10 | 0 | 0 | 0 | 0.00021054 | 0 | 0.00021272 | 0 | 0 | 0 | 0.00065471 | 0 | 0.00060188 | 0 | 0 | 0 | 0.0010901 | 0 | 0.00095885 | 0.00042326 | 0.0012566 | 0.002049
8 | 30 | 11 | 0 | 0 | 0 | 0.0012863 | 0 | 0.0012997 | 0 | 0 | 0 | 0.004 | 0 | 0.0036773 | 0 | 0 | 0 | 0.0066604 | 0 | 0.0058583 | 0.002586 | 0.0076773 | 0.012519
8 | 30 | 12 | 0 | 0 | 0 | 0.0024448 | 0 | 0.0024701 | 0 | 0 | 0 | 0.0076024 | 0 | 0.0069892 | 0 | 0 | 0 | 0.012659 | 0 | 0.011134 | 0.0049149 | 0.014592 | 0.023793
8 | 30 | 13 | 0 | 0 | 0 | 0.0036203 | 0 | 0.0036579 | 0 | 0 | 0 | 0.011258 | 0 | 0.01035 | 0 | 0 | 0 | 0.018745 | 0 | 0.016488 | 0.0072781 | 0.021608 | 0.035233
8 | 30 | 14 | 0 | 0 | 0 | 0.0054707 | 0 | 0.0055276 | 0 | 0 | 0 | 0.017012 | 0 | 0.01564 | 0 | 0 | 0 | 0.028326 | 0 | 0.024916 | 0.010998 | 0.032652 | 0.053242
8 | 30 | 15 | 0 | 0 | 0 | 0.007579 | 0 | 0.0076579 | 0 | 0 | 0 | 0.023568 | 0 | 0.021668 | 0 | 0 | 0 | 0.039243 | 0 | 0.034519 | 0.015237 | 0.045235 | 0.073761
8 | 30 | 16 | 0 | 0 | 0 | 0.0098075 | 0 | 0.0099097 | 0 | 0 | 0 | 0.030498 | 0 | 0.028039 | 0 | 0 | 0 | 0.050782 | 0 | 0.044669 | 0.019717 | 0.058537 | 0.095451
8 | 30 | 17 | 0 | 0 | 0 | 0.010585 | 0 | 0.010695 | 0 | 0 | 0 | 0.032914 | 0 | 0.03026 | 0 | 0 | 0 | 0.054805 | 0 | 0.048208 | 0.021279 | 0.063175 | 0.10301
8 | 30 | 18 | 0 | 0 | 0 | 0.011279 | 0 | 0.011396 | 0 | 0 | 0 | 0.035072 | 0 | 0.032245 | 0 | 0 | 0 | 0.058399 | 0 | 0.051369 | 0.022675 | 0.067317 | 0.10977
8 | 30 | 19 | 0 | 0 | 0 | 0.012178 | 0 | 0.012305 | 0 | 0 | 0 | 0.037871 | 0 | 0.034817 | 0 | 0 | 0 | 0.063058 | 0 | 0.055468 | 0.024484 | 0.072688 | 0.11853
8 | 30 | 20 | 0 | 0 | 0 | 0.013104 | 0 | 0.013241 | 0 | 0 | 0 | 0.04075 | 0 | 0.037465 | 0 | 0 | 0 | 0.067852 | 0 | 0.059685 | 0.026345 | 0.078215 | 0.12754
8 | 30 | 21 | 0 | 0 | 0 | 0.013965 | 0 | 0.014111 | 0 | 0 | 0 | 0.043428 | 0 | 0.039927 | 0 | 0 | 0 | 0.072311 | 0 | 0.063607 | 0.028076 | 0.083354 | 0.13592
8 | 30 | 22 | 0 | 0 | 0 | 0.014943 | 0 | 0.015099 | 0 | 0 | 0 | 0.046467 | 0 | 0.042721 | 0 | 0 | 0 | 0.077372 | 0 | 0.068059 | 0.030042 | 0.089188 | 0.14543
8 | 30 | 23 | 0 | 0 | 0 | 0.015314 | 0 | 0.015474 | 0 | 0 | 0 | 0.047622 | 0 | 0.043782 | 0 | 0 | 0 | 0.079295 | 0 | 0.06975 | 0.030788 | 0.091404 | 0.14904
8 | 31 | 0 | 0 | 0 | 0 | 0.015685 | 0 | 0.015849 | 0 | 0 | 0 | 0.048776 | 0 | 0.044844 | 0 | 0 | 0 | 0.081217 | 0 | 0.071441 | 0.031534 | 0.09362 | 0.15266
8 | 31 | 1 | 0 | 0 | 0 | 0.016325 | 0 | 0.016495 | 0 | 0 | 0 | 0.050764 | 0 | 0.046672 | 0 | 0 | 0 | 0.084527 | 0 | 0.074352 | 0.03282 | 0.097436 | 0.15888
8 | 31 | 2 | 0 | 0 | 0 | 0.013194 | 0 | 0.013332 | 0 | 0 | 0 | 0.041029 | 0 | 0.037721 | 0 | 0 | 0 | 0.068317 | 0 | 0.060094 | 0.026526 | 0.078751 | 0.12841
8 | 31 | 3 | 0 | 0 | 0 | 0.010498 | 0 | 0.010607 | 0 | 0 | 0 | 0.032644 | 0 | 0.030012 | 0 | 0 | 0 | 0.054356 | 0 | 0.047813 | 0.021105 | 0.062657 | 0.10217
8 | 31 | 4 | 0 | 0 | 0 | 0.0078261 | 0 | 0.0079076 | 0 | 0 | 0 | 0.024336 | 0 | 0.022374 | 0 | 0 | 0 | 0.040522 | 0 | 0.035644 | 0.015734 | 0.046711 | 0.076167
8 | 31 | 5 | 0 | 0 | 0 | 0.0063636 | 0 | 0.0064297 | 0 | 0 | 0 | 0.019788 | 0 | 0.018193 | 0 | 0 | 0 | 0.032949 | 0 | 0.028983 | 0.012793 | 0.037981 | 0.061932
8 | 31 | 6 | 0 | 0 | 0 | 0.0050799 | 0 | 0.0051327 | 0 | 0 | 0 | 0.015797 | 0 | 0.014523 | 0 | 0 | 0 | 0.026303 | 0 | 0.023136 | 0.010213 | 0.03032 | 0.049439
8 | 31 | 7 | 0 | 0 | 0 | 0.0039157 | 0 | 0.0039564 | 0 | 0 | 0 | 0.012176 | 0 | 0.011194 | 0 | 0 | 0 | 0.020275 | 0 | 0.017834 | 0.0078721 | 0.023371 | 0.038109
8 | 31 | 8 | 0 | 0 | 0 | 0.0036957 | 0 | 0.0037341 | 0 | 0 | 0 | 0.011492 | 0 | 0.010565 | 0 | 0 | 0 | 0.019136 | 0 | 0.016832 | 0.0074297 | 0.022058 | 0.035967
8 | 31 | 9 | 0 | 0 | -0.0062272 | 0.004926 | 0 | 0.0044898 | 0 | 0 | -0.014873 | 0.015318 | 0 | 0.012704 | 0 | 0 | -0.021516 | 0.025506 | 0 | 0.020238 | 0.0031886 | 0.013149 | 0.024228
8 | 31 | 10 | 0 | 0 | 0 | 0.003394 | 0 | 0.0034292 | 0 | 0 | 0 | 0.010554 | 0 | 0.0097029 | 0 | 0 | 0 | 0.017574 | 0 | 0.015458 | 0.0068232 | 0.020257 | 0.033031
8 | 31 | 11 | 0 | 0 | -0.010379 | 0.0063712 | 0 | 0.0056252 | 0 | 0 | -0.024789 | 0.019812 | 0 | 0.015916 | 0 | 0 | -0.035861 | 0.032989 | 0 | 0.025356 | 0.0016177 | 0.01094 | 0.022485
8 | 31 | 12 | 0 | 0 | -0.024909 | 0.010393 | 0 | 0.0085161 | 0 | 0 | -0.059493 | 0.03232 | 0 | 0.024096 | 0 | 0 | -0.086066 | 0.053815 | 0 | 0.038387 | -0.0059996 | -0.0030774 | 0.0061362
8 | 31 | 13 | 0 | 0 | -0.037364 | 0.013832 | 0 | 0.010997 | 0 | 0 | -0.08924 | 0.043011 | 0 | 0.031117 | 0 | 0 | -0.1291 | 0.071618 | 0 | 0.049572 | -0.012534 | -0.015111 | -0.0079094
8 | 31 | 14 | 0 | 0 | -0.085106 | 0.029077 | 0 | 0.02559 | 0 | 0 | -0.20327 | 0.090421 | 0 | 0.072406 | 0 | 0 | -0.29406 | 0.15056 | 0 | 0.11535 | -0.030438 | -0.040442 | -0.028152
8 | 31 | 15 | 0 | 0 | -0.13077 | 0.04482 | 0 | 0.041204 | 0 | 0 | -0.31234 | 0.13938 | 0 | 0.11659 | 0 | 0 | -0.45185 | 0.23207 | 0 | 0.18573 | -0.044748 | -0.056377 | -0.034042
8 | 31 | 16 | 0 | 0 | -0.78905 | 0.26185 | 0 | 0.30584 | 0 | 0 | -1.8846 | 0.81425 | 0 | 0.86536 | 0 | 0 | -2.7264 | 1.3558 | 0 | 1.3786 | -0.22137 | -0.20498 | 0.0080376
8 | 31 | 17 | 0 | 0 | -1.6221 | 0.49366 | 0 | 0.5208 | 0 | 0 | -3.8742 | 1.5351 | 0 | 1.4736 | 0 | 0 | -5.6047 | 2.5561 | 0 | 2.3476 | -0.60763 | -0.86554 | -0.70104
8 | 31 | 18 | 0 | 0 | -1.709 | 0.52121 | 0 | 0.5506 | 0 | 0 | -4.0818 | 1.6208 | 0 | 1.5579 | 0 | 0 | -5.9049 | 2.6988 | 0 | 2.4819 | -0.63717 | -0.90308 | -0.72428
8 | 31 | 19 | 0 | 0 | -1.795 | 0.55131 | 0 | 0.58184 | 0 | 0 | -4.2872 | 1.7144 | 0 | 1.6463 | 0 | 0 | -6.2021 | 2.8546 | 0 | 2.6227 | -0.66185 | -0.92653 | -0.72482
8 | 31 | 20 | 0 | 0 | -1.8736 | 0.58201 | 0 | 0.616 | 0 | 0 | -4.4749 | 1.8098 | 0 | 1.7429 | 0 | 0 | -6.4736 | 3.0135 | 0 | 2.7767 | -0.67557 | -0.92209 | -0.68339
8 | 31 | 21 | 0 | 0 | -1.9486 | 0.61054 | 0 | 0.64409 | 0 | 0 | -4.6541 | 1.8986 | 0 | 1.8224 | 0 | 0 | -6.7329 | 3.1613 | 0 | 2.9033 | -0.69397 | -0.93308 | -0.66826
8 | 31 | 22 | 0 | 0 | -2.0272 | 0.64337 | 0 | 0.6786 | 0 | 0 | -4.8418 | 2.0006 | 0 | 1.9201 | 0 | 0 | -7.0044 | 3.3312 | 0 | 3.0589 | -0.70522 | -0.92105 | -0.61426
8 | 31 | 23 | 0 | 0 | -2.0657 | 0.65824 | 0 | 0.68997 | 0 | 0 | -4.9337 | 2.0469 | 0 | 1.9522 | 0 | 0 | -7.1374 | 3.4082 | 0 | 3.1101 | -0.71746 | -0.93456 | -0.61899
9 | 1 | 0 | 0 | 0 | -2.0987 | 0.67175 | 0 | 0.69859 | 0 | 0 | -5.0125 | 2.0889 | 0 | 1.9766 | 0 | 0 | -7.2514 | 3.4782 | 0 | 3.149 | -0.72834 | -0.94697 | -0.6242
9 | 1 | 1 | 0 | 0 | -2.3189 | 0.7249 | 0 | 0.71553 | 0 | 0 | -5.5385 | 2.2542 | 0 | 2.0246 | 0 | 0 | -8.0124 | 3.7534 | 0 | 3.2253 | -0.87848 | -1.2598 | -1.0336
9 | 1 | 2 | 0 | 0 | -1.8402 | 0.54601 | 0 | 0.53793 | 0 | 0 | -4.3952 | 1.6979 | 0 | 1.5221 | 0 | 0 | -6.3584 | 2.8272 | 0 | 2.4248 | -0.75627 | -1.1752 | -1.1064
9 | 1 | 3 | 0 | 0 | -1.3559 | 0.38128 | 0 | 0.3743 | 0 | 0 | -3.2385 | 1.1857 | 0 | 1.0591 | 0 | 0 | -4.685 | 1.9742 | 0 | 1.6872 | -0.60032 | -0.99375 | -1.0235
9 | 1 | 4 | 0 | 0 | -1.0636 | 0.27764 | 0 | 0.27923 | 0 | 0 | -2.5404 | 0.86336 | 0 | 0.79008 | 0 | 0 | -3.6751 | 1.4376 | 0 | 1.2587 | -0.50678 | -0.887 | -0.9789
9 | 1 | 5 | 0 | 0 | -0.68215 | 0.17343 | 0 | 0.17533 | 0 | 0 | -1.6293 | 0.5393 | 0 | 0.4961 | 0 | 0 | -2.357 | 0.89798 | 0 | 0.79033 | -0.33339 | -0.59387 | -0.66867
9 | 1 | 6 | 0 | 0 | -0.30338 | 0.077516 | 0 | 0.078418 | 0 | 0 | -0.72459 | 0.24105 | 0 | 0.22188 | 0 | 0 | -1.0482 | 0.40137 | 0 | 0.35348 | -0.14744 | -0.26167 | -0.2934
9 | 1 | 7 | 0 | 0 | -0.05626 | 0.016615 | 0 | 0.016501 | 0 | 0 | -0.13437 | 0.051668 | 0 | 0.046689 | 0 | 0 | -0.19439 | 0.086032 | 0 | 0.07438 | -0.023143 | -0.036014 | -0.033977
9 | 1 | 8 | 0 | 0 | -0.066934 | 0.020258 | 0 | 0.019936 | 0 | 0 | -0.15987 | 0.062997 | 0 | 0.056407 | 0 | 0 | -0.23127 | 0.1049 | 0 | 0.089862 | -0.02674 | -0.040462 | -0.036514
9 | 1 | 9 | 0 | 0 | -0.087946 | 0.02605 | 0 | 0.026978 | 0 | 0 | -0.21005 | 0.081005 | 0 | 0.076332 | 0 | 0 | -0.30387 | 0.13488 | 0 | 0.1216 | -0.034919 | -0.052715 | -0.047389
9 | 1 | 10 | 0 | 0 | -0.10541 | 0.031356 | 0 | 0.033484 | 0 | 0 | -0.25177 | 0.097508 | 0 | 0.094741 | 0 | 0 | -0.36423 | 0.16236 | 0 | 0.15093 | -0.040574 | -0.059525 | -0.050939
9 | 1 | 11 | 0 | 0 | -0.16283 | 0.047164 | 0 | 0.052444 | 0 | 0 | -0.38891 | 0.14666 | 0 | 0.14839 | 0 | 0 | -0.56262 | 0.24421 | 0 | 0.2364 | -0.063224 | -0.093858 | -0.082015
9 | 1 | 12 | 0 | 0 | -0.23612 | 0.066898 | 0 | 0.075802 | 0 | 0 | -0.56394 | 0.20803 | 0 | 0.21448 | 0 | 0 | -0.81583 | 0.34639 | 0 | 0.34169 | -0.093416 | -0.14144 | -0.12776
9 | 1 | 13 | 0 | 0 | -0.32703 | 0.091181 | 0 | 0.10172 | 0 | 0 | -0.78109 | 0.28354 | 0 | 0.28782 | 0 | 0 | -1.13 | 0.47212 | 0 | 0.45853 | -0.13413 | -0.20973 | -0.19933
9 | 1 | 14 | 0 | 0 | -0.70536 | 0.19504 | 0 | 0.20531 | 0 | 0 | -1.6847 | 0.60649 | 0 | 0.58093 | 0 | 0 | -2.4372 | 1.0099 | 0 | 0.92548 | -0.30501 | -0.49728 | -0.50184
9 | 1 | 15 | 0 | 0 | -1.2142 | 0.33501 | 0 | 0.35253 | 0 | 0 | -2.9001 | 1.0418 | 0 | 0.99747 | 0 | 0 | -4.1955 | 1.7346 | 0 | 1.5891 | -0.5267 | -0.86087 | -0.87176
9 | 1 | 16 | 0 | 0 | -1.7642 | 0.49694 | 0 | 0.52637 | 0 | 0 | -4.2136 | 1.5453 | 0 | 1.4894 | 0 | 0 | -6.0956 | 2.5731 | 0 | 2.3727 | -0.74086 | -1.1789 | -1.1499
9 | 1 | 17 | 0 | 0 | -1.9023 | 0.53727 | 0 | 0.57053 | 0 | 0 | -4.5434 | 1.6707 | 0 | 1.6143 | 0 | 0 | -6.5728 | 2.7819 | 0 | 2.5717 | -0.79448 | -1.2584 | -1.2192
9 | 1 | 18 | 0 | 0 | -6.3631 | 1.6692 | 0 | 1.573 | 0 | 0 | -15.1977 | 5.1907 | 0 | 4.4509 | 0 | 0 | -21.9859 | 8.6431 | 0 | 7.0907 | -3.1208 | -5.5561 | -6.2521
9 | 1 | 19 | 0 | 0 | -6.9553 | 1.8449 | 0 | 1.7366 | 0 | 0 | -16.6121 | 5.7369 | 0 | 4.9137 | 0 | 0 | -24.0321 | 9.5524 | 0 | 7.828 | -3.3738 | -5.9616 | -6.6517
9 | 1 | 20 | 0 | 0 | -7.5051 | 2.0184 | 0 | 1.9738 | 0 | 0 | -17.9252 | 6.2764 | 0 | 5.5848 | 0 | 0 | -25.9317 | 10.4508 | 0 | 8.8971 | -3.5129 | -6.064 | -6.5838
9 | 1 | 21 | 0 | 0 | -7.792 | 2.1228 | 0 | 2.0838 | 0 | 0 | -18.6106 | 6.601 | 0 | 5.8961 | 0 | 0 | -26.9232 | 10.9913 | 0 | 9.3931 | -3.5854 | -6.1134 | -6.5388
9 | 1 | 22 | 0 | 0 | -8.0823 | 2.2098 | 0 | 2.1802 | 0 | 0 | -19.3039 | 6.8717 | 0 | 6.1688 | 0 | 0 | -27.9261 | 11.442 | 0 | 9.8276 | -3.6923 | -6.2633 | -6.6565
9 | 1 | 23 | 0 | 0 | -8.2897 | 2.2695 | 0 | 2.2471 | 0 | 0 | -19.7993 | 7.0574 | 0 | 6.3581 | 0 | 0 | -28.6428 | 11.7512 | 0 | 10.1292 | -3.7731 | -6.3837 | -6.7625
9 | 2 | 0 | 0 | 0 | -8.5282 | 2.3709 | 0 | 2.3518 | 0 | 0 | -20.3689 | 7.3726 | 0 | 6.6543 | 0 | 0 | -29.4668 | 12.2761 | 0 | 10.6009 | -3.8055 | -6.342 | -6.5899
9 | 2 | 1 | 0 | 0 | -8.7332 | 2.4308 | 0 | 2.4176 | 0 | 0 | -20.8586 | 7.5589 | 0 | 6.8404 | 0 | 0 | -30.1753 | 12.5863 | 0 | 10.8974 | -3.8849 | -6.4593 | -6.6916
9 | 2 | 2 | 0 | 0 | -6.4253 | 1.681 | 0 | 1.6766 | 0 | 0 | -15.3463 | 5.2273 | 0 | 4.7439 | 0 | 0 | -22.2008 | 8.7038 | 0 | 7.5574 | -3.0677 | -5.3751 | -5.9395
9 | 2 | 3 | 0 | 0 | -4.1734 | 1.0368 | 0 | 1.0376 | 0 | 0 | -9.9678 | 3.224 | 0 | 2.9359 | 0 | 0 | -14.42 | 5.3683 | 0 | 4.6772 | -2.099 | -3.8078 | -4.3744
9 | 2 | 4 | 0 | 0 | -1.9105 | 0.44977 | 0 | 0.45671 | 0 | 0 | -4.563 | 1.3986 | 0 | 1.2922 | 0 | 0 | -6.6012 | 2.3288 | 0 | 2.0587 | -1.004 | -1.8722 | -2.2137
9 | 2 | 5 | 0 | 0 | -0.15942 | 0.042415 | 0 | 0.043198 | 0 | 0 | -0.38077 | 0.1319 | 0 | 0.12223 | 0 | 0 | -0.55084 | 0.21962 | 0 | 0.19472 | -0.07381 | -0.12665 | -0.13651
9 | 2 | 6 | 0 | 0 | -7.6101e-10 | 0.0016008 | 0 | 0.0016174 | 0 | 0 | -1.8176e-09 | 0.004978 | 0 | 0.0045764 | 0 | 0 | -2.6295e-09 | 0.0082888 | 0 | 0.0072907 | 0.0032182 | 0.0095544 | 0.015579
9 | 2 | 7 | 0 | 0 | 0 | 0.00021054 | 0 | 0.00021272 | 0 | 0 | 0 | 0.00065471 | 0 | 0.00060188 | 0 | 0 | 0 | 0.0010901 | 0 | 0.00095885 | 0.00042326 | 0.0012566 | 0.002049
9 | 2 | 8 | 0 | 0 | 0 | 0 | 0 | 0 | 0 | 0 | 0 | 0 | 0 | 0 | 0 | 0 | 0 | 0 | 0 | 0 | 0 | 0 | 0
9 | 2 | 9 | 0 | 0 | 0 | 0 | 0 | 0 | 0 | 0 | 0 | 0 | 0 | 0 | 0 | 0 | 0 | 0 | 0 | 0 | 0 | 0 | 0
9 | 2 | 10 | 0 | 0 | 0 | 0 | 0 | 0 | 0 | 0 | 0 | 0 | 0 | 0 | 0 | 0 | 0 | 0 | 0 | 0 | 0 | 0 | 0
9 | 2 | 11 | 0 | 0 | 0 | 0 | 0 | 0 | 0 | 0 | 0 | 0 | 0 | 0 | 0 | 0 | 0 | 0 | 0 | 0 | 0 | 0 | 0
9 | 2 | 12 | 0 | 0 | 0 | 0 | 0 | 0 | 0 | 0 | 0 | 0 | 0 | 0 | 0 | 0 | 0 | 0 | 0 | 0 | 0 | 0 | 0
9 | 2 | 13 | 0 | 0 | 0 | 0 | 0 | 0 | 0 | 0 | 0 | 0 | 0 | 0 | 0 | 0 | 0 | 0 | 0 | 0 | 0 | 0 | 0
9 | 2 | 14 | 0 | 0 | 0 | 0.00085755 | 0 | 0.00086643 | 0 | 0 | 0 | 0.0026667 | 0 | 0.0024515 | 0 | 0 | 0 | 0.0044403 | 0 | 0.0039056 | 0.001724 | 0.0051182 | 0.0083458
9 | 2 | 15 | 0 | 0 | -0.64668 | 0.15059 | 0 | 0.14603 | 0 | 0 | -1.5445 | 0.46827 | 0 | 0.41319 | 0 | 0 | -2.2344 | 0.77971 | 0 | 0.65825 | -0.35007 | -0.66309 | -0.79647
9 | 2 | 16 | 0 | 0 | -3.4039 | 0.8259 | 0 | 0.78444 | 0 | 0 | -8.1299 | 2.5683 | 0 | 2.2196 | 0 | 0 | -11.7611 | 4.2764 | 0 | 3.536 | -1.7935 | -3.3421 | -3.9488
9 | 2 | 17 | 0 | 0 | -4.1924 | 1.0325 | 0 | 0.99326 | 0 | 0 | -10.0132 | 3.2108 | 0 | 2.8104 | 0 | 0 | -14.4856 | 5.3463 | 0 | 4.4772 | -2.1666 | -3.9919 | -4.6621
9 | 2 | 18 | 0 | 0 | -5.0209 | 1.2578 | 0 | 1.2198 | 0 | 0 | -11.9921 | 3.9112 | 0 | 3.4514 | 0 | 0 | -17.3484 | 6.5124 | 0 | 5.4984 | -2.5434 | -4.6295 | -5.3376
9 | 2 | 19 | 0 | 0 | -5.812 | 1.4816 | 0 | 1.4472 | 0 | 0 | -13.8816 | 4.6071 | 0 | 4.0948 | 0 | 0 | -20.0819 | 7.6712 | 0 | 6.5234 | -2.8833 | -5.1797 | -5.8873
9 | 2 | 20 | 0 | 0 | -5.9439 | 1.5179 | 0 | 1.4787 | 0 | 0 | -14.1966 | 4.7202 | 0 | 4.184 | 0 | 0 | -20.5376 | 7.8596 | 0 | 6.6656 | -2.9473 | -5.2923 | -6.0125
9 | 2 | 21 | 0 | 0 | -6.0651 | 1.5497 | 0 | 1.506 | 0 | 0 | -14.486 | 4.8191 | 0 | 4.2611 | 0 | 0 | -20.9563 | 8.0242 | 0 | 6.7884 | -3.0094 | -5.4058 | -6.1437
9 | 2 | 22 | 0 | 0 | -6.1876 | 1.5829 | 0 | 1.5331 | 0 | 0 | -14.7785 | 4.9224 | 0 | 4.338 | 0 | 0 | -21.3795 | 8.1962 | 0 | 6.9108 | -3.0715 | -5.5181 | -6.2724
9 | 2 | 23 | 0 | 0 | -6.0055 | 1.5369 | 0 | 1.4923 | 0 | 0 | -14.3437 | 4.7792 | 0 | 4.2225 | 0 | 0 | -20.7505 | 7.9578 | 0 | 6.7268 | -2.9763 | -5.3421 | -6.0659
9 | 3 | 0 | 0 | 0 | -5.8708 | 1.5036 | 0 | 1.4627 | 0 | 0 | -14.0218 | 4.6756 | 0 | 4.1388 | 0 | 0 | -20.2848 | 7.7853 | 0 | 6.5934 | -2.9045 | -5.2075 | -5.9061
9 | 3 | 1 | 0 | 0 | -5.7315 | 1.4509 | 0 | 1.4179 | 0 | 0 | -13.6893 | 4.5118 | 0 | 4.0119 | 0 | 0 | -19.8037 | 7.5126 | 0 | 6.3914 | -2.8627 | -5.1655 | -5.8997
9 | 3 | 2 | 0 | 0 | -3.6797 | 0.89071 | 0 | 0.86041 | 0 | 0 | -8.7886 | 2.7698 | 0 | 2.4345 | 0 | 0 | -12.7141 | 4.612 | 0 | 3.8784 | -1.9286 | -3.5843 | -4.2238
9 | 3 | 3 | 0 | 0 | -1.7801 | 0.41003 | 0 | 0.38294 | 0 | 0 | -4.2517 | 1.275 | 0 | 1.0835 | 0 | 0 | -6.1507 | 2.1231 | 0 | 1.7261 | -0.98715 | -1.8931 | -2.3015
9 | 3 | 4 | 0 | 0 | -0.18752 | 0.045684 | 0 | 0.045353 | 0 | 0 | -0.44787 | 0.14206 | 0 | 0.12832 | 0 | 0 | -0.64791 | 0.23655 | 0 | 0.20443 | -0.096479 | -0.17748 | -0.20693
9 | 3 | 5 | 0 | 0 | 0 | 0 | 0 | 0 | 0 | 0 | 0 | 0 | 0 | 0 | 0 | 0 | 0 | 0 | 0 | 0 | 0 | 0 | 0
9 | 3 | 6 | 0 | 0 | 0 | 0 | 0 | 0 | 0 | 0 | 0 | 0 | 0 | 0 | 0 | 0 | 0 | 0 | 0 | 0 | 0 | 0 | 0
9 | 3 | 7 | 0 | 0 | 0 | 0 | 0 | 0 | 0 | 0 | 0 | 0 | 0 | 0 | 0 | 0 | 0 | 0 | 0 | 0 | 0 | 0 | 0
9 | 3 | 8 | 0 | 0 | 0 | 0 | 0 | 0 | 0 | 0 | 0 | 0 | 0 | 0 | 0 | 0 | 0 | 0 | 0 | 0 | 0 | 0 | 0
9 | 3 | 9 | 0 | 0 | 0 | 0 | 0 | 0 | 0 | 0 | 0 | 0 | 0 | 0 | 0 | 0 | 0 | 0 | 0 | 0 | 0 | 0 | 0
9 | 3 | 10 | 0 | 0 | 0 | 0 | 0 | 0 | 0 | 0 | 0 | 0 | 0 | 0 | 0 | 0 | 0 | 0 | 0 | 0 | 0 | 0 | 0
9 | 3 | 11 | 0 | 0 | 0 | 0 | 0 | 0 | 0 | 0 | 0 | 0 | 0 | 0 | 0 | 0 | 0 | 0 | 0 | 0 | 0 | 0 | 0
9 | 3 | 12 | 0 | 0 | 0 | 0 | 0 | 0 | 0 | 0 | 0 | 0 | 0 | 0 | 0 | 0 | 0 | 0 | 0 | 0 | 0 | 0 | 0
9 | 3 | 13 | 0 | 0 | 0 | 0 | 0 | 0 | 0 | 0 | 0 | 0 | 0 | 0 | 0 | 0 | 0 | 0 | 0 | 0 | 0 | 0 | 0
9 | 3 | 14 | 0 | 0 | 0 | 0 | 0 | 0 | 0 | 0 | 0 | 0 | 0 | 0 | 0 | 0 | 0 | 0 | 0 | 0 | 0 | 0 | 0
9 | 3 | 15 | 0 | 0 | -0.013089 | 0.0028591 | 0 | 0.0021697 | 0 | 0 | -0.031263 | 0.0088907 | 0 | 0.006139 | 0 | 0 | -0.045227 | 0.014804 | 0 | 0.0097801 | -0.0080606 | -0.016233 | -0.020643
9 | 3 | 16 | 0 | 0 | -1.838 | 0.43083 | 0 | 0.38744 | 0 | 0 | -4.3898 | 1.3397 | 0 | 1.0963 | 0 | 0 | -6.3505 | 2.2308 | 0 | 1.7464 | -1.0197 | -1.9538 | -2.3733
9 | 3 | 17 | 0 | 0 | -2.2155 | 0.52638 | 0 | 0.47835 | 0 | 0 | -5.2916 | 1.6369 | 0 | 1.3535 | 0 | 0 | -7.6552 | 2.7255 | 0 | 2.1562 | -1.2108 | -2.3013 | -2.7735
9 | 3 | 18 | 0 | 0 | -2.7229 | 0.65004 | 0 | 0.60698 | 0 | 0 | -6.5034 | 2.0214 | 0 | 1.7174 | 0 | 0 | -9.4082 | 3.3658 | 0 | 2.7361 | -1.4659 | -2.7645 | -3.3063
9 | 3 | 19 | 0 | 0 | -3.2596 | 0.79139 | 0 | 0.75467 | 0 | 0 | -7.7853 | 2.4609 | 0 | 2.1353 | 0 | 0 | -11.2627 | 4.0977 | 0 | 3.4017 | -1.7136 | -3.1891 | -3.7633
9 | 3 | 20 | 0 | 0 | -3.4053 | 0.82717 | 0 | 0.79069 | 0 | 0 | -8.1333 | 2.5722 | 0 | 2.2372 | 0 | 0 | -11.7661 | 4.283 | 0 | 3.5641 | -1.7874 | -3.3238 | -3.919
9 | 3 | 21 | 0 | 0 | -3.4991 | 0.84009 | 0 | 0.80618 | 0 | 0 | -8.3574 | 2.6124 | 0 | 2.2811 | 0 | 0 | -12.0903 | 4.3499 | 0 | 3.634 | -1.8529 | -3.464 | -4.1065
9 | 3 | 22 | 0 | 0 | -3.5147 | 0.846 | 0 | 0.77821 | 0 | 0 | -8.3946 | 2.6308 | 0 | 2.2019 | 0 | 0 | -12.1442 | 4.3804 | 0 | 3.5079 | -1.8905 | -3.562 | -4.2558
9 | 3 | 23 | 0 | 0 | -3.1829 | 0.75535 | 0 | 0.68476 | 0 | 0 | -7.6021 | 2.3489 | 0 | 1.9375 | 0 | 0 | -10.9977 | 3.9111 | 0 | 3.0866 | -1.7428 | -3.3158 | -4
9 | 4 | 0 | 0 | 0 | -3.044 | 0.7217 | 0 | 0.65187 | 0 | 0 | -7.2704 | 2.2442 | 0 | 1.8444 | 0 | 0 | -10.5178 | 3.7369 | 0 | 2.9384 | -1.6705 | -3.1817 | -3.8426
9 | 4 | 1 | 0 | 0 | -2.9031 | 0.68574 | 0 | 0.61717 | 0 | 0 | -6.9337 | 2.1324 | 0 | 1.7463 | 0 | 0 | -10.0308 | 3.5507 | 0 | 2.782 | -1.6002 | -3.0551 | -3.6981
9 | 4 | 2 | 0 | 0 | -1.7068 | 0.39311 | 0 | 0.35686 | 0 | 0 | -4.0766 | 1.2224 | 0 | 1.0097 | 0 | 0 | -5.8974 | 2.0354 | 0 | 1.6086 | -0.95684 | -1.8444 | -2.2534
9 | 4 | 3 | 0 | 0 | -0.50405 | 0.11604 | 0 | 0.11056 | 0 | 0 | -1.2039 | 0.36083 | 0 | 0.31283 | 0 | 0 | -1.7416 | 0.60082 | 0 | 0.49837 | -0.27746 | -0.53023 | -0.64243
9 | 4 | 4 | 0 | 0 | -0.0601 | 0.01678 | 0 | 0.019344 | 0 | 0 | -0.14354 | 0.052179 | 0 | 0.054734 | 0 | 0 | -0.20766 | 0.086883 | 0 | 0.087197 | -0.023976 | -0.03663 | -0.033579
9 | 4 | 5 | 0 | 0 | 0 | 0.00078609 | 0 | 0.00079423 | 0 | 0 | 0 | 0.0024445 | 0 | 0.0022472 | 0 | 0 | 0 | 0.0040703 | 0 | 0.0035801 | 0.0015803 | 0.0046917 | 0.0076503
9 | 4 | 6 | 0 | 0 | 0 | 0.00028072 | 0 | 0.00028362 | 0 | 0 | 0 | 0.00087294 | 0 | 0.0008025 | 0 | 0 | 0 | 0.0014535 | 0 | 0.0012785 | 0.00056434 | 0.0016754 | 0.002732
9 | 4 | 7 | 0 | 0 | 0 | 0 | 0 | 0 | 0 | 0 | 0 | 0 | 0 | 0 | 0 | 0 | 0 | 0 | 0 | 0 | 0 | 0 | 0
9 | 4 | 8 | 0 | 0 | 0 | 0 | 0 | 0 | 0 | 0 | 0 | 0 | 0 | 0 | 0 | 0 | 0 | 0 | 0 | 0 | 0 | 0 | 0
9 | 4 | 9 | 0 | 0 | 0 | 0 | 0 | 0 | 0 | 0 | 0 | 0 | 0 | 0 | 0 | 0 | 0 | 0 | 0 | 0 | 0 | 0 | 0
9 | 4 | 10 | 0 | 0 | 0 | 0 | 0 | 0 | 0 | 0 | 0 | 0 | 0 | 0 | 0 | 0 | 0 | 0 | 0 | 0 | 0 | 0 | 0
9 | 4 | 11 | 0 | 0 | 0 | 0.00042108 | 0 | 0.00042543 | 0 | 0 | 0 | 0.0013094 | 0 | 0.0012038 | 0 | 0 | 0 | 0.0021803 | 0 | 0.0019177 | 0.00084652 | 0.0025132 | 0.004098
9 | 4 | 12 | 0 | 0 | 0 | 0.001528 | 0 | 0.0015439 | 0 | 0 | 0 | 0.0047517 | 0 | 0.0043684 | 0 | 0 | 0 | 0.007912 | 0 | 0.0069593 | 0.0030719 | 0.0091201 | 0.014871
9 | 4 | 13 | 0 | 0 | 0 | 0.002667 | 0 | 0.0026947 | 0 | 0 | 0 | 0.0082935 | 0 | 0.0076245 | 0 | 0 | 0 | 0.013809 | 0 | 0.012147 | 0.0053617 | 0.015918 | 0.025956
9 | 4 | 14 | 0 | 0 | -0.035288 | 0.012894 | 0 | 0.010215 | 0 | 0 | -0.084282 | 0.040095 | 0 | 0.028904 | 0 | 0 | -0.12193 | 0.066762 | 0 | 0.046047 | -0.012179 | -0.015283 | -0.0091179
9 | 4 | 15 | 0 | 0 | -0.64457 | 0.17656 | 0 | 0.18253 | 0 | 0 | -1.5395 | 0.54905 | 0 | 0.51646 | 0 | 0 | -2.2271 | 0.91422 | 0 | 0.82277 | -0.28548 | -0.474 | -0.49015
9 | 4 | 16 | 0 | 0 | -1.3794 | 0.40328 | 0 | 0.41395 | 0 | 0 | -3.2945 | 1.2541 | 0 | 1.1713 | 0 | 0 | -4.766 | 2.0881 | 0 | 1.8659 | -0.56214 | -0.86919 | -0.81198
9 | 4 | 17 | 0 | 0 | -1.4868 | 0.43615 | 0 | 0.44611 | 0 | 0 | -3.5511 | 1.3563 | 0 | 1.2623 | 0 | 0 | -5.1373 | 2.2583 | 0 | 2.0109 | -0.60455 | -0.9326 | -0.86806
9 | 4 | 18 | 0 | 0 | -1.5877 | 0.47199 | 0 | 0.48233 | 0 | 0 | -3.792 | 1.4677 | 0 | 1.3647 | 0 | 0 | -5.4858 | 2.4439 | 0 | 2.1741 | -0.63335 | -0.95957 | -0.86772
9 | 4 | 19 | 0 | 0 | -1.6972 | 0.51323 | 0 | 0.52307 | 0 | 0 | -4.0536 | 1.596 | 0 | 1.48 | 0 | 0 | -5.8642 | 2.6574 | 0 | 2.3578 | -0.66088 | -0.97761 | -0.84893
9 | 4 | 20 | 0 | 0 | -1.7779 | 0.53912 | 0 | 0.54727 | 0 | 0 | -4.2463 | 1.6765 | 0 | 1.5485 | 0 | 0 | -6.143 | 2.7915 | 0 | 2.4669 | -0.6915 | -1.0214 | -0.88466
9 | 4 | 21 | 0 | 0 | -1.8539 | 0.56368 | 0 | 0.57177 | 0 | 0 | -4.428 | 1.7528 | 0 | 1.6178 | 0 | 0 | -6.4058 | 2.9186 | 0 | 2.5773 | -0.71849 | -1.0573 | -0.90983
9 | 4 | 22 | 0 | 0 | -1.9389 | 0.59763 | 0 | 0.60541 | 0 | 0 | -4.631 | 1.8584 | 0 | 1.713 | 0 | 0 | -6.6995 | 3.0944 | 0 | 2.729 | -0.7359 | -1.0596 | -0.87608
9 | 4 | 23 | 0 | 0 | -2.0486 | 0.63755 | 0 | 0.64761 | 0 | 0 | -4.8928 | 1.9826 | 0 | 1.8324 | 0 | 0 | -7.0782 | 3.3011 | 0 | 2.9192 | -0.76339 | -1.0779 | -0.85791
9 | 5 | 0 | 0 | 0 | -2.1571 | 0.67999 | 0 | 0.69296 | 0 | 0 | -5.1521 | 2.1145 | 0 | 1.9607 | 0 | 0 | -7.4534 | 3.5209 | 0 | 3.1236 | -0.78417 | -1.0769 | -0.80887
9 | 5 | 1 | 0 | 0 | -2.271 | 0.72259 | 0 | 0.73596 | 0 | 0 | -5.4242 | 2.247 | 0 | 2.0824 | 0 | 0 | -7.8469 | 3.7415 | 0 | 3.3174 | -0.81248 | -1.0948 | -0.78805
9 | 5 | 2 | 0 | 0 | -1.7106 | 0.51015 | 0 | 0.51661 | 0 | 0 | -4.0856 | 1.5864 | 0 | 1.4617 | 0 | 0 | -5.9105 | 2.6415 | 0 | 2.3287 | -0.68382 | -1.0375 | -0.94028
9 | 5 | 3 | 0 | 0 | -1.1578 | 0.3244 | 0 | 0.3252 | 0 | 0 | -2.7654 | 1.0088 | 0 | 0.92015 | 0 | 0 | -4.0006 | 1.6797 | 0 | 1.4659 | -0.50823 | -0.83648 | -0.85501
9 | 5 | 4 | 0 | 0 | -0.59525 | 0.15667 | 0 | 0.15377 | 0 | 0 | -1.4217 | 0.48718 | 0 | 0.43509 | 0 | 0 | -2.0567 | 0.8112 | 0 | 0.69314 | -0.28481 | -0.49944 | -0.55239
9 | 5 | 5 | 0 | 0 | -0.21018 | 0.056807 | 0 | 0.056276 | 0 | 0 | -0.502 | 0.17665 | 0 | 0.15923 | 0 | 0 | -0.72622 | 0.29414 | 0 | 0.25367 | -0.097098 | -0.16612 | -0.17841
9 | 5 | 6 | 0 | 0 | -0.012454 | 0.0059301 | 0 | 0.005017 | 0 | 0 | -0.029747 | 0.018441 | 0 | 0.014195 | 0 | 0 | -0.043033 | 0.030705 | 0 | 0.022615 | -0.0015074 | 0.0028895 | 0.010287
9 | 5 | 7 | 0 | 0 | 0 | 0.0017463 | 0 | 0.0017644 | 0 | 0 | 0 | 0.0054305 | 0 | 0.0049924 | 0 | 0 | 0 | 0.0090423 | 0 | 0.0079534 | 0.0035108 | 0.010423 | 0.016996
9 | 5 | 8 | 0 | 0 | 0 | 0.001528 | 0 | 0.0015439 | 0 | 0 | 0 | 0.0047517 | 0 | 0.0043684 | 0 | 0 | 0 | 0.007912 | 0 | 0.0069593 | 0.0030719 | 0.0091201 | 0.014871
9 | 5 | 9 | 0 | 0 | 0 | 0.0012863 | 0 | 0.0012997 | 0 | 0 | 0 | 0.004 | 0 | 0.0036773 | 0 | 0 | 0 | 0.0066604 | 0 | 0.0058583 | 0.002586 | 0.0076773 | 0.012519
9 | 5 | 10 | 0 | 0 | 0 | 0.0010719 | 0 | 0.001083 | 0 | 0 | 0 | 0.0033334 | 0 | 0.0030644 | 0 | 0 | 0 | 0.0055503 | 0 | 0.0048819 | 0.002155 | 0.0063978 | 0.010432
9 | 5 | 11 | 0 | 0 | 0 | 0.001528 | 0 | 0.0015439 | 0 | 0 | 0 | 0.0047517 | 0 | 0.0043684 | 0 | 0 | 0 | 0.007912 | 0 | 0.0069593 | 0.0030719 | 0.0091201 | 0.014871
9 | 5 | 12 | 0 | 0 | 0 | 0.0020374 | 0 | 0.0020585 | 0 | 0 | 0 | 0.0063356 | 0 | 0.0058245 | 0 | 0 | 0 | 0.010549 | 0 | 0.009279 | 0.0040959 | 0.01216 | 0.019828
9 | 5 | 13 | 0 | 0 | 0 | 0.0025929 | 0 | 0.0026198 | 0 | 0 | 0 | 0.0080631 | 0 | 0.0074128 | 0 | 0 | 0 | 0.013426 | 0 | 0.011809 | 0.0052128 | 0.015476 | 0.025235
9 | 5 | 14 | 0 | 0 | -0.06572 | 0.021361 | 0 | 0.023242 | 0 | 0 | -0.15697 | 0.066426 | 0 | 0.065761 | 0 | 0 | -0.22708 | 0.1106 | 0 | 0.10476 | -0.021117 | -0.02478 | -0.011708
9 | 5 | 15 | 0 | 0 | -0.44945 | 0.12864 | 0 | 0.13457 | 0 | 0 | -1.0735 | 0.40003 | 0 | 0.38076 | 0 | 0 | -1.5529 | 0.66609 | 0 | 0.60659 | -0.18623 | -0.29267 | -0.28026
9 | 5 | 16 | 0 | 0 | -1.0184 | 0.28957 | 0 | 0.29303 | 0 | 0 | -2.4325 | 0.90046 | 0 | 0.82912 | 0 | 0 | -3.519 | 1.4993 | 0 | 1.3209 | -0.43584 | -0.70289 | -0.69873
9 | 5 | 17 | 0 | 0 | -1.1389 | 0.32586 | 0 | 0.32923 | 0 | 0 | -2.7201 | 1.0133 | 0 | 0.93155 | 0 | 0 | -3.9351 | 1.6872 | 0 | 1.484 | -0.4838 | -0.77529 | -0.76383
9 | 5 | 18 | 0 | 0 | -1.2648 | 0.36261 | 0 | 0.36539 | 0 | 0 | -3.0209 | 1.1276 | 0 | 1.0339 | 0 | 0 | -4.3702 | 1.8775 | 0 | 1.647 | -0.53681 | -0.85944 | -0.84562
9 | 5 | 19 | 0 | 0 | -1.3796 | 0.39857 | 0 | 0.40084 | 0 | 0 | -3.2951 | 1.2394 | 0 | 1.1342 | 0 | 0 | -4.7669 | 2.0637 | 0 | 1.8068 | -0.58023 | -0.92158 | -0.8964
9 | 5 | 20 | 0 | 0 | -1.3408 | 0.3813 | 0 | 0.3832 | 0 | 0 | -3.2023 | 1.1857 | 0 | 1.0843 | 0 | 0 | -4.6327 | 1.9743 | 0 | 1.7273 | -0.57627 | -0.93234 | -0.931
9 | 5 | 21 | 0 | 0 | -1.3055 | 0.37058 | 0 | 0.37178 | 0 | 0 | -3.118 | 1.1524 | 0 | 1.0519 | 0 | 0 | -4.5107 | 1.9188 | 0 | 1.6758 | -0.56311 | -0.91369 | -0.91604
9 | 5 | 22 | 0 | 0 | -1.2666 | 0.35946 | 0 | 0.36007 | 0 | 0 | -3.0252 | 1.1178 | 0 | 1.0188 | 0 | 0 | -4.3764 | 1.8612 | 0 | 1.6231 | -0.54706 | -0.88855 | -0.89207
9 | 5 | 23 | 0 | 0 | -1.1519 | 0.32352 | 0 | 0.32734 | 0 | 0 | -2.7512 | 1.006 | 0 | 0.92619 | 0 | 0 | -3.9801 | 1.6751 | 0 | 1.4755 | -0.50106 | -0.81903 | -0.82948
9 | 6 | 0 | 0 | 0 | -1.0385 | 0.28732 | 0 | 0.29494 | 0 | 0 | -2.4803 | 0.89347 | 0 | 0.83451 | 0 | 0 | -3.5882 | 1.4877 | 0 | 1.3295 | -0.45623 | -0.75237 | -0.77106
9 | 6 | 1 | 0 | 0 | -0.92256 | 0.25291 | 0 | 0.26356 | 0 | 0 | -2.2035 | 0.78647 | 0 | 0.74575 | 0 | 0 | -3.1876 | 1.3095 | 0 | 1.188 | -0.40608 | -0.67123 | -0.69005
9 | 6 | 2 | 0 | 0 | -0.5536 | 0.14595 | 0 | 0.1563 | 0 | 0 | -1.3222 | 0.45386 | 0 | 0.44223 | 0 | 0 | -1.9128 | 0.75571 | 0 | 0.70452 | -0.25136 | -0.42615 | -0.45259
9 | 6 | 3 | 0 | 0 | -0.1775 | 0.047893 | 0 | 0.057303 | 0 | 0 | -0.42394 | 0.14893 | 0 | 0.16214 | 0 | 0 | -0.61329 | 0.24798 | 0 | 0.2583 | -0.072301 | -0.11287 | -0.10701
9 | 6 | 4 | 0 | 0 | 0 | 0 | 0 | 0 | 0 | 0 | 0 | 0 | 0 | 0 | 0 | 0 | 0 | 0 | 0 | 0 | 0 | 0 | 0
9 | 6 | 5 | 0 | 0 | 0 | 0 | 0 | 0 | 0 | 0 | 0 | 0 | 0 | 0 | 0 | 0 | 0 | 0 | 0 | 0 | 0 | 0 | 0
9 | 6 | 6 | 0 | 0 | 0 | 0 | 0 | 0 | 0 | 0 | 0 | 0 | 0 | 0 | 0 | 0 | 0 | 0 | 0 | 0 | 0 | 0 | 0
9 | 6 | 7 | 0 | 0 | 0 | 0 | 0 | 0 | 0 | 0 | 0 | 0 | 0 | 0 | 0 | 0 | 0 | 0 | 0 | 0 | 0 | 0 | 0
9 | 6 | 8 | 0 | 0 | 0 | 0 | 0 | 0 | 0 | 0 | 0 | 0 | 0 | 0 | 0 | 0 | 0 | 0 | 0 | 0 | 0 | 0 | 0
9 | 6 | 9 | 0 | 0 | 0 | 0 | 0 | 0 | 0 | 0 | 0 | 0 | 0 | 0 | 0 | 0 | 0 | 0 | 0 | 0 | 0 | 0 | 0
9 | 6 | 10 | 0 | 0 | 0 | 0 | 0 | 0 | 0 | 0 | 0 | 0 | 0 | 0 | 0 | 0 | 0 | 0 | 0 | 0 | 0 | 0 | 0
9 | 6 | 11 | 0 | 0 | 0 | 0 | 0 | 0 | 0 | 0 | 0 | 0 | 0 | 0 | 0 | 0 | 0 | 0 | 0 | 0 | 0 | 0 | 0
9 | 6 | 12 | 0 | 0 | 0 | 0.0010719 | 0 | 0.001083 | 0 | 0 | 0 | 0.0033334 | 0 | 0.0030644 | 0 | 0 | 0 | 0.0055503 | 0 | 0.0048819 | 0.002155 | 0.0063978 | 0.010432
9 | 6 | 13 | 0 | 0 | 0 | 0.0025929 | 0 | 0.0026198 | 0 | 0 | 0 | 0.0080631 | 0 | 0.0074128 | 0 | 0 | 0 | 0.013426 | 0 | 0.011809 | 0.0052128 | 0.015476 | 0.025235
9 | 6 | 14 | 0 | 0 | 0 | 0.0040693 | 0 | 0.0041115 | 0 | 0 | 0 | 0.012654 | 0 | 0.011633 | 0 | 0 | 0 | 0.02107 | 0 | 0.018533 | 0.0081808 | 0.024287 | 0.039603
9 | 6 | 15 | 0 | 0 | -0.029061 | 0.012034 | 0 | 0.0098433 | 0 | 0 | -0.069409 | 0.037423 | 0 | 0.027851 | 0 | 0 | -0.10041 | 0.062312 | 0 | 0.04437 | -0.0071828 | -0.0041346 | 0.0062715
9 | 6 | 16 | 0 | 0 | -0.28131 | 0.072239 | 0 | 0.06833 | 0 | 0 | -0.67188 | 0.22464 | 0 | 0.19334 | 0 | 0 | -0.97199 | 0.37404 | 0 | 0.30801 | -0.14074 | -0.25391 | -0.28994
9 | 6 | 17 | 0 | 0 | -0.51277 | 0.13452 | 0 | 0.13477 | 0 | 0 | -1.2247 | 0.41831 | 0 | 0.38133 | 0 | 0 | -1.7717 | 0.69653 | 0 | 0.60749 | -0.24348 | -0.42507 | -0.46772
9 | 6 | 18 | 0 | 0 | -0.7427 | 0.20106 | 0 | 0.20548 | 0 | 0 | -1.7739 | 0.62523 | 0 | 0.58141 | 0 | 0 | -2.5662 | 1.0411 | 0 | 0.92625 | -0.33616 | -0.56724 | -0.59889
9 | 6 | 19 | 0 | 0 | -0.96515 | 0.26843 | 0 | 0.27745 | 0 | 0 | -2.3052 | 0.83472 | 0 | 0.78503 | 0 | 0 | -3.3348 | 1.3899 | 0 | 1.2506 | -0.41927 | -0.68543 | -0.69429
9 | 6 | 20 | 0 | 0 | -1.132 | 0.32255 | 0 | 0.3337 | 0 | 0 | -2.7037 | 1.003 | 0 | 0.94419 | 0 | 0 | -3.9113 | 1.6701 | 0 | 1.5042 | -0.47574 | -0.75645 | -0.73697
9 | 6 | 21 | 0 | 0 | -1.2988 | 0.37602 | 0 | 0.38858 | 0 | 0 | -3.1021 | 1.1693 | 0 | 1.0995 | 0 | 0 | -4.4877 | 1.947 | 0 | 1.7516 | -0.53422 | -0.83336 | -0.78917
9 | 6 | 22 | 0 | 0 | -1.4569 | 0.42883 | 0 | 0.44293 | 0 | 0 | -3.4798 | 1.3335 | 0 | 1.2533 | 0 | 0 | -5.034 | 2.2204 | 0 | 1.9966 | -0.58518 | -0.89301 | -0.81708
9 | 6 | 23 | 0 | 0 | -1.6492 | 0.48947 | 0 | 0.50302 | 0 | 0 | -3.9389 | 1.5221 | 0 | 1.4233 | 0 | 0 | -5.6982 | 2.5344 | 0 | 2.2674 | -0.65667 | -0.99353 | -0.89641
9 | 7 | 0 | 0 | 0 | -1.828 | 0.54991 | 0 | 0.56259 | 0 | 0 | -4.366 | 1.71 | 0 | 1.5918 | 0 | 0 | -6.3162 | 2.8474 | 0 | 2.5359 | -0.7155 | -1.0642 | -0.93286
9 | 7 | 1 | 0 | 0 | -2.0133 | 0.61657 | 0 | 0.62729 | 0 | 0 | -4.8086 | 1.9173 | 0 | 1.7749 | 0 | 0 | -6.9564 | 3.1925 | 0 | 2.8276 | -0.76943 | -1.1164 | -0.93631
9 | 7 | 2 | 0 | 0 | -1.6205 | 0.47307 | 0 | 0.47953 | 0 | 0 | -3.8704 | 1.4711 | 0 | 1.3568 | 0 | 0 | -5.5992 | 2.4495 | 0 | 2.1616 | -0.6679 | -1.0425 | -0.98815
9 | 7 | 3 | 0 | 0 | -1.2218 | 0.34005 | 0 | 0.34023 | 0 | 0 | -2.9182 | 1.0574 | 0 | 0.96267 | 0 | 0 | -4.2216 | 1.7607 | 0 | 1.5336 | -0.54154 | -0.89812 | -0.92733
9 | 7 | 4 | 0 | 0 | -0.82564 | 0.21981 | 0 | 0.21607 | 0 | 0 | -1.972 | 0.68352 | 0 | 0.61136 | 0 | 0 | -2.8528 | 1.1381 | 0 | 0.97396 | -0.38976 | -0.67709 | -0.74069
9 | 7 | 5 | 0 | 0 | -0.54799 | 0.14201 | 0 | 0.13963 | 0 | 0 | -1.3088 | 0.44161 | 0 | 0.39507 | 0 | 0 | -1.8934 | 0.73532 | 0 | 0.62939 | -0.26635 | -0.47215 | -0.52872
9 | 7 | 6 | 0 | 0 | -0.27693 | 0.071219 | 0 | 0.069729 | 0 | 0 | -0.66142 | 0.22147 | 0 | 0.19729 | 0 | 0 | -0.95685 | 0.36876 | 0 | 0.31431 | -0.13598 | -0.24266 | -0.27378
9 | 7 | 7 | 0 | 0 | -0.066613 | 0.018073 | 0 | 0.016936 | 0 | 0 | -0.1591 | 0.056202 | 0 | 0.047919 | 0 | 0 | -0.23016 | 0.093581 | 0 | 0.07634 | -0.031604 | -0.054979 | -0.060243
9 | 7 | 8 | 0 | 0 | -0.04963 | 0.0155 | 0 | 0.0132 | 0 | 0 | -0.11854 | 0.048201 | 0 | 0.037348 | 0 | 0 | -0.17148 | 0.080259 | 0 | 0.0595 | -0.020929 | -0.032987 | -0.031723
9 | 7 | 9 | 0 | 0 | -0.039439 | 0.01391 | 0 | 0.010911 | 0 | 0 | -0.094197 | 0.043254 | 0 | 0.030872 | 0 | 0 | -0.13627 | 0.072022 | 0 | 0.049182 | -0.014619 | -0.020071 | -0.015067
9 | 7 | 10 | 0 | 0 | -0.037364 | 0.013441 | 0 | 0.010603 | 0 | 0 | -0.08924 | 0.041796 | 0 | 0.03 | 0 | 0 | -0.1291 | 0.069595 | 0 | 0.047792 | -0.01332 | -0.017444 | -0.011712
9 | 7 | 11 | 0 | 0 | -0.043591 | 0.015418 | 0 | 0.01204 | 0 | 0 | -0.10411 | 0.047944 | 0 | 0.034067 | 0 | 0 | -0.15062 | 0.079832 | 0 | 0.054272 | -0.016133 | -0.022101 | -0.016512
9 | 7 | 12 | 0 | 0 | -0.049818 | 0.017344 | 0 | 0.013481 | 0 | 0 | -0.11899 | 0.053934 | 0 | 0.038143 | 0 | 0 | -0.17213 | 0.089804 | 0 | 0.060766 | -0.018993 | -0.02691 | -0.021562
9 | 7 | 13 | 0 | 0 | -0.078527 | 0.025315 | 0 | 0.022439 | 0 | 0 | -0.18755 | 0.078722 | 0 | 0.06349 | 0 | 0 | -0.27133 | 0.13108 | 0 | 0.10115 | -0.030772 | -0.045343 | -0.039103
9 | 7 | 14 | 0 | 0 | -0.39591 | 0.11272 | 0 | 0.11697 | 0 | 0 | -0.9456 | 0.35051 | 0 | 0.33097 | 0 | 0 | -1.368 | 0.58363 | 0 | 0.52727 | -0.16622 | -0.26412 | -0.25706
9 | 7 | 15 | 0 | 0 | -0.90555 | 0.24958 | 0 | 0.26289 | 0 | 0 | -2.1628 | 0.7761 | 0 | 0.74383 | 0 | 0 | -3.1289 | 1.2923 | 0 | 1.185 | -0.39308 | -0.6429 | -0.65161
9 | 7 | 16 | 0 | 0 | -1.4285 | 0.40071 | 0 | 0.42634 | 0 | 0 | -3.4119 | 1.2461 | 0 | 1.2063 | 0 | 0 | -4.9358 | 2.0748 | 0 | 1.9218 | -0.60145 | -0.95947 | -0.9392
9 | 7 | 17 | 0 | 0 | -1.7068 | 0.48868 | 0 | 0.51966 | 0 | 0 | -4.0765 | 1.5196 | 0 | 1.4704 | 0 | 0 | -5.8973 | 2.5303 | 0 | 2.3424 | -0.69843 | -1.0865 | -1.0246
9 | 7 | 18 | 0 | 0 | -1.9836 | 0.57812 | 0 | 0.61287 | 0 | 0 | -4.7378 | 1.7977 | 0 | 1.7341 | 0 | 0 | -6.854 | 2.9934 | 0 | 2.7626 | -0.79266 | -1.2059 | -1.098
9 | 7 | 19 | 0 | 0 | -2.2693 | 0.67942 | 0 | 0.72003 | 0 | 0 | -5.4199 | 2.1128 | 0 | 2.0373 | 0 | 0 | -7.8408 | 3.518 | 0 | 3.2456 | -0.8698 | -1.2699 | -1.0772
9 | 7 | 20 | 0 | 0 | -2.3644 | 0.70656 | 0 | 0.7535 | 0 | 0 | -5.6472 | 2.1971 | 0 | 2.132 | 0 | 0 | -8.1696 | 3.6584 | 0 | 3.3965 | -0.90435 | -1.318 | -1.1146
9 | 7 | 21 | 0 | 0 | -3.7997 | 1.2096 | 0 | 1.3375 | 0 | 0 | -9.0752 | 3.7616 | 0 | 3.7843 | 0 | 0 | -13.1288 | 6.2634 | 0 | 6.0288 | -1.2526 | -1.5293 | -0.8366
9 | 7 | 22 | 0 | 0 | -3.9646 | 1.2723 | 0 | 1.4116 | 0 | 0 | -9.4692 | 3.9565 | 0 | 3.9939 | 0 | 0 | -13.6987 | 6.5879 | 0 | 6.3627 | -1.2808 | -1.5188 | -0.7481
9 | 7 | 23 | 0 | 0 | -4.1058 | 1.3266 | 0 | 1.4701 | 0 | 0 | -9.8064 | 4.1253 | 0 | 4.1595 | 0 | 0 | -14.1865 | 6.869 | 0 | 6.6264 | -1.3091 | -1.5216 | -0.69108
9 | 8 | 0 | 0 | 0 | -4.2553 | 1.3835 | 0 | 1.5301 | 0 | 0 | -10.1635 | 4.3023 | 0 | 4.3293 | 0 | 0 | -14.7031 | 7.1638 | 0 | 6.897 | -1.3417 | -1.5318 | -0.64225
9 | 8 | 1 | 0 | 0 | -4.3977 | 1.4389 | 0 | 1.5884 | 0 | 0 | -10.5036 | 4.4744 | 0 | 4.4943 | 0 | 0 | -15.1951 | 7.4503 | 0 | 7.1599 | -1.3704 | -1.5349 | -0.58492
9 | 8 | 2 | 0 | 0 | -3.5667 | 1.1013 | 0 | 1.2105 | 0 | 0 | -8.5187 | 3.4248 | 0 | 3.425 | 0 | 0 | -12.3237 | 5.7026 | 0 | 5.4564 | -1.2549 | -1.6689 | -1.1647
9 | 8 | 3 | 0 | 0 | -2.7471 | 0.79704 | 0 | 0.87086 | 0 | 0 | -6.5611 | 2.4785 | 0 | 2.4641 | 0 | 0 | -9.4917 | 4.1269 | 0 | 3.9255 | -1.0792 | -1.6185 | -1.4393
9 | 8 | 4 | 0 | 0 | -1.9152 | 0.52095 | 0 | 0.56351 | 0 | 0 | -4.5742 | 1.62 | 0 | 1.5944 | 0 | 0 | -6.6173 | 2.6974 | 0 | 2.5401 | -0.8307 | -1.3598 | -1.3798
9 | 8 | 5 | 0 | 0 | -1.3735 | 0.35818 | 0 | 0.38226 | 0 | 0 | -3.2804 | 1.1138 | 0 | 1.0816 | 0 | 0 | -4.7456 | 1.8546 | 0 | 1.7231 | -0.63302 | -1.085 | -1.1679
9 | 8 | 6 | 0 | 0 | -0.82822 | 0.20588 | 0 | 0.21326 | 0 | 0 | -1.9781 | 0.64023 | 0 | 0.60342 | 0 | 0 | -2.8617 | 1.066 | 0 | 0.96131 | -0.40907 | -0.73448 | -0.83433
9 | 8 | 7 | 0 | 0 | -0.35747 | 0.087047 | 0 | 0.0838 | 0 | 0 | -0.85379 | 0.27069 | 0 | 0.23711 | 0 | 0 | -1.2351 | 0.45072 | 0 | 0.37774 | -0.18662 | -0.34599 | -0.40669
9 | 8 | 8 | 0 | 0 | -0.40284 | 0.10078 | 0 | 0.097502 | 0 | 0 | -0.96214 | 0.31341 | 0 | 0.27588 | 0 | 0 | -1.3919 | 0.52185 | 0 | 0.4395 | -0.20455 | -0.37285 | -0.43054
9 | 8 | 9 | 0 | 0 | -0.45375 | 0.11609 | 0 | 0.11377 | 0 | 0 | -1.0838 | 0.361 | 0 | 0.32192 | 0 | 0 | -1.5678 | 0.60109 | 0 | 0.51285 | -0.22389 | -0.40084 | -0.45389
9 | 8 | 10 | 0 | 0 | -0.50675 | 0.13306 | 0 | 0.13146 | 0 | 0 | -1.2103 | 0.41377 | 0 | 0.37197 | 0 | 0 | -1.7509 | 0.68896 | 0 | 0.59258 | -0.24223 | -0.42459 | -0.46939
9 | 8 | 11 | 0 | 0 | -0.79651 | 0.20836 | 0 | 0.20805 | 0 | 0 | -1.9024 | 0.64794 | 0 | 0.58868 | 0 | 0 | -2.7521 | 1.0789 | 0 | 0.93783 | -0.38009 | -0.66577 | -0.73541
9 | 8 | 12 | 0 | 0 | -1.1308 | 0.29749 | 0 | 0.29576 | 0 | 0 | -2.7008 | 0.92508 | 0 | 0.83683 | 0 | 0 | -3.9072 | 1.5403 | 0 | 1.3332 | -0.53756 | -0.93892 | -1.0337
9 | 8 | 13 | 0 | 0 | -1.5312 | 0.40275 | 0 | 0.40287 | 0 | 0 | -3.6571 | 1.2524 | 0 | 1.1399 | 0 | 0 | -5.2905 | 2.0854 | 0 | 1.816 | -0.72554 | -1.2647 | -1.3891
9 | 8 | 14 | 0 | 0 | -4.2223 | 1.0793 | 0 | 1.0806 | 0 | 0 | -10.0845 | 3.3563 | 0 | 3.0576 | 0 | 0 | -14.5889 | 5.5886 | 0 | 4.871 | -2.0623 | -3.6706 | -4.1293
9 | 8 | 15 | 0 | 0 | -7.1728 | 1.9101 | 0 | 1.9207 | 0 | 0 | -17.1318 | 5.9396 | 0 | 5.4346 | 0 | 0 | -24.7838 | 9.89 | 0 | 8.6578 | -3.3421 | -5.7576 | -6.236
9 | 8 | 16 | 0 | 0 | -10.1732 | 2.869 | 0 | 2.8878 | 0 | 0 | -24.2979 | 8.9214 | 0 | 8.1709 | 0 | 0 | -35.1508 | 14.855 | 0 | 13.017 | -4.4165 | -7.2056 | -7.2788
9 | 8 | 17 | 0 | 0 | -10.8294 | 3.0942 | 0 | 3.1155 | 0 | 0 | -25.865 | 9.6218 | 0 | 8.8152 | 0 | 0 | -37.4179 | 16.0212 | 0 | 14.0435 | -4.6197 | -7.428 | -7.3532
9 | 8 | 18 | 0 | 0 | -11.442 | 3.3201 | 0 | 3.3417 | 0 | 0 | -27.3283 | 10.3245 | 0 | 9.4553 | 0 | 0 | -39.5347 | 17.1912 | 0 | 15.0633 | -4.7801 | -7.5484 | -7.2802
9 | 8 | 19 | 0 | 0 | -13.6574 | 4.031 | 0 | 3.9921 | 0 | 0 | -32.6196 | 12.535 | 0 | 11.2955 | 0 | 0 | -47.1894 | 20.8719 | 0 | 17.9949 | -5.6343 | -8.789 | -8.3226
9 | 8 | 20 | 0 | 0 | -14.3344 | 4.278 | 0 | 4.2505 | 0 | 0 | -34.2366 | 13.303 | 0 | 12.0267 | 0 | 0 | -49.5286 | 22.1507 | 0 | 19.1597 | -5.8059 | -8.9069 | -8.2183
9 | 8 | 21 | 0 | 0 | -15.0021 | 4.5283 | 0 | 4.5194 | 0 | 0 | -35.8313 | 14.0815 | 0 | 12.7875 | 0 | 0 | -51.8357 | 23.4469 | 0 | 20.3718 | -5.9544 | -8.9623 | -8.017
9 | 8 | 22 | 0 | 0 | -15.8758 | 4.9186 | 0 | 4.9094 | 0 | 0 | -37.918 | 15.2952 | 0 | 13.8909 | 0 | 0 | -54.8544 | 25.4679 | 0 | 22.1296 | -6.0478 | -8.7319 | -7.257
9 | 8 | 23 | 0 | 0 | -16.9909 | 5.3406 | 0 | 5.3149 | 0 | 0 | -40.5815 | 16.6072 | 0 | 15.0383 | 0 | 0 | -58.7076 | 27.6525 | 0 | 23.9575 | -6.3355 | -8.936 | -7.0975
9 | 9 | 0 | 0 | 0 | -18.1107 | 5.7784 | 0 | 5.7377 | 0 | 0 | -43.2558 | 17.9688 | 0 | 16.2346 | 0 | 0 | -62.5764 | 29.9197 | 0 | 25.8634 | -6.5946 | -9.0524 | -6.7934
9 | 9 | 1 | 0 | 0 | -19.1821 | 6.2877 | 0 | 6.2299 | 0 | 0 | -45.8148 | 19.5526 | 0 | 17.6273 | 0 | 0 | -66.2784 | 32.5568 | 0 | 28.082 | -6.6644 | -8.6349 | -5.6395
9 | 9 | 2 | 0 | 0 | -16.2696 | 5.0347 | 0 | 4.9795 | 0 | 0 | -38.8587 | 15.6561 | 0 | 14.0893 | 0 | 0 | -56.2152 | 26.0688 | 0 | 22.4457 | -6.2554 | -9.1132 | -7.7007
9 | 9 | 3 | 0 | 0 | -13.3144 | 3.8838 | 0 | 3.8759 | 0 | 0 | -31.8005 | 12.0774 | 0 | 10.9668 | 0 | 0 | -46.0044 | 20.1099 | 0 | 17.4712 | -5.5547 | -8.7563 | -8.4233
9 | 9 | 4 | 0 | 0 | -10.3563 | 2.8411 | 0 | 2.8267 | 0 | 0 | -24.7351 | 8.8348 | 0 | 7.9982 | 0 | 0 | -35.7832 | 14.7107 | 0 | 12.7419 | -4.6884 | -7.9021 | -8.3307
9 | 9 | 5 | 0 | 0 | -8.2656 | 2.1743 | 0 | 2.1651 | 0 | 0 | -19.7417 | 6.7613 | 0 | 6.1261 | 0 | 0 | -28.5594 | 11.2582 | 0 | 9.7595 | -3.9262 | -6.8542 | -7.5417
9 | 9 | 6 | 0 | 0 | -6.1316 | 1.5495 | 0 | 1.5423 | 0 | 0 | -14.6448 | 4.8183 | 0 | 4.364 | 0 | 0 | -21.186 | 8.0228 | 0 | 6.9522 | -3.0398 | -5.4626 | -6.2109
9 | 9 | 7 | 0 | 0 | -3.9961 | 0.97591 | 0 | 0.97286 | 0 | 0 | -9.5444 | 3.0347 | 0 | 2.7527 | 0 | 0 | -13.8075 | 5.0531 | 0 | 4.3853 | -2.0474 | -3.757 | -4.3691
9 | 9 | 8 | 0 | 0 | -3.3037 | 0.80352 | 0 | 0.79887 | 0 | 0 | -7.8907 | 2.4987 | 0 | 2.2604 | 0 | 0 | -11.4152 | 4.1605 | 0 | 3.601 | -1.7013 | -3.1317 | -3.6536
9 | 9 | 9 | 0 | 0 | -2.6252 | 0.64085 | 0 | 0.63503 | 0 | 0 | -6.27 | 1.9928 | 0 | 1.7968 | 0 | 0 | -9.0706 | 3.3182 | 0 | 2.8625 | -1.3493 | -2.4804 | -2.8899
9 | 9 | 10 | 0 | 0 | -1.9367 | 0.48176 | 0 | 0.47834 | 0 | 0 | -4.6257 | 1.4981 | 0 | 1.3534 | 0 | 0 | -6.6918 | 2.4945 | 0 | 2.1562 | -0.97662 | -1.7742 | -2.0412
9 | 9 | 11 | 0 | 0 | -2.4566 | 0.6108 | 0 | 0.60585 | 0 | 0 | -5.8674 | 1.8994 | 0 | 1.7142 | 0 | 0 | -8.4882 | 3.1626 | 0 | 2.7309 | -1.24 | -2.2538 | -2.5946
9 | 9 | 12 | 0 | 0 | -3.0299 | 0.75344 | 0 | 0.7467 | 0 | 0 | -7.2368 | 2.3429 | 0 | 2.1128 | 0 | 0 | -10.4692 | 3.9012 | 0 | 3.3658 | -1.5298 | -2.7811 | -3.2021
9 | 9 | 13 | 0 | 0 | -3.5494 | 0.88846 | 0 | 0.88315 | 0 | 0 | -8.4774 | 2.7628 | 0 | 2.4988 | 0 | 0 | -12.2639 | 4.6003 | 0 | 3.9809 | -1.7778 | -3.2158 | -3.6827
9 | 9 | 14 | 0 | 0 | -6.1018 | 1.5765 | 0 | 1.5709 | 0 | 0 | -14.5736 | 4.9025 | 0 | 4.4447 | 0 | 0 | -21.0831 | 8.1631 | 0 | 7.0808 | -2.9544 | -5.2265 | -5.8392
9 | 9 | 15 | 0 | 0 | -8.6724 | 2.3406 | 0 | 2.3368 | 0 | 0 | -20.7133 | 7.2785 | 0 | 6.6119 | 0 | 0 | -29.965 | 12.1194 | 0 | 10.5335 | -3.9949 | -6.8228 | -7.3121
9 | 9 | 16 | 0 | 0 | -11.277 | 3.1988 | 0 | 3.1949 | 0 | 0 | -26.9341 | 9.9471 | 0 | 9.0399 | 0 | 0 | -38.9644 | 16.5628 | 0 | 14.4015 | -4.8833 | -7.9471 | -8.0001
9 | 9 | 17 | 0 | 0 | -13.2189 | 3.8536 | 0 | 3.8475 | 0 | 0 | -31.5723 | 11.9833 | 0 | 10.8864 | 0 | 0 | -45.6744 | 19.9532 | 0 | 17.3432 | -5.5178 | -8.7027 | -8.3781
9 | 9 | 18 | 0 | 0 | -15.1229 | 4.5762 | 0 | 4.5654 | 0 | 0 | -36.1199 | 14.2303 | 0 | 12.9175 | 0 | 0 | -52.2531 | 23.6948 | 0 | 20.5789 | -5.9814 | -8.972 | -7.9794
9 | 9 | 19 | 0 | 0 | -17.0599 | 5.3192 | 0 | 5.307 | 0 | 0 | -40.7463 | 16.5408 | 0 | 15.016 | 0 | 0 | -58.946 | 27.5419 | 0 | 23.922 | -6.4337 | -9.1895 | -7.482
9 | 9 | 20 | 0 | 0 | -17.6981 | 5.6037 | 0 | 5.5854 | 0 | 0 | -42.2705 | 17.4254 | 0 | 15.8037 | 0 | 0 | -61.151 | 29.0149 | 0 | 25.1768 | -6.509 | -9.0414 | -6.9592
9 | 9 | 21 | 0 | 0 | -18.3243 | 5.8698 | 0 | 5.8424 | 0 | 0 | -43.7662 | 18.253 | 0 | 16.5308 | 0 | 0 | -63.3147 | 30.3929 | 0 | 26.3353 | -6.6121 | -8.9823 | -6.5865
9 | 9 | 22 | 0 | 0 | -19.001 | 6.1629 | 0 | 6.1287 | 0 | 0 | -45.3823 | 19.1646 | 0 | 17.3409 | 0 | 0 | -65.6527 | 31.9107 | 0 | 27.6259 | -6.7093 | -8.8768 | -6.1161
9 | 9 | 23 | 0 | 0 | -19.3363 | 6.3446 | 0 | 6.3006 | 0 | 0 | -46.1832 | 19.7294 | 0 | 17.8273 | 0 | 0 | -66.8114 | 32.8512 | 0 | 28.4007 | -6.6912 | -8.6265 | -5.5595
9 | 10 | 0 | 0 | 0 | -19.7098 | 6.4782 | 0 | 6.4302 | 0 | 0 | -47.0753 | 20.1449 | 0 | 18.194 | 0 | 0 | -68.1019 | 33.543 | 0 | 28.9849 | -6.8014 | -8.7364 | -5.574
9 | 10 | 1 | 0 | 0 | -20.0604 | 6.6696 | 0 | 6.6167 | 0 | 0 | -47.9126 | 20.74 | 0 | 18.7216 | 0 | 0 | -69.3132 | 34.534 | 0 | 29.8254 | -6.7741 | -8.4509 | -4.9537
9 | 10 | 2 | 0 | 0 | -16.7005 | 5.2191 | 0 | 5.1782 | 0 | 0 | -39.8878 | 16.2294 | 0 | 14.6516 | 0 | 0 | -57.704 | 27.0235 | 0 | 23.3415 | -6.3032 | -9.0067 | -7.3391
9 | 10 | 3 | 0 | 0 | -13.3134 | 3.8764 | 0 | 3.8581 | 0 | 0 | -31.7979 | 12.0541 | 0 | 10.9165 | 0 | 0 | -46.0008 | 20.0712 | 0 | 17.391 | -5.5789 | -8.8273 | -8.5385
9 | 10 | 4 | 0 | 0 | -9.9625 | 2.7217 | 0 | 2.7157 | 0 | 0 | -23.7945 | 8.4635 | 0 | 7.6839 | 0 | 0 | -34.4226 | 14.0925 | 0 | 12.2413 | -4.5251 | -7.6471 | -8.0888
9 | 10 | 5 | 0 | 0 | -7.0735 | 1.8257 | 0 | 1.8182 | 0 | 0 | -16.8944 | 5.6772 | 0 | 5.1445 | 0 | 0 | -24.4405 | 9.4531 | 0 | 8.1958 | -3.4296 | -6.0726 | -6.7916
9 | 10 | 6 | 0 | 0 | -4.227 | 1.0489 | 0 | 1.04 | 0 | 0 | -10.0957 | 3.2617 | 0 | 2.9425 | 0 | 0 | -14.6051 | 5.431 | 0 | 4.6877 | -2.1381 | -3.8915 | -4.4864
9 | 10 | 7 | 0 | 0 | -1.4932 | 0.37514 | 0 | 0.38045 | 0 | 0 | -3.5664 | 1.1665 | 0 | 1.0765 | 0 | 0 | -5.1593 | 1.9424 | 0 | 1.7149 | -0.7376 | -1.3233 | -1.502
9 | 10 | 8 | 0 | 0 | -0.87057 | 0.23178 | 0 | 0.23821 | 0 | 0 | -2.0793 | 0.72076 | 0 | 0.67401 | 0 | 0 | -3.008 | 1.2001 | 0 | 1.0738 | -0.40057 | -0.68451 | -0.73411
9 | 10 | 9 | 0 | 0 | -0.68548 | 0.18389 | 0 | 0.18755 | 0 | 0 | -1.6372 | 0.57183 | 0 | 0.53068 | 0 | 0 | -2.3685 | 0.95214 | 0 | 0.84542 | -0.31404 | -0.53472 | -0.57094
9 | 10 | 10 | 0 | 0 | -0.54737 | 0.14684 | 0 | 0.15073 | 0 | 0 | -1.3073 | 0.45661 | 0 | 0.42649 | 0 | 0 | -1.8913 | 0.7603 | 0 | 0.67944 | -0.2498 | -0.42424 | -0.45154
9 | 10 | 11 | 0 | 0 | -0.59711 | 0.16189 | 0 | 0.16601 | 0 | 0 | -1.4261 | 0.50343 | 0 | 0.46972 | 0 | 0 | -2.0631 | 0.83825 | 0 | 0.74832 | -0.2692 | -0.45299 | -0.47657
9 | 10 | 12 | 0 | 0 | -0.65503 | 0.17863 | 0 | 0.18269 | 0 | 0 | -1.5645 | 0.55549 | 0 | 0.5169 | 0 | 0 | -2.2633 | 0.92494 | 0 | 0.82348 | -0.29371 | -0.4921 | -0.51487
9 | 10 | 13 | 0 | 0 | -0.72633 | 0.1992 | 0 | 0.20472 | 0 | 0 | -1.7348 | 0.61945 | 0 | 0.57924 | 0 | 0 | -2.5096 | 1.0314 | 0 | 0.92278 | -0.32241 | -0.53608 | -0.5554
9 | 10 | 14 | 0 | 0 | -4.1445 | 1.037 | 0 | 1.014 | 0 | 0 | -9.8989 | 3.2246 | 0 | 2.8692 | 0 | 0 | -14.3203 | 5.3692 | 0 | 4.5709 | -2.0935 | -3.8051 | -4.3802
9 | 10 | 15 | 0 | 0 | -8.2296 | 2.1832 | 0 | 2.1389 | 0 | 0 | -19.6558 | 6.789 | 0 | 6.0519 | 0 | 0 | -28.4353 | 11.3042 | 0 | 9.6413 | -3.9076 | -6.815 | -7.4898
9 | 10 | 16 | 0 | 0 | -12.3076 | 3.5484 | 0 | 3.4727 | 0 | 0 | -29.3957 | 11.0344 | 0 | 9.8259 | 0 | 0 | -42.5255 | 18.3732 | 0 | 15.6537 | -5.2864 | -8.5354 | -8.4986
9 | 10 | 17 | 0 | 0 | -12.8134 | 3.7258 | 0 | 3.6793 | 0 | 0 | -30.6037 | 11.5859 | 0 | 10.4104 | 0 | 0 | -44.2731 | 19.2915 | 0 | 16.5848 | -5.4083 | -8.6074 | -8.3967
9 | 10 | 18 | 0 | 0 | -13.2786 | 3.9159 | 0 | 3.9031 | 0 | 0 | -31.7149 | 12.177 | 0 | 11.0436 | 0 | 0 | -45.8806 | 20.2758 | 0 | 17.5936 | -5.4597 | -8.4942 | -8.0112
9 | 10 | 19 | 0 | 0 | -13.7798 | 4.1188 | 0 | 4.1437 | 0 | 0 | -32.912 | 12.808 | 0 | 11.7244 | 0 | 0 | -47.6124 | 21.3265 | 0 | 18.6781 | -5.5174 | -8.3796 | -7.6078
9 | 10 | 20 | 0 | 0 | -13.6733 | 4.0719 | 0 | 4.1083 | 0 | 0 | -32.6575 | 12.662 | 0 | 11.6243 | 0 | 0 | -47.2443 | 21.0834 | 0 | 18.5187 | -5.4931 | -8.3712 | -7.6422
9 | 10 | 21 | 0 | 0 | -13.6014 | 4.0693 | 0 | 4.1161 | 0 | 0 | -32.4858 | 12.654 | 0 | 11.6463 | 0 | 0 | -46.9959 | 21.0701 | 0 | 18.5537 | -5.416 | -8.1855 | -7.3721
9 | 10 | 22 | 0 | 0 | -13.4807 | 4.0603 | 0 | 4.1166 | 0 | 0 | -32.1977 | 12.6262 | 0 | 11.6477 | 0 | 0 | -46.579 | 21.0238 | 0 | 18.556 | -5.3038 | -7.9237 | -6.9993
9 | 10 | 23 | 0 | 0 | -12.8745 | 3.8307 | 0 | 3.8941 | 0 | 0 | -30.7497 | 11.912 | 0 | 11.0183 | 0 | 0 | -44.4843 | 19.8346 | 0 | 17.5533 | -5.1497 | -7.8193 | -7.0964
9 | 11 | 0 | 0 | 0 | -12.2626 | 3.6283 | 0 | 3.6974 | 0 | 0 | -29.2882 | 11.2826 | 0 | 10.4616 | 0 | 0 | -42.3701 | 18.7866 | 0 | 16.6664 | -4.937 | -7.544 | -6.9171
9 | 11 | 1 | 0 | 0 | -11.6606 | 3.4212 | 0 | 3.4992 | 0 | 0 | -27.8503 | 10.6388 | 0 | 9.901 | 0 | 0 | -40.2899 | 17.7146 | 0 | 15.7733 | -4.7401 | -7.3105 | -6.802
9 | 11 | 2 | 0 | 0 | -9.4643 | 2.6458 | 0 | 2.7115 | 0 | 0 | -22.6047 | 8.2275 | 0 | 7.6722 | 0 | 0 | -32.7014 | 13.6995 | 0 | 12.2226 | -4.107 | -6.7051 | -6.7793
9 | 11 | 3 | 0 | 0 | -7.2611 | 1.939 | 0 | 1.9943 | 0 | 0 | -17.3426 | 6.0296 | 0 | 5.6429 | 0 | 0 | -25.0888 | 10.0398 | 0 | 8.9897 | -3.3278 | -5.6701 | -6.0593
9 | 11 | 4 | 0 | 0 | -5.1135 | 1.3227 | 0 | 1.3659 | 0 | 0 | -12.2131 | 4.113 | 0 | 3.8649 | 0 | 0 | -17.6682 | 6.8486 | 0 | 6.1572 | -2.4249 | -4.2352 | -4.6625
9 | 11 | 5 | 0 | 0 | -4.0888 | 1.0235 | 0 | 1.0624 | 0 | 0 | -9.7659 | 3.1828 | 0 | 3.006 | 0 | 0 | -14.1279 | 5.2996 | 0 | 4.7888 | -2.003 | -3.5772 | -4.0395
9 | 11 | 6 | 0 | 0 | -3.0814 | 0.74973 | 0 | 0.7865 | 0 | 0 | -7.3597 | 2.3314 | 0 | 2.2254 | 0 | 0 | -10.647 | 3.882 | 0 | 3.5452 | -1.5452 | -2.803 | -3.2198
9 | 11 | 7 | 0 | 0 | -2.0878 | 0.50011 | 0 | 0.54037 | 0 | 0 | -4.9866 | 1.5552 | 0 | 1.529 | 0 | 0 | -7.2138 | 2.5895 | 0 | 2.4358 | -1.0473 | -1.9024 | -2.1886
9 | 11 | 8 | 0 | 0 | -1.7712 | 0.42173 | 0 | 0.44754 | 0 | 0 | -4.2304 | 1.3114 | 0 | 1.2663 | 0 | 0 | -6.1199 | 2.1837 | 0 | 2.0173 | -0.90194 | -1.6527 | -1.9189
9 | 11 | 9 | 0 | 0 | -1.4432 | 0.3452 | 0 | 0.35804 | 0 | 0 | -3.4469 | 1.0734 | 0 | 1.0131 | 0 | 0 | -4.9865 | 1.7874 | 0 | 1.6139 | -0.73994 | -1.3604 | -1.5852
9 | 11 | 10 | 0 | 0 | -1.1694 | 0.28128 | 0 | 0.27893 | 0 | 0 | -2.7931 | 0.87467 | 0 | 0.78923 | 0 | 0 | -4.0407 | 1.4564 | 0 | 1.2573 | -0.60924 | -1.1292 | -1.327
9 | 11 | 11 | 0 | 0 | -1.2573 | 0.30522 | 0 | 0.30893 | 0 | 0 | -3.0029 | 0.94912 | 0 | 0.8741 | 0 | 0 | -4.3442 | 1.5804 | 0 | 1.3925 | -0.64313 | -1.1797 | -1.3713
9 | 11 | 12 | 0 | 0 | -1.2963 | 0.31693 | 0 | 0.32769 | 0 | 0 | -3.0961 | 0.98555 | 0 | 0.92717 | 0 | 0 | -4.479 | 1.641 | 0 | 1.4771 | -0.65168 | -1.1834 | -1.3609
9 | 11 | 13 | 0 | 0 | -1.3446 | 0.33427 | 0 | 0.35273 | 0 | 0 | -3.2114 | 1.0395 | 0 | 0.99804 | 0 | 0 | -4.6458 | 1.7308 | 0 | 1.59 | -0.65758 | -1.1739 | -1.3251
9 | 11 | 14 | 0 | 0 | -1.3196 | 0.3289 | 0 | 0.34399 | 0 | 0 | -3.1518 | 1.0228 | 0 | 0.9733 | 0 | 0 | -4.5595 | 1.703 | 0 | 1.5506 | -0.64671 | -1.1557 | -1.306
9 | 11 | 15 | 0 | 0 | -1.3553 | 0.33397 | 0 | 0.34409 | 0 | 0 | -3.237 | 1.0385 | 0 | 0.9736 | 0 | 0 | -4.6828 | 1.7292 | 0 | 1.551 | -0.67722 | -1.2249 | -1.4025
9 | 11 | 16 | 0 | 0 | -1.3739 | 0.33788 | 0 | 0.34737 | 0 | 0 | -3.2815 | 1.0507 | 0 | 0.98288 | 0 | 0 | -4.7472 | 1.7495 | 0 | 1.5658 | -0.68866 | -1.2479 | -1.4319
9 | 11 | 17 | 0 | 0 | -1.3306 | 0.3337 | 0 | 0.3607 | 0 | 0 | -3.178 | 1.0377 | 0 | 1.0206 | 0 | 0 | -4.5975 | 1.7278 | 0 | 1.6259 | -0.6362 | -1.1198 | -1.2438
9 | 11 | 18 | 0 | 0 | -1.2907 | 0.33212 | 0 | 0.3789 | 0 | 0 | -3.0826 | 1.0328 | 0 | 1.0721 | 0 | 0 | -4.4595 | 1.7197 | 0 | 1.7079 | -0.57964 | -0.97778 | -1.0319
9 | 11 | 19 | 0 | 0 | -1.3914 | 0.36489 | 0 | 0.4275 | 0 | 0 | -3.3232 | 1.1347 | 0 | 1.2096 | 0 | 0 | -4.8075 | 1.8893 | 0 | 1.927 | -0.59898 | -0.97889 | -0.99114
9 | 11 | 20 | 0 | 0 | -1.5185 | 0.38552 | 0 | 0.45056 | 0 | 0 | -3.6269 | 1.1988 | 0 | 1.2748 | 0 | 0 | -5.2469 | 1.9961 | 0 | 2.0309 | -0.68247 | -1.1533 | -1.2198
9 | 11 | 21 | 0 | 0 | -1.7748 | 0.43399 | 0 | 0.49785 | 0 | 0 | -4.2389 | 1.3495 | 0 | 1.4087 | 0 | 0 | -6.1323 | 2.2471 | 0 | 2.2441 | -0.84294 | -1.4807 | -1.641
9 | 11 | 22 | 0 | 0 | -2.0379 | 0.48635 | 0 | 0.55073 | 0 | 0 | -4.8674 | 1.5124 | 0 | 1.5583 | 0 | 0 | -7.0415 | 2.5183 | 0 | 2.4825 | -1.0008 | -1.7967 | -2.0407
9 | 11 | 23 | 0 | 0 | -2.109 | 0.49922 | 0 | 0.55318 | 0 | 0 | -5.0372 | 1.5524 | 0 | 1.5652 | 0 | 0 | -7.2872 | 2.5849 | 0 | 2.4935 | -1.0566 | -1.9196 | -2.2087
9 | 12 | 0 | 0 | 0 | -2.1926 | 0.51535 | 0 | 0.55919 | 0 | 0 | -5.2368 | 1.6026 | 0 | 1.5822 | 0 | 0 | -7.5758 | 2.6684 | 0 | 2.5206 | -1.118 | -2.052 | -2.3868
9 | 12 | 1 | 0 | 0 | -2.228 | 0.52125 | 0 | 0.55584 | 0 | 0 | -5.3213 | 1.6209 | 0 | 1.5727 | 0 | 0 | -7.6982 | 2.699 | 0 | 2.5055 | -1.1509 | -2.1277 | -2.4937
9 | 12 | 2 | 0 | 0 | -1.6503 | 0.38336 | 0 | 0.40935 | 0 | 0 | -3.9415 | 1.1921 | 0 | 1.1582 | 0 | 0 | -5.702 | 1.985 | 0 | 1.8452 | -0.85755 | -1.5912 | -1.8719
9 | 12 | 3 | 0 | 0 | -1.0842 | 0.25086 | 0 | 0.27071 | 0 | 0 | -2.5895 | 0.78007 | 0 | 0.76595 | 0 | 0 | -3.7462 | 1.2989 | 0 | 1.2202 | -0.56264 | -1.0435 | -1.227
9 | 12 | 4 | 0 | 0 | -0.7439 | 0.17262 | 0 | 0.18659 | 0 | 0 | -1.7767 | 0.53678 | 0 | 0.52794 | 0 | 0 | -2.5703 | 0.89378 | 0 | 0.84107 | -0.38469 | -0.71202 | -0.83549
9 | 12 | 5 | 0 | 0 | -0.28215 | 0.06336 | 0 | 0.061798 | 0 | 0 | -0.67389 | 0.19703 | 0 | 0.17485 | 0 | 0 | -0.97488 | 0.32807 | 0 | 0.27856 | -0.15699 | -0.302 | -0.36825
9 | 12 | 6 | 0 | 0 | -0.13556 | 0.033409 | 0 | 0.029823 | 0 | 0 | -0.32378 | 0.10389 | 0 | 0.084382 | 0 | 0 | -0.46841 | 0.17299 | 0 | 0.13443 | -0.072333 | -0.13551 | -0.16099
9 | 12 | 7 | 0 | 0 | -0.092829 | 0.024541 | 0 | 0.020754 | 0 | 0 | -0.22172 | 0.076313 | 0 | 0.058723 | 0 | 0 | -0.32075 | 0.12707 | 0 | 0.093551 | -0.047535 | -0.08668 | -0.10013
9 | 12 | 8 | 0 | 0 | -0.078773 | 0.021583 | 0 | 0.018131 | 0 | 0 | -0.18814 | 0.067117 | 0 | 0.051301 | 0 | 0 | -0.27218 | 0.11176 | 0 | 0.081727 | -0.039059 | -0.069726 | -0.078696
9 | 12 | 9 | 0 | 0 | -0.064717 | 0.018806 | 0 | 0.015626 | 0 | 0 | -0.15457 | 0.05848 | 0 | 0.044213 | 0 | 0 | -0.22361 | 0.097374 | 0 | 0.070435 | -0.030285 | -0.051878 | -0.055802
9 | 12 | 10 | 0 | 0 | -0.049625 | 0.015565 | 0 | 0.012911 | 0 | 0 | -0.11852 | 0.0484 | 0 | 0.036532 | 0 | 0 | -0.17147 | 0.080591 | 0 | 0.058199 | -0.021149 | -0.033593 | -0.032676
9 | 12 | 11 | 0 | 0 | -0.1581 | 0.041671 | 0 | 0.034862 | 0 | 0 | -0.37762 | 0.12958 | 0 | 0.098641 | 0 | 0 | -0.54628 | 0.21577 | 0 | 0.15714 | -0.08157 | -0.14939 | -0.17337
9 | 12 | 12 | 0 | 0 | -0.26007 | 0.067573 | 0 | 0.056516 | 0 | 0 | -0.62116 | 0.21013 | 0 | 0.15991 | 0 | 0 | -0.89861 | 0.34988 | 0 | 0.25475 | -0.13598 | -0.25113 | -0.29398
9 | 12 | 13 | 0 | 0 | -0.4243 | 0.11064 | 0 | 0.098034 | 0 | 0 | -1.0134 | 0.34404 | 0 | 0.27738 | 0 | 0 | -1.4661 | 0.57285 | 0 | 0.4419 | -0.21563 | -0.39199 | -0.45131
9 | 12 | 14 | 0 | 0 | -1.0492 | 0.28093 | 0 | 0.27526 | 0 | 0 | -2.5058 | 0.87359 | 0 | 0.77884 | 0 | 0 | -3.6251 | 1.4546 | 0 | 1.2408 | -0.49297 | -0.85339 | -0.92969
9 | 12 | 15 | 0 | 0 | -1.7716 | 0.4933 | 0 | 0.50455 | 0 | 0 | -4.2314 | 1.534 | 0 | 1.4276 | 0 | 0 | -6.1214 | 2.5542 | 0 | 2.2743 | -0.77377 | -1.2698 | -1.2928
9 | 12 | 16 | 0 | 0 | -3.4241 | 0.93072 | 0 | 0.97373 | 0 | 0 | -8.1782 | 2.8942 | 0 | 2.7551 | 0 | 0 | -11.8311 | 4.8191 | 0 | 4.3892 | -1.5197 | -2.5288 | -2.6227
9 | 12 | 17 | 0 | 0 | -4.6091 | 1.2351 | 0 | 1.2667 | 0 | 0 | -11.0084 | 3.8408 | 0 | 3.584 | 0 | 0 | -15.9254 | 6.3952 | 0 | 5.7097 | -2.1073 | -3.5836 | -3.8204
9 | 12 | 18 | 0 | 0 | -5.8859 | 1.5846 | 0 | 1.6012 | 0 | 0 | -14.0579 | 4.9275 | 0 | 4.5306 | 0 | 0 | -20.337 | 8.2048 | 0 | 7.2177 | -2.7001 | -4.5998 | -4.9146
9 | 12 | 19 | 0 | 0 | -7.203 | 1.9576 | 0 | 1.9603 | 0 | 0 | -17.2038 | 6.0873 | 0 | 5.5466 | 0 | 0 | -24.888 | 10.1359 | 0 | 8.8364 | -3.2851 | -5.5698 | -5.9157
9 | 12 | 20 | 0 | 0 | -7.9624 | 2.1759 | 0 | 2.1752 | 0 | 0 | -19.0174 | 6.7662 | 0 | 6.1547 | 0 | 0 | -27.5118 | 11.2664 | 0 | 9.805 | -3.6113 | -6.0965 | -6.4404
9 | 12 | 21 | 0 | 0 | -8.7261 | 2.4038 | 0 | 2.3961 | 0 | 0 | -20.8416 | 7.4751 | 0 | 6.7796 | 0 | 0 | -30.1508 | 12.4467 | 0 | 10.8006 | -3.9262 | -6.587 | -6.9035
9 | 12 | 22 | 0 | 0 | -9.5294 | 2.6572 | 0 | 2.6383 | 0 | 0 | -22.7602 | 8.2629 | 0 | 7.4651 | 0 | 0 | -32.9262 | 13.7585 | 0 | 11.8926 | -4.2339 | -7.0322 | -7.2751
9 | 12 | 23 | 0 | 0 | -9.9171 | 2.7839 | 0 | 2.7778 | 0 | 0 | -23.6861 | 8.6569 | 0 | 7.8598 | 0 | 0 | -34.2657 | 14.4146 | 0 | 12.5215 | -4.3553 | -7.1693 | -7.3296
9 | 13 | 0 | 0 | 0 | -10.3424 | 2.9084 | 0 | 2.9115 | 0 | 0 | -24.702 | 9.044 | 0 | 8.238 | 0 | 0 | -35.7353 | 15.0591 | 0 | 13.1239 | -4.5225 | -7.42 | -7.5524
9 | 13 | 1 | 0 | 0 | -10.7259 | 3.0472 | 0 | 3.0603 | 0 | 0 | -25.6178 | 9.4757 | 0 | 8.6591 | 0 | 0 | -37.0603 | 15.7779 | 0 | 13.7948 | -4.6183 | -7.4831 | -7.4876
9 | 13 | 2 | 0 | 0 | -8.632 | 2.3407 | 0 | 2.3452 | 0 | 0 | -20.6169 | 7.2786 | 0 | 6.6356 | 0 | 0 | -29.8256 | 12.1195 | 0 | 10.5712 | -3.9462 | -6.7027 | -7.1349
9 | 13 | 3 | 0 | 0 | -6.5468 | 1.7086 | 0 | 1.7041 | 0 | 0 | -15.6364 | 5.3132 | 0 | 4.8218 | 0 | 0 | -22.6206 | 8.8469 | 0 | 7.6816 | -3.134 | -5.5015 | -6.0921
9 | 13 | 4 | 0 | 0 | -4.4682 | 1.1298 | 0 | 1.1177 | 0 | 0 | -10.672 | 3.5134 | 0 | 3.1626 | 0 | 0 | -15.4387 | 5.8501 | 0 | 5.0383 | -2.2207 | -3.996 | -4.5503
9 | 13 | 5 | 0 | 0 | -1.594 | 0.40046 | 0 | 0.3962 | 0 | 0 | -3.8072 | 1.2453 | 0 | 1.121 | 0 | 0 | -5.5077 | 2.0735 | 0 | 1.7859 | -0.79736 | -1.4409 | -1.6482
9 | 13 | 6 | 0 | 0 | -0.44939 | 0.11873 | 0 | 0.11656 | 0 | 0 | -1.0733 | 0.3692 | 0 | 0.32979 | 0 | 0 | -1.5527 | 0.61475 | 0 | 0.52539 | -0.2141 | -0.37433 | -0.41259
9 | 13 | 7 | 0 | 0 | -0.054831 | 0.015763 | 0 | 0.013094 | 0 | 0 | -0.13096 | 0.049018 | 0 | 0.037048 | 0 | 0 | -0.18945 | 0.081619 | 0 | 0.059021 | -0.025975 | -0.044895 | -0.048815
9 | 13 | 8 | 0 | 0 | -0.020757 | 0.0067141 | 0 | 0.0051593 | 0 | 0 | -0.049578 | 0.020879 | 0 | 0.014598 | 0 | 0 | -0.071722 | 0.034765 | 0 | 0.023256 | -0.008884 | -0.014101 | -0.013701
9 | 13 | 9 | 0 | 0 | -7.6101e-10 | 0.0016008 | 0 | 0.0016174 | 0 | 0 | -1.8176e-09 | 0.004978 | 0 | 0.0045764 | 0 | 0 | -2.6295e-09 | 0.0082888 | 0 | 0.0072907 | 0.0032182 | 0.0095544 | 0.015579
9 | 13 | 10 | 0 | 0 | 0 | 0.0011434 | 0 | 0.0011552 | 0 | 0 | 0 | 0.0035556 | 0 | 0.0032687 | 0 | 0 | 0 | 0.0059204 | 0 | 0.0052074 | 0.0022986 | 0.0068243 | 0.011128
9 | 13 | 11 | 0 | 0 | 0 | 0.0017463 | 0 | 0.0017644 | 0 | 0 | 0 | 0.0054305 | 0 | 0.0049924 | 0 | 0 | 0 | 0.0090423 | 0 | 0.0079534 | 0.0035108 | 0.010423 | 0.016996
9 | 13 | 12 | 0 | 0 | -0.0041515 | 0.0033656 | 0 | 0.0030756 | 0 | 0 | -0.0099154 | 0.010466 | 0 | 0.0087023 | 0 | 0 | -0.014344 | 0.017426 | 0 | 0.013864 | 0.0022897 | 0.0092526 | 0.016946
9 | 13 | 13 | 0 | 0 | -0.018682 | 0.0073113 | 0 | 0.0059252 | 0 | 0 | -0.04462 | 0.022736 | 0 | 0.016765 | 0 | 0 | -0.06455 | 0.037857 | 0 | 0.026709 | -0.0054453 | -0.0051191 | 1.5606e-05
9 | 13 | 14 | 0 | 0 | -0.26041 | 0.073581 | 0 | 0.070476 | 0 | 0 | -0.62197 | 0.22881 | 0 | 0.19941 | 0 | 0 | -0.89978 | 0.38099 | 0 | 0.31768 | -0.11635 | -0.19375 | -0.20111
9 | 13 | 15 | 0 | 0 | -0.81591 | 0.21852 | 0 | 0.214 | 0 | 0 | -1.9487 | 0.67951 | 0 | 0.60552 | 0 | 0 | -2.8191 | 1.1314 | 0 | 0.96465 | -0.38339 | -0.66371 | -0.72306
9 | 13 | 16 | 0 | 0 | -3.6719 | 0.90142 | 0 | 0.84061 | 0 | 0 | -8.7699 | 2.8031 | 0 | 2.3785 | 0 | 0 | -12.6871 | 4.6674 | 0 | 3.7891 | -1.9298 | -3.5884 | -4.2306
9 | 13 | 17 | 0 | 0 | -4.2889 | 1.0594 | 0 | 0.99011 | 0 | 0 | -10.2436 | 3.2945 | 0 | 2.8015 | 0 | 0 | -14.819 | 5.4857 | 0 | 4.463 | -2.2393 | -4.1476 | -4.8703
9 | 13 | 18 | 0 | 0 | -4.8887 | 1.2391 | 0 | 1.1741 | 0 | 0 | -11.6762 | 3.8532 | 0 | 3.3221 | 0 | 0 | -16.8915 | 6.4158 | 0 | 5.2924 | -2.4755 | -4.501 | -5.1832
9 | 13 | 19 | 0 | 0 | -5.5195 | 1.4237 | 0 | 1.3645 | 0 | 0 | -13.1829 | 4.4273 | 0 | 3.8607 | 0 | 0 | -19.0711 | 7.3718 | 0 | 6.1504 | -2.7313 | -4.8949 | -5.5489
9 | 13 | 20 | 0 | 0 | -6.313 | 1.6492 | 0 | 1.5898 | 0 | 0 | -15.078 | 5.1284 | 0 | 4.4983 | 0 | 0 | -21.8127 | 8.5392 | 0 | 7.1662 | -3.074 | -5.4514 | -6.1073
9 | 13 | 21 | 0 | 0 | -7.0623 | 1.8698 | 0 | 1.8166 | 0 | 0 | -16.8678 | 5.8145 | 0 | 5.1401 | 0 | 0 | -24.4019 | 9.6817 | 0 | 8.1887 | -3.3758 | -5.9131 | -6.5315
9 | 13 | 22 | 0 | 0 | -7.98 | 2.167 | 0 | 2.1812 | 0 | 0 | -19.0595 | 6.7385 | 0 | 6.1715 | 0 | 0 | -27.5726 | 11.2201 | 0 | 9.8318 | -3.6319 | -6.1495 | -6.5206
9 | 13 | 23 | 0 | 0 | -8.2769 | 2.2506 | 0 | 2.2686 | 0 | 0 | -19.7687 | 6.9986 | 0 | 6.4189 | 0 | 0 | -28.5986 | 11.6534 | 0 | 10.226 | -3.7577 | -6.3512 | -6.7192
9 | 14 | 0 | 0 | 0 | -8.5823 | 2.3586 | 0 | 2.3803 | 0 | 0 | -20.4981 | 7.3344 | 0 | 6.735 | 0 | 0 | -29.6537 | 12.2124 | 0 | 10.7294 | -3.8434 | -6.4288 | -6.7119
9 | 14 | 1 | 0 | 0 | -8.8858 | 2.4515 | 0 | 2.4802 | 0 | 0 | -21.223 | 7.6232 | 0 | 7.0176 | 0 | 0 | -30.7024 | 12.6933 | 0 | 11.1797 | -3.9541 | -6.5822 | -6.8294
9 | 14 | 2 | 0 | 0 | -6.7737 | 1.7812 | 0 | 1.7974 | 0 | 0 | -16.1783 | 5.5388 | 0 | 5.0858 | 0 | 0 | -23.4045 | 9.2226 | 0 | 8.1022 | -3.1951 | -5.5537 | -6.0798
9 | 14 | 3 | 0 | 0 | -4.7135 | 1.19 | 0 | 1.1924 | 0 | 0 | -11.2579 | 3.7004 | 0 | 3.374 | 0 | 0 | -16.2863 | 6.1615 | 0 | 5.3751 | -2.3311 | -4.1835 | -4.7497
9 | 14 | 4 | 0 | 0 | -2.6182 | 0.63527 | 0 | 0.62992 | 0 | 0 | -6.2534 | 1.9755 | 0 | 1.7823 | 0 | 0 | -9.0466 | 3.2893 | 0 | 2.8394 | -1.353 | -2.4956 | -2.9178
9 | 14 | 5 | 0 | 0 | -0.39086 | 0.10078 | 0 | 0.099467 | 0 | 0 | -0.93353 | 0.31339 | 0 | 0.28144 | 0 | 0 | -1.3505 | 0.52183 | 0 | 0.44836 | -0.19061 | -0.3387 | -0.38032
9 | 14 | 6 | 0 | 0 | -0.023088 | 0.0067734 | 0 | 0.0074133 | 0 | 0 | -0.055144 | 0.021063 | 0 | 0.020976 | 0 | 0 | -0.079775 | 0.035071 | 0 | 0.033416 | -0.0089015 | -0.013106 | -0.011287
9 | 14 | 7 | 0 | 0 | 0 | 0 | 0 | 0 | 0 | 0 | 0 | 0 | 0 | 0 | 0 | 0 | 0 | 0 | 0 | 0 | 0 | 0 | 0
9 | 14 | 8 | 0 | 0 | 0 | 0 | 0 | 0 | 0 | 0 | 0 | 0 | 0 | 0 | 0 | 0 | 0 | 0 | 0 | 0 | 0 | 0 | 0
9 | 14 | 9 | 0 | 0 | 0 | 0 | 0 | 0 | 0 | 0 | 0 | 0 | 0 | 0 | 0 | 0 | 0 | 0 | 0 | 0 | 0 | 0 | 0
9 | 14 | 10 | 0 | 0 | 0 | 0 | 0 | 0 | 0 | 0 | 0 | 0 | 0 | 0 | 0 | 0 | 0 | 0 | 0 | 0 | 0 | 0 | 0
9 | 14 | 11 | 0 | 0 | 0 | 0 | 0 | 0 | 0 | 0 | 0 | 0 | 0 | 0 | 0 | 0 | 0 | 0 | 0 | 0 | 0 | 0 | 0
9 | 14 | 12 | 0 | 0 | 0 | 0 | 0 | 0 | 0 | 0 | 0 | 0 | 0 | 0 | 0 | 0 | 0 | 0 | 0 | 0 | 0 | 0 | 0
9 | 14 | 13 | 0 | 0 | 0 | 0 | 0 | 0 | 0 | 0 | 0 | 0 | 0 | 0 | 0 | 0 | 0 | 0 | 0 | 0 | 0 | 0 | 0
9 | 14 | 14 | 0 | 0 | -0.16213 | 0.047491 | 0 | 0.057497 | 0 | 0 | -0.38723 | 0.14768 | 0 | 0.16269 | 0 | 0 | -0.56019 | 0.2459 | 0 | 0.25917 | -0.05714 | -0.076864 | -0.055114
9 | 14 | 15 | 0 | 0 | -0.58772 | 0.16743 | 0 | 0.18026 | 0 | 0 | -1.4037 | 0.52065 | 0 | 0.51004 | 0 | 0 | -2.0307 | 0.86692 | 0 | 0.81255 | -0.24003 | -0.37303 | -0.35124
9 | 14 | 16 | 0 | 0 | -1.2466 | 0.35502 | 0 | 0.37003 | 0 | 0 | -2.9774 | 1.104 | 0 | 1.047 | 0 | 0 | -4.3073 | 1.8382 | 0 | 1.668 | -0.52155 | -0.82643 | -0.80109
9 | 14 | 17 | 0 | 0 | -1.465 | 0.41834 | 0 | 0.43807 | 0 | 0 | -3.499 | 1.3009 | 0 | 1.2395 | 0 | 0 | -5.0618 | 2.1661 | 0 | 1.9747 | -0.60855 | -0.95854 | -0.92101
9 | 14 | 18 | 0 | 0 | -1.7089 | 0.48749 | 0 | 0.51484 | 0 | 0 | -4.0817 | 1.5159 | 0 | 1.4567 | 0 | 0 | -5.9048 | 2.5242 | 0 | 2.3207 | -0.70661 | -1.109 | -1.0599
9 | 14 | 19 | 0 | 0 | -1.9654 | 0.56268 | 0 | 0.59878 | 0 | 0 | -4.6942 | 1.7497 | 0 | 1.6942 | 0 | 0 | -6.7909 | 2.9135 | 0 | 2.6991 | -0.80395 | -1.2503 | -1.1784
9 | 14 | 20 | 0 | 0 | -5.8933 | 1.5376 | 0 | 1.4552 | 0 | 0 | -14.0757 | 4.7813 | 0 | 4.1175 | 0 | 0 | -20.3628 | 7.9613 | 0 | 6.5596 | -2.9005 | -5.1769 | -5.8419
9 | 14 | 21 | 0 | 0 | -6.1604 | 1.6052 | 0 | 1.5173 | 0 | 0 | -14.7136 | 4.9917 | 0 | 4.2932 | 0 | 0 | -21.2855 | 8.3117 | 0 | 6.8395 | -3.0378 | -5.4286 | -6.1343
9 | 14 | 22 | 0 | 0 | -6.4295 | 1.6918 | 0 | 1.5964 | 0 | 0 | -15.3563 | 5.2607 | 0 | 4.5171 | 0 | 0 | -22.2154 | 8.7596 | 0 | 7.1962 | -3.1413 | -5.5785 | -6.2596
9 | 14 | 23 | 0 | 0 | -6.9103 | 1.8384 | 0 | 1.8015 | 0 | 0 | -16.5046 | 5.7168 | 0 | 5.0974 | 0 | 0 | -23.8765 | 9.5189 | 0 | 8.1206 | -3.2703 | -5.6905 | -6.237
9 | 15 | 0 | 0 | 0 | -7.0692 | 1.9006 | 0 | 1.8602 | 0 | 0 | -16.8843 | 5.9102 | 0 | 5.2635 | 0 | 0 | -24.4258 | 9.841 | 0 | 8.3853 | -3.3084 | -5.7106 | -6.1996
9 | 15 | 1 | 0 | 0 | -7.224 | 1.9438 | 0 | 1.9028 | 0 | 0 | -17.254 | 6.0445 | 0 | 5.3838 | 0 | 0 | -24.9606 | 10.0646 | 0 | 8.5769 | -3.3775 | -5.8257 | -6.3191
9 | 15 | 2 | 0 | 0 | -5.3926 | 1.3802 | 0 | 1.3507 | 0 | 0 | -12.8797 | 4.292 | 0 | 3.8219 | 0 | 0 | -18.6325 | 7.1465 | 0 | 6.0886 | -2.6616 | -4.7658 | -5.3974
9 | 15 | 3 | 0 | 0 | -3.5696 | 0.87252 | 0 | 0.85498 | 0 | 0 | -8.5256 | 2.7132 | 0 | 2.4191 | 0 | 0 | -12.3337 | 4.5178 | 0 | 3.8539 | -1.8421 | -3.3933 | -3.962
9 | 15 | 4 | 0 | 0 | -1.773 | 0.41547 | 0 | 0.4221 | 0 | 0 | -4.2346 | 1.292 | 0 | 1.1943 | 0 | 0 | -6.126 | 2.1513 | 0 | 1.9027 | -0.9354 | -1.7483 | -2.0721
9 | 15 | 5 | 0 | 0 | -0.043494 | 0.011697 | 0 | 0.014579 | 0 | 0 | -0.10388 | 0.036372 | 0 | 0.04125 | 0 | 0 | -0.15028 | 0.060563 | 0 | 0.065715 | -0.017218 | -0.026259 | -0.024002
9 | 15 | 6 | 0 | 0 | 0 | 0 | 0 | 0 | 0 | 0 | 0 | 0 | 0 | 0 | 0 | 0 | 0 | 0 | 0 | 0 | 0 | 0 | 0
9 | 15 | 7 | 0 | 0 | 0 | 0 | 0 | 0 | 0 | 0 | 0 | 0 | 0 | 0 | 0 | 0 | 0 | 0 | 0 | 0 | 0 | 0 | 0
9 | 15 | 8 | 0 | 0 | 0 | 0 | 0 | 0 | 0 | 0 | 0 | 0 | 0 | 0 | 0 | 0 | 0 | 0 | 0 | 0 | 0 | 0 | 0
9 | 15 | 9 | 0 | 0 | 0 | 0 | 0 | 0 | 0 | 0 | 0 | 0 | 0 | 0 | 0 | 0 | 0 | 0 | 0 | 0 | 0 | 0 | 0
9 | 15 | 10 | 0 | 0 | 0 | 0 | 0 | 0 | 0 | 0 | 0 | 0 | 0 | 0 | 0 | 0 | 0 | 0 | 0 | 0 | 0 | 0 | 0
9 | 15 | 11 | 0 | 0 | 0 | 0 | 0 | 0 | 0 | 0 | 0 | 0 | 0 | 0 | 0 | 0 | 0 | 0 | 0 | 0 | 0 | 0 | 0
9 | 15 | 12 | 0 | 0 | 0 | 0 | 0 | 0 | 0 | 0 | 0 | 0 | 0 | 0 | 0 | 0 | 0 | 0 | 0 | 0 | 0 | 0 | 0
9 | 15 | 13 | 0 | 0 | 0 | 0 | 0 | 0 | 0 | 0 | 0 | 0 | 0 | 0 | 0 | 0 | 0 | 0 | 0 | 0 | 0 | 0 | 0
9 | 15 | 14 | 0 | 0 | 0 | 0 | 0 | 0 | 0 | 0 | 0 | 0 | 0 | 0 | 0 | 0 | 0 | 0 | 0 | 0 | 0 | 0 | 0
9 | 15 | 15 | 0 | 0 | -0.1387 | 0.031091 | 0 | 0.052401 | 0 | 0 | -0.33128 | 0.096681 | 0 | 0.14827 | 0 | 0 | -0.47924 | 0.16098 | 0 | 0.2362 | -0.05521 | -0.086329 | -0.082059
9 | 15 | 16 | 0 | 0 | -2.8852 | 0.67796 | 0 | 0.67623 | 0 | 0 | -6.8912 | 2.1082 | 0 | 1.9134 | 0 | 0 | -9.9692 | 3.5104 | 0 | 3.0482 | -1.5311 | -2.8696 | -3.4106
9 | 15 | 17 | 0 | 0 | -3.6101 | 0.86274 | 0 | 0.85402 | 0 | 0 | -8.6223 | 2.6828 | 0 | 2.4164 | 0 | 0 | -12.4736 | 4.4671 | 0 | 3.8496 | -1.8933 | -3.5231 | -4.1569
9 | 15 | 18 | 0 | 0 | -4.3234 | 1.0507 | 0 | 1.0352 | 0 | 0 | -10.326 | 3.2673 | 0 | 2.9289 | 0 | 0 | -14.9382 | 5.4403 | 0 | 4.6661 | -2.2375 | -4.1298 | -4.8318
9 | 15 | 19 | 0 | 0 | -5.0523 | 1.252 | 0 | 1.2289 | 0 | 0 | -12.0671 | 3.8933 | 0 | 3.477 | 0 | 0 | -17.457 | 6.4827 | 0 | 5.5393 | -2.5715 | -4.6967 | -5.435
9 | 15 | 20 | 0 | 0 | -5.4667 | 1.3765 | 0 | 1.3481 | 0 | 0 | -13.0568 | 4.2804 | 0 | 3.8145 | 0 | 0 | -18.8887 | 7.1273 | 0 | 6.0769 | -2.7421 | -4.9618 | -5.6845
9 | 15 | 21 | 0 | 0 | -5.9134 | 1.5096 | 0 | 1.4736 | 0 | 0 | -14.1237 | 4.6944 | 0 | 4.1694 | 0 | 0 | -20.4322 | 7.8165 | 0 | 6.6423 | -2.9302 | -5.26 | -5.9734
9 | 15 | 22 | 0 | 0 | -6.5005 | 1.7351 | 0 | 1.6823 | 0 | 0 | -15.526 | 5.3956 | 0 | 4.76 | 0 | 0 | -22.4608 | 8.9841 | 0 | 7.5832 | -3.0831 | -5.3704 | -5.8935
9 | 15 | 23 | 0 | 0 | -6.833 | 1.8267 | 0 | 1.7646 | 0 | 0 | -16.32 | 5.6803 | 0 | 4.9927 | 0 | 0 | -23.6095 | 9.4582 | 0 | 7.9539 | -3.2418 | -5.647 | -6.1973
9 | 16 | 0 | 0 | 0 | -7.1497 | 1.9367 | 0 | 1.8631 | 0 | 0 | -17.0764 | 6.0225 | 0 | 5.2715 | 0 | 0 | -24.7037 | 10.0281 | 0 | 8.3981 | -3.3499 | -5.7823 | -6.2776
9 | 16 | 1 | 0 | 0 | -7.4321 | 2.0158 | 0 | 1.935 | 0 | 0 | -17.751 | 6.2683 | 0 | 5.4751 | 0 | 0 | -25.6796 | 10.4373 | 0 | 8.7224 | -3.4813 | -6.0075 | -6.5199
9 | 16 | 2 | 0 | 0 | -5.8465 | 1.4678 | 0 | 1.4083 | 0 | 0 | -13.964 | 4.5645 | 0 | 3.9848 | 0 | 0 | -20.2011 | 7.6002 | 0 | 6.3482 | -2.9704 | -5.4147 | -6.2527
9 | 16 | 3 | 0 | 0 | -3.8418 | 0.91182 | 0 | 0.86997 | 0 | 0 | -9.1759 | 2.8355 | 0 | 2.4616 | 0 | 0 | -13.2744 | 4.7213 | 0 | 3.9215 | -2.06 | -3.8789 | -4.6316
9 | 16 | 4 | 0 | 0 | -1.9142 | 0.43042 | 0 | 0.41215 | 0 | 0 | -4.5719 | 1.3385 | 0 | 1.1662 | 0 | 0 | -6.6139 | 2.2287 | 0 | 1.8578 | -1.0716 | -2.0673 | -2.5275
9 | 16 | 5 | 0 | 0 | -0.088005 | 0.019303 | 0 | 0.025803 | 0 | 0 | -0.21019 | 0.060025 | 0 | 0.073009 | 0 | 0 | -0.30408 | 0.099946 | 0 | 0.11631 | -0.042899 | -0.077158 | -0.087819
9 | 16 | 6 | 0 | 0 | 0 | 0.00092902 | 0 | 0.00093864 | 0 | 0 | 0 | 0.0028889 | 0 | 0.0026558 | 0 | 0 | 0 | 0.0048103 | 0 | 0.004231 | 0.0018677 | 0.0055448 | 0.0090413
9 | 16 | 7 | 0 | 0 | 0 | 0.00042108 | 0 | 0.00042543 | 0 | 0 | 0 | 0.0013094 | 0 | 0.0012038 | 0 | 0 | 0 | 0.0021803 | 0 | 0.0019177 | 0.00084652 | 0.0025132 | 0.004098
9 | 16 | 8 | 0 | 0 | 0 | 0.00092902 | 0 | 0.00093864 | 0 | 0 | 0 | 0.0028889 | 0 | 0.0026558 | 0 | 0 | 0 | 0.0048103 | 0 | 0.004231 | 0.0018677 | 0.0055448 | 0.0090413
9 | 16 | 9 | 0 | 0 | 0 | 0.001528 | 0 | 0.0015439 | 0 | 0 | 0 | 0.0047517 | 0 | 0.0043684 | 0 | 0 | 0 | 0.007912 | 0 | 0.0069593 | 0.0030719 | 0.0091201 | 0.014871
9 | 16 | 10 | 0 | 0 | 0 | 0.0020374 | 0 | 0.0020585 | 0 | 0 | 0 | 0.0063356 | 0 | 0.0058245 | 0 | 0 | 0 | 0.010549 | 0 | 0.009279 | 0.0040959 | 0.01216 | 0.019828
9 | 16 | 11 | 0 | 0 | -0.023777 | 0.0069548 | 0 | 0.0086178 | 0 | 0 | -0.05679 | 0.021627 | 0 | 0.024384 | 0 | 0 | -0.082156 | 0.036011 | 0 | 0.038846 | -0.0082048 | -0.01078 | -0.0072998
9 | 16 | 12 | 0 | 0 | -0.073301 | 0.018297 | 0 | 0.020296 | 0 | 0 | -0.17507 | 0.056896 | 0 | 0.057427 | 0 | 0 | -0.25327 | 0.094738 | 0 | 0.091487 | -0.034708 | -0.060751 | -0.067048
9 | 16 | 13 | 0 | 0 | -0.20467 | 0.050207 | 0 | 0.047331 | 0 | 0 | -0.48883 | 0.15613 | 0 | 0.13392 | 0 | 0 | -0.70717 | 0.25996 | 0 | 0.21335 | -0.10713 | -0.19878 | -0.23385
9 | 16 | 14 | 0 | 0 | -0.58771 | 0.14912 | 0 | 0.14346 | 0 | 0 | -1.4037 | 0.4637 | 0 | 0.40591 | 0 | 0 | -2.0307 | 0.77211 | 0 | 0.64665 | -0.29514 | -0.53409 | -0.61192
9 | 16 | 15 | 0 | 0 | -1.0892 | 0.28609 | 0 | 0.29762 | 0 | 0 | -2.6016 | 0.88964 | 0 | 0.84211 | 0 | 0 | -3.7636 | 1.4813 | 0 | 1.3416 | -0.50554 | -0.86983 | -0.94071
9 | 16 | 16 | 0 | 0 | -1.9561 | 0.5329 | 0 | 0.57753 | 0 | 0 | -4.672 | 1.6571 | 0 | 1.6341 | 0 | 0 | -6.7588 | 2.7593 | 0 | 2.6033 | -0.84568 | -1.3808 | -1.3963
9 | 16 | 17 | 0 | 0 | -2.4913 | 0.66528 | 0 | 0.7156 | 0 | 0 | -5.9502 | 2.0688 | 0 | 2.0248 | 0 | 0 | -8.6079 | 3.4447 | 0 | 3.2256 | -1.1104 | -1.8566 | -1.9375
9 | 16 | 18 | 0 | 0 | -3.059 | 0.80533 | 0 | 0.85944 | 0 | 0 | -7.3061 | 2.5043 | 0 | 2.4318 | 0 | 0 | -10.5694 | 4.1699 | 0 | 3.874 | -1.3942 | -2.37 | -2.5255
9 | 16 | 19 | 0 | 0 | -3.6601 | 0.96559 | 0 | 1.0251 | 0 | 0 | -8.7419 | 3.0026 | 0 | 2.9006 | 0 | 0 | -12.6465 | 4.9997 | 0 | 4.6209 | -1.6694 | -2.8386 | -3.0259
9 | 16 | 20 | 0 | 0 | -4.3466 | 1.1559 | 0 | 1.2524 | 0 | 0 | -10.3815 | 3.5944 | 0 | 3.5436 | 0 | 0 | -15.0185 | 5.985 | 0 | 5.6453 | -1.9383 | -3.2436 | -3.3883
9 | 16 | 21 | 0 | 0 | -4.8863 | 1.307 | 0 | 1.4107 | 0 | 0 | -11.6705 | 4.0643 | 0 | 3.9915 | 0 | 0 | -16.8833 | 6.7675 | 0 | 6.3589 | -2.1686 | -3.6147 | -3.7569
9 | 16 | 22 | 0 | 0 | -5.4608 | 1.4607 | 0 | 1.5709 | 0 | 0 | -13.0426 | 4.5421 | 0 | 4.4448 | 0 | 0 | -18.8682 | 7.5631 | 0 | 7.081 | -2.4292 | -4.0557 | -4.2241
9 | 16 | 23 | 0 | 0 | -5.362 | 1.4265 | 0 | 1.4894 | 0 | 0 | -12.8067 | 4.4359 | 0 | 4.2142 | 0 | 0 | -18.5269 | 7.3862 | 0 | 6.7137 | -2.4461 | -4.1565 | -4.427
9 | 17 | 0 | 0 | 0 | -5.5038 | 1.4845 | 0 | 1.5495 | 0 | 0 | -13.1455 | 4.6163 | 0 | 4.3844 | 0 | 0 | -19.017 | 7.6865 | 0 | 6.9848 | -2.4698 | -4.1448 | -4.3457
9 | 17 | 1 | 0 | 0 | -5.2995 | 1.4206 | 0 | 1.4703 | 0 | 0 | -12.6575 | 4.4176 | 0 | 4.1602 | 0 | 0 | -18.311 | 7.3558 | 0 | 6.6276 | -2.4086 | -4.0796 | -4.3276
9 | 17 | 2 | 0 | 0 | -3.6479 | 0.94877 | 0 | 0.99489 | 0 | 0 | -8.7127 | 2.9503 | 0 | 2.815 | 0 | 0 | -12.6043 | 4.9126 | 0 | 4.4846 | -1.7042 | -2.9473 | -3.2071
9 | 17 | 3 | 0 | 0 | -2.0083 | 0.51352 | 0 | 0.55661 | 0 | 0 | -4.7968 | 1.5969 | 0 | 1.5749 | 0 | 0 | -6.9393 | 2.6589 | 0 | 2.509 | -0.93821 | -1.625 | -1.7714
9 | 17 | 4 | 0 | 0 | -0.81878 | 0.21291 | 0 | 0.24307 | 0 | 0 | -1.9556 | 0.66206 | 0 | 0.68777 | 0 | 0 | -2.8291 | 1.1024 | 0 | 1.0957 | -0.3628 | -0.60577 | -0.63101
9 | 17 | 5 | 0 | 0 | -0.15539 | 0.044445 | 0 | 0.052437 | 0 | 0 | -0.37114 | 0.13821 | 0 | 0.14837 | 0 | 0 | -0.53691 | 0.23013 | 0 | 0.23637 | -0.058508 | -0.084559 | -0.070412
9 | 17 | 6 | 0 | 0 | 0 | 0.00028072 | 0 | 0.00028362 | 0 | 0 | 0 | 0.00087294 | 0 | 0.0008025 | 0 | 0 | 0 | 0.0014535 | 0 | 0.0012785 | 0.00056434 | 0.0016754 | 0.002732
9 | 17 | 7 | 0 | 0 | 0 | 0 | 0 | 0 | 0 | 0 | 0 | 0 | 0 | 0 | 0 | 0 | 0 | 0 | 0 | 0 | 0 | 0 | 0
9 | 17 | 8 | 0 | 0 | 0 | 0 | 0 | 0 | 0 | 0 | 0 | 0 | 0 | 0 | 0 | 0 | 0 | 0 | 0 | 0 | 0 | 0 | 0
9 | 17 | 9 | 0 | 0 | 0 | 0 | 0 | 0 | 0 | 0 | 0 | 0 | 0 | 0 | 0 | 0 | 0 | 0 | 0 | 0 | 0 | 0 | 0
9 | 17 | 10 | 0 | 0 | 0 | 0 | 0 | 0 | 0 | 0 | 0 | 0 | 0 | 0 | 0 | 0 | 0 | 0 | 0 | 0 | 0 | 0 | 0
9 | 17 | 11 | 0 | 0 | 0 | 0 | 0 | 0 | 0 | 0 | 0 | 0 | 0 | 0 | 0 | 0 | 0 | 0 | 0 | 0 | 0 | 0 | 0
9 | 17 | 12 | 0 | 0 | 0 | 0 | 0 | 0 | 0 | 0 | 0 | 0 | 0 | 0 | 0 | 0 | 0 | 0 | 0 | 0 | 0 | 0 | 0
9 | 17 | 13 | 0 | 0 | 0 | 0 | 0 | 0 | 0 | 0 | 0 | 0 | 0 | 0 | 0 | 0 | 0 | 0 | 0 | 0 | 0 | 0 | 0
9 | 17 | 14 | 0 | 0 | 0 | 0 | 0 | 0 | 0 | 0 | 0 | 0 | 0 | 0 | 0 | 0 | 0 | 0 | 0 | 0 | 0 | 0 | 0
9 | 17 | 15 | 0 | 0 | -0.091939 | 0.017252 | 0 | 0.027767 | 0 | 0 | -0.21959 | 0.053647 | 0 | 0.078567 | 0 | 0 | -0.31767 | 0.089327 | 0 | 0.12516 | -0.04692 | -0.087376 | -0.10318
9 | 17 | 16 | 0 | 0 | -0.41852 | 0.10142 | 0 | 0.13211 | 0 | 0 | -0.99961 | 0.31537 | 0 | 0.37379 | 0 | 0 | -1.4461 | 0.52513 | 0 | 0.59548 | -0.185 | -0.31045 | -0.32548
9 | 17 | 17 | 0 | 0 | -0.50415 | 0.12496 | 0 | 0.15505 | 0 | 0 | -1.2041 | 0.38857 | 0 | 0.4387 | 0 | 0 | -1.7419 | 0.647 | 0 | 0.6989 | -0.22414 | -0.37684 | -0.39604
9 | 17 | 18 | 0 | 0 | -0.70975 | 0.17297 | 0 | 0.20874 | 0 | 0 | -1.6952 | 0.53787 | 0 | 0.59063 | 0 | 0 | -2.4523 | 0.8956 | 0 | 0.94094 | -0.32803 | -0.56667 | -0.61579
9 | 17 | 19 | 0 | 0 | -0.93 | 0.22558 | 0 | 0.26851 | 0 | 0 | -2.2212 | 0.70149 | 0 | 0.75975 | 0 | 0 | -3.2134 | 1.168 | 0 | 1.2104 | -0.4359 | -0.75999 | -0.83496
9 | 17 | 20 | 0 | 0 | -1.0727 | 0.26217 | 0 | 0.30345 | 0 | 0 | -2.562 | 0.81527 | 0 | 0.85861 | 0 | 0 | -3.7064 | 1.3575 | 0 | 1.3678 | -0.50706 | -0.88815 | -0.98104
9 | 17 | 21 | 0 | 0 | -1.0664 | 0.2638 | 0 | 0.29809 | 0 | 0 | -2.5471 | 0.82033 | 0 | 0.84344 | 0 | 0 | -3.6848 | 1.3659 | 0 | 1.3437 | -0.50455 | -0.88334 | -0.97519
9 | 17 | 22 | 0 | 0 | -1.191 | 0.29885 | 0 | 0.33081 | 0 | 0 | -2.8446 | 0.92932 | 0 | 0.93603 | 0 | 0 | -4.1152 | 1.5474 | 0 | 1.4912 | -0.56133 | -0.97925 | -1.0766
9 | 17 | 23 | 0 | 0 | -1.2332 | 0.30884 | 0 | 0.34308 | 0 | 0 | -2.9453 | 0.96039 | 0 | 0.97072 | 0 | 0 | -4.2609 | 1.5991 | 0 | 1.5465 | -0.58126 | -1.0142 | -1.1153
9 | 18 | 0 | 0 | 0 | -1.2891 | 0.32309 | 0 | 0.35928 | 0 | 0 | -3.0789 | 1.0047 | 0 | 1.0166 | 0 | 0 | -4.4541 | 1.6729 | 0 | 1.6195 | -0.60673 | -1.0576 | -1.1617
9 | 18 | 1 | 0 | 0 | -1.3421 | 0.33845 | 0 | 0.37749 | 0 | 0 | -3.2054 | 1.0525 | 0 | 1.0681 | 0 | 0 | -4.6372 | 1.7525 | 0 | 1.7016 | -0.62613 | -1.0849 | -1.1831
9 | 18 | 2 | 0 | 0 | -0.83149 | 0.20682 | 0 | 0.2246 | 0 | 0 | -1.9859 | 0.64313 | 0 | 0.63551 | 0 | 0 | -2.873 | 1.0709 | 0 | 1.0124 | -0.40007 | -0.7073 | -0.78969
9 | 18 | 3 | 0 | 0 | -0.42589 | 0.099653 | 0 | 0.10983 | 0 | 0 | -1.0172 | 0.30989 | 0 | 0.31076 | 0 | 0 | -1.4716 | 0.51599 | 0 | 0.49507 | -0.21641 | -0.39656 | -0.4605
9 | 18 | 4 | 0 | 0 | -0.057086 | 0.01123 | 0 | 0.01368 | 0 | 0 | -0.13634 | 0.034922 | 0 | 0.038708 | 0 | 0 | -0.19724 | 0.058148 | 0 | 0.061665 | -0.032175 | -0.062715 | -0.077431
9 | 18 | 5 | 0 | 0 | 0 | 0.0020374 | 0 | 0.0020585 | 0 | 0 | 0 | 0.0063356 | 0 | 0.0058245 | 0 | 0 | 0 | 0.010549 | 0 | 0.009279 | 0.0040959 | 0.01216 | 0.019828
9 | 18 | 6 | 0 | 0 | 0 | 0.0016736 | 0 | 0.0016909 | 0 | 0 | 0 | 0.0052042 | 0 | 0.0047844 | 0 | 0 | 0 | 0.0086655 | 0 | 0.007622 | 0.0033645 | 0.0099886 | 0.016288
9 | 18 | 7 | 0 | 0 | 0 | 0.0012863 | 0 | 0.0012997 | 0 | 0 | 0 | 0.004 | 0 | 0.0036773 | 0 | 0 | 0 | 0.0066604 | 0 | 0.0058583 | 0.002586 | 0.0076773 | 0.012519
9 | 18 | 8 | 0 | 0 | 0 | 0.0029634 | 0 | 0.0029941 | 0 | 0 | 0 | 0.009215 | 0 | 0.0084717 | 0 | 0 | 0 | 0.015344 | 0 | 0.013496 | 0.0059575 | 0.017687 | 0.02884
9 | 18 | 9 | 0 | 0 | 0 | 0.0048455 | 0 | 0.0048958 | 0 | 0 | 0 | 0.015068 | 0 | 0.013853 | 0 | 0 | 0 | 0.025089 | 0 | 0.022069 | 0.0097413 | 0.02892 | 0.047158
9 | 18 | 10 | 0 | 0 | 0 | 0.0068001 | 0 | 0.0068709 | 0 | 0 | 0 | 0.021146 | 0 | 0.019441 | 0 | 0 | 0 | 0.03521 | 0 | 0.030971 | 0.013671 | 0.040587 | 0.066181
9 | 18 | 11 | 0 | 0 | -0.048335 | 0.018838 | 0 | 0.017752 | 0 | 0 | -0.11544 | 0.05858 | 0 | 0.050228 | 0 | 0 | -0.16701 | 0.097541 | 0 | 0.080018 | -0.011745 | -0.0066355 | 0.010552
9 | 18 | 12 | 0 | 0 | -0.52698 | 0.13621 | 0 | 0.15279 | 0 | 0 | -1.2586 | 0.42355 | 0 | 0.43232 | 0 | 0 | -1.8208 | 0.70525 | 0 | 0.68873 | -0.23798 | -0.40278 | -0.42686
9 | 18 | 13 | 0 | 0 | -1.1006 | 0.29093 | 0 | 0.3308 | 0 | 0 | -2.6286 | 0.9047 | 0 | 0.93598 | 0 | 0 | -3.8027 | 1.5064 | 0 | 1.4911 | -0.47885 | -0.78796 | -0.80523
9 | 18 | 14 | 0 | 0 | -1.4508 | 0.39443 | 0 | 0.45035 | 0 | 0 | -3.4651 | 1.2265 | 0 | 1.2743 | 0 | 0 | -5.0128 | 2.0423 | 0 | 2.03 | -0.606 | -0.96429 | -0.94048
9 | 18 | 15 | 0 | 0 | -1.9357 | 0.53841 | 0 | 0.61492 | 0 | 0 | -4.6234 | 1.6743 | 0 | 1.7399 | 0 | 0 | -6.6884 | 2.7878 | 0 | 2.7718 | -0.78242 | -1.2092 | -1.1288
9 | 18 | 16 | 0 | 0 | -2.448 | 0.69641 | 0 | 0.79728 | 0 | 0 | -5.8468 | 2.1656 | 0 | 2.2559 | 0 | 0 | -8.4583 | 3.6059 | 0 | 3.5938 | -0.95429 | -1.4253 | -1.2586
9 | 18 | 17 | 0 | 0 | -2.7645 | 0.79514 | 0 | 0.89684 | 0 | 0 | -6.6029 | 2.4726 | 0 | 2.5376 | 0 | 0 | -9.5521 | 4.1171 | 0 | 4.0426 | -1.0726 | -1.5927 | -1.3924
9 | 18 | 18 | 0 | 0 | -3.0827 | 0.89451 | 0 | 0.99549 | 0 | 0 | -7.3627 | 2.7816 | 0 | 2.8167 | 0 | 0 | -10.6513 | 4.6316 | 0 | 4.4873 | -1.1927 | -1.7644 | -1.5324
9 | 18 | 19 | 0 | 0 | -3.3956 | 0.99741 | 0 | 1.0981 | 0 | 0 | -8.1102 | 3.1016 | 0 | 3.107 | 0 | 0 | -11.7327 | 5.1644 | 0 | 4.9498 | -1.3001 | -1.9016 | -1.6184
9 | 18 | 20 | 0 | 0 | -3.5587 | 1.0464 | 0 | 1.1497 | 0 | 0 | -8.4996 | 3.254 | 0 | 3.253 | 0 | 0 | -12.296 | 5.4182 | 0 | 5.1824 | -1.3625 | -1.9925 | -1.6953
9 | 18 | 21 | 0 | 0 | -3.7126 | 1.098 | 0 | 1.2032 | 0 | 0 | -8.8672 | 3.4145 | 0 | 3.4043 | 0 | 0 | -12.8277 | 5.6855 | 0 | 5.4234 | -1.4114 | -2.0483 | -1.7188
9 | 18 | 22 | 0 | 0 | -3.8785 | 1.1494 | 0 | 1.2592 | 0 | 0 | -9.2635 | 3.5743 | 0 | 3.5629 | 0 | 0 | -13.4011 | 5.9516 | 0 | 5.676 | -1.4699 | -2.1263 | -1.7735
9 | 18 | 23 | 0 | 0 | -3.8941 | 1.1524 | 0 | 1.2659 | 0 | 0 | -9.3007 | 3.5837 | 0 | 3.5818 | 0 | 0 | -13.455 | 5.9672 | 0 | 5.7062 | -1.4758 | -2.1353 | -1.7817
9 | 19 | 0 | 0 | 0 | -3.9185 | 1.1599 | 0 | 1.2778 | 0 | 0 | -9.359 | 3.6069 | 0 | 3.6154 | 0 | 0 | -13.5392 | 6.0059 | 0 | 5.7597 | -1.4808 | -2.1366 | -1.7737
9 | 19 | 1 | 0 | 0 | -3.8319 | 1.1137 | 0 | 1.2423 | 0 | 0 | -9.1521 | 3.4631 | 0 | 3.515 | 0 | 0 | -13.2399 | 5.7663 | 0 | 5.5997 | -1.4759 | -2.1741 | -1.874
9 | 19 | 2 | 0 | 0 | -3.681 | 1.061 | 0 | 1.1822 | 0 | 0 | -8.7917 | 3.2995 | 0 | 3.3451 | 0 | 0 | -12.7186 | 5.4939 | 0 | 5.329 | -1.4377 | -2.1472 | -1.8957
9 | 19 | 3 | 0 | 0 | -3.5292 | 1.0119 | 0 | 1.1257 | 0 | 0 | -8.4291 | 3.1468 | 0 | 3.1851 | 0 | 0 | -12.1941 | 5.2397 | 0 | 5.0742 | -1.3915 | -2.0972 | -1.8802
9 | 19 | 4 | 0 | 0 | -3.374 | 0.96151 | 0 | 1.0693 | 0 | 0 | -8.0585 | 2.99 | 0 | 3.0255 | 0 | 0 | -11.6579 | 4.9786 | 0 | 4.82 | -1.3432 | -2.043 | -1.8594
9 | 19 | 5 | 0 | 0 | -3.219 | 0.91947 | 0 | 1.0136 | 0 | 0 | -7.6884 | 2.8592 | 0 | 2.8679 | 0 | 0 | -11.1225 | 4.7609 | 0 | 4.5689 | -1.286 | -1.9612 | -1.7927
9 | 19 | 6 | 0 | 0 | -3.0612 | 0.87362 | 0 | 0.95656 | 0 | 0 | -7.3115 | 2.7166 | 0 | 2.7065 | 0 | 0 | -10.5773 | 4.5234 | 0 | 4.3118 | -1.2311 | -1.8884 | -1.7421
9 | 19 | 7 | 0 | 0 | -3.1362 | 0.90897 | 0 | 1.0277 | 0 | 0 | -7.4906 | 2.8266 | 0 | 2.9078 | 0 | 0 | -10.8364 | 4.7065 | 0 | 4.6324 | -1.1996 | -1.7562 | -1.4974
9 | 19 | 8 | 0 | 0 | -3.1176 | 0.9119 | 0 | 1.0178 | 0 | 0 | -7.4461 | 2.8357 | 0 | 2.8798 | 0 | 0 | -10.7719 | 4.7217 | 0 | 4.5879 | -1.1879 | -1.7305 | -1.4624
9 | 19 | 9 | 0 | 0 | -3.2159 | 0.93089 | 0 | 1.002 | 0 | 0 | -7.6809 | 2.8948 | 0 | 2.8351 | 0 | 0 | -11.1117 | 4.82 | 0 | 4.5166 | -1.283 | -1.9511 | -1.7751
9 | 19 | 10 | 0 | 0 | -3.13 | 0.911 | 0 | 0.97784 | 0 | 0 | -7.4757 | 2.8329 | 0 | 2.7668 | 0 | 0 | -10.8147 | 4.717 | 0 | 4.4077 | -1.2411 | -1.876 | -1.69
9 | 19 | 11 | 0 | 0 | -6.0358 | 1.6005 | 0 | 1.5896 | 0 | 0 | -14.416 | 4.9771 | 0 | 4.4978 | 0 | 0 | -20.8551 | 8.2873 | 0 | 7.1655 | -2.8456 | -4.9411 | -5.4023
9 | 19 | 12 | 0 | 0 | -6.2496 | 1.6714 | 0 | 1.6586 | 0 | 0 | -14.9266 | 5.1975 | 0 | 4.693 | 0 | 0 | -21.5937 | 8.6543 | 0 | 7.4764 | -2.9196 | -5.0362 | -5.4631
9 | 19 | 13 | 0 | 0 | -6.5138 | 1.7411 | 0 | 1.7257 | 0 | 0 | -15.5578 | 5.4142 | 0 | 4.8828 | 0 | 0 | -22.5068 | 9.0151 | 0 | 7.7788 | -3.047 | -5.2608 | -5.7129
9 | 19 | 14 | 0 | 0 | -7.2542 | 1.9549 | 0 | 1.9374 | 0 | 0 | -17.326 | 6.0791 | 0 | 5.4819 | 0 | 0 | -25.0649 | 10.1223 | 0 | 8.7332 | -3.3618 | -5.765 | -6.2094
9 | 19 | 15 | 0 | 0 | -7.9441 | 2.1567 | 0 | 2.1392 | 0 | 0 | -18.9738 | 6.7066 | 0 | 6.0528 | 0 | 0 | -27.4486 | 11.1671 | 0 | 9.6427 | -3.6482 | -6.2145 | -6.6389
9 | 19 | 16 | 0 | 0 | -8.687 | 2.3832 | 0 | 2.3815 | 0 | 0 | -20.7481 | 7.4109 | 0 | 6.7383 | 0 | 0 | -30.0154 | 12.3398 | 0 | 10.7347 | -3.9223 | -6.5989 | -6.9409
9 | 19 | 17 | 0 | 0 | -9.0347 | 2.5031 | 0 | 2.5028 | 0 | 0 | -21.5787 | 7.7837 | 0 | 7.0815 | 0 | 0 | -31.2171 | 12.9606 | 0 | 11.2816 | -4.0289 | -6.7135 | -6.9749
9 | 19 | 18 | 0 | 0 | -9.3443 | 2.6076 | 0 | 2.6152 | 0 | 0 | -22.318 | 8.1088 | 0 | 7.3997 | 0 | 0 | -32.2865 | 13.5018 | 0 | 11.7884 | -4.1214 | -6.8095 | -6.9963
9 | 19 | 19 | 0 | 0 | -10.4667 | 2.9125 | 0 | 2.8997 | 0 | 0 | -24.9989 | 9.0568 | 0 | 8.2047 | 0 | 0 | -36.1648 | 15.0804 | 0 | 13.071 | -4.6545 | -7.7373 | -8.0134
9 | 19 | 20 | 0 | 0 | -10.7534 | 3.0186 | 0 | 3.0074 | 0 | 0 | -25.6835 | 9.3866 | 0 | 8.5093 | 0 | 0 | -37.1553 | 15.6296 | 0 | 13.5561 | -4.7274 | -7.7876 | -7.9696
9 | 19 | 21 | 0 | 0 | -11.0327 | 3.1107 | 0 | 3.1031 | 0 | 0 | -26.3507 | 9.6731 | 0 | 8.78 | 0 | 0 | -38.1205 | 16.1065 | 0 | 13.9875 | -4.819 | -7.8976 | -8.0264
9 | 19 | 22 | 0 | 0 | -11.315 | 3.202 | 0 | 3.1992 | 0 | 0 | -27.025 | 9.9571 | 0 | 9.0521 | 0 | 0 | -39.0959 | 16.5794 | 0 | 14.4209 | -4.9138 | -8.0158 | -8.0956
9 | 19 | 23 | 0 | 0 | -11.7381 | 3.3546 | 0 | 3.352 | 0 | 0 | -28.0355 | 10.4317 | 0 | 9.4845 | 0 | 0 | -40.5579 | 17.3698 | 0 | 15.1098 | -5.0314 | -8.1193 | -8.0783
9 | 20 | 0 | 0 | 0 | -12.2018 | 3.497 | 0 | 3.495 | 0 | 0 | -29.1431 | 10.8745 | 0 | 9.8889 | 0 | 0 | -42.1601 | 18.107 | 0 | 15.754 | -5.2099 | -8.3797 | -8.2991
9 | 20 | 1 | 0 | 0 | -12.6385 | 3.6725 | 0 | 3.6703 | 0 | 0 | -30.186 | 11.4201 | 0 | 10.3851 | 0 | 0 | -43.6689 | 19.0155 | 0 | 16.5445 | -5.2957 | -8.3808 | -8.1089
9 | 20 | 2 | 0 | 0 | -11.9923 | 3.4293 | 0 | 3.4275 | 0 | 0 | -28.6426 | 10.6641 | 0 | 9.6979 | 0 | 0 | -41.436 | 17.7566 | 0 | 15.4497 | -5.1355 | -8.2806 | -8.2297
9 | 20 | 3 | 0 | 0 | -11.2879 | 3.1863 | 0 | 3.188 | 0 | 0 | -26.9602 | 9.9081 | 0 | 9.0204 | 0 | 0 | -39.0023 | 16.4979 | 0 | 14.3704 | -4.9136 | -8.0317 | -8.134
9 | 20 | 4 | 0 | 0 | -10.6433 | 2.9572 | 0 | 2.9596 | 0 | 0 | -25.4207 | 9.1958 | 0 | 8.374 | 0 | 0 | -36.775 | 15.3118 | 0 | 13.3407 | -4.7266 | -7.8509 | -8.1226
9 | 20 | 5 | 0 | 0 | -9.4154 | 2.5741 | 0 | 2.5732 | 0 | 0 | -22.488 | 8.0044 | 0 | 7.2807 | 0 | 0 | -32.5324 | 13.328 | 0 | 11.5989 | -4.2682 | -7.2029 | -7.6055
9 | 20 | 6 | 0 | 0 | -8.1328 | 2.1769 | 0 | 2.1774 | 0 | 0 | -19.4245 | 6.7694 | 0 | 6.161 | 0 | 0 | -28.1007 | 11.2716 | 0 | 9.815 | -3.7785 | -6.4942 | -7.014
9 | 20 | 7 | 0 | 0 | -6.8949 | 1.8113 | 0 | 1.8112 | 0 | 0 | -16.468 | 5.6325 | 0 | 5.1247 | 0 | 0 | -23.8235 | 9.3786 | 0 | 8.1642 | -3.2724 | -5.7107 | -6.2807
9 | 20 | 8 | 0 | 0 | -6.6556 | 1.7415 | 0 | 1.7369 | 0 | 0 | -15.8963 | 5.4155 | 0 | 4.9146 | 0 | 0 | -22.9966 | 9.0172 | 0 | 7.8294 | -3.1772 | -5.5663 | -6.1499
9 | 20 | 9 | 0 | 0 | -6.4627 | 1.6807 | 0 | 1.6679 | 0 | 0 | -15.4355 | 5.2264 | 0 | 4.7193 | 0 | 0 | -22.3299 | 8.7025 | 0 | 7.5183 | -3.114 | -5.4898 | -6.1092
9 | 20 | 10 | 0 | 0 | -6.226 | 1.6126 | 0 | 1.5945 | 0 | 0 | -14.8704 | 5.0147 | 0 | 4.5115 | 0 | 0 | -21.5124 | 8.35 | 0 | 7.1872 | -3.0189 | -5.3442 | -5.9752
9 | 20 | 11 | 0 | 0 | -6.5398 | 1.7012 | 0 | 1.6841 | 0 | 0 | -15.6198 | 5.29 | 0 | 4.7652 | 0 | 0 | -22.5965 | 8.8084 | 0 | 7.5914 | -3.1545 | -5.5646 | -6.1967
9 | 20 | 12 | 0 | 0 | -6.8389 | 1.795 | 0 | 1.7785 | 0 | 0 | -16.3341 | 5.5817 | 0 | 5.0321 | 0 | 0 | -23.6299 | 9.2941 | 0 | 8.0167 | -3.2654 | -5.7203 | -6.3191
9 | 20 | 13 | 0 | 0 | -7.1484 | 1.8901 | 0 | 1.8762 | 0 | 0 | -17.0734 | 5.8776 | 0 | 5.3087 | 0 | 0 | -24.6994 | 9.7867 | 0 | 8.4572 | -3.3821 | -5.8872 | -6.4555
9 | 20 | 14 | 0 | 0 | -8.68 | 2.3559 | 0 | 2.3562 | 0 | 0 | -20.7315 | 7.3259 | 0 | 6.6669 | 0 | 0 | -29.9914 | 12.1983 | 0 | 10.621 | -3.9679 | -6.7387 | -7.1722
9 | 20 | 15 | 0 | 0 | -10.1673 | 2.8312 | 0 | 2.8511 | 0 | 0 | -24.2837 | 8.804 | 0 | 8.0671 | 0 | 0 | -35.1302 | 14.6594 | 0 | 12.8517 | -4.485 | -7.4126 | -7.6191
9 | 20 | 16 | 0 | 0 | -11.6584 | 3.3582 | 0 | 3.3994 | 0 | 0 | -27.8451 | 10.4427 | 0 | 9.6185 | 0 | 0 | -40.2823 | 17.388 | 0 | 15.3232 | -4.9008 | -7.784 | -7.5712
9 | 20 | 17 | 0 | 0 | -12.4544 | 3.6407 | 0 | 3.6846 | 0 | 0 | -29.7464 | 11.3212 | 0 | 10.4253 | 0 | 0 | -43.0329 | 18.8508 | 0 | 16.6086 | -5.1292 | -7.9999 | -7.5735
9 | 20 | 18 | 0 | 0 | -13.2962 | 3.9334 | 0 | 3.9889 | 0 | 0 | -31.7569 | 12.2315 | 0 | 11.2866 | 0 | 0 | -45.9414 | 20.3666 | 0 | 17.9807 | -5.3738 | -8.2388 | -7.5942
9 | 20 | 19 | 0 | 0 | -14.0854 | 4.2456 | 0 | 4.3079 | 0 | 0 | -33.6418 | 13.2022 | 0 | 12.189 | 0 | 0 | -48.6682 | 21.9829 | 0 | 19.4183 | -5.5319 | -8.2505 | -7.2669
9 | 20 | 20 | 0 | 0 | -15.5482 | 4.7841 | 0 | 4.8377 | 0 | 0 | -37.1356 | 14.8769 | 0 | 13.6881 | 0 | 0 | -53.7225 | 24.7713 | 0 | 21.8065 | -5.9264 | -8.5706 | -7.1447
9 | 20 | 21 | 0 | 0 | -16.9565 | 5.3377 | 0 | 5.3783 | 0 | 0 | -40.4991 | 16.5984 | 0 | 15.2177 | 0 | 0 | -58.5884 | 27.6378 | 0 | 24.2433 | -6.2405 | -8.6831 | -6.7074
9 | 20 | 22 | 0 | 0 | -18.4051 | 5.9613 | 0 | 5.9867 | 0 | 0 | -43.9591 | 18.5375 | 0 | 16.9393 | 0 | 0 | -63.5938 | 30.8665 | 0 | 26.9859 | -6.4571 | -8.4824 | -5.7414
9 | 20 | 23 | 0 | 0 | -18.8065 | 6.1386 | 0 | 6.1483 | 0 | 0 | -44.9177 | 19.0888 | 0 | 17.3963 | 0 | 0 | -64.9806 | 31.7845 | 0 | 27.7141 | -6.5196 | -8.4327 | -5.4821
9 | 21 | 0 | 0 | 0 | -19.2164 | 6.3248 | 0 | 6.3194 | 0 | 0 | -45.8969 | 19.6677 | 0 | 17.8804 | 0 | 0 | -66.3971 | 32.7485 | 0 | 28.4853 | -6.5723 | -8.3487 | -5.1633
9 | 21 | 1 | 0 | 0 | -19.6144 | 6.5056 | 0 | 6.488 | 0 | 0 | -46.8474 | 20.2302 | 0 | 18.3576 | 0 | 0 | -67.7722 | 33.6851 | 0 | 29.2455 | -6.6208 | -8.2596 | -4.8416
9 | 21 | 2 | 0 | 0 | -17.2422 | 5.4751 | 0 | 5.458 | 0 | 0 | -41.1815 | 17.0255 | 0 | 15.4432 | 0 | 0 | -59.5756 | 28.349 | 0 | 24.6026 | -6.3091 | -8.7127 | -6.624
9 | 21 | 3 | 0 | 0 | -14.8821 | 4.4734 | 0 | 4.4603 | 0 | 0 | -35.5446 | 13.9107 | 0 | 12.6203 | 0 | 0 | -51.4208 | 23.1625 | 0 | 20.1054 | -5.9483 | -9.0136 | -8.1529
9 | 21 | 4 | 0 | 0 | -12.5198 | 3.5924 | 0 | 3.5773 | 0 | 0 | -29.9026 | 11.1712 | 0 | 10.1218 | 0 | 0 | -43.2589 | 18.6011 | 0 | 16.125 | -5.3501 | -8.6096 | -8.5328
9 | 21 | 5 | 0 | 0 | -10.1905 | 2.7933 | 0 | 2.7725 | 0 | 0 | -24.3392 | 8.6861 | 0 | 7.8446 | 0 | 0 | -35.2105 | 14.4632 | 0 | 12.4972 | -4.6247 | -7.8084 | -8.25
9 | 21 | 6 | 0 | 0 | -7.8154 | 2.0568 | 0 | 2.037 | 0 | 0 | -18.6665 | 6.3959 | 0 | 5.7635 | 0 | 0 | -27.004 | 10.6498 | 0 | 9.1818 | -3.7217 | -6.5071 | -7.1724
9 | 21 | 7 | 0 | 0 | -5.4594 | 1.3833 | 0 | 1.3634 | 0 | 0 | -13.0394 | 4.3017 | 0 | 3.8578 | 0 | 0 | -18.8635 | 7.1627 | 0 | 6.1459 | -2.7126 | -4.8798 | -5.5549
9 | 21 | 8 | 0 | 0 | -4.9122 | 1.2398 | 0 | 1.2183 | 0 | 0 | -11.7325 | 3.8554 | 0 | 3.447 | 0 | 0 | -16.9729 | 6.4195 | 0 | 5.4915 | -2.4542 | -4.4301 | -5.0619
9 | 21 | 9 | 0 | 0 | -4.3227 | 1.0769 | 0 | 1.0547 | 0 | 0 | -10.3244 | 3.3488 | 0 | 2.9843 | 0 | 0 | -14.9359 | 5.5761 | 0 | 4.7543 | -2.1911 | -3.9913 | -4.6055
9 | 21 | 10 | 0 | 0 | -3.7776 | 0.9384 | 0 | 0.91524 | 0 | 0 | -9.0226 | 2.9181 | 0 | 2.5896 | 0 | 0 | -13.0526 | 4.8589 | 0 | 4.1256 | -1.924 | -3.5149 | -4.0682
9 | 21 | 11 | 0 | 0 | -5.0958 | 1.2864 | 0 | 1.2689 | 0 | 0 | -12.1708 | 4.0003 | 0 | 3.5903 | 0 | 0 | -17.6071 | 6.6608 | 0 | 5.7198 | -2.5405 | -4.5802 | -5.2265
9 | 21 | 12 | 0 | 0 | -6.4437 | 1.6515 | 0 | 1.6399 | 0 | 0 | -15.3903 | 5.1357 | 0 | 4.64 | 0 | 0 | -22.2645 | 8.5514 | 0 | 7.392 | -3.1523 | -5.6146 | -6.3211
9 | 21 | 13 | 0 | 0 | -7.7515 | 2.0334 | 0 | 2.0306 | 0 | 0 | -18.5137 | 6.3231 | 0 | 5.7454 | 0 | 0 | -26.783 | 10.5285 | 0 | 9.1531 | -3.6875 | -6.4452 | -7.1014
9 | 21 | 14 | 0 | 0 | -8.5599 | 2.2989 | 0 | 2.2992 | 0 | 0 | -20.4445 | 7.1488 | 0 | 6.5054 | 0 | 0 | -29.5763 | 11.9034 | 0 | 10.3637 | -3.9618 | -6.7904 | -7.3092
9 | 21 | 15 | 0 | 0 | -9.3817 | 2.5622 | 0 | 2.5686 | 0 | 0 | -22.4075 | 7.9674 | 0 | 7.2678 | 0 | 0 | -32.416 | 13.2665 | 0 | 11.5784 | -4.2509 | -7.1722 | -7.5711
9 | 21 | 16 | 0 | 0 | -10.193 | 2.8457 | 0 | 2.8551 | 0 | 0 | -24.3452 | 8.8491 | 0 | 8.0784 | 0 | 0 | -35.2192 | 14.7345 | 0 | 12.8697 | -4.4922 | -7.4177 | -7.615
9 | 21 | 17 | 0 | 0 | -9.4354 | 2.6043 | 0 | 2.6192 | 0 | 0 | -22.5357 | 8.0985 | 0 | 7.4109 | 0 | 0 | -32.6015 | 13.4847 | 0 | 11.8064 | -4.2119 | -7.0263 | -7.3105
9 | 21 | 18 | 0 | 0 | -8.6696 | 2.3561 | 0 | 2.3762 | 0 | 0 | -20.7067 | 7.3267 | 0 | 6.7233 | 0 | 0 | -29.9555 | 12.1996 | 0 | 10.7109 | -3.9373 | -6.6567 | -7.045
9 | 21 | 19 | 0 | 0 | -7.8611 | 2.091 | 0 | 2.1195 | 0 | 0 | -18.7756 | 6.5022 | 0 | 5.997 | 0 | 0 | -27.1619 | 10.8268 | 0 | 9.5539 | -3.6506 | -6.2763 | -6.7812
9 | 21 | 20 | 0 | 0 | -7.2305 | 1.9054 | 0 | 1.9285 | 0 | 0 | -17.2694 | 5.925 | 0 | 5.4566 | 0 | 0 | -24.9829 | 9.8656 | 0 | 8.6929 | -3.3966 | -5.8878 | -6.4243
9 | 21 | 21 | 0 | 0 | -6.595 | 1.7072 | 0 | 1.731 | 0 | 0 | -15.7516 | 5.3089 | 0 | 4.8979 | 0 | 0 | -22.7872 | 8.8398 | 0 | 7.8028 | -3.1567 | -5.5448 | -6.1446
9 | 21 | 22 | 0 | 0 | -5.9357 | 1.5204 | 0 | 1.5427 | 0 | 0 | -14.1768 | 4.7278 | 0 | 4.3649 | 0 | 0 | -20.509 | 7.8723 | 0 | 6.9538 | -2.8726 | -5.0841 | -5.683
9 | 21 | 23 | 0 | 0 | -5.2643 | 1.3255 | 0 | 1.3473 | 0 | 0 | -12.5734 | 4.1217 | 0 | 3.8122 | 0 | 0 | -18.1894 | 6.8631 | 0 | 6.0733 | -2.5915 | -4.6394 | -5.253
9 | 22 | 0 | 0 | 0 | -4.5945 | 1.1386 | 0 | 1.1608 | 0 | 0 | -10.9736 | 3.5407 | 0 | 3.2845 | 0 | 0 | -15.8751 | 5.8956 | 0 | 5.2325 | -2.2951 | -4.1484 | -4.7469
9 | 22 | 1 | 0 | 0 | -3.9245 | 0.96045 | 0 | 0.9799 | 0 | 0 | -9.3735 | 2.9867 | 0 | 2.7726 | 0 | 0 | -13.5602 | 4.973 | 0 | 4.417 | -1.9842 | -3.6142 | -4.1701
9 | 22 | 2 | 0 | 0 | -2.9144 | 0.70062 | 0 | 0.71953 | 0 | 0 | -6.9607 | 2.1787 | 0 | 2.0359 | 0 | 0 | -10.0698 | 3.6277 | 0 | 3.2433 | -1.4942 | -2.7462 | -3.1988
9 | 22 | 3 | 0 | 0 | -1.9079 | 0.44727 | 0 | 0.46494 | 0 | 0 | -4.5568 | 1.3909 | 0 | 1.3155 | 0 | 0 | -6.5922 | 2.3159 | 0 | 2.0958 | -0.99567 | -1.8504 | -2.1805
9 | 22 | 4 | 0 | 0 | -0.8642 | 0.20135 | 0 | 0.21971 | 0 | 0 | -2.0641 | 0.62612 | 0 | 0.62165 | 0 | 0 | -2.986 | 1.0425 | 0 | 0.99035 | -0.44315 | -0.81631 | -0.95313
9 | 22 | 5 | 0 | 0 | -0.36072 | 0.091271 | 0 | 0.10221 | 0 | 0 | -0.86155 | 0.28382 | 0 | 0.2892 | 0 | 0 | -1.2464 | 0.47259 | 0 | 0.46073 | -0.16724 | -0.28852 | -0.31305
9 | 22 | 6 | 0 | 0 | -0.22161 | 0.05902 | 0 | 0.064971 | 0 | 0 | -0.52931 | 0.18353 | 0 | 0.18383 | 0 | 0 | -0.76573 | 0.3056 | 0 | 0.29286 | -0.097623 | -0.16194 | -0.16727
9 | 22 | 7 | 0 | 0 | -0.13082 | 0.034913 | 0 | 0.036584 | 0 | 0 | -0.31245 | 0.10857 | 0 | 0.10351 | 0 | 0 | -0.45201 | 0.18077 | 0 | 0.16491 | -0.059322 | -0.10037 | -0.10633
9 | 22 | 8 | 0 | 0 | -0.089742 | 0.025274 | 0 | 0.023042 | 0 | 0 | -0.21434 | 0.078593 | 0 | 0.065197 | 0 | 0 | -0.31008 | 0.13087 | 0 | 0.10387 | -0.041426 | -0.070551 | -0.075349
9 | 22 | 9 | 0 | 0 | -0.077369 | 0.023951 | 0 | 0.018821 | 0 | 0 | -0.18479 | 0.074479 | 0 | 0.053255 | 0 | 0 | -0.26733 | 0.12401 | 0 | 0.08484 | -0.034597 | -0.057056 | -0.058474
9 | 22 | 10 | 0 | 0 | -0.08303 | 0.026648 | 0 | 0.020063 | 0 | 0 | -0.19831 | 0.082867 | 0 | 0.056768 | 0 | 0 | -0.28689 | 0.13798 | 0 | 0.090437 | -0.036319 | -0.058676 | -0.05847
9 | 22 | 11 | 0 | 0 | -0.3942 | 0.099405 | 0 | 0.090767 | 0 | 0 | -0.9415 | 0.30911 | 0 | 0.25682 | 0 | 0 | -1.362 | 0.5147 | 0 | 0.40914 | -0.20402 | -0.37557 | -0.43819
9 | 22 | 12 | 0 | 0 | -0.91055 | 0.22606 | 0 | 0.21906 | 0 | 0 | -2.1748 | 0.70297 | 0 | 0.61983 | 0 | 0 | -3.1462 | 1.1705 | 0 | 0.98745 | -0.46543 | -0.85197 | -0.98819
9 | 22 | 13 | 0 | 0 | -1.5135 | 0.38441 | 0 | 0.38264 | 0 | 0 | -3.615 | 1.1954 | 0 | 1.0827 | 0 | 0 | -5.2296 | 1.9904 | 0 | 1.7248 | -0.7465 | -1.3369 | -1.5144
9 | 22 | 14 | 0 | 0 | -4.7717 | 1.213 | 0 | 1.2368 | 0 | 0 | -11.3969 | 3.772 | 0 | 3.4995 | 0 | 0 | -16.4875 | 6.2808 | 0 | 5.575 | -2.3219 | -4.1254 | -4.6316
9 | 22 | 15 | 0 | 0 | -8.7847 | 2.3766 | 0 | 2.4114 | 0 | 0 | -20.9814 | 7.3904 | 0 | 6.8228 | 0 | 0 | -30.353 | 12.3057 | 0 | 10.8695 | -3.9967 | -6.7682 | -7.1778
9 | 22 | 16 | 0 | 0 | -12.7675 | 3.708 | 0 | 3.7549 | 0 | 0 | -30.4941 | 11.5305 | 0 | 10.6244 | 0 | 0 | -44.1146 | 19.1993 | 0 | 16.9257 | -5.3046 | -8.3393 | -7.9896
9 | 22 | 17 | 0 | 0 | -14.0268 | 4.1779 | 0 | 4.2242 | 0 | 0 | -33.5019 | 12.9918 | 0 | 11.9523 | 0 | 0 | -48.4658 | 21.6325 | 0 | 19.0412 | -5.6247 | -8.5578 | -7.7921
9 | 22 | 18 | 0 | 0 | -15.245 | 4.6648 | 0 | 4.7116 | 0 | 0 | -36.4115 | 14.5059 | 0 | 13.3314 | 0 | 0 | -52.6751 | 24.1536 | 0 | 21.2383 | -5.8686 | -8.5742 | -7.2832
9 | 22 | 19 | 0 | 0 | -16.5144 | 5.1403 | 0 | 5.1871 | 0 | 0 | -39.4432 | 15.9845 | 0 | 14.6768 | 0 | 0 | -57.0608 | 26.6157 | 0 | 23.3817 | -6.1869 | -8.7818 | -7.0635
9 | 22 | 20 | 0 | 0 | -17.4959 | 5.5684 | 0 | 5.607 | 0 | 0 | -41.7875 | 17.3157 | 0 | 15.8647 | 0 | 0 | -60.4523 | 28.8322 | 0 | 25.2741 | -6.3206 | -8.6071 | -6.346
9 | 22 | 21 | 0 | 0 | -18.4899 | 5.9739 | 0 | 6.0144 | 0 | 0 | -44.1616 | 18.5766 | 0 | 17.0174 | 0 | 0 | -63.8868 | 30.9317 | 0 | 27.1105 | -6.5017 | -8.5676 | -5.8446
9 | 22 | 22 | 0 | 0 | -19.4792 | 6.4243 | 0 | 6.4599 | 0 | 0 | -46.5244 | 19.9772 | 0 | 18.278 | 0 | 0 | -67.3049 | 33.2639 | 0 | 29.1187 | -6.595 | -8.2691 | -4.9223
9 | 22 | 23 | 0 | 0 | -20.1482 | 6.7341 | 0 | 6.7694 | 0 | 0 | -48.1223 | 20.9408 | 0 | 19.1539 | 0 | 0 | -69.6166 | 34.8683 | 0 | 30.5141 | -6.6446 | -8.0276 | -4.2342
9 | 23 | 0 | 0 | 0 | -20.8208 | 6.9893 | 0 | 7.0327 | 0 | 0 | -49.7289 | 21.7343 | 0 | 19.8987 | 0 | 0 | -71.9407 | 36.1895 | 0 | 31.7006 | -6.7989 | -8.0959 | -4.0506
9 | 23 | 1 | 0 | 0 | -21.484 | 7.3064 | 0 | 7.3489 | 0 | 0 | -51.3127 | 22.7203 | 0 | 20.7935 | 0 | 0 | -74.232 | 37.8313 | 0 | 33.1261 | -6.8287 | -7.799 | -3.2747
9 | 23 | 2 | 0 | 0 | -18.8975 | 6.1212 | 0 | 6.1476 | 0 | 0 | -45.1351 | 19.0348 | 0 | 17.3943 | 0 | 0 | -65.295 | 31.6947 | 0 | 27.7109 | -6.6287 | -8.7059 | -5.8894
9 | 23 | 3 | 0 | 0 | -16.3217 | 5.04 | 0 | 5.0585 | 0 | 0 | -38.9832 | 15.6727 | 0 | 14.3129 | 0 | 0 | -56.3953 | 26.0965 | 0 | 22.8018 | -6.2232 | -8.9976 | -7.4971
9 | 23 | 4 | 0 | 0 | -13.7314 | 4.0414 | 0 | 4.0483 | 0 | 0 | -32.7964 | 12.5673 | 0 | 11.4545 | 0 | 0 | -47.4452 | 20.9257 | 0 | 18.2481 | -5.6417 | -8.7746 | -8.2713
9 | 23 | 5 | 0 | 0 | -10.8005 | 2.9876 | 0 | 2.988 | 0 | 0 | -25.7961 | 9.2904 | 0 | 8.4544 | 0 | 0 | -37.3181 | 15.4693 | 0 | 13.4687 | -4.8249 | -8.0513 | -8.3802
9 | 23 | 6 | 0 | 0 | -7.8987 | 2.0588 | 0 | 2.052 | 0 | 0 | -18.8653 | 6.4021 | 0 | 5.8061 | 0 | 0 | -27.2916 | 10.66 | 0 | 9.2497 | -3.7879 | -6.6571 | -7.3819
9 | 23 | 7 | 0 | 0 | -4.9739 | 1.2371 | 0 | 1.2269 | 0 | 0 | -11.8799 | 3.847 | 0 | 3.4715 | 0 | 0 | -17.1861 | 6.4055 | 0 | 5.5305 | -2.5099 | -4.5614 | -5.2501
9 | 23 | 8 | 0 | 0 | -4.1709 | 1.0263 | 0 | 1.0175 | 0 | 0 | -9.9619 | 3.1915 | 0 | 2.8791 | 0 | 0 | -14.4114 | 5.3142 | 0 | 4.5867 | -2.127 | -3.8912 | -4.5105
9 | 23 | 9 | 0 | 0 | -3.3183 | 0.80593 | 0 | 0.80154 | 0 | 0 | -7.9256 | 2.5062 | 0 | 2.2679 | 0 | 0 | -11.4656 | 4.173 | 0 | 3.613 | -1.7109 | -3.1515 | -3.6796
9 | 23 | 10 | 0 | 0 | -2.4802 | 0.6024 | 0 | 0.5993 | 0 | 0 | -5.9237 | 1.8733 | 0 | 1.6957 | 0 | 0 | -8.5695 | 3.1191 | 0 | 2.7014 | -1.2785 | -2.3547 | -2.749
9 | 23 | 11 | 0 | 0 | -2.9714 | 0.72897 | 0 | 0.73061 | 0 | 0 | -7.097 | 2.2668 | 0 | 2.0672 | 0 | 0 | -10.2669 | 3.7745 | 0 | 3.2933 | -1.5118 | -2.7629 | -3.1991
9 | 23 | 12 | 0 | 0 | -3.504 | 0.86302 | 0 | 0.8716 | 0 | 0 | -8.3691 | 2.6837 | 0 | 2.4662 | 0 | 0 | -12.1073 | 4.4686 | 0 | 3.9289 | -1.7694 | -3.2193 | -3.7098
9 | 23 | 13 | 0 | 0 | -3.9928 | 0.99719 | 0 | 1.012 | 0 | 0 | -9.5364 | 3.1009 | 0 | 2.8633 | 0 | 0 | -13.7959 | 5.1633 | 0 | 4.5616 | -1.9836 | -3.5722 | -4.0711
9 | 23 | 14 | 0 | 0 | -7.4055 | 1.9398 | 0 | 1.9577 | 0 | 0 | -17.6875 | 6.0321 | 0 | 5.5392 | 0 | 0 | -25.5878 | 10.0439 | 0 | 8.8245 | -3.5081 | -6.1162 | -6.7194
9 | 23 | 15 | 0 | 0 | -10.8595 | 3.0255 | 0 | 3.0483 | 0 | 0 | -25.937 | 9.4081 | 0 | 8.625 | 0 | 0 | -37.522 | 15.6653 | 0 | 13.7404 | -4.7858 | -7.9039 | -8.1162
9 | 23 | 16 | 0 | 0 | -14.28 | 4.2741 | 0 | 4.2964 | 0 | 0 | -34.1066 | 13.2911 | 0 | 12.1565 | 0 | 0 | -49.3406 | 22.1308 | 0 | 19.3664 | -5.7095 | -8.6591 | -7.8433
9 | 23 | 17 | 0 | 0 | -14.3443 | 4.2835 | 0 | 4.3083 | 0 | 0 | -34.2602 | 13.3201 | 0 | 12.1901 | 0 | 0 | -49.5628 | 22.1792 | 0 | 19.4201 | -5.7525 | -8.7499 | -7.9635
9 | 23 | 18 | 0 | 0 | -14.3673 | 4.2876 | 0 | 4.3204 | 0 | 0 | -34.315 | 13.333 | 0 | 12.2243 | 0 | 0 | -49.6421 | 22.2006 | 0 | 19.4745 | -5.7593 | -8.7578 | -7.967
9 | 23 | 19 | 0 | 0 | -14.4221 | 4.2895 | 0 | 4.3205 | 0 | 0 | -34.4459 | 13.3387 | 0 | 12.2246 | 0 | 0 | -49.8315 | 22.2101 | 0 | 19.475 | -5.8121 | -8.8826 | -8.1463
9 | 23 | 20 | 0 | 0 | -14.2668 | 4.2473 | 0 | 4.2751 | 0 | 0 | -34.0752 | 13.2075 | 0 | 12.0963 | 0 | 0 | -49.2951 | 21.9917 | 0 | 19.2706 | -5.7444 | -8.7713 | -8.0328
9 | 23 | 21 | 0 | 0 | -14.0799 | 4.2014 | 0 | 4.2284 | 0 | 0 | -33.6287 | 13.0647 | 0 | 11.964 | 0 | 0 | -48.6493 | 21.754 | 0 | 19.0598 | -5.6502 | -8.6 | -7.8355
9 | 23 | 22 | 0 | 0 | -13.9075 | 4.121 | 0 | 4.1507 | 0 | 0 | -33.217 | 12.8149 | 0 | 11.7442 | 0 | 0 | -48.0537 | 21.338 | 0 | 18.7096 | -5.6359 | -8.6579 | -8.0061
9 | 23 | 23 | 0 | 0 | -14.9583 | 4.5211 | 0 | 4.5609 | 0 | 0 | -35.7268 | 14.0591 | 0 | 12.905 | 0 | 0 | -51.6844 | 23.4096 | 0 | 20.5589 | -5.8763 | -8.7628 | -7.716
9 | 24 | 0 | 0 | 0 | -16.0116 | 4.9733 | 0 | 5.0214 | 0 | 0 | -38.2425 | 15.4651 | 0 | 14.2079 | 0 | 0 | -55.3238 | 25.7508 | 0 | 22.6346 | -6.017 | -8.5695 | -6.9384
9 | 24 | 1 | 0 | 0 | -17.0591 | 5.4192 | 0 | 5.4892 | 0 | 0 | -40.7442 | 16.8517 | 0 | 15.5316 | 0 | 0 | -58.9429 | 28.0597 | 0 | 24.7433 | -6.1507 | -8.3609 | -6.1399
9 | 24 | 2 | 0 | 0 | -16.9253 | 5.3343 | 0 | 5.3741 | 0 | 0 | -40.4246 | 16.5879 | 0 | 15.2058 | 0 | 0 | -58.4807 | 27.6203 | 0 | 24.2244 | -6.2168 | -8.6309 | -6.6359
9 | 24 | 3 | 0 | 0 | -16.7486 | 5.2573 | 0 | 5.2733 | 0 | 0 | -40.0025 | 16.3485 | 0 | 14.9205 | 0 | 0 | -57.87 | 27.2217 | 0 | 23.7698 | -6.218 | -8.7336 | -6.8785
9 | 24 | 4 | 0 | 0 | -16.6008 | 5.1764 | 0 | 5.167 | 0 | 0 | -39.6497 | 16.0967 | 0 | 14.6197 | 0 | 0 | -57.3595 | 26.8024 | 0 | 23.2907 | -6.2575 | -8.9333 | -7.2665
9 | 24 | 5 | 0 | 0 | -14.9829 | 4.4988 | 0 | 4.4918 | 0 | 0 | -35.7854 | 13.9897 | 0 | 12.7094 | 0 | 0 | -51.7692 | 23.294 | 0 | 20.2473 | -5.9923 | -9.0863 | -8.2279
9 | 24 | 6 | 0 | 0 | -13.3972 | 3.8988 | 0 | 3.8845 | 0 | 0 | -31.9981 | 12.1239 | 0 | 10.9909 | 0 | 0 | -46.2903 | 20.1873 | 0 | 17.5096 | -5.6139 | -8.8833 | -8.5934
9 | 24 | 7 | 0 | 0 | -11.8161 | 3.3408 | 0 | 3.3248 | 0 | 0 | -28.2217 | 10.3886 | 0 | 9.4073 | 0 | 0 | -40.8271 | 17.2979 | 0 | 14.9868 | -5.1505 | -8.4258 | -8.5424
9 | 24 | 8 | 0 | 0 | -11.328 | 3.1855 | 0 | 3.1672 | 0 | 0 | -27.0559 | 9.9058 | 0 | 8.9615 | 0 | 0 | -39.1407 | 16.494 | 0 | 14.2765 | -4.9753 | -8.1887 | -8.3701
9 | 24 | 9 | 0 | 0 | -10.877 | 3.0274 | 0 | 3.0083 | 0 | 0 | -25.9789 | 9.4141 | 0 | 8.5119 | 0 | 0 | -37.5826 | 15.6753 | 0 | 13.5602 | -4.8413 | -8.0529 | -8.347
9 | 24 | 10 | 0 | 0 | -10.4364 | 2.8838 | 0 | 2.862 | 0 | 0 | -24.9266 | 8.9676 | 0 | 8.0979 | 0 | 0 | -36.0602 | 14.9318 | 0 | 12.9007 | -4.6907 | -7.8611 | -8.2277
9 | 24 | 11 | 0 | 0 | -11.1687 | 3.1452 | 0 | 3.1263 | 0 | 0 | -26.6754 | 9.7806 | 0 | 8.8459 | 0 | 0 | -38.5903 | 16.2855 | 0 | 14.0923 | -4.8971 | -8.049 | -8.2124
9 | 24 | 12 | 0 | 0 | -11.9687 | 3.4236 | 0 | 3.4054 | 0 | 0 | -28.5863 | 10.6461 | 0 | 9.6354 | 0 | 0 | -41.3546 | 17.7268 | 0 | 15.3502 | -5.1397 | -8.3047 | -8.2776
9 | 24 | 13 | 0 | 0 | -12.7186 | 3.7063 | 0 | 3.6883 | 0 | 0 | -30.3774 | 11.5253 | 0 | 10.436 | 0 | 0 | -43.9458 | 19.1907 | 0 | 16.6256 | -5.324 | -8.4161 | -8.1295
9 | 24 | 14 | 0 | 0 | -15.9149 | 4.9034 | 0 | 4.8945 | 0 | 0 | -38.0114 | 15.2477 | 0 | 13.8489 | 0 | 0 | -54.9896 | 25.3888 | 0 | 22.0627 | -6.117 | -8.9148 | -7.5381
9 | 24 | 15 | 0 | 0 | -19.1253 | 6.2433 | 0 | 6.2469 | 0 | 0 | -45.6792 | 19.4144 | 0 | 17.6753 | 0 | 0 | -66.0822 | 32.3267 | 0 | 28.1585 | -6.6352 | -8.5895 | -5.597
9 | 24 | 16 | 0 | 0 | -22.2897 | 7.694 | 0 | 7.712 | 0 | 0 | -53.2371 | 23.9256 | 0 | 21.8209 | 0 | 0 | -77.0159 | 39.8383 | 0 | 34.7629 | -6.8836 | -7.4905 | -2.4147
9 | 24 | 17 | 0 | 0 | -23.226 | 8.1287 | 0 | 8.155 | 0 | 0 | -55.4735 | 25.2773 | 0 | 23.0744 | 0 | 0 | -80.2512 | 42.0889 | 0 | 36.7598 | -6.9423 | -7.1218 | -1.4025
9 | 24 | 18 | 0 | 0 | -24.1751 | 8.5871 | 0 | 8.6134 | 0 | 0 | -57.7404 | 26.7028 | 0 | 24.3713 | 0 | 0 | -83.5306 | 44.4625 | 0 | 38.8258 | -6.9747 | -6.6663 | -0.24226
9 | 24 | 19 | 0 | 0 | -25.1095 | 9.1026 | 0 | 9.1318 | 0 | 0 | -59.972 | 28.3059 | 0 | 25.8382 | 0 | 0 | -86.7591 | 47.1319 | 0 | 41.1628 | -6.8751 | -5.8279 | 1.5356
9 | 24 | 20 | 0 | 0 | -25.7438 | 9.4414 | 0 | 9.4428 | 0 | 0 | -61.487 | 29.3593 | 0 | 26.7182 | 0 | 0 | -88.9507 | 48.8859 | 0 | 42.5648 | -6.8596 | -5.4095 | 2.5
9 | 24 | 21 | 0 | 0 | -26.4268 | 9.8023 | 0 | 9.7738 | 0 | 0 | -63.1183 | 30.4816 | 0 | 27.6546 | 0 | 0 | -91.3106 | 50.7547 | 0 | 44.0565 | -6.8508 | -4.9821 | 3.5005
9 | 24 | 22 | 0 | 0 | -27.0606 | 10.142 | 0 | 10.0824 | 0 | 0 | -64.6321 | 31.5381 | 0 | 28.5277 | 0 | 0 | -93.5005 | 52.5138 | 0 | 45.4475 | -6.8362 | -4.5662 | 4.4608
9 | 24 | 23 | 0 | 0 | -27.1661 | 10.2004 | 0 | 10.1492 | 0 | 0 | -64.884 | 31.7198 | 0 | 28.7168 | 0 | 0 | -93.8651 | 52.8163 | 0 | 45.7487 | -6.8165 | -4.4475 | 4.6999
9 | 25 | 0 | 0 | 0 | -27.3218 | 10.2597 | 0 | 10.2029 | 0 | 0 | -65.2558 | 31.9039 | 0 | 28.8687 | 0 | 0 | -94.4028 | 53.1229 | 0 | 45.9907 | -6.8592 | -4.4832 | 4.7107
9 | 25 | 1 | 0 | 0 | -27.4626 | 10.3413 | 0 | 10.2848 | 0 | 0 | -65.5921 | 32.1577 | 0 | 29.1005 | 0 | 0 | -94.8893 | 53.5455 | 0 | 46.36 | -6.8365 | -4.3338 | 5.0162
9 | 25 | 2 | 0 | 0 | -24.4406 | 8.8045 | 0 | 8.7575 | 0 | 0 | -58.3743 | 27.3788 | 0 | 24.7791 | 0 | 0 | -84.4477 | 45.5881 | 0 | 39.4755 | -6.8786 | -6.2165 | 0.61593
9 | 25 | 3 | 0 | 0 | -21.425 | 7.3011 | 0 | 7.27 | 0 | 0 | -51.1719 | 22.7039 | 0 | 20.5702 | 0 | 0 | -74.0283 | 37.804 | 0 | 32.7704 | -6.8539 | -7.8978 | -3.4539
9 | 25 | 4 | 0 | 0 | -18.4033 | 5.9305 | 0 | 5.9141 | 0 | 0 | -43.9549 | 18.4419 | 0 | 16.7338 | 0 | 0 | -63.5877 | 30.7074 | 0 | 26.6586 | -6.5587 | -8.7792 | -6.2217
9 | 25 | 5 | 0 | 0 | -15.5948 | 4.7418 | 0 | 4.719 | 0 | 0 | -37.2469 | 14.7452 | 0 | 13.3522 | 0 | 0 | -53.8836 | 24.552 | 0 | 21.2714 | -6.1341 | -9.1495 | -8.0602
9 | 25 | 6 | 0 | 0 | -12.7319 | 3.6837 | 0 | 3.6543 | 0 | 0 | -30.4092 | 11.455 | 0 | 10.3396 | 0 | 0 | -43.9917 | 19.0736 | 0 | 16.4721 | -5.394 | -8.6145 | -8.446
9 | 25 | 7 | 0 | 0 | -9.8736 | 2.706 | 0 | 2.6752 | 0 | 0 | -23.5823 | 8.4148 | 0 | 7.5693 | 0 | 0 | -34.1155 | 14.0114 | 0 | 12.0587 | -4.4924 | -7.5982 | -8.0454
9 | 25 | 8 | 0 | 0 | -8.7762 | 2.3703 | 0 | 2.34 | 0 | 0 | -20.9613 | 7.3708 | 0 | 6.6208 | 0 | 0 | -30.3239 | 12.273 | 0 | 10.5476 | -4.066 | -6.9697 | -7.5032
9 | 25 | 9 | 0 | 0 | -7.7007 | 2.0558 | 0 | 2.0253 | 0 | 0 | -18.3925 | 6.3927 | 0 | 5.7305 | 0 | 0 | -26.6076 | 10.6444 | 0 | 9.1292 | -3.6196 | -6.2693 | -6.834
9 | 25 | 10 | 0 | 0 | -6.6402 | 1.739 | 0 | 1.7088 | 0 | 0 | -15.8596 | 5.4076 | 0 | 4.835 | 0 | 0 | -22.9434 | 9.0042 | 0 | 7.7027 | -3.1924 | -5.6169 | -6.2365
9 | 25 | 11 | 0 | 0 | -6.9665 | 1.8464 | 0 | 1.8134 | 0 | 0 | -16.6388 | 5.7415 | 0 | 5.1309 | 0 | 0 | -24.0707 | 9.5602 | 0 | 8.174 | -3.3067 | -5.7664 | -6.3365
9 | 25 | 12 | 0 | 0 | -7.3209 | 1.9388 | 0 | 1.9036 | 0 | 0 | -17.4853 | 6.0291 | 0 | 5.3861 | 0 | 0 | -25.2953 | 10.039 | 0 | 8.5806 | -3.4785 | -6.0701 | -6.6757
9 | 25 | 13 | 0 | 0 | -7.6451 | 2.0456 | 0 | 2.0094 | 0 | 0 | -18.2596 | 6.3612 | 0 | 5.6855 | 0 | 0 | -26.4155 | 10.592 | 0 | 9.0576 | -3.59 | -6.2129 | -6.7658
9 | 25 | 14 | 0.00017682 | -0.0027772 | -9.7138 | 2.6958 | 0.00071659 | 2.661 | 0.00052462 | -0.00824 | -23.2005 | 8.3829 | 0.0021261 | 7.5292 | 0.0009226 | -0.013885 | -33.5633 | 13.9583 | 0.0035828 | 11.9948 | -4.3589 | -7.294 | -7.6196
9 | 25 | 15 | 0.0022805 | -0.034715 | -11.8339 | 3.4355 | 0.0092419 | 3.4017 | 0.0067662 | -0.103 | -28.2643 | 10.6832 | 0.027421 | 9.6249 | 0.011899 | -0.17357 | -40.8887 | 17.7885 | 0.046208 | 15.3334 | -5.0199 | -8.0249 | -7.8822
9 | 25 | 16 | 0.0044209 | -0.065263 | -13.8975 | 4.1871 | 0.017916 | 4.1552 | 0.013117 | -0.19364 | -33.1931 | 13.0204 | 0.053157 | 11.7571 | 0.023067 | -0.3263 | -48.0191 | 21.6802 | 0.089577 | 18.7303 | -5.5981 | -8.5429 | -7.8224
9 | 25 | 17 | 0.0037055 | -0.055543 | -13.5237 | 4.0558 | 0.015017 | 4.046 | 0.010994 | -0.1648 | -32.3003 | 12.612 | 0.044555 | 11.448 | 0.019334 | -0.27771 | -46.7275 | 21.0002 | 0.075081 | 18.2378 | -5.4588 | -8.3495 | -7.6728
9 | 25 | 18 | 0.003057 | -0.045823 | -13.1479 | 3.918 | 0.012389 | 3.9267 | 0.0090702 | -0.13596 | -31.4027 | 12.1836 | 0.036758 | 11.1105 | 0.015951 | -0.22911 | -45.429 | 20.2868 | 0.061942 | 17.7001 | -5.3336 | -8.1987 | -7.5933
9 | 25 | 19 | 0.0022805 | -0.034715 | -12.7693 | 3.7785 | 0.0092419 | 3.8069 | 0.0067662 | -0.103 | -30.4984 | 11.7499 | 0.027421 | 10.7716 | 0.011899 | -0.17357 | -44.1208 | 19.5646 | 0.046208 | 17.1602 | -5.207 | -8.0458 | -7.5115
9 | 25 | 20 | 0.0016166 | -0.024995 | -12.2734 | 3.6059 | 0.0065514 | 3.6339 | 0.0047964 | -0.074159 | -29.314 | 11.2131 | 0.019438 | 10.282 | 0.008435 | -0.12497 | -42.4073 | 18.6708 | 0.032756 | 16.3803 | -5.0504 | -7.8688 | -7.44
9 | 25 | 21 | 0.0008841 | -0.013886 | -11.7687 | 3.4146 | 0.0035829 | 3.4454 | 0.0026231 | -0.041199 | -28.1085 | 10.6182 | 0.01063 | 9.7485 | 0.004613 | -0.069427 | -40.6634 | 17.6802 | 0.017914 | 15.5303 | -4.9181 | -7.7697 | -7.4997
9 | 25 | 22 | 0.00017682 | -0.0027772 | -11.3161 | 3.2614 | 0.00071659 | 3.2917 | 0.00052462 | -0.00824 | -27.0275 | 10.1417 | 0.0021261 | 9.3137 | 0.0009226 | -0.013885 | -39.0996 | 16.8868 | 0.0035828 | 14.8377 | -4.7649 | -7.5777 | -7.3844
9 | 25 | 23 | 0 | 0 | -10.4215 | 2.9577 | 0 | 2.9859 | 0 | 0 | -24.8908 | 9.1974 | 0 | 8.4486 | 0 | 0 | -36.0085 | 15.3144 | 0 | 13.4594 | -4.4779 | -7.2449 | -7.2347
9 | 26 | 0 | 0 | 0 | -9.5632 | 2.6741 | 0 | 2.7012 | 0 | 0 | -22.841 | 8.3156 | 0 | 7.6429 | 0 | 0 | -33.0431 | 13.8463 | 0 | 12.176 | -4.1879 | -6.8824 | -7.0208
9 | 26 | 1 | 0 | 0 | -8.7169 | 2.3972 | 0 | 2.421 | 0 | 0 | -20.8195 | 7.4546 | 0 | 6.85 | 0 | 0 | -30.1187 | 12.4125 | 0 | 10.9128 | -3.8987 | -6.5149 | -6.7934
9 | 26 | 2 | 0 | 0 | -7.8284 | 2.1112 | 0 | 2.1319 | 0 | 0 | -18.6975 | 6.5652 | 0 | 6.0321 | 0 | 0 | -27.0489 | 10.9316 | 0 | 9.6097 | -3.5853 | -6.1002 | -6.5076
9 | 26 | 3 | 0 | 0 | -6.9849 | 1.8487 | 0 | 1.8621 | 0 | 0 | -16.6828 | 5.7487 | 0 | 5.2687 | 0 | 0 | -24.1343 | 9.5721 | 0 | 8.3935 | -3.2741 | -5.6654 | -6.1687
9 | 26 | 4 | 0 | 0 | -6.0947 | 1.5866 | 0 | 1.5983 | 0 | 0 | -14.5568 | 4.9338 | 0 | 4.5224 | 0 | 0 | -21.0587 | 8.2153 | 0 | 7.2047 | -2.9098 | -5.1005 | -5.6388
9 | 26 | 5 | 0 | 0 | -5.11 | 1.313 | 0 | 1.3151 | 0 | 0 | -12.2048 | 4.083 | 0 | 3.7209 | 0 | 0 | -17.6562 | 6.7986 | 0 | 5.9278 | -2.4819 | -4.4009 | -4.9298
9 | 26 | 6 | 0 | 0 | -4.096 | 1.0438 | 0 | 1.0406 | 0 | 0 | -9.783 | 3.2459 | 0 | 2.9443 | 0 | 0 | -14.1527 | 5.4047 | 0 | 4.6906 | -2.0116 | -3.5928 | -4.0574
9 | 26 | 7 | 0 | 0 | -3.2107 | 0.81136 | 0 | 0.80872 | 0 | 0 | -7.6686 | 2.523 | 0 | 2.2882 | 0 | 0 | -11.0938 | 4.2011 | 0 | 3.6454 | -1.5907 | -2.8573 | -3.2474
9 | 26 | 8 | 0 | 0 | -2.6888 | 0.67817 | 0 | 0.67568 | 0 | 0 | -6.422 | 2.1089 | 0 | 1.9118 | 0 | 0 | -9.2904 | 3.5114 | 0 | 3.0457 | -1.335 | -2.4013 | -2.7333
9 | 26 | 9 | 0 | 0 | -2.3398 | 0.5854 | 0 | 0.58405 | 0 | 0 | -5.5883 | 1.8204 | 0 | 1.6525 | 0 | 0 | -8.0844 | 3.0311 | 0 | 2.6327 | -1.1703 | -2.1154 | -2.4206
9 | 26 | 10 | 0 | 0 | -1.9832 | 0.49445 | 0 | 0.49821 | 0 | 0 | -4.7368 | 1.5376 | 0 | 1.4097 | 0 | 0 | -6.8526 | 2.5602 | 0 | 2.2458 | -0.99058 | -1.7896 | -2.0466
9 | 26 | 11 | 0 | 0 | -1.568 | 0.38529 | 0 | 0.38419 | 0 | 0 | -3.7451 | 1.1981 | 0 | 1.0871 | 0 | 0 | -5.4179 | 1.995 | 0 | 1.7318 | -0.79855 | -1.4599 | -1.6912
9 | 26 | 12 | 0 | 0 | -1.2541 | 0.30625 | 0 | 0.30458 | 0 | 0 | -2.9953 | 0.95233 | 0 | 0.86179 | 0 | 0 | -4.3332 | 1.5857 | 0 | 1.3729 | -0.64328 | -1.1812 | -1.3746
9 | 26 | 13 | 0 | 0 | -1.0591 | 0.25401 | 0 | 0.25323 | 0 | 0 | -2.5296 | 0.78989 | 0 | 0.71651 | 0 | 0 | -3.6594 | 1.3152 | 0 | 1.1415 | -0.55186 | -1.0232 | -1.2027
9 | 26 | 14 | 0 | 0 | -1.1645 | 0.27624 | 0 | 0.28025 | 0 | 0 | -2.7812 | 0.85901 | 0 | 0.79296 | 0 | 0 | -4.0235 | 1.4303 | 0 | 1.2633 | -0.60798 | -1.1293 | -1.3299
9 | 26 | 15 | 0 | 0 | -1.378 | 0.3225 | 0 | 0.32854 | 0 | 0 | -3.2912 | 1.0029 | 0 | 0.92961 | 0 | 0 | -4.7612 | 1.6699 | 0 | 1.481 | -0.72693 | -1.3587 | -1.6104
9 | 26 | 16 | 0 | 0 | -1.6262 | 0.38241 | 0 | 0.39949 | 0 | 0 | -3.884 | 1.1892 | 0 | 1.1303 | 0 | 0 | -5.6189 | 1.9801 | 0 | 1.8007 | -0.8443 | -1.5645 | -1.8381
9 | 26 | 17 | 0 | 0 | -1.7229 | 0.40188 | 0 | 0.41298 | 0 | 0 | -4.115 | 1.2497 | 0 | 1.1685 | 0 | 0 | -5.9529 | 2.0808 | 0 | 1.8615 | -0.90803 | -1.6968 | -2.0105
9 | 26 | 18 | 0 | 0 | -1.8385 | 0.42738 | 0 | 0.43468 | 0 | 0 | -4.3911 | 1.329 | 0 | 1.2299 | 0 | 0 | -6.3525 | 2.2129 | 0 | 1.9594 | -0.97644 | -1.8322 | -2.1802
9 | 26 | 19 | 0 | 0 | -1.9604 | 0.45947 | 0 | 0.46251 | 0 | 0 | -4.6822 | 1.4288 | 0 | 1.3087 | 0 | 0 | -6.7735 | 2.3791 | 0 | 2.0848 | -1.0384 | -1.9447 | -2.3096
9 | 26 | 20 | 0 | 0 | -1.9748 | 0.45883 | 0 | 0.46088 | 0 | 0 | -4.7165 | 1.4268 | 0 | 1.3041 | 0 | 0 | -6.8232 | 2.3757 | 0 | 2.0775 | -1.055 | -1.9857 | -2.37
9 | 26 | 21 | 0 | 0 | -1.9983 | 0.4611 | 0 | 0.46302 | 0 | 0 | -4.7728 | 1.4338 | 0 | 1.3101 | 0 | 0 | -6.9046 | 2.3875 | 0 | 2.0871 | -1.0742 | -2.0289 | -2.43
9 | 26 | 22 | 0 | 0 | -2.0328 | 0.46499 | 0 | 0.46654 | 0 | 0 | -4.8553 | 1.4459 | 0 | 1.3201 | 0 | 0 | -7.0239 | 2.4076 | 0 | 2.103 | -1.1013 | -2.0893 | -2.5133
9 | 26 | 23 | 0 | 0 | -2.007 | 0.45799 | 0 | 0.46135 | 0 | 0 | -4.7936 | 1.4242 | 0 | 1.3054 | 0 | 0 | -6.9348 | 2.3714 | 0 | 2.0796 | -1.0877 | -2.0641 | -2.4837
9 | 27 | 0 | 0 | 0 | -2.0462 | 0.46525 | 0 | 0.46613 | 0 | 0 | -4.8872 | 1.4468 | 0 | 1.3189 | 0 | 0 | -7.0701 | 2.409 | 0 | 2.1011 | -1.1148 | -2.1215 | -2.56
9 | 27 | 1 | 0 | 0 | -2.0912 | 0.47393 | 0 | 0.47181 | 0 | 0 | -4.9946 | 1.4738 | 0 | 1.335 | 0 | 0 | -7.2255 | 2.454 | 0 | 2.1268 | -1.1454 | -2.1858 | -2.6448
9 | 27 | 2 | 0 | 0 | -1.4561 | 0.3275 | 0 | 0.33696 | 0 | 0 | -3.4777 | 1.0184 | 0 | 0.95341 | 0 | 0 | -5.0311 | 1.6958 | 0 | 1.5189 | -0.79162 | -1.5059 | -1.8164
9 | 27 | 3 | 0 | 0 | -0.79007 | 0.17829 | 0 | 0.19839 | 0 | 0 | -1.887 | 0.55442 | 0 | 0.56133 | 0 | 0 | -2.7299 | 0.92316 | 0 | 0.89425 | -0.41339 | -0.77127 | -0.91246
9 | 27 | 4 | 0 | 0 | -0.41713 | 0.10202 | 0 | 0.13037 | 0 | 0 | -0.99629 | 0.31725 | 0 | 0.36888 | 0 | 0 | -1.4413 | 0.52824 | 0 | 0.58766 | -0.18474 | -0.31017 | -0.32539
9 | 27 | 5 | 0 | 0 | -0.49109 | 0.11378 | 0 | 0.13341 | 0 | 0 | -1.1729 | 0.3538 | 0 | 0.37748 | 0 | 0 | -1.6968 | 0.58911 | 0 | 0.60137 | -0.2439 | -0.44163 | -0.50633
9 | 27 | 6 | 0 | 0 | -0.60308 | 0.13408 | 0 | 0.14828 | 0 | 0 | -1.4404 | 0.41694 | 0 | 0.41956 | 0 | 0 | -2.0838 | 0.69424 | 0 | 0.6684 | -0.32071 | -0.60389 | -0.72112
9 | 27 | 7 | 0 | 0 | -0.73491 | 0.16207 | 0 | 0.17013 | 0 | 0 | -1.7553 | 0.50399 | 0 | 0.48137 | 0 | 0 | -2.5393 | 0.83918 | 0 | 0.76686 | -0.40271 | -0.76992 | -0.93323
9 | 27 | 8 | 0 | 0 | -0.69059 | 0.16203 | 0 | 0.16675 | 0 | 0 | -1.6494 | 0.50386 | 0 | 0.47182 | 0 | 0 | -2.3862 | 0.83898 | 0 | 0.75166 | -0.36181 | -0.67374 | -0.79552
9 | 27 | 9 | 0 | 0 | -0.83067 | 0.20812 | 0 | 0.20759 | 0 | 0 | -1.984 | 0.64718 | 0 | 0.58735 | 0 | 0 | -2.8701 | 1.0776 | 0 | 0.93571 | -0.41496 | -0.74944 | -0.85681
9 | 27 | 10 | 0 | 0 | -1.3987 | 0.34645 | 0 | 0.3315 | 0 | 0 | -3.3408 | 1.0773 | 0 | 0.93797 | 0 | 0 | -4.8329 | 1.7938 | 0 | 1.4943 | -0.72079 | -1.3255 | -1.5448
9 | 27 | 11 | 0 | 0 | -1.6526 | 0.40693 | 0 | 0.39014 | 0 | 0 | -3.9472 | 1.2654 | 0 | 1.1039 | 0 | 0 | -5.7103 | 2.107 | 0 | 1.7586 | -0.85558 | -1.5779 | -1.8447
9 | 27 | 12 | 0 | 0 | -1.9485 | 0.4805 | 0 | 0.46269 | 0 | 0 | -4.6538 | 1.4942 | 0 | 1.3092 | 0 | 0 | -6.7324 | 2.488 | 0 | 2.0856 | -1.0053 | -1.8504 | -2.1588
9 | 27 | 13 | 0 | 0 | -2.2166 | 0.55429 | 0 | 0.53746 | 0 | 0 | -5.2942 | 1.7236 | 0 | 1.5207 | 0 | 0 | -7.6589 | 2.87 | 0 | 2.4227 | -1.1249 | -2.0498 | -2.3662
9 | 27 | 14 | 0 | 0 | -3.686 | 0.93727 | 0 | 0.92258 | 0 | 0 | -8.8037 | 2.9146 | 0 | 2.6104 | 0 | 0 | -12.7359 | 4.853 | 0 | 4.1586 | -1.8261 | -3.2787 | -3.7242
9 | 27 | 15 | 0 | 0 | -5.7113 | 1.4843 | 0 | 1.4803 | 0 | 0 | -13.641 | 4.6157 | 0 | 4.1884 | 0 | 0 | -19.7338 | 7.6855 | 0 | 6.6726 | -2.7467 | -4.8369 | -5.3758
9 | 27 | 16 | 0 | 0 | -7.7589 | 2.0843 | 0 | 2.097 | 0 | 0 | -18.5316 | 6.4814 | 0 | 5.9333 | 0 | 0 | -26.8089 | 10.792 | 0 | 9.4523 | -3.5777 | -6.117 | -6.5646
9 | 27 | 17 | 0 | 0 | -8.5394 | 2.3232 | 0 | 2.3502 | 0 | 0 | -20.3957 | 7.2243 | 0 | 6.6498 | 0 | 0 | -29.5057 | 12.0291 | 0 | 10.5938 | -3.866 | -6.5216 | -6.8828
9 | 27 | 18 | 0 | 0 | -9.3105 | 2.5769 | 0 | 2.6181 | 0 | 0 | -22.2373 | 8.0131 | 0 | 7.4079 | 0 | 0 | -32.1698 | 13.3426 | 0 | 11.8014 | -4.1155 | -6.8164 | -7.0258
9 | 27 | 19 | 0 | 0 | -10.0399 | 2.8337 | 0 | 2.8924 | 0 | 0 | -23.9795 | 8.8119 | 0 | 8.1839 | 0 | 0 | -34.6902 | 14.6726 | 0 | 13.0378 | -4.3138 | -6.9837 | -6.9798
9 | 27 | 20 | 0 | 0 | -10.3655 | 2.9506 | 0 | 3.0133 | 0 | 0 | -24.7571 | 9.1752 | 0 | 8.5261 | 0 | 0 | -35.815 | 15.2776 | 0 | 13.5829 | -4.4016 | -7.0558 | -6.9546
9 | 27 | 21 | 0 | 0 | -10.6712 | 3.0502 | 0 | 3.112 | 0 | 0 | -25.4872 | 9.485 | 0 | 8.8054 | 0 | 0 | -36.8713 | 15.7934 | 0 | 14.0278 | -4.5089 | -7.1968 | -7.0501
9 | 27 | 22 | 0 | 0 | -10.9918 | 3.1667 | 0 | 3.2348 | 0 | 0 | -26.253 | 9.8474 | 0 | 9.1529 | 0 | 0 | -37.9791 | 16.3968 | 0 | 14.5814 | -4.5902 | -7.2527 | -7.0009
9 | 27 | 23 | 0 | 0 | -10.9508 | 3.1582 | 0 | 3.2098 | 0 | 0 | -26.1551 | 9.8209 | 0 | 9.0819 | 0 | 0 | -37.8374 | 16.3526 | 0 | 14.4684 | -4.5828 | -7.2523 | -7.0164
9 | 28 | 0 | 0 | 0 | -10.8677 | 3.1256 | 0 | 3.1636 | 0 | 0 | -25.9566 | 9.7196 | 0 | 8.9512 | 0 | 0 | -37.5504 | 16.184 | 0 | 14.2601 | -4.5785 | -7.2859 | -7.1063
9 | 28 | 1 | 0 | 0 | -10.8327 | 3.1066 | 0 | 3.1316 | 0 | 0 | -25.873 | 9.6603 | 0 | 8.8607 | 0 | 0 | -37.4295 | 16.0853 | 0 | 14.1159 | -4.5946 | -7.3521 | -7.2283
9 | 28 | 2 | 0 | 0 | -10.0208 | 2.8084 | 0 | 2.8316 | 0 | 0 | -23.9338 | 8.7333 | 0 | 8.0118 | 0 | 0 | -34.624 | 14.5417 | 0 | 12.7636 | -4.3808 | -7.1887 | -7.3187
9 | 28 | 3 | 0 | 0 | -9.2231 | 2.5374 | 0 | 2.5662 | 0 | 0 | -22.0286 | 7.8903 | 0 | 7.2609 | 0 | 0 | -31.8678 | 13.1381 | 0 | 11.5673 | -4.1195 | -6.8774 | -7.1624
9 | 28 | 4 | 0 | 0 | -8.3683 | 2.2526 | 0 | 2.2794 | 0 | 0 | -19.987 | 7.0048 | 0 | 6.4494 | 0 | 0 | -28.9144 | 11.6636 | 0 | 10.2745 | -3.8363 | -6.5329 | -6.9763
9 | 28 | 5 | 0 | 0 | -6.5813 | 1.7019 | 0 | 1.7313 | 0 | 0 | -15.7188 | 5.2923 | 0 | 4.8987 | 0 | 0 | -22.7397 | 8.8122 | 0 | 7.8041 | -3.148 | -5.5277 | -6.1234
9 | 28 | 6 | 0 | 0 | -4.8235 | 1.1995 | 0 | 1.2303 | 0 | 0 | -11.5205 | 3.7301 | 0 | 3.4811 | 0 | 0 | -16.6663 | 6.211 | 0 | 5.5457 | -2.3937 | -4.3093 | -4.9095
9 | 28 | 7 | 0 | 0 | -3.0643 | 0.74245 | 0 | 0.77993 | 0 | 0 | -7.3187 | 2.3088 | 0 | 2.2068 | 0 | 0 | -10.5877 | 3.8443 | 0 | 3.5156 | -1.5419 | -2.8032 | -3.2277
9 | 28 | 8 | 0 | 0 | -2.1339 | 0.51448 | 0 | 0.55529 | 0 | 0 | -5.0966 | 1.5998 | 0 | 1.5712 | 0 | 0 | -7.373 | 2.6639 | 0 | 2.503 | -1.0641 | -1.9256 | -2.2061
9 | 28 | 9 | 0 | 0 | -1.2874 | 0.32122 | 0 | 0.36301 | 0 | 0 | -3.0747 | 0.99888 | 0 | 1.0271 | 0 | 0 | -4.4481 | 1.6632 | 0 | 1.6363 | -0.60312 | -1.0487 | -1.1486
9 | 28 | 10 | 0 | 0 | -1.0079 | 0.25015 | 0 | 0.27676 | 0 | 0 | -2.4074 | 0.77788 | 0 | 0.78307 | 0 | 0 | -3.4827 | 1.2952 | 0 | 1.2475 | -0.48103 | -0.84642 | -0.93989
9 | 28 | 11 | 0 | 0 | -0.92604 | 0.22825 | 0 | 0.2543 | 0 | 0 | -2.2118 | 0.70978 | 0 | 0.71953 | 0 | 0 | -3.1997 | 1.1818 | 0 | 1.1463 | -0.44349 | -0.78246 | -0.87154
9 | 28 | 12 | 0 | 0 | -0.86579 | 0.21191 | 0 | 0.24105 | 0 | 0 | -2.0679 | 0.65898 | 0 | 0.68203 | 0 | 0 | -2.9915 | 1.0973 | 0 | 1.0865 | -0.41283 | -0.72685 | -0.80769
9 | 28 | 13 | 0 | 0 | -0.82821 | 0.20393 | 0 | 0.24609 | 0 | 0 | -1.9781 | 0.63414 | 0 | 0.69631 | 0 | 0 | -2.8616 | 1.0559 | 0 | 1.1093 | -0.37818 | -0.64765 | -0.69644
9 | 28 | 14 | 0 | 0 | -1.1545 | 0.2798 | 0 | 0.32586 | 0 | 0 | -2.7574 | 0.87008 | 0 | 0.92201 | 0 | 0 | -3.989 | 1.4488 | 0 | 1.4689 | -0.54882 | -0.96528 | -1.0714
9 | 28 | 15 | 0 | 0 | -1.8017 | 0.43724 | 0 | 0.48725 | 0 | 0 | -4.3032 | 1.3597 | 0 | 1.3787 | 0 | 0 | -6.2252 | 2.264 | 0 | 2.1963 | -0.87719 | -1.5648 | -1.7649
9 | 28 | 16 | 0 | 0 | -3.0378 | 0.73408 | 0 | 0.77715 | 0 | 0 | -7.2556 | 2.2827 | 0 | 2.1989 | 0 | 0 | -10.4964 | 3.801 | 0 | 3.5031 | -1.5266 | -2.774 | -3.1923
9 | 28 | 17 | 0 | 0 | -3.6375 | 0.88186 | 0 | 0.93107 | 0 | 0 | -8.6878 | 2.7423 | 0 | 2.6344 | 0 | 0 | -12.5683 | 4.5661 | 0 | 4.1969 | -1.8246 | -3.3111 | -3.8053
9 | 28 | 18 | 0 | 0 | -4.2547 | 1.0486 | 0 | 1.105 | 0 | 0 | -10.162 | 3.2606 | 0 | 3.1266 | 0 | 0 | -14.701 | 5.4293 | 0 | 4.981 | -2.1011 | -3.7747 | -4.2907
9 | 28 | 19 | 0 | 0 | -4.8975 | 1.2272 | 0 | 1.2901 | 0 | 0 | -11.6972 | 3.8163 | 0 | 3.6503 | 0 | 0 | -16.9219 | 6.3544 | 0 | 5.8153 | -2.3801 | -4.2306 | -4.7521
9 | 28 | 20 | 0 | 0 | -5.2491 | 1.3239 | 0 | 1.3895 | 0 | 0 | -12.5371 | 4.117 | 0 | 3.9314 | 0 | 0 | -18.1369 | 6.8552 | 0 | 6.2631 | -2.5357 | -4.4887 | -5.0186
9 | 28 | 21 | 0 | 0 | -5.5667 | 1.4196 | 0 | 1.488 | 0 | 0 | -13.2957 | 4.4143 | 0 | 4.2102 | 0 | 0 | -19.2344 | 7.3502 | 0 | 6.7072 | -2.6592 | -4.6712 | -5.1769
9 | 28 | 22 | 0 | 0 | -5.9198 | 1.5205 | 0 | 1.5929 | 0 | 0 | -14.139 | 4.7281 | 0 | 4.5071 | 0 | 0 | -20.4543 | 7.8727 | 0 | 7.1803 | -2.8065 | -4.9038 | -5.4014
9 | 28 | 23 | 0 | 0 | -6.7296 | 1.7445 | 0 | 1.804 | 0 | 0 | -16.0731 | 5.4248 | 0 | 5.1043 | 0 | 0 | -23.2524 | 9.0327 | 0 | 8.1316 | -3.1812 | -5.5441 | -6.088
9 | 29 | 0 | 0 | 0 | -7.5842 | 1.9847 | 0 | 2.0314 | 0 | 0 | -18.1143 | 6.1717 | 0 | 5.7477 | 0 | 0 | -26.2052 | 10.2764 | 0 | 9.1567 | -3.5681 | -6.1949 | -6.7721
9 | 29 | 1 | 0 | 0 | -8.3979 | 2.2423 | 0 | 2.2774 | 0 | 0 | -20.0577 | 6.9729 | 0 | 6.4439 | 0 | 0 | -29.0166 | 11.6104 | 0 | 10.2658 | -3.8781 | -6.6409 | -7.1403
9 | 29 | 2 | 0 | 0 | -7.8136 | 2.0533 | 0 | 2.0858 | 0 | 0 | -18.6622 | 6.3852 | 0 | 5.9016 | 0 | 0 | -26.9978 | 10.6319 | 0 | 9.4018 | -3.6745 | -6.3754 | -6.9641
9 | 29 | 3 | 0 | 0 | -7.2711 | 1.8746 | 0 | 1.9053 | 0 | 0 | -17.3664 | 5.8295 | 0 | 5.3909 | 0 | 0 | -25.1233 | 9.7066 | 0 | 8.5882 | -3.4912 | -6.146 | -6.8285
9 | 29 | 4 | 0 | 0 | -6.6851 | 1.7121 | 0 | 1.7388 | 0 | 0 | -15.9669 | 5.324 | 0 | 4.9198 | 0 | 0 | -23.0987 | 8.8649 | 0 | 7.8377 | -3.2343 | -5.7232 | -6.3961
9 | 29 | 5 | 0 | 0 | -4.6077 | 1.1278 | 0 | 1.1442 | 0 | 0 | -11.0051 | 3.507 | 0 | 3.2375 | 0 | 0 | -15.9206 | 5.8395 | 0 | 5.1576 | -2.3357 | -4.2607 | -4.9236
9 | 29 | 6 | 0 | 0 | -2.5375 | 0.59895 | 0 | 0.60592 | 0 | 0 | -6.0606 | 1.8625 | 0 | 1.7144 | 0 | 0 | -8.7677 | 3.1013 | 0 | 2.7313 | -1.3326 | -2.4837 | -2.9352
9 | 29 | 7 | 0 | 0 | -0.91503 | 0.21313 | 0 | 0.20516 | 0 | 0 | -2.1855 | 0.66277 | 0 | 0.58049 | 0 | 0 | -3.1616 | 1.1036 | 0 | 0.92478 | -0.49673 | -0.94221 | -1.1333
9 | 29 | 8 | 0 | 0 | -0.56468 | 0.13219 | 0 | 0.12089 | 0 | 0 | -1.3487 | 0.41106 | 0 | 0.34207 | 0 | 0 | -1.9511 | 0.68445 | 0 | 0.54495 | -0.31159 | -0.59556 | -0.72169
9 | 29 | 9 | 0 | 0 | -0.27039 | 0.067877 | 0 | 0.05731 | 0 | 0 | -0.64581 | 0.21107 | 0 | 0.16216 | 0 | 0 | -0.93427 | 0.35145 | 0 | 0.25833 | -0.14521 | -0.27258 | -0.32448
9 | 29 | 10 | 0 | 0 | -0.17207 | 0.046464 | 0 | 0.037658 | 0 | 0 | -0.41098 | 0.14449 | 0 | 0.10655 | 0 | 0 | -0.59455 | 0.24059 | 0 | 0.16975 | -0.08795 | -0.15994 | -0.18421
9 | 29 | 11 | 0 | 0 | -0.29789 | 0.080834 | 0 | 0.069274 | 0 | 0 | -0.7115 | 0.25137 | 0 | 0.19601 | 0 | 0 | -1.0293 | 0.41855 | 0 | 0.31226 | -0.14779 | -0.26412 | -0.29849
9 | 29 | 12 | 0 | 0 | -0.51744 | 0.1377 | 0 | 0.12597 | 0 | 0 | -1.2359 | 0.4282 | 0 | 0.35642 | 0 | 0 | -1.7879 | 0.71299 | 0 | 0.56781 | -0.25377 | -0.45124 | -0.50707
9 | 29 | 13 | 0 | 0 | -0.79397 | 0.20872 | 0 | 0.19559 | 0 | 0 | -1.8963 | 0.64905 | 0 | 0.5534 | 0 | 0 | -2.7433 | 1.0807 | 0 | 0.88162 | -0.38966 | -0.69387 | -0.78098
9 | 29 | 14 | 0 | 0 | -2.2198 | 0.57443 | 0 | 0.58878 | 0 | 0 | -5.3017 | 1.7863 | 0 | 1.6659 | 0 | 0 | -7.6698 | 2.9743 | 0 | 2.654 | -1.0565 | -1.8495 | -2.0414
9 | 29 | 15 | 0 | 0 | -5.419 | 1.4062 | 0 | 1.4321 | 0 | 0 | -12.9428 | 4.3728 | 0 | 4.052 | 0 | 0 | -18.7239 | 7.281 | 0 | 6.4552 | -2.5808 | -4.5181 | -4.9877
9 | 29 | 16 | 0 | 0 | -8.6199 | 2.3417 | 0 | 2.381 | 0 | 0 | -20.5879 | 7.2818 | 0 | 6.737 | 0 | 0 | -29.7836 | 12.1249 | 0 | 10.7327 | -3.8972 | -6.569 | -6.926
9 | 29 | 17 | 0 | 0 | -9.7924 | 2.7114 | 0 | 2.7476 | 0 | 0 | -23.3884 | 8.4314 | 0 | 7.7742 | 0 | 0 | -33.835 | 14.039 | 0 | 12.3851 | -4.3334 | -7.1827 | -7.4108
9 | 29 | 18 | 0 | 0 | -10.9931 | 3.111 | 0 | 3.1417 | 0 | 0 | -26.2561 | 9.674 | 0 | 8.8893 | 0 | 0 | -37.9836 | 16.1081 | 0 | 14.1615 | -4.7405 | -7.6928 | -7.7141
9 | 29 | 19 | 0 | 0 | -12.1996 | 3.5314 | 0 | 3.5577 | 0 | 0 | -29.1378 | 10.9815 | 0 | 10.0665 | 0 | 0 | -42.1525 | 18.2852 | 0 | 16.0369 | -5.1105 | -8.0898 | -7.8303
9 | 29 | 20 | 0 | 0 | -12.7337 | 3.7317 | 0 | 3.7583 | 0 | 0 | -30.4133 | 11.6044 | 0 | 10.6339 | 0 | 0 | -43.9976 | 19.3224 | 0 | 16.9408 | -5.2436 | -8.175 | -7.7345
9 | 29 | 21 | 0 | 0 | -13.2987 | 3.9357 | 0 | 3.9599 | 0 | 0 | -31.7629 | 12.2387 | 0 | 11.2045 | 0 | 0 | -45.9501 | 20.3786 | 0 | 17.8498 | -5.4031 | -8.3197 | -7.7217
9 | 29 | 22 | 0 | 0 | -13.8674 | 4.1162 | 0 | 4.14 | 0 | 0 | -33.1213 | 12.8001 | 0 | 11.7141 | 0 | 0 | -47.9152 | 21.3133 | 0 | 18.6617 | -5.6112 | -8.6071 | -7.9402
9 | 29 | 23 | 0 | 0 | -14.4837 | 4.3799 | 0 | 4.4127 | 0 | 0 | -34.5932 | 13.6201 | 0 | 12.4856 | 0 | 0 | -50.0445 | 22.6786 | 0 | 19.8909 | -5.6911 | -8.4875 | -7.475
9 | 30 | 0 | 0 | 0 | -15.1195 | 4.6133 | 0 | 4.6565 | 0 | 0 | -36.1117 | 14.3458 | 0 | 13.1753 | 0 | 0 | -52.2413 | 23.8871 | 0 | 20.9895 | -5.8497 | -8.5906 | -7.3647
9 | 30 | 1 | 0 | 0 | -15.722 | 4.8502 | 0 | 4.908 | 0 | 0 | -37.5508 | 15.0825 | 0 | 13.8869 | 0 | 0 | -54.3232 | 25.1138 | 0 | 22.1232 | -5.9638 | -8.5814 | -7.0862
9 | 30 | 2 | 0 | 0 | -14.3534 | 4.3163 | 0 | 4.3615 | 0 | 0 | -34.282 | 13.4221 | 0 | 12.3408 | 0 | 0 | -49.5943 | 22.3491 | 0 | 19.6602 | -5.6756 | -8.519 | -7.5851
9 | 30 | 3 | 0 | 0 | -12.9304 | 3.759 | 0 | 3.797 | 0 | 0 | -30.8832 | 11.689 | 0 | 10.7433 | 0 | 0 | -44.6774 | 19.4633 | 0 | 17.1152 | -5.3745 | -8.4508 | -8.0989
9 | 30 | 4 | 0 | 0 | -11.5505 | 3.2721 | 0 | 3.3013 | 0 | 0 | -27.5874 | 10.175 | 0 | 9.3408 | 0 | 0 | -39.9096 | 16.9422 | 0 | 14.8808 | -4.9772 | -8.0716 | -8.0865
9 | 30 | 5 | 0 | 0 | -9.4969 | 2.5913 | 0 | 2.6081 | 0 | 0 | -22.6825 | 8.058 | 0 | 7.3795 | 0 | 0 | -32.8139 | 13.4173 | 0 | 11.7563 | -4.2975 | -7.245 | -7.6402
9 | 30 | 6 | 0 | 0 | -7.4352 | 1.9407 | 0 | 1.949 | 0 | 0 | -17.7584 | 6.0348 | 0 | 5.5147 | 0 | 0 | -25.6904 | 10.0485 | 0 | 8.7855 | -3.5455 | -6.2089 | -6.8564
9 | 30 | 7 | 0 | 0 | -5.4226 | 1.3684 | 0 | 1.366 | 0 | 0 | -12.9515 | 4.2552 | 0 | 3.8652 | 0 | 0 | -18.7364 | 7.0853 | 0 | 6.1576 | -2.6882 | -4.8311 | -5.4935
9 | 30 | 8 | 0 | 0 | -4.9765 | 1.2589 | 0 | 1.254 | 0 | 0 | -11.886 | 3.9147 | 0 | 3.5482 | 0 | 0 | -17.195 | 6.5183 | 0 | 5.6526 | -2.4636 | -4.4231 | -5.0241
9 | 30 | 9 | 0 | 0 | -4.5322 | 1.1432 | 0 | 1.1364 | 0 | 0 | -10.8247 | 3.5549 | 0 | 3.2154 | 0 | 0 | -15.6596 | 5.9193 | 0 | 5.1225 | -2.2526 | -4.0543 | -4.6179
9 | 30 | 10 | 0 | 0 | -4.0873 | 1.0304 | 0 | 1.0217 | 0 | 0 | -9.7623 | 3.2041 | 0 | 2.891 | 0 | 0 | -14.1227 | 5.3351 | 0 | 4.6056 | -2.0352 | -3.6673 | -4.182
9 | 30 | 11 | 0 | 0 | -4.6565 | 1.1888 | 0 | 1.18 | 0 | 0 | -11.1216 | 3.6968 | 0 | 3.3389 | 0 | 0 | -16.0891 | 6.1554 | 0 | 5.3192 | -2.2876 | -4.0859 | -4.6145
9 | 30 | 12 | 0 | 0 | -5.1805 | 1.3481 | 0 | 1.3414 | 0 | 0 | -12.3732 | 4.1921 | 0 | 3.7955 | 0 | 0 | -17.8998 | 6.9802 | 0 | 6.0466 | -2.491 | -4.3856 | -4.873
9 | 30 | 13 | 0 | 0 | -5.7 | 1.4937 | 0 | 1.4893 | 0 | 0 | -13.614 | 4.6449 | 0 | 4.214 | 0 | 0 | -19.6948 | 7.7342 | 0 | 6.7134 | -2.717 | -4.7551 | -5.2473
9 | 30 | 14 | 0 | 0 | -7.853 | 2.1245 | 0 | 2.1257 | 0 | 0 | -18.7562 | 6.6065 | 0 | 6.0145 | 0 | 0 | -27.1338 | 11.0005 | 0 | 9.5817 | -3.6028 | -6.1351 | -6.5516
9 | 30 | 15 | 0 | 0 | -9.9989 | 2.8211 | 0 | 2.8253 | 0 | 0 | -23.8816 | 8.7725 | 0 | 7.994 | 0 | 0 | -34.5486 | 14.607 | 0 | 12.7352 | -4.3526 | -7.1152 | -7.2064
9 | 30 | 16 | 0 | 0 | -12.1429 | 3.5527 | 0 | 3.5638 | 0 | 0 | -29.0024 | 11.0476 | 0 | 10.0838 | 0 | 0 | -41.9566 | 18.3952 | 0 | 16.0645 | -5.0264 | -7.8711 | -7.497
9 | 30 | 17 | 0 | 0 | -12.5167 | 3.6823 | 0 | 3.6969 | 0 | 0 | -29.8952 | 11.4507 | 0 | 10.4602 | 0 | 0 | -43.2482 | 19.0664 | 0 | 16.6642 | -5.1375 | -7.9843 | -7.5176
9 | 30 | 18 | 0 | 0 | -12.872 | 3.8366 | 0 | 3.8508 | 0 | 0 | -30.7437 | 11.9305 | 0 | 10.8957 | 0 | 0 | -44.4756 | 19.8654 | 0 | 17.3579 | -5.1846 | -7.9175 | -7.2524
9 | 30 | 19 | 0 | 0 | -13.2567 | 3.9807 | 0 | 4.0005 | 0 | 0 | -31.6626 | 12.3786 | 0 | 11.3194 | 0 | 0 | -45.8049 | 20.6115 | 0 | 18.033 | -5.2754 | -7.9645 | -7.1604
9 | 30 | 20 | 0 | 0 | -13.4363 | 4.0204 | 0 | 4.0459 | 0 | 0 | -32.0916 | 12.5021 | 0 | 11.4477 | 0 | 0 | -46.4256 | 20.8172 | 0 | 18.2373 | -5.37 | -8.1418 | -7.3712
9 | 30 | 21 | 0 | 0 | -13.6297 | 4.094 | 0 | 4.1261 | 0 | 0 | -32.5533 | 12.7308 | 0 | 11.6748 | 0 | 0 | -47.0935 | 21.1979 | 0 | 18.599 | -5.4095 | -8.1477 | -7.2966
9 | 30 | 22 | 0 | 0 | -13.8154 | 4.1503 | 0 | 4.1953 | 0 | 0 | -32.9971 | 12.9061 | 0 | 11.8705 | 0 | 0 | -47.7355 | 21.4898 | 0 | 18.9108 | -5.4698 | -8.2205 | -7.3348
9 | 30 | 23 | 0 | 0 | -13.8443 | 4.1584 | 0 | 4.2153 | 0 | 0 | -33.0659 | 12.9311 | 0 | 11.9269 | 0 | 0 | -47.835 | 21.5315 | 0 | 19.0008 | -5.4706 | -8.2078 | -7.3028
10 | 1 | 0 | 0 | 0 | -13.8746 | 4.1644 | 0 | 4.2388 | 0 | 0 | -33.1384 | 12.9498 | 0 | 11.9936 | 0 | 0 | -47.9399 | 21.5626 | 0 | 19.107 | -5.4714 | -8.1949 | -7.2703
10 | 1 | 1 | 0 | 0 | -13.9085 | 4.1787 | 0 | 4.2659 | 0 | 0 | -33.2192 | 12.9944 | 0 | 12.0703 | 0 | 0 | -48.0569 | 21.6368 | 0 | 19.2292 | -5.4638 | -8.1545 | -7.1908
10 | 1 | 2 | 0 | 0 | -12.7192 | 3.7042 | 0 | 3.7799 | 0 | 0 | -30.3788 | 11.5187 | 0 | 10.6951 | 0 | 0 | -43.9478 | 19.1796 | 0 | 17.0384 | -5.2352 | -8.1651 | -7.7298
10 | 1 | 3 | 0 | 0 | -11.5363 | 3.2889 | 0 | 3.3574 | 0 | 0 | -27.5536 | 10.2272 | 0 | 9.4997 | 0 | 0 | -39.8606 | 17.0293 | 0 | 15.134 | -4.89 | -7.8266 | -7.6973
10 | 1 | 4 | 0 | 0 | -10.3597 | 2.8786 | 0 | 2.9352 | 0 | 0 | -24.7432 | 8.9515 | 0 | 8.3051 | 0 | 0 | -35.795 | 14.9051 | 0 | 13.2309 | -4.5458 | -7.4866 | -7.6591
10 | 1 | 5 | 0 | 0 | -8.6527 | 2.3097 | 0 | 2.3529 | 0 | 0 | -20.6664 | 7.1822 | 0 | 6.6575 | 0 | 0 | -29.8972 | 11.9591 | 0 | 10.6061 | -3.9902 | -6.8266 | -7.3321
10 | 1 | 6 | 0 | 0 | -6.9428 | 1.7846 | 0 | 1.8165 | 0 | 0 | -16.5823 | 5.5494 | 0 | 5.1397 | 0 | 0 | -23.9889 | 9.2402 | 0 | 8.1881 | -3.3417 | -5.8932 | -6.5606
10 | 1 | 7 | 0 | 0 | -5.1899 | 1.281 | 0 | 1.3022 | 0 | 0 | -12.3956 | 3.9835 | 0 | 3.6845 | 0 | 0 | -17.9322 | 6.6329 | 0 | 5.8699 | -2.6067 | -4.7276 | -5.4295
10 | 1 | 8 | 0 | 0 | -5.2576 | 1.3065 | 0 | 1.3205 | 0 | 0 | -12.5573 | 4.0628 | 0 | 3.7364 | 0 | 0 | -18.1662 | 6.7649 | 0 | 5.9524 | -2.6306 | -4.7582 | -5.4489
10 | 1 | 9 | 0 | 0 | -5.3256 | 1.3305 | 0 | 1.3349 | 0 | 0 | -12.7197 | 4.1373 | 0 | 3.777 | 0 | 0 | -18.4011 | 6.889 | 0 | 6.0172 | -2.6602 | -4.8054 | -5.4949
10 | 1 | 10 | 0 | 0 | -5.3995 | 1.3587 | 0 | 1.3535 | 0 | 0 | -12.8963 | 4.2249 | 0 | 3.8295 | 0 | 0 | -18.6565 | 7.0349 | 0 | 6.1008 | -2.6874 | -4.8418 | -5.5208
10 | 1 | 11 | 0 | 0 | -6.3089 | 1.6208 | 0 | 1.6235 | 0 | 0 | -15.0683 | 5.0401 | 0 | 4.5937 | 0 | 0 | -21.7987 | 8.3923 | 0 | 7.3182 | -3.0646 | -5.4344 | -6.0882
10 | 1 | 12 | 0 | 0 | -7.1756 | 1.8822 | 0 | 1.8916 | 0 | 0 | -17.1382 | 5.853 | 0 | 5.3522 | 0 | 0 | -24.7932 | 9.7458 | 0 | 8.5266 | -3.4017 | -5.933 | -6.5208
10 | 1 | 13 | 0 | 0 | -8.0558 | 2.1587 | 0 | 2.1758 | 0 | 0 | -19.2406 | 6.7127 | 0 | 6.1565 | 0 | 0 | -27.8345 | 11.1773 | 0 | 9.8079 | -3.7213 | -6.3714 | -6.8494
10 | 1 | 14 | 0 | 0 | -9.8497 | 2.719 | 0 | 2.7318 | 0 | 0 | -23.5251 | 8.455 | 0 | 7.7295 | 0 | 0 | -34.0328 | 14.0784 | 0 | 12.3139 | -4.3989 | -7.3406 | -7.6406
10 | 1 | 15 | 0 | 0 | -11.6579 | 3.3263 | 0 | 3.3367 | 0 | 0 | -27.844 | 10.3436 | 0 | 9.441 | 0 | 0 | -40.2807 | 17.2231 | 0 | 15.0405 | -4.9949 | -8.0593 | -8.0171
10 | 1 | 16 | 0 | 0 | -13.4163 | 3.9605 | 0 | 3.9702 | 0 | 0 | -32.0437 | 12.3156 | 0 | 11.2335 | 0 | 0 | -46.3562 | 20.5066 | 0 | 17.8961 | -5.4856 | -8.4945 | -7.9535
10 | 1 | 17 | 0 | 0 | -14.0614 | 4.2155 | 0 | 4.2289 | 0 | 0 | -33.5846 | 13.1087 | 0 | 11.9655 | 0 | 0 | -48.5854 | 21.8271 | 0 | 19.0622 | -5.6171 | -8.5104 | -7.6961
10 | 1 | 18 | 0 | 0 | -14.6994 | 4.4557 | 0 | 4.4773 | 0 | 0 | -35.1083 | 13.8558 | 0 | 12.6682 | 0 | 0 | -50.7897 | 23.0711 | 0 | 20.1818 | -5.7664 | -8.5843 | -7.5368
10 | 1 | 19 | 0 | 0 | -15.3033 | 4.7305 | 0 | 4.7598 | 0 | 0 | -36.5507 | 14.7102 | 0 | 13.4677 | 0 | 0 | -52.8763 | 24.4938 | 0 | 21.4554 | -5.813 | -8.3727 | -6.9271
10 | 1 | 20 | 0 | 0 | -16.2097 | 5.0571 | 0 | 5.0868 | 0 | 0 | -38.7155 | 15.7259 | 0 | 14.3929 | 0 | 0 | -56.0081 | 26.185 | 0 | 22.9293 | -6.0658 | -8.5967 | -6.8938
10 | 1 | 21 | 0 | 0 | -17.089 | 5.4408 | 0 | 5.4697 | 0 | 0 | -40.8157 | 16.9191 | 0 | 15.4764 | 0 | 0 | -59.0465 | 28.1718 | 0 | 24.6555 | -6.1784 | -8.4202 | -6.2191
10 | 1 | 22 | 0 | 0 | -17.9935 | 5.8077 | 0 | 5.838 | 0 | 0 | -42.9759 | 18.06 | 0 | 16.5185 | 0 | 0 | -62.1715 | 30.0715 | 0 | 26.3156 | -6.3477 | -8.3974 | -5.7843
10 | 1 | 23 | 0 | 0 | -19.1018 | 6.2697 | 0 | 6.2742 | 0 | 0 | -45.6231 | 19.4964 | 0 | 17.7528 | 0 | 0 | -66.001 | 32.4633 | 0 | 28.2819 | -6.5579 | -8.3739 | -5.2558
10 | 2 | 0 | 0 | 0 | -20.2049 | 6.7679 | 0 | 6.7499 | 0 | 0 | -48.2578 | 21.0456 | 0 | 19.0987 | 0 | 0 | -69.8126 | 35.0429 | 0 | 30.4261 | -6.6871 | -8.1135 | -4.3436
10 | 2 | 1 | 0 | 0 | -21.301 | 7.2617 | 0 | 7.2208 | 0 | 0 | -50.8756 | 22.5813 | 0 | 20.431 | 0 | 0 | -73.5997 | 37.5998 | 0 | 32.5486 | -6.8185 | -7.8633 | -3.4512
10 | 2 | 2 | 0 | 0 | -19.2779 | 6.3571 | 0 | 6.329 | 0 | 0 | -46.0438 | 19.7684 | 0 | 17.9076 | 0 | 0 | -66.6096 | 32.9161 | 0 | 28.5286 | -6.5918 | -8.3678 | -5.1649
10 | 2 | 3 | 0 | 0 | -17.3022 | 5.4732 | 0 | 5.4617 | 0 | 0 | -41.3249 | 17.0197 | 0 | 15.4538 | 0 | 0 | -59.783 | 28.3392 | 0 | 24.6194 | -6.3673 | -8.8514 | -6.8243
10 | 2 | 4 | 0 | 0 | -15.2865 | 4.6653 | 0 | 4.6661 | 0 | 0 | -36.5104 | 14.5073 | 0 | 13.2027 | 0 | 0 | -52.8182 | 24.156 | 0 | 21.0332 | -5.9551 | -8.8004 | -7.629
10 | 2 | 5 | 0 | 0 | -13.4415 | 3.9484 | 0 | 3.9553 | 0 | 0 | -32.1039 | 12.2781 | 0 | 11.1913 | 0 | 0 | -46.4434 | 20.4441 | 0 | 17.8288 | -5.5379 | -8.6346 | -8.1706
10 | 2 | 6 | 0 | 0 | -11.56 | 3.2626 | 0 | 3.2745 | 0 | 0 | -27.6101 | 10.1454 | 0 | 9.2651 | 0 | 0 | -39.9424 | 16.893 | 0 | 14.7602 | -5.0229 | -8.1996 | -8.2892
10 | 2 | 7 | 0 | 0 | -9.6829 | 2.6352 | 0 | 2.6519 | 0 | 0 | -23.1268 | 8.1947 | 0 | 7.5035 | 0 | 0 | -33.4566 | 13.6449 | 0 | 11.9538 | -4.3957 | -7.4286 | -7.8579
10 | 2 | 8 | 0 | 0 | -9.5258 | 2.5825 | 0 | 2.587 | 0 | 0 | -22.7516 | 8.0306 | 0 | 7.3199 | 0 | 0 | -32.9138 | 13.3717 | 0 | 11.6613 | -4.3563 | -7.4011 | -7.8807
10 | 2 | 9 | 0 | 0 | -9.3349 | 2.5153 | 0 | 2.5077 | 0 | 0 | -22.2957 | 7.8216 | 0 | 7.0954 | 0 | 0 | -32.2542 | 13.0236 | 0 | 11.3038 | -4.312 | -7.3787 | -7.9269
10 | 2 | 10 | 0 | 0 | -9.1786 | 2.4655 | 0 | 2.4459 | 0 | 0 | -21.9224 | 7.6667 | 0 | 6.9207 | 0 | 0 | -31.7143 | 12.7658 | 0 | 11.0254 | -4.2672 | -7.335 | -7.9231
10 | 2 | 11 | 0 | 0 | -9.541 | 2.5901 | 0 | 2.569 | 0 | 0 | -22.7879 | 8.0543 | 0 | 7.2688 | 0 | 0 | -32.9663 | 13.4111 | 0 | 11.58 | -4.3819 | -7.4648 | -7.9753
10 | 2 | 12 | 0 | 0 | -9.9515 | 2.7258 | 0 | 2.7045 | 0 | 0 | -23.7684 | 8.4764 | 0 | 7.6524 | 0 | 0 | -34.3848 | 14.114 | 0 | 12.191 | -4.5211 | -7.6396 | -8.0798
10 | 2 | 13 | 0 | 0 | -10.3189 | 2.8413 | 0 | 2.8226 | 0 | 0 | -24.6459 | 8.8354 | 0 | 7.9863 | 0 | 0 | -35.6542 | 14.7118 | 0 | 12.723 | -4.6551 | -7.8241 | -8.2194
10 | 2 | 14 | 0 | -4.4868e-08 | -11.4133 | 3.2466 | 1.1395e-08 | 3.2344 | 0 | -1.3312e-07 | -27.2597 | 10.0956 | 3.3808e-08 | 9.1516 | 0 | -2.2433e-07 | -39.4355 | 16.8101 | 5.6972e-08 | 14.5795 | -4.9323 | -8.0124 | -8.0459
10 | 2 | 15 | 0.0020981 | -0.031937 | -12.5075 | 3.6532 | 0.0085026 | 3.652 | 0.0062249 | -0.094758 | -29.8731 | 11.3601 | 0.025227 | 10.3331 | 0.010947 | -0.15968 | -43.2163 | 18.9156 | 0.042511 | 16.4617 | -5.2237 | -8.2433 | -7.9452
10 | 2 | 16 | 0.0043268 | -0.063875 | -13.5553 | 4.0473 | 0.017535 | 4.0587 | 0.012838 | -0.18952 | -32.3756 | 12.5858 | 0.052026 | 11.4838 | 0.022576 | -0.31936 | -46.8365 | 20.9564 | 0.087671 | 18.2949 | -5.4913 | -8.4306 | -7.7942
10 | 2 | 17 | 0.004609 | -0.068041 | -13.3437 | 3.9866 | 0.018679 | 3.9963 | 0.013675 | -0.20188 | -31.8703 | 12.397 | 0.055419 | 11.3073 | 0.024049 | -0.34019 | -46.1054 | 20.6421 | 0.093389 | 18.0137 | -5.4055 | -8.2987 | -7.6724
10 | 2 | 18 | 0.0048702 | -0.070818 | -13.0925 | 3.9046 | 0.019737 | 3.9157 | 0.01445 | -0.21012 | -31.2703 | 12.1418 | 0.058559 | 11.0795 | 0.025411 | -0.35407 | -45.2375 | 20.2171 | 0.09868 | 17.6507 | -5.3184 | -8.1862 | -7.5997
10 | 2 | 19 | 0.0051566 | -0.074984 | -12.8822 | 3.7963 | 0.020898 | 3.8076 | 0.0153 | -0.22248 | -30.7681 | 11.8052 | 0.062003 | 10.7734 | 0.026906 | -0.3749 | -44.5109 | 19.6567 | 0.10448 | 17.163 | -5.3273 | -8.3347 | -7.9347
10 | 2 | 20 | 0.0051566 | -0.074984 | -13.1737 | 3.9176 | 0.020898 | 3.921 | 0.0153 | -0.22248 | -31.4642 | 12.1824 | 0.062003 | 11.0944 | 0.026906 | -0.3749 | -45.518 | 20.2848 | 0.10448 | 17.6744 | -5.384 | -8.3326 | -7.8022
10 | 2 | 21 | 0.0050611 | -0.073595 | -13.4661 | 4.0078 | 0.020511 | 4.0069 | 0.015016 | -0.21836 | -32.1626 | 12.463 | 0.060855 | 11.3373 | 0.026408 | -0.36796 | -46.5283 | 20.7519 | 0.10255 | 18.0614 | -5.4994 | -8.5049 | -7.954
10 | 2 | 22 | 0.0050611 | -0.073595 | -13.7623 | 4.1376 | 0.020511 | 4.1301 | 0.015016 | -0.21836 | -32.8702 | 12.8664 | 0.060855 | 11.6859 | 0.026408 | -0.36796 | -47.5519 | 21.4238 | 0.10255 | 18.6168 | -5.5427 | -8.4603 | -7.7503
10 | 2 | 23 | 0.0052521 | -0.076372 | -13.3194 | 3.9688 | 0.021285 | 3.9691 | 0.015583 | -0.2266 | -31.8123 | 12.3417 | 0.063152 | 11.2304 | 0.027404 | -0.38184 | -46.0216 | 20.5501 | 0.10642 | 17.8911 | -5.4313 | -8.3881 | -7.8284
10 | 3 | 0 | 0.0054431 | -0.079149 | -12.9161 | 3.8532 | 0.022059 | 3.8611 | 0.01615 | -0.23483 | -30.8491 | 11.982 | 0.065448 | 10.9249 | 0.028401 | -0.39573 | -44.6282 | 19.951 | 0.11029 | 17.4045 | -5.2535 | -8.0955 | -7.5297
10 | 3 | 1 | 0.0056341 | -0.081926 | -12.4726 | 3.6988 | 0.022833 | 3.7167 | 0.016716 | -0.24307 | -29.7899 | 11.5019 | 0.067744 | 10.5162 | 0.029397 | -0.40962 | -43.0958 | 19.1517 | 0.11416 | 16.7534 | -5.1106 | -7.9304 | -7.4568
10 | 3 | 2 | 0.0053476 | -0.077761 | -11.6705 | 3.4156 | 0.021672 | 3.4272 | 0.015866 | -0.23072 | -27.874 | 10.6212 | 0.0643 | 9.6972 | 0.027903 | -0.38879 | -40.3242 | 17.6853 | 0.10835 | 15.4486 | -4.8784 | -7.7061 | -7.4428
10 | 3 | 3 | 0.0049657 | -0.072206 | -10.8161 | 3.1226 | 0.020124 | 3.1306 | 0.014733 | -0.21424 | -25.8334 | 9.7102 | 0.059707 | 8.858 | 0.025909 | -0.36102 | -37.3721 | 16.1683 | 0.10061 | 14.1116 | -4.61 | -7.405 | -7.3266
10 | 3 | 4 | 0.004609 | -0.068041 | -10.0211 | 2.8603 | 0.018679 | 2.8619 | 0.013675 | -0.20188 | -23.9345 | 8.8945 | 0.055419 | 8.0975 | 0.024049 | -0.34019 | -34.6251 | 14.8101 | 0.093389 | 12.9002 | -4.3437 | -7.0753 | -7.1375
10 | 3 | 5 | 0.0042328 | -0.062486 | -9.0281 | 2.5233 | 0.017154 | 2.5254 | 0.012559 | -0.1854 | -21.5628 | 7.8465 | 0.050895 | 7.1456 | 0.022086 | -0.31242 | -31.194 | 13.0651 | 0.085765 | 11.3837 | -4.0205 | -6.6926 | -6.9498
10 | 3 | 6 | 0.0037055 | -0.055543 | -8.0393 | 2.2276 | 0.015017 | 2.229 | 0.010994 | -0.1648 | -19.2012 | 6.9269 | 0.044555 | 6.3069 | 0.019334 | -0.27771 | -27.7775 | 11.5339 | 0.075081 | 10.0474 | -3.6196 | -6.0766 | -6.3794
10 | 3 | 7 | 0.0032423 | -0.0486 | -7.0564 | 1.9453 | 0.01314 | 1.944 | 0.0096199 | -0.1442 | -16.8537 | 6.0491 | 0.038985 | 5.5005 | 0.016917 | -0.24299 | -24.3815 | 10.0723 | 0.065696 | 8.7628 | -3.1994 | -5.3997 | -5.7068
10 | 3 | 8 | 0.0024629 | -0.037492 | -6.2706 | 1.7093 | 0.0099813 | 1.7127 | 0.0073075 | -0.11124 | -14.9767 | 5.3152 | 0.029614 | 4.846 | 0.012851 | -0.18745 | -21.6662 | 8.8502 | 0.049904 | 7.7202 | -2.8737 | -4.8898 | -5.2205
10 | 3 | 9 | 0.0016166 | -0.024995 | -5.4615 | 1.4774 | 0.0065514 | 1.487 | 0.0047964 | -0.074159 | -13.0443 | 4.5943 | 0.019438 | 4.2073 | 0.008435 | -0.12497 | -18.8707 | 7.6499 | 0.032756 | 6.7026 | -2.5139 | -4.2927 | -4.602
10 | 3 | 10 | 0.0008841 | -0.013886 | -4.6366 | 1.2488 | 0.0035829 | 1.2628 | 0.0026231 | -0.041199 | -11.074 | 3.8832 | 0.01063 | 3.5731 | 0.004613 | -0.069427 | -16.0204 | 6.4659 | 0.017914 | 5.6923 | -2.1344 | -3.6457 | -3.909
10 | 3 | 11 | 0 | 0 | -4.4026 | 1.181 | 0 | 1.1958 | 0 | 0 | -10.5153 | 3.6724 | 0 | 3.3836 | 0 | 0 | -15.2121 | 6.115 | 0 | 5.3904 | -2.0258 | -3.4593 | -3.7067
10 | 3 | 12 | 0 | 0 | -4.1268 | 1.0972 | 0 | 1.1126 | 0 | 0 | -9.8566 | 3.4119 | 0 | 3.1482 | 0 | 0 | -14.2592 | 5.6811 | 0 | 5.0153 | -1.917 | -3.2966 | -3.5628
10 | 3 | 13 | 0 | 0 | -3.8519 | 1.0215 | 0 | 1.0376 | 0 | 0 | -9.1999 | 3.1765 | 0 | 2.9358 | 0 | 0 | -13.309 | 5.2892 | 0 | 4.6769 | -1.7928 | -3.0875 | -3.3429
10 | 3 | 14 | 0 | 0 | -4.3477 | 1.1337 | 0 | 1.1506 | 0 | 0 | -10.384 | 3.5253 | 0 | 3.2557 | 0 | 0 | -15.0221 | 5.8699 | 0 | 5.1867 | -2.0634 | -3.603 | -3.9656
10 | 3 | 15 | 0 | 0 | -4.8051 | 1.2302 | 0 | 1.2509 | 0 | 0 | -11.4766 | 3.8256 | 0 | 3.5393 | 0 | 0 | -16.6028 | 6.37 | 0 | 5.6385 | -2.324 | -4.1117 | -4.5942
10 | 3 | 16 | 0 | 0 | -5.2678 | 1.3441 | 0 | 1.3675 | 0 | 0 | -12.5817 | 4.1796 | 0 | 3.8692 | 0 | 0 | -18.2014 | 6.9593 | 0 | 6.164 | -2.5563 | -4.5329 | -5.0781
10 | 3 | 17 | 0 | 0 | -5.3281 | 1.3487 | 0 | 1.3715 | 0 | 0 | -12.7258 | 4.1939 | 0 | 3.8805 | 0 | 0 | -18.41 | 6.9833 | 0 | 6.1821 | -2.608 | -4.6514 | -5.2446
10 | 3 | 18 | 0 | 0 | -5.3901 | 1.3573 | 0 | 1.3778 | 0 | 0 | -12.8738 | 4.2206 | 0 | 3.8984 | 0 | 0 | -18.624 | 7.0276 | 0 | 6.2106 | -2.655 | -4.7548 | -5.3858
10 | 3 | 19 | 0 | 0 | -5.4985 | 1.3751 | 0 | 1.3933 | 0 | 0 | -13.1327 | 4.276 | 0 | 3.9423 | 0 | 0 | -18.9985 | 7.1198 | 0 | 6.2805 | -2.7301 | -4.9144 | -5.5982
10 | 3 | 20 | 0 | 0 | -5.4341 | 1.3546 | 0 | 1.3776 | 0 | 0 | -12.9789 | 4.2122 | 0 | 3.8979 | 0 | 0 | -18.776 | 7.0138 | 0 | 6.2097 | -2.7019 | -4.8687 | -5.5525
10 | 3 | 21 | 0 | 0 | -5.3616 | 1.3318 | 0 | 1.355 | 0 | 0 | -12.8056 | 4.1415 | 0 | 3.8339 | 0 | 0 | -18.5254 | 6.8959 | 0 | 6.1078 | -2.6748 | -4.8303 | -5.5217
10 | 3 | 22 | 0 | 0 | -5.3429 | 1.325 | 0 | 1.3482 | 0 | 0 | -12.761 | 4.1203 | 0 | 3.8147 | 0 | 0 | -18.4609 | 6.8606 | 0 | 6.0772 | -2.6697 | -4.8261 | -5.5231
10 | 3 | 23 | 0 | 0 | -5.2946 | 1.312 | 0 | 1.3362 | 0 | 0 | -12.6458 | 4.0798 | 0 | 3.7807 | 0 | 0 | -18.2941 | 6.7933 | 0 | 6.023 | -2.6464 | -4.7853 | -5.4778
10 | 4 | 0 | 0 | 0 | -5.1943 | 1.2862 | 0 | 1.3143 | 0 | 0 | -12.4061 | 3.9997 | 0 | 3.7188 | 0 | 0 | -17.9474 | 6.6598 | 0 | 5.9245 | -2.5938 | -4.6877 | -5.3632
10 | 4 | 1 | 0 | 0 | -5.1387 | 1.2725 | 0 | 1.3024 | 0 | 0 | -12.2734 | 3.957 | 0 | 3.6852 | 0 | 0 | -17.7554 | 6.5887 | 0 | 5.8708 | -2.5638 | -4.6313 | -5.2959
10 | 4 | 2 | 0 | 0 | -4.4416 | 1.082 | 0 | 1.1095 | 0 | 0 | -10.6084 | 3.3645 | 0 | 3.1394 | 0 | 0 | -15.3468 | 5.6023 | 0 | 5.0014 | -2.2501 | -4.1045 | -4.7431
10 | 4 | 3 | 0 | 0 | -3.7343 | 0.89548 | 0 | 0.9222 | 0 | 0 | -8.919 | 2.7846 | 0 | 2.6093 | 0 | 0 | -12.9028 | 4.6367 | 0 | 4.1569 | -1.9166 | -3.5251 | -4.1092
10 | 4 | 4 | 0 | 0 | -3.0365 | 0.71507 | 0 | 0.74164 | 0 | 0 | -7.2524 | 2.2236 | 0 | 2.0984 | 0 | 0 | -10.4918 | 3.7025 | 0 | 3.343 | -1.5798 | -2.9304 | -3.4462
10 | 4 | 5 | 0 | 0 | -1.8183 | 0.41423 | 0 | 0.43141 | 0 | 0 | -4.3429 | 1.2881 | 0 | 1.2207 | 0 | 0 | -6.2827 | 2.1448 | 0 | 1.9446 | -0.97268 | -1.8341 | -2.1932
10 | 4 | 6 | 0 | 0 | -0.64553 | 0.14138 | 0 | 0.15212 | 0 | 0 | -1.5418 | 0.43965 | 0 | 0.43042 | 0 | 0 | -2.2304 | 0.73206 | 0 | 0.68571 | -0.35202 | -0.67171 | -0.81268
10 | 4 | 7 | 0 | 0 | -0.018262 | 0.0052778 | 0 | 0.0061582 | 0 | 0 | -0.043617 | 0.016412 | 0 | 0.017424 | 0 | 0 | -0.063099 | 0.027327 | 0 | 0.027759 | -0.0068259 | -0.0097805 | -0.0080126
10 | 4 | 8 | 0 | 0 | 0 | 0.001528 | 0 | 0.0015439 | 0 | 0 | 0 | 0.0047517 | 0 | 0.0043684 | 0 | 0 | 0 | 0.007912 | 0 | 0.0069593 | 0.0030719 | 0.0091201 | 0.014871
10 | 4 | 9 | 0 | 0 | 0 | 0.0010719 | 0 | 0.001083 | 0 | 0 | 0 | 0.0033334 | 0 | 0.0030644 | 0 | 0 | 0 | 0.0055503 | 0 | 0.0048819 | 0.002155 | 0.0063978 | 0.010432
10 | 4 | 10 | 0 | 0 | 0 | 0.00056144 | 0 | 0.00056725 | 0 | 0 | 0 | 0.0017459 | 0 | 0.001605 | 0 | 0 | 0 | 0.002907 | 0 | 0.0025569 | 0.0011287 | 0.0033509 | 0.005464
10 | 4 | 11 | 0 | 0 | -0.002924 | 0.0014657 | 0 | 0.0014903 | 0 | 0 | -0.0069838 | 0.0045578 | 0 | 0.0042166 | 0 | 0 | -0.010103 | 0.0075891 | 0 | 0.0067175 | 3.1925e-05 | 0.0017906 | 0.0042035
10 | 4 | 12 | 0 | 0 | -0.079991 | 0.016786 | 0 | 0.021605 | 0 | 0 | -0.19105 | 0.052199 | 0 | 0.061131 | 0 | 0 | -0.27639 | 0.086917 | 0 | 0.097388 | -0.0416 | -0.077723 | -0.092084
10 | 4 | 13 | 0 | 0 | -0.21761 | 0.049522 | 0 | 0.062663 | 0 | 0 | -0.51974 | 0.154 | 0 | 0.1773 | 0 | 0 | -0.75188 | 0.25642 | 0 | 0.28246 | -0.10542 | -0.18844 | -0.213
10 | 4 | 14 | 0 | 0 | -1.1558 | 0.25786 | 0 | 0.26547 | 0 | 0 | -2.7606 | 0.80185 | 0 | 0.75115 | 0 | 0 | -3.9937 | 1.3352 | 0 | 1.1967 | -0.6325 | -1.2076 | -1.4618
10 | 4 | 15 | 0 | 0 | -3.1014 | 0.71712 | 0 | 0.71637 | 0 | 0 | -7.4075 | 2.23 | 0 | 2.027 | 0 | 0 | -10.7161 | 3.7131 | 0 | 3.2291 | -1.6679 | -3.1506 | -3.7739
10 | 4 | 16 | 0 | 0 | -5.103 | 1.2437 | 0 | 1.2436 | 0 | 0 | -12.1881 | 3.8674 | 0 | 3.5187 | 0 | 0 | -17.632 | 6.4395 | 0 | 5.6056 | -2.6157 | -4.8021 | -5.5869
10 | 4 | 17 | 0 | 0 | -5.7807 | 1.4302 | 0 | 1.4257 | 0 | 0 | -13.8066 | 4.4475 | 0 | 4.0339 | 0 | 0 | -19.9735 | 7.4055 | 0 | 6.4265 | -2.9247 | -5.3252 | -6.1415
10 | 4 | 18 | 0 | 0 | -6.4218 | 1.6059 | 0 | 1.6017 | 0 | 0 | -15.338 | 4.9938 | 0 | 4.5319 | 0 | 0 | -22.1888 | 8.3151 | 0 | 7.2197 | -3.2142 | -5.8123 | -6.654
10 | 4 | 19 | 0 | 0 | -7.1051 | 1.8069 | 0 | 1.7985 | 0 | 0 | -16.9699 | 5.6188 | 0 | 5.0887 | 0 | 0 | -24.5496 | 9.3558 | 0 | 8.1068 | -3.4997 | -6.2623 | -7.087
10 | 4 | 20 | 0 | 0 | -7.5636 | 1.9482 | 0 | 1.9349 | 0 | 0 | -18.0651 | 6.0582 | 0 | 5.4747 | 0 | 0 | -26.134 | 10.0874 | 0 | 8.7217 | -3.6805 | -6.5322 | -7.3249
10 | 4 | 21 | 0 | 0 | -8.0651 | 2.1024 | 0 | 2.0821 | 0 | 0 | -19.2628 | 6.5378 | 0 | 5.8913 | 0 | 0 | -27.8666 | 10.886 | 0 | 9.3854 | -3.8805 | -6.8337 | -7.5953
10 | 4 | 22 | 0 | 0 | -8.5728 | 2.2657 | 0 | 2.2373 | 0 | 0 | -20.4754 | 7.0454 | 0 | 6.3304 | 0 | 0 | -29.6209 | 11.7312 | 0 | 10.085 | -4.0698 | -7.0995 | -7.8046
10 | 4 | 23 | 0 | 0 | -8.2687 | 2.1628 | 0 | 2.1392 | 0 | 0 | -19.7491 | 6.7255 | 0 | 6.0529 | 0 | 0 | -28.5702 | 11.1986 | 0 | 9.6429 | -3.9667 | -6.9707 | -7.7288
10 | 5 | 0 | 0 | 0 | -7.9602 | 2.0646 | 0 | 2.0464 | 0 | 0 | -19.0122 | 6.4203 | 0 | 5.7901 | 0 | 0 | -27.5042 | 10.6904 | 0 | 9.2243 | -3.8492 | -6.8018 | -7.5896
10 | 5 | 1 | 0 | 0 | -7.6686 | 1.9852 | 0 | 1.9697 | 0 | 0 | -18.3159 | 6.1733 | 0 | 5.5732 | 0 | 0 | -26.4968 | 10.2791 | 0 | 8.8787 | -3.7137 | -6.5693 | -7.339
10 | 5 | 2 | 0 | 0 | -7.5098 | 1.938 | 0 | 1.9326 | 0 | 0 | -17.9365 | 6.0264 | 0 | 5.4683 | 0 | 0 | -25.9479 | 10.0344 | 0 | 8.7116 | -3.6392 | -6.4418 | -7.2019
10 | 5 | 3 | 0 | 0 | -7.313 | 1.8864 | 0 | 1.893 | 0 | 0 | -17.4665 | 5.8661 | 0 | 5.3561 | 0 | 0 | -25.268 | 9.7676 | 0 | 8.5327 | -3.5336 | -6.2443 | -6.9677
10 | 5 | 4 | 0 | 0 | -7.106 | 1.8526 | 0 | 1.8671 | 0 | 0 | -16.9722 | 5.7609 | 0 | 5.283 | 0 | 0 | -24.553 | 9.5925 | 0 | 8.4164 | -3.3863 | -5.9282 | -6.5441
10 | 5 | 5 | 0 | 0 | -7.2831 | 1.9077 | 0 | 1.914 | 0 | 0 | -17.3952 | 5.9323 | 0 | 5.4156 | 0 | 0 | -25.1649 | 9.8778 | 0 | 8.6276 | -3.4614 | -6.0473 | -6.6596
10 | 5 | 6 | 0 | 0 | -7.4119 | 1.9455 | 0 | 1.943 | 0 | 0 | -17.7027 | 6.0498 | 0 | 5.4977 | 0 | 0 | -25.6098 | 10.0734 | 0 | 8.7583 | -3.5234 | -6.1553 | -6.7781
10 | 5 | 7 | 0 | 0 | -7.5939 | 2.0145 | 0 | 2.0021 | 0 | 0 | -18.1374 | 6.2643 | 0 | 5.6648 | 0 | 0 | -26.2386 | 10.4307 | 0 | 9.0246 | -3.5773 | -6.2082 | -6.7833
10 | 5 | 8 | 0 | 0 | -7.283 | 1.9175 | 0 | 1.9057 | 0 | 0 | -17.3947 | 5.9627 | 0 | 5.3922 | 0 | 0 | -25.1642 | 9.9284 | 0 | 8.5903 | -3.4597 | -6.0398 | -6.6455
10 | 5 | 9 | 0 | 0 | -6.9291 | 1.8222 | 0 | 1.8102 | 0 | 0 | -16.5497 | 5.6665 | 0 | 5.1219 | 0 | 0 | -23.9417 | 9.4353 | 0 | 8.1596 | -3.2967 | -5.7613 | -6.3468
10 | 5 | 10 | 0 | 0 | -6.6407 | 1.7458 | 0 | 1.7326 | 0 | 0 | -15.8607 | 5.4288 | 0 | 4.9025 | 0 | 0 | -22.945 | 9.0394 | 0 | 7.8101 | -3.1622 | -5.5294 | -6.0955
10 | 5 | 11 | 0 | 0 | -7.2761 | 1.9379 | 0 | 1.9289 | 0 | 0 | -17.3783 | 6.0261 | 0 | 5.4579 | 0 | 0 | -25.1405 | 10.034 | 0 | 8.6949 | -3.4093 | -5.8943 | -6.4115
10 | 5 | 12 | 0 | 0 | -7.9562 | 2.1597 | 0 | 2.1536 | 0 | 0 | -19.0027 | 6.7159 | 0 | 6.0936 | 0 | 0 | -27.4905 | 11.1826 | 0 | 9.7077 | -3.6429 | -6.1932 | -6.6002
10 | 5 | 13 | 0 | 0 | -8.6378 | 2.3686 | 0 | 2.3675 | 0 | 0 | -20.6308 | 7.3654 | 0 | 6.6987 | 0 | 0 | -29.8457 | 12.264 | 0 | 10.6716 | -3.9018 | -6.5668 | -6.9101
10 | 5 | 14 | 0 | 0 | -11.1157 | 3.1807 | 0 | 3.1815 | 0 | 0 | -26.5489 | 9.8909 | 0 | 9.0021 | 0 | 0 | -38.4072 | 16.4693 | 0 | 14.3412 | -4.7534 | -7.6559 | -7.5967
10 | 5 | 15 | 0 | 0 | -13.6013 | 4.072 | 0 | 4.0765 | 0 | 0 | -32.4857 | 12.6623 | 0 | 11.5342 | 0 | 0 | -46.9957 | 21.0839 | 0 | 18.3752 | -5.4529 | -8.2891 | -7.5366
10 | 5 | 16 | 0 | 0 | -16.1207 | 5.0488 | 0 | 5.0555 | 0 | 0 | -38.5029 | 15.7 | 0 | 14.3045 | 0 | 0 | -55.7006 | 26.142 | 0 | 22.7885 | -6.0163 | -8.4984 | -6.7702
10 | 5 | 17 | 0 | 0 | -17.1832 | 5.4986 | 0 | 5.4947 | 0 | 0 | -41.0407 | 17.0988 | 0 | 15.5471 | 0 | 0 | -59.3719 | 28.4711 | 0 | 24.7682 | -6.1898 | -8.3947 | -6.1327
10 | 5 | 18 | 0 | 0 | -18.2513 | 5.9084 | 0 | 5.8976 | 0 | 0 | -43.5916 | 18.3729 | 0 | 16.6869 | 0 | 0 | -63.0622 | 30.5925 | 0 | 26.5839 | -6.4453 | -8.5318 | -5.8857
10 | 5 | 19 | 0 | 0 | -19.3093 | 6.3791 | 0 | 6.3531 | 0 | 0 | -46.1186 | 19.8368 | 0 | 17.9759 | 0 | 0 | -66.7178 | 33.0301 | 0 | 28.6374 | -6.577 | -8.3059 | -5.0504
10 | 5 | 20 | 0 | 0 | -20.0329 | 6.7031 | 0 | 6.6678 | 0 | 0 | -47.8469 | 20.8443 | 0 | 18.8663 | 0 | 0 | -69.2182 | 34.7076 | 0 | 30.0559 | -6.662 | -8.1364 | -4.4547
10 | 5 | 21 | 0 | 0 | -20.7645 | 7.0331 | 0 | 6.9929 | 0 | 0 | -49.5943 | 21.8705 | 0 | 19.7861 | 0 | 0 | -71.746 | 36.4164 | 0 | 31.5212 | -6.7385 | -7.9377 | -3.8085
10 | 5 | 22 | 0 | 0 | -21.4887 | 7.3659 | 0 | 7.3141 | 0 | 0 | -51.3241 | 22.9054 | 0 | 20.6949 | 0 | 0 | -74.2484 | 38.1396 | 0 | 32.969 | -6.8088 | -7.7238 | -3.1399
10 | 5 | 23 | 0 | 0 | -21.4667 | 7.314 | 0 | 7.2631 | 0 | 0 | -51.2715 | 22.744 | 0 | 20.5508 | 0 | 0 | -74.1724 | 37.8708 | 0 | 32.7394 | -6.8896 | -7.9767 | -3.5622
10 | 6 | 0 | 0 | 0 | -21.4315 | 7.2965 | 0 | 7.2543 | 0 | 0 | -51.1875 | 22.6894 | 0 | 20.5258 | 0 | 0 | -74.0508 | 37.7799 | 0 | 32.6996 | -6.8808 | -7.9723 | -3.5713
10 | 6 | 1 | 0 | 0 | -21.4161 | 7.241 | 0 | 7.2049 | 0 | 0 | -51.1507 | 22.517 | 0 | 20.3859 | 0 | 0 | -73.9976 | 37.4929 | 0 | 32.4768 | -6.9702 | -8.2477 | -4.0279
10 | 6 | 2 | 0 | 0 | -19.8069 | 6.5258 | 0 | 6.5131 | 0 | 0 | -47.3073 | 20.2928 | 0 | 18.4285 | 0 | 0 | -68.4375 | 33.7893 | 0 | 29.3585 | -6.7681 | -8.5859 | -5.2896
10 | 6 | 3 | 0 | 0 | -18.24 | 5.8451 | 0 | 5.8471 | 0 | 0 | -43.5648 | 18.1761 | 0 | 16.5441 | 0 | 0 | -63.0234 | 30.2648 | 0 | 26.3564 | -6.5479 | -8.8446 | -6.4022
10 | 6 | 4 | 0 | 0 | -16.6335 | 5.1967 | 0 | 5.2189 | 0 | 0 | -39.7277 | 16.1598 | 0 | 14.7667 | 0 | 0 | -57.4724 | 26.9076 | 0 | 23.5249 | -6.2179 | -8.8011 | -7.0399
10 | 6 | 5 | 0 | 0 | -14.5064 | 4.3559 | 0 | 4.3758 | 0 | 0 | -34.6472 | 13.5453 | 0 | 12.3812 | 0 | 0 | -50.1227 | 22.5542 | 0 | 19.7245 | -5.7746 | -8.7207 | -7.844
10 | 6 | 6 | 0 | 0 | -12.3853 | 3.569 | 0 | 3.594 | 0 | 0 | -29.5813 | 11.0983 | 0 | 10.1691 | 0 | 0 | -42.7941 | 18.4797 | 0 | 16.2004 | -5.2223 | -8.3139 | -8.1139
10 | 6 | 7 | 0 | 0 | -10.2399 | 2.8607 | 0 | 2.8824 | 0 | 0 | -24.4573 | 8.8957 | 0 | 8.1555 | 0 | 0 | -35.3813 | 14.8121 | 0 | 12.9926 | -4.4969 | -7.4061 | -7.5767
10 | 6 | 8 | 0 | 0 | -9.4213 | 2.588 | 0 | 2.6015 | 0 | 0 | -22.5021 | 8.0478 | 0 | 7.3608 | 0 | 0 | -32.5528 | 13.4003 | 0 | 11.7264 | -4.2318 | -7.0935 | -7.4261
10 | 6 | 9 | 0 | 0 | -8.5561 | 2.2981 | 0 | 2.3054 | 0 | 0 | -20.4355 | 7.1463 | 0 | 6.523 | 0 | 0 | -29.5632 | 11.8992 | 0 | 10.3917 | -3.9526 | -6.7663 | -7.2723
10 | 6 | 10 | 0 | 0 | -7.7292 | 2.0511 | 0 | 2.0514 | 0 | 0 | -18.4606 | 6.3783 | 0 | 5.8043 | 0 | 0 | -26.7062 | 10.6205 | 0 | 9.2468 | -3.6267 | -6.278 | -6.8389
10 | 6 | 11 | 0 | 0 | -8.2999 | 2.2359 | 0 | 2.2349 | 0 | 0 | -19.8237 | 6.953 | 0 | 6.3237 | 0 | 0 | -28.6781 | 11.5774 | 0 | 10.0742 | -3.829 | -6.547 | -7.0265
10 | 6 | 12 | 0 | 0 | -8.8717 | 2.4297 | 0 | 2.4288 | 0 | 0 | -21.1892 | 7.5555 | 0 | 6.8723 | 0 | 0 | -30.6536 | 12.5806 | 0 | 10.9482 | -4.0131 | -6.7615 | -7.1248
10 | 6 | 13 | 0 | 0 | -9.4917 | 2.6271 | 0 | 2.6251 | 0 | 0 | -22.6701 | 8.1693 | 0 | 7.4277 | 0 | 0 | -32.7959 | 13.6026 | 0 | 11.833 | -4.2395 | -7.0731 | -7.3602
10 | 6 | 14 | 0 | 0 | -11.2717 | 3.2367 | 0 | 3.2435 | 0 | 0 | -26.9216 | 10.0649 | 0 | 9.1773 | 0 | 0 | -38.9464 | 16.759 | 0 | 14.6204 | -4.7916 | -7.6794 | -7.567
10 | 6 | 15 | 0 | 0 | -13.0556 | 3.8953 | 0 | 3.9118 | 0 | 0 | -31.1823 | 12.113 | 0 | 11.0682 | 0 | 0 | -45.1102 | 20.1692 | 0 | 17.6328 | -5.2486 | -8.0011 | -7.3082
10 | 6 | 16 | 0 | 0 | -14.884 | 4.6179 | 0 | 4.6476 | 0 | 0 | -35.5491 | 14.3601 | 0 | 13.1503 | 0 | 0 | -51.4274 | 23.9108 | 0 | 20.9497 | -5.6184 | -8.0387 | -6.5669
10 | 6 | 17 | 0 | 0 | -15.609 | 4.8708 | 0 | 4.9183 | 0 | 0 | -37.2809 | 15.1465 | 0 | 13.9161 | 0 | 0 | -53.9327 | 25.2203 | 0 | 22.1698 | -5.8199 | -8.2182 | -6.5426
10 | 6 | 18 | 0 | 0 | -16.3598 | 5.1574 | 0 | 5.2194 | 0 | 0 | -39.074 | 16.0378 | 0 | 14.7681 | 0 | 0 | -56.5267 | 26.7043 | 0 | 23.5271 | -5.9829 | -8.2681 | -6.2953
10 | 6 | 19 | 0 | 0 | -17.1198 | 5.4754 | 0 | 5.5517 | 0 | 0 | -40.8892 | 17.0264 | 0 | 15.7084 | 0 | 0 | -59.1527 | 28.3505 | 0 | 25.0251 | -6.0927 | -8.1543 | -5.777
10 | 6 | 20 | 0 | 0 | -17.0074 | 5.4283 | 0 | 5.4847 | 0 | 0 | -40.6207 | 16.8801 | 0 | 15.5187 | 0 | 0 | -58.7643 | 28.1069 | 0 | 24.7229 | -6.0944 | -8.2218 | -5.9345
10 | 6 | 21 | 0 | 0 | -16.9265 | 5.3753 | 0 | 5.4171 | 0 | 0 | -40.4276 | 16.7152 | 0 | 15.3275 | 0 | 0 | -58.4849 | 27.8323 | 0 | 24.4182 | -6.1341 | -8.3849 | -6.2344
10 | 6 | 22 | 0 | 0 | -16.8054 | 5.3091 | 0 | 5.3382 | 0 | 0 | -40.1383 | 16.5096 | 0 | 15.1043 | 0 | 0 | -58.0664 | 27.4899 | 0 | 24.0626 | -6.158 | -8.5244 | -6.5138
10 | 6 | 23 | 0 | 0 | -16.481 | 5.1873 | 0 | 5.2131 | 0 | 0 | -39.3635 | 16.1306 | 0 | 14.7504 | 0 | 0 | -56.9456 | 26.8588 | 0 | 23.4988 | -6.0806 | -8.4826 | -6.588
10 | 7 | 0 | 0 | 0 | -16.1542 | 5.0633 | 0 | 5.088 | 0 | 0 | -38.5831 | 15.7452 | 0 | 14.3963 | 0 | 0 | -55.8166 | 26.2171 | 0 | 22.9347 | -6.0029 | -8.4416 | -6.6647
10 | 7 | 1 | 0 | 0 | -15.83 | 4.8955 | 0 | 4.9185 | 0 | 0 | -37.8085 | 15.2234 | 0 | 13.9167 | 0 | 0 | -54.6961 | 25.3483 | 0 | 22.1706 | -6.0159 | -8.6685 | -7.1772
10 | 7 | 2 | 0 | 0 | -14.9208 | 4.5394 | 0 | 4.5646 | 0 | 0 | -35.6371 | 14.1158 | 0 | 12.9155 | 0 | 0 | -51.5547 | 23.504 | 0 | 20.5757 | -5.8168 | -8.6058 | -7.475
10 | 7 | 3 | 0 | 0 | -14.0479 | 4.2155 | 0 | 4.2364 | 0 | 0 | -33.5523 | 13.1089 | 0 | 11.9868 | 0 | 0 | -48.5387 | 21.8274 | 0 | 19.0962 | -5.5959 | -8.4566 | -7.6151
10 | 7 | 4 | 0 | 0 | -13.1387 | 3.8772 | 0 | 3.902 | 0 | 0 | -31.3806 | 12.0566 | 0 | 11.0405 | 0 | 0 | -45.397 | 20.0753 | 0 | 17.5886 | -5.3595 | -8.2835 | -7.7332
10 | 7 | 5 | 0 | 0 | -11.6784 | 3.3269 | 0 | 3.3474 | 0 | 0 | -27.893 | 10.3456 | 0 | 9.4714 | 0 | 0 | -40.3516 | 17.2264 | 0 | 15.0889 | -5.0041 | -8.0759 | -8.0363
10 | 7 | 6 | 0 | 0 | -10.2745 | 2.8424 | 0 | 2.855 | 0 | 0 | -24.5399 | 8.8389 | 0 | 8.0781 | 0 | 0 | -35.5008 | 14.7175 | 0 | 12.8692 | -4.5771 | -7.6229 | -7.9141
10 | 7 | 7 | 0 | 0 | -8.822 | 2.3732 | 0 | 2.3813 | 0 | 0 | -21.0705 | 7.3799 | 0 | 6.7377 | 0 | 0 | -30.4819 | 12.2882 | 0 | 10.7338 | -4.0675 | -6.9529 | -7.4599
10 | 7 | 8 | 0 | 0 | -8.3982 | 2.2389 | 0 | 2.2456 | 0 | 0 | -20.0585 | 6.9623 | 0 | 6.3538 | 0 | 0 | -29.0178 | 11.5929 | 0 | 10.1222 | -3.9137 | -6.7424 | -7.3027
10 | 7 | 9 | 0 | 0 | -7.9725 | 2.1017 | 0 | 2.1048 | 0 | 0 | -19.0416 | 6.5356 | 0 | 5.9554 | 0 | 0 | -27.5467 | 10.8823 | 0 | 9.4876 | -3.766 | -6.5506 | -7.1768
10 | 7 | 10 | 0 | 0 | -7.5042 | 1.9577 | 0 | 1.9598 | 0 | 0 | -17.9232 | 6.0877 | 0 | 5.5451 | 0 | 0 | -25.9287 | 10.1366 | 0 | 8.8339 | -3.5867 | -6.2904 | -6.9582
10 | 7 | 11 | 0 | 0 | -7.7466 | 2.0357 | 0 | 2.0441 | 0 | 0 | -18.5022 | 6.3303 | 0 | 5.7838 | 0 | 0 | -26.7664 | 10.5405 | 0 | 9.2142 | -3.6668 | -6.3881 | -7.0117
10 | 7 | 12 | 0 | 0 | -7.9795 | 2.1302 | 0 | 2.1415 | 0 | 0 | -19.0583 | 6.6241 | 0 | 6.0593 | 0 | 0 | -27.5708 | 11.0297 | 0 | 9.6531 | -3.7078 | -6.3749 | -6.888
10 | 7 | 13 | 0 | -4.4868e-08 | -8.1648 | 2.1872 | 1.1395e-08 | 2.2049 | 0 | -1.3312e-07 | -19.5008 | 6.8014 | 3.3808e-08 | 6.2388 | 0 | -2.2433e-07 | -28.2111 | 11.325 | 5.6972e-08 | 9.939 | -3.7726 | -6.4606 | -6.9471
10 | 7 | 14 | 0.0025542 | -0.03888 | -9.5618 | 2.6355 | 0.010351 | 2.6472 | 0.0075782 | -0.11536 | -22.8375 | 8.1955 | 0.030711 | 7.49 | 0.013327 | -0.19439 | -33.0381 | 13.6463 | 0.051753 | 11.9324 | -4.3051 | -7.229 | -7.5888
10 | 7 | 15 | 0.0052521 | -0.076372 | -10.9434 | 3.0823 | 0.021285 | 3.0885 | 0.015583 | -0.2266 | -26.1375 | 9.5849 | 0.063152 | 8.7388 | 0.027404 | -0.38184 | -37.8121 | 15.9598 | 0.10642 | 13.9218 | -4.8224 | -7.9616 | -8.1785
10 | 7 | 16 | 0.0081855 | -0.11386 | -12.3291 | 3.5745 | 0.033173 | 3.5747 | 0.024286 | -0.33783 | -29.447 | 11.1154 | 0.098423 | 10.1144 | 0.04271 | -0.5693 | -42.5998 | 18.5082 | 0.16586 | 16.1133 | -5.2524 | -8.4323 | -8.3391
10 | 7 | 17 | 0.0080857 | -0.11248 | -13.5054 | 3.996 | 0.032768 | 4.0064 | 0.02399 | -0.33371 | -32.2566 | 12.4263 | 0.097222 | 11.3359 | 0.042189 | -0.56235 | -46.6644 | 20.6908 | 0.16383 | 18.0592 | -5.5747 | -8.707 | -8.2706
10 | 7 | 18 | 0.0080857 | -0.11248 | -14.6378 | 4.4121 | 0.032768 | 4.4349 | 0.02399 | -0.33371 | -34.9612 | 13.7199 | 0.097222 | 12.5485 | 0.042189 | -0.56235 | -50.5769 | 22.8449 | 0.16383 | 19.9911 | -5.8624 | -8.9052 | -8.0973
10 | 7 | 19 | 0.00787 | -0.11109 | -15.8111 | 4.9071 | 0.031894 | 4.9426 | 0.02335 | -0.32959 | -37.7636 | 15.2592 | 0.094628 | 13.9848 | 0.041063 | -0.55541 | -54.631 | 25.408 | 0.15946 | 22.2792 | -6.0328 | -8.7312 | -7.2988
10 | 7 | 20 | 0.0089841 | -0.12497 | -16.9848 | 5.3734 | 0.036409 | 5.3954 | 0.026656 | -0.37079 | -40.5668 | 16.7094 | 0.10802 | 15.266 | 0.046877 | -0.62484 | -58.6864 | 27.8227 | 0.18204 | 24.3203 | -6.2956 | -8.8275 | -6.9393
10 | 7 | 21 | 0.010376 | -0.14025 | -18.151 | 5.8284 | 0.042051 | 5.8459 | 0.030786 | -0.41611 | -43.3522 | 18.1243 | 0.12476 | 16.5407 | 0.05414 | -0.70121 | -62.7159 | 30.1786 | 0.21024 | 26.351 | -6.5645 | -8.9477 | -6.6231
10 | 7 | 22 | 0.011566 | -0.15413 | -19.3072 | 6.329 | 0.046871 | 6.3321 | 0.034316 | -0.45731 | -46.1136 | 19.681 | 0.13907 | 17.9164 | 0.060347 | -0.77063 | -66.7106 | 32.7707 | 0.23435 | 28.5427 | -6.7417 | -8.8 | -5.8732
10 | 7 | 23 | 0.011878 | -0.1583 | -19.8869 | 6.5959 | 0.048138 | 6.5914 | 0.035243 | -0.46967 | -47.4983 | 20.511 | 0.14283 | 18.6502 | 0.061978 | -0.79146 | -68.7138 | 34.1526 | 0.24068 | 29.7117 | -6.7978 | -8.6286 | -5.3383
10 | 8 | 0 | 0.012191 | -0.16246 | -20.5167 | 6.8867 | 0.049405 | 6.8735 | 0.03617 | -0.48203 | -49.0025 | 21.4152 | 0.14658 | 19.4484 | 0.063609 | -0.81229 | -70.89 | 35.6582 | 0.24701 | 30.9832 | -6.8574 | -8.4383 | -4.7502
10 | 8 | 1 | 0.012504 | -0.16663 | -21.1346 | 7.1872 | 0.050672 | 7.1728 | 0.037098 | -0.49439 | -50.4781 | 22.3496 | 0.15034 | 20.2953 | 0.06524 | -0.83312 | -73.0247 | 37.2141 | 0.25335 | 32.3324 | -6.878 | -8.1402 | -3.9927
10 | 8 | 2 | 0.0098239 | -0.13469 | -20.1374 | 6.7295 | 0.039812 | 6.7108 | 0.029147 | -0.39963 | -48.0966 | 20.9263 | 0.11812 | 18.988 | 0.051258 | -0.67344 | -69.5794 | 34.8441 | 0.19905 | 30.2498 | -6.7822 | -8.4347 | -4.9086
10 | 8 | 3 | 0.0073781 | -0.10414 | -19.0994 | 6.2244 | 0.0299 | 6.2164 | 0.021891 | -0.30899 | -45.6174 | 19.3558 | 0.088714 | 17.589 | 0.038497 | -0.5207 | -65.9929 | 32.2292 | 0.1495 | 28.021 | -6.7255 | -8.871 | -6.0754
10 | 8 | 4 | 0.0049657 | -0.072206 | -18.1031 | 5.7926 | 0.020124 | 5.7819 | 0.014733 | -0.21424 | -43.2377 | 18.0131 | 0.059707 | 16.3596 | 0.025909 | -0.36102 | -62.5501 | 29.9934 | 0.10061 | 26.0624 | -6.5757 | -9.0048 | -6.7289
10 | 8 | 5 | 0.0035202 | -0.052766 | -16.6191 | 5.1896 | 0.014266 | 5.1851 | 0.010444 | -0.15656 | -39.6934 | 16.1379 | 0.042327 | 14.671 | 0.018368 | -0.26382 | -57.4228 | 26.871 | 0.071327 | 23.3723 | -6.2794 | -8.9884 | -7.3536
10 | 8 | 6 | 0.0021893 | -0.033326 | -15.0825 | 4.5644 | 0.0088723 | 4.5605 | 0.0064956 | -0.098878 | -36.0233 | 14.1935 | 0.026324 | 12.9037 | 0.011423 | -0.16662 | -52.1134 | 23.6335 | 0.044359 | 20.5569 | -5.9799 | -8.9921 | -8.0339
10 | 8 | 7 | 0.0008841 | -0.013886 | -13.6013 | 4.0045 | 0.0035829 | 4.0012 | 0.0026231 | -0.041199 | -32.4857 | 12.4526 | 0.01063 | 11.3213 | 0.004613 | -0.069427 | -46.9957 | 20.7348 | 0.017914 | 18.036 | -5.605 | -8.7397 | -8.2719
10 | 8 | 8 | 0.0010777 | -0.016663 | -13.2269 | 3.8806 | 0.0043676 | 3.8711 | 0.0031976 | -0.049439 | -31.5914 | 12.0673 | 0.012959 | 10.9532 | 0.0056233 | -0.083312 | -45.7019 | 20.0931 | 0.021837 | 17.4495 | -5.4864 | -8.6042 | -8.2152
10 | 8 | 9 | 0.0012573 | -0.01944 | -12.8451 | 3.7272 | 0.0050955 | 3.7191 | 0.0037305 | -0.057679 | -30.6795 | 11.5902 | 0.015118 | 10.5229 | 0.0065605 | -0.097197 | -44.3827 | 19.2987 | 0.025477 | 16.7641 | -5.412 | -8.6052 | -8.3851
10 | 8 | 10 | 0.001437 | -0.022217 | -12.516 | 3.6208 | 0.0058235 | 3.6044 | 0.0042635 | -0.065919 | -29.8933 | 11.2593 | 0.017278 | 10.1984 | 0.0074977 | -0.11108 | -43.2455 | 18.7478 | 0.029116 | 16.2471 | -5.3058 | -8.48 | -8.3251
10 | 8 | 11 | 0.0028718 | -0.043046 | -13.0812 | 3.8097 | 0.011638 | 3.795 | 0.0085205 | -0.12772 | -31.2434 | 11.8468 | 0.03453 | 10.7379 | 0.014984 | -0.21522 | -45.1985 | 19.7261 | 0.058188 | 17.1065 | -5.505 | -8.7433 | -8.508
10 | 8 | 12 | 0.0044209 | -0.065263 | -13.6498 | 4.0292 | 0.017916 | 4.0079 | 0.013117 | -0.19364 | -32.6015 | 12.5294 | 0.053157 | 11.3401 | 0.023067 | -0.3263 | -47.1633 | 20.8626 | 0.089577 | 18.0659 | -5.6557 | -8.8594 | -8.4484
10 | 8 | 13 | 0.0065624 | -0.089486 | -14.2179 | 4.2528 | 0.025142 | 4.2245 | 0.01947 | -0.2655 | -33.9583 | 13.2247 | 0.074595 | 11.9531 | 0.034241 | -0.44741 | -49.1261 | 22.0204 | 0.1257 | 19.0425 | -5.7984 | -8.9519 | -8.3507
10 | 8 | 14 | 0.018952 | -0.17973 | -15.3799 | 4.707 | 0.048763 | 4.6887 | 0.056231 | -0.53325 | -36.7336 | 14.6371 | 0.14468 | 13.2666 | 0.098887 | -0.89861 | -53.141 | 24.3722 | 0.24381 | 21.1349 | -6.0962 | -9.1622 | -8.1898
10 | 8 | 15 | 0.031531 | -0.26658 | -16.5359 | 5.1629 | 0.072981 | 5.1527 | 0.093552 | -0.79093 | -39.4946 | 16.0547 | 0.21653 | 14.5794 | 0.16452 | -1.3328 | -57.1352 | 26.7324 | 0.36489 | 23.2264 | -6.3824 | -9.3414 | -7.9798
10 | 8 | 16 | 0.045442 | -0.35682 | -17.7382 | 5.6527 | 0.099426 | 5.6452 | 0.13482 | -1.0587 | -42.3662 | 17.5779 | 0.29499 | 15.9728 | 0.2371 | -1.784 | -61.2895 | 29.2688 | 0.49711 | 25.4463 | -6.6523 | -9.4443 | -7.6242
10 | 8 | 17 | 0.045931 | -0.35666 | -17.8311 | 5.7108 | 0.098272 | 5.7145 | 0.13628 | -1.0582 | -42.588 | 17.7585 | 0.29157 | 16.169 | 0.23966 | -1.7832 | -61.6103 | 29.5695 | 0.49134 | 25.7589 | -6.6182 | -9.2908 | -7.3342
10 | 8 | 18 | 0.0465 | -0.35512 | -17.9437 | 5.7714 | 0.097439 | 5.7911 | 0.13797 | -1.0536 | -42.857 | 17.9471 | 0.2891 | 16.3857 | 0.24263 | -1.7755 | -61.9994 | 29.8836 | 0.48717 | 26.104 | -6.5923 | -9.1507 | -7.0575
10 | 8 | 19 | 0.048159 | -0.35836 | -18.0471 | 5.8131 | 0.098016 | 5.8403 | 0.14289 | -1.0632 | -43.1039 | 18.0767 | 0.29081 | 16.525 | 0.25128 | -1.7917 | -62.3567 | 30.0994 | 0.49006 | 26.326 | -6.6058 | -9.1317 | -6.9816
10 | 8 | 20 | 0.044998 | -0.33707 | -17.8844 | 5.7623 | 0.091351 | 5.7954 | 0.13351 | -1.0001 | -42.7155 | 17.9188 | 0.27104 | 16.3978 | 0.23479 | -1.6853 | -61.7947 | 29.8364 | 0.45674 | 26.1232 | -6.5275 | -8.9944 | -6.8288
10 | 8 | 21 | 0.042149 | -0.31439 | -17.7699 | 5.7265 | 0.084511 | 5.7632 | 0.12505 | -0.93279 | -42.4419 | 17.8073 | 0.25074 | 16.3066 | 0.21992 | -1.5719 | -61.399 | 29.6507 | 0.42254 | 25.9781 | -6.468 | -8.885 | -6.6996
10 | 8 | 22 | 0.038828 | -0.28971 | -17.603 | 5.6693 | 0.077332 | 5.7108 | 0.1152 | -0.85956 | -42.0434 | 17.6296 | 0.22944 | 16.1585 | 0.2026 | -1.4485 | -60.8224 | 29.3548 | 0.38665 | 25.7421 | -6.3965 | -8.7702 | -6.5848
10 | 8 | 23 | 0.034622 | -0.26302 | -17.2841 | 5.5304 | 0.06921 | 5.5649 | 0.10272 | -0.78038 | -41.2817 | 17.1977 | 0.20534 | 15.7456 | 0.18065 | -1.315 | -59.7205 | 28.6357 | 0.34604 | 25.0843 | -6.348 | -8.8107 | -6.7889
10 | 9 | 0 | 0.029851 | -0.23155 | -17.0121 | 5.3851 | 0.060085 | 5.4197 | 0.088568 | -0.68701 | -40.632 | 16.7459 | 0.17827 | 15.3349 | 0.15576 | -1.1577 | -58.7806 | 27.8834 | 0.30041 | 24.43 | -6.3489 | -8.9714 | -7.1688
10 | 9 | 1 | 0.026277 | -0.20486 | -16.6898 | 5.2537 | 0.053212 | 5.2831 | 0.077965 | -0.60783 | -39.8621 | 16.3373 | 0.15788 | 14.9484 | 0.13711 | -1.0243 | -57.6669 | 27.203 | 0.26605 | 23.8143 | -6.2783 | -8.9484 | -7.2707
10 | 9 | 2 | 0.018746 | -0.15504 | -15.6604 | 4.842 | 0.039995 | 4.8698 | 0.05562 | -0.46 | -37.4036 | 15.057 | 0.11866 | 13.7788 | 0.097813 | -0.77516 | -54.1102 | 25.0712 | 0.19997 | 21.951 | -6.0449 | -8.8535 | -7.5654
10 | 9 | 3 | 0.01097 | -0.10321 | -14.6181 | 4.4443 | 0.026745 | 4.4755 | 0.032547 | -0.30622 | -34.9141 | 13.8201 | 0.079352 | 12.6633 | 0.057237 | -0.51602 | -50.5089 | 23.0117 | 0.13372 | 20.1739 | -5.7638 | -8.6251 | -7.6483
10 | 9 | 4 | 0.0038876 | -0.053383 | -13.5476 | 4.024 | 0.014302 | 4.0605 | 0.011534 | -0.15839 | -32.3574 | 12.5132 | 0.042434 | 11.4889 | 0.020284 | -0.2669 | -46.8102 | 20.8357 | 0.071507 | 18.303 | -5.4984 | -8.4597 | -7.8466
10 | 9 | 5 | 0.0025542 | -0.03888 | -12.1955 | 3.5503 | 0.010351 | 3.5764 | 0.0075782 | -0.11536 | -29.128 | 11.0401 | 0.030711 | 10.1193 | 0.013327 | -0.19439 | -42.1383 | 18.3827 | 0.051753 | 16.1211 | -5.0948 | -8.0457 | -7.7638
10 | 9 | 6 | 0.0017962 | -0.027772 | -10.8487 | 3.0957 | 0.0072793 | 3.1124 | 0.0053293 | -0.082398 | -25.9113 | 9.6265 | 0.021598 | 8.8065 | 0.0093722 | -0.13885 | -37.4848 | 16.029 | 0.036395 | 14.0297 | -4.6593 | -7.5337 | -7.5192
10 | 9 | 7 | 0.0010777 | -0.016663 | -9.5078 | 2.6631 | 0.0043676 | 2.6684 | 0.0031976 | -0.049439 | -22.7086 | 8.2814 | 0.012959 | 7.5501 | 0.0056233 | -0.083312 | -32.8516 | 13.7892 | 0.021837 | 12.028 | -4.1875 | -6.9104 | -7.0902
10 | 9 | 8 | 0 | 0 | -7.6951 | 2.1047 | 0 | 2.0994 | 0 | 0 | -18.379 | 6.545 | 0 | 5.9403 | 0 | 0 | -26.5882 | 10.898 | 0 | 9.4635 | -3.4909 | -5.8937 | -6.2267
10 | 9 | 9 | 0 | 0 | -5.9129 | 1.5883 | 0 | 1.5755 | 0 | 0 | -14.1224 | 4.9391 | 0 | 4.4577 | 0 | 0 | -20.4304 | 8.2241 | 0 | 7.1016 | -2.7491 | -4.7256 | -5.1047
10 | 9 | 10 | 0 | 0 | -4.4826 | 1.1882 | 0 | 1.1671 | 0 | 0 | -10.7064 | 3.6949 | 0 | 3.3021 | 0 | 0 | -15.4885 | 6.1524 | 0 | 5.2606 | -2.1274 | -3.7093 | -4.0754
10 | 9 | 11 | 0 | 0 | -3.7557 | 0.99217 | 0 | 0.98243 | 0 | 0 | -8.9702 | 3.0853 | 0 | 2.7797 | 0 | 0 | -12.9768 | 5.1373 | 0 | 4.4284 | -1.7811 | -3.1051 | -3.4111
10 | 9 | 12 | 0 | 0 | -3.0642 | 0.80621 | 0 | 0.8076 | 0 | 0 | -7.3185 | 2.507 | 0 | 2.2851 | 0 | 0 | -10.5874 | 4.1744 | 0 | 3.6404 | -1.4503 | -2.5264 | -2.7726
10 | 9 | 13 | 0 | 0 | -2.4487 | 0.65649 | 0 | 0.66725 | 0 | 0 | -5.8486 | 2.0415 | 0 | 1.888 | 0 | 0 | -8.4609 | 3.3992 | 0 | 3.0077 | -1.125 | -1.9191 | -2.0539
10 | 9 | 14 | 0 | 0 | -3.389 | 0.87232 | 0 | 0.89073 | 0 | 0 | -8.0944 | 2.7126 | 0 | 2.5203 | 0 | 0 | -11.7098 | 4.5167 | 0 | 4.0151 | -1.626 | -2.8615 | -3.178
10 | 9 | 15 | 0 | 0 | -4.3575 | 1.1068 | 0 | 1.1341 | 0 | 0 | -10.4076 | 3.4419 | 0 | 3.2088 | 0 | 0 | -15.0563 | 5.731 | 0 | 5.1119 | -2.1166 | -3.757 | -4.2133
10 | 9 | 16 | 0 | 0 | -5.3599 | 1.3695 | 0 | 1.4044 | 0 | 0 | -12.8016 | 4.2587 | 0 | 3.9736 | 0 | 0 | -18.5195 | 7.0911 | 0 | 6.3304 | -2.586 | -4.5693 | -5.0981
10 | 9 | 17 | 0 | 0 | -5.695 | 1.4563 | 0 | 1.494 | 0 | 0 | -13.6021 | 4.5286 | 0 | 4.2273 | 0 | 0 | -19.6775 | 7.5406 | 0 | 6.7344 | -2.7447 | -4.8462 | -5.4025
10 | 9 | 18 | 0 | 0 | -5.9923 | 1.5359 | 0 | 1.5752 | 0 | 0 | -14.312 | 4.776 | 0 | 4.4569 | 0 | 0 | -20.7047 | 7.9525 | 0 | 7.1003 | -2.8812 | -5.0791 | -5.6519
10 | 9 | 19 | 0 | 0 | -6.3188 | 1.6327 | 0 | 1.6729 | 0 | 0 | -15.092 | 5.077 | 0 | 4.7335 | 0 | 0 | -21.833 | 8.4537 | 0 | 7.5409 | -3.0132 | -5.2815 | -5.8384
10 | 9 | 20 | 0 | 0 | -6.503 | 1.6888 | 0 | 1.7309 | 0 | 0 | -15.5318 | 5.2515 | 0 | 4.8976 | 0 | 0 | -22.4692 | 8.7443 | 0 | 7.8024 | -3.0832 | -5.3826 | -5.9225
10 | 9 | 21 | 0 | 0 | -6.6347 | 1.7271 | 0 | 1.7694 | 0 | 0 | -15.8465 | 5.3706 | 0 | 5.0065 | 0 | 0 | -22.9244 | 8.9425 | 0 | 7.9759 | -3.1382 | -5.4693 | -6.006
10 | 9 | 22 | 0 | 0 | -6.7634 | 1.7649 | 0 | 1.8093 | 0 | 0 | -16.1538 | 5.4881 | 0 | 5.1193 | 0 | 0 | -23.369 | 9.1382 | 0 | 8.1556 | -3.1892 | -5.5463 | -6.0752
10 | 9 | 23 | 0 | 0 | -7.2278 | 1.9219 | 0 | 1.9698 | 0 | 0 | -17.2631 | 5.9763 | 0 | 5.5734 | 0 | 0 | -24.9738 | 9.9511 | 0 | 8.8789 | -3.3362 | -5.7134 | -6.1438
10 | 10 | 0 | 0 | 0 | -7.6387 | 2.0462 | 0 | 2.0997 | 0 | 0 | -18.2445 | 6.3629 | 0 | 5.9412 | 0 | 0 | -26.3935 | 10.5948 | 0 | 9.4649 | -3.4928 | -5.9404 | -6.3338
10 | 10 | 1 | 0.00044205 | -0.006943 | -8.0484 | 2.1913 | 0.0017915 | 2.2507 | 0.0013116 | -0.0206 | -19.2229 | 6.8143 | 0.0053152 | 6.3682 | 0.0023065 | -0.034713 | -27.8089 | 11.3463 | 0.0089569 | 10.1452 | -3.6111 | -6.0544 | -6.3408
10 | 10 | 2 | 0.00061887 | -0.0097201 | -7.3448 | 1.9838 | 0.002508 | 2.0518 | 0.0018362 | -0.028839 | -17.5424 | 6.1688 | 0.0074413 | 5.8054 | 0.0032291 | -0.048599 | -25.3778 | 10.2716 | 0.01254 | 9.2486 | -3.3158 | -5.5877 | -5.8904
10 | 10 | 3 | 0.00079569 | -0.012497 | -6.5961 | 1.7914 | 0.0032246 | 1.8668 | 0.0023608 | -0.037079 | -15.7542 | 5.5707 | 0.0095674 | 5.282 | 0.0041517 | -0.062484 | -22.791 | 9.2757 | 0.016122 | 8.4148 | -2.9463 | -4.9266 | -5.1427
10 | 10 | 4 | 0.00098792 | -0.015274 | -5.8942 | 1.6092 | 0.0040036 | 1.6938 | 0.0029311 | -0.045319 | -14.0779 | 5.0041 | 0.011879 | 4.7926 | 0.0051547 | -0.076369 | -20.3659 | 8.3323 | 0.020017 | 7.635 | -2.6015 | -4.3117 | -4.4498
10 | 10 | 5 | 0.00070728 | -0.011109 | -5.3687 | 1.4913 | 0.0028663 | 1.5608 | 0.0020985 | -0.032959 | -12.8226 | 4.6374 | 0.0085043 | 4.4162 | 0.0036904 | -0.055541 | -18.55 | 7.7217 | 0.014331 | 7.0354 | -2.3241 | -3.7914 | -3.8304
10 | 10 | 6 | 0.00035364 | -0.0055544 | -5.0873 | 1.4215 | 0.0014332 | 1.4917 | 0.0010492 | -0.01648 | -12.1506 | 4.4203 | 0.0042522 | 4.2207 | 0.0018452 | -0.027771 | -17.5777 | 7.3602 | 0.0071655 | 6.724 | -2.1779 | -3.5207 | -3.5122
10 | 10 | 7 | 8.8409e-05 | -0.0013886 | -4.8857 | 1.3797 | 0.0003583 | 1.4497 | 0.00026231 | -0.00412 | -11.6692 | 4.2904 | 0.0010631 | 4.1018 | 0.0004613 | -0.0069429 | -16.8814 | 7.1438 | 0.0017914 | 6.5345 | -2.0573 | -3.2799 | -3.2077
10 | 10 | 8 | 8.8409e-05 | -0.0013886 | -6.4559 | 1.8023 | 0.0003583 | 1.8565 | 0.00026231 | -0.00412 | -15.4194 | 5.6046 | 0.0010631 | 5.2529 | 0.0004613 | -0.0069429 | -22.3067 | 9.3322 | 0.0017914 | 8.3684 | -2.798 | -4.5647 | -4.6108
10 | 10 | 9 | 0.00017682 | -0.0027772 | -8.0768 | 2.2695 | 0.00071659 | 2.2924 | 0.00052462 | -0.00824 | -19.2908 | 7.0573 | 0.0021261 | 6.4863 | 0.0009226 | -0.013885 | -27.9072 | 11.751 | 0.0035828 | 10.3333 | -3.5168 | -5.7528 | -5.8323
10 | 10 | 10 | 0.00017682 | -0.0027772 | -9.7391 | 2.7916 | 0.00071659 | 2.7801 | 0.00052462 | -0.00824 | -23.261 | 8.6809 | 0.0021261 | 7.8662 | 0.0009226 | -0.013885 | -33.6507 | 14.4545 | 0.0035828 | 12.5317 | -4.1692 | -6.7194 | -6.6738
10 | 10 | 11 | 0.0013472 | -0.020829 | -10.2783 | 2.973 | 0.0054595 | 2.9464 | 0.003997 | -0.061799 | -24.5489 | 9.2449 | 0.016198 | 8.3367 | 0.0070291 | -0.10414 | -35.5139 | 15.3936 | 0.027296 | 13.2812 | -4.373 | -7.0088 | -6.9088
10 | 10 | 12 | 0.0024629 | -0.037492 | -10.8716 | 3.1462 | 0.0099813 | 3.1037 | 0.0073075 | -0.11124 | -25.966 | 9.7836 | 0.029614 | 8.7817 | 0.012851 | -0.18745 | -37.5639 | 16.2906 | 0.049904 | 13.9902 | -4.6468 | -7.4749 | -7.4078
10 | 10 | 13 | 0.0037055 | -0.055543 | -11.5497 | 3.3703 | 0.015017 | 3.3065 | 0.010994 | -0.1648 | -27.5855 | 10.4805 | 0.044555 | 9.3556 | 0.019334 | -0.27771 | -39.9068 | 17.4509 | 0.075081 | 14.9043 | -4.9097 | -7.8587 | -7.7348
10 | 10 | 14 | 0.0044209 | -0.065263 | -12.4762 | 3.6888 | 0.017916 | 3.6227 | 0.013117 | -0.19364 | -29.7983 | 11.4709 | 0.053157 | 10.2504 | 0.023067 | -0.3263 | -43.108 | 19.1001 | 0.089577 | 16.33 | -5.2075 | -8.2043 | -7.8916
10 | 10 | 15 | 0.0051566 | -0.074984 | -13.4561 | 4.0494 | 0.020898 | 3.9868 | 0.0153 | -0.22248 | -32.1389 | 12.5922 | 0.062003 | 11.2806 | 0.026906 | -0.3749 | -46.494 | 20.9671 | 0.10448 | 17.9712 | -5.4688 | -8.4112 | -7.7992
10 | 10 | 16 | 0.0059128 | -0.084704 | -14.4744 | 4.4141 | 0.023962 | 4.3648 | 0.017543 | -0.25131 | -34.5709 | 13.7264 | 0.071095 | 12.3501 | 0.030851 | -0.4235 | -50.0123 | 22.8557 | 0.11981 | 19.6749 | -5.7503 | -8.6571 | -7.7546
10 | 10 | 17 | 0.0061067 | -0.087481 | -15.1085 | 4.6608 | 0.024748 | 4.6082 | 0.018118 | -0.25955 | -36.0854 | 14.4935 | 0.073426 | 13.0386 | 0.031863 | -0.43739 | -52.2033 | 24.133 | 0.12373 | 20.7718 | -5.8962 | -8.7213 | -7.5803
10 | 10 | 18 | 0.0062036 | -0.088869 | -15.7736 | 4.8793 | 0.025141 | 4.8272 | 0.018406 | -0.26367 | -37.6739 | 15.1728 | 0.074592 | 13.6584 | 0.032369 | -0.44433 | -54.5013 | 25.2641 | 0.1257 | 21.7592 | -6.1246 | -9.0133 | -7.7642
10 | 10 | 19 | 0.0063975 | -0.091647 | -16.4404 | 5.1437 | 0.025926 | 5.0864 | 0.018981 | -0.27191 | -39.2667 | 15.9952 | 0.076923 | 14.3918 | 0.03338 | -0.45821 | -56.8055 | 26.6334 | 0.12963 | 22.9276 | -6.2696 | -9.0557 | -7.5396
10 | 10 | 20 | 0.0066882 | -0.095812 | -17.2044 | 5.4451 | 0.027105 | 5.3857 | 0.019844 | -0.28427 | -41.0912 | 16.9324 | 0.080419 | 15.2385 | 0.034898 | -0.47904 | -59.445 | 28.194 | 0.13552 | 24.2765 | -6.4356 | -9.1042 | -7.283
10 | 10 | 21 | 0.007083 | -0.099978 | -17.9002 | 5.7319 | 0.028704 | 5.6683 | 0.021015 | -0.29663 | -42.7532 | 17.8242 | 0.085166 | 16.0381 | 0.036957 | -0.49987 | -61.8492 | 29.6789 | 0.14352 | 25.5504 | -6.5642 | -9.0813 | -6.9394
10 | 10 | 22 | 0.0073781 | -0.10414 | -18.6629 | 6.0629 | 0.0299 | 5.9989 | 0.021891 | -0.30899 | -44.5747 | 18.8536 | 0.088714 | 16.9736 | 0.038497 | -0.5207 | -64.4844 | 31.3929 | 0.1495 | 27.0406 | -6.6679 | -8.9459 | -6.3836
10 | 10 | 23 | 0.0072797 | -0.10276 | -18.5262 | 6.014 | 0.029502 | 5.9511 | 0.021599 | -0.30487 | -44.2483 | 18.7014 | 0.087531 | 16.8385 | 0.037984 | -0.51376 | -64.0122 | 31.1395 | 0.1475 | 26.8254 | -6.6271 | -8.9042 | -6.3756
10 | 11 | 0 | 0.0071814 | -0.10137 | -18.3864 | 5.9192 | 0.029103 | 5.8634 | 0.021307 | -0.30075 | -43.9145 | 18.4067 | 0.086348 | 16.5902 | 0.03747 | -0.50681 | -63.5293 | 30.6489 | 0.14551 | 26.4299 | -6.6689 | -9.1106 | -6.7744
10 | 11 | 1 | 0.007083 | -0.099978 | -18.252 | 5.873 | 0.028704 | 5.8166 | 0.021015 | -0.29663 | -43.5933 | 18.2629 | 0.085166 | 16.4579 | 0.036957 | -0.49987 | -63.0647 | 30.4094 | 0.14352 | 26.2191 | -6.6266 | -9.063 | -6.7556
10 | 11 | 2 | 0.0067852 | -0.097201 | -18.2147 | 5.8466 | 0.027498 | 5.7809 | 0.020132 | -0.28839 | -43.5044 | 18.1809 | 0.081585 | 16.3568 | 0.035403 | -0.48598 | -62.936 | 30.2729 | 0.13748 | 26.058 | -6.6502 | -9.1534 | -6.9182
10 | 11 | 3 | 0.0064944 | -0.093035 | -18.1699 | 5.827 | 0.026319 | 5.7519 | 0.019269 | -0.27603 | -43.3973 | 18.12 | 0.078088 | 16.2748 | 0.033886 | -0.46516 | -62.781 | 30.1715 | 0.13159 | 25.9274 | -6.6512 | -9.1811 | -6.9818
10 | 11 | 4 | 0.0062036 | -0.088869 | -18.0788 | 5.7828 | 0.025141 | 5.6993 | 0.018406 | -0.26367 | -43.1797 | 17.9824 | 0.074592 | 16.126 | 0.032369 | -0.44433 | -62.4662 | 29.9423 | 0.1257 | 25.6903 | -6.6542 | -9.242 | -7.12
10 | 11 | 5 | 0.0055386 | -0.080538 | -17.9831 | 5.7438 | 0.022446 | 5.6595 | 0.016433 | -0.23895 | -42.9512 | 17.8613 | 0.066596 | 16.0135 | 0.028899 | -0.40267 | -62.1357 | 29.7407 | 0.11222 | 25.5111 | -6.6323 | -9.2323 | -7.1455
10 | 11 | 6 | 0.0050611 | -0.073595 | -17.9399 | 5.7155 | 0.020511 | 5.6306 | 0.015016 | -0.21836 | -42.8481 | 17.7732 | 0.060855 | 15.9315 | 0.026408 | -0.36796 | -61.9865 | 29.594 | 0.10255 | 25.3805 | -6.6419 | -9.2858 | -7.251
10 | 11 | 7 | 0.004515 | -0.066652 | -17.8582 | 5.674 | 0.018297 | 5.5849 | 0.013396 | -0.19776 | -42.6529 | 17.6442 | 0.054288 | 15.8024 | 0.023558 | -0.33325 | -61.7042 | 29.3792 | 0.091483 | 25.1748 | -6.6431 | -9.3364 | -7.3685
10 | 11 | 8 | 0.0048702 | -0.070818 | -17.7334 | 5.6596 | 0.019737 | 5.5866 | 0.01445 | -0.21012 | -42.3547 | 17.5994 | 0.058559 | 15.807 | 0.025411 | -0.35407 | -61.2728 | 29.3046 | 0.09868 | 25.1822 | -6.5334 | -9.0853 | -7.0159
10 | 11 | 9 | 0.0051566 | -0.074984 | -17.5858 | 5.619 | 0.020898 | 5.5543 | 0.0153 | -0.22248 | -42.0021 | 17.4731 | 0.062003 | 15.7156 | 0.026906 | -0.3749 | -60.7627 | 29.0943 | 0.10448 | 25.0364 | -6.4614 | -8.9586 | -6.8755
10 | 11 | 10 | 0.0053476 | -0.077761 | -17.4508 | 5.5459 | 0.021672 | 5.4974 | 0.015866 | -0.23072 | -41.6797 | 17.2458 | 0.0643 | 15.5548 | 0.027903 | -0.38879 | -60.2963 | 28.7159 | 0.10835 | 24.7803 | -6.4581 | -9.0296 | -7.0526
10 | 11 | 11 | 0.0061067 | -0.087481 | -17.212 | 5.4823 | 0.024748 | 5.4415 | 0.018118 | -0.25955 | -41.1095 | 17.0479 | 0.073426 | 15.3965 | 0.031863 | -0.43739 | -59.4714 | 28.3863 | 0.12373 | 24.5282 | -6.3449 | -8.8331 | -6.8387
10 | 11 | 12 | 0.0066882 | -0.095812 | -17.0277 | 5.4344 | 0.027105 | 5.4 | 0.019844 | -0.28427 | -40.6693 | 16.8991 | 0.080419 | 15.279 | 0.034898 | -0.47904 | -58.8345 | 28.1385 | 0.13552 | 24.341 | -6.2553 | -8.6751 | -6.6636
10 | 11 | 13 | 0.0073781 | -0.10414 | -16.7773 | 5.3143 | 0.0299 | 5.2906 | 0.021891 | -0.30899 | -40.0712 | 16.5256 | 0.088714 | 14.9697 | 0.038497 | -0.5207 | -57.9694 | 27.5166 | 0.1495 | 23.8481 | -6.2392 | -8.7744 | -6.9374
10 | 11 | 14 | 0.0077716 | -0.1097 | -16.3096 | 5.1321 | 0.031495 | 5.1207 | 0.023058 | -0.32547 | -38.9541 | 15.9589 | 0.093446 | 14.489 | 0.04055 | -0.54847 | -56.3533 | 26.5731 | 0.15747 | 23.0824 | -6.1272 | -8.7151 | -7.0483
10 | 11 | 15 | 0.0082854 | -0.11525 | -15.7937 | 4.9636 | 0.033577 | 4.9629 | 0.024583 | -0.34195 | -37.722 | 15.435 | 0.099623 | 14.0424 | 0.043231 | -0.57624 | -54.5709 | 25.7007 | 0.16788 | 22.371 | -5.9406 | -8.4623 | -6.8644
10 | 11 | 16 | 0.0085848 | -0.11942 | -15.3257 | 4.7828 | 0.034791 | 4.7907 | 0.025471 | -0.35431 | -36.6041 | 14.8728 | 0.10322 | 13.5552 | 0.044793 | -0.59707 | -52.9537 | 24.7645 | 0.17395 | 21.5947 | -5.8282 | -8.4018 | -6.9728
10 | 11 | 17 | 0.0088843 | -0.12358 | -15.3935 | 4.8085 | 0.036004 | 4.81 | 0.02636 | -0.36667 | -36.7662 | 14.9527 | 0.10682 | 13.6098 | 0.046356 | -0.61789 | -53.1881 | 24.8976 | 0.18001 | 21.6818 | -5.8537 | -8.4371 | -7.0002
10 | 11 | 18 | 0.0092162 | -0.12636 | -15.5189 | 4.8798 | 0.03735 | 4.8722 | 0.027344 | -0.37491 | -37.0656 | 15.1746 | 0.11082 | 13.7858 | 0.048088 | -0.63178 | -53.6212 | 25.267 | 0.18674 | 21.9621 | -5.8466 | -8.3419 | -6.789
10 | 11 | 19 | 0.0094188 | -0.12914 | -15.6331 | 4.9223 | 0.03817 | 4.9076 | 0.027945 | -0.38315 | -37.3383 | 15.3066 | 0.11325 | 13.8858 | 0.049145 | -0.64567 | -54.0159 | 25.4868 | 0.19084 | 22.1215 | -5.8848 | -8.3879 | -6.8132
10 | 11 | 20 | 0.0087845 | -0.1222 | -15.2332 | 4.7791 | 0.0356 | 4.7697 | 0.026063 | -0.36255 | -36.3831 | 14.8612 | 0.10562 | 13.4956 | 0.045835 | -0.61095 | -52.634 | 24.7453 | 0.17799 | 21.4998 | -5.7622 | -8.2572 | -6.776
10 | 11 | 21 | 0.0082854 | -0.11525 | -14.8531 | 4.6148 | 0.033577 | 4.6145 | 0.024583 | -0.34195 | -35.4754 | 14.3504 | 0.099623 | 13.0567 | 0.043231 | -0.57624 | -51.3208 | 23.8948 | 0.16788 | 20.8006 | -5.6971 | -8.2861 | -6.9906
10 | 11 | 22 | 0.0075749 | -0.10692 | -14.4466 | 4.4618 | 0.030698 | 4.4627 | 0.022474 | -0.31723 | -34.5046 | 13.8748 | 0.09108 | 12.627 | 0.039524 | -0.53458 | -49.9164 | 23.1027 | 0.15348 | 20.1161 | -5.5908 | -8.2065 | -7.0392
10 | 11 | 23 | 0.007083 | -0.099978 | -13.9147 | 4.2526 | 0.028704 | 4.2605 | 0.021015 | -0.29663 | -33.2342 | 13.2241 | 0.085166 | 12.0549 | 0.036957 | -0.49987 | -48.0785 | 22.0193 | 0.14352 | 19.2047 | -5.4658 | -8.1456 | -7.1739
10 | 12 | 0 | 0.0064944 | -0.093035 | -13.3366 | 3.9967 | 0.026319 | 4.0166 | 0.019269 | -0.27603 | -31.8535 | 12.4285 | 0.078088 | 11.3647 | 0.033886 | -0.46516 | -46.0811 | 20.6945 | 0.13159 | 18.1051 | -5.3836 | -8.239 | -7.5811
10 | 12 | 1 | 0.0059128 | -0.084704 | -12.8084 | 3.7995 | 0.023962 | 3.8273 | 0.017543 | -0.25131 | -30.5918 | 11.8151 | 0.071095 | 10.8293 | 0.030851 | -0.4235 | -44.2559 | 19.6732 | 0.11981 | 17.2522 | -5.2364 | -8.11 | -7.6033
10 | 12 | 2 | 0.0048702 | -0.070818 | -11.9803 | 3.5115 | 0.019737 | 3.5478 | 0.01445 | -0.21012 | -28.6138 | 10.9194 | 0.058559 | 10.0383 | 0.025411 | -0.35407 | -41.3945 | 18.1818 | 0.09868 | 15.992 | -4.9672 | -7.7933 | -7.4507
10 | 12 | 3 | 0.0038565 | -0.056932 | -11.2127 | 3.2444 | 0.015629 | 3.2885 | 0.011442 | -0.16892 | -26.7805 | 10.0888 | 0.046371 | 9.3048 | 0.020122 | -0.28465 | -38.7423 | 16.7988 | 0.078142 | 14.8235 | -4.7172 | -7.498 | -7.3064
10 | 12 | 4 | 0.0028718 | -0.043046 | -10.4384 | 2.9872 | 0.011638 | 3.0392 | 0.0085205 | -0.12772 | -24.9312 | 9.289 | 0.03453 | 8.5994 | 0.014984 | -0.21522 | -36.0669 | 15.4671 | 0.058188 | 13.6997 | -4.4405 | -7.1274 | -7.0422
10 | 12 | 5 | 0.0016166 | -0.024995 | -9.533 | 2.6827 | 0.0065514 | 2.7364 | 0.0047964 | -0.074159 | -22.7688 | 8.3423 | 0.019438 | 7.7426 | 0.008435 | -0.12497 | -32.9387 | 13.8907 | 0.032756 | 12.3347 | -4.1307 | -6.7338 | -6.7971
10 | 12 | 6 | 0.00053046 | -0.0083315 | -8.6351 | 2.3954 | 0.0021497 | 2.4506 | 0.0015739 | -0.02472 | -20.6242 | 7.4489 | 0.0063783 | 6.934 | 0.0027678 | -0.041656 | -29.8362 | 12.4031 | 0.010748 | 11.0465 | -3.7947 | -6.2581 | -6.4147
10 | 12 | 7 | 0 | 0 | -7.726 | 2.1115 | 0 | 2.1664 | 0 | 0 | -18.4529 | 6.5659 | 0 | 6.1297 | 0 | 0 | -26.6951 | 10.9329 | 0 | 9.7653 | -3.4481 | -5.7573 | -5.9969
10 | 12 | 8 | 0 | 0 | -6.8778 | 1.8546 | 0 | 1.9089 | 0 | 0 | -16.4271 | 5.7672 | 0 | 5.4012 | 0 | 0 | -23.7644 | 9.6028 | 0 | 8.6047 | -3.1143 | -5.2587 | -5.5569
10 | 12 | 9 | 0 | 0 | -6.0657 | 1.6049 | 0 | 1.6572 | 0 | 0 | -14.4875 | 4.9907 | 0 | 4.6891 | 0 | 0 | -20.9584 | 8.3099 | 0 | 7.4701 | -2.8036 | -4.8077 | -5.1783
10 | 12 | 10 | 0 | 0 | -5.2063 | 1.3643 | 0 | 1.4148 | 0 | 0 | -12.4349 | 4.2424 | 0 | 4.0031 | 0 | 0 | -17.989 | 7.0641 | 0 | 6.3774 | -2.4272 | -4.1893 | -4.5476
10 | 12 | 11 | 0 | 0 | -5.4717 | 1.4373 | 0 | 1.4988 | 0 | 0 | -13.0687 | 4.4694 | 0 | 4.2408 | 0 | 0 | -18.906 | 7.4419 | 0 | 6.7561 | -2.5356 | -4.3585 | -4.708
10 | 12 | 12 | 0 | 0 | -5.729 | 1.5055 | 0 | 1.5823 | 0 | 0 | -13.6833 | 4.6816 | 0 | 4.4769 | 0 | 0 | -19.7951 | 7.7953 | 0 | 7.1322 | -2.6413 | -4.5248 | -4.8676
10 | 12 | 13 | 0 | 0 | -5.9915 | 1.5786 | 0 | 1.6716 | 0 | 0 | -14.3102 | 4.9089 | 0 | 4.7296 | 0 | 0 | -20.7019 | 8.1737 | 0 | 7.5348 | -2.7413 | -4.6716 | -4.9934
10 | 12 | 14 | 0 | 0 | -6.6787 | 1.7609 | 0 | 1.8433 | 0 | 0 | -15.9516 | 5.4758 | 0 | 5.2155 | 0 | 0 | -23.0766 | 9.1177 | 0 | 8.3089 | -3.0745 | -5.2603 | -5.65
10 | 12 | 15 | 0 | 0 | -7.35 | 1.9521 | 0 | 2.03 | 0 | 0 | -17.5548 | 6.0705 | 0 | 5.7437 | 0 | 0 | -25.3958 | 10.1079 | 0 | 9.1504 | -3.3679 | -5.7406 | -6.1376
10 | 12 | 16 | 0 | 0 | -8.0403 | 2.151 | 0 | 2.2178 | 0 | 0 | -19.2036 | 6.6887 | 0 | 6.2751 | 0 | 0 | -27.7811 | 11.1374 | 0 | 9.9969 | -3.6716 | -6.2398 | -6.6468
10 | 12 | 17 | 0 | 0 | -9.0828 | 2.4689 | 0 | 2.5319 | 0 | 0 | -21.6935 | 7.6774 | 0 | 7.1639 | 0 | 0 | -31.3832 | 12.7835 | 0 | 11.4128 | -4.082 | -6.8522 | -7.1868
10 | 12 | 18 | 0 | 0 | -10.1171 | 2.7887 | 0 | 2.852 | 0 | 0 | -24.1638 | 8.6718 | 0 | 8.0697 | 0 | 0 | -34.9568 | 14.4394 | 0 | 12.8559 | -4.4764 | -7.4223 | -7.6616
10 | 12 | 19 | 0 | 0 | -11.1582 | 3.1507 | 0 | 3.206 | 0 | 0 | -26.6504 | 9.7977 | 0 | 9.0712 | 0 | 0 | -38.5541 | 16.3141 | 0 | 14.4513 | -4.8015 | -7.7816 | -7.7888
10 | 12 | 20 | 0 | 0 | -12.3075 | 3.5335 | 0 | 3.5722 | 0 | 0 | -29.3953 | 10.9878 | 0 | 10.1074 | 0 | 0 | -42.525 | 18.2957 | 0 | 16.1021 | -5.2018 | -8.3001 | -8.1273
10 | 12 | 21 | 0 | 0 | -13.4174 | 3.8989 | 0 | 3.9289 | 0 | 0 | -32.0463 | 12.1241 | 0 | 11.1168 | 0 | 0 | -46.3601 | 20.1877 | 0 | 17.7102 | -5.5896 | -8.8054 | -8.4622
10 | 12 | 22 | 0 | 0 | -14.5436 | 4.3109 | 0 | 4.3222 | 0 | 0 | -34.7362 | 13.4054 | 0 | 12.2296 | 0 | 0 | -50.2515 | 22.3212 | 0 | 19.483 | -5.9105 | -9.1012 | -8.4473
10 | 12 | 23 | 0 | 0 | -15.2272 | 4.5752 | 0 | 4.5829 | 0 | 0 | -36.3688 | 14.2272 | 0 | 12.9672 | 0 | 0 | -52.6133 | 23.6895 | 0 | 20.658 | -6.0691 | -9.1745 | -8.2658
10 | 13 | 0 | 0 | 0 | -15.933 | 4.8632 | 0 | 4.8632 | 0 | 0 | -38.0548 | 15.1229 | 0 | 13.7604 | 0 | 0 | -55.0523 | 25.181 | 0 | 21.9217 | -6.2066 | -9.1715 | -7.9496
10 | 13 | 1 | 0 | 0 | -16.6278 | 5.1536 | 0 | 5.1452 | 0 | 0 | -39.714 | 16.0258 | 0 | 14.5582 | 0 | 0 | -57.4526 | 26.6845 | 0 | 23.1926 | -6.329 | -9.13 | -7.5755
10 | 13 | 2 | 0 | 0 | -15.9097 | 4.8656 | 0 | 4.8666 | 0 | 0 | -37.9991 | 15.1303 | 0 | 13.7698 | 0 | 0 | -54.9717 | 25.1932 | 0 | 21.9367 | -6.1776 | -9.099 | -7.8418
10 | 13 | 3 | 0 | 0 | -15.2187 | 4.5888 | 0 | 4.5944 | 0 | 0 | -36.3486 | 14.2696 | 0 | 12.9998 | 0 | 0 | -52.584 | 23.7602 | 0 | 20.71 | -6.0354 | -9.0791 | -8.1138
10 | 13 | 4 | 0 | 0 | -14.5356 | 4.3317 | 0 | 4.342 | 0 | 0 | -34.7171 | 13.4701 | 0 | 12.2855 | 0 | 0 | -50.2238 | 22.4289 | 0 | 19.5721 | -5.8619 | -8.9615 | -8.2229
10 | 13 | 5 | 0 | 0 | -13.5733 | 3.9672 | 0 | 3.9731 | 0 | 0 | -32.4187 | 12.3366 | 0 | 11.2418 | 0 | 0 | -46.8988 | 20.5416 | 0 | 17.9094 | -5.6329 | -8.8402 | -8.4478
10 | 13 | 6 | 0 | 0 | -12.6015 | 3.6105 | 0 | 3.613 | 0 | 0 | -30.0976 | 11.2273 | 0 | 10.223 | 0 | 0 | -43.5409 | 18.6944 | 0 | 16.2862 | -5.378 | -8.6474 | -8.5603
10 | 13 | 7 | 0 | 0 | -11.6785 | 3.2831 | 0 | 3.2823 | 0 | 0 | -27.8931 | 10.2093 | 0 | 9.2872 | 0 | 0 | -40.3517 | 16.9995 | 0 | 14.7955 | -5.113 | -8.3965 | -8.5568
10 | 13 | 8 | 0 | 0 | -11.4186 | 3.1861 | 0 | 3.2015 | 0 | 0 | -27.2723 | 9.9075 | 0 | 9.0584 | 0 | 0 | -39.4537 | 16.4969 | 0 | 14.4309 | -5.0311 | -8.3064 | -8.5259
10 | 13 | 9 | 0 | 0 | -11.2102 | 3.121 | 0 | 3.1507 | 0 | 0 | -26.7747 | 9.7052 | 0 | 8.9147 | 0 | 0 | -38.7339 | 16.16 | 0 | 14.202 | -4.9386 | -8.1549 | -8.372
10 | 13 | 10 | 0 | 0 | -10.9978 | 3.0639 | 0 | 3.106 | 0 | 0 | -26.2673 | 9.5278 | 0 | 8.7885 | 0 | 0 | -37.9998 | 15.8646 | 0 | 14.0009 | -4.8278 | -7.9511 | -8.1343
10 | 13 | 11 | 0 | 0 | -11.7777 | 3.3317 | 0 | 3.375 | 0 | 0 | -28.1301 | 10.3603 | 0 | 9.5495 | 0 | 0 | -40.6946 | 17.2509 | 0 | 15.2133 | -5.071 | -8.2203 | -8.2305
10 | 13 | 12 | 0 | 0 | -12.5553 | 3.6083 | 0 | 3.653 | 0 | 0 | -29.9873 | 11.2205 | 0 | 10.336 | 0 | 0 | -43.3814 | 18.6831 | 0 | 16.4662 | -5.294 | -8.4308 | -8.232
10 | 13 | 13 | 0.0008841 | -0.013886 | -13.2868 | 3.8828 | 0.0035829 | 3.9328 | 0.0026231 | -0.041199 | -31.7345 | 12.0741 | 0.01063 | 11.1276 | 0.004613 | -0.069427 | -45.909 | 20.1045 | 0.017914 | 17.7274 | -5.4807 | -8.5607 | -8.124
10 | 13 | 14 | 0.0016166 | -0.024995 | -14.015 | 4.1249 | 0.0065514 | 4.1717 | 0.0047964 | -0.074159 | -33.4737 | 12.8271 | 0.019438 | 11.8037 | 0.008435 | -0.12497 | -48.425 | 21.3583 | 0.032756 | 18.8045 | -5.7352 | -8.8927 | -8.3459
10 | 13 | 15 | 0.0022805 | -0.034715 | -14.7483 | 4.4102 | 0.0092419 | 4.4506 | 0.0067662 | -0.103 | -35.2251 | 13.7142 | 0.027421 | 12.5929 | 0.011899 | -0.17357 | -50.9588 | 22.8353 | 0.046208 | 20.0617 | -5.9107 | -8.9869 | -8.1772
10 | 13 | 16 | 0.003057 | -0.045823 | -15.4752 | 4.6987 | 0.012389 | 4.736 | 0.0090702 | -0.13596 | -36.9613 | 14.6114 | 0.036758 | 13.4005 | 0.015951 | -0.22911 | -53.4704 | 24.3293 | 0.061942 | 21.3483 | -6.0708 | -9.0395 | -7.944
10 | 13 | 17 | 0.0036128 | -0.054155 | -16.3624 | 5.0515 | 0.014641 | 5.0895 | 0.010719 | -0.16068 | -39.0803 | 15.7085 | 0.043441 | 14.4005 | 0.018851 | -0.27076 | -56.5359 | 26.1561 | 0.073204 | 22.9414 | -6.2573 | -9.0779 | -7.6172
10 | 13 | 18 | 0.0043268 | -0.063875 | -17.2153 | 5.428 | 0.017535 | 5.4585 | 0.012838 | -0.18952 | -41.1173 | 16.8792 | 0.052026 | 15.4446 | 0.022576 | -0.31936 | -59.4828 | 28.1054 | 0.087671 | 24.6047 | -6.3708 | -8.9183 | -6.9818
10 | 13 | 19 | 0.0049657 | -0.072206 | -18.0938 | 5.7906 | 0.020124 | 5.8239 | 0.014733 | -0.21424 | -43.2156 | 18.0068 | 0.059707 | 16.4787 | 0.025909 | -0.36102 | -62.5182 | 29.983 | 0.10061 | 26.2521 | -6.5264 | -8.8699 | -6.5176
10 | 13 | 20 | 0.0056341 | -0.081926 | -18.846 | 6.1043 | 0.022833 | 6.1247 | 0.016716 | -0.24307 | -45.0121 | 18.9822 | 0.067744 | 17.3295 | 0.029397 | -0.40962 | -65.1171 | 31.6071 | 0.11416 | 27.6076 | -6.6705 | -8.8589 | -6.1684
10 | 13 | 21 | 0.0063975 | -0.091647 | -19.5866 | 6.4189 | 0.025926 | 6.4258 | 0.018981 | -0.27191 | -46.7809 | 19.9606 | 0.076923 | 18.1816 | 0.03338 | -0.45821 | -67.676 | 33.2362 | 0.12963 | 28.9651 | -6.8011 | -8.8147 | -5.7699
10 | 13 | 22 | 0.0071814 | -0.10137 | -20.3676 | 6.7458 | 0.029103 | 6.7321 | 0.021307 | -0.30075 | -48.6463 | 20.9772 | 0.086348 | 19.0482 | 0.03747 | -0.50681 | -70.3747 | 34.9289 | 0.14551 | 30.3456 | -6.9548 | -8.8141 | -5.424
10 | 13 | 23 | 0.0077716 | -0.1097 | -20.8374 | 6.9967 | 0.031495 | 6.9826 | 0.023058 | -0.32547 | -49.7683 | 21.7574 | 0.093446 | 19.757 | 0.04055 | -0.54847 | -71.9978 | 36.228 | 0.15747 | 31.4749 | -6.9285 | -8.4629 | -4.6453
10 | 14 | 0 | 0.008485 | -0.11803 | -21.329 | 7.2515 | 0.034386 | 7.2309 | 0.025175 | -0.35019 | -50.9426 | 22.5496 | 0.10202 | 20.4594 | 0.044273 | -0.59012 | -73.6965 | 37.5471 | 0.17192 | 32.5939 | -6.9218 | -8.1565 | -3.9295
10 | 14 | 1 | 0.0092162 | -0.12636 | -21.8004 | 7.435 | 0.03735 | 7.4199 | 0.027344 | -0.37491 | -52.0684 | 23.1202 | 0.11082 | 20.9943 | 0.048088 | -0.63178 | -75.3252 | 38.4971 | 0.18674 | 33.4461 | -7.0253 | -8.1907 | -3.779
10 | 14 | 2 | 0.0088843 | -0.12358 | -21.335 | 7.2051 | 0.036004 | 7.1955 | 0.02636 | -0.36667 | -50.9569 | 22.4053 | 0.10682 | 20.3593 | 0.046356 | -0.61789 | -73.7172 | 37.3069 | 0.18001 | 32.4344 | -7.0131 | -8.4257 | -4.3674
10 | 14 | 3 | 0.0085848 | -0.11942 | -20.8421 | 7.0113 | 0.034791 | 7.0036 | 0.025471 | -0.35431 | -49.7797 | 21.8027 | 0.10322 | 19.8164 | 0.044793 | -0.59707 | -72.0142 | 36.3035 | 0.17395 | 31.5694 | -6.9033 | -8.3862 | -4.5196
10 | 14 | 4 | 0.0082854 | -0.11525 | -20.377 | 6.7806 | 0.033577 | 6.7739 | 0.024583 | -0.34195 | -48.6688 | 21.0852 | 0.099623 | 19.1666 | 0.043231 | -0.57624 | -70.4072 | 35.1088 | 0.16788 | 30.5342 | -6.8959 | -8.6348 | -5.1293
10 | 14 | 5 | 0.0071814 | -0.10137 | -19.1205 | 6.2385 | 0.029103 | 6.2286 | 0.021307 | -0.30075 | -45.6678 | 19.3995 | 0.086348 | 17.6235 | 0.03747 | -0.50681 | -66.0657 | 32.3019 | 0.14551 | 28.0759 | -6.7186 | -8.8379 | -6.0117
10 | 14 | 6 | 0.0061067 | -0.087481 | -17.9041 | 5.6862 | 0.024748 | 5.6779 | 0.018118 | -0.25955 | -42.7625 | 17.6821 | 0.073426 | 16.0655 | 0.031863 | -0.43739 | -61.8628 | 29.4423 | 0.12373 | 25.594 | -6.5966 | -9.1829 | -7.1083
10 | 14 | 7 | 0.0050611 | -0.073595 | -16.692 | 5.1947 | 0.020511 | 5.1853 | 0.015016 | -0.21836 | -39.8674 | 16.1538 | 0.060855 | 14.6718 | 0.026408 | -0.36796 | -57.6745 | 26.8975 | 0.10255 | 23.3736 | -6.3599 | -9.1843 | -7.6425
10 | 14 | 8 | 0.004515 | -0.066652 | -16.1704 | 4.9771 | 0.018297 | 4.9667 | 0.013396 | -0.19776 | -38.6216 | 15.4769 | 0.054288 | 14.0532 | 0.023558 | -0.33325 | -55.8723 | 25.7705 | 0.091483 | 22.3882 | -6.2704 | -9.2215 | -7.9319
10 | 14 | 9 | 0.0040447 | -0.059709 | -15.6899 | 4.7999 | 0.016391 | 4.7887 | 0.012 | -0.17716 | -37.474 | 14.926 | 0.048633 | 13.5496 | 0.021104 | -0.29853 | -54.2121 | 24.8531 | 0.081953 | 21.5858 | -6.1405 | -9.115 | -7.9687
10 | 14 | 10 | 0.0035202 | -0.052766 | -15.2126 | 4.6094 | 0.014266 | 4.5994 | 0.010444 | -0.15656 | -36.3341 | 14.3335 | 0.042327 | 13.0139 | 0.018368 | -0.26382 | -52.5631 | 23.8666 | 0.071327 | 20.7324 | -6.0388 | -9.0905 | -8.1382
10 | 14 | 11 | 0.0040447 | -0.059709 | -15.6284 | 4.7572 | 0.016391 | 4.754 | 0.012 | -0.17716 | -37.3272 | 14.7933 | 0.048633 | 13.4511 | 0.021104 | -0.29853 | -53.9997 | 24.6321 | 0.081953 | 21.429 | -6.1565 | -9.1993 | -8.1341
10 | 14 | 12 | 0.0044209 | -0.065263 | -16.0508 | 4.9492 | 0.017916 | 4.9464 | 0.013117 | -0.19364 | -38.336 | 15.3903 | 0.053157 | 13.9957 | 0.023067 | -0.3263 | -55.4591 | 25.6263 | 0.089577 | 22.2965 | -6.1981 | -9.0773 | -7.7499
10 | 14 | 13 | 0.0049657 | -0.072206 | -16.5052 | 5.1239 | 0.020124 | 5.1295 | 0.014733 | -0.21424 | -39.4214 | 15.9336 | 0.059707 | 14.5137 | 0.025909 | -0.36102 | -57.0293 | 26.5309 | 0.10061 | 23.1218 | -6.2989 | -9.1138 | -7.6111
10 | 14 | 14 | 0.0053476 | -0.077761 | -17.3487 | 5.4738 | 0.021672 | 5.478 | 0.015866 | -0.23072 | -41.4359 | 17.0215 | 0.0643 | 15.4998 | 0.027903 | -0.38879 | -59.9436 | 28.3423 | 0.10835 | 24.6928 | -6.4476 | -9.0651 | -7.1611
10 | 14 | 15 | 0.0056341 | -0.081926 | -18.1861 | 5.8243 | 0.022833 | 5.8287 | 0.016716 | -0.24307 | -43.4361 | 18.1114 | 0.067744 | 16.4921 | 0.029397 | -0.40962 | -62.8372 | 30.1572 | 0.11416 | 26.2735 | -6.5866 | -8.9911 | -6.6725
10 | 14 | 16 | 0.0060097 | -0.086092 | -19.0668 | 6.237 | 0.024355 | 6.2378 | 0.017831 | -0.25543 | -45.5395 | 19.3947 | 0.072261 | 17.6496 | 0.031357 | -0.43044 | -65.8801 | 32.294 | 0.12177 | 28.1175 | -6.6478 | -8.6605 | -5.7458
10 | 14 | 17 | 0.0061067 | -0.087481 | -19.4946 | 6.4094 | 0.024748 | 6.4114 | 0.018118 | -0.25955 | -46.5613 | 19.931 | 0.073426 | 18.1408 | 0.031863 | -0.43739 | -67.3583 | 33.187 | 0.12373 | 28.9001 | -6.7304 | -8.6574 | -5.5529
10 | 14 | 18 | 0.0062036 | -0.088869 | -19.919 | 6.5653 | 0.025141 | 6.5685 | 0.018406 | -0.26367 | -47.5749 | 20.4157 | 0.074592 | 18.5853 | 0.032369 | -0.44433 | -68.8247 | 33.994 | 0.1257 | 29.6082 | -6.8428 | -8.7446 | -5.5087
10 | 14 | 19 | 0.0063005 | -0.090258 | -20.3917 | 6.809 | 0.025533 | 6.8056 | 0.018694 | -0.26779 | -48.7038 | 21.1735 | 0.075757 | 19.2563 | 0.032874 | -0.45127 | -70.4578 | 35.2558 | 0.12766 | 30.6773 | -6.8355 | -8.4473 | -4.8155
10 | 14 | 20 | 0.0064944 | -0.093035 | -20.7541 | 6.9645 | 0.026319 | 6.9713 | 0.019269 | -0.27603 | -49.5694 | 21.657 | 0.078088 | 19.725 | 0.033886 | -0.46516 | -71.71 | 36.0609 | 0.13159 | 31.4238 | -6.8785 | -8.366 | -4.5249
10 | 14 | 21 | 0.0065913 | -0.094424 | -21.1525 | 7.1957 | 0.026712 | 7.2087 | 0.019556 | -0.28015 | -50.521 | 22.376 | 0.079254 | 20.3966 | 0.034392 | -0.4721 | -73.0866 | 37.258 | 0.13355 | 32.4939 | -6.8093 | -7.9297 | -3.6389
10 | 14 | 22 | 0.0067852 | -0.097201 | -21.5485 | 7.3648 | 0.027498 | 7.3906 | 0.020132 | -0.28839 | -51.4668 | 22.9018 | 0.081585 | 20.9116 | 0.035403 | -0.48598 | -74.4549 | 38.1336 | 0.13748 | 33.3142 | -6.856 | -7.8401 | -3.3202
10 | 14 | 23 | 0.007083 | -0.099978 | -22.1744 | 7.6515 | 0.028704 | 7.6827 | 0.021015 | -0.29663 | -52.9617 | 23.7934 | 0.085166 | 21.7379 | 0.036957 | -0.49987 | -76.6175 | 39.6182 | 0.14352 | 34.6306 | -6.9044 | -7.6208 | -2.6881
10 | 15 | 0 | 0.0073781 | -0.10414 | -22.7941 | 7.9521 | 0.0299 | 7.9791 | 0.021891 | -0.30899 | -54.4419 | 24.7283 | 0.088714 | 22.5767 | 0.038497 | -0.5207 | -78.7589 | 41.1749 | 0.1495 | 35.9669 | -6.9297 | -7.3353 | -1.9499
10 | 15 | 1 | 0.0075749 | -0.10692 | -23.4199 | 8.2424 | 0.030698 | 8.2693 | 0.022474 | -0.31723 | -55.9365 | 25.6309 | 0.09108 | 23.3976 | 0.039524 | -0.53458 | -80.9211 | 42.6777 | 0.15348 | 37.2747 | -6.9769 | -7.1117 | -1.3102
10 | 15 | 2 | 0.0066882 | -0.095812 | -22.1417 | 7.6519 | 0.027105 | 7.6708 | 0.019844 | -0.28427 | -52.8836 | 23.7948 | 0.080419 | 21.7043 | 0.034898 | -0.47904 | -76.5046 | 39.6204 | 0.13552 | 34.5772 | -6.881 | -7.5686 | -2.6156
10 | 15 | 3 | 0.0059128 | -0.084704 | -20.8065 | 7.0046 | 0.023962 | 7.0184 | 0.017543 | -0.25131 | -49.6946 | 21.7817 | 0.071095 | 19.8583 | 0.030851 | -0.4235 | -71.8911 | 36.2685 | 0.11981 | 31.6362 | -6.8384 | -8.2173 | -4.2594
10 | 15 | 4 | 0.0050611 | -0.073595 | -19.5202 | 6.4341 | 0.020511 | 6.4385 | 0.015016 | -0.21836 | -46.6225 | 20.0077 | 0.060855 | 18.2175 | 0.026408 | -0.36796 | -67.4469 | 33.3146 | 0.10255 | 29.0223 | -6.6957 | -8.5398 | -5.3489
10 | 15 | 5 | 0.0037055 | -0.055543 | -17.0389 | 5.3663 | 0.015017 | 5.3558 | 0.010994 | -0.1648 | -40.6961 | 16.6874 | 0.044555 | 15.1541 | 0.019334 | -0.27771 | -58.8733 | 27.786 | 0.075081 | 24.1419 | -6.3536 | -8.9638 | -7.1287
10 | 15 | 6 | 0.0024629 | -0.037492 | -14.5904 | 4.3974 | 0.0099813 | 4.3792 | 0.0073075 | -0.11124 | -34.848 | 13.6743 | 0.029614 | 12.3908 | 0.012851 | -0.18745 | -50.4131 | 22.7689 | 0.049904 | 19.7398 | -5.8389 | -8.8572 | -8.0292
10 | 15 | 7 | 0.0012573 | -0.01944 | -12.1384 | 3.5055 | 0.0050955 | 3.4749 | 0.0037305 | -0.057679 | -28.9916 | 10.9008 | 0.015118 | 9.8321 | 0.0065605 | -0.097197 | -41.941 | 18.1509 | 0.025477 | 15.6635 | -5.1711 | -8.2976 | -8.1918
10 | 15 | 8 | 0.0011675 | -0.018052 | -11.2743 | 3.2094 | 0.0047316 | 3.1817 | 0.0034641 | -0.053559 | -26.9278 | 9.9801 | 0.014038 | 9.0026 | 0.0060919 | -0.090254 | -38.9553 | 16.6177 | 0.023657 | 14.342 | -4.8954 | -7.9812 | -8.0561
10 | 15 | 9 | 0.0010777 | -0.016663 | -10.3622 | 2.8947 | 0.0043676 | 2.8736 | 0.0031976 | -0.049439 | -24.7493 | 9.0015 | 0.012959 | 8.1309 | 0.0056233 | -0.083312 | -35.8038 | 14.9883 | 0.021837 | 12.9533 | -4.6051 | -7.6502 | -7.9181
10 | 15 | 10 | 0.00098792 | -0.015274 | -9.4895 | 2.6138 | 0.0040036 | 2.5939 | 0.0029311 | -0.045319 | -22.6649 | 8.1279 | 0.011879 | 7.3394 | 0.0051547 | -0.076369 | -32.7884 | 13.5337 | 0.020017 | 11.6923 | -4.2921 | -7.2282 | -7.6136
10 | 15 | 11 | 0.0015268 | -0.023606 | -10.049 | 2.7982 | 0.0061874 | 2.7808 | 0.0045299 | -0.070039 | -24.0012 | 8.7015 | 0.018358 | 7.8681 | 0.0079663 | -0.11802 | -34.7215 | 14.4888 | 0.030936 | 12.5347 | -4.4859 | -7.4787 | -7.7772
10 | 15 | 12 | 0.0021893 | -0.033326 | -10.6393 | 2.9951 | 0.0088723 | 2.976 | 0.0064956 | -0.098878 | -25.4111 | 9.3136 | 0.026324 | 8.4206 | 0.011423 | -0.16662 | -36.7612 | 15.5081 | 0.044359 | 13.4149 | -4.6904 | -7.7429 | -7.9491
10 | 15 | 13 | 0.0027366 | -0.041658 | -11.1997 | 3.1686 | 0.01109 | 3.1551 | 0.0081195 | -0.1236 | -26.7496 | 9.8533 | 0.032905 | 8.9272 | 0.014279 | -0.20828 | -38.6975 | 16.4066 | 0.055449 | 14.2219 | -4.9038 | -8.0516 | -8.2075
10 | 15 | 14 | 0.0027366 | -0.041658 | -12.0148 | 3.4626 | 0.01109 | 3.4693 | 0.0081195 | -0.1236 | -28.6963 | 10.7676 | 0.032905 | 9.8163 | 0.014279 | -0.20828 | -41.5137 | 17.929 | 0.055449 | 15.6383 | -5.1106 | -8.195 | -8.085
10 | 15 | 15 | 0.0027366 | -0.041658 | -12.8826 | 3.7976 | 0.01109 | 3.821 | 0.0081195 | -0.1236 | -30.7689 | 11.8093 | 0.032905 | 10.8115 | 0.014279 | -0.20828 | -44.5121 | 19.6635 | 0.055449 | 17.2237 | -5.2917 | -8.2307 | -7.7634
10 | 15 | 16 | 0.0027366 | -0.041658 | -13.7084 | 4.1232 | 0.01109 | 4.1682 | 0.0081195 | -0.1236 | -32.7415 | 12.8216 | 0.032905 | 11.7939 | 0.014279 | -0.20828 | -47.3658 | 21.3492 | 0.055449 | 18.7888 | -5.4449 | -8.2086 | -7.3664
10 | 15 | 17 | 0.0021893 | -0.033326 | -12.8124 | 3.7898 | 0.0088723 | 3.8324 | 0.0064956 | -0.098878 | -30.6015 | 11.7848 | 0.026324 | 10.8437 | 0.011423 | -0.16662 | -44.2699 | 19.6228 | 0.044359 | 17.275 | -5.2125 | -8.039 | -7.4829
10 | 15 | 18 | 0.0015268 | -0.023606 | -11.9117 | 3.4648 | 0.0061874 | 3.5054 | 0.0045299 | -0.070039 | -28.4502 | 10.7744 | 0.018358 | 9.9183 | 0.0079663 | -0.11802 | -41.1578 | 17.9404 | 0.030936 | 15.8009 | -4.9574 | -7.8046 | -7.4956
10 | 15 | 19 | 0.00098792 | -0.015274 | -11.004 | 3.146 | 0.0040036 | 3.1876 | 0.0029311 | -0.045319 | -26.2822 | 9.7829 | 0.011879 | 9.0193 | 0.0051547 | -0.076369 | -38.0214 | 16.2895 | 0.020017 | 14.3686 | -4.6807 | -7.5105 | -7.4146
10 | 15 | 20 | 0 | 0 | -10.1805 | 2.8521 | 0 | 2.8883 | 0 | 0 | -24.3152 | 8.8691 | 0 | 8.1723 | 0 | 0 | -35.1758 | 14.7678 | 0 | 13.0193 | -4.44 | -7.2738 | -7.3886
10 | 15 | 21 | 0 | 0 | -9.3118 | 2.5488 | 0 | 2.5844 | 0 | 0 | -22.2406 | 7.9258 | 0 | 7.3125 | 0 | 0 | -32.1745 | 13.1972 | 0 | 11.6496 | -4.1786 | -7.0022 | -7.3277
10 | 15 | 22 | 0 | 0 | -8.495 | 2.278 | 0 | 2.3106 | 0 | 0 | -20.2896 | 7.0839 | 0 | 6.5378 | 0 | 0 | -29.3521 | 11.7953 | 0 | 10.4154 | -3.9063 | -6.6679 | -7.1414
10 | 15 | 23 | 0 | 0 | -8.0697 | 2.1381 | 0 | 2.1611 | 0 | 0 | -19.2738 | 6.6486 | 0 | 6.1148 | 0 | 0 | -27.8826 | 11.0705 | 0 | 9.7414 | -3.7705 | -6.5104 | -7.0707
10 | 16 | 0 | 0 | 0 | -7.684 | 1.9996 | 0 | 2.0152 | 0 | 0 | -18.3525 | 6.2181 | 0 | 5.7019 | 0 | 0 | -26.5498 | 10.3538 | 0 | 9.0837 | -3.6691 | -6.4324 | -7.1123
10 | 16 | 1 | 0 | 0 | -7.294 | 1.8796 | 0 | 1.8839 | 0 | 0 | -17.4212 | 5.845 | 0 | 5.3305 | 0 | 0 | -25.2026 | 9.7324 | 0 | 8.4919 | -3.5305 | -6.2458 | -6.9783
10 | 16 | 2 | 0 | 0 | -7.5553 | 1.9558 | 0 | 1.9723 | 0 | 0 | -18.0453 | 6.0817 | 0 | 5.5805 | 0 | 0 | -26.1054 | 10.1266 | 0 | 8.8903 | -3.6273 | -6.3831 | -7.0885
10 | 16 | 3 | 0 | 0 | -7.843 | 2.0385 | 0 | 2.0695 | 0 | 0 | -18.7324 | 6.339 | 0 | 5.8556 | 0 | 0 | -27.0994 | 10.5551 | 0 | 9.3286 | -3.735 | -6.5377 | -7.2157
10 | 16 | 4 | 0 | 0 | -8.0918 | 2.1226 | 0 | 2.1663 | 0 | 0 | -19.3265 | 6.6004 | 0 | 6.1295 | 0 | 0 | -27.9589 | 10.9903 | 0 | 9.7649 | -3.8029 | -6.5966 | -7.2037
10 | 16 | 5 | 0 | 0 | -9.1293 | 2.4383 | 0 | 2.4716 | 0 | 0 | -21.8046 | 7.5822 | 0 | 6.9934 | 0 | 0 | -31.5438 | 12.6251 | 0 | 11.1412 | -4.2194 | -7.229 | -7.7776
10 | 16 | 6 | 0 | 0 | -10.1629 | 2.768 | 0 | 2.7916 | 0 | 0 | -24.2733 | 8.6075 | 0 | 7.8988 | 0 | 0 | -35.1152 | 14.3322 | 0 | 12.5836 | -4.6033 | -7.767 | -8.1993
10 | 16 | 7 | 0 | 0 | -11.1832 | 3.1219 | 0 | 3.128 | 0 | 0 | -26.7102 | 9.7081 | 0 | 8.8505 | 0 | 0 | -38.6405 | 16.1649 | 0 | 14.0998 | -4.9333 | -8.1515 | -8.3758
10 | 16 | 8 | 0 | 0 | -11.1717 | 3.119 | 0 | 3.1302 | 0 | 0 | -26.6826 | 9.6991 | 0 | 8.8568 | 0 | 0 | -38.6006 | 16.1499 | 0 | 14.1098 | -4.9224 | -8.1266 | -8.3408
10 | 16 | 9 | 0 | -4.4868e-08 | -11.1214 | 3.0926 | 1.1395e-08 | 3.1065 | 0 | -1.3312e-07 | -26.5625 | 9.6169 | 3.3808e-08 | 8.7898 | 0 | -2.2433e-07 | -38.4269 | 16.013 | 5.6972e-08 | 14.003 | -4.9223 | -8.1558 | -8.4109
10 | 16 | 10 | 0.00070728 | -0.011109 | -11.0614 | 3.0801 | 0.0028663 | 3.0964 | 0.0020985 | -0.032959 | -26.4193 | 9.578 | 0.0085043 | 8.7611 | 0.0036904 | -0.055541 | -38.2197 | 15.9483 | 0.014331 | 13.9573 | -4.8925 | -8.1025 | -8.3516
10 | 16 | 11 | 0.0011675 | -0.018052 | -11.9669 | 3.3918 | 0.0047316 | 3.4087 | 0.0034641 | -0.053559 | -28.5821 | 10.5473 | 0.014038 | 9.6449 | 0.0060919 | -0.090254 | -41.3485 | 17.5621 | 0.023657 | 15.3653 | -5.1786 | -8.426 | -8.4816
10 | 16 | 12 | 0.0016166 | -0.024995 | -12.9237 | 3.7519 | 0.0065514 | 3.7655 | 0.0047964 | -0.074159 | -30.8672 | 11.6671 | 0.019438 | 10.6544 | 0.008435 | -0.12497 | -44.6543 | 19.4268 | 0.032756 | 16.9735 | -5.4231 | -8.5956 | -8.3377
10 | 16 | 13 | 0.0020981 | -0.031937 | -13.8822 | 4.1088 | 0.0085026 | 4.1208 | 0.0062249 | -0.094758 | -33.1564 | 12.7768 | 0.025227 | 11.6596 | 0.010947 | -0.15968 | -47.966 | 21.2746 | 0.042511 | 18.575 | -5.6739 | -8.7832 | -8.2227
10 | 16 | 14 | 0.0027366 | -0.041658 | -15.4275 | 4.6926 | 0.01109 | 4.7019 | 0.0081195 | -0.1236 | -36.8474 | 14.5923 | 0.032905 | 13.3038 | 0.014279 | -0.20828 | -53.3056 | 24.2975 | 0.055449 | 21.1942 | -6.0609 | -9.0339 | -7.9524
10 | 16 | 15 | 0.0035202 | -0.052766 | -16.9382 | 5.3067 | 0.014266 | 5.3083 | 0.010444 | -0.15656 | -40.4556 | 16.5019 | 0.042327 | 15.0197 | 0.018368 | -0.26382 | -58.5254 | 27.4772 | 0.071327 | 23.9279 | -6.3582 | -9.0377 | -7.2945
10 | 16 | 16 | 0.0043268 | -0.063875 | -18.4928 | 5.9572 | 0.017535 | 5.957 | 0.012838 | -0.18952 | -44.1685 | 18.5249 | 0.052026 | 16.855 | 0.022576 | -0.31936 | -63.8968 | 30.8456 | 0.087671 | 26.8517 | -6.6206 | -8.9133 | -6.4087
10 | 16 | 17 | 0.0049657 | -0.072206 | -19.1318 | 6.2314 | 0.020124 | 6.2206 | 0.014733 | -0.21424 | -45.6948 | 19.3773 | 0.059707 | 17.601 | 0.025909 | -0.36102 | -66.1048 | 32.2649 | 0.10061 | 28.0401 | -6.727 | -8.8564 | -6.0343
10 | 16 | 18 | 0.0055386 | -0.080538 | -19.724 | 6.5176 | 0.022446 | 6.4968 | 0.016433 | -0.23895 | -47.1092 | 20.2675 | 0.066596 | 18.3825 | 0.028899 | -0.40267 | -68.1509 | 33.7471 | 0.11222 | 29.2852 | -6.7621 | -8.6151 | -5.3802
10 | 16 | 19 | 0.0062036 | -0.088869 | -20.367 | 6.7657 | 0.025141 | 6.7389 | 0.018406 | -0.26367 | -48.645 | 21.0389 | 0.074592 | 19.0675 | 0.032369 | -0.44433 | -70.3727 | 35.0317 | 0.1257 | 30.3764 | -6.92 | -8.7093 | -5.2509
10 | 16 | 20 | 0.0067852 | -0.097201 | -20.9979 | 7.0699 | 0.027498 | 7.0516 | 0.020132 | -0.28839 | -50.1517 | 21.9848 | 0.081585 | 19.9523 | 0.035403 | -0.48598 | -72.5525 | 36.6066 | 0.13748 | 31.7859 | -6.9394 | -8.4014 | -4.4731
10 | 16 | 21 | 0.0074765 | -0.10553 | -21.639 | 7.3816 | 0.030299 | 7.3718 | 0.022183 | -0.31311 | -51.683 | 22.9543 | 0.089897 | 20.8584 | 0.03901 | -0.52764 | -74.7676 | 38.221 | 0.15149 | 33.2295 | -6.9533 | -8.0713 | -3.6543
10 | 16 | 22 | 0.0082854 | -0.11525 | -22.2743 | 7.705 | 0.033577 | 7.7064 | 0.024583 | -0.34195 | -53.2003 | 23.9597 | 0.099623 | 21.805 | 0.043231 | -0.57624 | -76.9627 | 39.895 | 0.16788 | 34.7376 | -6.9363 | -7.6534 | -2.6953
10 | 16 | 23 | 0.0085848 | -0.11942 | -23.0999 | 8.112 | 0.034791 | 8.1181 | 0.025471 | -0.35431 | -55.1722 | 25.2254 | 0.10322 | 22.9699 | 0.044793 | -0.59707 | -79.8153 | 42.0025 | 0.17395 | 36.5934 | -6.9458 | -7.2025 | -1.5977
10 | 17 | 0 | 0.0089841 | -0.12497 | -23.9079 | 8.5103 | 0.036409 | 8.5254 | 0.026656 | -0.37079 | -57.102 | 26.464 | 0.10802 | 24.1223 | 0.046877 | -0.62484 | -82.607 | 44.065 | 0.18204 | 38.4293 | -6.9517 | -6.7517 | -0.50869
10 | 17 | 1 | 0.00952 | -0.13053 | -24.7299 | 8.9345 | 0.038581 | 8.9551 | 0.028246 | -0.38727 | -59.0653 | 27.7832 | 0.11447 | 25.3382 | 0.049673 | -0.65261 | -85.4474 | 46.2615 | 0.1929 | 40.3663 | -6.9227 | -6.1885 | 0.77038
10 | 17 | 2 | 0.0085848 | -0.11942 | -23.5909 | 8.3051 | 0.034791 | 8.3197 | 0.025471 | -0.35431 | -56.3449 | 25.8258 | 0.10322 | 23.5403 | 0.044793 | -0.59707 | -81.5119 | 43.0023 | 0.17395 | 37.502 | -7.0422 | -7.2045 | -1.386
10 | 17 | 3 | 0.0077716 | -0.1097 | -22.4073 | 7.7501 | 0.031495 | 7.7527 | 0.023058 | -0.32547 | -53.5181 | 24.1002 | 0.093446 | 21.9359 | 0.04055 | -0.54847 | -77.4224 | 40.129 | 0.15747 | 34.9461 | -6.975 | -7.6909 | -2.6978
10 | 17 | 4 | 0.007083 | -0.099978 | -21.221 | 7.2145 | 0.028704 | 7.2063 | 0.021015 | -0.29663 | -50.6846 | 22.4345 | 0.085166 | 20.3899 | 0.036957 | -0.49987 | -73.3233 | 37.3555 | 0.14352 | 32.4831 | -6.8644 | -8.0506 | -3.804
10 | 17 | 5 | 0.0054431 | -0.079149 | -19.3114 | 6.2966 | 0.022059 | 6.2657 | 0.01615 | -0.23483 | -46.1238 | 19.5802 | 0.065448 | 17.7285 | 0.028401 | -0.39573 | -66.7254 | 32.6028 | 0.11029 | 28.2432 | -6.8008 | -8.9684 | -6.1364
10 | 17 | 6 | 0.0038565 | -0.056932 | -17.3974 | 5.4781 | 0.015629 | 5.4239 | 0.011442 | -0.16892 | -41.5524 | 17.0348 | 0.046371 | 15.3467 | 0.020122 | -0.28465 | -60.1121 | 28.3645 | 0.078142 | 24.4488 | -6.5329 | -9.282 | -7.4852
10 | 17 | 7 | 0.0023717 | -0.036103 | -15.486 | 4.7231 | 0.0096116 | 4.6537 | 0.0070369 | -0.10712 | -36.9871 | 14.6871 | 0.028518 | 13.1674 | 0.012375 | -0.18051 | -53.5078 | 24.4554 | 0.048056 | 20.9769 | -6.1334 | -9.2042 | -8.1956
10 | 17 | 8 | 0.0017962 | -0.027772 | -14.9199 | 4.4893 | 0.0072793 | 4.4278 | 0.0053293 | -0.082398 | -35.635 | 13.9601 | 0.021598 | 12.5284 | 0.0093722 | -0.13885 | -51.5517 | 23.2448 | 0.036395 | 19.9589 | -6.0215 | -9.202 | -8.4411
10 | 17 | 9 | 0.0012573 | -0.01944 | -14.3201 | 4.2552 | 0.0050955 | 4.2066 | 0.0037305 | -0.057679 | -34.2024 | 13.2323 | 0.015118 | 11.9024 | 0.0065605 | -0.097197 | -49.4793 | 22.033 | 0.025477 | 18.9617 | -5.8714 | -9.1066 | -8.5497
10 | 17 | 10 | 0.00070728 | -0.011109 | -13.7416 | 4.063 | 0.0028663 | 4.0204 | 0.0020985 | -0.032959 | -32.8207 | 12.6344 | 0.0085043 | 11.3757 | 0.0036904 | -0.055541 | -47.4803 | 21.0375 | 0.014331 | 18.1226 | -5.6657 | -8.8329 | -8.3577
10 | 17 | 11 | 0.0017962 | -0.027772 | -13.7124 | 4.0506 | 0.0072793 | 4.0281 | 0.0053293 | -0.082398 | -32.751 | 12.5959 | 0.021598 | 11.3974 | 0.0093722 | -0.13885 | -47.3796 | 20.9733 | 0.036395 | 18.1573 | -5.6524 | -8.8132 | -8.3421
10 | 17 | 12 | 0.0029644 | -0.044435 | -13.7187 | 4.0718 | 0.012013 | 4.066 | 0.0087953 | -0.13184 | -32.766 | 12.6619 | 0.035644 | 11.5047 | 0.015467 | -0.22216 | -47.4012 | 21.0832 | 0.060065 | 18.3282 | -5.6103 | -8.6868 | -8.1365
10 | 17 | 13 | 0.0041387 | -0.061098 | -13.7334 | 4.1098 | 0.016773 | 4.1188 | 0.01228 | -0.18128 | -32.8012 | 12.78 | 0.049764 | 11.654 | 0.021595 | -0.30548 | -47.4521 | 21.2798 | 0.083859 | 18.566 | -5.545 | -8.4864 | -7.8063
10 | 17 | 14 | 0.0043268 | -0.063875 | -14.0537 | 4.2159 | 0.017535 | 4.2301 | 0.012838 | -0.18952 | -33.5662 | 13.11 | 0.052026 | 11.9688 | 0.022576 | -0.31936 | -48.5588 | 21.8294 | 0.087671 | 19.0675 | -5.6497 | -8.6119 | -7.871
10 | 17 | 15 | 0.0044209 | -0.065263 | -14.3704 | 4.3237 | 0.017916 | 4.3413 | 0.013117 | -0.19364 | -34.3224 | 13.4453 | 0.053157 | 12.2837 | 0.023067 | -0.3263 | -49.6529 | 22.3876 | 0.089577 | 19.5691 | -5.7482 | -8.7208 | -7.9097
10 | 17 | 16 | 0.004609 | -0.068041 | -14.732 | 4.4744 | 0.018679 | 4.4874 | 0.013675 | -0.20188 | -35.1861 | 13.9139 | 0.055419 | 12.697 | 0.024049 | -0.34019 | -50.9023 | 23.1679 | 0.093389 | 20.2275 | -5.8149 | -8.7081 | -7.7297
10 | 17 | 17 | 0.0044209 | -0.065263 | -15.3928 | 4.6935 | 0.017916 | 4.7191 | 0.013117 | -0.19364 | -36.7643 | 14.5952 | 0.053157 | 13.3525 | 0.023067 | -0.3263 | -53.1854 | 24.3023 | 0.089577 | 21.2719 | -6.0231 | -8.944 | -7.8249
10 | 17 | 18 | 0.0042328 | -0.062486 | -16.0394 | 4.941 | 0.017154 | 4.9701 | 0.012559 | -0.1854 | -38.3089 | 15.3648 | 0.050895 | 14.0628 | 0.022086 | -0.31242 | -55.4199 | 25.5837 | 0.085765 | 22.4034 | -6.1694 | -9.0033 | -7.6373
10 | 17 | 19 | 0.0039506 | -0.058321 | -16.6856 | 5.2071 | 0.01601 | 5.2438 | 0.011721 | -0.17304 | -39.8523 | 16.1923 | 0.047502 | 14.8371 | 0.020613 | -0.29159 | -57.6526 | 26.9616 | 0.080047 | 23.637 | -6.2731 | -8.9367 | -7.245
10 | 17 | 20 | 0.0042328 | -0.062486 | -17.85 | 5.696 | 0.017154 | 5.7202 | 0.012559 | -0.1854 | -42.6334 | 17.7124 | 0.050895 | 16.1851 | 0.022086 | -0.31242 | -61.6759 | 29.4927 | 0.085765 | 25.7844 | -6.475 | -8.8578 | -6.6033
10 | 17 | 21 | 0.0044209 | -0.065263 | -19.0007 | 6.1479 | 0.017916 | 6.1724 | 0.013117 | -0.19364 | -45.3817 | 19.1178 | 0.053157 | 17.4645 | 0.023067 | -0.3263 | -65.6519 | 31.8328 | 0.089577 | 27.8227 | -6.7234 | -8.9268 | -6.2101
10 | 17 | 22 | 0.004609 | -0.068041 | -20.1649 | 6.6776 | 0.018679 | 6.6938 | 0.013675 | -0.20188 | -48.1622 | 20.7649 | 0.055419 | 18.9399 | 0.024049 | -0.34019 | -69.6743 | 34.5754 | 0.093389 | 30.1732 | -6.8383 | -8.5901 | -5.1484
10 | 17 | 23 | 0.0054431 | -0.079149 | -21.1544 | 7.1078 | 0.022059 | 7.1282 | 0.01615 | -0.23483 | -50.5256 | 22.1029 | 0.065448 | 20.1691 | 0.028401 | -0.39573 | -73.0933 | 36.8033 | 0.11029 | 32.1314 | -6.97 | -8.4068 | -4.4156
10 | 18 | 0 | 0.0063005 | -0.090258 | -22.1402 | 7.6125 | 0.025533 | 7.6297 | 0.018694 | -0.26779 | -52.88 | 23.6722 | 0.075757 | 21.5879 | 0.032874 | -0.45127 | -76.4993 | 39.4164 | 0.12766 | 34.3917 | -6.9564 | -7.7932 | -2.9819
10 | 18 | 1 | 0.0071814 | -0.10137 | -23.1267 | 8.0614 | 0.029103 | 8.0765 | 0.021307 | -0.30075 | -55.2363 | 25.068 | 0.086348 | 22.8521 | 0.03747 | -0.50681 | -79.908 | 41.7404 | 0.14551 | 36.4056 | -7.054 | -7.5093 | -2.0858
10 | 18 | 2 | 0.0069846 | -0.098589 | -22.7537 | 7.8592 | 0.028306 | 7.8804 | 0.020723 | -0.29251 | -54.3453 | 24.4394 | 0.083983 | 22.2973 | 0.036444 | -0.49293 | -78.6191 | 40.6939 | 0.14152 | 35.5218 | -7.0774 | -7.7964 | -2.7184
10 | 18 | 3 | 0.0066882 | -0.095812 | -22.4139 | 7.7414 | 0.027105 | 7.7594 | 0.019844 | -0.28427 | -53.5338 | 24.0731 | 0.080419 | 21.9551 | 0.034898 | -0.47904 | -77.4451 | 40.0838 | 0.13552 | 34.9766 | -6.9751 | -7.6896 | -2.6933
10 | 18 | 4 | 0.0064944 | -0.093035 | -22.04 | 7.5513 | 0.026319 | 7.5732 | 0.019269 | -0.27603 | -52.6406 | 23.482 | 0.078088 | 21.4281 | 0.033886 | -0.46516 | -76.153 | 39.0997 | 0.13159 | 34.1371 | -6.9756 | -7.9092 | -3.2159
10 | 18 | 5 | 0.0065913 | -0.094424 | -21.9282 | 7.4994 | 0.026712 | 7.5159 | 0.019556 | -0.28015 | -52.3737 | 23.3205 | 0.079254 | 21.2659 | 0.034392 | -0.4721 | -75.7668 | 38.8307 | 0.13355 | 33.8786 | -6.974 | -7.9687 | -3.3616
10 | 18 | 6 | 0.0066882 | -0.095812 | -21.8213 | 7.4564 | 0.027105 | 7.46 | 0.019844 | -0.28427 | -52.1183 | 23.1869 | 0.080419 | 21.1078 | 0.034898 | -0.47904 | -75.3974 | 38.6083 | 0.13552 | 33.6269 | -6.9668 | -8.0076 | -3.4708
10 | 18 | 7 | 0.0067852 | -0.097201 | -21.7346 | 7.4111 | 0.027498 | 7.4076 | 0.020132 | -0.28839 | -51.9112 | 23.0458 | 0.081585 | 20.9594 | 0.035403 | -0.48598 | -75.0978 | 38.3734 | 0.13748 | 33.3905 | -6.9788 | -8.0926 | -3.6471
10 | 18 | 8 | 0.0074765 | -0.10553 | -21.8625 | 7.4736 | 0.030299 | 7.4675 | 0.022183 | -0.31311 | -52.2168 | 23.2403 | 0.089897 | 21.1289 | 0.03901 | -0.52764 | -75.5399 | 38.6972 | 0.15149 | 33.6604 | -6.9892 | -8.0487 | -3.5195
10 | 18 | 9 | 0.0081855 | -0.11386 | -22.0345 | 7.5562 | 0.033173 | 7.5437 | 0.024286 | -0.33783 | -52.6276 | 23.4971 | 0.098423 | 21.3445 | 0.04271 | -0.5693 | -76.1341 | 39.1247 | 0.16586 | 34.0039 | -7.0072 | -8.0011 | -3.3663
10 | 18 | 10 | 0.0086846 | -0.12081 | -22.2031 | 7.6109 | 0.035195 | 7.5993 | 0.025767 | -0.35843 | -53.0303 | 23.6671 | 0.10442 | 21.5019 | 0.045314 | -0.60401 | -76.7167 | 39.4078 | 0.17597 | 34.2547 | -7.0699 | -8.0895 | -3.4369
10 | 18 | 11 | 0.0097226 | -0.1333 | -22.8895 | 7.9566 | 0.039402 | 7.943 | 0.028847 | -0.39551 | -54.6696 | 24.7423 | 0.1169 | 22.4745 | 0.05073 | -0.66649 | -79.0883 | 41.1981 | 0.197 | 35.8041 | -7.074 | -7.7026 | -2.5049
10 | 18 | 12 | 0.010684 | -0.14441 | -23.5691 | 8.3007 | 0.0433 | 8.2905 | 0.031701 | -0.42847 | -56.2928 | 25.8122 | 0.12847 | 23.4577 | 0.055749 | -0.72203 | -81.4364 | 42.9797 | 0.21649 | 37.3705 | -7.0683 | -7.2911 | -1.536
10 | 18 | 13 | 0.01167 | -0.15552 | -24.29 | 8.6636 | 0.047294 | 8.6431 | 0.034625 | -0.46143 | -58.0146 | 26.9408 | 0.14032 | 24.4554 | 0.060891 | -0.77758 | -83.9273 | 44.8588 | 0.23646 | 38.9598 | -7.0798 | -6.9049 | -0.58883
10 | 18 | 14 | 0.011301 | -0.15274 | -24.8006 | 8.9414 | 0.045798 | 8.9231 | 0.033529 | -0.45319 | -59.2342 | 27.8046 | 0.13588 | 25.2475 | 0.058965 | -0.76369 | -85.6916 | 46.2971 | 0.22898 | 40.2219 | -7.0318 | -6.4658 | 0.3516
10 | 18 | 15 | 1.3921 | -1.7242 | -25.3655 | 9.2553 | 0.56611 | 9.2336 | 4.1305 | -5.1156 | -60.5834 | 28.7807 | 1.6796 | 26.126 | 7.2638 | -8.6205 | -87.6435 | 47.9225 | 2.8304 | 41.6214 | -6.6425 | -4.9821 | 3.3742
10 | 18 | 16 | 1.5236 | -2.0758 | -25.8741 | 9.4712 | 0.67056 | 9.4632 | 4.5205 | -6.1589 | -61.7981 | 29.4522 | 1.9895 | 26.7757 | 7.9497 | -10.3787 | -89.4008 | 49.0405 | 3.3526 | 42.6563 | -6.8214 | -5.2192 | 3.2197
10 | 18 | 17 | 1.6618 | -2.227 | -26.7124 | 9.8954 | 0.72489 | 9.8782 | 4.9305 | -6.6074 | -63.8003 | 30.7712 | 2.1507 | 27.95 | 8.6708 | -11.1344 | -92.2973 | 51.2369 | 3.6243 | 44.5272 | -6.7791 | -4.6052 | 4.6274
10 | 18 | 18 | 1.8245 | -2.3928 | -27.5601 | 10.3956 | 0.78929 | 10.3671 | 5.4132 | -7.0995 | -65.8251 | 32.3265 | 2.3418 | 29.3334 | 9.5197 | -11.9636 | -95.2265 | 53.8265 | 3.9463 | 46.731 | -6.5765 | -3.5097 | 6.8333
10 | 18 | 19 | 3.4914 | -2.9952 | -28.3567 | 10.8495 | 0.99666 | 10.8126 | 10.3591 | -8.8867 | -67.7277 | 33.7382 | 2.9571 | 30.5939 | 18.2175 | -14.9754 | -97.9789 | 56.1771 | 4.9831 | 48.7391 | -5.2017 | 1.0338 | 15.1624
10 | 18 | 20 | 4.3598 | -5.9058 | -29.1073 | 11.2384 | 1.9511 | 11.1881 | 12.9355 | -17.5225 | -69.5204 | 34.9474 | 5.7888 | 31.6564 | 22.7484 | -29.528 | -100.5724 | 58.1905 | 9.755 | 50.4319 | -6.2757 | -1.7148 | 11.0254
10 | 18 | 21 | 4.6264 | -6.1893 | -29.8093 | 11.6375 | 2.0547 | 11.5721 | 13.7264 | -18.3635 | -71.1971 | 36.1886 | 6.0963 | 32.7427 | 24.1393 | -30.9451 | -102.9979 | 60.2573 | 10.2731 | 52.1624 | -6.1079 | -0.80652 | 12.8891
10 | 18 | 22 | 5.2515 | -6.6329 | -30.5057 | 12.0407 | 2.2359 | 11.9669 | 15.5812 | -19.6796 | -72.8604 | 37.4423 | 6.6339 | 33.8599 | 27.401 | -33.1629 | -105.4042 | 62.3448 | 11.1791 | 53.9422 | -5.6436 | 0.97733 | 16.3001
10 | 18 | 23 | 6.0611 | -7.1535 | -30.9316 | 12.3085 | 2.4307 | 12.2295 | 17.9833 | -21.2243 | -73.8776 | 38.2752 | 7.2119 | 34.6029 | 31.6254 | -35.766 | -106.8756 | 63.7317 | 12.1532 | 55.1259 | -5.0552 | 2.9715 | 19.9945
10 | 19 | 0 | 6.3318 | -7.4523 | -31.3349 | 12.5352 | 2.5652 | 12.4558 | 18.7864 | -22.111 | -74.8409 | 38.9801 | 7.611 | 35.2433 | 33.0377 | -37.2602 | -108.2692 | 64.9054 | 12.8256 | 56.1461 | -4.8992 | 3.6689 | 21.3854
10 | 19 | 1 | 13.877 | -14.3414 | -31.7236 | 12.8253 | 5.1512 | 12.7308 | 41.1729 | -42.5507 | -75.7691 | 39.8822 | 15.2835 | 36.0213 | 72.4065 | -71.704 | -109.612 | 66.4074 | 25.7549 | 57.3855 | -1.4807 | 14.04 | 40.6383
10 | 19 | 2 | 13.9798 | -14.6447 | -30.7258 | 12.1543 | 5.0889 | 12.0908 | 41.4779 | -43.4508 | -73.3861 | 37.7956 | 15.0987 | 34.2106 | 72.943 | -73.2207 | -106.1646 | 62.9331 | 25.4434 | 54.5009 | -2.0567 | 11.7459 | 36.435
10 | 19 | 3 | 12.8012 | -13.6424 | -29.7336 | 11.6226 | 4.6822 | 11.566 | 37.9811 | -40.4769 | -71.0163 | 36.142 | 13.8921 | 32.7255 | 66.7935 | -68.2093 | -102.7364 | 60.1797 | 23.4102 | 52.135 | -2.704 | 9.2476 | 31.5728
10 | 19 | 4 | 11.6465 | -12.6351 | -28.7314 | 11.0914 | 4.2782 | 11.0378 | 34.5549 | -37.4883 | -68.6226 | 34.4902 | 12.6935 | 31.231 | 60.7682 | -63.1731 | -99.2735 | 57.4293 | 21.3903 | 49.7541 | -3.3127 | 6.8587 | 26.8953
10 | 19 | 5 | 10.0328 | -11.6925 | -27.4482 | 10.3474 | 3.8688 | 10.2923 | 29.7672 | -34.6916 | -65.5578 | 32.1769 | 11.4786 | 29.1218 | 52.3486 | -58.4604 | -94.8398 | 53.5774 | 19.343 | 46.3939 | -4.5994 | 2.295 | 18.3627
10 | 19 | 6 | 8.4453 | -10.0383 | -26.1302 | 9.6265 | 3.2376 | 9.5746 | 25.0572 | -29.7834 | -62.4098 | 29.935 | 9.606 | 27.0911 | 44.0656 | -50.1893 | -90.2857 | 49.8445 | 16.1874 | 43.1588 | -5.2843 | -0.50385 | 12.7814
10 | 19 | 7 | 6.9655 | -8.4317 | -24.8425 | 8.9491 | 2.6589 | 8.9023 | 20.6667 | -25.0168 | -59.3343 | 27.8286 | 7.889 | 25.1889 | 36.3443 | -42.1568 | -85.8365 | 46.337 | 13.2941 | 40.1284 | -5.7983 | -2.778 | 8.1106
10 | 19 | 8 | 5.8264 | -7.0648 | -23.7715 | 8.4275 | 2.1922 | 8.38 | 17.2868 | -20.961 | -56.7763 | 26.2066 | 6.5042 | 23.7109 | 30.4005 | -35.3223 | -82.1359 | 43.6363 | 10.9605 | 37.7739 | -6.0102 | -4.0288 | 5.3129
10 | 19 | 9 | 4.7129 | -5.7124 | -22.6982 | 7.921 | 1.7441 | 7.869 | 13.9833 | -16.9487 | -54.2128 | 24.6316 | 5.1747 | 22.265 | 24.5909 | -28.561 | -78.4275 | 41.0138 | 8.7201 | 35.4703 | -6.1636 | -5.107 | 2.8067
10 | 19 | 10 | 3.6093 | -4.3867 | -21.6278 | 7.3699 | 1.3115 | 7.326 | 10.7086 | -13.0154 | -51.6563 | 22.9179 | 3.8914 | 20.7285 | 18.8322 | -21.9328 | -74.729 | 38.1603 | 6.5575 | 33.0226 | -6.3979 | -6.4253 | -0.089276
10 | 19 | 11 | 3.752 | -4.4797 | -21.6347 | 7.4021 | 1.3501 | 7.3582 | 11.1322 | -13.2911 | -51.6727 | 23.018 | 4.0058 | 20.8197 | 19.577 | -22.3973 | -74.7528 | 38.327 | 6.7503 | 33.1679 | -6.2519 | -5.9881 | 0.6721
10 | 19 | 12 | 3.8203 | -4.4964 | -21.5926 | 7.3952 | 1.3612 | 7.3482 | 11.3348 | -13.3407 | -51.5723 | 22.9963 | 4.0386 | 20.7914 | 19.9334 | -22.4809 | -74.6075 | 38.2909 | 6.8056 | 33.1228 | -6.1642 | -5.7518 | 1.0643
10 | 19 | 13 | 3.968 | -4.5845 | -21.6049 | 7.4247 | 1.3993 | 7.3792 | 11.7729 | -13.6023 | -51.6016 | 23.0881 | 4.1516 | 20.8791 | 20.7038 | -22.9218 | -74.65 | 38.4438 | 6.996 | 33.2624 | -6.0184 | -5.3122 | 1.8344
10 | 19 | 14 | 4.5603 | -5.3396 | -22.1351 | 7.6534 | 1.6331 | 7.6195 | 13.5304 | -15.8426 | -52.8678 | 23.7992 | 4.8455 | 21.5593 | 23.7946 | -26.697 | -76.4816 | 39.6279 | 8.1653 | 34.346 | -6.0083 | -4.976 | 2.7551
10 | 19 | 15 | 5.2482 | -6.1168 | -22.6773 | 7.9803 | 1.8965 | 7.9564 | 15.5714 | -18.1484 | -54.1628 | 24.816 | 5.6267 | 22.5125 | 27.3839 | -30.5826 | -78.3551 | 41.3209 | 9.4819 | 35.8646 | -5.7126 | -3.7845 | 5.1136
10 | 19 | 16 | 5.9586 | -7.0003 | -23.2635 | 8.2572 | 2.1866 | 8.2479 | 17.6791 | -20.7699 | -55.5629 | 25.6769 | 6.4877 | 23.3371 | 31.0904 | -35.0003 | -80.3806 | 42.7544 | 10.9327 | 37.1782 | -5.6135 | -3.1521 | 6.5749
10 | 19 | 17 | 5.9961 | -7.2789 | -23.2957 | 8.2824 | 2.2691 | 8.2802 | 17.7903 | -21.5963 | -55.64 | 25.7554 | 6.7323 | 23.4284 | 31.286 | -36.3929 | -80.4921 | 42.8851 | 11.3449 | 37.3238 | -5.7469 | -3.5298 | 5.9549
10 | 19 | 18 | 6.0327 | -7.5544 | -23.332 | 8.2954 | 2.3536 | 8.303 | 17.8989 | -22.4139 | -55.7265 | 25.7956 | 6.9831 | 23.493 | 31.4769 | -37.7705 | -80.6172 | 42.952 | 11.7674 | 37.4266 | -5.9018 | -3.9698 | 5.2353
10 | 19 | 19 | 6.1157 | -7.8678 | -23.4127 | 8.3416 | 2.4558 | 8.3501 | 18.1451 | -23.3435 | -55.9193 | 25.9393 | 7.2864 | 23.6262 | 31.9099 | -39.3372 | -80.8962 | 43.1913 | 12.2786 | 37.6389 | -6.0174 | -4.2659 | 4.7853
10 | 19 | 20 | 5.1546 | -6.8526 | -22.4302 | 7.9094 | 2.1163 | 7.9411 | 15.2937 | -20.3316 | -53.5726 | 24.5954 | 6.2791 | 22.4691 | 26.8954 | -34.2617 | -77.5013 | 40.9535 | 10.5811 | 35.7955 | -6.1614 | -5.2671 | 2.4625
10 | 19 | 21 | 4.2351 | -5.9454 | -21.4621 | 7.4253 | 1.8132 | 7.4887 | 12.5654 | -17.6399 | -51.2605 | 23.0901 | 5.3796 | 21.189 | 22.0975 | -29.7258 | -74.1565 | 38.4471 | 9.0654 | 33.7562 | -6.4453 | -6.6763 | -0.51605
10 | 19 | 22 | 3.3851 | -4.9993 | -20.483 | 7.0026 | 1.507 | 7.0827 | 10.0435 | -14.833 | -48.922 | 21.7758 | 4.4712 | 20.0402 | 17.6625 | -24.9956 | -70.7734 | 36.2586 | 7.5346 | 31.926 | -6.5049 | -7.4242 | -2.3873
10 | 19 | 23 | 2.2065 | -3.4002 | -18.9256 | 6.2787 | 0.99384 | 6.3637 | 6.5467 | -10.0883 | -45.2022 | 19.5246 | 2.9487 | 18.0058 | 11.5131 | -17.0002 | -65.3922 | 32.5103 | 4.969 | 28.6851 | -6.483 | -8.2646 | -4.715
10 | 20 | 0 | 1.3316 | -2.0312 | -17.3616 | 5.6 | 0.57666 | 5.6858 | 3.9509 | -6.0265 | -41.4668 | 17.4139 | 1.711 | 16.0877 | 6.948 | -10.1555 | -59.9883 | 28.9957 | 2.8832 | 25.6294 | -6.1988 | -8.3298 | -5.6876
10 | 20 | 1 | 0.6384 | -0.96738 | -15.8024 | 4.943 | 0.26745 | 5.0296 | 1.8941 | -2.8702 | -37.7428 | 15.371 | 0.79353 | 14.2309 | 3.331 | -4.8367 | -54.6009 | 25.5941 | 1.3372 | 22.6713 | -5.8914 | -8.3234 | -6.504
10 | 20 | 2 | 0.16568 | -0.33226 | -14.517 | 4.4162 | 0.088553 | 4.4981 | 0.49157 | -0.98581 | -34.6727 | 13.7328 | 0.26274 | 12.7273 | 0.86447 | -1.6612 | -50.1596 | 22.8664 | 0.44275 | 20.2759 | -5.6807 | -8.4441 | -7.3714
10 | 20 | 3 | 0.003057 | -0.045823 | -13.2006 | 3.8886 | 0.012389 | 3.9738 | 0.0090702 | -0.13596 | -31.5284 | 12.0921 | 0.036758 | 11.2438 | 0.015951 | -0.22911 | -45.6109 | 20.1345 | 0.061942 | 17.9124 | -5.3685 | -8.2827 | -7.7152
10 | 20 | 4 | 0.00061887 | -0.0097201 | -11.9326 | 3.4225 | 0.002508 | 3.5076 | 0.0018362 | -0.028839 | -28.5001 | 10.6429 | 0.0074413 | 9.9246 | 0.0032291 | -0.048599 | -41.23 | 17.7214 | 0.01254 | 15.8108 | -5.0091 | -7.9522 | -7.7306
10 | 20 | 5 | 0 | 0 | -10.1912 | 2.8156 | 0 | 2.8751 | 0 | 0 | -24.3407 | 8.7554 | 0 | 8.135 | 0 | 0 | -35.2127 | 14.5786 | 0 | 12.9599 | -4.5005 | -7.4503 | -7.6743
10 | 20 | 6 | 0 | 0 | -8.4166 | 2.2355 | 0 | 2.2753 | 0 | 0 | -20.1024 | 6.9517 | 0 | 6.438 | 0 | 0 | -29.0814 | 11.5752 | 0 | 10.2564 | -3.9058 | -6.7127 | -7.2498
10 | 20 | 7 | 0 | 0 | -6.6884 | 1.7244 | 0 | 1.7449 | 0 | 0 | -15.9747 | 5.3622 | 0 | 4.937 | 0 | 0 | -23.11 | 8.9285 | 0 | 7.8651 | -3.2192 | -5.6755 | -6.3163
10 | 20 | 8 | 0 | 0 | -6.4086 | 1.6321 | 0 | 1.651 | 0 | 0 | -15.3063 | 5.0751 | 0 | 4.6716 | 0 | 0 | -22.143 | 8.4505 | 0 | 7.4423 | -3.1254 | -5.5596 | -6.2502
10 | 20 | 9 | 0 | 0 | -6.1249 | 1.5543 | 0 | 1.5713 | 0 | 0 | -14.6287 | 4.8332 | 0 | 4.4458 | 0 | 0 | -21.1628 | 8.0477 | 0 | 7.0826 | -2.9993 | -5.3497 | -6.0324
10 | 20 | 10 | 0 | 0 | -5.8437 | 1.4752 | 0 | 1.4892 | 0 | 0 | -13.9572 | 4.5874 | 0 | 4.2136 | 0 | 0 | -20.1913 | 7.6385 | 0 | 6.7126 | -2.8793 | -5.1562 | -5.8402
10 | 20 | 11 | 0 | 0 | -6.2898 | 1.5943 | 0 | 1.6109 | 0 | 0 | -15.0227 | 4.9576 | 0 | 4.558 | 0 | 0 | -21.7328 | 8.2549 | 0 | 7.2614 | -3.0846 | -5.507 | -6.2164
10 | 20 | 12 | 0 | 0 | -6.6829 | 1.7153 | 0 | 1.7331 | 0 | 0 | -15.9616 | 5.334 | 0 | 4.9038 | 0 | 0 | -23.091 | 8.8816 | 0 | 7.8122 | -3.2345 | -5.7238 | -6.3972
10 | 20 | 13 | 0 | 0 | -7.1201 | 1.8321 | 0 | 1.8519 | 0 | 0 | -17.0058 | 5.6971 | 0 | 5.2398 | 0 | 0 | -24.6017 | 9.4861 | 0 | 8.3476 | -3.4362 | -6.0689 | -6.768
10 | 20 | 14 | 0 | 0 | -7.7245 | 2.0183 | 0 | 2.0407 | 0 | 0 | -18.4494 | 6.2761 | 0 | 5.7741 | 0 | 0 | -26.69 | 10.4503 | 0 | 9.1987 | -3.6656 | -6.3992 | -7.0411
10 | 20 | 15 | 0 | 0 | -8.3211 | 2.1913 | 0 | 2.2195 | 0 | 0 | -19.8744 | 6.814 | 0 | 6.2801 | 0 | 0 | -28.7514 | 11.346 | 0 | 10.0048 | -3.9104 | -6.7802 | -7.4006
10 | 20 | 16 | 0 | 0 | -8.9147 | 2.3825 | 0 | 2.4143 | 0 | 0 | -21.292 | 7.4088 | 0 | 6.8312 | 0 | 0 | -30.8023 | 12.3362 | 0 | 10.8827 | -4.1179 | -7.0521 | -7.5833
10 | 20 | 17 | 0 | 0 | -9.148 | 2.465 | 0 | 2.5092 | 0 | 0 | -21.8493 | 7.6653 | 0 | 7.0997 | 0 | 0 | -31.6085 | 12.7634 | 0 | 11.3105 | -4.1738 | -7.0844 | -7.5347
10 | 20 | 18 | 0 | 0 | -9.4044 | 2.551 | 0 | 2.6073 | 0 | 0 | -22.4617 | 7.9328 | 0 | 7.3772 | 0 | 0 | -32.4944 | 13.2089 | 0 | 11.7527 | -4.2461 | -7.1516 | -7.5328
10 | 20 | 19 | 0 | 0 | -9.6647 | 2.634 | 0 | 2.7012 | 0 | 0 | -23.0833 | 8.1908 | 0 | 7.6429 | 0 | 0 | -33.3937 | 13.6385 | 0 | 12.176 | -4.3295 | -7.2495 | -7.5793
10 | 20 | 20 | 0 | 0 | -10.3989 | 2.8861 | 0 | 2.9513 | 0 | 0 | -24.8369 | 8.9749 | 0 | 8.3507 | 0 | 0 | -35.9306 | 14.944 | 0 | 13.3035 | -4.5614 | -7.5113 | -7.6831
10 | 20 | 21 | 0 | 0 | -11.1293 | 3.1249 | 0 | 3.1875 | 0 | 0 | -26.5813 | 9.7172 | 0 | 9.0191 | 0 | 0 | -38.4541 | 16.1801 | 0 | 14.3683 | -4.8169 | -7.8451 | -7.9058
10 | 20 | 22 | 0.0017968 | -0.0045067 | -11.8098 | 3.3552 | 0.0011706 | 3.4166 | 0.0053309 | -0.013371 | -28.2066 | 10.4334 | 0.0034732 | 9.6672 | 0.009375 | -0.022532 | -40.8054 | 17.3725 | 0.0058529 | 15.4007 | -5.0395 | -8.1107 | -8.0394
10 | 20 | 23 | 0.017968 | -0.045066 | -12.4396 | 3.5501 | 0.011706 | 3.6164 | 0.05331 | -0.13371 | -29.7108 | 11.0396 | 0.034732 | 10.2324 | 0.09375 | -0.22532 | -42.9815 | 18.3819 | 0.058528 | 16.3012 | -5.2885 | -8.4846 | -8.3714
10 | 21 | 0 | 0.040838 | -0.12232 | -13.0606 | 3.786 | 0.032423 | 3.8502 | 0.12117 | -0.36293 | -31.1942 | 11.7731 | 0.0962 | 10.8939 | 0.21308 | -0.61158 | -45.1274 | 19.6032 | 0.16211 | 17.3551 | -5.4735 | -8.6728 | -8.4055
10 | 21 | 1 | 0.086806 | -0.28666 | -13.6467 | 4.0142 | 0.076729 | 4.0809 | 0.25755 | -0.85051 | -32.5941 | 12.4827 | 0.22765 | 11.5467 | 0.45293 | -1.4332 | -47.1525 | 20.7849 | 0.38363 | 18.3951 | -5.6747 | -8.9299 | -8.5692
10 | 21 | 2 | 0.058606 | -0.18606 | -13.6398 | 4.0041 | 0.049817 | 4.0642 | 0.17388 | -0.55203 | -32.5775 | 12.4513 | 0.14781 | 11.4995 | 0.30579 | -0.93025 | -47.1286 | 20.7326 | 0.24907 | 18.3198 | -5.6491 | -8.857 | -8.4515
10 | 21 | 3 | 0.034679 | -0.085625 | -13.624 | 3.9911 | 0.022594 | 4.0374 | 0.10289 | -0.25405 | -32.5398 | 12.4108 | 0.067035 | 11.4237 | 0.18095 | -0.42811 | -47.074 | 20.6651 | 0.11296 | 18.199 | -5.6239 | -8.7894 | -8.344
10 | 21 | 4 | 0.029204 | -0.072106 | -13.6277 | 3.9884 | 0.019026 | 4.0296 | 0.086647 | -0.21394 | -32.5487 | 12.4026 | 0.056451 | 11.4017 | 0.15238 | -0.36051 | -47.0869 | 20.6514 | 0.095128 | 18.1641 | -5.6335 | -8.8152 | -8.3844
10 | 21 | 5 | 0 | 0 | -12.3845 | 3.5481 | 0 | 3.5724 | 0 | 0 | -29.5794 | 11.0332 | 0 | 10.108 | 0 | 0 | -42.7912 | 18.3713 | 0 | 16.103 | -5.264 | -8.4382 | -8.317
10 | 21 | 6 | 0 | 0 | -11.1299 | 3.1036 | 0 | 3.1192 | 0 | 0 | -26.5829 | 9.6512 | 0 | 8.8256 | 0 | 0 | -38.4564 | 16.0701 | 0 | 14.06 | -4.9071 | -8.1062 | -8.3263
10 | 21 | 7 | 0 | 0 | -9.8791 | 2.6836 | 0 | 2.6929 | 0 | 0 | -23.5953 | 8.3452 | 0 | 7.6196 | 0 | 0 | -34.1344 | 13.8955 | 0 | 12.1388 | -4.5025 | -7.6305 | -8.1001
10 | 21 | 8 | 0 | 0 | -10.0618 | 2.7536 | 0 | 2.7654 | 0 | 0 | -24.0317 | 8.5629 | 0 | 7.8245 | 0 | 0 | -34.7656 | 14.2579 | 0 | 12.4652 | -4.5428 | -7.6443 | -8.0425
10 | 21 | 9 | 0 | 0 | -10.2052 | 2.8029 | 0 | 2.8226 | 0 | 0 | -24.3744 | 8.7161 | 0 | 7.9863 | 0 | 0 | -35.2614 | 14.5131 | 0 | 12.723 | -4.5798 | -7.6719 | -8.0253
10 | 21 | 10 | 0 | 0 | -10.4028 | 2.8836 | 0 | 2.9077 | 0 | 0 | -24.8461 | 8.967 | 0 | 8.2272 | 0 | 0 | -35.9439 | 14.9309 | 0 | 13.1067 | -4.6115 | -7.6519 | -7.9062
10 | 21 | 11 | 0 | 0 | -11.6803 | 3.3226 | 0 | 3.3525 | 0 | 0 | -27.8974 | 10.332 | 0 | 9.4859 | 0 | 0 | -40.358 | 17.2037 | 0 | 15.1119 | -5.0052 | -8.0795 | -8.0424
10 | 21 | 12 | 0.0008841 | -0.013886 | -12.9258 | 3.7522 | 0.0035829 | 3.7882 | 0.0026231 | -0.041199 | -30.8722 | 11.6679 | 0.01063 | 10.7186 | 0.004613 | -0.069427 | -44.6615 | 19.4281 | 0.017914 | 17.0757 | -5.3949 | -8.5137 | -8.2046
10 | 21 | 13 | 0.021639 | -0.064881 | -14.2194 | 4.2305 | 0.017894 | 4.2697 | 0.064203 | -0.1925 | -33.9618 | 13.1552 | 0.05309 | 12.0809 | 0.11291 | -0.32439 | -49.1311 | 21.9047 | 0.089465 | 19.246 | -5.7446 | -8.8009 | -8.1025
10 | 21 | 14 | 0.058802 | -0.11579 | -15.1911 | 4.5917 | 0.032687 | 4.6357 | 0.17446 | -0.34355 | -36.2827 | 14.2784 | 0.096982 | 13.1164 | 0.30681 | -0.57893 | -52.4887 | 23.7748 | 0.16343 | 20.8958 | -5.9881 | -8.9599 | -7.9267
10 | 21 | 15 | 0.16448 | -0.19578 | -16.1096 | 4.974 | 0.057196 | 5.0141 | 0.48801 | -0.58087 | -38.4765 | 15.4674 | 0.1697 | 14.1873 | 0.85821 | -0.97884 | -55.6624 | 25.7547 | 0.28597 | 22.6018 | -6.0956 | -8.7449 | -7.1406
10 | 21 | 16 | 0.2198 | -0.36084 | -17.0843 | 5.3566 | 0.10387 | 5.401 | 0.65215 | -1.0706 | -40.8045 | 16.657 | 0.30817 | 15.2819 | 1.1469 | -1.8041 | -59.0302 | 27.7355 | 0.51931 | 24.3456 | -6.3639 | -8.9759 | -7.0871
10 | 21 | 17 | 0.52548 | -1.0302 | -18.6369 | 6.0039 | 0.29261 | 6.0379 | 1.5591 | -3.0566 | -44.5126 | 18.6701 | 0.86817 | 17.084 | 2.7418 | -5.1507 | -64.3945 | 31.0874 | 1.463 | 27.2166 | -6.8071 | -9.3878 | -7.0365
10 | 21 | 18 | 0.88012 | -1.7275 | -20.1802 | 6.6792 | 0.49787 | 6.7052 | 2.6113 | -5.1256 | -48.1987 | 20.7701 | 1.4772 | 18.972 | 4.5922 | -8.6373 | -69.7271 | 34.5841 | 2.4893 | 30.2243 | -7.1453 | -9.4937 | -6.4746
10 | 21 | 19 | 1.0256 | -2.2817 | -21.6992 | 7.3776 | 0.67025 | 7.3976 | 3.0428 | -6.7697 | -51.8268 | 22.9418 | 1.9886 | 20.9313 | 5.3511 | -11.4078 | -74.9757 | 38.2001 | 3.3511 | 33.3456 | -7.5098 | -9.6919 | -6.1355
10 | 21 | 20 | 0.91311 | -1.2153 | -22.4635 | 7.7439 | 0.38283 | 7.7682 | 2.7092 | -3.6058 | -53.6522 | 24.0808 | 1.1358 | 21.9798 | 4.7644 | -6.0763 | -77.6164 | 40.0967 | 1.9141 | 35.0159 | -6.8708 | -7.3524 | -1.9016
10 | 21 | 21 | 1.0354 | -1.3561 | -23.1847 | 8.1049 | 0.43043 | 8.1446 | 3.0719 | -4.0234 | -55.3748 | 25.2032 | 1.2771 | 23.0447 | 5.4022 | -6.78 | -80.1084 | 41.9656 | 2.1521 | 36.7126 | -6.8256 | -6.8012 | -0.65591
10 | 21 | 22 | 1.1737 | -1.503 | -23.9534 | 8.4823 | 0.48382 | 8.5254 | 3.4825 | -4.4594 | -57.2106 | 26.377 | 1.4355 | 24.1223 | 6.1242 | -7.5148 | -82.7642 | 43.9201 | 2.419 | 38.4292 | -6.7911 | -6.2528 | 0.61351
10 | 21 | 23 | 1.3594 | -1.6784 | -24.697 | 8.8326 | 0.55048 | 8.8571 | 4.0332 | -4.9797 | -58.9868 | 27.4662 | 1.6333 | 25.0609 | 7.0928 | -8.3916 | -85.3338 | 45.7337 | 2.7523 | 39.9245 | -6.7759 | -5.7729 | 1.778
10 | 22 | 0 | 1.5628 | -1.8637 | -25.451 | 9.2701 | 0.62271 | 9.2758 | 4.6369 | -5.5295 | -60.7875 | 28.8268 | 1.8476 | 26.2456 | 8.1545 | -9.3179 | -87.9388 | 47.9993 | 3.1134 | 41.8118 | -6.5831 | -4.7601 | 3.8222
10 | 22 | 1 | 1.7663 | -2.0421 | -26.2427 | 9.654 | 0.69503 | 9.6447 | 5.2407 | -6.059 | -62.6785 | 30.0205 | 2.0621 | 27.2894 | 9.2163 | -10.2102 | -90.6745 | 49.9868 | 3.475 | 43.4748 | -6.5247 | -4.1247 | 5.2683
10 | 22 | 2 | 1.7546 | -2.0475 | -26.1517 | 9.6179 | 0.69406 | 9.5988 | 5.206 | -6.075 | -62.4613 | 29.9081 | 2.0593 | 27.1594 | 9.1552 | -10.2372 | -90.3601 | 49.7997 | 3.4702 | 43.2677 | -6.5339 | -4.2034 | 5.0955
10 | 22 | 3 | 1.7399 | -2.043 | -26.0972 | 9.6061 | 0.69236 | 9.5742 | 5.1623 | -6.0616 | -62.3311 | 29.8716 | 2.0542 | 27.0897 | 9.0784 | -10.2146 | -90.1718 | 49.7388 | 3.4616 | 43.1566 | -6.5277 | -4.2148 | 5.0491
10 | 22 | 4 | 1.7418 | -2.0484 | -26.0543 | 9.59 | 0.69638 | 9.5492 | 5.1679 | -6.0776 | -62.2285 | 29.8216 | 2.0662 | 27.0191 | 9.0883 | -10.2416 | -90.0233 | 49.6556 | 3.4818 | 43.0442 | -6.5253 | -4.2313 | 5.0049
10 | 22 | 5 | 1.5481 | -1.8537 | -25.2808 | 9.1745 | 0.61954 | 9.132 | 4.593 | -5.5 | -60.3812 | 28.5293 | 1.8382 | 25.8386 | 8.0773 | -9.2683 | -87.351 | 47.5039 | 3.0976 | 41.1635 | -6.6606 | -5.0821 | 3.2229
10 | 22 | 6 | 1.3521 | -1.6591 | -24.4873 | 8.7237 | 0.54339 | 8.6953 | 4.0116 | -4.9225 | -58.4858 | 27.1277 | 1.6122 | 24.6031 | 7.0548 | -8.295 | -84.609 | 45.1701 | 2.7168 | 39.1951 | -6.8318 | -6.0536 | 1.2328
10 | 22 | 7 | 1.174 | -1.4726 | -23.6752 | 8.3181 | 0.47411 | 8.2872 | 3.4833 | -4.3692 | -56.5464 | 25.8663 | 1.4067 | 23.4484 | 6.1257 | -7.3628 | -81.8033 | 43.0698 | 2.3704 | 37.3556 | -6.8944 | -6.7109 | -0.24453
10 | 22 | 8 | 1.0977 | -1.387 | -23.2568 | 8.1421 | 0.44575 | 8.1073 | 3.2567 | -4.1152 | -55.5469 | 25.3191 | 1.3225 | 22.9394 | 5.7273 | -6.9348 | -80.3574 | 42.1585 | 2.2287 | 36.5448 | -6.8509 | -6.8244 | -0.6329
10 | 22 | 9 | 1.0319 | -1.3172 | -22.8602 | 7.9169 | 0.42213 | 7.8832 | 3.0616 | -3.9082 | -54.5996 | 24.6187 | 1.2524 | 22.3053 | 5.3842 | -6.5858 | -78.987 | 40.9923 | 2.1106 | 35.5346 | -6.9232 | -7.2696 | -1.551
10 | 22 | 10 | 0.95981 | -1.2429 | -22.4492 | 7.7655 | 0.39513 | 7.7266 | 2.8478 | -3.6877 | -53.6181 | 24.1481 | 1.1723 | 21.8622 | 5.0081 | -6.2143 | -77.5671 | 40.2087 | 1.9756 | 34.8287 | -6.845 | -7.2753 | -1.7603
10 | 22 | 11 | 1.0259 | -1.3217 | -22.7984 | 7.919 | 0.42382 | 7.8903 | 3.0439 | -3.9216 | -54.4521 | 24.6252 | 1.2575 | 22.3254 | 5.3531 | -6.6085 | -78.7736 | 41.0031 | 2.119 | 35.5666 | -6.8611 | -7.1217 | -1.3402
10 | 22 | 12 | 1.0978 | -1.4074 | -23.1893 | 8.1533 | 0.4537 | 8.1337 | 3.2573 | -4.1757 | -55.3858 | 25.3538 | 1.3461 | 23.0139 | 5.7282 | -7.0367 | -80.1243 | 42.2163 | 2.2684 | 36.6634 | -6.7583 | -6.5904 | -0.28465
10 | 22 | 13 | 1.1583 | -1.4893 | -23.543 | 8.3149 | 0.48057 | 8.3021 | 3.4367 | -4.4189 | -56.2306 | 25.8563 | 1.4259 | 23.4906 | 6.0437 | -7.4464 | -81.3465 | 43.0531 | 2.4028 | 37.4228 | -6.7765 | -6.44 | 0.12953
10 | 22 | 14 | 1.2252 | -1.5509 | -23.8944 | 8.4939 | 0.50562 | 8.492 | 3.6352 | -4.6014 | -57.0698 | 26.4129 | 1.5002 | 24.0278 | 6.3929 | -7.7539 | -82.5606 | 43.9798 | 2.528 | 38.2787 | -6.7285 | -6.0951 | 0.86495
10 | 22 | 15 | 1.2772 | -1.6124 | -24.2412 | 8.6984 | 0.52691 | 8.7013 | 3.7893 | -4.7839 | -57.8982 | 27.049 | 1.5633 | 24.6201 | 6.6639 | -8.0616 | -83.759 | 45.039 | 2.6344 | 39.2222 | -6.6498 | -5.6604 | 1.7391
10 | 22 | 16 | 1.3496 | -1.6866 | -24.6398 | 8.8639 | 0.55595 | 8.8708 | 4.0043 | -5.0041 | -58.8502 | 27.5635 | 1.6495 | 25.0995 | 7.042 | -8.4326 | -85.1361 | 45.8957 | 2.7796 | 39.986 | -6.6862 | -5.5375 | 2.1346
10 | 22 | 17 | 1.3918 | -1.7258 | -24.8747 | 9.0255 | 0.57196 | 9.023 | 4.1293 | -5.1205 | -59.4113 | 28.066 | 1.697 | 25.5302 | 7.2618 | -8.6288 | -85.9479 | 46.7323 | 2.8597 | 40.6721 | -6.5884 | -5.1093 | 2.9494
10 | 22 | 18 | 1.4162 | -1.7537 | -25.0997 | 9.1216 | 0.58123 | 9.1141 | 4.202 | -5.2033 | -59.9486 | 28.3648 | 1.7245 | 25.788 | 7.3896 | -8.7683 | -86.7251 | 47.23 | 2.906 | 41.0828 | -6.6203 | -5.0725 | 3.1151
10 | 22 | 19 | 1.4457 | -1.7899 | -25.3312 | 9.2024 | 0.59302 | 9.1894 | 4.2893 | -5.3105 | -60.5015 | 28.6162 | 1.7595 | 26.0011 | 7.5432 | -8.9489 | -87.5251 | 47.6485 | 2.965 | 41.4224 | -6.6905 | -5.1459 | 3.1051
10 | 22 | 20 | 1.5304 | -1.868 | -25.5802 | 9.3874 | 0.62655 | 9.3635 | 4.5408 | -5.5423 | -61.0963 | 29.1916 | 1.859 | 26.4937 | 7.9854 | -9.3395 | -88.3855 | 48.6065 | 3.1326 | 42.2072 | -6.5403 | -4.5535 | 4.2067
10 | 22 | 21 | 1.5924 | -1.9475 | -25.8368 | 9.4988 | 0.65268 | 9.477 | 4.7247 | -5.7782 | -61.7091 | 29.5378 | 1.9365 | 26.8147 | 8.3089 | -9.7372 | -89.272 | 49.183 | 3.2633 | 42.7185 | -6.5635 | -4.4736 | 4.4646
10 | 22 | 22 | 1.6599 | -2.0174 | -26.0785 | 9.6155 | 0.67978 | 9.5986 | 4.9248 | -5.9857 | -62.2863 | 29.901 | 2.0169 | 27.1589 | 8.6607 | -10.0868 | -90.1071 | 49.7878 | 3.3987 | 43.2668 | -6.5421 | -4.2705 | 4.9202
10 | 22 | 23 | 2.2328 | -2.1 | -26.2954 | 9.7051 | 0.7135 | 9.6929 | 6.6247 | -6.2308 | -62.8043 | 30.1794 | 2.1169 | 27.4257 | 11.6503 | -10.4997 | -90.8564 | 50.2513 | 3.5673 | 43.6919 | -6.0511 | -2.6883 | 7.8048
10 | 23 | 0 | 2.3102 | -2.1693 | -26.5539 | 9.8945 | 0.7366 | 9.875 | 6.8543 | -6.4362 | -63.4218 | 30.7685 | 2.1855 | 27.9411 | 12.054 | -10.8459 | -91.7496 | 51.2322 | 3.6828 | 44.513 | -5.9068 | -2.1086 | 8.8865
10 | 23 | 1 | 2.394 | -2.2383 | -26.7612 | 9.9923 | 0.76422 | 9.9801 | 7.103 | -6.6411 | -63.9168 | 31.0726 | 2.2674 | 28.2383 | 12.4913 | -11.1912 | -92.4658 | 51.7387 | 3.821 | 44.9864 | -5.8688 | -1.8766 | 9.3804
10 | 23 | 2 | 2.1646 | -2.0642 | -25.7884 | 9.4868 | 0.69575 | 9.4791 | 6.4223 | -6.1243 | -61.5935 | 29.5005 | 2.0643 | 26.8208 | 11.2942 | -10.3204 | -89.1048 | 49.121 | 3.4786 | 42.7282 | -6.0264 | -2.91 | 7.1967
10 | 23 | 3 | 1.9567 | -1.9568 | -24.8114 | 8.9489 | 0.6485 | 8.9516 | 5.8054 | -5.8058 | -59.2599 | 27.8278 | 1.9241 | 25.3282 | 10.2094 | -9.7836 | -85.7289 | 46.3358 | 3.2424 | 40.3503 | -6.2626 | -4.1803 | 4.6253
10 | 23 | 4 | 2.0542 | -3.2572 | -23.8337 | 8.4788 | 1.0218 | 8.4864 | 6.0949 | -9.664 | -56.9248 | 26.3662 | 3.0317 | 24.012 | 10.7185 | -16.2852 | -82.3507 | 43.902 | 5.1088 | 38.2536 | -7.0496 | -7.084 | -0.65307
10 | 23 | 5 | 1.6644 | -2.6375 | -22.5826 | 7.8875 | 0.81014 | 7.8873 | 4.9382 | -7.8253 | -53.9368 | 24.5273 | 2.4037 | 22.3169 | 8.6843 | -13.1868 | -78.0281 | 40.8402 | 4.0505 | 35.5531 | -6.9708 | -7.576 | -2.0868
10 | 23 | 6 | 1.5496 | -2.4124 | -21.3195 | 7.2456 | 0.7151 | 7.2488 | 4.5977 | -7.1577 | -50.9199 | 22.5312 | 2.1217 | 20.5102 | 8.0856 | -12.0617 | -73.6637 | 37.5165 | 3.5753 | 32.6748 | -6.9728 | -8.3167 | -3.8731
10 | 23 | 7 | 1.2293 | -1.7632 | -20.0639 | 6.7001 | 0.5148 | 6.6957 | 3.6473 | -5.2313 | -47.921 | 20.835 | 1.5274 | 18.9454 | 6.4142 | -8.8155 | -69.3253 | 34.6922 | 2.5739 | 30.1818 | -6.6871 | -8.1971 | -4.2787
10 | 23 | 8 | 0.94218 | -1.3541 | -19.4354 | 6.4058 | 0.3928 | 6.4019 | 2.7954 | -4.0177 | -46.4198 | 19.9197 | 1.1654 | 18.1139 | 4.916 | -6.7704 | -67.1536 | 33.1681 | 1.9639 | 28.8572 | -6.6469 | -8.4431 | -5.0188
10 | 23 | 9 | 0.65802 | -0.94182 | -18.7594 | 6.097 | 0.27271 | 6.0962 | 1.9523 | -2.7944 | -44.8053 | 18.9595 | 0.80912 | 17.249 | 3.4334 | -4.7089 | -64.818 | 31.5693 | 1.3635 | 27.4794 | -6.5773 | -8.6297 | -5.6813
10 | 23 | 10 | 0.4707 | -0.73883 | -18.1292 | 5.8079 | 0.21336 | 5.8069 | 1.3966 | -2.1921 | -43.3002 | 18.0606 | 0.63303 | 16.4304 | 2.456 | -3.694 | -62.6406 | 30.0725 | 1.0667 | 26.1753 | -6.5692 | -8.9717 | -6.5641
10 | 23 | 11 | 0.54173 | -0.83611 | -18.4133 | 5.9657 | 0.24299 | 5.9606 | 1.6073 | -2.4807 | -43.9788 | 18.5512 | 0.72094 | 16.8652 | 2.8266 | -4.1804 | -63.6223 | 30.8894 | 1.2149 | 26.8679 | -6.5385 | -8.7149 | -6.0039
10 | 23 | 12 | 0.60747 | -0.92689 | -18.7262 | 6.0944 | 0.2704 | 6.0853 | 1.8024 | -2.7501 | -44.7261 | 18.9515 | 0.80228 | 17.2181 | 3.1696 | -4.6343 | -64.7034 | 31.556 | 1.3519 | 27.4301 | -6.5956 | -8.702 | -5.83
10 | 23 | 13 | 0.67438 | -1.0185 | -19.0043 | 6.2111 | 0.30085 | 6.2069 | 2.0009 | -3.0218 | -45.3902 | 19.3143 | 0.89262 | 17.5621 | 3.5187 | -5.0921 | -65.6641 | 32.16 | 1.5042 | 27.9782 | -6.6296 | -8.6421 | -5.5952
10 | 23 | 14 | 1.0294 | -1.848 | -20.1039 | 6.7084 | 0.53831 | 6.6953 | 3.0542 | -5.4831 | -48.0164 | 20.8609 | 1.5971 | 18.944 | 5.3711 | -9.2398 | -69.4634 | 34.7353 | 2.6914 | 30.1797 | -6.9805 | -9.0433 | -5.7257
10 | 23 | 15 | 2.2468 | -3.4436 | -21.1731 | 7.1837 | 1.0125 | 7.1727 | 6.6663 | -10.2172 | -50.5701 | 22.3386 | 3.0041 | 20.2949 | 11.7234 | -17.2174 | -73.1577 | 37.1958 | 5.0623 | 32.3317 | -7.001 | -8.4834 | -4.0618
10 | 23 | 16 | 4.3173 | -6.0047 | -22.2349 | 7.7087 | 1.8187 | 7.6881 | 12.8094 | -17.8159 | -53.1063 | 23.9715 | 5.396 | 21.7533 | 22.5266 | -30.0223 | -76.8267 | 39.9146 | 9.093 | 34.6551 | -6.7068 | -6.9921 | -0.65969
10 | 23 | 17 | 4.6652 | -6.4134 | -22.505 | 7.837 | 1.9577 | 7.8403 | 13.8417 | -19.0285 | -53.7514 | 24.3702 | 5.8084 | 22.1838 | 24.342 | -32.0658 | -77.76 | 40.5786 | 9.7879 | 35.3411 | -6.6183 | -6.5758 | 0.22381
10 | 23 | 18 | 5.001 | -6.8244 | -22.7806 | 7.9587 | 2.0958 | 7.977 | 14.8378 | -20.2479 | -54.4097 | 24.7488 | 6.2184 | 22.5705 | 26.0937 | -34.1207 | -78.7122 | 41.2089 | 10.4788 | 35.9571 | -6.5726 | -6.2822 | 0.90566
10 | 23 | 19 | 5.3462 | -7.2088 | -23.0445 | 8.1206 | 2.2283 | 8.147 | 15.8621 | -21.3883 | -55.0399 | 25.2521 | 6.6115 | 23.0516 | 27.8951 | -36.0424 | -79.624 | 42.047 | 11.1413 | 36.7235 | -6.4112 | -5.651 | 2.1405
10 | 23 | 20 | 4.8337 | -6.6751 | -22.5247 | 7.8806 | 2.052 | 7.9197 | 14.3415 | -19.8049 | -53.7985 | 24.5059 | 6.0882 | 22.4084 | 25.2209 | -33.3741 | -77.828 | 40.8045 | 10.2595 | 35.6988 | -6.5139 | -6.2594 | 0.78158
10 | 23 | 21 | 4.3038 | -6.1305 | -22.0051 | 7.6132 | 1.8653 | 7.6557 | 12.7695 | -18.1891 | -52.5573 | 23.6744 | 5.5343 | 21.6614 | 22.4564 | -30.6512 | -76.0325 | 39.42 | 9.3261 | 34.5088 | -6.6975 | -7.1068 | -0.97244
10 | 23 | 22 | 3.7612 | -5.5478 | -21.4395 | 7.3528 | 1.6807 | 7.4022 | 11.1594 | -16.4603 | -51.2066 | 22.8645 | 4.9867 | 20.9444 | 19.6249 | -27.738 | -74.0785 | 38.0714 | 8.4032 | 33.3665 | -6.7905 | -7.712 | -2.3504
10 | 23 | 23 | 3.0168 | -4.6882 | -20.6852 | 6.9938 | 1.4005 | 7.0404 | 8.9508 | -13.9098 | -49.4048 | 21.7483 | 4.1553 | 19.9207 | 15.7408 | -23.44 | -71.4719 | 36.2128 | 7.0022 | 31.7356 | -6.9218 | -8.5396 | -4.2205
10 | 24 | 0 | 2.3159 | -3.8196 | -19.9122 | 6.6473 | 1.1265 | 6.6903 | 6.8713 | -11.3326 | -47.5586 | 20.6708 | 3.3422 | 18.9301 | 12.0839 | -19.097 | -68.8011 | 34.4188 | 5.6321 | 30.1575 | -6.9517 | -9.0767 | -5.6058
10 | 24 | 1 | 1.7594 | -3.1141 | -19.1059 | 6.2881 | 0.9051 | 6.3291 | 5.2201 | -9.2395 | -45.6329 | 19.5537 | 2.6854 | 17.9079 | 9.1801 | -15.5699 | -66.0153 | 32.5586 | 4.5253 | 28.529 | -6.9384 | -9.5054 | -6.7922
10 | 24 | 2 | 1.0945 | -2.2231 | -17.6765 | 5.6752 | 0.63247 | 5.729 | 3.2474 | -6.5959 | -42.219 | 17.648 | 1.8765 | 16.2099 | 5.7108 | -11.115 | -61.0764 | 29.3855 | 3.1622 | 25.824 | -6.7684 | -9.833 | -8.1089
10 | 24 | 3 | 0.60153 | -1.3773 | -16.2449 | 5.093 | 0.38205 | 5.1569 | 1.7847 | -4.0866 | -38.7997 | 15.8375 | 1.1335 | 14.5913 | 3.1386 | -6.8865 | -56.1299 | 26.3709 | 1.9102 | 23.2454 | -6.3887 | -9.5391 | -8.3512
10 | 24 | 4 | 0.21772 | -0.63073 | -14.8231 | 4.5368 | 0.16951 | 4.6098 | 0.64598 | -1.8714 | -35.4038 | 14.108 | 0.50293 | 13.0433 | 1.136 | -3.1535 | -51.2172 | 23.491 | 0.84751 | 20.7792 | -5.92 | -8.975 | -8.1169
10 | 24 | 5 | 0.02594 | -0.14547 | -13.4543 | 4.0018 | 0.038501 | 4.0554 | 0.076963 | -0.4316 | -32.1346 | 12.4441 | 0.11423 | 11.4745 | 0.13535 | -0.72731 | -46.4878 | 20.7205 | 0.1925 | 18.28 | -5.4782 | -8.4564 | -7.8868
10 | 24 | 6 | 0.004609 | -0.068041 | -12.0816 | 3.4986 | 0.018679 | 3.5392 | 0.013675 | -0.20188 | -28.8559 | 10.8795 | 0.055419 | 10.014 | 0.024049 | -0.34019 | -41.7446 | 18.1154 | 0.093389 | 15.9533 | -5.0885 | -8.0951 | -7.8987
10 | 24 | 7 | 0.0039506 | -0.058321 | -10.7197 | 3.0233 | 0.01601 | 3.0516 | 0.011721 | -0.17304 | -25.6032 | 9.4013 | 0.047502 | 8.6345 | 0.020613 | -0.29159 | -37.0391 | 15.654 | 0.080047 | 13.7556 | -4.6832 | -7.6813 | -7.8205
10 | 24 | 8 | 0.0020068 | -0.030549 | -9.6578 | 2.6529 | 0.0081329 | 2.6777 | 0.0059543 | -0.090638 | -23.067 | 8.2497 | 0.02413 | 7.5764 | 0.010471 | -0.15274 | -33.37 | 13.7365 | 0.040663 | 12.0699 | -4.3476 | -7.3014 | -7.6652
10 | 24 | 9 | 0.00026523 | -0.0041658 | -8.5841 | 2.3171 | 0.0010749 | 2.3343 | 0.00078693 | -0.01236 | -20.5025 | 7.2053 | 0.0031892 | 6.6048 | 0.0013839 | -0.020828 | -29.6601 | 11.9975 | 0.0053742 | 10.522 | -3.9356 | -6.7008 | -7.1547
10 | 24 | 10 | 0 | 0 | -7.5272 | 1.9815 | 0 | 1.9969 | 0 | 0 | -17.9781 | 6.1618 | 0 | 5.6501 | 0 | 0 | -26.0081 | 10.2599 | 0 | 9.0012 | -3.5488 | -6.1661 | -6.747
10 | 24 | 11 | 0 | 0 | -8.3342 | 2.2158 | 0 | 2.2375 | 0 | 0 | -19.9056 | 6.8902 | 0 | 6.331 | 0 | 0 | -28.7966 | 11.4728 | 0 | 10.086 | -3.8809 | -6.6844 | -7.2378
10 | 24 | 12 | 0 | 0 | -9.2001 | 2.4764 | 0 | 2.5057 | 0 | 0 | -21.9737 | 7.7006 | 0 | 7.0899 | 0 | 0 | -31.7884 | 12.8222 | 0 | 11.2949 | -4.218 | -7.1832 | -7.6714
10 | 24 | 13 | 0 | 0 | -10.0125 | 2.7277 | 0 | 2.7629 | 0 | 0 | -23.9141 | 8.4822 | 0 | 7.8176 | 0 | 0 | -34.5956 | 14.1235 | 0 | 12.4543 | -4.5219 | -7.6143 | -8.0177
10 | 24 | 14 | 0 | 0 | -11.4272 | 3.1961 | 0 | 3.2203 | 0 | 0 | -27.293 | 9.9388 | 0 | 9.1117 | 0 | 0 | -39.4836 | 16.549 | 0 | 14.5159 | -5.0108 | -8.2424 | -8.4187
10 | 24 | 15 | 0 | 0 | -12.8762 | 3.7042 | 0 | 3.7171 | 0 | 0 | -30.7537 | 11.5188 | 0 | 10.5175 | 0 | 0 | -44.4901 | 19.1799 | 0 | 16.7555 | -5.4548 | -8.7173 | -8.5547
10 | 24 | 16 | 0 | 0 | -14.2875 | 4.2319 | 0 | 4.2336 | 0 | 0 | -34.1244 | 13.1598 | 0 | 11.9787 | 0 | 0 | -49.3664 | 21.9122 | 0 | 19.0833 | -5.822 | -8.9859 | -8.3709
10 | 24 | 17 | 0.037465 | -0.0048643 | -15.0374 | 4.4966 | 0.0013902 | 4.5043 | 0.11116 | -0.014432 | -35.9155 | 13.9828 | 0.0041246 | 12.7447 | 0.19548 | -0.02432 | -51.9575 | 23.2826 | 0.0069505 | 20.3035 | -6.0025 | -9.0872 | -8.1933
10 | 24 | 18 | 0.16206 | -0.084729 | -15.8135 | 4.8191 | 0.026009 | 4.8325 | 0.48082 | -0.25139 | -37.7692 | 14.9856 | 0.07717 | 13.6734 | 0.84557 | -0.42363 | -54.6391 | 24.9524 | 0.13004 | 21.7831 | -6.0586 | -8.8036 | -7.3517
10 | 24 | 19 | 0.31387 | -0.2383 | -16.5873 | 5.1384 | 0.071871 | 5.1539 | 0.93124 | -0.70704 | -39.6174 | 15.9787 | 0.21324 | 14.5828 | 1.6377 | -1.1915 | -57.3129 | 26.6059 | 0.35934 | 23.2318 | -6.1476 | -8.6185 | -6.6696
10 | 24 | 20 | 0.38458 | -0.38099 | -17.2374 | 5.4053 | 0.11095 | 5.4294 | 1.141 | -1.1304 | -41.1701 | 16.8084 | 0.3292 | 15.3623 | 2.0066 | -1.9049 | -59.5592 | 27.9876 | 0.55474 | 24.4737 | -6.2882 | -8.6595 | -6.4414
10 | 24 | 21 | 0.58575 | -0.87855 | -17.9324 | 5.7079 | 0.25087 | 5.7324 | 1.7379 | -2.6066 | -42.83 | 17.7496 | 0.74432 | 16.2195 | 3.0563 | -4.3926 | -61.9604 | 29.5547 | 1.2543 | 25.8393 | -6.534 | -8.9852 | -6.6483
10 | 24 | 22 | 0.79279 | -1.3536 | -18.5815 | 5.9835 | 0.38927 | 6.0163 | 2.3522 | -4.016 | -44.3804 | 18.6065 | 1.1549 | 17.0228 | 4.1366 | -6.7675 | -64.2034 | 30.9815 | 1.9462 | 27.119 | -6.7533 | -9.26 | -6.7876
10 | 24 | 23 | 1.093 | -1.6618 | -19.2421 | 6.2637 | 0.48162 | 6.2798 | 3.2428 | -4.9305 | -45.9583 | 19.4778 | 1.429 | 17.7686 | 5.7028 | -8.3085 | -66.4859 | 32.4322 | 2.408 | 28.3071 | -6.7858 | -8.9706 | -5.9443
10 | 25 | 0 | 1.6289 | -2.2159 | -19.8395 | 6.5228 | 0.65112 | 6.5228 | 4.8328 | -6.5745 | -47.385 | 20.2837 | 1.9319 | 18.4561 | 8.499 | -11.079 | -68.5499 | 33.7742 | 3.2555 | 29.4024 | -6.7297 | -8.455 | -4.6979
10 | 25 | 1 | 2.2213 | -2.7989 | -20.4554 | 6.803 | 0.8366 | 6.7854 | 6.5906 | -8.3043 | -48.856 | 21.155 | 2.4822 | 19.199 | 11.5903 | -13.994 | -70.678 | 35.225 | 4.1828 | 30.5859 | -6.608 | -7.7336 | -3.088
10 | 25 | 2 | 2.1676 | -2.881 | -20.4665 | 6.7731 | 0.85781 | 6.7782 | 6.4311 | -8.548 | -48.8825 | 21.0619 | 2.5451 | 19.1788 | 11.3097 | -14.4046 | -70.7163 | 35.0699 | 4.2889 | 30.5537 | -6.7708 | -8.2137 | -3.8987
10 | 25 | 3 | 2.139 | -2.9848 | -20.4826 | 6.7988 | 0.88796 | 6.8106 | 6.3464 | -8.856 | -48.9209 | 21.1418 | 2.6346 | 19.2704 | 11.1607 | -14.9236 | -70.7719 | 35.2031 | 4.4396 | 30.6997 | -6.831 | -8.3837 | -4.1924
10 | 25 | 4 | 2.1454 | -3.104 | -20.5401 | 6.836 | 0.9277 | 6.8575 | 6.3653 | -9.2096 | -49.0582 | 21.2576 | 2.7525 | 19.4032 | 11.1939 | -15.5195 | -70.9705 | 35.3958 | 4.6383 | 30.9112 | -6.8775 | -8.4893 | -4.3508
10 | 25 | 5 | 2.0408 | -2.6645 | -20.3029 | 6.722 | 0.78573 | 6.7416 | 6.0551 | -7.9055 | -48.4918 | 20.9029 | 2.3313 | 19.0751 | 10.6485 | -13.3219 | -70.1511 | 34.8052 | 3.9285 | 30.3885 | -6.6773 | -8.033 | -3.7023
10 | 25 | 6 | 1.9654 | -2.5781 | -20.0841 | 6.6215 | 0.7577 | 6.6424 | 5.8313 | -7.6492 | -47.9693 | 20.5905 | 2.2481 | 18.7945 | 10.2549 | -12.89 | -69.3952 | 34.285 | 3.7884 | 29.9415 | -6.6752 | -8.1541 | -4.0154
10 | 25 | 7 | 1.8899 | -2.4928 | -19.8592 | 6.5164 | 0.73403 | 6.5398 | 5.6073 | -7.3961 | -47.432 | 20.2636 | 2.1778 | 18.5042 | 9.8609 | -12.4635 | -68.6179 | 33.7407 | 3.67 | 29.4791 | -6.6718 | -8.2751 | -4.3307
10 | 25 | 8 | 2.108 | -2.7643 | -20.1442 | 6.6649 | 0.81985 | 6.6658 | 6.2543 | -8.2015 | -48.1128 | 20.7256 | 2.4325 | 18.8607 | 10.9988 | -13.8207 | -69.6028 | 34.51 | 4.0991 | 30.047 | -6.6499 | -8.0412 | -3.7686
10 | 25 | 9 | 2.3313 | -3.0392 | -20.4061 | 6.7719 | 0.90372 | 6.7639 | 6.917 | -9.0172 | -48.7384 | 21.0582 | 2.6813 | 19.1383 | 12.1642 | -15.1952 | -70.5078 | 35.0638 | 4.5184 | 30.4892 | -6.6744 | -7.9607 | -3.4674
10 | 25 | 10 | 2.5453 | -3.314 | -20.6548 | 6.8806 | 0.98873 | 6.8615 | 7.5518 | -9.8326 | -49.3322 | 21.3964 | 2.9335 | 19.4145 | 13.2806 | -16.5694 | -71.3669 | 35.6269 | 4.9434 | 30.9292 | -6.6926 | -7.8687 | -3.1562
10 | 25 | 11 | 3.0329 | -3.86 | -21.3302 | 7.2039 | 1.1601 | 7.1813 | 8.9987 | -11.4525 | -50.9454 | 22.4014 | 3.442 | 20.3192 | 15.825 | -19.2991 | -73.7007 | 37.3004 | 5.8002 | 32.3705 | -6.612 | -7.2367 | -1.7036
10 | 25 | 12 | 3.5282 | -4.3972 | -22.0023 | 7.5553 | 1.3415 | 7.5369 | 10.4682 | -13.0466 | -52.5507 | 23.4942 | 3.9801 | 21.3255 | 18.4094 | -21.9853 | -76.0229 | 39.12 | 6.7071 | 33.9737 | -6.4376 | -6.3292 | 0.20183
10 | 25 | 13 | 4.1891 | -5.1378 | -22.6823 | 7.8403 | 1.5631 | 7.8233 | 12.429 | -15.2437 | -54.1749 | 24.3804 | 4.6377 | 22.1357 | 21.8576 | -25.6878 | -78.3726 | 40.5956 | 7.8151 | 35.2644 | -6.4044 | -5.8358 | 1.4723
10 | 25 | 14 | 4.8099 | -5.7964 | -23.2167 | 8.1341 | 1.7828 | 8.1218 | 14.2709 | -17.1977 | -55.4513 | 25.2942 | 5.2896 | 22.9804 | 25.0967 | -28.9806 | -80.2191 | 42.1171 | 8.9137 | 36.6101 | -6.1645 | -4.814 | 3.5379
10 | 25 | 15 | 5.4431 | -6.4652 | -23.7731 | 8.4116 | 2.0014 | 8.3953 | 16.1496 | -19.1823 | -56.7801 | 26.1571 | 5.938 | 23.7542 | 28.4006 | -32.3249 | -82.1415 | 43.5539 | 10.0064 | 37.8428 | -5.987 | -3.9635 | 5.3374
10 | 25 | 16 | 6.0394 | -7.1014 | -24.2984 | 8.6553 | 2.2145 | 8.6478 | 17.9188 | -21.0698 | -58.0348 | 26.9151 | 6.5704 | 24.4688 | 31.512 | -35.5056 | -83.9566 | 44.816 | 11.072 | 38.9812 | -5.8428 | -3.2316 | 6.919
10 | 25 | 17 | 6.5908 | -7.667 | -24.775 | 8.9184 | 2.4048 | 8.8986 | 19.5549 | -22.7478 | -59.173 | 27.7331 | 7.135 | 25.1784 | 34.3892 | -38.3332 | -85.6031 | 46.1782 | 12.0235 | 40.1116 | -5.6293 | -2.3193 | 8.7662
10 | 25 | 18 | 7.0722 | -8.1648 | -25.1989 | 9.1097 | 2.5781 | 9.0997 | 20.983 | -24.2249 | -60.1855 | 28.3279 | 7.6491 | 25.7472 | 36.9006 | -40.8223 | -87.0679 | 47.1684 | 12.8898 | 41.0179 | -5.5041 | -1.7032 | 10.0865
10 | 25 | 19 | 7.6479 | -8.7168 | -25.6728 | 9.3947 | 2.7759 | 9.3791 | 22.6911 | -25.8627 | -61.3173 | 29.2142 | 8.2361 | 26.5377 | 39.9046 | -43.5824 | -88.7052 | 48.6442 | 13.879 | 42.2772 | -5.1921 | -0.50089 | 12.4175
10 | 25 | 20 | 8.0216 | -9.1176 | -26.0045 | 9.5378 | 2.9185 | 9.5276 | 23.7998 | -27.0519 | -62.1097 | 29.6591 | 8.6592 | 26.9579 | 41.8544 | -45.5864 | -89.8515 | 49.3851 | 14.5919 | 42.9466 | -5.1168 | -0.085594 | 13.3401
10 | 25 | 21 | 8.4275 | -9.5194 | -26.3372 | 9.7491 | 3.0661 | 9.7341 | 25.0042 | -28.244 | -62.9042 | 30.3164 | 9.0972 | 27.5422 | 43.9724 | -47.5951 | -91.0009 | 50.4795 | 15.33 | 43.8774 | -4.8798 | 0.81173 | 15.0632
10 | 25 | 22 | 8.8582 | -9.9603 | -26.7132 | 9.9268 | 3.2255 | 9.9151 | 26.2821 | -29.5519 | -63.8022 | 30.8687 | 9.5699 | 28.0543 | 46.2196 | -49.7992 | -92.3 | 51.3991 | 16.1266 | 44.6933 | -4.748 | 1.4208 | 16.3395
10 | 25 | 23 | 9.2067 | -10.3116 | -27.0059 | 10.0641 | 3.3477 | 10.0521 | 27.3162 | -30.5943 | -64.5014 | 31.2957 | 9.9325 | 28.4419 | 48.0382 | -51.5558 | -93.3115 | 52.1101 | 16.7376 | 45.3108 | -4.647 | 1.8905 | 17.3295
10 | 26 | 0 | 9.651 | -10.678 | -27.299 | 10.2754 | 3.5058 | 10.2598 | 28.6345 | -31.6815 | -65.2013 | 31.9528 | 10.4017 | 29.0298 | 50.3566 | -53.3878 | -94.3241 | 53.2042 | 17.5284 | 46.2474 | -4.2849 | 3.136 | 19.6247
10 | 26 | 1 | 10.0485 | -11.0871 | -27.6389 | 10.4278 | 3.65 | 10.4143 | 29.8137 | -32.8954 | -66.0132 | 32.4269 | 10.8296 | 29.4669 | 52.4304 | -55.4334 | -95.4986 | 53.9937 | 18.2495 | 46.9436 | -4.1854 | 3.6285 | 20.6851
10 | 26 | 2 | 9.5242 | -10.6112 | -27.1907 | 10.1688 | 3.4582 | 10.1581 | 28.2581 | -31.4832 | -64.9427 | 31.6214 | 10.2605 | 28.742 | 49.6947 | -53.0536 | -93.95 | 52.6524 | 17.2905 | 45.7889 | -4.4925 | 2.4561 | 18.4229
10 | 26 | 3 | 9.0725 | -10.1484 | -26.7477 | 9.984 | 3.2965 | 9.9754 | 26.9179 | -30.1102 | -63.8847 | 31.0468 | 9.7806 | 28.2249 | 47.3378 | -50.74 | -92.4193 | 51.6957 | 16.4817 | 44.9651 | -4.5678 | 1.9753 | 17.321
10 | 26 | 4 | 8.5646 | -9.7008 | -26.3418 | 9.725 | 3.1142 | 9.7213 | 25.4111 | -28.7821 | -62.9151 | 30.2412 | 9.2399 | 27.5059 | 44.688 | -48.502 | -91.0167 | 50.3543 | 15.5705 | 43.8197 | -4.9175 | 0.70093 | 14.9138
10 | 26 | 5 | 7.8001 | -8.92 | -25.7352 | 9.3882 | 2.837 | 9.3852 | 23.1427 | -26.4654 | -61.4665 | 29.1939 | 8.4175 | 26.5552 | 40.6987 | -44.598 | -88.921 | 48.6104 | 14.1846 | 42.3051 | -5.2447 | -0.62274 | 12.2797
10 | 26 | 6 | 7.1052 | -8.1725 | -25.1645 | 9.1299 | 2.5786 | 9.1215 | 21.081 | -24.2478 | -60.1032 | 28.3907 | 7.6508 | 25.8091 | 37.0729 | -40.861 | -86.9489 | 47.2731 | 12.8927 | 41.1164 | -5.4018 | -1.4195 | 10.5453
10 | 26 | 7 | 6.364 | -7.8983 | -24.5567 | 8.7841 | 2.475 | 8.7774 | 18.8818 | -23.4341 | -58.6516 | 27.3153 | 7.3433 | 24.8354 | 33.2055 | -39.4897 | -84.8488 | 45.4825 | 12.3745 | 39.5653 | -6.0545 | -3.7098 | 6.2892
10 | 26 | 8 | 5.9936 | -7.4378 | -24.1966 | 8.6229 | 2.3142 | 8.6043 | 17.7829 | -22.0678 | -57.7915 | 26.8141 | 6.8662 | 24.3454 | 31.273 | -37.1873 | -83.6046 | 44.6478 | 11.5704 | 38.7847 | -6.0994 | -4.0507 | 5.4841
10 | 26 | 9 | 5.5543 | -6.9312 | -23.794 | 8.405 | 2.1439 | 8.3992 | 16.4796 | -20.5648 | -56.8301 | 26.1365 | 6.361 | 23.7653 | 28.9811 | -34.6547 | -82.2138 | 43.5196 | 10.7192 | 37.8605 | -6.2228 | -4.6525 | 4.2119
10 | 26 | 10 | 5.1523 | -6.4182 | -23.391 | 8.2335 | 1.9742 | 8.2213 | 15.2868 | -19.0426 | -55.8675 | 25.6033 | 5.8573 | 23.262 | 26.8833 | -32.0895 | -80.8212 | 42.6318 | 9.8704 | 37.0586 | -6.2279 | -4.9008 | 3.5333
10 | 26 | 11 | 5.7812 | -7.1732 | -23.9261 | 8.474 | 2.2214 | 8.4717 | 17.1529 | -21.2827 | -57.1455 | 26.3513 | 6.5909 | 23.9704 | 30.165 | -35.8644 | -82.67 | 43.8772 | 11.1066 | 38.1872 | -6.1509 | -4.3628 | 4.8016
10 | 26 | 12 | 6.4471 | -7.9437 | -24.4633 | 8.7798 | 2.4861 | 8.7755 | 19.1283 | -23.5689 | -58.4285 | 27.302 | 7.3761 | 24.8299 | 33.639 | -39.7169 | -84.5261 | 45.4604 | 12.4298 | 39.5565 | -5.9186 | -3.3609 | 6.8428
10 | 26 | 13 | 7.1865 | -8.6854 | -24.9955 | 9.071 | 2.747 | 9.0624 | 21.3224 | -25.7694 | -59.6998 | 28.2076 | 8.1504 | 25.6418 | 37.4975 | -43.4251 | -86.3652 | 46.9682 | 13.7346 | 40.85 | -5.6139 | -2.1469 | 9.26
10 | 26 | 14 | 8.0277 | -9.6197 | -25.7004 | 9.4439 | 3.0816 | 9.4381 | 23.818 | -28.5417 | -61.3833 | 29.367 | 9.143 | 26.7047 | 41.8864 | -48.0967 | -88.8006 | 48.8987 | 15.4072 | 42.5432 | -5.3289 | -0.89214 | 11.8382
10 | 26 | 15 | 8.8219 | -10.4851 | -26.3607 | 9.7565 | 3.3871 | 9.7555 | 26.1746 | -31.1092 | -62.9603 | 30.3393 | 10.0496 | 27.603 | 46.0306 | -52.4234 | -91.0821 | 50.5176 | 16.9349 | 43.9743 | -5.1247 | 0.096927 | 13.952
10 | 26 | 16 | 9.6299 | -11.345 | -27.01 | 10.1026 | 3.7125 | 10.1064 | 28.5718 | -33.6606 | -64.5112 | 31.4155 | 11.0149 | 28.5957 | 50.2464 | -56.7228 | -93.3257 | 52.3096 | 18.5616 | 45.5558 | -4.8037 | 1.4261 | 16.6249
10 | 26 | 17 | 10.2022 | -11.9097 | -27.4564 | 10.3735 | 3.9278 | 10.3646 | 30.2699 | -35.3358 | -65.5774 | 32.2579 | 11.6537 | 29.3263 | 53.2326 | -59.5459 | -94.8681 | 53.7123 | 19.6381 | 46.7196 | -4.498 | 2.5945 | 18.8886
10 | 26 | 18 | 11.2649 | -12.8267 | -27.9093 | 10.5884 | 4.2371 | 10.5894 | 33.4227 | -38.0567 | -66.6592 | 32.9263 | 12.5715 | 29.9623 | 58.7771 | -64.1309 | -96.4331 | 54.8252 | 21.1848 | 47.733 | -4.0562 | 4.167 | 21.9562
10 | 26 | 19 | 11.9659 | -13.4317 | -28.374 | 10.8921 | 4.4928 | 10.8949 | 35.5028 | -39.8516 | -67.7689 | 33.8706 | 13.33 | 30.8268 | 62.4351 | -67.1555 | -98.0385 | 56.3975 | 22.4629 | 49.1101 | -3.5599 | 5.9096 | 25.2116
10 | 26 | 20 | 12.5974 | -14.2504 | -28.8824 | 11.1444 | 4.796 | 11.1641 | 37.3764 | -42.2809 | -68.9832 | 34.6552 | 14.2296 | 31.5884 | 65.7301 | -71.2493 | -99.7951 | 57.7039 | 23.979 | 50.3234 | -3.4309 | 6.5855 | 26.692
10 | 26 | 21 | 13.3104 | -15.0683 | -29.3867 | 11.4667 | 5.1462 | 11.499 | 39.4917 | -44.7076 | -70.1878 | 35.6573 | 15.2686 | 32.536 | 69.45 | -75.3386 | -101.5378 | 59.3726 | 25.7297 | 51.833 | -3.0329 | 8.0582 | 29.509
10 | 26 | 22 | 13.9705 | -15.8804 | -29.8618 | 11.7199 | 5.4629 | 11.7734 | 41.4503 | -47.1168 | -71.3226 | 36.4448 | 16.2082 | 33.3125 | 72.8944 | -79.3985 | -103.1794 | 60.6839 | 27.3132 | 53.0701 | -2.8155 | 8.9765 | 31.3837
10 | 26 | 23 | 14.6573 | -16.5062 | -30.3783 | 12.0275 | 5.7332 | 12.0472 | 43.4882 | -48.9738 | -72.556 | 37.4012 | 17.0102 | 34.087 | 76.4782 | -82.5278 | -104.9638 | 62.2763 | 28.6646 | 54.3041 | -2.4194 | 10.4567 | 34.2315
10 | 27 | 0 | 15.3656 | -17.1259 | -30.8551 | 12.3374 | 6.0177 | 12.3335 | 45.5896 | -50.8123 | -73.6948 | 38.3649 | 17.8543 | 34.8973 | 80.1738 | -85.6259 | -106.6112 | 63.8809 | 30.0871 | 55.5948 | -1.9268 | 12.199 | 37.4995
10 | 27 | 1 | 16.0524 | -17.7357 | -31.3425 | 12.6272 | 6.2768 | 12.5942 | 47.6273 | -52.6216 | -74.8591 | 39.2661 | 18.6232 | 35.6349 | 83.7573 | -88.6749 | -108.2956 | 65.3815 | 31.3827 | 56.77 | -1.5276 | 13.6708 | 40.3211
10 | 27 | 2 | 14.2555 | -16.1541 | -30.1437 | 11.8663 | 5.5941 | 11.8495 | 42.2958 | -47.9291 | -71.9957 | 36.9001 | 16.5978 | 33.5278 | 74.3814 | -80.7673 | -104.1532 | 61.4419 | 27.9696 | 53.4132 | -2.7323 | 9.3967 | 32.2855
10 | 27 | 3 | 12.594 | -14.5718 | -28.957 | 11.2057 | 4.9449 | 11.1885 | 37.3661 | -43.2343 | -69.1614 | 34.8458 | 14.6716 | 31.6574 | 65.712 | -72.8559 | -100.0529 | 58.0214 | 24.7237 | 50.4333 | -3.5957 | 6.1452 | 25.9816
10 | 27 | 4 | 10.995 | -12.997 | -27.767 | 10.5733 | 4.33 | 10.5632 | 32.622 | -38.5621 | -66.3191 | 32.8793 | 12.8471 | 29.8883 | 57.3691 | -64.9826 | -95.9412 | 54.7469 | 21.6492 | 47.615 | -4.3025 | 3.3554 | 20.4564
10 | 27 | 5 | 8.5788 | -10.3776 | -25.9131 | 9.5288 | 3.3348 | 9.5232 | 25.4533 | -30.7901 | -61.8912 | 29.6312 | 9.8944 | 26.9456 | 44.7621 | -51.8857 | -89.5355 | 49.3385 | 16.6735 | 42.927 | -5.325 | -0.75694 | 12.2799
10 | 27 | 6 | 6.306 | -7.7592 | -24.0582 | 8.5712 | 2.4142 | 8.5547 | 18.7099 | -23.0216 | -57.4611 | 26.6534 | 7.1629 | 24.2052 | 32.9033 | -38.7946 | -83.1267 | 44.3803 | 12.0706 | 38.5613 | -5.9713 | -3.7512 | 5.9942
10 | 27 | 7 | 4.1973 | -5.1309 | -22.176 | 7.6713 | 1.5475 | 7.6515 | 12.4534 | -15.2232 | -52.9655 | 23.8552 | 4.5915 | 21.6497 | 21.9006 | -25.6532 | -76.623 | 39.721 | 7.7374 | 34.4901 | -6.2391 | -5.6388 | 1.5729
10 | 27 | 8 | 3.4181 | -4.2266 | -21.5019 | 7.3409 | 1.2571 | 7.3244 | 10.1416 | -12.5404 | -51.3554 | 22.8277 | 3.7298 | 20.7241 | 17.835 | -21.1324 | -74.2938 | 38.0101 | 6.2852 | 33.0155 | -6.388 | -6.4728 | -0.28039
10 | 27 | 9 | 2.6485 | -3.2754 | -20.7866 | 7.0069 | 0.9624 | 6.9903 | 7.858 | -9.718 | -49.6471 | 21.7889 | 2.8554 | 19.7788 | 13.8191 | -16.3762 | -71.8224 | 36.2805 | 4.8118 | 31.5097 | -6.4539 | -7.0838 | -1.7775
10 | 27 | 10 | 1.8814 | -2.336 | -20.0731 | 6.6817 | 0.67786 | 6.6714 | 5.582 | -6.9308 | -47.9429 | 20.7776 | 2.0112 | 18.8764 | 9.8165 | -11.6794 | -69.357 | 34.5966 | 3.3892 | 30.072 | -6.4968 | -7.6265 | -3.1622
10 | 27 | 11 | 2.6045 | -3.2867 | -20.757 | 6.9629 | 0.96419 | 6.9607 | 7.7276 | -9.7516 | -49.5765 | 21.6522 | 2.8608 | 19.6951 | 13.5897 | -16.4328 | -71.7202 | 36.0529 | 4.8208 | 31.3762 | -6.5514 | -7.3924 | -2.3135
10 | 27 | 12 | 3.4354 | -4.3142 | -21.4853 | 7.3172 | 1.2822 | 7.3188 | 10.1927 | -12.8003 | -51.316 | 22.7538 | 3.8041 | 20.7082 | 17.9248 | -21.5703 | -74.2367 | 37.8872 | 6.4105 | 32.9903 | -6.4461 | -6.6574 | -0.59428
10 | 27 | 13 | 4.2449 | -5.319 | -22.1741 | 7.663 | 1.6007 | 7.6643 | 12.5945 | -15.7813 | -52.9611 | 23.8291 | 4.7493 | 21.6859 | 22.1486 | -26.5938 | -76.6166 | 39.6776 | 8.0032 | 34.5478 | -6.3203 | -5.8837 | 1.1668
10 | 27 | 14 | 4.4089 | -5.626 | -22.3153 | 7.7164 | 1.6972 | 7.7231 | 13.0811 | -16.6922 | -53.2982 | 23.9952 | 5.0355 | 21.8523 | 23.0044 | -28.1287 | -77.1043 | 39.9542 | 8.4855 | 34.8129 | -6.3956 | -6.0262 | 1.0242
10 | 27 | 15 | 4.6336 | -5.9741 | -22.4173 | 7.7658 | 1.8044 | 7.7754 | 13.7478 | -17.7251 | -53.5419 | 24.149 | 5.3536 | 22.0002 | 24.1769 | -29.8693 | -77.4569 | 40.2103 | 9.0216 | 35.0485 | -6.4122 | -6.0164 | 1.131
10 | 27 | 16 | 4.8876 | -6.3534 | -22.5568 | 7.8391 | 1.9359 | 7.8493 | 14.5015 | -18.8505 | -53.8751 | 24.377 | 5.7437 | 22.2094 | 25.5023 | -31.7657 | -77.9389 | 40.5898 | 9.6789 | 35.3819 | -6.3983 | -5.894 | 1.4483
10 | 27 | 17 | 4.2444 | -5.7326 | -21.7347 | 7.4636 | 1.7331 | 7.4814 | 12.5932 | -17.0084 | -51.9117 | 23.2093 | 5.142 | 21.1683 | 22.1463 | -28.6616 | -75.0984 | 38.6455 | 8.665 | 33.7233 | -6.5448 | -6.8073 | -0.57997
10 | 27 | 18 | 3.5998 | -5.0992 | -20.8632 | 7.0891 | 1.5303 | 7.1132 | 10.6805 | -15.1294 | -49.8301 | 22.0447 | 4.5405 | 20.1265 | 18.7827 | -25.4952 | -72.0872 | 36.7064 | 7.6514 | 32.0635 | -6.6301 | -7.5674 | -2.3784
10 | 27 | 19 | 3.0728 | -4.5325 | -20.0475 | 6.7555 | 1.3608 | 6.7903 | 9.117 | -13.4479 | -47.8817 | 21.0073 | 4.0375 | 19.213 | 16.0331 | -22.6616 | -69.2685 | 34.979 | 6.8038 | 30.6082 | -6.6005 | -7.9549 | -3.5061
10 | 27 | 20 | 2.1994 | -3.3776 | -18.7075 | 6.165 | 0.9945 | 6.2117 | 6.5257 | -10.0212 | -44.6812 | 19.1709 | 2.9507 | 17.5757 | 11.476 | -16.8871 | -64.6385 | 31.9213 | 4.9723 | 27.9998 | -6.5144 | -8.4794 | -5.1561
10 | 27 | 21 | 1.5769 | -2.3762 | -17.3999 | 5.6286 | 0.68876 | 5.6856 | 4.6787 | -7.0502 | -41.5583 | 17.5029 | 2.0435 | 16.0871 | 8.228 | -11.8806 | -60.1207 | 29.1439 | 3.4437 | 25.6283 | -6.1963 | -8.2963 | -5.5574
10 | 27 | 22 | 1.0999 | -1.5731 | -16.0996 | 5.0921 | 0.45025 | 5.1578 | 3.2633 | -4.6675 | -38.4525 | 15.8347 | 1.3359 | 14.5937 | 5.7388 | -7.8654 | -55.6276 | 26.3663 | 2.2512 | 23.2492 | -5.8727 | -8.0923 | -5.8875
10 | 27 | 23 | 0.71858 | -1.1163 | -15.2635 | 4.7403 | 0.31138 | 4.806 | 2.132 | -3.3121 | -36.4557 | 14.7407 | 0.92385 | 13.5983 | 3.7494 | -5.5814 | -52.739 | 24.5446 | 1.5568 | 21.6634 | -5.8036 | -8.373 | -6.8062
10 | 28 | 0 | 0.46312 | -0.78296 | -14.4184 | 4.4283 | 0.21289 | 4.4913 | 1.3741 | -2.323 | -34.4372 | 13.7704 | 0.63165 | 12.7079 | 2.4165 | -3.9146 | -49.8189 | 22.9289 | 1.0644 | 20.2449 | -5.6058 | -8.2762 | -7.0788
10 | 28 | 1 | 0.2943 | -0.5307 | -13.5815 | 4.0957 | 0.14251 | 4.163 | 0.87318 | -1.5746 | -32.4382 | 12.7363 | 0.42283 | 11.7792 | 1.5356 | -2.6534 | -46.9271 | 21.2071 | 0.71253 | 18.7654 | -5.4166 | -8.2013 | -7.3598
10 | 28 | 2 | 0.0068146 | -0.085164 | -12.4432 | 3.6447 | 0.023258 | 3.7117 | 0.020219 | -0.25268 | -29.7195 | 11.3338 | 0.069006 | 10.5021 | 0.035557 | -0.4258 | -42.994 | 18.8717 | 0.11629 | 16.7309 | -5.1419 | -8.0471 | -7.6654
10 | 28 | 3 | 0.0027366 | -0.041658 | -11.3089 | 3.2305 | 0.01109 | 3.2934 | 0.0081195 | -0.1236 | -27.0105 | 10.0458 | 0.032905 | 9.3186 | 0.014279 | -0.20828 | -39.0749 | 16.7271 | 0.055449 | 14.8454 | -4.8128 | -7.7287 | -7.641
10 | 28 | 4 | 0.00044205 | -0.006943 | -10.2019 | 2.8461 | 0.0017915 | 2.9044 | 0.0013116 | -0.0206 | -24.3664 | 8.8504 | 0.0053152 | 8.2179 | 0.0023065 | -0.034713 | -35.2499 | 14.7367 | 0.0089569 | 13.0919 | -4.4561 | -7.3121 | -7.4447
10 | 28 | 5 | 0 | 0 | -8.178 | 2.2135 | 0 | 2.2521 | 0 | 0 | -19.5325 | 6.8833 | 0 | 6.3723 | 0 | 0 | -28.2569 | 11.4613 | 0 | 10.1518 | -3.7123 | -6.2769 | -6.6438
10 | 28 | 6 | 0 | 0 | -6.1455 | 1.6147 | 0 | 1.6346 | 0 | 0 | -14.678 | 5.0212 | 0 | 4.625 | 0 | 0 | -21.234 | 8.3607 | 0 | 7.3681 | -2.8962 | -5.0317 | -5.5051
10 | 28 | 7 | 0 | 0 | -4.1139 | 1.0566 | 0 | 1.0621 | 0 | 0 | -9.8256 | 3.2857 | 0 | 3.005 | 0 | 0 | -14.2143 | 5.471 | 0 | 4.7873 | -1.9952 | -3.5348 | -3.9559
10 | 28 | 8 | 0 | 0 | -3.62 | 0.92371 | 0 | 0.92898 | 0 | 0 | -8.646 | 2.8724 | 0 | 2.6285 | 0 | 0 | -12.5078 | 4.7828 | 0 | 4.1875 | -1.7673 | -3.1451 | -3.5375
10 | 28 | 9 | 0 | 0 | -3.1121 | 0.7906 | 0 | 0.7959 | 0 | 0 | -7.433 | 2.4585 | 0 | 2.252 | 0 | 0 | -10.753 | 4.0936 | 0 | 3.5876 | -1.5256 | -2.7225 | -3.0718
10 | 28 | 10 | 0 | 0 | -2.6988 | 0.67365 | 0 | 0.67824 | 0 | 0 | -6.4459 | 2.0948 | 0 | 1.9191 | 0 | 0 | -9.325 | 3.488 | 0 | 3.0573 | -1.3469 | -2.432 | -2.7797
10 | 28 | 11 | 0 | 0 | -3.565 | 0.88111 | 0 | 0.87764 | 0 | 0 | -8.5148 | 2.7399 | 0 | 2.4832 | 0 | 0 | -12.318 | 4.5622 | 0 | 3.9561 | -1.8063 | -3.2916 | -3.7997
10 | 28 | 12 | 0 | 0 | -4.5284 | 1.1209 | 0 | 1.1101 | 0 | 0 | -10.8156 | 3.4857 | 0 | 3.1411 | 0 | 0 | -15.6465 | 5.804 | 0 | 5.0041 | -2.2973 | -4.1888 | -4.8384
10 | 28 | 13 | 0 | 0 | -5.5018 | 1.3776 | 0 | 1.3587 | 0 | 0 | -13.1406 | 4.2837 | 0 | 3.8445 | 0 | 0 | -19.0099 | 7.1328 | 0 | 6.1246 | -2.7655 | -5.0124 | -5.7525
10 | 28 | 14 | 0 | 0 | -6.0171 | 1.5192 | 0 | 1.5116 | 0 | 0 | -14.3715 | 4.7242 | 0 | 4.2771 | 0 | 0 | -20.7906 | 7.8662 | 0 | 6.8139 | -2.9863 | -5.3701 | -6.1105
10 | 28 | 15 | 0 | 0 | -6.532 | 1.6638 | 0 | 1.6646 | 0 | 0 | -15.6013 | 5.1737 | 0 | 4.7099 | 0 | 0 | -22.5697 | 8.6147 | 0 | 7.5034 | -3.2037 | -5.7176 | -6.4516
10 | 28 | 16 | 0 | 0 | -7.0454 | 1.8017 | 0 | 1.8156 | 0 | 0 | -16.8273 | 5.6025 | 0 | 5.1372 | 0 | 0 | -24.3434 | 9.3287 | 0 | 8.184 | -3.4281 | -6.0876 | -6.8307
10 | 28 | 17 | 0 | 0 | -7.636 | 1.9795 | 0 | 1.9958 | 0 | 0 | -18.2379 | 6.1554 | 0 | 5.6472 | 0 | 0 | -26.384 | 10.2493 | 0 | 8.9965 | -3.6607 | -6.4353 | -7.1382
10 | 28 | 18 | 0 | 0 | -8.2225 | 2.1598 | 0 | 2.1778 | 0 | 0 | -19.6387 | 6.7163 | 0 | 6.162 | 0 | 0 | -28.4105 | 11.1832 | 0 | 9.8167 | -3.8849 | -6.7604 | -7.4106
10 | 28 | 19 | 0 | 0 | -8.8178 | 2.3361 | 0 | 2.3594 | 0 | 0 | -21.0606 | 7.2644 | 0 | 6.6757 | 0 | 0 | -30.4676 | 12.0958 | 0 | 10.6351 | -4.1224 | -7.1206 | -7.7367
10 | 28 | 20 | 0 | 0 | -9.15 | 2.4333 | 0 | 2.4575 | 0 | 0 | -21.8541 | 7.5668 | 0 | 6.9534 | 0 | 0 | -31.6154 | 12.5994 | 0 | 11.0774 | -4.2592 | -7.3339 | -7.9386
10 | 28 | 21 | 0 | 0 | -9.4527 | 2.534 | 0 | 2.5618 | 0 | 0 | -22.5769 | 7.8798 | 0 | 7.2484 | 0 | 0 | -32.6611 | 13.1206 | 0 | 11.5475 | -4.3569 | -7.4486 | -7.993
10 | 28 | 22 | 0 | 0 | -9.7957 | 2.6676 | 0 | 2.6941 | 0 | 0 | -23.3962 | 8.2954 | 0 | 7.6228 | 0 | 0 | -33.8463 | 13.8126 | 0 | 12.1438 | -4.434 | -7.478 | -7.8899
10 | 28 | 23 | 0 | 0 | -10.4553 | 2.8812 | 0 | 2.9033 | 0 | 0 | -24.9716 | 8.9597 | 0 | 8.2149 | 0 | 0 | -36.1254 | 14.9186 | 0 | 13.0871 | -4.6707 | -7.797 | -8.1196
10 | 29 | 0 | 0 | 0 | -11.0676 | 3.0638 | 0 | 3.0849 | 0 | 0 | -26.4341 | 9.5272 | 0 | 8.7285 | 0 | 0 | -38.2411 | 15.8636 | 0 | 13.9054 | -4.919 | -8.1784 | -8.472
10 | 29 | 1 | 0 | 0 | -11.7388 | 3.2916 | 0 | 3.3097 | 0 | 0 | -28.0372 | 10.2356 | 0 | 9.3647 | 0 | 0 | -40.5603 | 17.0432 | 0 | 14.919 | -5.1375 | -8.4369 | -8.5981
10 | 29 | 2 | 0 | 0 | -11.3754 | 3.1742 | 0 | 3.1842 | 0 | 0 | -27.1693 | 9.8706 | 0 | 9.0096 | 0 | 0 | -39.3047 | 16.4354 | 0 | 14.3531 | -5.0171 | -8.2891 | -8.5161
10 | 29 | 3 | 0 | 0 | -11.0176 | 3.0315 | 0 | 3.0431 | 0 | 0 | -26.3147 | 9.4267 | 0 | 8.6105 | 0 | 0 | -38.0684 | 15.6964 | 0 | 13.7173 | -4.943 | -8.2775 | -8.6546
10 | 29 | 4 | 0 | 0 | -10.6466 | 2.9192 | 0 | 2.9249 | 0 | 0 | -25.4286 | 9.0775 | 0 | 8.276 | 0 | 0 | -36.7865 | 15.1149 | 0 | 13.1846 | -4.8025 | -8.075 | -8.487
10 | 29 | 5 | 0 | 0 | -9.1449 | 2.4188 | 0 | 2.4232 | 0 | 0 | -21.8418 | 7.5216 | 0 | 6.8563 | 0 | 0 | -31.5976 | 12.5241 | 0 | 10.9227 | -4.3029 | -7.464 | -8.1509
10 | 29 | 6 | 0 | 0 | -7.6074 | 1.9438 | 0 | 1.9489 | 0 | 0 | -18.1695 | 6.0446 | 0 | 5.5144 | 0 | 0 | -26.2851 | 10.0648 | 0 | 8.7849 | -3.7146 | -6.6106 | -7.4354
10 | 29 | 7 | 0 | 0 | -6.073 | 1.4987 | 0 | 1.5058 | 0 | 0 | -14.5049 | 4.6604 | 0 | 4.2606 | 0 | 0 | -20.9837 | 7.7599 | 0 | 6.7875 | -3.0685 | -5.584 | -6.4362
10 | 29 | 8 | 0 | 0 | -5.6617 | 1.3873 | 0 | 1.3884 | 0 | 0 | -13.5225 | 4.3142 | 0 | 3.9284 | 0 | 0 | -19.5624 | 7.1835 | 0 | 6.2583 | -2.886 | -5.28 | -6.1207
10 | 29 | 9 | 0 | 0 | -5.2383 | 1.2714 | 0 | 1.2682 | 0 | 0 | -12.5113 | 3.9535 | 0 | 3.5883 | 0 | 0 | -18.0996 | 6.5829 | 0 | 5.7166 | -2.6988 | -4.9695 | -5.8001
10 | 29 | 10 | 0 | 0 | -4.8239 | 1.1545 | 0 | 1.1475 | 0 | 0 | -11.5215 | 3.59 | 0 | 3.2469 | 0 | 0 | -16.6677 | 5.9777 | 0 | 5.1726 | -2.5219 | -4.6846 | -5.5173
10 | 29 | 11 | 0 | 0 | -6.3653 | 1.585 | 0 | 1.575 | 0 | 0 | -15.203 | 4.9288 | 0 | 4.4564 | 0 | 0 | -21.9936 | 8.2068 | 0 | 7.0995 | -3.2053 | -5.8179 | -6.6873
10 | 29 | 12 | 0 | 0 | -7.9082 | 2.0407 | 0 | 2.0261 | 0 | 0 | -18.8882 | 6.3459 | 0 | 5.7327 | 0 | 0 | -27.3247 | 10.5664 | 0 | 9.1328 | -3.8415 | -6.8096 | -7.6255
10 | 29 | 13 | 0 | 0 | -9.5024 | 2.5365 | 0 | 2.5146 | 0 | 0 | -22.6957 | 7.8875 | 0 | 7.1149 | 0 | 0 | -32.8329 | 13.1334 | 0 | 11.3347 | -4.4514 | -7.6933 | -8.3648
10 | 29 | 14 | 0 | 0 | -9.9855 | 2.6953 | 0 | 2.6923 | 0 | 0 | -23.8496 | 8.3813 | 0 | 7.6179 | 0 | 0 | -34.5023 | 13.9557 | 0 | 12.136 | -4.5979 | -7.8504 | -8.4106
10 | 29 | 15 | 0 | 0 | -10.4775 | 2.8773 | 0 | 2.8878 | 0 | 0 | -25.0245 | 8.9474 | 0 | 8.171 | 0 | 0 | -36.202 | 14.8983 | 0 | 13.0172 | -4.7123 | -7.9061 | -8.2865
10 | 29 | 16 | 0 | 0 | -10.9706 | 3.0512 | 0 | 3.0808 | 0 | 0 | -26.2023 | 9.4882 | 0 | 8.7171 | 0 | 0 | -37.9058 | 15.7987 | 0 | 13.8873 | -4.8385 | -7.997 | -8.2199
10 | 29 | 17 | 0 | 0 | -11.4764 | 3.2412 | 0 | 3.2755 | 0 | 0 | -27.4105 | 10.0789 | 0 | 9.2679 | 0 | 0 | -39.6536 | 16.7822 | 0 | 14.7647 | -4.9598 | -8.0637 | -8.1067
10 | 29 | 18 | 0 | 0 | -11.9308 | 3.3847 | 0 | 3.4332 | 0 | 0 | -28.4958 | 10.5252 | 0 | 9.7141 | 0 | 0 | -41.2237 | 17.5254 | 0 | 15.4755 | -5.1129 | -8.2565 | -8.2228
10 | 29 | 19 | 0 | 0 | -12.4018 | 3.5689 | 0 | 3.6246 | 0 | 0 | -29.6206 | 11.0981 | 0 | 10.2557 | 0 | 0 | -42.8509 | 18.4794 | 0 | 16.3383 | -5.2082 | -8.2668 | -8.0332
10 | 29 | 20 | 0 | 0 | -13.2469 | 3.8623 | 0 | 3.9069 | 0 | 0 | -31.6392 | 12.0103 | 0 | 11.0544 | 0 | 0 | -45.7712 | 19.9983 | 0 | 17.6108 | -5.4778 | -8.5745 | -8.1622
10 | 29 | 21 | 0 | 0 | -14.0417 | 4.1514 | 0 | 4.187 | 0 | 0 | -33.5375 | 12.9095 | 0 | 11.8469 | 0 | 0 | -48.5174 | 21.4955 | 0 | 18.8733 | -5.7033 | -8.7811 | -8.1486
10 | 29 | 22 | 0 | 0 | -14.8794 | 4.4629 | 0 | 4.4856 | 0 | 0 | -35.5383 | 13.878 | 0 | 12.6918 | 0 | 0 | -51.4119 | 23.1082 | 0 | 20.2194 | -5.931 | -8.9685 | -8.0843
10 | 29 | 23 | 0 | 0 | -15.583 | 4.7501 | 0 | 4.7721 | 0 | 0 | -37.2186 | 14.7711 | 0 | 13.5026 | 0 | 0 | -53.8427 | 24.5952 | 0 | 21.511 | -6.0607 | -8.9449 | -7.7364
10 | 30 | 0 | 0 | 0 | -16.3353 | 5.0262 | 0 | 5.0556 | 0 | 0 | -39.0156 | 15.6298 | 0 | 14.3047 | 0 | 0 | -56.4422 | 26.025 | 0 | 22.7889 | -6.2534 | -9.081 | -7.6283
10 | 30 | 1 | 0 | 0 | -17.0744 | 5.3369 | 0 | 5.363 | 0 | 0 | -40.7808 | 16.5958 | 0 | 15.1743 | 0 | 0 | -58.9959 | 27.6336 | 0 | 24.1742 | -6.3746 | -9.0107 | -7.1882
10 | 30 | 2 | 0 | 0 | -16.6327 | 5.1743 | 0 | 5.2035 | 0 | 0 | -39.7259 | 16.0904 | 0 | 14.7232 | 0 | 0 | -57.4698 | 26.7919 | 0 | 23.4556 | -6.2548 | -8.9123 | -7.2223
10 | 30 | 3 | 0 | 0 | -16.1854 | 4.9669 | 0 | 5.005 | 0 | 0 | -38.6575 | 15.4453 | 0 | 14.1614 | 0 | 0 | -55.9243 | 25.7178 | 0 | 22.5605 | -6.2135 | -9.0508 | -7.646
10 | 30 | 4 | 0 | 0 | -15.6904 | 4.7673 | 0 | 4.8094 | 0 | 0 | -37.4752 | 14.8246 | 0 | 13.6081 | 0 | 0 | -54.2139 | 24.6842 | 0 | 21.6791 | -6.1137 | -9.0426 | -7.8506
10 | 30 | 5 | 0 | 0 | -13.7426 | 4.0108 | 0 | 4.0405 | 0 | 0 | -32.823 | 12.4721 | 0 | 11.4326 | 0 | 0 | -47.4837 | 20.7671 | 0 | 18.2132 | -5.6913 | -8.9184 | -8.5034
10 | 30 | 6 | 0 | 0 | -11.7472 | 3.2999 | 0 | 3.317 | 0 | 0 | -28.0572 | 10.2615 | 0 | 9.3853 | 0 | 0 | -40.5892 | 17.0862 | 0 | 14.9517 | -5.1303 | -8.4104 | -8.5512
10 | 30 | 7 | 0 | 0 | -9.7555 | 2.61 | 0 | 2.6217 | 0 | 0 | -23.3003 | 8.116 | 0 | 7.418 | 0 | 0 | -33.7075 | 13.5139 | 0 | 11.8176 | -4.5239 | -7.7662 | -8.376
10 | 30 | 8 | 0 | 0 | -9.5482 | 2.5566 | 0 | 2.5659 | 0 | 0 | -22.8051 | 7.95 | 0 | 7.2601 | 0 | 0 | -32.9912 | 13.2375 | 0 | 11.5661 | -4.4257 | -7.5949 | -8.1876
10 | 30 | 9 | 0 | 0 | -9.3403 | 2.5014 | 0 | 2.514 | 0 | 0 | -22.3085 | 7.7785 | 0 | 7.1133 | 0 | 0 | -32.2727 | 12.9519 | 0 | 11.3323 | -4.3248 | -7.4166 | -7.9886
10 | 30 | 10 | 0 | 0 | -9.1393 | 2.4345 | 0 | 2.4492 | 0 | 0 | -21.8285 | 7.5704 | 0 | 6.93 | 0 | 0 | -31.5784 | 12.6054 | 0 | 11.0402 | -4.2556 | -7.3281 | -7.9328
10 | 30 | 11 | 0 | 0 | -10.3361 | 2.8208 | 0 | 2.8319 | 0 | 0 | -24.6869 | 8.7716 | 0 | 8.0128 | 0 | 0 | -35.7136 | 14.6056 | 0 | 12.7651 | -4.6834 | -7.9025 | -8.3429
10 | 30 | 12 | 0 | 0 | -11.5418 | 3.2501 | 0 | 3.2552 | 0 | 0 | -27.5666 | 10.1067 | 0 | 9.2105 | 0 | 0 | -39.8795 | 16.8286 | 0 | 14.6733 | -5.0365 | -8.2494 | -8.3776
10 | 30 | 13 | 0 | 0 | -12.7869 | 3.6793 | 0 | 3.6799 | 0 | 0 | -30.5406 | 11.4414 | 0 | 10.4122 | 0 | 0 | -44.1818 | 19.051 | 0 | 16.5877 | -5.4277 | -8.6869 | -8.5431
10 | 30 | 14 | 0 | 0 | -13.8412 | 4.0701 | 0 | 4.0778 | 0 | 0 | -33.0585 | 12.6564 | 0 | 11.538 | 0 | 0 | -47.8244 | 21.0741 | 0 | 18.3811 | -5.6933 | -8.8641 | -8.3691
10 | 30 | 15 | 0 | 0 | -14.9204 | 4.49 | 0 | 4.4993 | 0 | 0 | -35.6362 | 13.9624 | 0 | 12.7305 | 0 | 0 | -51.5534 | 23.2486 | 0 | 20.281 | -5.9311 | -8.9433 | -8.0238
10 | 30 | 16 | 0 | 0 | -15.9678 | 4.8844 | 0 | 4.9009 | 0 | 0 | -38.1379 | 15.1887 | 0 | 13.867 | 0 | 0 | -55.1725 | 25.2905 | 0 | 22.0915 | -6.1825 | -9.0822 | -7.7905
10 | 30 | 17 | 0 | 0 | -16.8671 | 5.2384 | 0 | 5.2545 | 0 | 0 | -40.2856 | 16.2896 | 0 | 14.8676 | 0 | 0 | -58.2795 | 27.1237 | 0 | 23.6855 | -6.3741 | -9.1284 | -7.4703
10 | 30 | 18 | 0 | 0 | -17.7929 | 5.6555 | 0 | 5.6685 | 0 | 0 | -42.4968 | 17.5865 | 0 | 16.0387 | 0 | 0 | -61.4784 | 29.2831 | 0 | 25.5512 | -6.4689 | -8.8716 | -6.644
10 | 30 | 19 | 0 | 0 | -18.7133 | 6.0388 | 0 | 6.0505 | 0 | 0 | -44.6952 | 18.7787 | 0 | 17.1198 | 0 | 0 | -64.6587 | 31.2682 | 0 | 27.2736 | -6.6239 | -8.7967 | -6.117
10 | 30 | 20 | 0 | 0 | -19.1269 | 6.2269 | 0 | 6.2344 | 0 | 0 | -45.6831 | 19.3633 | 0 | 17.64 | 0 | 0 | -66.0878 | 32.2416 | 0 | 28.1023 | -6.6657 | -8.6798 | -5.7439
10 | 30 | 21 | 0 | 0 | -19.5358 | 6.3747 | 0 | 6.3768 | 0 | 0 | -46.6596 | 19.8232 | 0 | 18.043 | 0 | 0 | -67.5005 | 33.0074 | 0 | 28.7444 | -6.7842 | -8.7933 | -5.7487
10 | 30 | 22 | 0 | 0 | -20.0078 | 6.6071 | 0 | 6.6022 | 0 | 0 | -47.787 | 20.5459 | 0 | 18.6806 | 0 | 0 | -69.1315 | 34.2107 | 0 | 29.76 | -6.7985 | -8.5606 | -5.1608
10 | 30 | 23 | 0 | 0 | -20.1659 | 6.6668 | 0 | 6.6653 | 0 | 0 | -48.1647 | 20.7313 | 0 | 18.8592 | 0 | 0 | -69.6779 | 34.5196 | 0 | 30.0446 | -6.8339 | -8.5741 | -5.1137
10 | 31 | 0 | 0 | 0 | -20.34 | 6.7448 | 0 | 6.7428 | 0 | 0 | -48.5804 | 20.974 | 0 | 19.0787 | 0 | 0 | -70.2793 | 34.9237 | 0 | 30.3942 | -6.8523 | -8.5277 | -4.9615
10 | 31 | 1 | 0 | 0 | -20.5143 | 6.8175 | 0 | 6.8266 | 0 | 0 | -48.9967 | 21.2001 | 0 | 19.3156 | 0 | 0 | -70.8815 | 35.3001 | 0 | 30.7716 | -6.8702 | -8.481 | -4.8098
10 | 31 | 2 | 0 | 0 | -20.51 | 6.8213 | 0 | 6.8252 | 0 | 0 | -48.9864 | 21.2118 | 0 | 19.3117 | 0 | 0 | -70.8667 | 35.3196 | 0 | 30.7654 | -6.8635 | -8.4629 | -4.7817
10 | 31 | 3 | 0 | 0 | -20.5007 | 6.8151 | 0 | 6.8163 | 0 | 0 | -48.9641 | 21.1926 | 0 | 19.2865 | 0 | 0 | -70.8344 | 35.2875 | 0 | 30.7252 | -6.8693 | -8.4851 | -4.8216
10 | 31 | 4 | 0 | 0 | -20.5287 | 6.8238 | 0 | 6.8223 | 0 | 0 | -49.031 | 21.2196 | 0 | 19.3034 | 0 | 0 | -70.9312 | 35.3326 | 0 | 30.7523 | -6.8826 | -8.508 | -4.8463
10 | 31 | 5 | 0 | 0 | -19.8548 | 6.5571 | 0 | 6.547 | 0 | 0 | -47.4215 | 20.3901 | 0 | 18.5245 | 0 | 0 | -68.6027 | 33.9514 | 0 | 29.5114 | -6.7507 | -8.5069 | -5.14
10 | 31 | 6 | 0 | 0 | -19.1879 | 6.2497 | 0 | 6.235 | 0 | 0 | -45.8288 | 19.4344 | 0 | 17.6416 | 0 | 0 | -66.2986 | 32.3601 | 0 | 28.1048 | -6.7032 | -8.7528 | -5.8337
10 | 31 | 7 | 0 | 0 | -18.5351 | 5.9463 | 0 | 5.9248 | 0 | 0 | -44.2695 | 18.4909 | 0 | 16.7641 | 0 | 0 | -64.0429 | 30.789 | 0 | 26.7069 | -6.6639 | -9.0145 | -6.547
10 | 31 | 8 | 0 | 0 | -17.9098 | 5.677 | 0 | 5.6602 | 0 | 0 | -42.7761 | 17.6536 | 0 | 16.0153 | 0 | 0 | -61.8824 | 29.3948 | 0 | 25.5139 | -6.5726 | -9.1072 | -6.9737
10 | 31 | 9 | 0 | 0 | -17.2869 | 5.4108 | 0 | 5.3954 | 0 | 0 | -41.2883 | 16.8257 | 0 | 15.266 | 0 | 0 | -59.7301 | 28.0163 | 0 | 24.3202 | -6.4807 | -9.1966 | -7.3935
10 | 31 | 10 | 0 | 0 | -16.6536 | 5.1768 | 0 | 5.1619 | 0 | 0 | -39.7757 | 16.098 | 0 | 14.6056 | 0 | 0 | -57.5418 | 26.8046 | 0 | 23.2681 | -6.3148 | -9.0721 | -7.4691
10 | 31 | 11 | 0 | 0 | -17.2894 | 5.4391 | 0 | 5.4283 | 0 | 0 | -41.2944 | 16.9137 | 0 | 15.3592 | 0 | 0 | -59.7389 | 28.1628 | 0 | 24.4688 | -6.422 | -9.0214 | -7.1072
10 | 31 | 12 | 0 | 0 | -17.9225 | 5.7244 | 0 | 5.7202 | 0 | 0 | -42.8063 | 17.8009 | 0 | 16.185 | 0 | 0 | -61.9262 | 29.6402 | 0 | 25.7843 | -6.4779 | -8.8204 | -6.5017
10 | 31 | 13 | 0 | 0 | -18.5648 | 6.0033 | 0 | 6.0042 | 0 | 0 | -44.3404 | 18.6683 | 0 | 16.9887 | 0 | 0 | -64.1454 | 31.0843 | 0 | 27.0647 | -6.5572 | -8.6834 | -5.9964
10 | 31 | 14 | 0 | 0 | -19.3064 | 6.3412 | 0 | 6.3428 | 0 | 0 | -46.1119 | 19.7188 | 0 | 17.9467 | 0 | 0 | -66.7081 | 32.8336 | 0 | 28.5909 | -6.6225 | -8.4463 | -5.2837
10 | 31 | 15 | 0 | 0 | -20.0994 | 6.7234 | 0 | 6.7216 | 0 | 0 | -48.0058 | 20.9073 | 0 | 19.0185 | 0 | 0 | -69.448 | 34.8125 | 0 | 30.2983 | -6.6545 | -8.0801 | -4.3372
10 | 31 | 16 | 0 | 0 | -20.8472 | 7.0924 | 0 | 7.094 | 0 | 0 | -49.7919 | 22.055 | 0 | 20.0721 | 0 | 0 | -72.0319 | 36.7235 | 0 | 31.9768 | -6.6608 | -7.6648 | -3.3316
10 | 31 | 17 | 0 | 0 | -21.0976 | 7.1771 | 0 | 7.1733 | 0 | 0 | -50.3899 | 22.3183 | 0 | 20.2966 | 0 | 0 | -72.897 | 37.1619 | 0 | 32.3345 | -6.7472 | -7.775 | -3.4005
10 | 31 | 18 | 0 | 0 | -21.3714 | 7.334 | 0 | 7.3193 | 0 | 0 | -51.0439 | 22.8062 | 0 | 20.7098 | 0 | 0 | -73.8431 | 37.9744 | 0 | 32.9928 | -6.7181 | -7.5279 | -2.876
10 | 31 | 19 | 0 | 0 | -21.6233 | 7.4152 | 0 | 7.4026 | 0 | 0 | -51.6456 | 23.0586 | 0 | 20.9453 | 0 | 0 | -74.7135 | 38.3947 | 0 | 33.3679 | -6.8056 | -7.6417 | -2.951
10 | 31 | 20 | 0 | 0 | -21.4488 | 7.349 | 0 | 7.338 | 0 | 0 | -51.2287 | 22.8529 | 0 | 20.7625 | 0 | 0 | -74.1104 | 38.0522 | 0 | 33.0767 | -6.7618 | -7.6132 | -2.9815
10 | 31 | 21 | 0 | 0 | -21.2196 | 7.2514 | 0 | 7.2449 | 0 | 0 | -50.6812 | 22.5494 | 0 | 20.4992 | 0 | 0 | -73.3184 | 37.5467 | 0 | 32.6572 | -6.7232 | -7.6326 | -3.1144
10 | 31 | 22 | 0 | 0 | -21.0516 | 7.194 | 0 | 7.1865 | 0 | 0 | -50.2799 | 22.3708 | 0 | 20.3339 | 0 | 0 | -72.7379 | 37.2494 | 0 | 32.394 | -6.6711 | -7.5752 | -3.0946
10 | 31 | 23 | 0 | 0 | -20.8264 | 7.0492 | 0 | 7.0508 | 0 | 0 | -49.7422 | 21.9206 | 0 | 19.9499 | 0 | 0 | -71.96 | 36.4998 | 0 | 31.7822 | -6.7264 | -7.8717 | -3.678
11 | 1 | 0 | 0 | 0 | -20.6212 | 6.9658 | 0 | 6.9659 | 0 | 0 | -49.2521 | 21.6611 | 0 | 19.7098 | 0 | 0 | -71.251 | 36.0677 | 0 | 31.3997 | -6.6895 | -7.8812 | -3.7836
11 | 1 | 1 | 0 | 0 | -20.419 | 6.8807 | 0 | 6.8779 | 0 | 0 | -48.7692 | 21.3966 | 0 | 19.4607 | 0 | 0 | -70.5524 | 35.6273 | 0 | 31.0028 | -6.6604 | -7.9119 | -3.9223
11 | 1 | 2 | 0 | 0 | -19.9803 | 6.6449 | 0 | 6.6503 | 0 | 0 | -47.7213 | 20.6632 | 0 | 18.8169 | 0 | 0 | -69.0364 | 34.406 | 0 | 29.9772 | -6.6851 | -8.2412 | -4.6532
11 | 1 | 3 | 0 | 0 | -19.5398 | 6.4928 | 0 | 6.5055 | 0 | 0 | -46.6692 | 20.1902 | 0 | 18.407 | 0 | 0 | -67.5144 | 33.6184 | 0 | 29.3242 | -6.5416 | -8.072 | -4.5718
11 | 1 | 4 | 0.0085848 | -0.11942 | -19.0509 | 6.2516 | 0.034791 | 6.2757 | 0.025471 | -0.35431 | -45.5016 | 19.4401 | 0.10322 | 17.7568 | 0.044793 | -0.59707 | -65.8253 | 32.3696 | 0.17395 | 28.2883 | -6.5997 | -8.5303 | -5.5457
11 | 1 | 5 | 0.0077716 | -0.1097 | -17.811 | 5.7275 | 0.031495 | 5.7298 | 0.023058 | -0.32547 | -42.54 | 17.8106 | 0.093446 | 16.2121 | 0.04055 | -0.54847 | -61.5409 | 29.6563 | 0.15747 | 25.8275 | -6.4241 | -8.7262 | -6.4075
11 | 1 | 6 | 0.007083 | -0.099978 | -16.5322 | 5.2102 | 0.028704 | 5.1999 | 0.021015 | -0.29663 | -39.4859 | 16.2019 | 0.085166 | 14.7129 | 0.036957 | -0.49987 | -57.1226 | 26.9776 | 0.14352 | 23.4392 | -6.1863 | -8.7615 | -7.0252
11 | 1 | 7 | 0.0063005 | -0.090258 | -15.2453 | 4.7157 | 0.025533 | 4.6955 | 0.018694 | -0.26779 | -36.4122 | 14.664 | 0.075757 | 13.2857 | 0.032874 | -0.45127 | -52.676 | 24.4169 | 0.12766 | 21.1655 | -5.8926 | -8.6358 | -7.3843
11 | 1 | 8 | 0.0052521 | -0.076372 | -14.0955 | 4.2517 | 0.021285 | 4.24 | 0.015583 | -0.2266 | -33.6659 | 13.2214 | 0.063152 | 11.997 | 0.027404 | -0.38184 | -48.703 | 22.0149 | 0.10642 | 19.1125 | -5.6535 | -8.5952 | -7.8237
11 | 1 | 9 | 0.0042328 | -0.062486 | -12.9057 | 3.7826 | 0.017154 | 3.7805 | 0.012559 | -0.1854 | -30.8243 | 11.7627 | 0.050895 | 10.6967 | 0.022086 | -0.31242 | -44.5922 | 19.5859 | 0.085765 | 17.0409 | -5.3837 | -8.4869 | -8.17
11 | 1 | 10 | 0.0033349 | -0.049989 | -11.7095 | 3.3756 | 0.013515 | 3.3792 | 0.0098947 | -0.14832 | -27.9673 | 10.4969 | 0.040099 | 9.5614 | 0.017401 | -0.24994 | -40.4591 | 17.4782 | 0.067573 | 15.2323 | -4.9879 | -8.0073 | -7.9135
11 | 1 | 11 | 0.0032423 | -0.0486 | -12.0653 | 3.4832 | 0.01314 | 3.4923 | 0.0096199 | -0.1442 | -28.817 | 10.8314 | 0.038985 | 9.8812 | 0.016917 | -0.24299 | -41.6884 | 18.0353 | 0.065696 | 15.7418 | -5.1221 | -8.2 | -8.0718
11 | 1 | 12 | 0.0031497 | -0.047212 | -12.3859 | 3.592 | 0.012764 | 3.6084 | 0.009345 | -0.14008 | -29.5828 | 11.1698 | 0.037872 | 10.2099 | 0.016434 | -0.23605 | -42.7962 | 18.5988 | 0.063819 | 16.2654 | -5.2168 | -8.2959 | -8.0878
11 | 1 | 13 | 0.003057 | -0.045823 | -12.7385 | 3.7154 | 0.012389 | 3.739 | 0.0090702 | -0.13596 | -30.4249 | 11.5537 | 0.036758 | 10.5794 | 0.015951 | -0.22911 | -44.0144 | 19.238 | 0.061942 | 16.854 | -5.3144 | -8.3819 | -8.0736
11 | 1 | 14 | 0.0034276 | -0.051378 | -13.3717 | 3.9396 | 0.013891 | 3.9591 | 0.01017 | -0.15244 | -31.9373 | 12.2508 | 0.041213 | 11.2021 | 0.017884 | -0.25688 | -46.2023 | 20.3987 | 0.06945 | 17.8461 | -5.5071 | -8.5854 | -8.1271
11 | 1 | 15 | 0.0038565 | -0.056932 | -14.055 | 4.1856 | 0.015629 | 4.2042 | 0.011442 | -0.16892 | -33.5692 | 13.0158 | 0.046371 | 11.8956 | 0.020122 | -0.28465 | -48.5632 | 21.6725 | 0.078142 | 18.9509 | -5.7026 | -8.7689 | -8.1262
11 | 1 | 16 | 0.0042328 | -0.062486 | -14.6844 | 4.426 | 0.017154 | 4.4453 | 0.012559 | -0.1854 | -35.0725 | 13.7633 | 0.050895 | 12.5778 | 0.022086 | -0.31242 | -50.7379 | 22.9171 | 0.085765 | 20.0378 | -5.8542 | -8.8533 | -7.9876
11 | 1 | 17 | 0.0047031 | -0.069429 | -15.0695 | 4.5598 | 0.01906 | 4.58 | 0.013954 | -0.206 | -35.9924 | 14.1795 | 0.05655 | 12.959 | 0.02454 | -0.34713 | -52.0687 | 23.6101 | 0.095295 | 20.645 | -5.9753 | -8.9893 | -8.0408
11 | 1 | 18 | 0.0051566 | -0.074984 | -15.4534 | 4.7396 | 0.020898 | 4.7588 | 0.0153 | -0.22248 | -36.9092 | 14.7383 | 0.062003 | 13.4648 | 0.026906 | -0.3749 | -53.3951 | 24.5407 | 0.10448 | 21.4508 | -6.004 | -8.8512 | -7.6471
11 | 1 | 19 | 0.0056341 | -0.081926 | -15.8415 | 4.8771 | 0.022833 | 4.8979 | 0.016716 | -0.24307 | -37.8362 | 15.1662 | 0.067744 | 13.8585 | 0.029397 | -0.40962 | -54.7361 | 25.253 | 0.11416 | 22.0779 | -6.12 | -8.9702 | -7.6713
11 | 1 | 20 | 0.016676 | -0.15057 | -16.0431 | 4.9543 | 0.039541 | 4.986 | 0.049479 | -0.44673 | -38.3175 | 15.406 | 0.11732 | 14.1076 | 0.087013 | -0.75281 | -55.4324 | 25.6523 | 0.1977 | 22.4748 | -6.1972 | -9.0839 | -7.7734
11 | 1 | 21 | 0.11532 | -0.28797 | -16.2917 | 5.0884 | 0.079824 | 5.12 | 0.34215 | -0.85441 | -38.9114 | 15.8231 | 0.23684 | 14.4869 | 0.6017 | -1.4398 | -56.2915 | 26.3469 | 0.3991 | 23.079 | -6.1761 | -8.8768 | -7.3046
11 | 1 | 22 | 0.15803 | -0.35154 | -16.4922 | 5.1646 | 0.098806 | 5.2067 | 0.46887 | -1.043 | -39.3903 | 16.0602 | 0.29316 | 14.7321 | 0.82455 | -1.7576 | -56.9844 | 26.7417 | 0.49401 | 23.4698 | -6.2156 | -8.879 | -7.212
11 | 1 | 23 | 0.16023 | -0.36728 | -16.66 | 5.2356 | 0.10323 | 5.2795 | 0.4754 | -1.0897 | -39.7911 | 16.2809 | 0.30629 | 14.9381 | 0.83604 | -1.8363 | -57.5642 | 27.1092 | 0.51615 | 23.7978 | -6.2488 | -8.8802 | -7.1413
11 | 2 | 0 | 0.22639 | -0.44109 | -16.8666 | 5.3165 | 0.12591 | 5.3612 | 0.67169 | -1.3087 | -40.2846 | 16.5325 | 0.37357 | 15.1692 | 1.1812 | -2.2054 | -58.2781 | 27.5281 | 0.62952 | 24.1661 | -6.2778 | -8.8463 | -6.9785
11 | 2 | 1 | 0.24261 | -0.47123 | -17.041 | 5.3848 | 0.13444 | 5.4355 | 0.71982 | -1.3981 | -40.7011 | 16.7448 | 0.39888 | 15.3796 | 1.2659 | -2.3561 | -58.8806 | 27.8817 | 0.67216 | 24.5013 | -6.3149 | -8.856 | -6.9156
11 | 2 | 2 | 0.17081 | -0.37363 | -16.5933 | 5.2083 | 0.10457 | 5.2516 | 0.5068 | -1.1085 | -39.6316 | 16.1958 | 0.31025 | 14.8593 | 0.89126 | -1.8681 | -57.3335 | 26.9675 | 0.52281 | 23.6724 | -6.2316 | -8.868 | -7.1476
11 | 2 | 3 | 0.10313 | -0.27942 | -16.1132 | 5.0302 | 0.076696 | 5.0639 | 0.30598 | -0.82903 | -38.4852 | 15.6422 | 0.22755 | 14.3281 | 0.53809 | -1.397 | -55.6749 | 26.0456 | 0.38346 | 22.8262 | -6.1187 | -8.8103 | -7.2786
11 | 2 | 4 | 0.049265 | -0.19421 | -15.6716 | 4.8268 | 0.051836 | 4.8587 | 0.14617 | -0.57622 | -37.4302 | 15.0096 | 0.1538 | 13.7474 | 0.25705 | -0.97101 | -54.1488 | 24.9924 | 0.25917 | 21.901 | -6.0792 | -8.9494 | -7.7101
11 | 2 | 5 | 0.011046 | -0.10815 | -14.0442 | 4.2164 | 0.028529 | 4.2494 | 0.032772 | -0.32087 | -33.5433 | 13.1115 | 0.084644 | 12.0235 | 0.057633 | -0.54071 | -48.5258 | 21.8318 | 0.14264 | 19.1546 | -5.647 | -8.6118 | -7.8797
11 | 2 | 6 | 0.0045032 | -0.061714 | -12.4619 | 3.6496 | 0.016797 | 3.682 | 0.013361 | -0.1831 | -29.7642 | 11.349 | 0.049836 | 10.4181 | 0.023497 | -0.30856 | -43.0587 | 18.8971 | 0.083981 | 16.597 | -5.1707 | -8.1171 | -7.7657
11 | 2 | 7 | 0.0031497 | -0.047212 | -10.8647 | 3.111 | 0.012764 | 3.1424 | 0.009345 | -0.14008 | -25.9495 | 9.6741 | 0.037872 | 8.8913 | 0.016434 | -0.23605 | -37.5401 | 16.1082 | 0.063819 | 14.1648 | -4.6426 | -7.477 | -7.4229
11 | 2 | 8 | 0.003057 | -0.045823 | -10.018 | 2.842 | 0.012389 | 2.8813 | 0.0090702 | -0.13596 | -23.9272 | 8.8377 | 0.036758 | 8.1526 | 0.015951 | -0.22911 | -34.6144 | 14.7155 | 0.061942 | 12.9879 | -4.325 | -7.0271 | -7.0623
11 | 2 | 9 | 0.003057 | -0.045823 | -9.1726 | 2.5855 | 0.012389 | 2.6339 | 0.0090702 | -0.13596 | -21.908 | 8.0399 | 0.036758 | 7.4525 | 0.015951 | -0.22911 | -31.6934 | 13.3872 | 0.061942 | 11.8726 | -3.9836 | -6.5057 | -6.5848
11 | 2 | 10 | 0.0029644 | -0.044435 | -8.3199 | 2.3141 | 0.012013 | 2.3722 | 0.0087953 | -0.13184 | -19.8714 | 7.196 | 0.035644 | 6.7121 | 0.015467 | -0.22216 | -28.7471 | 11.982 | 0.060065 | 10.693 | -3.663 | -6.0507 | -6.2187
11 | 2 | 11 | 0.0022805 | -0.034715 | -8.1193 | 2.2394 | 0.0092419 | 2.3046 | 0.0067662 | -0.103 | -19.3923 | 6.9639 | 0.027421 | 6.5207 | 0.011899 | -0.17357 | -28.0541 | 11.5955 | 0.046208 | 10.3882 | -3.5985 | -5.9765 | -6.1858
11 | 2 | 12 | 0.0015268 | -0.023606 | -7.8846 | 2.1607 | 0.0061874 | 2.2362 | 0.0045299 | -0.070039 | -18.8316 | 6.7191 | 0.018358 | 6.3271 | 0.0079663 | -0.11802 | -27.2429 | 11.1879 | 0.030936 | 10.0797 | -3.5036 | -5.8326 | -6.0544
11 | 2 | 13 | 0.0008841 | -0.013886 | -7.6827 | 2.0959 | 0.0035829 | 2.1799 | 0.0026231 | -0.041199 | -18.3496 | 6.5175 | 0.01063 | 6.168 | 0.004613 | -0.069427 | -26.5456 | 10.8522 | 0.017914 | 9.8262 | -3.4164 | -5.6921 | -5.9142
11 | 2 | 14 | 0 | 0 | -7.8477 | 2.1324 | 0 | 2.2223 | 0 | 0 | -18.7436 | 6.6309 | 0 | 6.288 | 0 | 0 | -27.1156 | 11.041 | 0 | 10.0175 | -3.493 | -5.8247 | -6.0571
11 | 2 | 15 | 0 | 0 | -8.0208 | 2.1739 | 0 | 2.2708 | 0 | 0 | -19.157 | 6.7599 | 0 | 6.4251 | 0 | 0 | -27.7136 | 11.2559 | 0 | 10.2358 | -3.5761 | -5.972 | -6.2219
11 | 2 | 16 | 0 | 0 | -8.2206 | 2.2273 | 0 | 2.3288 | 0 | 0 | -19.6342 | 6.9263 | 0 | 6.5894 | 0 | 0 | -28.404 | 11.5328 | 0 | 10.4975 | -3.6644 | -6.1186 | -6.3736
11 | 2 | 17 | 0 | 0 | -8.3147 | 2.2453 | 0 | 2.3435 | 0 | 0 | -19.8589 | 6.9822 | 0 | 6.6307 | 0 | 0 | -28.729 | 11.626 | 0 | 10.5634 | -3.7259 | -6.246 | -6.5397
11 | 2 | 18 | 0 | 0 | -8.4172 | 2.2603 | 0 | 2.357 | 0 | 0 | -20.1039 | 7.0287 | 0 | 6.669 | 0 | 0 | -29.0834 | 11.7033 | 0 | 10.6244 | -3.8 | -6.4062 | -6.7557
11 | 2 | 19 | 0 | 0 | -8.5541 | 2.2882 | 0 | 2.3819 | 0 | 0 | -20.4307 | 7.1155 | 0 | 6.7396 | 0 | 0 | -29.5562 | 11.848 | 0 | 10.7368 | -3.8839 | -6.5756 | -6.9714
11 | 2 | 20 | 0 | 0 | -8.8433 | 2.3793 | 0 | 2.4611 | 0 | 0 | -21.1215 | 7.3987 | 0 | 6.9637 | 0 | 0 | -30.5556 | 12.3195 | 0 | 11.0939 | -4.0029 | -6.759 | -7.1421
11 | 2 | 21 | 0 | 0 | -9.1267 | 2.4557 | 0 | 2.5266 | 0 | 0 | -21.7984 | 7.6363 | 0 | 7.1489 | 0 | 0 | -31.5349 | 12.7152 | 0 | 11.3889 | -4.1444 | -7.0132 | -7.4308
11 | 2 | 22 | 0 | 0 | -9.3675 | 2.5376 | 0 | 2.5976 | 0 | 0 | -22.3734 | 7.8911 | 0 | 7.3498 | 0 | 0 | -32.3667 | 13.1393 | 0 | 11.709 | -4.2322 | -7.1325 | -7.5183
11 | 2 | 23 | 0 | 0 | -9.6209 | 2.6091 | 0 | 2.6686 | 0 | 0 | -22.9787 | 8.1135 | 0 | 7.5507 | 0 | 0 | -33.2424 | 13.5098 | 0 | 12.0289 | -4.3432 | -7.3145 | -7.7037
11 | 3 | 0 | 0 | 0 | -9.8757 | 2.7041 | 0 | 2.7571 | 0 | 0 | -23.5873 | 8.4087 | 0 | 7.8012 | 0 | 0 | -34.1227 | 14.0012 | 0 | 12.428 | -4.4145 | -7.3774 | -7.6935
11 | 3 | 1 | 0 | 0 | -10.1073 | 2.7949 | 0 | 2.843 | 0 | 0 | -24.1405 | 8.6912 | 0 | 8.0442 | 0 | 0 | -34.9231 | 14.4717 | 0 | 12.8152 | -4.4694 | -7.4051 | -7.6362
11 | 3 | 2 | 0 | 0 | -9.5421 | 2.5984 | 0 | 2.649 | 0 | 0 | -22.7905 | 8.0801 | 0 | 7.4953 | 0 | 0 | -32.9701 | 13.454 | 0 | 11.9407 | -4.2947 | -7.2152 | -7.5754
11 | 3 | 3 | 0 | 0 | -8.9704 | 2.4057 | 0 | 2.4569 | 0 | 0 | -21.425 | 7.4807 | 0 | 6.9516 | 0 | 0 | -30.9947 | 12.4561 | 0 | 11.0746 | -4.1079 | -6.9927 | -7.4641
11 | 3 | 4 | 0 | 0 | -8.4073 | 2.2234 | 0 | 2.2788 | 0 | 0 | -20.0801 | 6.9141 | 0 | 6.4478 | 0 | 0 | -29.049 | 11.5125 | 0 | 10.272 | -3.905 | -6.7182 | -7.2645
11 | 3 | 5 | 0 | 0 | -6.4583 | 1.6582 | 0 | 1.7154 | 0 | 0 | -15.4252 | 5.1564 | 0 | 4.8537 | 0 | 0 | -22.315 | 8.5859 | 0 | 7.7324 | -3.0847 | -5.4151 | -5.9967
11 | 3 | 6 | 0 | 0 | -4.5149 | 1.1176 | 0 | 1.1786 | 0 | 0 | -10.7835 | 3.4753 | 0 | 3.3349 | 0 | 0 | -15.6 | 5.7866 | 0 | 5.3129 | -2.2187 | -3.9733 | -4.5005
11 | 3 | 7 | 0 | 0 | -2.6293 | 0.64862 | 0 | 0.71663 | 0 | 0 | -6.2798 | 2.017 | 0 | 2.0277 | 0 | 0 | -9.0847 | 3.3584 | 0 | 3.2303 | -1.264 | -2.2351 | -2.4959
11 | 3 | 8 | 0 | 0 | -2.7174 | 0.65717 | 0 | 0.70118 | 0 | 0 | -6.4903 | 2.0436 | 0 | 1.984 | 0 | 0 | -9.3893 | 3.4027 | 0 | 3.1606 | -1.3591 | -2.4628 | -2.8259
11 | 3 | 9 | 0 | 0 | -2.8595 | 0.67663 | 0 | 0.69583 | 0 | 0 | -6.8297 | 2.1041 | 0 | 1.9688 | 0 | 0 | -9.8803 | 3.5035 | 0 | 3.1365 | -1.4871 | -2.7568 | -3.2403
11 | 3 | 10 | 0 | 0 | -2.9573 | 0.69663 | 0 | 0.69392 | 0 | 0 | -7.0633 | 2.1663 | 0 | 1.9634 | 0 | 0 | -10.2182 | 3.6071 | 0 | 3.1279 | -1.5668 | -2.9336 | -3.4832
11 | 3 | 11 | 0 | 0 | -3.9244 | 0.93693 | 0 | 0.93795 | 0 | 0 | -9.373 | 2.9135 | 0 | 2.6539 | 0 | 0 | -13.5596 | 4.8513 | 0 | 4.2279 | -2.0495 | -3.8056 | -4.4804
11 | 3 | 12 | 0 | 0 | -4.9471 | 1.1997 | 0 | 1.2091 | 0 | 0 | -11.8158 | 3.7307 | 0 | 3.421 | 0 | 0 | -17.0935 | 6.2119 | 0 | 5.45 | -2.5384 | -4.6641 | -5.4316
11 | 3 | 13 | 0 | 0 | -5.9813 | 1.4888 | 0 | 1.5064 | 0 | 0 | -14.2859 | 4.6295 | 0 | 4.2623 | 0 | 0 | -20.6668 | 7.7085 | 0 | 6.7903 | -2.9862 | -5.3941 | -6.168
11 | 3 | 14 | 0 | 0 | -6.6844 | 1.6906 | 0 | 1.7013 | 0 | 0 | -15.9652 | 5.2571 | 0 | 4.8139 | 0 | 0 | -23.0961 | 8.7535 | 0 | 7.6689 | -3.2925 | -5.8942 | -6.6737
11 | 3 | 15 | 0 | 0 | -7.3466 | 1.8878 | 0 | 1.8928 | 0 | 0 | -17.5468 | 5.8704 | 0 | 5.3557 | 0 | 0 | -25.3842 | 9.7747 | 0 | 8.5321 | -3.566 | -6.3207 | -7.0773
11 | 3 | 16 | 0 | 0 | -8.0482 | 2.0808 | 0 | 2.0806 | 0 | 0 | -19.2224 | 6.4706 | 0 | 5.887 | 0 | 0 | -27.8082 | 10.774 | 0 | 9.3786 | -3.8868 | -6.8648 | -7.6556
11 | 3 | 17 | 0 | 0 | -9.8657 | 2.6485 | 0 | 2.6511 | 0 | 0 | -23.5635 | 8.2359 | 0 | 7.5011 | 0 | 0 | -34.0884 | 13.7135 | 0 | 11.95 | -4.5662 | -7.8265 | -8.4249
11 | 3 | 18 | 0 | 0 | -11.6583 | 3.2576 | 0 | 3.2676 | 0 | 0 | -27.845 | 10.1298 | 0 | 9.2456 | 0 | 0 | -40.2822 | 16.8671 | 0 | 14.7291 | -5.1332 | -8.4696 | -8.686
11 | 3 | 19 | 0 | 0 | -13.4376 | 3.8913 | 0 | 3.9099 | 0 | 0 | -32.0946 | 12.1007 | 0 | 11.0629 | 0 | 0 | -46.43 | 20.1488 | 0 | 17.6243 | -5.6364 | -8.931 | -8.6569
11 | 3 | 20 | 0 | 0 | -14.9347 | 4.4555 | 0 | 4.4641 | 0 | 0 | -35.6704 | 13.855 | 0 | 12.6311 | 0 | 0 | -51.6029 | 23.0698 | 0 | 20.1226 | -6.0151 | -9.1843 | -8.4105
11 | 3 | 21 | 0 | 0 | -16.3853 | 5.0375 | 0 | 5.0337 | 0 | 0 | -39.1348 | 15.6648 | 0 | 14.2428 | 0 | 0 | -56.6148 | 26.0833 | 0 | 22.6901 | -6.314 | -9.2273 | -7.8413
11 | 3 | 22 | 0 | 0 | -17.8882 | 5.6796 | 0 | 5.6563 | 0 | 0 | -42.7244 | 17.6615 | 0 | 16.0044 | 0 | 0 | -61.8077 | 29.408 | 0 | 25.4966 | -6.5523 | -9.0586 | -6.9032
11 | 3 | 23 | 0 | 0 | -18.7343 | 6.027 | 0 | 6.0029 | 0 | 0 | -44.7452 | 18.7419 | 0 | 16.9849 | 0 | 0 | -64.7311 | 31.2069 | 0 | 27.0586 | -6.7044 | -9.0185 | -6.4656
11 | 4 | 0 | 0 | 0 | -19.6082 | 6.4177 | 0 | 6.3919 | 0 | 0 | -46.8327 | 19.9568 | 0 | 18.0856 | 0 | 0 | -67.7509 | 33.2299 | 0 | 28.8122 | -6.7986 | -8.7902 | -5.7087
11 | 4 | 1 | 0 | 0 | -20.4661 | 6.8005 | 0 | 6.775 | 0 | 0 | -48.8816 | 21.1473 | 0 | 19.1695 | 0 | 0 | -70.715 | 35.2121 | 0 | 30.5389 | -6.8906 | -8.5648 | -4.964
11 | 4 | 2 | 0 | 0 | -20.8465 | 6.964 | 0 | 6.9441 | 0 | 0 | -49.7901 | 21.6555 | 0 | 19.6482 | 0 | 0 | -72.0293 | 36.0583 | 0 | 31.3016 | -6.9383 | -8.4864 | -4.6693
11 | 4 | 3 | 0 | 0 | -21.2753 | 7.2091 | 0 | 7.1859 | 0 | 0 | -50.8142 | 22.4177 | 0 | 20.3323 | 0 | 0 | -73.5109 | 37.3274 | 0 | 32.3914 | -6.8803 | -8.0642 | -3.792
11 | 4 | 4 | 0 | 0 | -21.6481 | 7.3551 | 0 | 7.3342 | 0 | 0 | -51.7047 | 22.8718 | 0 | 20.7518 | 0 | 0 | -74.7991 | 38.0835 | 0 | 33.0597 | -6.9588 | -8.0811 | -3.6558
11 | 4 | 5 | 0 | 0 | -20.8538 | 6.9965 | 0 | 6.9817 | 0 | 0 | -49.8075 | 21.7566 | 0 | 19.7545 | 0 | 0 | -72.0545 | 36.2267 | 0 | 31.4709 | -6.8756 | -8.2964 | -4.3569
11 | 4 | 6 | 0 | 0 | -20.1001 | 6.655 | 0 | 6.6458 | 0 | 0 | -48.0074 | 20.6946 | 0 | 18.8041 | 0 | 0 | -69.4503 | 34.4583 | 0 | 29.9567 | -6.7993 | -8.5087 | -5.0352
11 | 4 | 7 | 0 | 0 | -19.2982 | 6.2967 | 0 | 6.2909 | 0 | 0 | -46.0922 | 19.5804 | 0 | 17.7999 | 0 | 0 | -66.6796 | 32.6032 | 0 | 28.3571 | -6.7106 | -8.7118 | -5.7194
11 | 4 | 8 | 0 | 0 | -18.7138 | 6.0449 | 0 | 6.0485 | 0 | 0 | -44.6965 | 18.7975 | 0 | 17.1141 | 0 | 0 | -64.6605 | 31.2995 | 0 | 27.2644 | -6.6204 | -8.7849 | -6.0966
11 | 4 | 9 | 0 | 0 | -18.1387 | 5.8013 | 0 | 5.8112 | 0 | 0 | -43.3227 | 18.0399 | 0 | 16.4427 | 0 | 0 | -62.6732 | 30.0381 | 0 | 26.1948 | -6.5262 | -8.8401 | -6.4403
11 | 4 | 10 | 0 | 0 | -17.6076 | 5.5722 | 0 | 5.589 | 0 | 0 | -42.0542 | 17.3276 | 0 | 15.8139 | 0 | 0 | -60.8381 | 28.8521 | 0 | 25.193 | -6.4464 | -8.9127 | -6.793
11 | 4 | 11 | 0 | 0 | -18.8816 | 6.1358 | 0 | 6.1456 | 0 | 0 | -45.0971 | 19.0802 | 0 | 17.3888 | 0 | 0 | -65.2401 | 31.7703 | 0 | 27.702 | -6.6002 | -8.6281 | -5.7679
11 | 4 | 12 | 0 | 0 | -20.1814 | 6.6955 | 0 | 6.7012 | 0 | 0 | -48.2015 | 20.8207 | 0 | 18.9609 | 0 | 0 | -69.7311 | 34.6683 | 0 | 30.2065 | -6.7846 | -8.42 | -4.8563
11 | 4 | 13 | 0 | 0 | -21.4407 | 7.2915 | 0 | 7.2983 | 0 | 0 | -51.2093 | 22.6741 | 0 | 20.6502 | 0 | 0 | -74.0824 | 37.7544 | 0 | 32.8978 | -6.8509 | -7.8851 | -3.4303
11 | 4 | 14 | 0 | 0 | -22.4138 | 7.7408 | 0 | 7.7483 | 0 | 0 | -53.5336 | 24.071 | 0 | 21.9236 | 0 | 0 | -77.4449 | 40.0804 | 0 | 34.9265 | -6.9248 | -7.539 | -2.4379
11 | 4 | 15 | 0 | 0 | -23.3772 | 8.1966 | 0 | 8.2011 | 0 | 0 | -55.8345 | 25.4885 | 0 | 23.2047 | 0 | 0 | -80.7734 | 42.4406 | 0 | 36.9675 | -6.9795 | -7.1412 | -1.3653
11 | 4 | 16 | 0 | 0 | -24.3431 | 8.7271 | 0 | 8.7275 | 0 | 0 | -58.1416 | 27.1381 | 0 | 24.6941 | 0 | 0 | -84.111 | 45.1873 | 0 | 39.3402 | -6.8886 | -6.3094 | 0.41646
11 | 4 | 17 | 0 | 0 | -25.0284 | 9.0667 | 0 | 9.0586 | 0 | 0 | -59.7782 | 28.1942 | 0 | 25.631 | 0 | 0 | -86.4787 | 46.9459 | 0 | 40.8327 | -6.9031 | -5.9531 | 1.2998
11 | 4 | 18 | 0 | 0 | -25.7246 | 9.4195 | 0 | 9.3976 | 0 | 0 | -61.4411 | 29.2915 | 0 | 26.5903 | 0 | 0 | -88.8843 | 48.7729 | 0 | 42.361 | -6.9074 | -5.5593 | 2.2497
11 | 4 | 19 | 0 | 0 | -26.458 | 9.7773 | 0 | 9.7366 | 0 | 0 | -63.1929 | 30.404 | 0 | 27.5495 | 0 | 0 | -91.4185 | 50.6254 | 0 | 43.889 | -6.9441 | -5.2394 | 3.096
11 | 4 | 20 | 0 | 0 | -27.2186 | 10.1849 | 0 | 10.1631 | 0 | 0 | -65.0094 | 31.6715 | 0 | 28.7561 | 0 | 0 | -94.0464 | 52.7358 | 0 | 45.8113 | -6.8706 | -4.5818 | 4.5007
11 | 4 | 21 | 0 | 0 | -28.0334 | 10.6423 | 0 | 10.6294 | 0 | 0 | -66.9555 | 33.0937 | 0 | 30.0754 | 0 | 0 | -96.8618 | 55.1039 | 0 | 47.9132 | -6.7618 | -3.7864 | 6.1553
11 | 4 | 22 | 0 | 0 | -28.8452 | 11.1054 | 0 | 11.1038 | 0 | 0 | -68.8943 | 34.534 | 0 | 31.4177 | 0 | 0 | -99.6666 | 57.5022 | 0 | 50.0515 | -6.636 | -2.9426 | 7.8871
11 | 4 | 23 | 0 | 0 | -29.4232 | 11.4251 | 0 | 11.4207 | 0 | 0 | -70.2748 | 35.5281 | 0 | 32.3146 | 0 | 0 | -101.6637 | 59.1575 | 0 | 51.4803 | -6.5773 | -2.4321 | 8.9742
11 | 5 | 0 | 0 | 0 | -30.0576 | 11.8026 | 0 | 11.7986 | 0 | 0 | -71.79 | 36.7018 | 0 | 33.3837 | 0 | 0 | -103.8557 | 61.1118 | 0 | 53.1836 | -6.4564 | -1.7045 | 10.4397
11 | 5 | 1 | 0 | 0 | -30.6349 | 12.1439 | 0 | 12.1427 | 0 | 0 | -73.1689 | 37.7634 | 0 | 34.3572 | 0 | 0 | -105.8505 | 62.8794 | 0 | 54.7344 | -6.3483 | -1.0483 | 11.7634
11 | 5 | 2 | 0 | 0 | -29.8705 | 11.6991 | 0 | 11.6945 | 0 | 0 | -71.3433 | 36.38 | 0 | 33.0891 | 0 | 0 | -103.2094 | 60.576 | 0 | 52.7142 | -6.477 | -1.8742 | 10.0808
11 | 5 | 3 | 0 | 0 | -29.1033 | 11.2657 | 0 | 11.2532 | 0 | 0 | -69.5108 | 35.0322 | 0 | 31.8406 | 0 | 0 | -100.5585 | 58.3318 | 0 | 50.7253 | -6.5844 | -2.638 | 8.4986
11 | 5 | 4 | 0.014784 | -0.19162 | -28.3329 | 10.8373 | 0.059912 | 10.8348 | 0.043863 | -0.56855 | -67.6708 | 33.7001 | 0.17776 | 30.6566 | 0.077137 | -0.95808 | -97.8965 | 56.1137 | 0.29955 | 48.8391 | -6.7778 | -3.661 | 6.4748
11 | 5 | 5 | 0.013102 | -0.17218 | -26.0668 | 9.6009 | 0.053097 | 9.5866 | 0.038873 | -0.51087 | -62.2583 | 29.8554 | 0.15754 | 27.1249 | 0.068363 | -0.86089 | -90.0665 | 49.7119 | 0.26547 | 43.2127 | -6.9852 | -5.5924 | 2.3311
11 | 5 | 6 | 0.011301 | -0.15274 | -23.8033 | 8.4154 | 0.045798 | 8.3968 | 0.033529 | -0.45319 | -56.8523 | 26.1689 | 0.13588 | 23.7584 | 0.058965 | -0.76369 | -82.2459 | 43.5736 | 0.22898 | 37.8495 | -7.0868 | -7.2088 | -1.2986
11 | 5 | 7 | 0.0097226 | -0.1333 | -21.5319 | 7.3301 | 0.039402 | 7.3094 | 0.028847 | -0.39551 | -51.4272 | 22.7941 | 0.1169 | 20.6816 | 0.05073 | -0.66649 | -74.3977 | 37.9543 | 0.197 | 32.9478 | -6.9766 | -8.2013 | -3.9143
11 | 5 | 8 | 0.0097226 | -0.1333 | -20.7273 | 6.9555 | 0.039402 | 6.9326 | 0.028847 | -0.39551 | -49.5055 | 21.6291 | 0.1169 | 19.6156 | 0.05073 | -0.66649 | -71.6176 | 36.0144 | 0.197 | 31.2496 | -6.9234 | -8.5106 | -4.7723
11 | 5 | 9 | 0.0097226 | -0.1333 | -19.9431 | 6.6179 | 0.039402 | 6.5962 | 0.028847 | -0.39551 | -47.6325 | 20.5794 | 0.1169 | 18.6636 | 0.05073 | -0.66649 | -68.908 | 34.2666 | 0.197 | 29.733 | -6.8132 | -8.6392 | -5.3271
11 | 5 | 10 | 0.0097226 | -0.1333 | -19.1702 | 6.2705 | 0.039402 | 6.244 | 0.028847 | -0.39551 | -45.7863 | 19.4989 | 0.1169 | 17.6671 | 0.05073 | -0.66649 | -66.2372 | 32.4674 | 0.197 | 28.1454 | -6.7399 | -8.8701 | -6.0431
11 | 5 | 11 | 0.010993 | -0.14858 | -20.0303 | 6.6531 | 0.044549 | 6.6169 | 0.032615 | -0.44083 | -47.8408 | 20.6889 | 0.13218 | 18.7223 | 0.057357 | -0.74286 | -69.2093 | 34.4489 | 0.22273 | 29.8265 | -6.8533 | -8.7056 | -5.3967
11 | 5 | 12 | 0.012295 | -0.16385 | -20.9358 | 7.0595 | 0.049827 | 7.0179 | 0.03648 | -0.48615 | -50.0033 | 21.9526 | 0.14784 | 19.8569 | 0.064153 | -0.81923 | -72.3377 | 36.553 | 0.24913 | 31.634 | -6.9601 | -8.4957 | -4.6568
11 | 5 | 13 | 0.01363 | -0.17913 | -21.8393 | 7.4819 | 0.055238 | 7.4324 | 0.040441 | -0.53147 | -52.1614 | 23.2661 | 0.16389 | 21.0298 | 0.071119 | -0.8956 | -75.4597 | 38.7402 | 0.27618 | 33.5025 | -7.0352 | -8.1926 | -3.7653
11 | 5 | 14 | 0.014141 | -0.18329 | -22.1747 | 7.6914 | 0.057307 | 7.6475 | 0.041956 | -0.54383 | -52.9624 | 23.9175 | 0.17003 | 21.6382 | 0.073784 | -0.91643 | -76.6186 | 39.8247 | 0.28652 | 34.4719 | -6.9477 | -7.7386 | -2.8781
11 | 5 | 15 | 0.014569 | -0.18885 | -22.55 | 7.8516 | 0.059044 | 7.8216 | 0.043227 | -0.56031 | -53.8589 | 24.4156 | 0.17518 | 22.131 | 0.076019 | -0.9442 | -77.9155 | 40.6541 | 0.29521 | 35.2568 | -6.9921 | -7.6543 | -2.5776
11 | 5 | 16 | 0.014891 | -0.19301 | -22.8859 | 8.0253 | 0.060346 | 8.0113 | 0.044181 | -0.57267 | -54.661 | 24.9559 | 0.17905 | 22.6676 | 0.077696 | -0.96503 | -79.0759 | 41.5539 | 0.30172 | 36.1118 | -6.967 | -7.3869 | -1.9958
11 | 5 | 17 | 0.014355 | -0.18607 | -23.0027 | 8.0701 | 0.058176 | 8.0736 | 0.042592 | -0.55207 | -54.9402 | 25.0952 | 0.17261 | 22.844 | 0.074902 | -0.93031 | -79.4797 | 41.7858 | 0.29087 | 36.3927 | -6.9726 | -7.3379 | -1.8658
11 | 5 | 18 | 0.013525 | -0.17774 | -23.1191 | 8.1352 | 0.05481 | 8.1487 | 0.040127 | -0.52735 | -55.2182 | 25.2976 | 0.16262 | 23.0563 | 0.070568 | -0.88866 | -79.8819 | 42.1228 | 0.27404 | 36.731 | -6.9447 | -7.1888 | -1.572
11 | 5 | 19 | 0.012996 | -0.1708 | -23.2378 | 8.2015 | 0.052669 | 8.23 | 0.03856 | -0.50675 | -55.5016 | 25.5038 | 0.15627 | 23.2865 | 0.067811 | -0.85394 | -80.2918 | 42.4661 | 0.26333 | 37.0977 | -6.9114 | -7.0232 | -1.2509
11 | 5 | 20 | 0.38203 | -0.43933 | -23.1217 | 8.1465 | 0.14812 | 8.1719 | 1.1335 | -1.3035 | -55.2244 | 25.3327 | 0.43946 | 23.1221 | 1.9933 | -2.1966 | -79.8908 | 42.1812 | 0.74055 | 36.8358 | -6.7125 | -6.5001 | -0.33648
11 | 5 | 21 | 0.38182 | -0.43655 | -23.0001 | 8.0996 | 0.14727 | 8.1159 | 1.1329 | -1.2952 | -54.934 | 25.187 | 0.43695 | 22.9636 | 1.9922 | -2.1827 | -79.4707 | 41.9386 | 0.73633 | 36.5833 | -6.6921 | -6.5088 | -0.40292
11 | 5 | 22 | 0.99219 | -1.1362 | -22.8797 | 8.0372 | 0.37729 | 8.047 | 2.9438 | -3.3711 | -54.6463 | 24.9928 | 1.1194 | 22.7688 | 5.177 | -5.6808 | -79.0546 | 41.6152 | 1.8864 | 36.2729 | -6.5622 | -6.1927 | 0.21606
11 | 5 | 23 | 1.206 | -1.4479 | -22.1509 | 7.6922 | 0.46059 | 7.7093 | 3.5783 | -4.2958 | -52.9055 | 23.9201 | 1.3666 | 21.8132 | 6.2927 | -7.2391 | -76.5363 | 39.8291 | 2.3029 | 34.7506 | -6.5306 | -6.5232 | -0.59998
11 | 6 | 0 | 1.375 | -1.7991 | -21.4736 | 7.3737 | 0.54776 | 7.3944 | 4.0797 | -5.3378 | -51.288 | 22.9295 | 1.6252 | 20.9222 | 7.1745 | -8.995 | -74.1962 | 38.1796 | 2.7387 | 33.3312 | -6.5818 | -7.0692 | -1.7671
11 | 6 | 1 | 1.7646 | -2.3094 | -20.7548 | 7.0512 | 0.69477 | 7.0739 | 5.2357 | -6.8518 | -49.571 | 21.9269 | 2.0614 | 20.0153 | 9.2075 | -11.5463 | -71.7124 | 36.5102 | 3.4737 | 31.8864 | -6.4796 | -7.1836 | -2.1809
11 | 6 | 2 | 2.2096 | -2.7238 | -20.024 | 6.6996 | 0.80309 | 6.7309 | 6.5559 | -8.0815 | -47.8257 | 20.8333 | 2.3828 | 19.0449 | 11.5292 | -13.6184 | -69.1875 | 34.6893 | 4.0153 | 30.3404 | -6.3046 | -7.0904 | -2.2317
11 | 6 | 3 | 1.6503 | -2.6392 | -19.2603 | 6.3893 | 0.76154 | 6.4301 | 4.8965 | -7.8306 | -46.0016 | 19.8685 | 2.2595 | 18.1937 | 8.6109 | -13.1956 | -66.5487 | 33.0828 | 3.8075 | 28.9843 | -6.6683 | -8.6141 | -5.2587
11 | 6 | 4 | 1.2921 | -2.0711 | -18.537 | 6.0454 | 0.58629 | 6.0957 | 3.8336 | -6.145 | -44.2741 | 18.7991 | 1.7395 | 17.2476 | 6.7417 | -10.3552 | -64.0495 | 31.3021 | 2.9313 | 27.4772 | -6.5886 | -8.7993 | -5.9523
11 | 6 | 5 | 0.9163 | -1.4471 | -17.78 | 5.704 | 0.40422 | 5.7228 | 2.7187 | -4.2936 | -42.4662 | 17.7374 | 1.1993 | 16.1924 | 4.781 | -7.2353 | -61.4341 | 29.5344 | 2.021 | 25.7962 | -6.4799 | -8.912 | -6.5368
11 | 6 | 6 | 0.59962 | -0.89713 | -17.0227 | 5.3752 | 0.24854 | 5.3714 | 1.7791 | -2.6618 | -40.6572 | 16.7149 | 0.73741 | 15.1981 | 3.1287 | -4.4854 | -58.8172 | 27.8317 | 1.2426 | 24.212 | -6.3251 | -8.8896 | -6.8876
11 | 6 | 7 | 0.34604 | -0.58258 | -16.2667 | 5.1059 | 0.1584 | 5.0743 | 1.0267 | -1.7285 | -38.8516 | 15.8774 | 0.46996 | 14.3576 | 1.8055 | -2.9128 | -56.205 | 26.4373 | 0.79196 | 22.873 | -6.1646 | -8.8485 | -7.2099
11 | 6 | 8 | 0.27911 | -0.47576 | -15.5313 | 4.8099 | 0.12792 | 4.7832 | 0.82811 | -1.4116 | -37.0951 | 14.9571 | 0.37955 | 13.5339 | 1.4563 | -2.3787 | -53.664 | 24.9048 | 0.63959 | 21.5609 | -6.0069 | -8.8081 | -7.4811
11 | 6 | 9 | 0.22341 | -0.38365 | -14.798 | 4.5395 | 0.10264 | 4.5142 | 0.66287 | -1.1383 | -35.3438 | 14.1163 | 0.30452 | 12.7727 | 1.1657 | -1.9182 | -51.1304 | 23.5048 | 0.51316 | 20.3482 | -5.8019 | -8.6257 | -7.5167
11 | 6 | 10 | 0.17485 | -0.32513 | -14.0675 | 4.2658 | 0.086193 | 4.2432 | 0.51877 | -0.96466 | -33.599 | 13.2652 | 0.25573 | 12.0059 | 0.91231 | -1.6256 | -48.6063 | 22.0877 | 0.43095 | 19.1265 | -5.6226 | -8.5181 | -7.6743
11 | 6 | 11 | 0.15687 | -0.30124 | -13.6763 | 4.1373 | 0.079425 | 4.1267 | 0.46543 | -0.89378 | -32.6647 | 12.8654 | 0.23565 | 11.6763 | 0.8185 | -1.5061 | -47.2547 | 21.4221 | 0.39711 | 18.6015 | -5.4773 | -8.3157 | -7.5217
11 | 6 | 12 | 0.14115 | -0.27684 | -13.2337 | 3.966 | 0.072927 | 3.9774 | 0.4188 | -0.82137 | -31.6075 | 12.3328 | 0.21637 | 11.2538 | 0.7365 | -1.3841 | -45.7253 | 20.5352 | 0.36462 | 17.9284 | -5.3531 | -8.2071 | -7.5446
11 | 6 | 13 | 0.1116 | -0.23697 | -12.8486 | 3.8161 | 0.062614 | 3.8451 | 0.33112 | -0.7031 | -30.6879 | 11.8666 | 0.18577 | 10.8795 | 0.5823 | -1.1848 | -44.3949 | 19.7589 | 0.31305 | 17.3322 | -5.2502 | -8.1279 | -7.5932
11 | 6 | 14 | 0.035967 | -0.11541 | -12.8378 | 3.8209 | 0.030399 | 3.8416 | 0.10671 | -0.34241 | -30.6621 | 11.8815 | 0.090194 | 10.8697 | 0.18767 | -0.57702 | -44.3576 | 19.7838 | 0.15199 | 17.3165 | -5.2244 | -8.0564 | -7.4947
11 | 6 | 15 | 0.0028718 | -0.043046 | -12.8718 | 3.8076 | 0.011638 | 3.8232 | 0.0085205 | -0.12772 | -30.7431 | 11.8404 | 0.03453 | 10.8177 | 0.014984 | -0.21522 | -44.4748 | 19.7153 | 0.058188 | 17.2337 | -5.2694 | -8.1697 | -7.6679
11 | 6 | 16 | 0.0016166 | -0.024995 | -12.9112 | 3.8 | 0.0065514 | 3.8107 | 0.0047964 | -0.074159 | -30.8374 | 11.8165 | 0.019438 | 10.7823 | 0.008435 | -0.12497 | -44.6112 | 19.6756 | 0.032756 | 17.1772 | -5.3174 | -8.2886 | -7.8422
11 | 6 | 17 | 0.00035364 | -0.0055544 | -12.0633 | 3.5065 | 0.0014332 | 3.5317 | 0.0010492 | -0.01648 | -28.8122 | 10.904 | 0.0042522 | 9.9928 | 0.0018452 | -0.027771 | -41.6814 | 18.1561 | 0.0071655 | 15.9195 | -5.0289 | -7.9266 | -7.6246
11 | 6 | 18 | 0 | 0 | -11.2165 | 3.2204 | 0 | 3.2613 | 0 | 0 | -26.7897 | 10.0144 | 0 | 9.2278 | 0 | 0 | -38.7555 | 16.6748 | 0 | 14.7009 | -4.7347 | -7.5475 | -7.3798
11 | 6 | 19 | 0 | 0 | -10.3728 | 2.9473 | 0 | 3.0051 | 0 | 0 | -24.7746 | 9.165 | 0 | 8.5028 | 0 | 0 | -35.8405 | 15.2606 | 0 | 13.5458 | -4.4204 | -7.1068 | -7.034
11 | 6 | 20 | 0 | 0 | -9.8367 | 2.7516 | 0 | 2.7985 | 0 | 0 | -23.4943 | 8.5564 | 0 | 7.9184 | 0 | 0 | -33.9882 | 14.2472 | 0 | 12.6147 | -4.2866 | -7.0195 | -7.1262
11 | 6 | 21 | 0 | 0 | -9.3069 | 2.547 | 0 | 2.5849 | 0 | 0 | -22.2288 | 7.9203 | 0 | 7.314 | 0 | 0 | -32.1574 | 13.188 | 0 | 11.652 | -4.1749 | -6.9945 | -7.3175
11 | 6 | 22 | 0 | 0 | -8.7312 | 2.3589 | 0 | 2.3899 | 0 | 0 | -20.8538 | 7.3353 | 0 | 6.7622 | 0 | 0 | -30.1683 | 12.214 | 0 | 10.7729 | -3.9824 | -6.7562 | -7.1814
11 | 6 | 23 | 0 | 0 | -8.8231 | 2.3659 | 0 | 2.3879 | 0 | 0 | -21.0733 | 7.3571 | 0 | 6.7566 | 0 | 0 | -30.4859 | 12.2502 | 0 | 10.7639 | -4.0693 | -6.9597 | -7.4718
11 | 7 | 0 | 0 | 0 | -8.8625 | 2.3568 | 0 | 2.3742 | 0 | 0 | -21.1672 | 7.3288 | 0 | 6.7178 | 0 | 0 | -30.6218 | 12.2031 | 0 | 10.7021 | -4.1314 | -7.1207 | -7.7166
11 | 7 | 1 | 0 | 0 | -8.9132 | 2.3605 | 0 | 2.3742 | 0 | 0 | -21.2885 | 7.3403 | 0 | 6.7176 | 0 | 0 | -30.7972 | 12.2223 | 0 | 10.7018 | -4.1786 | -7.2306 | -7.8731
11 | 7 | 2 | 0 | 0 | -8.9265 | 2.3637 | 0 | 2.3791 | 0 | 0 | -21.3201 | 7.3503 | 0 | 6.7316 | 0 | 0 | -30.843 | 12.2389 | 0 | 10.7241 | -4.1837 | -7.2382 | -7.88
11 | 7 | 3 | 0 | 0 | -8.9069 | 2.3563 | 0 | 2.3734 | 0 | 0 | -21.2734 | 7.3272 | 0 | 6.7156 | 0 | 0 | -30.7754 | 12.2005 | 0 | 10.6986 | -4.1772 | -7.2307 | -7.8764
11 | 7 | 4 | 0 | 0 | -8.8805 | 2.3543 | 0 | 2.377 | 0 | 0 | -21.2103 | 7.321 | 0 | 6.7257 | 0 | 0 | -30.6841 | 12.19 | 0 | 10.7147 | -4.1492 | -7.1637 | -7.7794
11 | 7 | 5 | 0 | 0 | -7.4938 | 1.9257 | 0 | 1.9444 | 0 | 0 | -17.8982 | 5.9884 | 0 | 5.5016 | 0 | 0 | -25.8926 | 9.9712 | 0 | 8.7646 | -3.6236 | -6.4083 | -7.1569
11 | 7 | 6 | 0 | 0 | -6.0667 | 1.5038 | 0 | 1.5231 | 0 | 0 | -14.4897 | 4.6764 | 0 | 4.3095 | 0 | 0 | -20.9617 | 7.7866 | 0 | 6.8654 | -3.0398 | -5.5039 | -6.3097
11 | 7 | 7 | 0 | 0 | -4.6815 | 1.128 | 0 | 1.1428 | 0 | 0 | -11.1815 | 3.5077 | 0 | 3.2335 | 0 | 0 | -16.1758 | 5.8407 | 0 | 5.1513 | -2.4107 | -4.4402 | -5.1838
11 | 7 | 8 | 0 | 0 | -4.8605 | 1.1761 | 0 | 1.194 | 0 | 0 | -11.6089 | 3.6572 | 0 | 3.3784 | 0 | 0 | -16.7941 | 6.0895 | 0 | 5.3822 | -2.4904 | -4.5732 | -5.3223
11 | 7 | 9 | 0 | 0 | -5.0304 | 1.2313 | 0 | 1.2517 | 0 | 0 | -12.0147 | 3.8289 | 0 | 3.5417 | 0 | 0 | -17.3812 | 6.3755 | 0 | 5.6423 | -2.5474 | -4.6441 | -5.3634
11 | 7 | 10 | 0 | 0 | -5.204 | 1.2783 | 0 | 1.3012 | 0 | 0 | -12.4293 | 3.9752 | 0 | 3.6817 | 0 | 0 | -17.9809 | 6.619 | 0 | 5.8653 | -2.6244 | -4.7724 | -5.4966
11 | 7 | 11 | 0 | 0 | -7.2547 | 1.8549 | 0 | 1.8766 | 0 | 0 | -17.3272 | 5.768 | 0 | 5.3098 | 0 | 0 | -25.0665 | 9.6042 | 0 | 8.4591 | -3.5232 | -6.2494 | -7.0032
11 | 7 | 12 | 0 | 0 | -9.2971 | 2.4921 | 0 | 2.5105 | 0 | 0 | -22.2053 | 7.7495 | 0 | 7.1033 | 0 | 0 | -32.1235 | 12.9036 | 0 | 11.3163 | -4.2945 | -7.3524 | -7.9035
11 | 7 | 13 | 0 | 0 | -11.3527 | 3.1509 | 0 | 3.169 | 0 | 0 | -27.115 | 9.7981 | 0 | 8.9667 | 0 | 0 | -39.2261 | 16.3148 | 0 | 14.2849 | -5.0328 | -8.3501 | -8.6265
11 | 7 | 14 | 0 | 0 | -12.8371 | 3.7033 | 0 | 3.7101 | 0 | 0 | -30.6603 | 11.516 | 0 | 10.4975 | 0 | 0 | -44.355 | 19.1752 | 0 | 16.7236 | -5.4237 | -8.6467 | -8.4561
11 | 7 | 15 | 0 | 0 | -14.2897 | 4.2374 | 0 | 4.2382 | 0 | 0 | -34.1299 | 13.1769 | 0 | 11.9917 | 0 | 0 | -49.3743 | 21.9407 | 0 | 19.104 | -5.8141 | -8.9612 | -8.3295
11 | 7 | 16 | 0 | 0 | -15.7761 | 4.8158 | 0 | 4.8054 | 0 | 0 | -37.6799 | 14.9754 | 0 | 13.5968 | 0 | 0 | -54.5099 | 24.9354 | 0 | 21.6611 | -6.1549 | -9.1077 | -7.9135
11 | 7 | 17 | 0 | 0 | -16.5238 | 5.1141 | 0 | 5.0945 | 0 | 0 | -39.4657 | 15.9031 | 0 | 14.4148 | 0 | 0 | -57.0934 | 26.4801 | 0 | 22.9641 | -6.3152 | -9.1479 | -7.6492
11 | 7 | 18 | 0 | 0 | -17.281 | 5.4147 | 0 | 5.3834 | 0 | 0 | -41.2742 | 16.8378 | 0 | 15.2321 | 0 | 0 | -59.7097 | 28.0365 | 0 | 24.2663 | -6.4829 | -9.2043 | -7.407
11 | 7 | 19 | 0.00035364 | -0.0055544 | -18.043 | 5.7364 | 0.0014332 | 5.6968 | 0.0010492 | -0.01648 | -43.0942 | 17.8382 | 0.0042522 | 16.1188 | 0.0018452 | -0.027771 | -62.3425 | 29.7022 | 0.0071655 | 25.6788 | -6.6136 | -9.1484 | -6.9803
11 | 7 | 20 | 0.00079569 | -0.012497 | -18.4512 | 5.8849 | 0.0032246 | 5.8365 | 0.0023608 | -0.037079 | -44.0692 | 18.3001 | 0.0095674 | 16.5143 | 0.0041517 | -0.062484 | -63.7531 | 30.4712 | 0.016122 | 26.3089 | -6.7382 | -9.28 | -7.0152
11 | 7 | 21 | 0.0013472 | -0.020829 | -18.8628 | 6.0904 | 0.0054595 | 6.0417 | 0.003997 | -0.061799 | -45.0521 | 18.939 | 0.016198 | 17.0947 | 0.0070291 | -0.10414 | -65.1751 | 31.5352 | 0.027296 | 27.2335 | -6.7447 | -9.06 | -6.4762
11 | 7 | 22 | 0.0017962 | -0.027772 | -19.2834 | 6.2545 | 0.0072793 | 6.2052 | 0.0053293 | -0.082398 | -46.0568 | 19.4492 | 0.021598 | 17.5574 | 0.0093722 | -0.13885 | -66.6285 | 32.3846 | 0.036395 | 27.9706 | -6.8424 | -9.1058 | -6.3664
11 | 7 | 23 | 0.0023717 | -0.036103 | -19.5854 | 6.4307 | 0.0096116 | 6.3829 | 0.0070369 | -0.10712 | -46.7782 | 19.9971 | 0.028518 | 18.0601 | 0.012375 | -0.18051 | -67.6721 | 33.297 | 0.048056 | 28.7715 | -6.796 | -8.7925 | -5.7236
11 | 8 | 0 | 0.003057 | -0.045823 | -19.9389 | 6.5643 | 0.012389 | 6.5206 | 0.0090702 | -0.13596 | -47.6225 | 20.4127 | 0.036758 | 18.4497 | 0.015951 | -0.22911 | -68.8936 | 33.9889 | 0.061942 | 29.3922 | -6.8845 | -8.8503 | -5.6637
11 | 8 | 1 | 0.0036128 | -0.054155 | -20.2428 | 6.692 | 0.014641 | 6.6517 | 0.010719 | -0.16068 | -48.3483 | 20.8098 | 0.043441 | 18.8207 | 0.018851 | -0.27076 | -69.9435 | 34.6501 | 0.073204 | 29.9832 | -6.9351 | -8.8244 | -5.4889
11 | 8 | 2 | 0.0037055 | -0.055543 | -19.9072 | 6.5684 | 0.015017 | 6.5287 | 0.010994 | -0.1648 | -47.5468 | 20.4254 | 0.044555 | 18.4727 | 0.019334 | -0.27771 | -68.784 | 34.0101 | 0.075081 | 29.4288 | -6.847 | -8.758 | -5.5284
11 | 8 | 3 | 0.0037055 | -0.055543 | -19.6023 | 6.4373 | 0.015017 | 6.3922 | 0.010994 | -0.1648 | -46.8184 | 20.0178 | 0.044555 | 18.0864 | 0.019334 | -0.27771 | -67.7302 | 33.3314 | 0.075081 | 28.8135 | -6.8096 | -8.8234 | -5.7686
11 | 8 | 4 | 0.0038565 | -0.056932 | -19.2584 | 6.264 | 0.015629 | 6.2233 | 0.011442 | -0.16892 | -45.9972 | 19.4789 | 0.046371 | 17.6086 | 0.020122 | -0.28465 | -66.5422 | 32.4342 | 0.078142 | 28.0523 | -6.8085 | -9.0207 | -6.2421
11 | 8 | 5 | 0.0033349 | -0.049989 | -17.4885 | 5.4818 | 0.013515 | 5.4589 | 0.0098947 | -0.14832 | -41.7697 | 17.0465 | 0.040099 | 15.4459 | 0.017401 | -0.24994 | -60.4266 | 28.384 | 0.067573 | 24.6068 | -6.5808 | -9.3757 | -7.6007
11 | 8 | 6 | 0.0028718 | -0.043046 | -15.7205 | 4.7902 | 0.011638 | 4.7816 | 0.0085205 | -0.12772 | -37.547 | 14.8958 | 0.03453 | 13.5293 | 0.014984 | -0.21522 | -54.3177 | 24.8028 | 0.058188 | 21.5535 | -6.1773 | -9.2067 | -8.1035
11 | 8 | 7 | 0.0023717 | -0.036103 | -13.9456 | 4.1051 | 0.0096116 | 4.1084 | 0.0070369 | -0.10712 | -33.3079 | 12.7654 | 0.028518 | 11.6246 | 0.012375 | -0.18051 | -48.1852 | 21.2555 | 0.048056 | 18.5192 | -5.7562 | -8.9895 | -8.5306
11 | 8 | 8 | 0.0026454 | -0.040269 | -13.578 | 3.9903 | 0.010721 | 3.9965 | 0.0078488 | -0.11948 | -32.43 | 12.4085 | 0.031808 | 11.3081 | 0.013803 | -0.20134 | -46.9151 | 20.6612 | 0.053601 | 18.0149 | -5.6181 | -8.7933 | -8.373
11 | 8 | 9 | 0.0028718 | -0.043046 | -13.2161 | 3.8496 | 0.011638 | 3.8607 | 0.0085205 | -0.12772 | -31.5657 | 11.9709 | 0.03453 | 10.9236 | 0.014984 | -0.21522 | -45.6647 | 19.9327 | 0.058188 | 17.4024 | -5.5344 | -8.7558 | -8.4717
11 | 8 | 10 | 0.0031497 | -0.047212 | -12.8487 | 3.7191 | 0.012764 | 3.7388 | 0.009345 | -0.14008 | -30.6881 | 11.565 | 0.037872 | 10.5787 | 0.016434 | -0.23605 | -44.3952 | 19.2568 | 0.063819 | 16.8529 | -5.4222 | -8.6372 | -8.4412
11 | 8 | 11 | 0.0042328 | -0.062486 | -14.4364 | 4.3266 | 0.017154 | 4.3342 | 0.012559 | -0.1854 | -34.4802 | 13.454 | 0.050895 | 12.2636 | 0.022086 | -0.31242 | -49.8812 | 22.4022 | 0.085765 | 19.5371 | -5.8168 | -8.8846 | -8.1464
11 | 8 | 12 | 0.0053476 | -0.077761 | -15.9855 | 4.922 | 0.021672 | 4.918 | 0.015866 | -0.23072 | -38.1802 | 15.3056 | 0.0643 | 13.9153 | 0.027903 | -0.38879 | -55.2337 | 25.4851 | 0.10835 | 22.1685 | -6.1963 | -9.1098 | -7.8326
11 | 8 | 13 | 0.0063975 | -0.091647 | -17.5275 | 5.5647 | 0.025926 | 5.5553 | 0.018981 | -0.27191 | -41.8631 | 17.3041 | 0.076923 | 15.7186 | 0.03338 | -0.45821 | -60.5616 | 28.8129 | 0.12963 | 25.0413 | -6.4669 | -9.0164 | -7.0026
11 | 8 | 14 | 0.0065913 | -0.094424 | -18.578 | 5.9849 | 0.026712 | 5.9783 | 0.019556 | -0.28015 | -44.372 | 18.6111 | 0.079254 | 16.9154 | 0.034392 | -0.4721 | -64.1912 | 30.9891 | 0.13355 | 26.9478 | -6.6759 | -9.0269 | -6.5584
11 | 8 | 15 | 0.0066882 | -0.095812 | -19.6676 | 6.4814 | 0.027105 | 6.4706 | 0.019844 | -0.28427 | -46.9744 | 20.155 | 0.080419 | 18.3083 | 0.034898 | -0.47904 | -67.956 | 33.5598 | 0.13552 | 29.1669 | -6.7776 | -8.6952 | -5.5379
11 | 8 | 16 | 0.0069846 | -0.098589 | -20.7068 | 6.9359 | 0.028306 | 6.928 | 0.020723 | -0.29251 | -49.4565 | 21.5681 | 0.083983 | 19.6025 | 0.036444 | -0.49293 | -71.5467 | 35.9128 | 0.14152 | 31.2287 | -6.9063 | -8.4737 | -4.7201
11 | 8 | 17 | 0.007083 | -0.099978 | -21.2636 | 7.1892 | 0.028704 | 7.1714 | 0.021015 | -0.29663 | -50.7865 | 22.356 | 0.085166 | 20.2911 | 0.036957 | -0.49987 | -73.4707 | 37.2248 | 0.14352 | 32.3258 | -6.9672 | -8.3298 | -4.2395
11 | 8 | 18 | 0.007083 | -0.099978 | -21.8197 | 7.4563 | 0.028704 | 7.4245 | 0.021015 | -0.29663 | -52.1145 | 23.1866 | 0.085166 | 21.0073 | 0.036957 | -0.49987 | -75.3919 | 38.6078 | 0.14352 | 33.4667 | -7.003 | -8.1111 | -3.6368
11 | 8 | 19 | 0.0071814 | -0.10137 | -22.3728 | 7.7316 | 0.029103 | 7.691 | 0.021307 | -0.30075 | -53.4356 | 24.0426 | 0.086348 | 21.7613 | 0.03747 | -0.50681 | -77.303 | 40.0331 | 0.14551 | 34.6679 | -7.0153 | -7.8247 | -2.9258
11 | 8 | 20 | 0.0076732 | -0.10831 | -22.5309 | 7.8126 | 0.031096 | 7.7689 | 0.022766 | -0.32135 | -53.8131 | 24.2944 | 0.092263 | 21.9819 | 0.040037 | -0.54153 | -77.8492 | 40.4524 | 0.15548 | 35.0193 | -7.0189 | -7.7431 | -2.7235
11 | 8 | 21 | 0.0082854 | -0.11525 | -22.6338 | 7.8416 | 0.033577 | 7.7947 | 0.024583 | -0.34195 | -54.0591 | 24.3845 | 0.099623 | 22.0547 | 0.043231 | -0.57624 | -78.205 | 40.6024 | 0.16788 | 35.1353 | -7.071 | -7.8376 | -2.8324
11 | 8 | 22 | 0.0088843 | -0.12358 | -22.7803 | 7.9025 | 0.036004 | 7.855 | 0.02636 | -0.36667 | -54.409 | 24.574 | 0.10682 | 22.2255 | 0.046356 | -0.61789 | -78.7112 | 40.9179 | 0.18001 | 35.4074 | -7.1015 | -7.843 | -2.7774
11 | 8 | 23 | 0.0093175 | -0.12775 | -22.8268 | 7.9429 | 0.03776 | 7.9155 | 0.027645 | -0.37903 | -54.52 | 24.6997 | 0.11203 | 22.3967 | 0.048616 | -0.63872 | -78.8719 | 41.1272 | 0.18879 | 35.6801 | -7.0491 | -7.663 | -2.4659
11 | 9 | 0 | 0.0096213 | -0.13192 | -22.8382 | 7.9822 | 0.038991 | 7.9781 | 0.028546 | -0.39139 | -54.5471 | 24.8217 | 0.11569 | 22.5737 | 0.050202 | -0.65955 | -78.911 | 41.3304 | 0.19495 | 35.9622 | -6.9612 | -7.3988 | -2.0328
11 | 9 | 1 | 0.0099252 | -0.13608 | -22.8927 | 7.9615 | 0.040223 | 7.9842 | 0.029448 | -0.40375 | -54.6773 | 24.7575 | 0.11934 | 22.591 | 0.051787 | -0.68038 | -79.0995 | 41.2235 | 0.2011 | 35.9898 | -7.0329 | -7.5837 | -2.3136
11 | 9 | 2 | 0.0097226 | -0.1333 | -22.7337 | 7.9 | 0.039402 | 7.9276 | 0.028847 | -0.39551 | -54.2975 | 24.5662 | 0.1169 | 22.4309 | 0.05073 | -0.66649 | -78.5499 | 40.905 | 0.197 | 35.7347 | -6.9902 | -7.5501 | -2.3291
11 | 9 | 3 | 0.00952 | -0.13053 | -22.5404 | 7.8184 | 0.038581 | 7.8496 | 0.028246 | -0.38727 | -53.836 | 24.3124 | 0.11447 | 22.2101 | 0.049673 | -0.65261 | -77.8823 | 40.4823 | 0.1929 | 35.3829 | -6.9549 | -7.558 | -2.4271
11 | 9 | 4 | 0.0094188 | -0.12914 | -22.3542 | 7.7423 | 0.03817 | 7.781 | 0.027945 | -0.38315 | -53.3911 | 24.0759 | 0.11325 | 22.0162 | 0.049145 | -0.64567 | -77.2387 | 40.0886 | 0.19084 | 35.0739 | -6.9123 | -7.5409 | -2.4818
11 | 9 | 5 | 0.0085848 | -0.11942 | -21.2614 | 7.1863 | 0.034791 | 7.2126 | 0.025471 | -0.35431 | -50.781 | 22.347 | 0.10322 | 20.4079 | 0.044793 | -0.59707 | -73.4628 | 37.2097 | 0.17395 | 32.5119 | -6.9384 | -8.2517 | -4.1196
11 | 9 | 6 | 0.0076732 | -0.10831 | -20.1148 | 6.6731 | 0.031096 | 6.676 | 0.022766 | -0.32135 | -48.0425 | 20.751 | 0.092263 | 18.8896 | 0.040037 | -0.54153 | -69.5011 | 34.5522 | 0.15548 | 30.093 | -6.8352 | -8.6082 | -5.2019
11 | 9 | 7 | 0.0069846 | -0.098589 | -19.0305 | 6.2053 | 0.028306 | 6.1886 | 0.020723 | -0.29251 | -45.4527 | 19.2962 | 0.083983 | 17.5105 | 0.036444 | -0.49293 | -65.7545 | 32.1299 | 0.14152 | 27.896 | -6.6998 | -8.8338 | -6.0436
11 | 9 | 8 | 0.0069846 | -0.098589 | -18.6166 | 6.0031 | 0.028306 | 5.9875 | 0.020723 | -0.29251 | -44.4642 | 18.6676 | 0.083983 | 16.9414 | 0.036444 | -0.49293 | -64.3245 | 31.0832 | 0.14152 | 26.9894 | -6.6893 | -9.043 | -6.5669
11 | 9 | 9 | 0.007083 | -0.099978 | -18.1965 | 5.8135 | 0.028704 | 5.7976 | 0.021015 | -0.29663 | -43.4609 | 18.0779 | 0.085166 | 16.404 | 0.036957 | -0.49987 | -62.8731 | 30.1013 | 0.14352 | 26.1332 | -6.6497 | -9.1695 | -6.958
11 | 9 | 10 | 0.0071814 | -0.10137 | -17.8144 | 5.6665 | 0.029103 | 5.6381 | 0.021307 | -0.30075 | -42.5483 | 17.6207 | 0.086348 | 15.9528 | 0.03747 | -0.50681 | -61.5528 | 29.34 | 0.14551 | 25.4144 | -6.5749 | -9.1679 | -7.1222
11 | 9 | 11 | 0.0086846 | -0.12081 | -19.1384 | 6.2108 | 0.035195 | 6.1954 | 0.025767 | -0.35843 | -45.7104 | 19.3134 | 0.10442 | 17.5297 | 0.045314 | -0.60401 | -66.1274 | 32.1585 | 0.17597 | 27.9266 | -6.8091 | -9.0956 | -6.425
11 | 9 | 12 | 0.010376 | -0.14025 | -20.4923 | 6.8389 | 0.042051 | 6.8164 | 0.030786 | -0.41611 | -48.9442 | 21.2665 | 0.12476 | 19.2869 | 0.05414 | -0.70121 | -70.8055 | 35.4106 | 0.21024 | 30.7259 | -6.9248 | -8.6514 | -5.1058
11 | 9 | 13 | 0.011983 | -0.15969 | -21.8472 | 7.4824 | 0.04856 | 7.4651 | 0.035552 | -0.47379 | -52.1803 | 23.2676 | 0.14408 | 21.1223 | 0.062522 | -0.7984 | -75.4871 | 38.7427 | 0.24279 | 33.65 | -6.9988 | -8.0845 | -3.5875
11 | 9 | 14 | 0.012785 | -0.16802 | -22.5603 | 7.8373 | 0.051812 | 7.8158 | 0.037933 | -0.49851 | -53.8834 | 24.3712 | 0.15373 | 22.1145 | 0.066709 | -0.84006 | -77.9509 | 40.5803 | 0.25905 | 35.2305 | -7.0106 | -7.7046 | -2.6544
11 | 9 | 15 | 0.013419 | -0.17635 | -23.2783 | 8.2148 | 0.054381 | 8.1968 | 0.039814 | -0.52323 | -55.5983 | 25.545 | 0.16135 | 23.1924 | 0.070016 | -0.88171 | -80.4317 | 42.5347 | 0.2719 | 36.9478 | -6.9753 | -7.1829 | -1.489
11 | 9 | 16 | 0.014248 | -0.18468 | -23.9915 | 8.5956 | 0.057741 | 8.5753 | 0.042274 | -0.54795 | -57.3018 | 26.7293 | 0.17132 | 24.2634 | 0.074343 | -0.92337 | -82.8961 | 44.5066 | 0.2887 | 38.654 | -6.9334 | -6.6435 | -0.2958
11 | 9 | 17 | 0.014998 | -0.1944 | -24.2976 | 8.7503 | 0.06078 | 8.748 | 0.044499 | -0.57679 | -58.0328 | 27.2103 | 0.18033 | 24.752 | 0.078255 | -0.97197 | -83.9537 | 45.3076 | 0.30389 | 39.4325 | -6.918 | -6.4224 | 0.19657
11 | 9 | 18 | 0.015855 | -0.20273 | -24.6035 | 8.8872 | 0.064255 | 8.8875 | 0.047042 | -0.60151 | -58.7633 | 27.636 | 0.19064 | 25.1468 | 0.082729 | -1.0136 | -85.0105 | 46.0165 | 0.32126 | 40.0613 | -6.9514 | -6.3444 | 0.45764
11 | 9 | 19 | 0.016841 | -0.21245 | -24.9042 | 9.0326 | 0.068248 | 9.0502 | 0.049966 | -0.63035 | -59.4816 | 28.0882 | 0.20249 | 25.6071 | 0.08787 | -1.0622 | -86.0495 | 46.7694 | 0.34123 | 40.7946 | -6.9488 | -6.1641 | 0.88145
11 | 9 | 20 | 0.015964 | -0.20412 | -24.6479 | 8.9235 | 0.064695 | 8.9421 | 0.047365 | -0.60563 | -58.8694 | 27.7489 | 0.19195 | 25.3013 | 0.083295 | -1.0206 | -85.1639 | 46.2044 | 0.32346 | 40.3075 | -6.9058 | -6.1855 | 0.73415
11 | 9 | 21 | 0.015421 | -0.19718 | -24.3796 | 8.8068 | 0.062495 | 8.8309 | 0.045754 | -0.58503 | -58.2287 | 27.3862 | 0.18542 | 24.9868 | 0.080462 | -0.98585 | -84.2371 | 45.6004 | 0.31246 | 39.8065 | -6.8611 | -6.2096 | 0.57688
11 | 9 | 22 | 0.014677 | -0.19024 | -24.1036 | 8.6318 | 0.059478 | 8.6647 | 0.043545 | -0.56443 | -57.5694 | 26.8419 | 0.17647 | 24.5164 | 0.076578 | -0.95114 | -83.2833 | 44.6942 | 0.29738 | 39.057 | -6.9232 | -6.5556 | -0.10934
11 | 9 | 23 | 0.014248 | -0.18468 | -23.6428 | 8.4383 | 0.057741 | 8.4684 | 0.042274 | -0.54795 | -56.4688 | 26.24 | 0.17132 | 23.961 | 0.074343 | -0.92337 | -81.6911 | 43.6919 | 0.2887 | 38.1723 | -6.8488 | -6.6021 | -0.38716
11 | 10 | 0 | 0.01363 | -0.17913 | -23.2182 | 8.2051 | 0.055238 | 8.2331 | 0.040441 | -0.53147 | -55.4548 | 25.5149 | 0.16389 | 23.2954 | 0.071119 | -0.8956 | -80.2242 | 42.4846 | 0.27618 | 37.1119 | -6.8903 | -6.9717 | -1.176
11 | 10 | 1 | 0.013313 | -0.17496 | -22.7668 | 8.014 | 0.053953 | 8.033 | 0.0395 | -0.51911 | -54.3766 | 24.9206 | 0.16008 | 22.7292 | 0.069465 | -0.87477 | -78.6644 | 41.495 | 0.26975 | 36.2098 | -6.8275 | -7.0464 | -1.4951
11 | 10 | 2 | 1.1282 | -1.3646 | -21.9577 | 7.6103 | 0.42704 | 7.6234 | 3.3474 | -4.0486 | -52.4442 | 23.6653 | 1.267 | 21.5702 | 5.8868 | -6.8225 | -75.8689 | 39.4049 | 2.1351 | 34.3635 | -6.5333 | -6.6428 | -0.90103
11 | 10 | 3 | 0.94499 | -1.2145 | -21.2038 | 7.2254 | 0.37405 | 7.2298 | 2.8038 | -3.6034 | -50.6435 | 22.4686 | 1.1098 | 20.4564 | 4.9307 | -6.0723 | -73.2639 | 37.4122 | 1.8702 | 32.589 | -6.6441 | -7.4085 | -2.5342
11 | 10 | 4 | 1.0695 | -1.927 | -20.3963 | 6.8429 | 0.56362 | 6.8397 | 3.1731 | -5.7174 | -48.7148 | 21.2789 | 1.6722 | 19.3526 | 5.5803 | -9.6347 | -70.4738 | 35.4313 | 2.818 | 30.8306 | -7.0077 | -8.9554 | -5.4483
11 | 10 | 5 | 0.81763 | -1.6008 | -19.1539 | 6.3232 | 0.4599 | 6.3235 | 2.4259 | -4.7497 | -45.7475 | 19.6628 | 1.3645 | 17.8921 | 4.2662 | -8.0038 | -66.181 | 32.7403 | 2.2994 | 28.5039 | -6.8305 | -9.1518 | -6.375
11 | 10 | 6 | 1.1603 | -1.5962 | -17.89 | 5.7694 | 0.4559 | 5.7718 | 3.4426 | -4.7359 | -42.7289 | 17.9407 | 1.3527 | 16.3311 | 6.0542 | -7.9806 | -61.8141 | 29.8728 | 2.2794 | 26.0171 | -6.3289 | -8.3977 | -5.5713
11 | 10 | 7 | 0.82529 | -1.1721 | -16.6359 | 5.279 | 0.32938 | 5.2821 | 2.4486 | -3.4777 | -39.7336 | 16.4159 | 0.97727 | 14.9456 | 4.3062 | -5.8605 | -57.481 | 27.3339 | 1.6468 | 23.8098 | -6.0923 | -8.424 | -6.2448
11 | 10 | 8 | 0.44096 | -0.67151 | -14.967 | 4.62 | 0.18345 | 4.6402 | 1.3083 | -1.9924 | -35.7473 | 14.3667 | 0.5443 | 13.1294 | 2.3008 | -3.3574 | -51.7142 | 23.9218 | 0.91723 | 20.9164 | -5.7538 | -8.391 | -7.0154
11 | 10 | 9 | 0.29173 | -0.47703 | -13.3139 | 4.0077 | 0.1276 | 4.0393 | 0.86555 | -1.4153 | -31.7991 | 12.4625 | 0.3786 | 11.4292 | 1.5222 | -2.385 | -46.0024 | 20.7512 | 0.63799 | 18.2078 | -5.3245 | -8.0786 | -7.2683
11 | 10 | 10 | 0.19874 | -0.3308 | -11.6422 | 3.4296 | 0.088341 | 3.4749 | 0.58964 | -0.98148 | -27.8064 | 10.6648 | 0.26211 | 9.832 | 1.0369 | -1.6539 | -40.2263 | 17.7579 | 0.44169 | 15.6634 | -4.7814 | -7.4392 | -6.9803
11 | 10 | 11 | 0.075652 | -0.14749 | -11.2332 | 3.2606 | 0.039418 | 3.3145 | 0.22446 | -0.4376 | -26.8297 | 10.1394 | 0.11695 | 9.3783 | 0.39473 | -0.73741 | -38.8134 | 16.8829 | 0.19708 | 14.9406 | -4.6905 | -7.4082 | -7.1354
11 | 10 | 12 | 0.0028718 | -0.043046 | -10.8552 | 3.1095 | 0.011638 | 3.1711 | 0.0085205 | -0.12772 | -25.9269 | 9.6694 | 0.03453 | 8.9726 | 0.014984 | -0.21522 | -37.5073 | 16.1005 | 0.058188 | 14.2942 | -4.6032 | -7.3696 | -7.2547
11 | 10 | 13 | 0.001437 | -0.022217 | -10.4896 | 2.9754 | 0.0058235 | 3.043 | 0.0042635 | -0.065919 | -25.0535 | 9.2524 | 0.017278 | 8.6099 | 0.0074977 | -0.11108 | -36.2439 | 15.406 | 0.029116 | 13.7165 | -4.4862 | -7.2356 | -7.1958
11 | 10 | 14 | 0 | 0 | -11.557 | 3.293 | 0 | 3.3708 | 0 | 0 | -27.6028 | 10.24 | 0 | 9.5374 | 0 | 0 | -39.9319 | 17.0505 | 0 | 15.1941 | -4.8932 | -7.8254 | -7.6873
11 | 10 | 15 | 0 | 0 | -12.655 | 3.6635 | 0 | 3.7408 | 0 | 0 | -30.2255 | 11.3922 | 0 | 10.5845 | 0 | 0 | -43.726 | 18.9691 | 0 | 16.8621 | -5.2507 | -8.2488 | -7.8948
11 | 10 | 16 | 0.13917 | -0.0047487 | -13.7505 | 4.0347 | 0.0012642 | 4.117 | 0.41291 | -0.014089 | -32.8419 | 12.5466 | 0.0037509 | 11.6489 | 0.72614 | -0.023742 | -47.511 | 20.8912 | 0.0063209 | 18.5579 | -5.4631 | -8.2438 | -7.3532
11 | 10 | 17 | 0.34239 | -0.22496 | -15.8849 | 4.8561 | 0.060507 | 4.9256 | 1.0159 | -0.66745 | -37.9397 | 15.1006 | 0.17952 | 13.9367 | 1.7865 | -1.1247 | -54.8858 | 25.1439 | 0.30252 | 22.2026 | -5.9253 | -8.3744 | -6.5751
11 | 10 | 18 | 0.87495 | -1.1637 | -18.0242 | 5.7561 | 0.32892 | 5.8119 | 2.596 | -3.4528 | -43.0492 | 17.8994 | 0.97589 | 16.4445 | 4.5652 | -5.8184 | -62.2775 | 29.8041 | 1.6445 | 26.1978 | -6.416 | -8.5862 | -5.8843
11 | 10 | 19 | 2.0358 | -2.6718 | -20.1614 | 6.6603 | 0.78992 | 6.7094 | 6.0402 | -7.9273 | -48.1538 | 20.7113 | 2.3437 | 18.984 | 10.6223 | -13.3586 | -69.6621 | 34.4861 | 3.9494 | 30.2434 | -6.6378 | -8.0019 | -3.7195
11 | 10 | 20 | 3.4794 | -4.2928 | -21.9535 | 7.4968 | 1.3073 | 7.5152 | 10.3232 | -12.7367 | -52.4341 | 23.3123 | 3.8786 | 21.264 | 18.1544 | -21.4631 | -75.8543 | 38.8171 | 6.536 | 33.8757 | -6.4477 | -6.3927 | 0.065778
11 | 10 | 21 | 5.1003 | -6.0693 | -23.7045 | 8.3725 | 1.9025 | 8.348 | 15.1325 | -18.0076 | -56.6163 | 26.0354 | 5.6446 | 23.6204 | 26.612 | -30.3453 | -81.9045 | 43.3512 | 9.512 | 37.6296 | -6.0506 | -4.1911 | 4.8549
11 | 10 | 22 | 7.0365 | -8.1433 | -25.5002 | 9.2358 | 2.6098 | 9.1779 | 20.8773 | -24.1611 | -60.9051 | 28.72 | 7.7433 | 25.9685 | 36.7147 | -40.7149 | -88.1089 | 47.8214 | 13.0485 | 41.3704 | -5.5835 | -1.7571 | 10.1313
11 | 10 | 23 | 7.6714 | -8.8183 | -25.8834 | 9.4601 | 2.8286 | 9.4183 | 22.7609 | -26.1638 | -61.8203 | 29.4175 | 8.3924 | 26.6488 | 40.0272 | -44.0897 | -89.4329 | 48.9829 | 14.1424 | 42.4542 | -5.3233 | -0.76442 | 12.0842
11 | 11 | 0 | 8.3658 | -9.5295 | -26.3139 | 9.6971 | 3.0615 | 9.6697 | 24.8211 | -28.2739 | -62.8487 | 30.1545 | 9.0834 | 27.3601 | 43.6504 | -47.6455 | -90.9206 | 50.2099 | 15.3069 | 43.5873 | -5.0494 | 0.2966 | 14.1885
11 | 11 | 1 | 9.1245 | -10.2524 | -26.7446 | 9.9423 | 3.3105 | 9.9314 | 27.0724 | -30.4189 | -63.8772 | 30.9169 | 9.8222 | 28.1006 | 47.6094 | -51.2601 | -92.4085 | 51.4794 | 16.5518 | 44.7671 | -4.6883 | 1.616 | 16.7391
11 | 11 | 2 | 9.4716 | -10.5733 | -26.9743 | 10.1366 | 3.4467 | 10.1269 | 28.102 | -31.371 | -64.426 | 31.5212 | 10.2262 | 28.6537 | 49.4201 | -52.8645 | -93.2025 | 52.4856 | 17.2326 | 45.6482 | -4.366 | 2.7061 | 18.7195
11 | 11 | 3 | 9.8211 | -11.7578 | -27.2465 | 10.2499 | 3.8707 | 10.2473 | 29.1392 | -34.8851 | -65.0761 | 31.8737 | 11.4844 | 28.9945 | 51.2441 | -58.7864 | -94.1429 | 53.0725 | 19.3528 | 46.1911 | -4.8151 | 1.5305 | 16.9313
11 | 11 | 4 | 10.1092 | -12.0875 | -27.4772 | 10.3659 | 3.9997 | 10.3831 | 29.9938 | -35.8635 | -65.6271 | 32.2342 | 11.8672 | 29.3786 | 52.747 | -60.435 | -94.94 | 53.6728 | 19.9979 | 46.8031 | -4.7068 | 1.9832 | 17.8457
11 | 11 | 5 | 9.6546 | -11.5704 | -27.1314 | 10.1897 | 3.804 | 10.1936 | 28.645 | -34.3292 | -64.8011 | 31.6863 | 11.2864 | 28.8426 | 50.375 | -57.8495 | -93.7451 | 52.7605 | 19.0192 | 45.9491 | -4.8599 | 1.3299 | 16.5092
11 | 11 | 6 | 9.1319 | -11.0219 | -26.7761 | 9.9467 | 3.5829 | 9.952 | 27.0941 | -32.7018 | -63.9526 | 30.9308 | 10.6303 | 28.1589 | 47.6477 | -55.1072 | -92.5176 | 51.5026 | 17.9136 | 44.86 | -5.1845 | 0.1598 | 14.2991
11 | 11 | 7 | 8.6963 | -10.4853 | -26.4306 | 9.7834 | 3.3963 | 9.777 | 25.8017 | -31.1096 | -63.1273 | 30.4228 | 10.0767 | 27.6636 | 45.3749 | -52.4241 | -91.3236 | 50.6568 | 16.9807 | 44.0709 | -5.2629 | -0.27197 | 13.3355
11 | 11 | 8 | 8.6753 | -10.4577 | -26.4018 | 9.7721 | 3.3845 | 9.7646 | 25.7395 | -31.0278 | -63.0585 | 30.3877 | 10.0419 | 27.6287 | 45.2654 | -52.2862 | -91.2241 | 50.5983 | 16.9221 | 44.0153 | -5.2629 | -0.28848 | 13.2906
11 | 11 | 9 | 8.6986 | -10.4214 | -26.3482 | 9.7508 | 3.3712 | 9.7476 | 25.8087 | -30.9201 | -62.9306 | 30.3214 | 10.0024 | 27.5806 | 45.3872 | -52.1047 | -91.0391 | 50.4879 | 16.8554 | 43.9386 | -5.2014 | -0.13757 | 13.5253
11 | 11 | 10 | 8.6964 | -10.41 | -26.328 | 9.7443 | 3.3668 | 9.7424 | 25.8021 | -30.8862 | -62.8822 | 30.3014 | 9.9891 | 27.5658 | 45.3756 | -52.0477 | -90.9691 | 50.4545 | 16.8331 | 43.915 | -5.1881 | -0.11004 | 13.5614
11 | 11 | 11 | 10.2396 | -11.7859 | -27.0982 | 10.1614 | 3.8397 | 10.1592 | 30.3807 | -34.9686 | -64.7217 | 31.5984 | 11.3923 | 28.7451 | 53.4275 | -58.927 | -93.6303 | 52.6141 | 19.1976 | 45.7938 | -4.4842 | 2.4261 | 18.4757
11 | 11 | 12 | 11.3638 | -12.8974 | -27.9116 | 10.6155 | 4.2597 | 10.613 | 33.7162 | -38.2665 | -66.6646 | 33.0105 | 12.6385 | 30.0292 | 59.2933 | -64.4845 | -96.441 | 54.9654 | 21.2976 | 47.8394 | -3.957 | 4.4632 | 22.4704
11 | 11 | 13 | 12.5193 | -14.0078 | -28.7248 | 11.0739 | 4.6913 | 11.0746 | 37.1445 | -41.5609 | -68.6068 | 34.436 | 13.9189 | 31.3353 | 65.3223 | -70.036 | -99.2506 | 57.339 | 23.4554 | 49.9202 | -3.3735 | 6.6671 | 26.7503
11 | 11 | 14 | 13.2766 | -14.6883 | -29.2404 | 11.4 | 4.9752 | 11.3924 | 39.3915 | -43.5799 | -69.8383 | 35.4499 | 14.7614 | 32.2344 | 69.2738 | -73.4384 | -101.0322 | 59.0272 | 24.8751 | 51.3526 | -2.8845 | 8.4189 | 30.0581
11 | 11 | 15 | 13.9563 | -15.3965 | -29.7586 | 11.6414 | 5.2574 | 11.6377 | 41.408 | -45.6812 | -71.076 | 36.2005 | 15.5986 | 32.9284 | 72.8201 | -76.9792 | -102.8227 | 60.2771 | 26.2859 | 52.4583 | -2.6624 | 9.3784 | 32.0394
11 | 11 | 16 | 14.6948 | -16.0755 | -30.2694 | 11.9612 | 5.5322 | 11.9477 | 43.5993 | -47.6959 | -72.2961 | 37.1952 | 16.414 | 33.8055 | 76.6737 | -80.3744 | -104.5877 | 61.9333 | 27.66 | 53.8556 | -2.209 | 11.0221 | 35.1604
11 | 11 | 17 | 15.1374 | -16.4317 | -30.5946 | 12.1695 | 5.6869 | 12.1425 | 44.9124 | -48.7526 | -73.0728 | 37.8429 | 16.8731 | 34.3567 | 78.983 | -82.155 | -105.7114 | 63.0118 | 28.4336 | 54.7336 | -1.89 | 12.1598 | 37.2956
11 | 11 | 18 | 15.4932 | -16.7782 | -30.8729 | 12.3201 | 5.8305 | 12.3016 | 45.9682 | -49.7806 | -73.7375 | 38.3113 | 17.299 | 34.8068 | 80.8396 | -83.8875 | -106.673 | 63.7917 | 29.1514 | 55.4508 | -1.7057 | 12.8673 | 38.6731
11 | 11 | 19 | 15.8462 | -17.1303 | -31.1926 | 12.4496 | 5.9598 | 12.4276 | 47.0154 | -50.8254 | -74.5009 | 38.7138 | 17.6828 | 35.1635 | 82.6813 | -85.648 | -107.7774 | 64.4619 | 29.798 | 56.0189 | -1.6397 | 13.2491 | 39.5346
11 | 11 | 20 | 16.0319 | -17.2448 | -31.2568 | 12.5568 | 6.0295 | 12.5323 | 47.5664 | -51.1651 | -74.6544 | 39.0472 | 17.8894 | 35.4597 | 83.6502 | -86.2205 | -107.9994 | 65.0172 | 30.1461 | 56.4908 | -1.3512 | 14.1432 | 41.0844
11 | 11 | 21 | 16.084 | -17.2973 | -31.2818 | 12.5816 | 6.0563 | 12.5576 | 47.7211 | -51.3209 | -74.7139 | 39.1243 | 17.9688 | 35.5314 | 83.9223 | -86.483 | -108.0855 | 65.1454 | 30.28 | 56.6051 | -1.2996 | 14.3108 | 41.3842
11 | 11 | 22 | 16.2526 | -17.4236 | -31.3667 | 12.6522 | 6.1113 | 12.6321 | 48.2213 | -51.6955 | -74.9168 | 39.3437 | 18.1321 | 35.7422 | 84.802 | -87.1142 | -108.379 | 65.5108 | 30.5552 | 56.9409 | -1.142 | 14.8272 | 42.3157
11 | 11 | 23 | 16.5361 | -17.6952 | -31.59 | 12.7487 | 6.2106 | 12.7269 | 49.0623 | -52.5013 | -75.4501 | 39.6439 | 18.4267 | 36.0102 | 86.2809 | -88.4722 | -109.1505 | 66.0106 | 31.0517 | 57.3679 | -1.063 | 15.1917 | 43.0883
11 | 12 | 0 | 16.8816 | -18.0114 | -31.8572 | 12.8823 | 6.3527 | 12.8685 | 50.0876 | -53.4395 | -76.0884 | 40.0595 | 18.8485 | 36.411 | 88.084 | -90.0532 | -110.074 | 66.7027 | 31.7624 | 58.0064 | -0.88339 | 15.8787 | 44.4283
11 | 12 | 1 | 17.2771 | -18.3119 | -32.0967 | 13.0726 | 6.4957 | 13.0428 | 51.261 | -54.3312 | -76.6604 | 40.6512 | 19.2727 | 36.904 | 90.1475 | -91.5559 | -110.9015 | 67.688 | 32.4773 | 58.7918 | -0.52045 | 17.0973 | 46.6471
11 | 12 | 2 | 17.027 | -18.0999 | -31.9707 | 12.9917 | 6.3978 | 12.9576 | 50.5188 | -53.7021 | -76.3595 | 40.3995 | 18.9823 | 36.6631 | 88.8422 | -90.4957 | -110.4661 | 67.2688 | 31.9878 | 58.408 | -0.69656 | 16.502 | 45.545
11 | 12 | 3 | 16.739 | -17.8995 | -31.8492 | 12.8475 | 6.2946 | 12.8215 | 49.6645 | -53.1077 | -76.0692 | 39.9513 | 18.6761 | 36.2779 | 87.3399 | -89.4941 | -110.0462 | 66.5225 | 31.4719 | 57.7943 | -1.0461 | 15.3929 | 43.5883
11 | 12 | 4 | 16.5587 | -17.7082 | -31.729 | 12.787 | 6.2194 | 12.7595 | 49.1296 | -52.5399 | -75.7821 | 39.763 | 18.453 | 36.1025 | 86.3993 | -88.5372 | -109.6309 | 66.2089 | 31.096 | 57.5148 | -1.1125 | 15.126 | 43.0509
11 | 12 | 5 | 15.0416 | -16.3196 | -30.7138 | 12.1857 | 5.6354 | 12.1467 | 44.6281 | -48.4201 | -73.3575 | 37.8932 | 16.7201 | 34.3687 | 78.483 | -81.5948 | -106.1233 | 63.0957 | 28.1757 | 54.7527 | -2.0241 | 11.8326 | 36.7891
11 | 12 | 6 | 13.5924 | -14.9156 | -29.7073 | 11.6013 | 5.0762 | 11.562 | 40.3284 | -44.2543 | -70.9536 | 36.0759 | 15.0609 | 32.7142 | 70.9214 | -74.5747 | -102.6456 | 60.0697 | 25.3798 | 52.117 | -2.7911 | 8.9716 | 31.2675
11 | 12 | 7 | 12.1216 | -13.4846 | -28.6541 | 11.0226 | 4.5165 | 10.9777 | 35.9646 | -40.0088 | -68.4379 | 34.2765 | 13.4003 | 31.0611 | 63.2473 | -67.4204 | -99.0063 | 57.0735 | 22.5814 | 49.4834 | -3.5003 | 6.2559 | 25.9589
11 | 12 | 8 | 11.398 | -12.8099 | -28.1026 | 10.7024 | 4.2454 | 10.6651 | 33.8178 | -38.0069 | -67.1208 | 33.2807 | 12.5961 | 30.1766 | 59.4719 | -64.047 | -97.1009 | 55.4153 | 21.2262 | 48.0744 | -3.9016 | 4.7435 | 23.0398
11 | 12 | 9 | 10.7576 | -12.179 | -27.6035 | 10.4103 | 3.9909 | 10.3727 | 31.9176 | -36.1348 | -65.9288 | 32.3724 | 11.8409 | 29.3492 | 56.1302 | -60.8923 | -95.3764 | 53.9029 | 19.9535 | 46.7561 | -4.2511 | 3.4164 | 20.474
11 | 12 | 10 | 10.039 | -11.4821 | -27.0401 | 10.0815 | 3.7248 | 10.0514 | 29.7857 | -34.0673 | -64.5831 | 31.3498 | 11.0514 | 28.44 | 52.381 | -57.4082 | -93.4298 | 52.2002 | 18.6232 | 45.3077 | -4.6256 | 1.9764 | 17.6742
11 | 12 | 11 | 11.1212 | -12.5322 | -27.8537 | 10.5987 | 4.1474 | 10.5567 | 32.9964 | -37.1828 | -66.5262 | 32.9583 | 12.3053 | 29.8698 | 58.0275 | -62.6583 | -96.2408 | 54.8785 | 20.7362 | 47.5855 | -3.9619 | 4.4207 | 22.3286
11 | 12 | 12 | 12.1756 | -13.6012 | -28.7058 | 11.0581 | 4.5564 | 11.005 | 36.1247 | -40.3546 | -68.5614 | 34.3868 | 13.5188 | 31.1384 | 63.5289 | -68.0033 | -99.185 | 57.257 | 22.7812 | 49.6065 | -3.5119 | 6.2527 | 25.9854
11 | 12 | 13 | 13.2151 | -14.6455 | -29.5082 | 11.5028 | 4.9677 | 11.4441 | 39.2092 | -43.4529 | -70.478 | 35.7696 | 14.7392 | 32.3806 | 68.9532 | -73.2243 | -101.9576 | 59.5596 | 24.8376 | 51.5855 | -3.024 | 8.1676 | 29.7539
11 | 12 | 14 | 13.9823 | -15.4521 | -30.0372 | 11.8461 | 5.3018 | 11.7966 | 41.4854 | -45.8462 | -71.7414 | 36.8373 | 15.7305 | 33.3782 | 72.9562 | -77.2574 | -103.7853 | 61.3374 | 26.5081 | 53.1748 | -2.5624 | 9.8438 | 32.9338
11 | 12 | 15 | 14.6505 | -16.2473 | -30.56 | 12.1162 | 5.6006 | 12.0835 | 43.4678 | -48.2054 | -72.99 | 37.6769 | 16.6168 | 34.1899 | 76.4424 | -81.233 | -105.5916 | 62.7355 | 28.0017 | 54.4679 | -2.3565 | 10.756 | 34.8228
11 | 12 | 16 | 15.4875 | -17.0806 | -31.1287 | 12.4954 | 5.9737 | 12.4722 | 45.9513 | -50.678 | -74.3483 | 38.8563 | 17.7239 | 35.2898 | 80.8098 | -85.3997 | -107.5567 | 64.6993 | 29.8673 | 56.2201 | -1.7804 | 12.7949 | 38.6402
11 | 12 | 17 | 15.9866 | -17.6047 | -31.5247 | 12.6653 | 6.1653 | 12.6472 | 47.4321 | -52.2328 | -75.2941 | 39.3847 | 18.2924 | 35.7849 | 83.414 | -88.0198 | -108.9249 | 65.579 | 30.8253 | 57.0089 | -1.6649 | 13.3671 | 39.8825
11 | 12 | 18 | 16.66 | -18.1481 | -31.9509 | 12.9716 | 6.4245 | 12.9464 | 49.4299 | -53.8453 | -76.3122 | 40.3371 | 19.0615 | 36.6313 | 86.9274 | -90.737 | -110.3977 | 67.165 | 32.1213 | 58.3573 | -1.0966 | 15.3024 | 43.4363
11 | 12 | 19 | 17.2629 | -18.671 | -32.3265 | 13.2498 | 6.6519 | 13.2144 | 51.2187 | -55.3966 | -77.2093 | 41.2022 | 19.7362 | 37.3898 | 90.0731 | -93.3511 | -111.6955 | 68.6054 | 33.2583 | 59.5657 | -0.6185 | 16.941 | 46.4558
11 | 12 | 20 | 17.7472 | -19.111 | -32.6176 | 13.4198 | 6.849 | 13.3936 | 52.6557 | -56.7021 | -77.9043 | 41.7307 | 20.3208 | 37.8966 | 92.6002 | -95.5511 | -112.701 | 69.4854 | 34.2435 | 60.3731 | -0.31906 | 17.9974 | 48.4501
11 | 12 | 21 | 18.1563 | -19.4897 | -32.8484 | 13.5621 | 7.0217 | 13.5465 | 53.8695 | -57.8258 | -78.4558 | 42.1735 | 20.8332 | 38.3294 | 94.7348 | -97.4447 | -113.4988 | 70.2226 | 35.1069 | 61.0625 | -0.051591 | 18.9239 | 50.1832
11 | 12 | 22 | 18.5612 | -19.9028 | -33.1175 | 13.6827 | 7.1803 | 13.6675 | 55.0709 | -59.0513 | -79.0983 | 42.5484 | 21.3039 | 38.6718 | 96.8477 | -99.5099 | -114.4283 | 70.8469 | 35.9001 | 61.608 | 0.071528 | 19.4453 | 51.2645
11 | 12 | 23 | 18.2197 | -19.5484 | -32.818 | 13.5495 | 7.0459 | 13.5355 | 54.0575 | -58 | -78.3831 | 42.1341 | 20.9051 | 38.2981 | 95.0655 | -97.7382 | -113.3936 | 70.1571 | 35.228 | 61.0127 | -0.015937 | 19.0118 | 50.3315
11 | 13 | 0 | 17.8334 | -19.2282 | -32.5647 | 13.3954 | 6.8982 | 13.3697 | 52.9116 | -57.0498 | -77.7782 | 41.655 | 20.4669 | 37.8292 | 93.0502 | -96.137 | -112.5185 | 69.3593 | 34.4897 | 60.2657 | -0.2961 | 18.0348 | 48.5095
11 | 13 | 1 | 17.421 | -18.8841 | -32.2688 | 13.1745 | 6.7381 | 13.1631 | 51.6878 | -56.029 | -77.0713 | 40.9679 | 19.9919 | 37.2445 | 90.8982 | -94.4168 | -111.4958 | 68.2152 | 33.6893 | 59.3342 | -0.65621 | 16.792 | 46.2243
11 | 13 | 2 | 16.1547 | -17.7069 | -31.3721 | 12.6408 | 6.2261 | 12.6409 | 47.9309 | -52.5362 | -74.9297 | 39.3084 | 18.4727 | 35.7669 | 84.2912 | -88.5309 | -108.3978 | 65.4521 | 31.1291 | 56.9803 | -1.4165 | 14.013 | 40.9239
11 | 13 | 3 | 14.8836 | -16.514 | -30.4678 | 12.111 | 5.7259 | 12.1124 | 44.1594 | -48.9968 | -72.7698 | 37.6611 | 16.9888 | 34.2716 | 77.6587 | -82.5666 | -105.2731 | 62.709 | 28.6285 | 54.598 | -2.1488 | 11.3142 | 35.7546
11 | 13 | 4 | 13.67 | -15.3435 | -29.5738 | 11.5879 | 5.2406 | 11.5915 | 40.5586 | -45.524 | -70.6346 | 36.0343 | 15.5488 | 32.7977 | 71.3264 | -76.7145 | -102.1842 | 60.0003 | 26.202 | 52.25 | -2.8274 | 8.7808 | 30.8799
11 | 13 | 5 | 11.6105 | -13.2835 | -28.1318 | 10.7498 | 4.4251 | 10.7415 | 34.4483 | -39.4119 | -67.1905 | 33.4281 | 13.1291 | 30.3926 | 60.5808 | -66.4147 | -97.2017 | 55.6609 | 22.1245 | 48.4185 | -3.8884 | 4.7959 | 23.1682
11 | 13 | 6 | 9.6955 | -11.2337 | -26.6952 | 9.9451 | 3.6476 | 9.9278 | 28.7664 | -33.3303 | -63.7594 | 30.9257 | 10.8223 | 28.0904 | 50.5886 | -56.1663 | -92.2381 | 51.494 | 18.2371 | 44.7507 | -4.713 | 1.5151 | 16.6662
11 | 13 | 7 | 7.8016 | -9.1488 | -25.2159 | 9.1531 | 2.8983 | 9.1239 | 23.1473 | -27.1443 | -60.2261 | 28.4628 | 8.5993 | 25.8157 | 40.7067 | -45.742 | -87.1266 | 47.393 | 14.4911 | 41.127 | -5.3878 | -1.3453 | 10.8493
11 | 13 | 8 | 6.9229 | -8.1831 | -24.5223 | 8.8429 | 2.5699 | 8.8018 | 20.5401 | -24.2793 | -58.5696 | 27.4983 | 7.6248 | 24.9044 | 36.1217 | -40.914 | -84.7302 | 45.7871 | 12.8489 | 39.6752 | -5.568 | -2.2813 | 8.7887
11 | 13 | 9 | 6.0494 | -7.2352 | -23.8362 | 8.4771 | 2.2422 | 8.4346 | 17.9484 | -21.4668 | -56.9309 | 26.3606 | 6.6525 | 23.8655 | 31.5641 | -36.1747 | -82.3595 | 43.8928 | 11.2104 | 38.0201 | -5.8682 | -3.5706 | 6.1532
11 | 13 | 10 | 5.1762 | -6.2287 | -23.0975 | 8.1273 | 1.9106 | 8.0826 | 15.3576 | -18.4805 | -55.1666 | 25.2729 | 5.6686 | 22.8693 | 27.0079 | -31.1423 | -79.8072 | 42.0817 | 9.5524 | 36.4331 | -6.0297 | -4.4786 | 4.1256
11 | 13 | 11 | 5.7139 | -6.8996 | -23.5176 | 8.2888 | 2.1265 | 8.2417 | 16.953 | -20.4711 | -56.1699 | 25.7754 | 6.3092 | 23.3197 | 29.8134 | -34.4968 | -81.2587 | 42.9183 | 10.6319 | 37.1506 | -6.0464 | -4.2838 | 4.7588
11 | 13 | 12 | 6.2881 | -7.5313 | -23.888 | 8.5177 | 2.3451 | 8.4589 | 18.6567 | -22.3451 | -57.0546 | 26.4872 | 6.9578 | 23.9342 | 32.8097 | -37.6547 | -82.5385 | 44.1035 | 11.7249 | 38.1296 | -5.8094 | -3.3638 | 6.5744
11 | 13 | 13 | 6.8732 | -8.1584 | -24.2587 | 8.7402 | 2.5724 | 8.6686 | 20.3927 | -24.2058 | -57.9399 | 27.1788 | 7.6323 | 24.5276 | 35.8626 | -40.7902 | -83.8192 | 45.2552 | 12.8616 | 39.0749 | -5.5626 | -2.4142 | 8.4448
11 | 13 | 14 | 5.7389 | -6.9539 | -23.1564 | 8.1684 | 2.1513 | 8.1244 | 17.0272 | -20.6321 | -55.3072 | 25.4007 | 6.3829 | 22.9878 | 29.9439 | -34.7681 | -80.0107 | 42.2944 | 10.7562 | 36.6219 | -5.9273 | -4.1407 | 4.8376
11 | 13 | 15 | 4.708 | -5.8505 | -22.0178 | 7.6742 | 1.794 | 7.6571 | 13.9687 | -17.3585 | -52.5878 | 23.8641 | 5.3227 | 21.6654 | 24.5653 | -29.2515 | -76.0766 | 39.7359 | 8.9695 | 34.5151 | -6.0351 | -5.1254 | 2.4577
11 | 13 | 16 | 3.8696 | -4.7801 | -20.9052 | 7.1438 | 1.4529 | 7.1508 | 11.481 | -14.1824 | -49.9303 | 22.2148 | 4.3106 | 20.2328 | 20.1905 | -23.8993 | -72.2321 | 36.9896 | 7.2641 | 32.2329 | -6.0682 | -5.8734 | 0.54569
11 | 13 | 17 | 2.8088 | -3.5774 | -19.8264 | 6.6846 | 1.0752 | 6.7107 | 8.3336 | -10.614 | -47.3537 | 20.7866 | 3.19 | 18.9876 | 14.6554 | -17.8862 | -68.5047 | 34.6116 | 5.3757 | 30.2492 | -6.1246 | -6.6699 | -1.4989
11 | 13 | 18 | 1.9638 | -2.5951 | -18.7441 | 6.1848 | 0.76998 | 6.2293 | 5.8267 | -7.6995 | -44.7688 | 19.2326 | 2.2845 | 17.6256 | 10.2467 | -12.9748 | -64.7651 | 32.0239 | 3.8498 | 28.0794 | -6.1912 | -7.4989 | -3.5401
11 | 13 | 19 | 1.6172 | -2.1407 | -17.7092 | 5.7327 | 0.62933 | 5.8013 | 4.7983 | -6.3516 | -42.297 | 17.8265 | 1.8672 | 16.4147 | 8.4383 | -10.7033 | -61.1893 | 29.6827 | 3.1465 | 26.1502 | -6.0694 | -7.7418 | -4.4748
11 | 13 | 20 | 1.0449 | -1.5739 | -17.3446 | 5.5267 | 0.44632 | 5.6144 | 3.1002 | -4.6698 | -41.4261 | 17.186 | 1.3242 | 15.8858 | 5.452 | -7.8692 | -59.9294 | 28.6162 | 2.2315 | 25.3076 | -6.2862 | -8.5997 | -6.1914
11 | 13 | 21 | 0.71805 | -1.2448 | -17.0169 | 5.3968 | 0.3443 | 5.4966 | 2.1305 | -3.6933 | -40.6435 | 16.7823 | 1.0215 | 15.5524 | 3.7466 | -6.2237 | -58.7972 | 27.944 | 1.7214 | 24.7766 | -6.3059 | -8.8501 | -6.8324
11 | 13 | 22 | 0.63435 | -1.0367 | -16.7066 | 5.248 | 0.28353 | 5.3625 | 1.8821 | -3.0759 | -39.9023 | 16.3194 | 0.84124 | 15.1731 | 3.3099 | -5.1834 | -57.725 | 27.1733 | 1.4176 | 24.1722 | -6.2149 | -8.7624 | -6.8354
11 | 13 | 23 | 1.0447 | -1.693 | -18.5632 | 6.0131 | 0.47819 | 6.1009 | 3.0997 | -5.023 | -44.3366 | 18.6985 | 1.4188 | 17.2622 | 5.4512 | -8.4645 | -64.1399 | 31.1347 | 2.3909 | 27.5004 | -6.6193 | -8.8804 | -6.1273
11 | 14 | 0 | 2.211 | -3.182 | -20.4251 | 6.7944 | 0.94015 | 6.8672 | 6.5601 | -9.4409 | -48.7836 | 21.1281 | 2.7894 | 19.4305 | 11.5365 | -15.9092 | -70.5733 | 35.1801 | 4.7006 | 30.9547 | -6.7943 | -8.3165 | -4.1106
11 | 14 | 1 | 4.2159 | -5.4665 | -22.2906 | 7.6667 | 1.6808 | 7.7157 | 12.5086 | -16.219 | -53.2393 | 23.8406 | 4.987 | 21.8313 | 21.9976 | -27.3313 | -77.019 | 39.6968 | 8.4037 | 34.7794 | -6.478 | -6.2908 | 0.52714
11 | 14 | 2 | 5.7523 | -7.2094 | -23.7748 | 8.4138 | 2.2634 | 8.4404 | 17.067 | -21.3902 | -56.7842 | 26.164 | 6.7154 | 23.8819 | 30.0141 | -36.0455 | -82.1473 | 43.5654 | 11.3164 | 38.0462 | -6.1143 | -4.3461 | 4.7492
11 | 14 | 3 | 7.5833 | -9.2243 | -25.2642 | 9.1262 | 2.9407 | 9.1561 | 22.4996 | -27.3684 | -60.3415 | 28.3791 | 8.7252 | 25.9069 | 39.5678 | -46.1196 | -87.2936 | 47.2538 | 14.7031 | 41.2723 | -5.6822 | -2.199 | 9.3839
11 | 14 | 4 | 9.4676 | -11.1888 | -26.7037 | 9.9065 | 3.6372 | 9.9165 | 28.0903 | -33.197 | -63.7796 | 30.8058 | 10.7914 | 28.0585 | 49.3996 | -55.9416 | -92.2673 | 51.2945 | 18.1851 | 44.6999 | -4.9646 | 0.76953 | 15.3702
11 | 14 | 5 | 11.6783 | -13.3868 | -28.3635 | 10.7966 | 4.4684 | 10.8066 | 34.6494 | -39.7185 | -67.7439 | 33.5735 | 13.2576 | 30.577 | 60.9344 | -66.9313 | -98.0024 | 55.9029 | 22.3409 | 48.7122 | -4.0005 | 4.595 | 22.9567
11 | 14 | 6 | 13.9845 | -15.571 | -29.995 | 11.7351 | 5.3358 | 11.7431 | 41.4918 | -46.199 | -71.6405 | 36.492 | 15.8311 | 33.2267 | 72.9673 | -77.8519 | -103.6394 | 60.7625 | 26.6777 | 52.9335 | -2.7675 | 9.2021 | 31.8497
11 | 14 | 7 | 16.4412 | -17.7636 | -31.6145 | 12.7719 | 6.2813 | 12.7676 | 48.7807 | -52.7045 | -75.5086 | 39.716 | 18.6366 | 36.1255 | 85.7858 | -88.8146 | -109.2352 | 66.1306 | 31.4053 | 57.5515 | -1.1162 | 15.0457 | 42.8234
11 | 14 | 8 | 17.9396 | -19.0385 | -32.5803 | 13.3421 | 6.8062 | 13.33 | 53.2266 | -56.487 | -77.8153 | 41.4891 | 20.1938 | 37.7169 | 93.6043 | -95.1885 | -112.5722 | 69.0831 | 34.0294 | 60.0868 | -0.20087 | 18.3242 | 49.0428
11 | 14 | 9 | 19.4518 | -20.3079 | -33.5077 | 13.9372 | 7.3584 | 13.9065 | 57.7131 | -60.2533 | -80.0303 | 43.3397 | 21.8322 | 39.3479 | 101.4942 | -101.5353 | -115.7765 | 72.1645 | 36.7903 | 62.685 | 0.83824 | 21.9494 | 55.8223
11 | 14 | 10 | 21.0419 | -21.6126 | -34.4672 | 14.5689 | 7.947 | 14.5057 | 62.431 | -64.1244 | -82.3221 | 45.3042 | 23.5785 | 41.0434 | 109.791 | -108.0588 | -119.092 | 75.4356 | 39.7332 | 65.3862 | 1.9836 | 25.9106 | 63.1952
11 | 14 | 11 | 23.4533 | -23.5569 | -35.9343 | 15.6055 | 8.8655 | 15.463 | 69.5856 | -69.8931 | -85.8261 | 48.5275 | 26.3038 | 43.7521 | 122.3731 | -117.7797 | -124.1611 | 80.8027 | 44.3256 | 69.7014 | 3.896 | 32.4498 | 75.2619
11 | 14 | 12 | 25.8947 | -25.4787 | -37.3957 | 16.6535 | 9.7899 | 16.39 | 76.8293 | -75.595 | -89.3164 | 51.7864 | 29.0465 | 46.3749 | 135.112 | -127.3884 | -129.2104 | 86.229 | 48.9475 | 73.8798 | 5.8537 | 39.1256 | 87.5694
11 | 14 | 13 | 28.4698 | -27.4091 | -38.8507 | 17.7562 | 10.7638 | 17.2996 | 84.4696 | -81.3224 | -92.7918 | 55.2155 | 31.936 | 48.9487 | 148.5482 | -137.0398 | -134.238 | 91.9388 | 53.8166 | 77.9802 | 8.0296 | 46.4556 | 101.0059
11 | 14 | 14 | 28.9912 | -27.7531 | -39.1836 | 18.0515 | 10.9669 | 17.4932 | 86.0166 | -82.3432 | -93.5867 | 56.1339 | 32.5387 | 49.4965 | 151.2686 | -138.76 | -135.3881 | 93.468 | 54.8323 | 78.8528 | 8.5662 | 48.2557 | 104.2736
11 | 14 | 15 | 29.4724 | -28.1479 | -39.5491 | 18.2457 | 11.132 | 17.612 | 87.4441 | -83.5144 | -94.4598 | 56.7377 | 33.0285 | 49.8326 | 153.7791 | -140.7337 | -136.651 | 94.4734 | 55.6577 | 79.3883 | 8.7651 | 49.0688 | 105.9138
11 | 14 | 16 | 30.0951 | -28.4977 | -39.8789 | 18.5808 | 11.3488 | 17.8027 | 89.2919 | -84.5524 | -95.2475 | 57.7799 | 33.6716 | 50.3721 | 157.0286 | -142.4829 | -137.7906 | 96.2086 | 56.7415 | 80.2477 | 9.4508 | 51.3155 | 109.9529
11 | 14 | 17 | 29.0382 | -27.8049 | -39.3898 | 18.119 | 10.9804 | 17.4973 | 86.1559 | -82.4967 | -94.0792 | 56.3436 | 32.5787 | 49.5081 | 151.5137 | -139.0187 | -136.1006 | 93.8172 | 54.8998 | 78.8713 | 8.4403 | 48.0104 | 103.9827
11 | 14 | 18 | 28.2356 | -27.1506 | -38.9141 | 17.8191 | 10.65 | 17.2631 | 83.7746 | -80.5556 | -92.9432 | 55.411 | 31.5983 | 48.8454 | 147.3259 | -135.7477 | -134.4571 | 92.2642 | 53.2476 | 77.8155 | 7.9029 | 46.1304 | 100.4484
11 | 14 | 19 | 27.4607 | -26.5243 | -38.4747 | 17.5069 | 10.3559 | 17.0225 | 81.4755 | -78.6974 | -91.8937 | 54.4402 | 30.7259 | 48.1645 | 143.2827 | -132.6163 | -132.9388 | 90.6478 | 51.7775 | 76.7308 | 7.3469 | 44.215 | 96.8838
11 | 14 | 20 | 26.8898 | -26.1778 | -38.2284 | 17.2433 | 10.1381 | 16.8177 | 79.7817 | -77.6693 | -91.3054 | 53.6204 | 30.0795 | 47.5852 | 140.3039 | -130.8838 | -132.0878 | 89.2828 | 50.6883 | 75.808 | 6.6826 | 42.0921 | 93.1114
11 | 14 | 21 | 26.4913 | -25.8164 | -37.991 | 17.1146 | 9.9919 | 16.7015 | 78.5992 | -76.5969 | -90.7384 | 53.2204 | 29.6459 | 47.2562 | 138.2245 | -129.0767 | -131.2675 | 88.6168 | 49.9575 | 75.2838 | 6.4919 | 41.3864 | 91.7385
11 | 14 | 22 | 26.081 | -25.452 | -37.7476 | 16.9492 | 9.8382 | 16.5596 | 77.382 | -75.5157 | -90.157 | 52.706 | 29.19 | 46.8547 | 136.0838 | -127.2546 | -130.4264 | 87.7603 | 49.1892 | 74.6442 | 6.2285 | 40.4601 | 89.9966
11 | 14 | 23 | 26.1049 | -25.5346 | -37.7779 | 16.965 | 9.8638 | 16.5706 | 77.453 | -75.7609 | -90.2295 | 52.7552 | 29.2658 | 46.886 | 136.2087 | -127.668 | -130.5312 | 87.8421 | 49.317 | 74.6941 | 6.1918 | 40.3695 | 89.8627
11 | 15 | 0 | 26.1141 | -25.6109 | -37.8101 | 16.9757 | 9.8859 | 16.5775 | 77.4803 | -75.9873 | -90.3063 | 52.7884 | 29.3313 | 46.9055 | 136.2567 | -128.0494 | -130.6424 | 87.8974 | 49.4274 | 74.7251 | 6.1322 | 40.2119 | 89.6148
11 | 15 | 1 | 26.1752 | -25.6931 | -37.8506 | 17.0001 | 9.9398 | 16.6052 | 77.6616 | -76.231 | -90.403 | 52.8644 | 29.4913 | 46.9839 | 136.5756 | -128.46 | -130.7823 | 88.024 | 49.6971 | 74.85 | 6.1768 | 40.3672 | 89.9043
11 | 15 | 2 | 25.9457 | -25.4823 | -37.7083 | 16.914 | 9.8348 | 16.5297 | 76.9805 | -75.6058 | -90.0631 | 52.5965 | 29.1798 | 46.7701 | 135.3778 | -127.4065 | -130.2905 | 87.5779 | 49.1721 | 74.5094 | 6.0336 | 39.8581 | 88.9403
11 | 15 | 3 | 25.7195 | -25.2525 | -37.5478 | 16.8169 | 9.746 | 16.4549 | 76.3093 | -74.9239 | -89.6797 | 52.2946 | 28.9164 | 46.5586 | 134.1975 | -126.2574 | -129.736 | 87.0752 | 48.7282 | 74.1725 | 5.9371 | 39.4754 | 88.1801
11 | 15 | 4 | 25.2728 | -25.0015 | -37.3623 | 16.5961 | 9.5851 | 16.2822 | 74.9841 | -74.1791 | -89.2368 | 51.6081 | 28.439 | 46.0699 | 131.867 | -125.0022 | -129.0952 | 85.9321 | 47.9238 | 73.394 | 5.3725 | 37.6853 | 85.0194
11 | 15 | 5 | 23.2474 | -23.2952 | -36.0949 | 15.7453 | 8.778 | 15.5113 | 68.9748 | -69.1166 | -86.2096 | 48.9623 | 26.0441 | 43.8888 | 121.299 | -116.4714 | -124.7159 | 81.5266 | 43.888 | 69.9192 | 3.8919 | 32.5437 | 75.4455
11 | 15 | 6 | 21.2047 | -21.5742 | -34.8216 | 14.85 | 7.9636 | 14.6941 | 62.9142 | -64.0103 | -83.1685 | 46.1783 | 23.6278 | 41.5764 | 110.6408 | -107.8665 | -120.3164 | 76.891 | 39.8161 | 66.2354 | 2.3166 | 27.1179 | 65.4004
11 | 15 | 7 | 19.1333 | -19.8126 | -33.5043 | 13.9202 | 7.1517 | 13.8246 | 56.7683 | -58.7839 | -80.0222 | 43.2869 | 21.219 | 39.1163 | 99.8326 | -99.0592 | -115.7649 | 72.0766 | 35.757 | 62.3162 | 0.7129 | 21.5844 | 55.1584
11 | 15 | 8 | 17.7799 | -18.6261 | -32.5294 | 13.319 | 6.6396 | 13.2686 | 52.7526 | -55.2634 | -77.6938 | 41.4173 | 19.6996 | 37.5429 | 92.7707 | -93.1267 | -112.3965 | 68.9635 | 33.1967 | 59.8096 | -0.14852 | 18.4552 | 49.2173
11 | 15 | 9 | 16.3082 | -17.393 | -31.5057 | 12.642 | 6.0788 | 12.624 | 48.3863 | -51.6047 | -75.2488 | 39.3121 | 18.0356 | 35.7191 | 85.0921 | -86.9612 | -108.8594 | 65.4581 | 30.3926 | 56.9041 | -1.2457 | 14.5996 | 42.0263
11 | 15 | 10 | 15.0165 | -16.1661 | -30.4905 | 12.099 | 5.5809 | 12.0956 | 44.5537 | -47.9647 | -72.824 | 37.6235 | 16.5584 | 34.2242 | 78.3521 | -80.8273 | -105.3515 | 62.6465 | 27.9033 | 54.5225 | -1.8646 | 12.1711 | 37.2456
11 | 15 | 11 | 16.739 | -17.9017 | -31.7631 | 12.7964 | 6.2812 | 12.8018 | 49.6643 | -53.1141 | -75.8635 | 39.7922 | 18.6363 | 36.2221 | 87.3396 | -89.5048 | -109.7486 | 66.2576 | 31.4048 | 57.7054 | -1.0464 | 15.3373 | 43.454
11 | 15 | 12 | 18.6417 | -19.6046 | -33.0006 | 13.6254 | 7.0308 | 13.6161 | 55.3098 | -58.1666 | -78.8191 | 42.3703 | 20.8602 | 38.5263 | 97.2677 | -98.019 | -114.0244 | 70.5504 | 35.1524 | 61.3762 | 0.30889 | 20.0809 | 52.3033
11 | 15 | 13 | 20.5419 | -21.3528 | -34.2683 | 14.4366 | 7.8205 | 14.4143 | 60.9476 | -63.3535 | -81.847 | 44.8928 | 23.2034 | 40.7847 | 107.1824 | -106.7596 | -118.4047 | 74.7506 | 39.1009 | 64.974 | 1.5922 | 24.628 | 60.8437
11 | 15 | 14 | 21.5769 | -22.2826 | -34.9158 | 14.8926 | 8.2487 | 14.8275 | 64.0184 | -66.1121 | -83.3935 | 46.3106 | 24.4737 | 41.954 | 112.5826 | -111.4083 | -120.642 | 77.1113 | 41.2417 | 66.8369 | 2.3473 | 27.2511 | 65.7223
11 | 15 | 15 | 22.6367 | -23.1831 | -35.517 | 15.3613 | 8.6871 | 15.2664 | 67.1628 | -68.7838 | -84.8294 | 47.7683 | 25.7746 | 43.1957 | 118.1124 | -115.9105 | -122.7192 | 79.5385 | 43.4338 | 68.815 | 3.2515 | 30.2881 | 71.27
11 | 15 | 16 | 23.7692 | -24.1283 | -36.1647 | 15.8415 | 9.156 | 15.7177 | 70.523 | -71.5884 | -86.3765 | 49.2616 | 27.1659 | 44.4727 | 124.0217 | -120.6366 | -124.9573 | 82.0249 | 45.7784 | 70.8494 | 4.1915 | 33.4583 | 77.0804
11 | 15 | 17 | 24.0128 | -24.3685 | -36.3604 | 15.9522 | 9.2382 | 15.8062 | 71.2457 | -72.3009 | -86.8439 | 49.6056 | 27.4096 | 44.723 | 125.2926 | -121.8373 | -125.6335 | 82.5977 | 46.1891 | 71.2483 | 4.2805 | 33.8391 | 77.8569
11 | 15 | 18 | 24.3304 | -24.6077 | -36.5593 | 16.0898 | 9.3716 | 15.9378 | 72.1879 | -73.0108 | -87.319 | 50.0335 | 27.8054 | 45.0955 | 126.9496 | -123.0337 | -126.3208 | 83.3103 | 46.8561 | 71.8416 | 4.5625 | 34.7925 | 79.6032
11 | 15 | 19 | 24.7021 | -24.8565 | -36.7921 | 16.3223 | 9.4975 | 16.109 | 73.2907 | -73.749 | -87.875 | 50.7565 | 28.1789 | 45.5798 | 128.889 | -124.2775 | -127.1252 | 84.5142 | 47.4855 | 72.6132 | 4.9822 | 36.182 | 82.0991
11 | 15 | 20 | 24.6851 | -24.9032 | -36.7841 | 16.3033 | 9.5174 | 16.0946 | 73.2405 | -73.8873 | -87.8557 | 50.6976 | 28.2381 | 45.5392 | 128.8006 | -124.5107 | -127.0972 | 84.4161 | 47.5852 | 72.5485 | 4.9133 | 35.9724 | 81.7425
11 | 15 | 21 | 24.6769 | -24.9481 | -36.7804 | 16.3132 | 9.536 | 16.0965 | 73.2161 | -74.0208 | -87.847 | 50.7282 | 28.2932 | 45.5446 | 128.7577 | -124.7355 | -127.0846 | 84.4669 | 47.6781 | 72.5571 | 4.8941 | 35.9143 | 81.6397
11 | 15 | 22 | 24.5113 | -24.9802 | -36.7395 | 16.1822 | 9.5014 | 15.9896 | 72.7247 | -74.1161 | -87.7494 | 50.3209 | 28.1906 | 45.2421 | 127.8935 | -124.8961 | -126.9434 | 83.7888 | 47.5052 | 72.0751 | 4.4648 | 34.6129 | 79.4232
11 | 15 | 23 | 23.9343 | -24.3691 | -36.2183 | 15.9227 | 9.2611 | 15.7739 | 71.0128 | -72.3028 | -86.5043 | 49.514 | 27.4777 | 44.6316 | 124.883 | -121.8405 | -125.1423 | 82.4453 | 46.3039 | 71.1026 | 4.3047 | 33.829 | 77.7519
11 | 16 | 0 | 23.1781 | -23.7831 | -35.6991 | 15.5228 | 8.9575 | 15.4304 | 68.7692 | -70.5641 | -85.2644 | 48.2704 | 26.5769 | 43.6599 | 120.9374 | -118.9105 | -123.3485 | 80.3746 | 44.7858 | 69.5545 | 3.6067 | 31.4479 | 73.3933
11 | 16 | 1 | 22.4736 | -23.1718 | -35.1469 | 15.1541 | 8.6877 | 15.124 | 66.6789 | -68.7504 | -83.9454 | 47.1239 | 25.7764 | 42.7929 | 117.2614 | -115.8541 | -121.4404 | 78.4655 | 43.4368 | 68.1734 | 3.1208 | 29.6763 | 70.0426
11 | 16 | 2 | 20.7487 | -21.9159 | -34.0715 | 14.3741 | 8.0732 | 14.3946 | 61.561 | -65.0243 | -81.377 | 44.6982 | 23.9531 | 40.729 | 108.2612 | -109.5752 | -117.7248 | 74.4265 | 40.3643 | 64.8853 | 1.603 | 24.54 | 60.6373
11 | 16 | 3 | 19.1807 | -20.6261 | -32.9548 | 13.7146 | 7.5128 | 13.7727 | 56.909 | -61.1975 | -78.7099 | 42.6477 | 22.2904 | 38.9694 | 100.0801 | -103.1265 | -113.8664 | 71.0122 | 37.5625 | 62.0821 | 0.59992 | 20.9091 | 53.7441
11 | 16 | 4 | 17.5227 | -19.34 | -31.8353 | 13.0009 | 6.9305 | 13.08 | 51.9897 | -57.3816 | -76.036 | 40.4283 | 20.5626 | 37.0093 | 91.429 | -96.6961 | -109.9981 | 67.3167 | 34.6509 | 58.9596 | -0.64123 | 16.5723 | 45.6619
11 | 16 | 5 | 15.3176 | -17.368 | -30.4698 | 12.1138 | 6.0721 | 12.1844 | 45.447 | -51.5305 | -72.7746 | 37.6696 | 18.0157 | 34.4752 | 79.9231 | -86.8362 | -105.28 | 62.7233 | 30.359 | 54.9224 | -2.15 | 11.3025 | 35.8116
11 | 16 | 6 | 13.2863 | -15.3824 | -29.1023 | 11.3405 | 5.2637 | 11.3858 | 39.4203 | -45.6394 | -69.5085 | 35.2648 | 15.6172 | 32.2157 | 69.3245 | -76.9089 | -100.5551 | 58.7191 | 26.3173 | 51.3229 | -3.2085 | 7.3702 | 28.2198
11 | 16 | 7 | 11.2513 | -13.409 | -27.735 | 10.5237 | 4.4659 | 10.5477 | 33.3824 | -39.7843 | -66.2427 | 32.7251 | 13.2503 | 29.8443 | 58.7062 | -67.0421 | -95.8306 | 54.4902 | 22.3286 | 47.5449 | -4.3554 | 3.1751 | 20.1972
11 | 16 | 8 | 10.4699 | -12.5205 | -27.0988 | 10.2322 | 4.1542 | 10.246 | 31.0642 | -37.1481 | -64.7233 | 31.8184 | 12.3255 | 28.9908 | 54.6294 | -62.5998 | -93.6325 | 52.9805 | 20.7702 | 46.1853 | -4.5169 | 2.3275 | 18.333
11 | 16 | 9 | 9.6477 | -11.6813 | -26.4718 | 9.8564 | 3.8257 | 9.8628 | 28.6246 | -34.6583 | -63.2258 | 30.65 | 11.3509 | 27.9065 | 50.3393 | -58.4042 | -91.4661 | 51.035 | 19.1279 | 44.4578 | -4.9605 | 0.64792 | 15.0896
11 | 16 | 10 | 8.9447 | -10.8631 | -25.8352 | 9.517 | 3.5262 | 9.5219 | 26.5388 | -32.2308 | -61.7052 | 29.5945 | 10.4622 | 26.9418 | 46.6712 | -54.3135 | -89.2664 | 49.2775 | 17.6303 | 42.921 | -5.1885 | -0.39866 | 12.9201
11 | 16 | 11 | 8.2711 | -10.2154 | -25.2582 | 9.2122 | 3.2879 | 9.2242 | 24.5401 | -30.309 | -60.3272 | 28.6468 | 9.755 | 26.0995 | 43.1563 | -51.075 | -87.2728 | 47.6995 | 16.4386 | 41.5792 | -5.4783 | -1.5947 | 10.5257
11 | 16 | 12 | 7.667 | -9.6024 | -24.7243 | 8.965 | 3.065 | 8.972 | 22.748 | -28.4902 | -59.0519 | 27.878 | 9.0939 | 25.386 | 40.0046 | -48.0101 | -85.4279 | 46.4194 | 15.3244 | 40.4425 | -5.6576 | -2.4363 | 8.7528
11 | 16 | 13 | 7.0268 | -8.9642 | -24.1487 | 8.674 | 2.8411 | 8.6909 | 20.8486 | -26.5967 | -57.6772 | 26.9732 | 8.4295 | 24.5907 | 36.6642 | -44.8192 | -83.4392 | 44.9128 | 14.2049 | 39.1755 | -5.88 | -3.4319 | 6.6989
11 | 16 | 14 | 6.1522 | -8.1515 | -23.3982 | 8.2696 | 2.5488 | 8.3243 | 18.2535 | -24.1854 | -55.8846 | 25.7157 | 7.5622 | 23.5532 | 32.1007 | -40.7558 | -80.846 | 42.8189 | 12.7434 | 37.5226 | -6.2548 | -4.9854 | 3.5838
11 | 16 | 15 | 5.2924 | -7.2951 | -22.618 | 7.9229 | 2.2653 | 8.0078 | 15.7026 | -21.6445 | -54.0213 | 24.6376 | 6.7212 | 22.6577 | 27.6146 | -36.4741 | -78.1503 | 41.0237 | 11.3262 | 36.096 | -6.4246 | -5.9467 | 1.4361
11 | 16 | 16 | 4.4732 | -6.4204 | -21.821 | 7.5876 | 1.9835 | 7.704 | 13.272 | -19.0492 | -52.1176 | 23.5947 | 5.8849 | 21.7983 | 23.3401 | -32.1006 | -75.3964 | 39.2873 | 9.9169 | 34.7268 | -6.4931 | -6.6169 | -0.2259
11 | 16 | 17 | 5.2431 | -7.273 | -22.644 | 7.9585 | 2.2591 | 8.0636 | 15.5561 | -21.579 | -54.0833 | 24.7481 | 6.7029 | 22.8156 | 27.357 | -36.3637 | -78.2401 | 41.2078 | 11.2953 | 36.3476 | -6.3927 | -5.8396 | 1.6039
11 | 16 | 18 | 6.0867 | -8.1364 | -23.4637 | 8.3413 | 2.5467 | 8.4413 | 18.0593 | -24.1407 | -56.0412 | 25.9385 | 7.5561 | 23.8842 | 31.759 | -40.6805 | -81.0725 | 43.1899 | 12.7331 | 38.05 | -6.1841 | -4.7438 | 3.9791
11 | 16 | 19 | 6.9928 | -9.0305 | -24.3321 | 8.7509 | 2.8582 | 8.8391 | 20.7475 | -26.7934 | -58.1152 | 27.2123 | 8.4801 | 25.01 | 36.4866 | -45.1507 | -84.0729 | 45.3109 | 14.2902 | 39.8435 | -5.9216 | -3.4587 | 6.7075
11 | 16 | 20 | 7.7236 | -9.7667 | -25.0655 | 9.0863 | 3.1094 | 9.1639 | 22.9159 | -28.9777 | -59.8668 | 28.2552 | 9.2254 | 25.929 | 40.2999 | -48.8316 | -86.6068 | 47.0474 | 15.5461 | 41.3074 | -5.749 | -2.519 | 8.7625
11 | 16 | 21 | 8.4964 | -10.4867 | -25.7979 | 9.4831 | 3.3726 | 9.5421 | 25.2088 | -31.114 | -61.6161 | 29.4891 | 10.0066 | 26.9991 | 44.3322 | -52.4315 | -89.1375 | 49.102 | 16.8625 | 43.0123 | -5.3903 | -1.0264 | 11.7401
11 | 16 | 22 | 9.2745 | -11.2202 | -26.5353 | 9.8248 | 3.6404 | 9.8763 | 27.5173 | -33.2903 | -63.3774 | 30.5517 | 10.8009 | 27.9445 | 48.3919 | -56.0989 | -91.6855 | 50.8713 | 18.201 | 44.5184 | -5.1397 | 0.14663 | 14.1982
11 | 16 | 23 | 9.7089 | -11.598 | -26.8982 | 10.0375 | 3.7829 | 10.0633 | 28.8062 | -34.4112 | -64.2441 | 31.213 | 11.2238 | 28.4737 | 50.6585 | -57.9878 | -92.9393 | 51.9725 | 18.9137 | 45.3614 | -4.9037 | 1.0614 | 15.979
11 | 17 | 0 | 10.1614 | -12.0155 | -27.2818 | 10.2249 | 3.9366 | 10.246 | 30.1486 | -35.65 | -65.1604 | 31.7958 | 11.6799 | 28.9908 | 53.0193 | -60.0753 | -94.2649 | 52.9429 | 19.6823 | 46.1853 | -4.7284 | 1.8048 | 17.4897
11 | 17 | 1 | 10.6267 | -12.4028 | -27.6454 | 10.4419 | 4.092 | 10.4459 | 31.5292 | -36.7989 | -66.0288 | 32.4705 | 12.1409 | 29.5563 | 55.4472 | -62.0113 | -95.5212 | 54.0662 | 20.4592 | 47.0862 | -4.4418 | 2.8692 | 19.5262
11 | 17 | 2 | 11.0276 | -12.8216 | -27.9221 | 10.5782 | 4.2375 | 10.5792 | 32.7189 | -38.0416 | -66.6897 | 32.8946 | 12.5727 | 29.9334 | 57.5394 | -64.1055 | -96.4773 | 54.7724 | 21.1867 | 47.6869 | -4.3212 | 3.3882 | 20.6026
11 | 17 | 3 | 11.4616 | -13.1827 | -28.1419 | 10.7654 | 4.3959 | 10.7765 | 34.0064 | -39.1129 | -67.2146 | 33.4765 | 13.0425 | 30.4917 | 59.8036 | -65.9108 | -97.2366 | 55.7413 | 21.9784 | 48.5762 | -3.9253 | 4.6895 | 22.9522
11 | 17 | 4 | 11.8215 | -13.5571 | -28.4027 | 10.8954 | 4.5233 | 10.9024 | 35.0744 | -40.2238 | -67.8375 | 33.8807 | 13.4205 | 30.8478 | 61.6818 | -67.7828 | -98.1378 | 56.4144 | 22.6155 | 49.1437 | -3.8173 | 5.1622 | 23.9348
11 | 17 | 5 | 11.0447 | -12.7562 | -27.8241 | 10.5388 | 4.2103 | 10.545 | 32.7694 | -37.8474 | -66.4556 | 32.7719 | 12.4919 | 29.8368 | 57.6283 | -63.7783 | -96.1386 | 54.5682 | 21.0507 | 47.5329 | -4.2415 | 3.5669 | 20.8631
11 | 17 | 6 | 10.2376 | -11.9074 | -27.2048 | 10.1859 | 3.8933 | 10.1881 | 30.375 | -35.3293 | -64.9764 | 31.6744 | 11.5514 | 28.8269 | 53.4174 | -59.5348 | -93.9986 | 52.7408 | 19.4657 | 45.9241 | -4.6073 | 2.1221 | 18.0146
11 | 17 | 7 | 9.588 | -11.1201 | -26.6336 | 9.9318 | 3.62 | 9.9196 | 28.4474 | -32.9932 | -63.6122 | 30.8845 | 10.7404 | 28.0671 | 50.0276 | -55.5982 | -92.0251 | 51.4254 | 18.0991 | 44.7137 | -4.6943 | 1.5341 | 16.6426
11 | 17 | 8 | 9.2546 | -10.8303 | -26.3527 | 9.747 | 3.4982 | 9.7401 | 27.4581 | -32.1333 | -62.9412 | 30.3098 | 10.3791 | 27.5594 | 48.2878 | -54.1493 | -91.0545 | 50.4686 | 17.4903 | 43.9049 | -4.9431 | 0.63188 | 14.9478
11 | 17 | 9 | 8.9946 | -10.5512 | -26.0961 | 9.6394 | 3.406 | 9.6337 | 26.687 | -31.3052 | -62.3285 | 29.9752 | 10.1057 | 27.2582 | 46.9317 | -52.7537 | -90.168 | 49.9113 | 17.0295 | 43.425 | -4.9735 | 0.39236 | 14.3758
11 | 17 | 10 | 8.7263 | -10.2471 | -25.8132 | 9.5365 | 3.3052 | 9.5214 | 25.8907 | -30.4029 | -61.6526 | 29.655 | 9.8064 | 26.9404 | 45.5314 | -51.2333 | -89.1903 | 49.3782 | 16.5252 | 42.9187 | -4.971 | 0.23694 | 13.9299
11 | 17 | 11 | 9.4495 | -11.0222 | -26.349 | 9.7822 | 3.5794 | 9.7919 | 28.0365 | -32.7026 | -62.9323 | 30.4193 | 10.6201 | 27.7058 | 49.305 | -55.1085 | -91.0416 | 50.6509 | 17.8964 | 44.1381 | -4.768 | 1.1469 | 15.8403
11 | 17 | 12 | 10.156 | -11.7352 | -26.8374 | 10.0808 | 3.8523 | 10.1008 | 30.1327 | -34.8183 | -64.099 | 31.3478 | 11.4296 | 28.5797 | 52.9913 | -58.6738 | -92.7294 | 52.1969 | 19.2606 | 45.5304 | -4.3829 | 2.5725 | 18.5759
11 | 17 | 13 | 10.873 | -12.4596 | -27.3307 | 10.3294 | 4.1323 | 10.3688 | 32.26 | -36.9674 | -65.2772 | 32.1207 | 12.2604 | 29.338 | 56.7323 | -62.2954 | -94.4339 | 53.4838 | 20.6605 | 46.7384 | -4.087 | 3.7344 | 20.8858
11 | 17 | 14 | 11.2652 | -12.8034 | -27.6145 | 10.5213 | 4.2754 | 10.5507 | 33.4236 | -37.9875 | -65.955 | 32.7175 | 12.6852 | 29.8529 | 58.7787 | -64.0143 | -95.4143 | 54.4776 | 21.3764 | 47.5587 | -3.8053 | 4.7368 | 22.7626
11 | 17 | 15 | 11.5849 | -13.1504 | -27.8735 | 10.6531 | 4.4001 | 10.6816 | 34.3721 | -39.0172 | -66.5735 | 33.1275 | 13.0549 | 30.2232 | 60.4468 | -65.7495 | -96.3091 | 55.1603 | 21.9994 | 48.1486 | -3.7042 | 5.1872 | 23.6965
11 | 17 | 16 | 11.9654 | -13.5189 | -28.1649 | 10.7956 | 4.5503 | 10.826 | 35.5012 | -40.1105 | -67.2694 | 33.5706 | 13.5007 | 30.6318 | 62.4323 | -67.5918 | -97.3159 | 55.8981 | 22.7506 | 48.7996 | -3.5464 | 5.8244 | 24.9728
11 | 17 | 17 | 12.4569 | -13.9561 | -28.5447 | 11.0359 | 4.7212 | 11.0531 | 36.9594 | -41.4075 | -68.1766 | 34.3177 | 14.0077 | 31.2743 | 64.9967 | -69.7776 | -98.6283 | 57.142 | 23.605 | 49.823 | -3.2338 | 6.9749 | 27.1609
11 | 17 | 18 | 12.9074 | -14.3945 | -28.9171 | 11.2005 | 4.8804 | 11.2132 | 38.2962 | -42.7082 | -69.0662 | 34.8296 | 14.4802 | 31.7273 | 67.3476 | -71.9694 | -99.9152 | 57.9944 | 24.4012 | 50.5448 | -3.11 | 7.5589 | 28.4034
11 | 17 | 19 | 13.4254 | -14.8448 | -29.3033 | 11.4556 | 5.0667 | 11.448 | 39.8329 | -44.0445 | -69.9886 | 35.6227 | 15.0329 | 32.3916 | 70.0501 | -74.2212 | -101.2497 | 59.315 | 25.3326 | 51.6031 | -2.7526 | 8.8471 | 30.8299
11 | 17 | 20 | 13.5159 | -14.9632 | -29.3619 | 11.4779 | 5.105 | 11.4675 | 40.1014 | -44.3956 | -70.1286 | 35.6923 | 15.1464 | 32.4468 | 70.5223 | -74.8129 | -101.4521 | 59.4309 | 25.5239 | 51.6911 | -2.7588 | 8.8629 | 30.9032
11 | 17 | 21 | 13.6628 | -15.1158 | -29.4651 | 11.5243 | 5.1615 | 11.5044 | 40.5374 | -44.8484 | -70.3749 | 35.8365 | 15.3141 | 32.5513 | 71.289 | -75.576 | -101.8085 | 59.671 | 25.8065 | 51.8574 | -2.7279 | 9.016 | 31.2394
11 | 17 | 22 | 13.7341 | -15.2286 | -29.523 | 11.537 | 5.1962 | 11.5123 | 40.7488 | -45.1832 | -70.5133 | 35.8761 | 15.4169 | 32.5737 | 71.6608 | -76.1401 | -102.0087 | 59.7369 | 25.9797 | 51.8932 | -2.7721 | 8.9191 | 31.1218
11 | 17 | 23 | 13.9477 | -15.4787 | -29.6941 | 11.6159 | 5.2965 | 11.6077 | 41.3827 | -45.9252 | -70.9218 | 36.1214 | 15.7147 | 32.8436 | 72.7755 | -77.3905 | -102.5997 | 60.1453 | 26.4815 | 52.3232 | -2.7049 | 9.2154 | 31.7353
11 | 18 | 0 | 14.1924 | -15.6941 | -29.845 | 11.7563 | 5.3849 | 11.7475 | 42.1088 | -46.5642 | -71.2823 | 36.558 | 15.977 | 33.2392 | 74.0524 | -78.4674 | -103.1212 | 60.8724 | 26.9235 | 52.9534 | -2.4579 | 10.0365 | 33.2132
11 | 18 | 1 | 14.4226 | -15.9454 | -30.0282 | 11.8389 | 5.4785 | 11.8464 | 42.7916 | -47.3099 | -71.7199 | 36.8149 | 16.2546 | 33.5189 | 75.2532 | -79.7239 | -103.7543 | 61.3001 | 27.3913 | 53.3989 | -2.3873 | 10.3501 | 33.8653
11 | 18 | 2 | 14.4926 | -16.0692 | -30.0942 | 11.8701 | 5.5334 | 11.8824 | 42.9995 | -47.6772 | -71.8775 | 36.9119 | 16.4174 | 33.6207 | 75.6188 | -80.3428 | -103.9823 | 61.4617 | 27.6657 | 53.5612 | -2.3849 | 10.3949 | 33.9823
11 | 18 | 3 | 14.6284 | -16.2439 | -30.2076 | 11.9212 | 5.5999 | 11.9365 | 43.4022 | -48.1953 | -72.1484 | 37.0707 | 16.6149 | 33.7739 | 76.327 | -81.216 | -104.3741 | 61.7261 | 27.9985 | 53.8052 | -2.3655 | 10.518 | 34.2667
11 | 18 | 4 | 14.7301 | -16.376 | -30.2824 | 11.955 | 5.6464 | 11.9724 | 43.704 | -48.5874 | -72.3271 | 37.1757 | 16.7529 | 33.8754 | 76.8578 | -81.8766 | -104.6326 | 61.9008 | 28.231 | 53.9669 | -2.3546 | 10.5936 | 34.4473
11 | 18 | 5 | 13.8032 | -15.3772 | -29.6534 | 11.6371 | 5.259 | 11.6348 | 40.9538 | -45.6241 | -70.8247 | 36.1871 | 15.6034 | 32.9202 | 72.0214 | -76.883 | -102.4591 | 60.2548 | 26.2939 | 52.4452 | -2.6966 | 9.2158 | 31.673
11 | 18 | 6 | 12.9263 | -14.4465 | -29.0726 | 11.2818 | 4.8895 | 11.2739 | 38.3521 | -42.8627 | -69.4374 | 35.0824 | 14.5069 | 31.8992 | 67.446 | -72.2297 | -100.4523 | 58.4153 | 24.4463 | 50.8187 | -3.1476 | 7.5406 | 28.4443
11 | 18 | 7 | 12.0254 | -13.5044 | -28.4617 | 10.9133 | 4.5128 | 10.9038 | 35.6791 | -40.0674 | -67.9785 | 33.9364 | 13.3895 | 30.8519 | 62.7452 | -67.5193 | -98.3417 | 56.5071 | 22.5633 | 49.1502 | -3.6109 | 5.8109 | 25.1047
11 | 18 | 8 | 12.136 | -13.6287 | -28.5117 | 10.9484 | 4.5603 | 10.942 | 36.0073 | -40.4362 | -68.0978 | 34.0456 | 13.5303 | 30.9599 | 63.3223 | -68.1407 | -98.5142 | 56.689 | 22.8004 | 49.3222 | -3.5538 | 6.0091 | 25.479
11 | 18 | 9 | 12.2431 | -13.7602 | -28.5727 | 10.974 | 4.6039 | 10.973 | 36.3252 | -40.8265 | -68.2435 | 34.1251 | 13.6596 | 31.0476 | 63.8814 | -68.7984 | -98.725 | 56.8214 | 23.0184 | 49.4619 | -3.539 | 6.0876 | 25.6597
11 | 18 | 10 | 12.4067 | -13.8887 | -28.6306 | 11.0126 | 4.66 | 11.0191 | 36.8106 | -41.2076 | -68.3819 | 34.2453 | 13.8263 | 31.1782 | 64.7351 | -69.4407 | -98.9253 | 57.0214 | 23.2993 | 49.67 | -3.4209 | 6.4708 | 26.3598
11 | 18 | 11 | 13.7459 | -15.1195 | -29.559 | 11.5389 | 5.1452 | 11.5619 | 40.7839 | -44.8595 | -70.5992 | 35.8818 | 15.2656 | 32.7141 | 71.7224 | -75.5946 | -102.1329 | 59.7464 | 25.7247 | 52.1169 | -2.6867 | 9.1868 | 31.5829
11 | 18 | 12 | 15.1631 | -16.3292 | -30.4812 | 12.0782 | 5.6464 | 12.1238 | 44.9887 | -48.4485 | -72.8018 | 37.5589 | 16.7529 | 34.3037 | 79.1171 | -81.6426 | -105.3194 | 62.539 | 28.2311 | 54.6492 | -1.7989 | 12.354 | 37.5744
11 | 18 | 13 | 16.5647 | -17.5174 | -31.3975 | 12.6365 | 6.1477 | 12.6852 | 49.1472 | -51.9739 | -74.9905 | 39.2949 | 18.24 | 35.8923 | 86.4303 | -87.5834 | -108.4856 | 65.4295 | 30.7371 | 57.18 | -0.88094 | 15.6101 | 43.7079
11 | 18 | 14 | 16.8576 | -17.7852 | -31.5515 | 12.7342 | 6.2708 | 12.783 | 50.0162 | -52.7685 | -75.3583 | 39.599 | 18.6053 | 36.169 | 87.9584 | -88.9224 | -109.0177 | 65.9358 | 31.3526 | 57.6208 | -0.69121 | 16.2626 | 44.9274
11 | 18 | 15 | 17.1677 | -18.0322 | -31.6944 | 12.884 | 6.3949 | 12.9082 | 50.9365 | -53.5012 | -75.6995 | 40.0646 | 18.9736 | 36.5233 | 89.5768 | -90.1571 | -109.5114 | 66.7111 | 31.9733 | 58.1853 | -0.37176 | 17.2973 | 46.778
11 | 18 | 16 | 17.4467 | -18.3023 | -31.8488 | 12.9701 | 6.505 | 12.9847 | 51.7641 | -54.3028 | -76.0682 | 40.3325 | 19.3004 | 36.7399 | 91.0323 | -91.5079 | -110.0447 | 67.1571 | 32.5239 | 58.5303 | -0.24452 | 17.7659 | 47.691
11 | 18 | 17 | 17.4191 | -18.4148 | -31.8615 | 12.9386 | 6.5339 | 12.9576 | 51.6823 | -54.6364 | -76.0986 | 40.2345 | 19.3861 | 36.6631 | 90.8885 | -92.0701 | -110.0887 | 66.994 | 32.6683 | 58.408 | -0.42701 | 17.231 | 46.8
11 | 18 | 18 | 17.5198 | -18.5504 | -31.9129 | 12.9779 | 6.5976 | 12.9954 | 51.9809 | -55.0389 | -76.2213 | 40.3568 | 19.575 | 36.77 | 91.4136 | -92.7483 | -110.2662 | 67.1977 | 32.9866 | 58.5782 | -0.37264 | 17.4225 | 47.1615
11 | 18 | 19 | 17.5897 | -18.6889 | -31.9642 | 13.0052 | 6.6474 | 13.0206 | 52.1884 | -55.4496 | -76.3438 | 40.4415 | 19.7228 | 36.8414 | 91.7785 | -93.4405 | -110.4435 | 67.3386 | 33.2357 | 58.6921 | -0.39015 | 17.4006 | 47.1609
11 | 18 | 20 | 17.3178 | -18.4992 | -31.7845 | 12.9167 | 6.5635 | 12.9205 | 51.3817 | -54.887 | -75.9146 | 40.1664 | 19.4738 | 36.558 | 90.3598 | -92.4924 | -109.8225 | 66.8807 | 32.816 | 58.2406 | -0.56524 | 16.7783 | 45.9822
11 | 18 | 21 | 17.0975 | -18.312 | -31.6054 | 12.8408 | 6.4924 | 12.8382 | 50.7279 | -54.3315 | -75.487 | 39.9304 | 19.2628 | 36.3252 | 89.2101 | -91.5562 | -109.2039 | 66.4877 | 32.4605 | 57.8697 | -0.6486 | 16.4279 | 45.2678
11 | 18 | 22 | 16.8594 | -18.1846 | -31.4809 | 12.7652 | 6.4271 | 12.7483 | 50.0215 | -53.9535 | -75.1895 | 39.6951 | 19.0691 | 36.071 | 87.9678 | -90.9194 | -108.7735 | 66.096 | 32.1341 | 57.4647 | -0.86551 | 15.7138 | 43.9698
11 | 18 | 23 | 16.4534 | -17.903 | -31.1989 | 12.546 | 6.2938 | 12.557 | 48.817 | -53.1178 | -74.516 | 39.0136 | 18.6735 | 35.5295 | 85.8495 | -89.5111 | -107.7992 | 64.9612 | 31.4675 | 56.602 | -1.2517 | 14.3998 | 41.57
11 | 19 | 0 | 16.1537 | -17.6767 | -30.9683 | 12.4402 | 6.2006 | 12.4518 | 47.9277 | -52.4465 | -73.9653 | 38.6847 | 18.397 | 35.2319 | 84.2856 | -88.3798 | -107.0025 | 64.4134 | 31.0016 | 56.1279 | -1.3988 | 13.8295 | 40.4461
11 | 19 | 1 | 15.8396 | -17.4478 | -30.7394 | 12.3251 | 6.1076 | 12.3414 | 46.996 | -51.7675 | -73.4185 | 38.3266 | 18.1212 | 34.9196 | 82.6471 | -87.2356 | -106.2116 | 63.8172 | 30.5369 | 55.6304 | -1.5735 | 13.1774 | 39.1844
11 | 19 | 2 | 15.1023 | -16.8036 | -30.1824 | 11.9958 | 5.847 | 12.04 | 44.8083 | -49.8561 | -72.0881 | 37.3026 | 17.3481 | 34.0667 | 78.7998 | -84.0146 | -104.2869 | 62.1121 | 29.2341 | 54.2716 | -2.0009 | 11.5814 | 36.116
11 | 19 | 3 | 14.2909 | -16.1657 | -29.6325 | 11.651 | 5.5717 | 11.699 | 42.4009 | -47.9636 | -70.7748 | 36.2306 | 16.5312 | 33.1019 | 74.5662 | -80.8254 | -102.3869 | 60.3272 | 27.8574 | 52.7346 | -2.5856 | 9.5263 | 32.2731
11 | 19 | 4 | 13.6277 | -15.5811 | -29.1187 | 11.4108 | 5.3362 | 11.4684 | 40.4332 | -46.2289 | -69.5476 | 35.4836 | 15.8324 | 32.4493 | 71.1057 | -77.9023 | -100.6117 | 59.0834 | 26.6799 | 51.695 | -2.8567 | 8.422 | 30.05
11 | 19 | 5 | 11.8539 | -13.9051 | -27.924 | 10.6819 | 4.6632 | 10.7396 | 35.1703 | -41.2562 | -66.6942 | 33.217 | 13.8355 | 30.3873 | 61.8504 | -69.5225 | -96.4838 | 55.3094 | 23.3148 | 48.41 | -3.8905 | 4.6597 | 22.8783
11 | 19 | 6 | 10.2139 | -12.2671 | -26.7527 | 10.0642 | 4.0419 | 10.1105 | 30.3044 | -36.3962 | -63.8966 | 31.2962 | 11.9922 | 28.6074 | 53.2933 | -61.3328 | -92.4366 | 52.111 | 20.2086 | 45.5744 | -4.5892 | 1.9075 | 17.418
11 | 19 | 7 | 8.6138 | -10.6323 | -25.6051 | 9.4428 | 3.4247 | 9.4761 | 25.5571 | -31.546 | -61.1557 | 29.3637 | 10.1611 | 26.8124 | 44.9448 | -53.1595 | -88.4714 | 48.8932 | 17.1229 | 42.7148 | -5.28 | -0.80737 | 12.0447
11 | 19 | 8 | 7.7356 | -9.6591 | -24.9375 | 9.0737 | 3.0721 | 9.1041 | 22.9513 | -28.6585 | -59.5611 | 28.2161 | 9.1148 | 25.7597 | 40.3621 | -48.2936 | -86.1645 | 46.9823 | 15.3597 | 41.0378 | -5.6111 | -2.1777 | 9.2837
11 | 19 | 9 | 6.8781 | -8.6778 | -24.2668 | 8.7261 | 2.7285 | 8.75 | 20.4071 | -25.7468 | -57.9592 | 27.1352 | 8.0955 | 24.7577 | 35.8879 | -43.387 | -83.8472 | 45.1825 | 13.6421 | 39.4415 | -5.8619 | -3.3105 | 6.9198
11 | 19 | 10 | 6.0545 | -7.7155 | -23.6016 | 8.3648 | 2.398 | 8.3852 | 17.9635 | -22.8919 | -56.3705 | 26.0117 | 7.1148 | 23.7256 | 31.5906 | -38.5761 | -81.5488 | 43.3118 | 11.9895 | 37.7973 | -6.1146 | -4.4467 | 4.5643
11 | 19 | 11 | 6.5574 | -8.2787 | -23.9661 | 8.5934 | 2.5966 | 8.6168 | 19.4557 | -24.5627 | -57.2411 | 26.7225 | 7.7041 | 24.381 | 34.2148 | -41.3917 | -82.8083 | 44.4954 | 12.9824 | 38.8414 | -5.8806 | -3.5405 | 6.3339
11 | 19 | 12 | 7.0684 | -8.8844 | -24.3678 | 8.7774 | 2.8063 | 8.8096 | 20.972 | -26.3599 | -58.2006 | 27.2947 | 8.3262 | 24.9266 | 36.8812 | -44.4201 | -84.1964 | 45.4481 | 14.0308 | 39.7105 | -5.7905 | -3.0411 | 7.4541
11 | 19 | 13 | 7.5747 | -9.4486 | -24.7257 | 9.0132 | 3.0174 | 9.0488 | 22.474 | -28.0338 | -59.0552 | 28.0279 | 8.9526 | 25.6034 | 39.5227 | -47.2409 | -85.4327 | 46.669 | 15.0864 | 40.7888 | -5.5201 | -2.0311 | 9.3932
11 | 19 | 14 | 7.1889 | -9.0751 | -24.3841 | 8.8065 | 2.8839 | 8.8498 | 21.3293 | -26.9256 | -58.2395 | 27.3852 | 8.5565 | 25.0402 | 37.5096 | -45.3735 | -84.2526 | 45.5988 | 14.419 | 39.8916 | -5.7301 | -2.8539 | 7.7928
11 | 19 | 15 | 6.8339 | -8.7406 | -24.0736 | 8.6712 | 2.7689 | 8.7128 | 20.2762 | -25.9333 | -57.4977 | 26.9644 | 8.2153 | 24.6525 | 35.6577 | -43.7013 | -83.1796 | 44.8982 | 13.8439 | 39.2739 | -5.8273 | -3.3226 | 6.7928
11 | 19 | 16 | 6.4619 | -8.3657 | -23.7239 | 8.5189 | 2.6412 | 8.5569 | 19.1725 | -24.8209 | -56.6626 | 26.4907 | 7.8365 | 24.2113 | 33.7167 | -41.8267 | -81.9714 | 44.1095 | 13.2056 | 38.571 | -5.9107 | -3.7724 | 5.8047
11 | 19 | 17 | 6.4173 | -8.3876 | -23.7294 | 8.4672 | 2.6369 | 8.5289 | 19.0401 | -24.8859 | -56.6758 | 26.3301 | 7.8238 | 24.1321 | 33.4839 | -41.9362 | -81.9905 | 43.842 | 13.1842 | 38.4449 | -6.0667 | -4.2355 | 5.0282
11 | 19 | 18 | 6.3957 | -8.4227 | -23.7361 | 8.4717 | 2.6431 | 8.5444 | 18.9759 | -24.9902 | -56.6917 | 26.3439 | 7.842 | 24.1762 | 33.371 | -42.112 | -82.0136 | 43.865 | 13.2148 | 38.515 | -6.104 | -4.3439 | 4.8403
11 | 19 | 19 | 6.388 | -8.4571 | -23.7389 | 8.4786 | 2.651 | 8.5633 | 18.9531 | -25.092 | -56.6983 | 26.3654 | 7.8656 | 24.2297 | 33.3309 | -42.2836 | -82.0231 | 43.9007 | 13.2546 | 38.6002 | -6.115 | -4.3766 | 4.7798
11 | 19 | 20 | 6.2789 | -8.302 | -23.6106 | 8.4345 | 2.6024 | 8.518 | 18.6295 | -24.6319 | -56.392 | 26.2284 | 7.7213 | 24.1015 | 32.7617 | -41.5082 | -81.5799 | 43.6726 | 13.0115 | 38.3961 | -6.0787 | -4.3432 | 4.7537
11 | 19 | 21 | 6.1542 | -8.1524 | -23.4777 | 8.3809 | 2.5538 | 8.4674 | 18.2594 | -24.188 | -56.0745 | 26.0617 | 7.5772 | 23.9582 | 32.1109 | -40.7602 | -81.1207 | 43.395 | 12.7686 | 38.1678 | -6.0738 | -4.4061 | 4.5614
11 | 19 | 22 | 6.0095 | -7.9964 | -23.3431 | 8.3026 | 2.4975 | 8.3937 | 17.8302 | -23.7252 | -55.753 | 25.818 | 7.4101 | 23.7498 | 31.3562 | -39.9803 | -80.6556 | 42.9893 | 12.4871 | 37.8357 | -6.1361 | -4.67 | 4.0326
11 | 19 | 23 | 6.1886 | -8.1768 | -23.4967 | 8.3903 | 2.5669 | 8.4793 | 18.3614 | -24.2604 | -56.1199 | 26.0907 | 7.6159 | 23.9918 | 32.2903 | -40.8822 | -81.1864 | 43.4434 | 12.8339 | 38.2213 | -6.0485 | -4.3205 | 4.7203
11 | 20 | 0 | 6.3532 | -8.3312 | -23.6439 | 8.4667 | 2.6203 | 8.5576 | 18.8498 | -24.7186 | -56.4715 | 26.3283 | 7.7743 | 24.2134 | 33.1492 | -41.6543 | -81.695 | 43.839 | 13.1008 | 38.5743 | -5.9774 | -4.0243 | 5.314
11 | 20 | 1 | 6.5373 | -8.5146 | -23.827 | 8.5335 | 2.6786 | 8.621 | 19.3961 | -25.2628 | -56.9089 | 26.5361 | 7.9474 | 24.3928 | 34.11 | -42.5714 | -82.3277 | 44.185 | 13.3925 | 38.8601 | -5.9712 | -3.8992 | 5.6485
11 | 20 | 2 | 6.4772 | -8.4065 | -23.7885 | 8.5157 | 2.6494 | 8.6133 | 19.2179 | -24.9421 | -56.817 | 26.481 | 7.8607 | 24.3709 | 33.7965 | -42.0309 | -82.1948 | 44.0932 | 13.2464 | 38.8253 | -5.9394 | -3.8286 | 5.7357
11 | 20 | 3 | 6.4427 | -8.369 | -23.7957 | 8.519 | 2.6343 | 8.6084 | 19.1155 | -24.8306 | -56.8341 | 26.4912 | 7.8159 | 24.3573 | 33.6165 | -41.8431 | -82.2195 | 44.1102 | 13.171 | 38.8036 | -5.9602 | -3.8848 | 5.6386
11 | 20 | 4 | 6.3779 | -8.2872 | -23.7635 | 8.5 | 2.6091 | 8.5903 | 18.9233 | -24.5879 | -56.7571 | 26.432 | 7.7412 | 24.3059 | 33.2785 | -41.4341 | -82.1081 | 44.0117 | 13.045 | 38.7217 | -5.9733 | -3.9426 | 5.5146
11 | 20 | 5 | 5.8642 | -7.6717 | -23.4621 | 8.2953 | 2.3885 | 8.3839 | 17.3991 | -22.7619 | -56.0374 | 25.7956 | 7.0865 | 23.7219 | 30.598 | -38.3571 | -81.067 | 42.9519 | 11.9418 | 37.7913 | -6.202 | -4.7963 | 3.8589
11 | 20 | 6 | 5.3922 | -7.0998 | -23.1866 | 8.1403 | 2.1879 | 8.2137 | 15.9987 | -21.0651 | -55.3794 | 25.3133 | 6.4915 | 23.2405 | 28.1352 | -35.4977 | -80.1151 | 42.1489 | 10.9392 | 37.0244 | -6.3523 | -5.4005 | 2.6349
11 | 20 | 7 | 4.9184 | -6.479 | -22.8814 | 7.9923 | 1.9822 | 8.057 | 14.5928 | -19.2232 | -54.6504 | 24.8533 | 5.8811 | 22.7971 | 25.6628 | -32.3938 | -79.0604 | 41.383 | 9.9104 | 36.318 | -6.4105 | -5.7493 | 1.8201
11 | 20 | 8 | 4.7118 | -6.2948 | -22.6916 | 7.9179 | 1.9234 | 7.9809 | 13.9798 | -18.6765 | -54.1971 | 24.622 | 5.7067 | 22.5818 | 24.5849 | -31.4725 | -78.4047 | 40.9978 | 9.6166 | 35.975 | -6.4523 | -5.9832 | 1.2973
11 | 20 | 9 | 4.5175 | -6.11 | -22.5143 | 7.8491 | 1.8656 | 7.9041 | 13.4034 | -18.1282 | -53.7735 | 24.408 | 5.5351 | 22.3644 | 23.5712 | -30.5486 | -77.7919 | 40.6416 | 9.3275 | 35.6287 | -6.4879 | -6.1907 | 0.82849
11 | 20 | 10 | 4.3147 | -5.9217 | -22.327 | 7.7236 | 1.7997 | 7.7735 | 12.8017 | -17.5695 | -53.3263 | 24.0176 | 5.3396 | 21.9948 | 22.5131 | -29.6071 | -77.145 | 39.9914 | 8.9981 | 35.04 | -6.6372 | -6.742 | -0.20945
11 | 20 | 11 | 4.9886 | -6.678 | -22.8142 | 7.9988 | 2.0546 | 8.0634 | 14.8011 | -19.8136 | -54.49 | 24.8734 | 6.0959 | 22.8151 | 26.0292 | -33.3887 | -78.8284 | 41.4164 | 10.2725 | 36.3467 | -6.3869 | -5.7181 | 1.8477
11 | 20 | 12 | 5.6739 | -7.4455 | -23.338 | 8.2406 | 2.3087 | 8.3145 | 16.8345 | -22.0908 | -55.741 | 25.6253 | 6.8498 | 23.5257 | 29.6052 | -37.2262 | -80.6382 | 42.6683 | 11.5429 | 37.4788 | -6.2458 | -4.9965 | 3.4309
11 | 20 | 13 | 6.4067 | -8.2241 | -23.872 | 8.5264 | 2.574 | 8.6091 | 19.0087 | -24.4007 | -57.0164 | 26.514 | 7.6369 | 24.3591 | 33.4286 | -41.1187 | -82.4832 | 44.1482 | 12.8693 | 38.8065 | -5.98 | -3.8984 | 5.6507
11 | 20 | 14 | 6.5684 | -8.4118 | -23.9968 | 8.5821 | 2.6371 | 8.6686 | 19.4883 | -24.9577 | -57.3144 | 26.6872 | 7.8242 | 24.5276 | 34.2721 | -42.0573 | -82.9144 | 44.4366 | 13.1848 | 39.0748 | -5.9525 | -3.7449 | 5.9966
11 | 20 | 15 | 6.7574 | -8.6187 | -24.1685 | 8.6521 | 2.7122 | 8.7347 | 20.0492 | -25.5717 | -57.7245 | 26.9051 | 8.0472 | 24.7146 | 35.2585 | -43.0919 | -83.5076 | 44.7994 | 13.5607 | 39.3728 | -5.9307 | -3.5801 | 6.3918
11 | 20 | 16 | 6.9259 | -8.8055 | -24.2936 | 8.7478 | 2.7786 | 8.824 | 20.549 | -26.1258 | -58.0232 | 27.2025 | 8.2441 | 24.9671 | 36.1375 | -44.0257 | -83.9398 | 45.2946 | 13.8924 | 39.7751 | -5.8229 | -3.1864 | 7.134
11 | 20 | 17 | 7.0554 | -8.9917 | -24.4185 | 8.7948 | 2.8371 | 8.8626 | 20.9334 | -26.6781 | -58.3215 | 27.3486 | 8.4177 | 25.0763 | 36.8134 | -44.9564 | -84.3713 | 45.5379 | 14.185 | 39.9491 | -5.8602 | -3.2236 | 7.1576
11 | 20 | 18 | 7.1699 | -9.1296 | -24.4924 | 8.8281 | 2.8938 | 8.8947 | 21.2729 | -27.0874 | -58.4981 | 27.4521 | 8.586 | 25.1673 | 37.4105 | -45.6462 | -84.6267 | 45.7103 | 14.4686 | 40.094 | -5.8355 | -3.1071 | 7.4106
11 | 20 | 19 | 7.3442 | -9.312 | -24.6166 | 8.8876 | 2.9625 | 8.9496 | 21.7901 | -27.6286 | -58.7946 | 27.6372 | 8.7897 | 25.3227 | 38.32 | -46.5582 | -85.0558 | 46.0185 | 14.812 | 40.3416 | -5.7847 | -2.8835 | 7.878
11 | 20 | 20 | 7.4836 | -9.4082 | -24.663 | 8.9296 | 2.9918 | 9.0069 | 22.2038 | -27.9141 | -58.9055 | 27.7678 | 8.8765 | 25.4848 | 39.0475 | -47.0393 | -85.2162 | 46.2359 | 14.9582 | 40.5998 | -5.6594 | -2.4868 | 8.5859
11 | 20 | 21 | 7.5672 | -9.4534 | -24.6694 | 8.942 | 3.0062 | 9.0362 | 22.4519 | -28.0482 | -58.9207 | 27.8066 | 8.9194 | 25.5677 | 39.4839 | -47.2652 | -85.2382 | 46.3005 | 15.0304 | 40.7319 | -5.5711 | -2.2234 | 9.0433
11 | 20 | 22 | 7.7085 | -9.5386 | -24.7138 | 8.973 | 3.0319 | 9.0772 | 22.8711 | -28.301 | -59.0268 | 27.9029 | 8.9957 | 25.6835 | 40.221 | -47.6911 | -85.3916 | 46.4608 | 15.1591 | 40.9164 | -5.4617 | -1.8745 | 9.6746
11 | 20 | 23 | 8.3549 | -10.2255 | -25.3274 | 9.2889 | 3.2723 | 9.3833 | 24.7889 | -30.339 | -60.4925 | 28.8851 | 9.709 | 26.5498 | 43.5938 | -51.1256 | -87.512 | 48.0963 | 16.3611 | 42.2965 | -5.2535 | -0.89863 | 11.7101
11 | 21 | 0 | 9.0279 | -10.9113 | -25.9688 | 9.6026 | 3.5141 | 9.6885 | 26.7856 | -32.3736 | -62.0244 | 29.8606 | 10.4262 | 27.4132 | 47.1051 | -54.5541 | -89.7282 | 49.7206 | 17.5697 | 43.6719 | -5.0471 | 0.087591 | 13.785
11 | 21 | 1 | 9.7225 | -11.573 | -26.5885 | 9.9334 | 3.7687 | 10.0066 | 28.8465 | -34.3369 | -63.5045 | 30.8894 | 11.1818 | 28.3132 | 50.7294 | -57.8626 | -91.8694 | 51.4337 | 18.8429 | 45.1058 | -4.7303 | 1.3895 | 16.3799
11 | 21 | 2 | 9.7645 | -11.6456 | -26.7079 | 9.9523 | 3.7845 | 10.0265 | 28.9711 | -34.5522 | -63.7897 | 30.948 | 11.2287 | 28.3696 | 50.9485 | -58.2254 | -92.282 | 51.5312 | 18.9219 | 45.1957 | -4.8257 | 1.1754 | 16.0898
11 | 21 | 3 | 9.777 | -11.674 | -26.803 | 9.9771 | 3.7912 | 10.0392 | 29.0081 | -34.6365 | -64.0166 | 31.0254 | 11.2484 | 28.4056 | 51.0137 | -58.3674 | -92.6102 | 51.66 | 18.9551 | 45.253 | -4.8924 | 1.0344 | 15.9041
11 | 21 | 4 | 9.8848 | -11.7465 | -26.9224 | 10.0808 | 3.8349 | 10.1281 | 29.3281 | -34.8518 | -64.3019 | 31.3477 | 11.3781 | 28.6571 | 51.5764 | -58.7303 | -93.0229 | 52.1968 | 19.1736 | 45.6537 | -4.7403 | 1.5573 | 16.8473
11 | 21 | 5 | 9.0512 | -10.9287 | -26.283 | 9.73 | 3.5317 | 9.7778 | 26.8549 | -32.4253 | -62.7748 | 30.2568 | 10.4784 | 27.6658 | 47.227 | -54.6412 | -90.8137 | 50.3803 | 17.6576 | 44.0744 | -5.121 | 0.055929 | 13.8845
11 | 21 | 6 | 8.2957 | -10.1851 | -25.6787 | 9.3869 | 3.2549 | 9.4424 | 24.6131 | -30.2191 | -61.3316 | 29.19 | 9.6572 | 26.7169 | 43.2846 | -50.9235 | -88.7258 | 48.604 | 16.2738 | 42.5627 | -5.484 | -1.3734 | 11.0757
11 | 21 | 7 | 7.5104 | -9.3742 | -25.025 | 9.0508 | 2.9656 | 9.1086 | 22.2834 | -27.8131 | -59.7703 | 28.1447 | 8.7989 | 25.7725 | 39.1876 | -46.8689 | -86.4672 | 46.8635 | 14.8275 | 41.0581 | -5.7638 | -2.5838 | 8.6005
11 | 21 | 8 | 7.5939 | -9.4296 | -25.0554 | 9.0538 | 2.9797 | 9.1089 | 22.531 | -27.9774 | -59.8427 | 28.1541 | 8.8407 | 25.7733 | 39.623 | -47.1459 | -86.5719 | 46.8792 | 14.8978 | 41.0594 | -5.7486 | -2.521 | 8.7415
11 | 21 | 9 | 7.642 | -9.4536 | -25.0409 | 9.068 | 2.9902 | 9.1183 | 22.6737 | -28.0488 | -59.808 | 28.1981 | 8.8718 | 25.8 | 39.874 | -47.2662 | -86.5218 | 46.9524 | 14.9503 | 41.1019 | -5.676 | -2.3131 | 9.0907
11 | 21 | 10 | 7.7448 | -9.512 | -25.0644 | 9.0846 | 3.0028 | 9.13 | 22.9787 | -28.222 | -59.8643 | 28.2498 | 8.9094 | 25.8331 | 40.4103 | -47.5581 | -86.6032 | 47.0385 | 15.0136 | 41.1547 | -5.6142 | -2.1154 | 9.4556
11 | 21 | 11 | 8.3892 | -10.1748 | -25.5084 | 9.3703 | 3.2539 | 9.4153 | 24.8906 | -30.1886 | -60.9247 | 29.1384 | 9.6544 | 26.6404 | 43.7725 | -50.8721 | -88.1373 | 48.518 | 16.269 | 42.4408 | -5.2545 | -0.78963 | 11.9909
11 | 21 | 12 | 8.9623 | -10.8271 | -25.9211 | 9.5626 | 3.4865 | 9.6203 | 26.591 | -32.1238 | -61.9103 | 29.7363 | 10.3444 | 27.2203 | 46.7629 | -54.1332 | -89.5631 | 49.5136 | 17.4318 | 43.3647 | -5.1165 | -0.14219 | 13.3765
11 | 21 | 13 | 9.654 | -11.4988 | -26.3774 | 9.8516 | 3.7346 | 9.9036 | 28.6432 | -34.1167 | -63.0002 | 30.6349 | 11.0805 | 28.022 | 50.372 | -57.4914 | -91.1398 | 51.0099 | 18.6723 | 44.6419 | -4.7323 | 1.2639 | 16.0648
11 | 21 | 14 | 9.8693 | -11.7763 | -26.5614 | 9.9266 | 3.8404 | 9.9838 | 29.282 | -34.9402 | -63.4398 | 30.8683 | 11.3945 | 28.2487 | 51.4953 | -58.8791 | -91.7758 | 51.3985 | 19.2014 | 45.003 | -4.7176 | 1.4136 | 16.4433
11 | 21 | 15 | 10.152 | -12.1146 | -26.7964 | 10.0405 | 3.9601 | 10.1038 | 30.121 | -35.9438 | -64.0011 | 31.2225 | 11.7496 | 28.5885 | 52.9707 | -60.5703 | -92.5877 | 51.9883 | 19.7998 | 45.5443 | -4.6545 | 1.7367 | 17.145
11 | 21 | 16 | 10.3774 | -12.3903 | -26.9803 | 10.1278 | 4.0719 | 10.1918 | 30.7897 | -36.762 | -64.4401 | 31.4939 | 12.0812 | 28.8373 | 54.1468 | -61.9492 | -93.2229 | 52.4401 | 20.3586 | 45.9407 | -4.6017 | 2.0001 | 17.7142
11 | 21 | 17 | 10.6299 | -12.6442 | -27.1481 | 10.2084 | 4.1655 | 10.2834 | 31.5388 | -37.5152 | -64.841 | 31.7445 | 12.359 | 29.0966 | 55.4641 | -63.2185 | -93.8028 | 52.8575 | 20.8266 | 46.3538 | -4.5051 | 2.3827 | 18.4807
11 | 21 | 18 | 10.8349 | -12.8787 | -27.2852 | 10.2693 | 4.2479 | 10.3568 | 32.1471 | -38.211 | -65.1685 | 31.9339 | 12.6034 | 29.3042 | 56.5338 | -64.391 | -94.2766 | 53.1728 | 21.2385 | 46.6845 | -4.455 | 2.6091 | 18.9621
11 | 21 | 19 | 11.1215 | -13.1378 | -27.4619 | 10.3708 | 4.3575 | 10.4671 | 32.9975 | -38.9797 | -65.5905 | 32.2495 | 12.9288 | 29.6163 | 58.0293 | -65.6863 | -94.8871 | 53.6983 | 21.7868 | 47.1817 | -4.2827 | 3.2218 | 20.1227
11 | 21 | 20 | 11.6455 | -13.5804 | -27.807 | 10.5566 | 4.5177 | 10.6601 | 34.5522 | -40.2928 | -66.4148 | 32.8273 | 13.4039 | 30.1623 | 60.7634 | -67.899 | -96.0796 | 54.6604 | 22.5874 | 48.0515 | -4.0075 | 4.2381 | 22.0842
11 | 21 | 21 | 12.2142 | -13.9967 | -28.1461 | 10.747 | 4.6861 | 10.8668 | 36.2393 | -41.5282 | -67.2246 | 33.4194 | 13.9035 | 30.7472 | 63.7303 | -69.9808 | -97.2511 | 55.6464 | 23.4293 | 48.9834 | -3.6288 | 5.5566 | 24.5575
11 | 21 | 22 | 12.7768 | -14.4136 | -28.4537 | 10.9355 | 4.8487 | 11.06 | 37.9087 | -42.7649 | -67.9594 | 34.0054 | 14.3862 | 31.2938 | 66.6662 | -72.0649 | -98.314 | 56.6221 | 24.2428 | 49.8542 | -3.2463 | 6.8699 | 27.0063
11 | 21 | 23 | 14.7925 | -16.4135 | -30.0142 | 11.8708 | 5.683 | 11.9906 | 43.8892 | -48.6987 | -71.6864 | 36.914 | 16.8615 | 33.9269 | 77.1835 | -82.0642 | -103.7057 | 61.4651 | 28.4141 | 54.049 | -2.0907 | 11.2066 | 35.3417
11 | 22 | 0 | 16.8258 | -18.4138 | -31.574 | 12.7909 | 6.5345 | 12.8798 | 49.9221 | -54.6335 | -75.4118 | 39.7751 | 19.3879 | 36.443 | 87.7929 | -92.0653 | -109.0952 | 66.2291 | 32.6713 | 58.0573 | -0.95674 | 15.4826 | 43.59
11 | 22 | 1 | 19.0309 | -20.4168 | -33.1325 | 13.7904 | 7.4475 | 13.8227 | 56.4644 | -60.5765 | -79.1341 | 42.8832 | 22.0967 | 39.1109 | 99.2983 | -102.0801 | -114.4801 | 71.4044 | 37.2361 | 62.3076 | 0.54223 | 20.8446 | 53.6862
11 | 22 | 2 | 22.5687 | -23.3187 | -35.4673 | 15.3128 | 8.8049 | 15.1886 | 66.961 | -69.1864 | -84.7106 | 47.6173 | 26.1239 | 42.9757 | 117.7574 | -116.5889 | -122.5474 | 79.287 | 44.0225 | 68.4646 | 3.0889 | 29.7808 | 70.3952
11 | 22 | 3 | 26.4399 | -26.2097 | -37.799 | 17.0904 | 10.2559 | 16.5973 | 78.4468 | -77.7637 | -90.2798 | 53.145 | 30.429 | 46.9614 | 137.9564 | -131.0429 | -130.6041 | 88.4912 | 51.2772 | 74.8142 | 6.3747 | 40.9387 | 90.892
11 | 22 | 4 | 30.1464 | -29.165 | -40.1735 | 18.899 | 11.874 | 17.7602 | 89.4441 | -86.5322 | -95.9512 | 58.7693 | 35.2299 | 50.252 | 157.2962 | -145.8191 | -138.8086 | 97.8562 | 59.3674 | 80.0564 | 9.3411 | 51.2119 | 109.9485
11 | 22 | 5 | 31.2644 | -29.8745 | -40.7252 | 19.4072 | 12.2754 | 18.0827 | 92.7612 | -88.6373 | -97.2689 | 60.3495 | 36.4211 | 51.1643 | 163.1297 | -149.3664 | -140.7149 | 100.4873 | 61.3747 | 81.5097 | 10.43 | 54.7899 | 116.4202
11 | 22 | 6 | 32.1979 | -30.6101 | -41.3112 | 19.798 | 12.6301 | 18.3019 | 95.5308 | -90.8199 | -98.6685 | 61.5647 | 37.4734 | 51.7847 | 168.0003 | -153.0444 | -142.7397 | 102.5108 | 63.148 | 82.4981 | 11.0066 | 56.8652 | 120.3731
11 | 22 | 7 | 33.2095 | -31.3073 | -41.8586 | 20.2958 | 13.0305 | 18.5464 | 98.5321 | -92.8882 | -99.9759 | 63.1128 | 38.6614 | 52.4765 | 173.2784 | -156.5299 | -144.631 | 105.0885 | 65.15 | 83.6002 | 11.9164 | 59.9187 | 125.9562
11 | 22 | 8 | 34.1482 | -32.0476 | -42.3401 | 20.7756 | 13.5341 | 18.794 | 101.3174 | -95.0848 | -101.1258 | 64.6047 | 40.1554 | 53.177 | 178.1766 | -160.2313 | -146.2946 | 107.5727 | 67.6676 | 84.7163 | 12.8643 | 63.044 | 131.6073
11 | 22 | 9 | 34.8161 | -32.7585 | -42.7814 | 21.0771 | 13.9225 | 18.9541 | 103.2991 | -97.1941 | -102.1798 | 65.5423 | 41.3079 | 53.63 | 181.6616 | -163.7858 | -147.8193 | 109.1339 | 69.6097 | 85.4379 | 13.23 | 64.4054 | 134.2379
11 | 22 | 10 | 35.3291 | -33.4672 | -43.221 | 21.5794 | 14.5698 | 19.1763 | 104.8211 | -99.2968 | -103.2298 | 67.1043 | 43.2283 | 54.2588 | 184.3382 | -167.3293 | -149.3382 | 111.7347 | 72.8458 | 86.4396 | 13.9664 | 66.8858 | 138.6908
11 | 22 | 11 | 35.5491 | -33.7418 | -43.3952 | 21.6795 | 14.7066 | 19.2341 | 105.4738 | -100.1115 | -103.6459 | 67.4155 | 43.6344 | 54.4222 | 185.4861 | -168.7021 | -149.9403 | 112.2528 | 73.5302 | 86.6999 | 14.0323 | 67.1884 | 139.3266
11 | 22 | 12 | 35.7754 | -34.016 | -43.5663 | 21.8129 | 14.9486 | 19.2896 | 106.1451 | -100.9251 | -104.0544 | 67.8304 | 44.3523 | 54.5794 | 186.6666 | -170.0731 | -150.5313 | 112.9438 | 74.7399 | 86.9503 | 14.2442 | 67.9276 | 140.6962
11 | 22 | 13 | 35.9868 | -34.2801 | -43.7388 | 22.0629 | 15.2776 | 19.3646 | 106.7724 | -101.7087 | -104.4666 | 68.6077 | 45.3283 | 54.7914 | 187.7698 | -171.3935 | -151.1276 | 114.238 | 76.3847 | 87.2882 | 14.6729 | 69.3246 | 143.1596
11 | 22 | 14 | 35.9395 | -34.0471 | -43.6133 | 21.9631 | 15.0591 | 19.3357 | 106.6321 | -101.0172 | -104.1668 | 68.2976 | 44.6801 | 54.7098 | 187.5231 | -170.2284 | -150.6938 | 113.7216 | 75.2923 | 87.1581 | 14.6371 | 69.1356 | 142.773
11 | 22 | 15 | 35.7835 | -33.8236 | -43.5297 | 21.8655 | 14.8432 | 19.2948 | 106.1693 | -100.3541 | -103.9672 | 67.9938 | 44.0396 | 54.5939 | 186.7092 | -169.1109 | -150.4051 | 113.2158 | 74.2131 | 86.9735 | 14.4337 | 68.4754 | 141.5957
11 | 22 | 16 | 35.709 | -33.5943 | -43.4058 | 21.7583 | 14.639 | 19.2533 | 105.948 | -99.6738 | -103.6712 | 67.6605 | 43.4337 | 54.4764 | 186.3201 | -167.9645 | -149.9768 | 112.6608 | 73.192 | 86.7864 | 14.3594 | 68.1737 | 141.0179
11 | 22 | 17 | 35.6606 | -33.9919 | -43.7606 | 22.0129 | 15.0181 | 19.3054 | 105.8047 | -100.8535 | -104.5186 | 68.4522 | 44.5584 | 54.6238 | 186.068 | -169.9524 | -151.2027 | 113.9791 | 75.0873 | 87.0212 | 14.2445 | 68.0672 | 141.0004
11 | 22 | 18 | 35.5913 | -34.3891 | -44.0993 | 22.4693 | 15.6195 | 19.3983 | 105.5989 | -102.0322 | -105.3276 | 69.8715 | 46.3429 | 54.8868 | 185.706 | -171.9387 | -152.3732 | 116.3423 | 78.0944 | 87.4401 | 14.5899 | 69.3403 | 143.271
11 | 22 | 19 | 35.4768 | -34.7288 | -44.4012 | 22.7166 | 15.9718 | 19.4464 | 105.2591 | -103.04 | -106.0487 | 70.6407 | 47.388 | 55.023 | 185.1085 | -173.637 | -153.4163 | 117.6231 | 79.8555 | 87.6571 | 14.4815 | 69.2221 | 143.1908
11 | 22 | 20 | 35.5952 | -35.135 | -44.7273 | 23.1696 | 16.5271 | 19.548 | 105.6107 | -104.245 | -106.8274 | 72.0493 | 49.0357 | 55.3105 | 185.7268 | -175.6676 | -154.5428 | 119.9685 | 82.6322 | 88.1151 | 14.9778 | 70.9338 | 146.2321
11 | 22 | 21 | 35.6798 | -35.5267 | -45.0539 | 23.4256 | 16.8726 | 19.6063 | 105.8614 | -105.4071 | -107.6074 | 72.8454 | 50.0609 | 55.4752 | 186.1678 | -177.626 | -155.6712 | 121.2941 | 84.3597 | 88.3776 | 15.0038 | 71.2284 | 146.9019
11 | 22 | 22 | 35.7418 | -35.9238 | -45.3814 | 23.8561 | 17.3823 | 19.711 | 106.0454 | -106.5854 | -108.3897 | 74.1841 | 51.5731 | 55.7715 | 186.4913 | -179.6116 | -156.8029 | 123.5232 | 86.908 | 88.8495 | 15.386 | 72.599 | 149.3575
11 | 22 | 23 | 35.7759 | -36.1067 | -45.5463 | 23.9965 | 17.5496 | 19.7449 | 106.1467 | -107.128 | -108.7837 | 74.6206 | 52.0695 | 55.8674 | 186.6694 | -180.5259 | -157.3729 | 124.25 | 87.7444 | 89.0023 | 15.4139 | 72.7925 | 149.7674
11 | 23 | 0 | 35.812 | -36.2838 | -45.7266 | 24.2817 | 17.8194 | 19.8057 | 106.2537 | -107.6537 | -109.2142 | 75.5074 | 52.8698 | 56.0396 | 186.8576 | -181.4117 | -157.9956 | 125.7266 | 89.0931 | 89.2767 | 15.7083 | 73.8027 | 151.5466
11 | 23 | 1 | 35.8582 | -36.4671 | -45.8921 | 24.4092 | 18.038 | 19.8384 | 106.3907 | -108.1975 | -109.6095 | 75.9039 | 53.5185 | 56.1322 | 187.0986 | -182.3281 | -158.5675 | 126.3868 | 90.1862 | 89.4241 | 15.7845 | 74.1383 | 152.2
11 | 23 | 2 | 35.8079 | -35.9464 | -45.504 | 23.906 | 17.3898 | 19.7154 | 106.2415 | -106.6525 | -108.6826 | 74.3393 | 51.5952 | 55.7842 | 186.8361 | -179.7246 | -157.2267 | 123.7816 | 86.9453 | 88.8697 | 15.3687 | 72.6251 | 149.4815
11 | 23 | 3 | 35.7169 | -35.4455 | -45.1411 | 23.5907 | 16.8465 | 19.6307 | 105.9716 | -105.1663 | -107.8158 | 73.3588 | 49.9833 | 55.5445 | 186.3615 | -177.2202 | -155.9726 | 122.1489 | 84.229 | 88.4879 | 15.1983 | 71.8761 | 148.0346
11 | 23 | 4 | 35.614 | -34.9167 | -44.7461 | 23.0902 | 16.2463 | 19.5078 | 105.6664 | -103.5974 | -106.8723 | 71.8024 | 48.2025 | 55.1967 | 185.8248 | -174.5763 | -154.6077 | 119.5575 | 81.228 | 87.9338 | 14.7956 | 70.3983 | 145.36
11 | 23 | 5 | 35.082 | -33.5364 | -43.667 | 22.0116 | 14.916 | 19.2311 | 104.0878 | -99.5022 | -104.2951 | 68.4483 | 44.2556 | 54.4137 | 183.0487 | -167.6754 | -150.8794 | 113.9725 | 74.5769 | 86.6864 | 14.0372 | 67.4081 | 139.7298
11 | 23 | 6 | 34.3203 | -32.114 | -42.5505 | 20.812 | 13.5462 | 18.8793 | 101.8278 | -95.2818 | -101.6284 | 64.7178 | 40.1915 | 53.4184 | 179.0742 | -160.5633 | -147.0216 | 107.761 | 67.7284 | 85.1008 | 12.8933 | 63.2453 | 132.0794
11 | 23 | 7 | 33.2458 | -30.7451 | -41.4795 | 19.8944 | 12.5295 | 18.5359 | 98.6399 | -91.2202 | -99.0703 | 61.8644 | 37.1747 | 52.4468 | 173.4681 | -153.719 | -143.321 | 103.0098 | 62.6447 | 83.5529 | 11.981 | 59.8353 | 125.6354
11 | 23 | 8 | 31.8334 | -29.7612 | -40.7009 | 19.2345 | 11.9928 | 18.2177 | 94.4494 | -88.301 | -97.2108 | 59.8124 | 35.5825 | 51.5464 | 166.0986 | -148.7997 | -140.6308 | 99.593 | 59.9615 | 82.1185 | 10.8163 | 55.8788 | 118.341
11 | 23 | 9 | 30.3881 | -28.7383 | -39.8865 | 18.5727 | 11.454 | 17.8487 | 90.161 | -85.2662 | -95.2655 | 57.7545 | 33.984 | 50.5023 | 158.557 | -143.6857 | -137.8167 | 96.1665 | 57.2678 | 80.4552 | 9.6387 | 51.8701 | 110.9441
11 | 23 | 10 | 28.8927 | -27.7746 | -39.121 | 17.885 | 10.9121 | 17.3968 | 85.7242 | -82.4068 | -93.4373 | 55.616 | 32.3761 | 49.2235 | 150.7544 | -138.8671 | -135.1718 | 92.6057 | 54.5584 | 78.4179 | 8.191 | 47.0958 | 102.2974
11 | 23 | 11 | 29.2835 | -28.045 | -39.285 | 18.1048 | 11.0925 | 17.5509 | 86.8837 | -83.209 | -93.829 | 56.2994 | 32.9114 | 49.6595 | 152.7936 | -140.2191 | -135.7386 | 93.7435 | 55.4603 | 79.1126 | 8.7016 | 48.7159 | 105.1524
11 | 23 | 12 | 29.5947 | -28.3538 | -39.4963 | 18.2302 | 11.2352 | 17.6449 | 87.807 | -84.1255 | -94.3336 | 56.6894 | 33.3348 | 49.9257 | 154.4173 | -141.7634 | -136.4686 | 94.3929 | 56.1738 | 79.5365 | 8.8548 | 49.2977 | 106.2885
11 | 23 | 13 | 29.8884 | -28.6304 | -39.6676 | 18.374 | 11.3936 | 17.7481 | 88.6786 | -84.946 | -94.7427 | 57.1367 | 33.8047 | 50.2176 | 155.95 | -143.1461 | -137.0603 | 95.1377 | 56.9658 | 80.0017 | 9.1062 | 50.1489 | 107.8487
11 | 23 | 14 | 30.6154 | -29.0877 | -40.063 | 18.7339 | 11.6668 | 17.9624 | 90.8355 | -86.3028 | -95.6872 | 58.2559 | 34.6153 | 50.8239 | 159.7432 | -145.4324 | -138.4267 | 97.0013 | 58.3317 | 80.9676 | 9.8279 | 52.5407 | 112.1846
11 | 23 | 15 | 31.1228 | -29.5314 | -40.4487 | 18.9863 | 11.8902 | 18.0791 | 92.341 | -87.6193 | -96.6085 | 59.0408 | 35.278 | 51.1543 | 162.3908 | -147.6509 | -139.7595 | 98.3082 | 59.4485 | 81.4939 | 10.0984 | 53.5864 | 114.2309
11 | 23 | 16 | 31.8361 | -30.0168 | -40.8521 | 19.3896 | 12.1665 | 18.2576 | 94.4573 | -89.0596 | -97.5719 | 60.2948 | 36.0978 | 51.6593 | 166.1124 | -150.078 | -141.1532 | 100.3963 | 60.8299 | 82.2984 | 10.7809 | 55.8777 | 118.4058
11 | 23 | 17 | 32.3332 | -30.4327 | -41.1892 | 19.617 | 12.384 | 18.3526 | 95.9321 | -90.2936 | -98.3771 | 61.0018 | 36.7431 | 51.928 | 168.7061 | -152.1575 | -142.3181 | 101.5734 | 61.9173 | 82.7265 | 11.0647 | 56.9344 | 120.4479
11 | 23 | 18 | 32.9034 | -30.8401 | -41.4868 | 19.9365 | 12.623 | 18.4756 | 97.624 | -91.5022 | -99.0879 | 61.9955 | 37.4523 | 52.276 | 171.6814 | -154.1943 | -143.3464 | 103.228 | 63.1125 | 83.2809 | 11.6115 | 58.7576 | 123.7621
11 | 23 | 19 | 33.3612 | -31.2717 | -41.8325 | 20.2141 | 12.8793 | 18.5796 | 98.9824 | -92.7826 | -99.9135 | 62.8587 | 38.2127 | 52.5702 | 174.0703 | -156.3519 | -144.5407 | 104.6654 | 64.3938 | 83.7496 | 11.93 | 59.9278 | 125.9863
11 | 23 | 20 | 33.1567 | -31.0605 | -41.5727 | 20.0301 | 12.7177 | 18.539 | 98.3754 | -92.1561 | -99.2931 | 62.2865 | 37.7332 | 52.4554 | 173.0029 | -155.2962 | -143.6432 | 103.7126 | 63.5859 | 83.5667 | 11.8102 | 59.4014 | 124.9287
11 | 23 | 21 | 32.7406 | -30.8051 | -41.2936 | 19.748 | 12.5519 | 18.458 | 97.1411 | -91.3984 | -98.6264 | 61.4093 | 37.2413 | 52.2262 | 170.8322 | -154.0193 | -142.6788 | 102.2519 | 62.757 | 83.2015 | 11.3998 | 57.9931 | 122.3445
11 | 23 | 22 | 32.4891 | -30.5516 | -41.0119 | 19.6055 | 12.4509 | 18.411 | 96.3947 | -90.6461 | -97.9535 | 60.966 | 36.9418 | 52.0932 | 169.5195 | -152.7516 | -141.7054 | 101.5139 | 62.2521 | 82.9897 | 11.393 | 57.796 | 121.8183
11 | 23 | 23 | 31.5776 | -29.8713 | -40.5038 | 19.1443 | 12.0684 | 18.1923 | 93.6905 | -88.6278 | -96.7401 | 59.532 | 35.8069 | 51.4744 | 164.764 | -149.3504 | -139.9499 | 99.126 | 60.3397 | 82.0038 | 10.6075 | 55.1358 | 116.9332
11 | 24 | 0 | 30.7717 | -29.2285 | -40.0275 | 18.8016 | 11.7402 | 17.991 | 91.2994 | -86.7207 | -95.6023 | 58.4664 | 34.8331 | 50.905 | 160.559 | -146.1367 | -138.3039 | 97.3518 | 58.6988 | 81.0967 | 10.0486 | 53.1809 | 113.2657
11 | 24 | 1 | 29.915 | -28.59 | -39.5561 | 18.415 | 11.3861 | 17.7407 | 88.7575 | -84.8261 | -94.4765 | 57.2641 | 33.7825 | 50.1966 | 156.0889 | -142.9441 | -136.6753 | 95.3499 | 56.9283 | 79.9682 | 9.3107 | 50.6981 | 108.7159
11 | 24 | 2 | 27.708 | -26.9521 | -38.2953 | 17.4223 | 10.5194 | 17.0296 | 82.2093 | -79.9666 | -91.4652 | 54.1771 | 31.2109 | 48.1846 | 144.5732 | -134.7552 | -132.319 | 90.2098 | 52.5948 | 76.7629 | 7.4318 | 44.3501 | 97.0665
11 | 24 | 3 | 25.5297 | -25.2864 | -37.0222 | 16.4422 | 9.6697 | 16.2285 | 75.7464 | -75.0245 | -88.4244 | 51.1294 | 28.6897 | 45.918 | 133.2074 | -126.4269 | -127.9199 | 85.135 | 48.3463 | 73.152 | 5.5615 | 38.0347 | 85.4939
11 | 24 | 4 | 23.6426 | -23.6797 | -35.7985 | 15.6576 | 8.936 | 15.5268 | 70.1473 | -70.2573 | -85.5017 | 48.6896 | 26.5131 | 43.9325 | 123.361 | -118.3936 | -123.6918 | 81.0725 | 44.6784 | 69.9888 | 4.2849 | 33.5235 | 77.0153
11 | 24 | 5 | 20.0164 | -20.7399 | -33.5843 | 14.0922 | 7.5626 | 14.0541 | 59.3883 | -61.535 | -80.2133 | 43.8219 | 22.4382 | 39.7655 | 104.4402 | -103.6953 | -116.0413 | 72.9673 | 37.8116 | 63.3505 | 1.4011 | 23.6656 | 58.833
11 | 24 | 6 | 16.7258 | -17.8676 | -31.4205 | 12.7489 | 6.3223 | 12.7189 | 49.6252 | -53.0128 | -75.0452 | 39.6445 | 18.7583 | 35.9876 | 87.2707 | -89.3341 | -108.5649 | 66.0116 | 31.6103 | 57.3318 | -0.7722 | 15.9574 | 44.3255
11 | 24 | 7 | 13.524 | -14.9571 | -29.2166 | 11.435 | 5.1115 | 11.3954 | 40.1255 | -44.3776 | -69.7815 | 35.5587 | 15.1657 | 32.243 | 70.5647 | -74.7826 | -100.9501 | 59.2085 | 25.5563 | 51.3663 | -2.7079 | 8.9338 | 30.9631
11 | 24 | 8 | 12.3428 | -13.857 | -28.318 | 10.9144 | 4.6754 | 10.8934 | 36.6211 | -41.1135 | -67.6351 | 33.94 | 13.872 | 30.8224 | 64.4018 | -69.2821 | -97.8449 | 56.5132 | 23.3763 | 49.1031 | -3.3489 | 6.5068 | 26.2673
11 | 24 | 9 | 11.2291 | -12.8098 | -27.4438 | 10.4505 | 4.2732 | 10.442 | 33.3166 | -38.0066 | -65.5472 | 32.4972 | 12.6785 | 29.5454 | 58.5905 | -64.0466 | -94.8244 | 54.1108 | 21.365 | 47.0687 | -3.8588 | 4.4838 | 22.264
11 | 24 | 10 | 10.1448 | -11.7644 | -26.5905 | 9.972 | 3.8702 | 9.9828 | 30.0994 | -34.9049 | -63.5093 | 31.0093 | 11.4828 | 28.2461 | 52.9329 | -58.8198 | -91.8762 | 51.6332 | 19.3501 | 44.9988 | -4.3852 | 2.4234 | 18.219
11 | 24 | 11 | 11.6134 | -13.3083 | -27.736 | 10.5874 | 4.4486 | 10.6148 | 34.4569 | -39.4855 | -66.2451 | 32.9231 | 13.1988 | 30.0341 | 60.5958 | -66.5387 | -95.834 | 54.82 | 22.2418 | 47.8473 | -3.7801 | 4.8823 | 23.1322
11 | 24 | 12 | 13.1134 | -14.8596 | -28.8791 | 11.2036 | 5.0405 | 11.2453 | 38.9072 | -44.0882 | -68.9754 | 34.8394 | 14.955 | 31.8182 | 68.4222 | -74.2948 | -99.7838 | 58.0107 | 25.2013 | 50.6896 | -3.1359 | 7.4563 | 28.2452
11 | 24 | 13 | 14.7351 | -16.4064 | -30.024 | 11.9079 | 5.6609 | 11.9583 | 43.7187 | -48.6777 | -71.71 | 37.0295 | 16.7958 | 33.8355 | 76.8837 | -82.0289 | -103.7399 | 61.6574 | 28.3034 | 53.9034 | -2.1683 | 10.9919 | 34.9791
11 | 24 | 14 | 15.2037 | -16.9878 | -30.3926 | 12.0779 | 5.893 | 12.1418 | 45.1092 | -50.4025 | -72.5902 | 37.558 | 17.4843 | 34.3549 | 79.3289 | -84.9353 | -105.0132 | 62.5375 | 29.4636 | 54.7308 | -2.0639 | 11.5138 | 36.1122
11 | 24 | 15 | 15.7156 | -17.5175 | -30.718 | 12.3193 | 6.1258 | 12.3923 | 46.6281 | -51.9741 | -73.3674 | 38.3086 | 18.1751 | 35.0636 | 82.0001 | -87.5837 | -106.1376 | 63.7873 | 30.6277 | 55.8598 | -1.6824 | 12.834 | 38.5536
11 | 24 | 16 | 16.1674 | -18.0412 | -31.0427 | 12.4938 | 6.3476 | 12.5799 | 47.9684 | -53.5282 | -74.1429 | 38.8512 | 18.8333 | 35.5944 | 84.3572 | -90.2025 | -107.2595 | 64.6908 | 31.7368 | 56.7055 | -1.4952 | 13.5764 | 40.0283
11 | 24 | 17 | 16.6265 | -18.5413 | -31.4158 | 12.6779 | 6.5542 | 12.7581 | 49.3305 | -55.0117 | -75.0341 | 39.4239 | 19.4462 | 36.0987 | 86.7526 | -92.7025 | -108.5487 | 65.6443 | 32.7696 | 57.5088 | -1.3404 | 14.2535 | 41.4241
11 | 24 | 18 | 17.1341 | -18.9789 | -31.7391 | 12.9077 | 6.7614 | 12.9749 | 50.8368 | -56.3103 | -75.8061 | 40.1384 | 20.061 | 36.712 | 89.4015 | -94.8908 | -109.6656 | 66.834 | 33.8056 | 58.4858 | -0.93989 | 15.6317 | 43.9704
11 | 24 | 19 | 17.5512 | -19.4267 | -32.0698 | 13.0698 | 6.9718 | 13.1412 | 52.0743 | -57.6388 | -76.596 | 40.6425 | 20.6852 | 37.1824 | 91.5778 | -97.1296 | -110.8082 | 67.6734 | 34.8575 | 59.2353 | -0.76248 | 16.3496 | 45.4062
11 | 24 | 20 | 17.6068 | -19.4481 | -32.0908 | 13.0933 | 6.9795 | 13.1524 | 52.2393 | -57.7022 | -76.6461 | 40.7156 | 20.708 | 37.2143 | 91.8679 | -97.2364 | -110.8808 | 67.7951 | 34.8959 | 59.286 | -0.70684 | 16.5287 | 45.7276
11 | 24 | 21 | 17.6921 | -19.4861 | -32.1537 | 13.1179 | 6.9749 | 13.1729 | 52.4923 | -57.8149 | -76.7964 | 40.7921 | 20.6943 | 37.2722 | 92.3128 | -97.4263 | -111.0982 | 67.9225 | 34.8729 | 59.3784 | -0.68194 | 16.6397 | 45.9621
11 | 24 | 22 | 17.7696 | -19.5144 | -32.1886 | 13.1642 | 6.9884 | 13.2116 | 52.7223 | -57.8989 | -76.8798 | 40.9359 | 20.7346 | 37.3817 | 92.7174 | -97.5679 | -111.2188 | 68.162 | 34.9408 | 59.5528 | -0.56913 | 16.9958 | 46.5861
11 | 24 | 23 | 17.6818 | -19.6205 | -32.097 | 13.1417 | 7.0318 | 13.2089 | 52.4618 | -58.2139 | -76.661 | 40.8661 | 20.8634 | 37.3742 | 92.2592 | -98.0986 | -110.9024 | 68.0456 | 35.1578 | 59.5408 | -0.65322 | 16.6905 | 46.0025
11 | 25 | 0 | 17.5137 | -19.7074 | -31.9959 | 13.0424 | 7.0495 | 13.1358 | 51.9628 | -58.4717 | -76.4196 | 40.5573 | 20.9157 | 37.1674 | 91.3817 | -98.5331 | -110.5531 | 67.5316 | 35.246 | 59.2113 | -0.96195 | 15.7119 | 44.2844
11 | 25 | 1 | 17.5059 | -19.8435 | -31.915 | 13.0465 | 7.1435 | 13.1643 | 51.9397 | -58.8753 | -76.2263 | 40.57 | 21.1947 | 37.248 | 91.3411 | -99.2132 | -110.2734 | 67.5527 | 35.7161 | 59.3397 | -0.89823 | 15.8508 | 44.4629
11 | 25 | 2 | 17.1472 | -19.5486 | -31.7388 | 12.9455 | 7.0257 | 13.0424 | 50.8756 | -58.0006 | -75.8054 | 40.2558 | 20.8451 | 36.903 | 89.4698 | -97.7392 | -109.6646 | 67.0295 | 35.1269 | 58.7902 | -1.1267 | 15.0735 | 43.0125
11 | 25 | 3 | 16.7916 | -19.2339 | -31.527 | 12.8249 | 6.8859 | 12.8985 | 49.8205 | -57.0668 | -75.2996 | 39.8808 | 20.4302 | 36.4959 | 87.6143 | -96.1656 | -108.9329 | 66.4051 | 34.4279 | 58.1416 | -1.36 | 14.2611 | 41.4904
11 | 25 | 4 | 16.4882 | -18.9252 | -31.3506 | 12.7404 | 6.7765 | 12.7941 | 48.9202 | -56.1509 | -74.8784 | 39.6183 | 20.1058 | 36.2003 | 86.0309 | -94.6222 | -108.3235 | 65.968 | 33.8811 | 57.6707 | -1.4767 | 13.8153 | 40.6051
11 | 25 | 5 | 13.2095 | -15.8592 | -29.0207 | 11.3518 | 5.4707 | 11.4286 | 39.1923 | -47.054 | -69.3136 | 35.3001 | 16.2314 | 32.3369 | 68.9235 | -79.2927 | -100.2732 | 58.7779 | 27.3521 | 51.5159 | -3.4194 | 6.693 | 27.0035
11 | 25 | 6 | 10.214 | -12.8126 | -26.7363 | 10.0835 | 4.2696 | 10.1706 | 30.3047 | -38.0147 | -63.8575 | 31.3561 | 12.6677 | 28.7772 | 53.2938 | -64.0602 | -92.3801 | 52.2107 | 21.347 | 45.845 | -4.8113 | 1.2335 | 16.2561
11 | 25 | 7 | 7.3323 | -9.7552 | -24.4051 | 8.8333 | 3.1215 | 8.92 | 21.7548 | -28.9436 | -58.2895 | 27.4683 | 9.2614 | 25.2388 | 38.258 | -48.7741 | -84.325 | 45.7372 | 15.6068 | 40.2079 | -5.9533 | -3.5098 | 6.7108
11 | 25 | 8 | 7.1298 | -9.3817 | -24.2026 | 8.7446 | 2.9888 | 8.8297 | 21.1541 | -27.8354 | -57.8058 | 27.1926 | 8.8676 | 24.9833 | 37.2015 | -46.9066 | -83.6253 | 45.2781 | 14.9432 | 39.8008 | -5.8914 | -3.4437 | 6.6918
11 | 25 | 9 | 6.858 | -8.9529 | -23.9645 | 8.5916 | 2.8307 | 8.6769 | 20.3477 | -26.5631 | -57.2373 | 26.7169 | 8.3985 | 24.5509 | 35.7834 | -44.7626 | -82.8028 | 44.4861 | 14.1527 | 39.1121 | -5.9602 | -3.7863 | 5.9688
11 | 25 | 10 | 6.6318 | -8.5324 | -23.7178 | 8.4976 | 2.6905 | 8.5762 | 19.6763 | -25.3155 | -56.6479 | 26.4246 | 7.9827 | 24.2662 | 34.6028 | -42.6603 | -81.9502 | 43.9994 | 13.452 | 38.6584 | -5.854 | -3.6136 | 6.102
11 | 25 | 11 | 8.1212 | -10.0435 | -24.9368 | 9.1408 | 3.2222 | 9.1942 | 24.0955 | -29.7988 | -59.5596 | 28.4246 | 9.5603 | 26.0147 | 42.3744 | -50.2152 | -86.1624 | 47.3294 | 16.1105 | 41.444 | -5.3019 | -1.2633 | 10.8807
11 | 25 | 12 | 9.6567 | -11.5952 | -26.1762 | 9.7497 | 3.7842 | 9.7834 | 28.6514 | -34.4027 | -62.5198 | 30.3181 | 11.2276 | 27.6818 | 50.3863 | -57.9735 | -90.4448 | 50.4824 | 18.92 | 44.0999 | -4.7974 | 0.95638 | 15.4703
11 | 25 | 13 | 11.2883 | -13.0953 | -27.3901 | 10.4455 | 4.3643 | 10.4505 | 33.4924 | -38.8536 | -65.4191 | 32.4819 | 12.9489 | 29.5693 | 58.8997 | -65.4739 | -94.6391 | 54.0852 | 21.8208 | 47.1068 | -3.9367 | 4.2198 | 21.7996
11 | 25 | 14 | 11.8887 | -13.6476 | -27.7812 | 10.6824 | 4.581 | 10.6892 | 35.2735 | -40.4922 | -66.3531 | 33.2186 | 13.5917 | 30.2447 | 62.0319 | -68.2351 | -95.9903 | 55.3119 | 22.9039 | 48.1828 | -3.5875 | 5.4832 | 24.2052
11 | 25 | 15 | 12.4689 | -14.2031 | -28.1603 | 10.893 | 4.7981 | 10.909 | 36.995 | -42.1405 | -67.2586 | 33.8734 | 14.236 | 30.8668 | 65.0593 | -71.0128 | -97.3002 | 56.4023 | 23.9896 | 49.1738 | -3.2944 | 6.572 | 26.312
11 | 25 | 16 | 13.1153 | -14.8017 | -28.592 | 11.1134 | 5.0289 | 11.1417 | 38.9128 | -43.9165 | -68.2896 | 34.5587 | 14.9207 | 31.5251 | 68.432 | -74.0055 | -98.7917 | 57.5433 | 25.1434 | 50.2226 | -2.9944 | 7.7112 | 28.5441
11 | 25 | 17 | 13.586 | -15.2149 | -28.9271 | 11.3364 | 5.199 | 11.3634 | 40.3094 | -45.1423 | -69.09 | 35.2523 | 15.4255 | 32.1524 | 70.888 | -76.0712 | -99.9497 | 58.6983 | 25.9942 | 51.222 | -2.6571 | 8.9072 | 30.7815
11 | 25 | 18 | 14.0972 | -15.6872 | -29.3302 | 11.5158 | 5.3771 | 11.5545 | 41.8262 | -46.5436 | -70.0528 | 35.81 | 15.9537 | 32.6931 | 73.5554 | -78.4326 | -101.3425 | 59.6268 | 26.8842 | 52.0833 | -2.4728 | 9.6865 | 32.3747
11 | 25 | 19 | 14.57 | -16.1197 | -29.6775 | 11.7421 | 5.5565 | 11.7861 | 43.2291 | -47.827 | -70.8822 | 36.5139 | 16.486 | 33.3483 | 76.0227 | -80.5954 | -102.5423 | 60.7988 | 27.7813 | 53.1271 | -2.1425 | 10.8681 | 34.5922
11 | 25 | 20 | 15.0166 | -16.557 | -30.0821 | 11.9178 | 5.7094 | 11.9516 | 44.5541 | -49.1246 | -71.8487 | 37.0601 | 16.9397 | 33.8167 | 78.3527 | -82.7818 | -103.9405 | 61.7084 | 28.5458 | 53.8734 | -2.0438 | 11.3974 | 35.7579
11 | 25 | 21 | 15.5464 | -17.001 | -30.4795 | 12.1635 | 5.8952 | 12.1834 | 46.1259 | -50.4418 | -72.7978 | 37.8241 | 17.4911 | 34.4726 | 81.1169 | -85.0016 | -105.3136 | 62.9806 | 29.475 | 54.9183 | -1.692 | 12.6741 | 38.1756
11 | 25 | 22 | 16.0365 | -17.4568 | -30.8942 | 12.3708 | 6.0842 | 12.3839 | 47.58 | -51.7943 | -73.7882 | 38.4689 | 18.0517 | 35.0398 | 83.6741 | -87.2807 | -106.7463 | 64.0541 | 30.4197 | 55.8218 | -1.4757 | 13.5579 | 39.9428
11 | 25 | 23 | 16.5052 | -17.8334 | -31.2575 | 12.6142 | 6.2427 | 12.6102 | 48.9707 | -52.9116 | -74.656 | 39.2256 | 18.5219 | 35.6803 | 86.1197 | -89.1636 | -108.0018 | 65.3142 | 31.2121 | 56.8422 | -1.1187 | 14.8308 | 42.3228
11 | 26 | 0 | 16.889 | -18.1718 | -31.6053 | 12.8142 | 6.4005 | 12.8005 | 50.1096 | -53.9154 | -75.4867 | 39.8477 | 18.9902 | 36.2186 | 88.1226 | -90.8551 | -109.2036 | 66.35 | 32.0011 | 57.6998 | -0.87284 | 15.7639 | 44.1149
11 | 26 | 1 | 17.2938 | -18.5579 | -31.9788 | 12.9915 | 6.5485 | 12.9702 | 51.3104 | -55.061 | -76.3787 | 40.399 | 19.4293 | 36.6987 | 90.2344 | -92.7856 | -110.4939 | 67.268 | 32.7411 | 58.4647 | -0.7327 | 16.3977 | 45.4287
11 | 26 | 2 | 17.283 | -18.7363 | -32.022 | 13.0196 | 6.6184 | 13.0116 | 51.2785 | -55.5904 | -76.4819 | 40.4864 | 19.6368 | 36.816 | 90.1783 | -93.6777 | -110.6431 | 67.4135 | 33.0907 | 58.6515 | -0.82559 | 16.1454 | 45.0132
11 | 26 | 3 | 17.4003 | -18.9709 | -32.1207 | 13.0906 | 6.7379 | 13.0926 | 51.6264 | -56.2865 | -76.7177 | 40.7072 | 19.9912 | 37.0449 | 90.7901 | -94.8507 | -110.9844 | 67.7812 | 33.688 | 59.0162 | -0.77032 | 16.3655 | 45.4404
11 | 26 | 4 | 17.4353 | -19.1836 | -32.2132 | 13.1265 | 6.8306 | 13.1406 | 51.7302 | -56.9175 | -76.9385 | 40.8187 | 20.2662 | 37.181 | 90.9727 | -95.914 | -111.3038 | 67.9667 | 34.1514 | 59.233 | -0.86383 | 16.1401 | 45.106
11 | 26 | 5 | 15.1649 | -17.0456 | -30.6701 | 12.1975 | 5.9146 | 12.211 | 44.9941 | -50.5741 | -73.253 | 37.9298 | 17.5486 | 34.5507 | 79.1266 | -85.2246 | -105.9721 | 63.1566 | 29.5718 | 55.0427 | -2.2277 | 11.1961 | 35.7011
11 | 26 | 6 | 12.9731 | -14.9143 | -29.1484 | 11.2823 | 5.0328 | 11.2974 | 38.4912 | -44.2505 | -69.6185 | 35.084 | 14.9322 | 31.9655 | 67.6905 | -74.5684 | -100.7142 | 58.4181 | 25.1628 | 50.9242 | -3.4771 | 6.6039 | 26.913
11 | 26 | 7 | 10.8751 | -12.7391 | -27.5636 | 10.4116 | 4.2032 | 10.4362 | 32.2664 | -37.7968 | -65.8333 | 32.3764 | 12.4707 | 29.5288 | 56.7436 | -63.693 | -95.2383 | 53.9096 | 21.0149 | 47.0424 | -4.3766 | 3.0122 | 19.7791
11 | 26 | 8 | 10.028 | -11.8479 | -26.8737 | 10.0431 | 3.8652 | 10.069 | 29.7531 | -35.1524 | -64.1856 | 31.2304 | 11.4679 | 28.4899 | 52.3237 | -59.2368 | -92.8546 | 52.0015 | 19.3251 | 45.3873 | -4.7162 | 1.6033 | 16.9461
11 | 26 | 9 | 9.1744 | -10.9963 | -26.1854 | 9.6696 | 3.5411 | 9.6946 | 27.2203 | -32.626 | -62.5417 | 30.0691 | 10.5063 | 27.4306 | 47.8697 | -54.9794 | -90.4765 | 50.0678 | 17.7046 | 43.6996 | -5.102 | 0.058625 | 13.8857
11 | 26 | 10 | 8.3638 | -10.0813 | -25.4855 | 9.361 | 3.2256 | 9.3783 | 24.8152 | -29.9111 | -60.8701 | 29.1093 | 9.5703 | 26.5355 | 43.64 | -50.4044 | -88.0582 | 48.4695 | 16.1273 | 42.2737 | -5.2382 | -0.75083 | 12.048
11 | 26 | 11 | 10.0362 | -11.885 | -26.8585 | 10.0551 | 3.8775 | 10.0861 | 29.7773 | -35.2627 | -64.1492 | 31.2679 | 11.5045 | 28.5382 | 52.3662 | -59.4227 | -92.802 | 52.0639 | 19.3867 | 45.4642 | -4.6886 | 1.6759 | 17.0563
11 | 26 | 12 | 11.8158 | -13.7125 | -28.2351 | 10.8321 | 4.5905 | 10.8669 | 35.0575 | -40.6848 | -67.4373 | 33.6839 | 13.6201 | 30.7474 | 61.652 | -68.5597 | -97.5587 | 56.0867 | 22.9517 | 48.9836 | -3.8423 | 4.9867 | 23.5557
11 | 26 | 13 | 13.6833 | -15.5413 | -29.6206 | 11.6362 | 5.3279 | 11.672 | 40.5983 | -46.1109 | -70.7463 | 36.1843 | 15.8079 | 33.0256 | 71.3961 | -77.7035 | -102.3458 | 60.2501 | 26.6385 | 52.6131 | -2.8425 | 8.7588 | 30.8485
11 | 26 | 14 | 13.907 | -15.872 | -29.8273 | 11.7339 | 5.4484 | 11.764 | 41.2618 | -47.0919 | -71.2401 | 36.4883 | 16.1652 | 33.2857 | 72.5629 | -79.3565 | -103.0602 | 60.7562 | 27.2407 | 53.0275 | -2.8461 | 8.869 | 31.1706
11 | 26 | 15 | 14.1461 | -16.1956 | -30.043 | 11.8202 | 5.5722 | 11.8498 | 41.9713 | -48.052 | -71.7553 | 36.7566 | 16.5326 | 33.5287 | 73.8108 | -80.9745 | -103.8055 | 61.2031 | 27.8597 | 53.4145 | -2.8503 | 8.9818 | 31.5081
11 | 26 | 16 | 14.4724 | -16.53 | -30.253 | 11.998 | 5.7272 | 12.0148 | 42.9393 | -49.0442 | -72.2567 | 37.3097 | 16.9924 | 33.9954 | 75.513 | -82.6464 | -104.5308 | 62.124 | 28.6346 | 54.1581 | -2.5706 | 9.9359 | 33.2524
11 | 26 | 17 | 14.3462 | -16.2409 | -30.1547 | 11.9288 | 5.6131 | 11.9392 | 42.5649 | -48.1864 | -72.0221 | 37.0942 | 16.6541 | 33.7814 | 74.8545 | -81.201 | -104.1914 | 61.7652 | 28.0645 | 53.8171 | -2.5684 | 9.886 | 33.1089
11 | 26 | 18 | 14.2148 | -15.9388 | -30.0439 | 11.8722 | 5.484 | 11.8624 | 42.1751 | -47.2901 | -71.7574 | 36.9183 | 16.2708 | 33.5641 | 74.1691 | -79.6906 | -103.8084 | 61.4724 | 27.4186 | 53.471 | -2.5494 | 9.8809 | 33.032
11 | 26 | 19 | 14.101 | -15.6762 | -29.9851 | 11.8146 | 5.3686 | 11.7924 | 41.8376 | -46.511 | -71.617 | 36.7394 | 15.9286 | 33.3662 | 73.5756 | -78.3777 | -103.6054 | 61.1743 | 26.8419 | 53.1557 | -2.5846 | 9.7438 | 32.7645
11 | 26 | 20 | 14.0947 | -15.5892 | -30.0247 | 11.8102 | 5.3404 | 11.7911 | 41.8189 | -46.2529 | -71.7115 | 36.7255 | 15.845 | 33.3625 | 73.5426 | -77.9428 | -103.742 | 61.1512 | 26.7011 | 53.1498 | -2.5774 | 9.7875 | 32.8599
11 | 26 | 21 | 14.1575 | -15.5204 | -30.1021 | 11.8866 | 5.3268 | 11.8506 | 42.005 | -46.0489 | -71.8963 | 36.9631 | 15.8044 | 33.531 | 73.87 | -77.5989 | -104.0094 | 61.5469 | 26.6327 | 53.4181 | -2.401 | 10.3583 | 33.8594
11 | 26 | 22 | 14.1365 | -15.4486 | -30.1749 | 11.8753 | 5.2849 | 11.8392 | 41.9429 | -45.8357 | -72.0702 | 36.928 | 15.6803 | 33.4987 | 73.7608 | -77.2397 | -104.2609 | 61.4884 | 26.4235 | 53.3667 | -2.4874 | 10.144 | 33.5388
11 | 26 | 23 | 13.8777 | -15.2603 | -29.9329 | 11.7893 | 5.2303 | 11.7582 | 41.1749 | -45.2771 | -71.4923 | 36.6605 | 15.5184 | 33.2695 | 72.41 | -76.2983 | -103.425 | 61.0431 | 26.1507 | 53.0017 | -2.5377 | 9.8539 | 32.8822
11 | 27 | 0 | 13.4388 | -15.0143 | -29.6415 | 11.5747 | 5.1096 | 11.5534 | 39.8726 | -44.5471 | -70.7962 | 35.9931 | 15.1603 | 32.6899 | 70.1199 | -75.0682 | -102.4179 | 59.9317 | 25.5472 | 52.0783 | -2.9793 | 8.3726 | 30.191
11 | 27 | 1 | 13.1617 | -14.8336 | -29.399 | 11.4719 | 5.0433 | 11.4561 | 39.0505 | -44.0112 | -70.2171 | 35.6736 | 14.9635 | 32.4146 | 68.6742 | -74.1652 | -101.5802 | 59.3997 | 25.2157 | 51.6396 | -3.0997 | 7.8738 | 29.1838
11 | 27 | 2 | 12.38 | -14.1438 | -28.8163 | 11.1359 | 4.7568 | 11.1236 | 36.7313 | -41.9644 | -68.8254 | 34.6288 | 14.1135 | 31.474 | 64.5956 | -70.716 | -99.5668 | 57.6601 | 23.7832 | 50.1412 | -3.5637 | 6.1577 | 25.8972
11 | 27 | 3 | 11.5756 | -13.404 | -28.189 | 10.7857 | 4.465 | 10.787 | 34.3446 | -39.7694 | -67.3272 | 33.5398 | 13.2476 | 30.5216 | 60.3983 | -67.0171 | -97.3994 | 55.8468 | 22.324 | 48.6239 | -3.9797 | 4.557 | 22.7765
11 | 27 | 4 | 10.7843 | -12.677 | -27.5683 | 10.427 | 4.1859 | 10.4362 | 31.9968 | -37.6125 | -65.8446 | 32.4243 | 12.4194 | 29.5288 | 56.2695 | -63.3824 | -95.2547 | 53.9893 | 20.9285 | 47.0423 | -4.412 | 2.9122 | 19.5925
11 | 27 | 5 | 9.7029 | -11.5829 | -26.7725 | 9.9997 | 3.7669 | 9.9983 | 28.7883 | -34.3665 | -63.9439 | 31.0954 | 11.1763 | 28.2898 | 50.627 | -57.9124 | -92.505 | 51.7766 | 18.8336 | 45.0685 | -4.8878 | 1.0394 | 15.8883
11 | 27 | 6 | 8.5727 | -10.4172 | -25.9203 | 9.536 | 3.3386 | 9.53 | 25.4351 | -30.9077 | -61.9085 | 29.6535 | 9.9056 | 26.9648 | 44.7301 | -52.0839 | -89.5604 | 49.3757 | 16.6924 | 42.9576 | -5.3602 | -0.85723 | 12.1114
11 | 27 | 7 | 7.5112 | -9.2763 | -25.0781 | 9.1062 | 2.9401 | 9.1038 | 22.2858 | -27.5225 | -59.8969 | 28.3172 | 8.7231 | 25.7588 | 39.1917 | -46.3794 | -86.6504 | 47.1506 | 14.6997 | 41.0363 | -5.693 | -2.3346 | 9.0485
11 | 27 | 8 | 7.3356 | -9.0605 | -24.9736 | 9.0477 | 2.8664 | 9.0334 | 21.7646 | -26.8825 | -59.6475 | 28.1351 | 8.5047 | 25.5596 | 38.2752 | -45.3008 | -86.2896 | 46.8475 | 14.3316 | 40.719 | -5.7511 | -2.566 | 8.5829
11 | 27 | 9 | 7.1036 | -8.8228 | -24.8274 | 8.9562 | 2.7809 | 8.9294 | 21.0763 | -26.1771 | -59.2983 | 27.8506 | 8.2508 | 25.2656 | 37.0648 | -44.1121 | -85.7844 | 46.3738 | 13.9038 | 40.2505 | -5.8801 | -3.0321 | 7.6964
11 | 27 | 10 | 6.939 | -8.5972 | -24.6899 | 8.8914 | 2.7105 | 8.8603 | 20.5881 | -25.5079 | -58.9697 | 27.6492 | 8.0419 | 25.0698 | 36.2062 | -42.9845 | -85.309 | 46.0385 | 13.5518 | 39.9387 | -5.8859 | -3.1285 | 7.4416
11 | 27 | 11 | 7.3462 | -9.0414 | -25.0194 | 9.0301 | 2.8593 | 8.9915 | 21.796 | -26.8257 | -59.7568 | 28.0803 | 8.4834 | 25.4411 | 38.3304 | -45.2051 | -86.4477 | 46.7562 | 14.2957 | 40.5301 | -5.8338 | -2.7817 | 8.2597
11 | 27 | 12 | 7.7788 | -9.4505 | -25.3067 | 9.2141 | 3.014 | 9.1655 | 23.0796 | -28.0396 | -60.4431 | 28.6527 | 8.9426 | 25.9335 | 40.5877 | -47.2508 | -87.4405 | 47.7093 | 15.0696 | 41.3146 | -5.5848 | -1.8744 | 9.9898
11 | 27 | 13 | 8.204 | -9.8777 | -25.6338 | 9.3565 | 3.1607 | 9.3028 | 24.3411 | -29.307 | -61.2243 | 29.0953 | 9.3776 | 26.3218 | 42.8063 | -49.3865 | -88.5707 | 48.4463 | 15.8027 | 41.9333 | -5.4877 | -1.3954 | 11.0314
11 | 27 | 14 | 7.8832 | -9.5562 | -25.4004 | 9.2624 | 3.0535 | 9.2168 | 23.3895 | -28.3533 | -60.6669 | 28.8029 | 9.0598 | 26.0787 | 41.1327 | -47.7793 | -87.7643 | 47.9593 | 15.2671 | 41.546 | -5.5406 | -1.6892 | 10.3617
11 | 27 | 15 | 7.543 | -9.2168 | -25.139 | 9.1444 | 2.928 | 9.0979 | 22.38 | -27.3462 | -60.0425 | 28.4357 | 8.6874 | 25.7421 | 39.3575 | -46.0822 | -86.861 | 47.348 | 14.6395 | 41.0098 | -5.6426 | -2.1434 | 9.4116
11 | 27 | 16 | 7.2604 | -8.924 | -24.9073 | 8.9992 | 2.8183 | 8.967 | 21.5415 | -26.4773 | -59.4891 | 27.9843 | 8.3618 | 25.3718 | 37.8829 | -44.6181 | -86.0605 | 46.5964 | 14.0909 | 40.4197 | -5.7864 | -2.707 | 8.3114
11 | 27 | 17 | 7.0741 | -8.814 | -24.6663 | 8.8689 | 2.7718 | 8.8568 | 20.9887 | -26.151 | -58.9135 | 27.579 | 8.2239 | 25.0599 | 36.9107 | -44.0681 | -85.2278 | 45.9215 | 13.8585 | 39.923 | -5.9088 | -3.2129 | 7.3178
11 | 27 | 18 | 6.8701 | -8.6688 | -24.3729 | 8.7774 | 2.7243 | 8.7791 | 20.3835 | -25.7201 | -58.2127 | 27.2947 | 8.0829 | 24.8402 | 35.8463 | -43.3421 | -84.2139 | 45.4481 | 13.6208 | 39.5729 | -5.8908 | -3.3316 | 6.9321
11 | 27 | 19 | 6.7205 | -8.5869 | -24.1454 | 8.6643 | 2.6873 | 8.6851 | 19.9395 | -25.4772 | -57.6692 | 26.9429 | 7.9732 | 24.5742 | 35.0656 | -42.9327 | -83.4277 | 44.8623 | 13.4359 | 39.1491 | -5.9751 | -3.7166 | 6.1527
11 | 27 | 20 | 6.7873 | -8.7011 | -24.1918 | 8.6909 | 2.7257 | 8.7192 | 20.1379 | -25.816 | -57.7801 | 27.0255 | 8.0871 | 24.6706 | 35.4145 | -43.5037 | -83.5881 | 45 | 13.6279 | 39.3027 | -5.9698 | -3.675 | 6.2533
11 | 27 | 21 | 6.842 | -8.7967 | -24.2397 | 8.7188 | 2.7651 | 8.7599 | 20.3 | -26.0998 | -57.8946 | 27.1124 | 8.2039 | 24.7859 | 35.6996 | -43.9818 | -83.7538 | 45.1446 | 13.8247 | 39.4864 | -5.9507 | -3.5921 | 6.4198
11 | 27 | 22 | 6.8827 | -8.8872 | -24.2498 | 8.7292 | 2.7914 | 8.7744 | 20.421 | -26.3683 | -57.9186 | 27.1448 | 8.2819 | 24.8267 | 35.9123 | -44.4344 | -83.7885 | 45.1985 | 13.9562 | 39.5515 | -5.9594 | -3.6125 | 6.3956
11 | 27 | 23 | 7.028 | -9.094 | -24.4252 | 8.7908 | 2.861 | 8.8371 | 20.852 | -26.9819 | -58.3377 | 27.3364 | 8.4886 | 25.0042 | 36.6703 | -45.4683 | -84.3947 | 45.5176 | 14.3045 | 39.8342 | -6.0023 | -3.6382 | 6.4637
11 | 28 | 0 | 7.1826 | -9.2581 | -24.5605 | 8.9036 | 2.9249 | 8.9473 | 21.3108 | -27.4686 | -58.6608 | 27.6872 | 8.6782 | 25.3162 | 37.4772 | -46.2885 | -84.8622 | 46.1017 | 14.6241 | 40.3312 | -5.8601 | -3.137 | 7.3834
11 | 28 | 1 | 7.2969 | -9.4049 | -24.691 | 8.9516 | 2.9725 | 8.9967 | 21.6499 | -27.9044 | -58.9725 | 27.8363 | 8.8192 | 25.4557 | 38.0735 | -47.0228 | -85.313 | 46.35 | 14.8617 | 40.5535 | -5.8783 | -3.1156 | 7.5028
11 | 28 | 2 | 7.5704 | -9.7124 | -24.9668 | 9.0477 | 3.075 | 9.0988 | 22.4613 | -28.8165 | -59.6312 | 28.135 | 9.1234 | 25.7448 | 39.5005 | -48.5599 | -86.266 | 46.8473 | 15.3742 | 41.014 | -5.8873 | -2.9832 | 7.9101
11 | 28 | 3 | 7.8598 | -9.9898 | -25.2032 | 9.2105 | 3.1944 | 9.2589 | 23.32 | -29.6395 | -60.1958 | 28.6415 | 9.4778 | 26.1978 | 41.0105 | -49.9468 | -87.0828 | 47.6906 | 15.9714 | 41.7356 | -5.6693 | -2.1983 | 9.3785
11 | 28 | 4 | 8.1185 | -10.2659 | -25.4392 | 9.3014 | 3.2939 | 9.3555 | 24.0874 | -30.4587 | -60.7593 | 28.9241 | 9.7729 | 26.471 | 42.3601 | -51.3272 | -87.898 | 48.1612 | 16.4687 | 42.171 | -5.6358 | -1.9627 | 9.9356
11 | 28 | 5 | 5.8631 | -7.8395 | -23.4535 | 8.2952 | 2.4276 | 8.3635 | 17.3959 | -23.2598 | -56.0167 | 25.7952 | 7.2026 | 23.6642 | 30.5924 | -39.196 | -81.0371 | 42.9513 | 12.1373 | 37.6994 | -6.3436 | -5.2187 | 3.1473
11 | 28 | 6 | 3.8301 | -5.4562 | -21.5169 | 7.4061 | 1.6371 | 7.483 | 11.3638 | -16.1886 | -51.3913 | 23.0302 | 4.8574 | 21.1728 | 19.9844 | -27.2801 | -74.3457 | 38.3474 | 8.1853 | 33.7304 | -6.6169 | -7.1558 | -1.3784
11 | 28 | 7 | 2.1758 | -3.3788 | -19.5386 | 6.5192 | 0.98719 | 6.6089 | 6.4555 | -10.025 | -46.6664 | 20.2723 | 2.929 | 18.6997 | 11.3527 | -16.8935 | -67.5104 | 33.7553 | 4.9357 | 29.7904 | -6.6264 | -8.3349 | -4.5699
11 | 28 | 8 | 2.1181 | -3.271 | -19.4513 | 6.4794 | 0.95176 | 6.5635 | 6.2842 | -9.7051 | -46.4578 | 20.1485 | 2.8238 | 18.5713 | 11.0515 | -16.3545 | -67.2085 | 33.5491 | 4.7586 | 29.5859 | -6.6096 | -8.3349 | -4.6179
11 | 28 | 9 | 2.0688 | -3.1634 | -19.3262 | 6.4411 | 0.92197 | 6.5265 | 6.1382 | -9.3856 | -46.1591 | 20.0295 | 2.7355 | 18.4665 | 10.7946 | -15.8161 | -66.7765 | 33.3509 | 4.6097 | 29.419 | -6.5312 | -8.1751 | -4.4185
11 | 28 | 10 | 2.0357 | -3.0788 | -19.2091 | 6.3621 | 0.89715 | 6.4516 | 6.0399 | -9.1349 | -45.8793 | 19.7838 | 2.6618 | 18.2545 | 10.6218 | -15.3936 | -66.3717 | 32.9419 | 4.4856 | 29.0813 | -6.5414 | -8.274 | -4.6347
11 | 28 | 11 | 2.7838 | -4.0405 | -20.3958 | 6.8853 | 1.1927 | 6.955 | 8.2594 | -11.9882 | -48.7137 | 21.4108 | 3.5388 | 19.6788 | 14.5249 | -20.2018 | -70.4721 | 35.6509 | 5.9634 | 31.3504 | -6.6196 | -7.8141 | -3.1843
11 | 28 | 12 | 3.9637 | -5.4346 | -21.5578 | 7.4349 | 1.6376 | 7.4858 | 11.7601 | -16.1243 | -51.4889 | 23.12 | 4.8589 | 21.1807 | 20.6813 | -27.1717 | -74.4869 | 38.4969 | 8.1879 | 33.7429 | -6.4703 | -6.6936 | -0.54966
11 | 28 | 13 | 5.205 | -6.8745 | -22.7033 | 7.9371 | 2.1046 | 7.9731 | 15.4432 | -20.3965 | -54.225 | 24.6815 | 6.2442 | 22.5595 | 27.1583 | -34.371 | -78.4451 | 41.0969 | 10.5224 | 35.9395 | -6.3581 | -5.6932 | 1.901
11 | 28 | 14 | 6.1578 | -7.9075 | -23.5539 | 8.3817 | 2.4549 | 8.4136 | 18.2701 | -23.4615 | -56.2565 | 26.0641 | 7.2837 | 23.8059 | 32.1297 | -39.536 | -81.384 | 43.399 | 12.2742 | 37.9251 | -6.0534 | -4.2943 | 4.8081
11 | 28 | 15 | 7.1179 | -8.953 | -24.3967 | 8.7997 | 2.8149 | 8.8245 | 21.1187 | -26.5635 | -58.2694 | 27.3641 | 8.3518 | 24.9685 | 37.1393 | -44.7633 | -84.296 | 45.5637 | 14.074 | 39.7773 | -5.7927 | -3.0298 | 7.495
11 | 28 | 16 | 8.0939 | -9.9843 | -25.249 | 9.2096 | 3.177 | 9.238 | 24.0145 | -29.6232 | -60.3051 | 28.6386 | 9.4263 | 26.1385 | 42.232 | -49.9193 | -87.2409 | 47.6858 | 15.8846 | 41.6413 | -5.5147 | -1.7104 | 10.2835
11 | 28 | 17 | 8.6812 | -10.5066 | -25.7861 | 9.4918 | 3.3653 | 9.5017 | 25.757 | -31.173 | -61.5879 | 29.5161 | 9.9848 | 26.8848 | 45.2962 | -52.5309 | -89.0967 | 49.1469 | 16.8259 | 42.8302 | -5.2527 | -0.61816 | 12.4716
11 | 28 | 18 | 9.3298 | -11.0557 | -26.3626 | 9.7971 | 3.5798 | 9.7885 | 27.6813 | -32.8021 | -62.9649 | 30.4656 | 10.6213 | 27.6963 | 48.6804 | -55.2762 | -91.0887 | 50.728 | 17.8984 | 44.1229 | -4.9231 | 0.69748 | 15.0647
11 | 28 | 19 | 9.9818 | -11.6318 | -26.9527 | 10.1 | 3.7935 | 10.0754 | 29.6158 | -34.5115 | -64.3743 | 31.4074 | 11.2553 | 28.5079 | 52.0824 | -58.1568 | -93.1276 | 52.2962 | 18.9667 | 45.416 | -4.6339 | 1.9006 | 17.4767
11 | 28 | 20 | 10.2233 | -11.885 | -27.1846 | 10.2013 | 3.8872 | 10.1681 | 30.3325 | -35.2627 | -64.9283 | 31.7224 | 11.5333 | 28.7704 | 53.3427 | -59.4227 | -93.9291 | 52.8206 | 19.4352 | 45.8341 | -4.5897 | 2.1676 | 18.0808
11 | 28 | 21 | 10.5407 | -12.154 | -27.4481 | 10.3858 | 4.0042 | 10.3383 | 31.2742 | -36.0607 | -65.5574 | 32.296 | 11.8805 | 29.2518 | 54.9988 | -60.7674 | -94.8392 | 53.7758 | 20.0203 | 46.601 | -4.3331 | 3.0843 | 19.7892
11 | 28 | 22 | 10.7558 | -12.3826 | -27.6668 | 10.4805 | 4.0782 | 10.4234 | 31.9124 | -36.7391 | -66.0798 | 32.5906 | 12.1001 | 29.4926 | 56.1211 | -61.9106 | -95.5949 | 54.2662 | 20.3904 | 46.9847 | -4.3114 | 3.2768 | 20.2569
11 | 28 | 23 | 10.8929 | -12.5052 | -27.7755 | 10.5247 | 4.1245 | 10.4749 | 32.3191 | -37.1027 | -66.3395 | 32.7282 | 12.2373 | 29.6383 | 56.8363 | -62.5234 | -95.9706 | 54.4955 | 20.6215 | 47.2167 | -4.2637 | 3.4807 | 20.6761
11 | 29 | 0 | 11.0908 | -12.69 | -27.9288 | 10.6044 | 4.1887 | 10.5532 | 32.9064 | -37.651 | -66.7056 | 32.9759 | 12.4279 | 29.8599 | 57.8691 | -63.4473 | -96.5002 | 54.9078 | 20.9428 | 47.5698 | -4.1816 | 3.8136 | 21.3422
11 | 29 | 1 | 11.2278 | -12.8096 | -28.0293 | 10.6524 | 4.2378 | 10.6097 | 33.3128 | -38.0058 | -66.9456 | 33.1252 | 12.5736 | 30.0199 | 58.5839 | -64.0452 | -96.8475 | 55.1564 | 21.1882 | 47.8246 | -4.1111 | 4.08 | 21.8605
11 | 29 | 2 | 11.3589 | -12.9454 | -28.1408 | 10.7116 | 4.2831 | 10.6663 | 33.7018 | -38.4089 | -67.2119 | 33.3091 | 12.708 | 30.1801 | 59.268 | -64.7244 | -97.2327 | 55.4627 | 21.4147 | 48.0798 | -4.0662 | 4.2782 | 22.2681
11 | 29 | 3 | 11.5428 | -13.1279 | -28.2964 | 10.7819 | 4.3608 | 10.7419 | 34.2473 | -38.9502 | -67.5837 | 33.5278 | 12.9384 | 30.3938 | 60.2273 | -65.6366 | -97.7706 | 55.8268 | 21.8031 | 48.4204 | -3.9969 | 4.5735 | 22.8704
11 | 29 | 4 | 11.7225 | -13.2451 | -28.4016 | 10.8961 | 4.4219 | 10.8484 | 34.7805 | -39.2979 | -67.8348 | 33.8832 | 13.1196 | 30.6951 | 61.165 | -66.2226 | -98.1338 | 56.4185 | 22.1085 | 48.9004 | -3.7577 | 5.3458 | 24.236
11 | 29 | 5 | 11.2842 | -12.8426 | -28.0946 | 10.6841 | 4.255 | 10.6496 | 33.48 | -38.1039 | -67.1017 | 33.2239 | 12.6246 | 30.1328 | 58.8778 | -64.2105 | -97.0732 | 55.3208 | 21.2743 | 48.0045 | -4.0643 | 4.2557 | 22.1937
11 | 29 | 6 | 10.8896 | -12.4071 | -27.7829 | 10.5497 | 4.0999 | 10.5111 | 32.3093 | -36.8116 | -66.3571 | 32.806 | 12.1643 | 29.7408 | 56.8191 | -62.0328 | -95.9961 | 54.6249 | 20.4986 | 47.38 | -4.1396 | 3.8517 | 21.2938
11 | 29 | 7 | 10.3777 | -11.9571 | -27.4344 | 10.3065 | 3.9194 | 10.2702 | 30.7906 | -35.4765 | -65.5247 | 32.0495 | 11.6288 | 29.0592 | 54.1484 | -59.7829 | -94.7919 | 53.3653 | 19.5961 | 46.2942 | -4.5176 | 2.5269 | 18.8291
11 | 29 | 8 | 10.5545 | -12.1016 | -27.5292 | 10.3692 | 3.9756 | 10.3448 | 31.3152 | -35.9052 | -65.7513 | 32.2445 | 11.7956 | 29.2702 | 55.0709 | -60.5054 | -95.1197 | 53.69 | 19.8772 | 46.6303 | -4.3867 | 2.9689 | 19.6433
11 | 29 | 9 | 10.68 | -12.2414 | -27.6227 | 10.4085 | 4.0208 | 10.3844 | 31.6874 | -36.3201 | -65.9746 | 32.3667 | 11.9298 | 29.3823 | 55.7254 | -61.2045 | -95.4427 | 53.8935 | 20.1033 | 46.8089 | -4.3704 | 3.0715 | 19.8838
11 | 29 | 10 | 10.8546 | -12.368 | -27.7067 | 10.5144 | 4.084 | 10.4801 | 32.2055 | -36.6958 | -66.1753 | 32.6961 | 12.1173 | 29.653 | 56.6366 | -61.8376 | -95.733 | 54.442 | 20.4193 | 47.2401 | -4.1416 | 3.8009 | 21.1674
11 | 29 | 11 | 11.1437 | -12.7009 | -27.9501 | 10.6299 | 4.2065 | 10.5986 | 33.0631 | -37.6835 | -66.7564 | 33.0551 | 12.4808 | 29.9885 | 58.1448 | -63.502 | -96.5738 | 55.0397 | 21.0319 | 47.7746 | -4.0723 | 4.1476 | 21.9152
11 | 29 | 12 | 11.4378 | -13.0149 | -28.1883 | 10.7512 | 4.3191 | 10.7256 | 33.9358 | -38.6149 | -67.3255 | 33.4325 | 12.8147 | 30.3476 | 59.6794 | -65.0716 | -97.397 | 55.6682 | 21.5945 | 48.3467 | -3.9695 | 4.5902 | 22.8203
11 | 29 | 13 | 11.8633 | -13.4216 | -28.4828 | 10.9595 | 4.4842 | 10.9237 | 35.1982 | -39.8218 | -68.0287 | 34.0802 | 13.3046 | 30.9081 | 61.8996 | -67.1053 | -98.4144 | 56.7467 | 22.4201 | 49.2397 | -3.6737 | 5.6407 | 24.7864
11 | 29 | 14 | 11.9091 | -13.4655 | -28.5084 | 10.979 | 4.5121 | 10.9502 | 35.3343 | -39.9521 | -68.0899 | 34.1409 | 13.3872 | 30.9832 | 62.1388 | -67.3249 | -98.5029 | 56.8477 | 22.5593 | 49.3594 | -3.6235 | 5.8036 | 25.0773
11 | 29 | 15 | 11.9366 | -13.5293 | -28.5431 | 10.9979 | 4.5385 | 10.973 | 35.4156 | -40.1412 | -68.1728 | 34.1995 | 13.4656 | 31.0477 | 62.2819 | -67.6437 | -98.6228 | 56.9453 | 22.6914 | 49.4621 | -3.6265 | 5.8144 | 25.1142
11 | 29 | 16 | 11.9715 | -13.5784 | -28.5789 | 11.0087 | 4.5542 | 10.987 | 35.5192 | -40.287 | -68.2582 | 34.2331 | 13.5123 | 31.0872 | 62.4641 | -67.8893 | -98.7464 | 57.0011 | 22.7701 | 49.525 | -3.636 | 5.8066 | 25.1246
11 | 29 | 17 | 12.331 | -13.9361 | -28.8579 | 11.137 | 4.6774 | 11.1106 | 36.5859 | -41.3483 | -68.9247 | 34.6322 | 13.8776 | 31.4371 | 64.3399 | -69.6778 | -99.7105 | 57.6657 | 23.3858 | 50.0824 | -3.538 | 6.2599 | 26.0856
11 | 29 | 18 | 12.7174 | -14.2961 | -29.1656 | 11.2917 | 4.8258 | 11.2663 | 37.7324 | -42.4164 | -69.6597 | 35.1133 | 14.318 | 31.8775 | 66.3561 | -71.4777 | -100.7738 | 58.4668 | 24.1279 | 50.7841 | -3.3606 | 6.9651 | 27.4833
11 | 29 | 19 | 13.1667 | -14.6784 | -29.4815 | 11.5066 | 4.9877 | 11.4709 | 39.0653 | -43.5505 | -70.4141 | 35.7815 | 14.7983 | 32.4565 | 68.7002 | -73.3888 | -101.8651 | 59.5794 | 24.9372 | 51.7064 | -3.028 | 8.137 | 29.6693
11 | 29 | 20 | 13.274 | -14.778 | -29.5618 | 11.5421 | 5.021 | 11.5068 | 39.3838 | -43.8461 | -70.6059 | 35.892 | 14.8971 | 32.558 | 69.2604 | -73.8868 | -102.1427 | 59.7634 | 25.1038 | 51.8682 | -2.9959 | 8.279 | 29.9662
11 | 29 | 21 | 13.3454 | -14.8599 | -29.6027 | 11.5617 | 5.0541 | 11.5336 | 39.5957 | -44.089 | -70.7037 | 35.9529 | 14.9954 | 32.6339 | 69.633 | -74.2962 | -102.2841 | 59.8648 | 25.2694 | 51.9891 | -2.9677 | 8.3853 | 30.1759
11 | 29 | 22 | 13.4708 | -14.993 | -29.6893 | 11.6002 | 5.0992 | 11.5702 | 39.9678 | -44.4842 | -70.9104 | 36.0726 | 15.1293 | 32.7375 | 70.2873 | -74.9621 | -102.5831 | 60.0641 | 25.495 | 52.1541 | -2.9418 | 8.5127 | 30.4553
11 | 29 | 23 | 13.7483 | -15.2504 | -29.8526 | 11.6953 | 5.2112 | 11.6733 | 40.7909 | -45.2477 | -71.3006 | 36.3684 | 15.4615 | 33.0291 | 71.7349 | -76.2488 | -103.1476 | 60.5566 | 26.0548 | 52.6187 | -2.775 | 9.1016 | 31.5685
11 | 30 | 0 | 13.9297 | -15.4434 | -29.9657 | 11.7581 | 5.2823 | 11.7387 | 41.3293 | -45.8203 | -71.5706 | 36.5637 | 15.6725 | 33.2144 | 72.6817 | -77.2137 | -103.5382 | 60.8818 | 26.4105 | 52.9138 | -2.7001 | 9.3891 | 32.1359
11 | 30 | 1 | 14.1536 | -15.6824 | -30.1201 | 11.8387 | 5.3706 | 11.8229 | 41.9937 | -46.5294 | -71.9394 | 36.8143 | 15.9345 | 33.4526 | 73.8501 | -78.4087 | -104.0718 | 61.299 | 26.852 | 53.2932 | -2.6166 | 9.7262 | 32.8139
11 | 30 | 2 | 14.0968 | -15.6207 | -30.0666 | 11.8203 | 5.3504 | 11.8047 | 41.825 | -46.3463 | -71.8116 | 36.7569 | 15.8745 | 33.401 | 73.5533 | -78.1001 | -103.8869 | 61.2035 | 26.7507 | 53.2111 | -2.6151 | 9.6994 | 32.7317
11 | 30 | 3 | 14.0488 | -15.5784 | -30.0364 | 11.7909 | 5.3328 | 11.7747 | 41.6827 | -46.221 | -71.7395 | 36.6655 | 15.8223 | 33.3162 | 73.3031 | -77.8889 | -103.7826 | 61.0513 | 26.6629 | 53.076 | -2.6676 | 9.5262 | 32.4218
11 | 30 | 4 | 13.9754 | -15.5091 | -29.9824 | 11.7597 | 5.3014 | 11.7475 | 41.4648 | -46.0153 | -71.6104 | 36.5686 | 15.7293 | 33.2391 | 72.9199 | -77.5424 | -103.5958 | 60.8901 | 26.5061 | 52.9532 | -2.7074 | 9.3761 | 32.1311
11 | 30 | 5 | 12.8663 | -14.4203 | -29.2308 | 11.3137 | 4.8621 | 11.285 | 38.1743 | -42.7849 | -69.8153 | 35.1816 | 14.4257 | 31.9305 | 67.1333 | -72.0986 | -100.9989 | 58.5805 | 24.3093 | 50.8684 | -3.324 | 7.1118 | 27.7939
11 | 30 | 6 | 11.7708 | -13.3237 | -28.442 | 10.8707 | 4.4419 | 10.8376 | 34.9239 | -39.5313 | -67.9313 | 33.8039 | 13.1791 | 30.6645 | 61.4172 | -66.6158 | -98.2734 | 56.2866 | 22.2087 | 48.8517 | -3.8447 | 5.109 | 23.8749
11 | 30 | 7 | 10.7755 | -12.2495 | -27.694 | 10.5036 | 4.0493 | 10.4506 | 31.9708 | -36.3442 | -66.1448 | 32.6625 | 12.0143 | 29.5697 | 56.2238 | -61.2451 | -95.6889 | 54.3859 | 20.2459 | 47.1075 | -4.1644 | 3.7284 | 21.0291
11 | 30 | 8 | 10.5009 | -11.9411 | -27.4777 | 10.3299 | 3.9177 | 10.2868 | 31.156 | -35.4292 | -65.6283 | 32.1225 | 11.6237 | 29.1063 | 54.7909 | -59.7032 | -94.9417 | 53.4868 | 19.5876 | 46.3692 | -4.3835 | 2.951 | 19.5895
11 | 30 | 9 | 10.3084 | -11.6511 | -27.2635 | 10.2332 | 3.8166 | 10.1893 | 30.5848 | -34.5687 | -65.1167 | 31.8215 | 11.3237 | 28.8302 | 53.7864 | -58.2532 | -94.2017 | 52.9857 | 19.0821 | 45.9294 | -4.3673 | 2.8748 | 19.3287
11 | 30 | 10 | 10.1417 | -11.3834 | -27.0936 | 10.1464 | 3.7214 | 10.0969 | 30.0902 | -33.7744 | -64.7108 | 31.5518 | 11.0412 | 28.5687 | 52.9166 | -56.9146 | -93.6144 | 52.5366 | 18.606 | 45.5128 | -4.3707 | 2.7668 | 19.0429
11 | 30 | 11 | 12.0277 | -13.3068 | -28.4845 | 10.937 | 4.4497 | 10.8851 | 35.6861 | -39.4812 | -68.0329 | 34.0101 | 13.2022 | 30.7989 | 62.7576 | -66.5314 | -98.4204 | 56.6299 | 22.2476 | 49.0657 | -3.4919 | 6.1832 | 25.7489
11 | 30 | 12 | 13.9351 | -15.2375 | -29.8746 | 11.7115 | 5.1935 | 11.6509 | 41.3452 | -45.2095 | -71.353 | 36.4187 | 15.4089 | 32.9659 | 72.7096 | -76.1844 | -103.2235 | 60.6404 | 25.9662 | 52.5179 | -2.6211 | 9.5761 | 32.4262
11 | 30 | 13 | 15.9908 | -17.167 | -31.2619 | 12.5574 | 5.9919 | 12.4971 | 47.4445 | -50.9342 | -74.6664 | 39.049 | 17.7778 | 35.36 | 83.4358 | -85.8313 | -108.0168 | 65.02 | 29.9581 | 56.332 | -1.3917 | 14.0307 | 40.8979
11 | 30 | 14 | 17.1432 | -18.2256 | -32.0437 | 12.9982 | 6.4292 | 12.9511 | 50.8635 | -54.0752 | -76.5338 | 40.4197 | 19.0753 | 36.6448 | 89.4485 | -91.1243 | -110.7183 | 67.3025 | 32.1446 | 58.3788 | -0.7477 | 16.3944 | 45.4317
11 | 30 | 15 | 18.3863 | -19.2863 | -32.7999 | 13.5161 | 6.8969 | 13.4694 | 54.5518 | -57.2223 | -78.3398 | 42.0302 | 20.4629 | 38.1113 | 95.9348 | -96.4278 | -113.3309 | 69.9841 | 34.4829 | 60.715 | 0.18244 | 19.5941 | 51.3582
11 | 30 | 16 | 19.6017 | -20.3812 | -33.5992 | 14.0072 | 7.3708 | 13.9593 | 58.1581 | -60.4707 | -80.2488 | 43.5574 | 21.8691 | 39.4973 | 102.2767 | -101.9017 | -116.0927 | 72.5269 | 36.8525 | 62.9232 | 0.95869 | 22.3624 | 56.585
11 | 30 | 17 | 20.2373 | -20.9337 | -34.0286 | 14.336 | 7.6388 | 14.2609 | 60.0438 | -62.1101 | -81.2746 | 44.5799 | 22.6644 | 40.3508 | 105.5929 | -104.6644 | -117.5766 | 74.2295 | 38.1927 | 64.2829 | 1.5107 | 24.2542 | 60.0571
11 | 30 | 18 | 20.9624 | -21.5385 | -34.5015 | 14.6843 | 7.9303 | 14.5758 | 62.1953 | -63.9046 | -82.4041 | 45.6631 | 23.5291 | 41.2417 | 109.3765 | -107.6883 | -119.2106 | 76.0331 | 39.6499 | 65.7021 | 2.1128 | 26.3205 | 63.8627
11 | 30 | 19 | 21.5583 | -22.1437 | -34.9514 | 14.9468 | 8.1966 | 14.8289 | 63.9632 | -65.7 | -83.4787 | 46.4793 | 24.3193 | 41.958 | 112.4856 | -110.7139 | -120.7651 | 77.3922 | 40.9814 | 66.8432 | 2.4355 | 27.541 | 66.2234
11 | 30 | 20 | 21.9527 | -22.4139 | -35.1815 | 15.1532 | 8.3378 | 15.0013 | 65.1334 | -66.5018 | -84.0282 | 47.1211 | 24.7381 | 42.4456 | 114.5435 | -112.0649 | -121.5602 | 78.4609 | 41.6873 | 67.6201 | 2.8496 | 28.9083 | 68.6867
11 | 30 | 21 | 22.3631 | -22.7461 | -35.4657 | 15.3119 | 8.4852 | 15.1507 | 66.3511 | -67.4874 | -84.7068 | 47.6144 | 25.1754 | 42.8684 | 116.6849 | -113.7258 | -122.5418 | 79.2823 | 42.4241 | 68.2936 | 3.0991 | 29.8151 | 70.4173
11 | 30 | 22 | 22.7875 | -23.0122 | -35.7066 | 15.5383 | 8.6487 | 15.3367 | 67.6103 | -68.2769 | -85.2822 | 48.3188 | 25.6605 | 43.3947 | 118.8994 | -115.0563 | -123.3743 | 80.4551 | 43.2415 | 69.1321 | 3.5925 | 31.4251 | 73.2975
11 | 30 | 23 | 23.4305 | -23.4686 | -36.1334 | 15.8471 | 8.8752 | 15.5806 | 69.518 | -69.631 | -86.3016 | 49.2788 | 26.3325 | 44.0849 | 122.2542 | -117.3381 | -124.849 | 82.0537 | 44.3741 | 70.2316 | 4.1314 | 33.2816 | 76.7264
12 | 1 | 0 | 23.9981 | -23.9193 | -36.5619 | 16.0771 | 9.0795 | 15.7679 | 71.202 | -70.9682 | -87.3251 | 49.994 | 26.9387 | 44.6146 | 125.2158 | -119.5914 | -126.3297 | 83.2445 | 45.3955 | 71.0756 | 4.4413 | 34.456 | 79.0102
12 | 1 | 1 | 24.6742 | -24.3905 | -37.0264 | 16.4001 | 9.3157 | 15.9902 | 73.2079 | -72.3664 | -88.4345 | 50.9986 | 27.6397 | 45.2437 | 128.7434 | -121.9477 | -127.9345 | 84.9172 | 46.5768 | 72.0776 | 4.9633 | 36.289 | 82.4329
12 | 1 | 2 | 24.5066 | -24.3004 | -36.9357 | 16.3408 | 9.2691 | 15.9382 | 72.7107 | -72.099 | -88.2178 | 50.814 | 27.5014 | 45.0966 | 127.869 | -121.497 | -127.621 | 84.6098 | 46.3438 | 71.8433 | 4.8186 | 35.8059 | 81.5478
12 | 1 | 3 | 24.3845 | -24.2383 | -36.845 | 16.2962 | 9.2434 | 15.9069 | 72.3486 | -71.9148 | -88.0012 | 50.6755 | 27.425 | 45.0081 | 127.2322 | -121.1867 | -127.3077 | 84.3793 | 46.215 | 71.7024 | 4.7478 | 35.5412 | 81.0345
12 | 1 | 4 | 24.2816 | -24.1567 | -36.7528 | 16.2587 | 9.2245 | 15.884 | 72.0431 | -71.6726 | -87.7811 | 50.5587 | 27.3689 | 44.9434 | 126.6949 | -120.7785 | -126.9893 | 84.1848 | 46.1205 | 71.5992 | 4.7393 | 35.4604 | 80.8316
12 | 1 | 5 | 20.4989 | -21.0934 | -34.4133 | 14.6523 | 7.769 | 14.4529 | 60.82 | -62.584 | -82.1932 | 45.5635 | 23.0505 | 40.8939 | 106.958 | -105.4629 | -118.9056 | 75.8673 | 38.8434 | 65.1481 | 1.8664 | 25.5508 | 62.4484
12 | 1 | 6 | 16.8897 | -18.0248 | -32.0739 | 13.0226 | 6.3801 | 12.947 | 50.1115 | -53.4793 | -76.6059 | 40.4956 | 18.9298 | 36.633 | 88.1259 | -90.1201 | -110.8227 | 67.4289 | 31.8994 | 58.3599 | -0.85934 | 16.0846 | 44.8713
12 | 1 | 7 | 13.568 | -14.9639 | -29.742 | 11.6347 | 5.1058 | 11.5772 | 40.2561 | -44.3977 | -71.0363 | 36.1799 | 15.149 | 32.7572 | 70.7944 | -74.8165 | -102.7652 | 60.2427 | 25.5282 | 52.1855 | -2.8201 | 8.9082 | 31.169
12 | 1 | 8 | 13.0202 | -14.4249 | -29.344 | 11.3866 | 4.8887 | 11.3317 | 38.6307 | -42.7986 | -70.0858 | 35.4084 | 14.5048 | 32.0627 | 67.9359 | -72.1217 | -101.3902 | 58.9582 | 24.4427 | 51.0791 | -3.1417 | 7.7223 | 28.9039
12 | 1 | 9 | 12.5661 | -13.9361 | -28.987 | 11.2059 | 4.7021 | 11.1425 | 37.2835 | -41.3482 | -69.233 | 34.8465 | 13.9509 | 31.5274 | 65.5666 | -69.6775 | -100.1565 | 58.0226 | 23.5093 | 50.2263 | -3.3064 | 7.0271 | 27.4907
12 | 1 | 10 | 12.0753 | -13.4279 | -28.6368 | 10.9749 | 4.4956 | 10.9153 | 35.8274 | -39.8403 | -68.3966 | 34.128 | 13.3384 | 30.8845 | 63.006 | -67.1365 | -98.9466 | 56.8262 | 22.4771 | 49.2021 | -3.6035 | 5.9414 | 25.4283
12 | 1 | 11 | 14.6674 | -15.7476 | -30.4165 | 12.0512 | 5.4342 | 11.9843 | 43.5179 | -46.7229 | -72.6472 | 37.4749 | 16.1232 | 33.9092 | 76.5306 | -78.7348 | -105.0957 | 62.399 | 27.1698 | 54.0207 | -2.027 | 11.655 | 36.2896
12 | 1 | 12 | 17.2705 | -18.0122 | -32.146 | 13.0878 | 6.3874 | 13.0242 | 51.2414 | -53.4418 | -76.7782 | 40.6983 | 18.9514 | 36.8514 | 90.1131 | -90.0571 | -111.0718 | 67.7663 | 31.9358 | 58.7079 | -0.38833 | 17.5225 | 47.3943
12 | 1 | 13 | 20.0606 | -20.3178 | -33.9319 | 14.2364 | 7.393 | 14.1224 | 59.5197 | -60.2826 | -81.0436 | 44.2701 | 21.9348 | 39.9588 | 104.6712 | -101.5847 | -117.2425 | 73.7137 | 36.9633 | 63.6584 | 1.5627 | 24.3572 | 60.1793
12 | 1 | 14 | 20.875 | -21.1112 | -34.4461 | 14.5484 | 7.7236 | 14.4285 | 61.9358 | -62.6368 | -82.2717 | 45.2403 | 22.9157 | 40.825 | 108.9203 | -105.5518 | -119.019 | 75.3292 | 38.6162 | 65.0383 | 2.0181 | 26.0084 | 63.3331
12 | 1 | 15 | 21.7176 | -21.8944 | -34.9591 | 14.909 | 8.0773 | 14.7649 | 64.4359 | -64.9604 | -83.497 | 46.3616 | 23.9654 | 41.7767 | 113.317 | -109.4674 | -120.7917 | 77.1962 | 40.385 | 66.5545 | 2.6153 | 28.0822 | 67.1935
12 | 1 | 16 | 22.6812 | -22.6577 | -35.4664 | 15.3255 | 8.4523 | 15.1512 | 67.2949 | -67.2251 | -84.7086 | 47.657 | 25.078 | 42.8698 | 118.3448 | -113.2838 | -122.5444 | 79.3531 | 42.2599 | 68.2959 | 3.4862 | 30.9661 | 72.4255
12 | 1 | 17 | 23.5953 | -23.4199 | -36.0526 | 15.7582 | 8.8078 | 15.5159 | 70.007 | -69.4866 | -86.1087 | 49.0023 | 26.1327 | 43.9018 | 123.1142 | -117.0949 | -124.5699 | 81.5932 | 44.0373 | 69.9399 | 4.2047 | 33.4484 | 77.0198
12 | 1 | 18 | 24.4143 | -24.1927 | -36.6396 | 16.0829 | 9.1485 | 15.8053 | 72.4368 | -71.7793 | -87.5107 | 50.012 | 27.1436 | 44.7207 | 127.3873 | -120.9584 | -126.5981 | 83.2744 | 45.7409 | 71.2445 | 4.6188 | 35.0231 | 80.0906
12 | 1 | 19 | 25.3743 | -24.9115 | -37.1839 | 16.5013 | 9.5339 | 16.1705 | 75.2852 | -73.912 | -88.8107 | 51.3131 | 28.2869 | 45.7539 | 132.3965 | -124.5522 | -128.4788 | 85.4409 | 47.6675 | 72.8905 | 5.4846 | 37.9164 | 85.3643
12 | 1 | 20 | 25.6906 | -25.1425 | -37.3483 | 16.6961 | 9.6819 | 16.3098 | 76.2238 | -74.5974 | -89.2034 | 51.919 | 28.7261 | 46.1479 | 134.047 | -125.7073 | -129.0469 | 86.4498 | 48.4075 | 73.5182 | 5.8876 | 39.2159 | 87.6684
12 | 1 | 21 | 25.8665 | -25.3498 | -37.4984 | 16.7758 | 9.7715 | 16.3672 | 76.7457 | -75.2125 | -89.5619 | 52.1668 | 28.992 | 46.3103 | 134.9649 | -126.7438 | -129.5655 | 86.8624 | 48.8556 | 73.7769 | 5.9328 | 39.4404 | 88.1506
12 | 1 | 22 | 26.0769 | -25.591 | -37.6703 | 16.8787 | 9.8899 | 16.452 | 77.3698 | -75.9283 | -89.9724 | 52.4867 | 29.3433 | 46.5504 | 136.0624 | -127.9499 | -130.1594 | 87.395 | 49.4477 | 74.1594 | 6.0362 | 39.8495 | 88.9552
12 | 1 | 23 | 25.9263 | -25.5318 | -37.5423 | 16.8118 | 9.8631 | 16.4016 | 76.9229 | -75.7526 | -89.6666 | 52.2787 | 29.2637 | 46.4077 | 135.2765 | -127.6539 | -129.717 | 87.0487 | 49.3135 | 73.9321 | 5.9286 | 39.4538 | 88.1999
12 | 2 | 0 | 25.7958 | -25.496 | -37.4228 | 16.7516 | 9.8405 | 16.3623 | 76.5359 | -75.6464 | -89.3812 | 52.0915 | 29.1967 | 46.2966 | 134.5959 | -127.475 | -129.3041 | 86.7371 | 49.2005 | 73.7551 | 5.8315 | 39.0931 | 87.5096
12 | 2 | 1 | 25.5196 | -25.4669 | -37.3024 | 16.5804 | 9.7782 | 16.2389 | 75.7163 | -75.56 | -89.0938 | 51.559 | 29.0118 | 45.9475 | 133.1546 | -127.3294 | -128.8884 | 85.8504 | 48.889 | 73.1989 | 5.3477 | 37.5808 | 84.8752
12 | 2 | 2 | 25.1447 | -25.1208 | -37.0021 | 16.4429 | 9.6402 | 16.1319 | 74.6039 | -74.5331 | -88.3766 | 51.1316 | 28.6024 | 45.6448 | 131.1984 | -125.5989 | -127.8507 | 85.1387 | 48.1992 | 72.7166 | 5.2368 | 37.073 | 83.8032
12 | 2 | 3 | 24.5999 | -24.7988 | -36.6893 | 16.1617 | 9.4634 | 15.9102 | 72.9877 | -73.5778 | -87.6294 | 50.2571 | 28.0779 | 45.0174 | 128.356 | -123.989 | -126.7698 | 83.6826 | 47.3153 | 71.7172 | 4.6472 | 35.133 | 80.3123
12 | 2 | 4 | 24.2306 | -24.4868 | -36.3953 | 16.0158 | 9.3319 | 15.7865 | 71.8919 | -72.6519 | -86.9272 | 49.8035 | 27.6875 | 44.6673 | 126.4291 | -122.4288 | -125.754 | 82.9273 | 46.6574 | 71.1595 | 4.4827 | 34.4712 | 78.9904
12 | 2 | 5 | 20.7224 | -21.5989 | -34.3191 | 14.5088 | 7.9371 | 14.3974 | 61.4831 | -64.0837 | -81.9683 | 45.1173 | 23.5492 | 40.7368 | 108.1242 | -107.9901 | -118.5802 | 75.1243 | 39.6838 | 64.8978 | 1.6477 | 24.8345 | 61.2598
12 | 2 | 6 | 17.5302 | -18.7119 | -32.2481 | 13.2059 | 6.6753 | 13.1486 | 52.0118 | -55.518 | -77.0219 | 41.0657 | 19.8054 | 37.2034 | 91.4679 | -93.5558 | -111.4245 | 68.378 | 33.3749 | 59.2688 | -0.40012 | 17.5463 | 47.5093
12 | 2 | 7 | 14.4552 | -15.8556 | -30.22 | 11.9494 | 5.467 | 11.8978 | 42.8884 | -47.0435 | -72.1779 | 37.1585 | 16.2205 | 33.6645 | 75.4234 | -79.2749 | -104.4168 | 61.8723 | 27.3339 | 53.6309 | -2.3061 | 10.7105 | 34.5688
12 | 2 | 8 | 13.6359 | -15.0882 | -29.6602 | 11.5908 | 5.1462 | 11.5401 | 40.4577 | -44.7665 | -70.8409 | 36.0434 | 15.2688 | 32.6523 | 71.1488 | -75.4379 | -102.4827 | 60.0155 | 25.7301 | 52.0183 | -2.8353 | 8.8147 | 30.9922
12 | 2 | 9 | 12.9164 | -14.3365 | -29.1081 | 11.3264 | 4.8576 | 11.2583 | 38.3229 | -42.5361 | -69.5223 | 35.2212 | 14.4125 | 31.8549 | 67.3945 | -71.6794 | -100.5751 | 58.6464 | 24.287 | 50.748 | -3.0859 | 7.7529 | 28.8215
12 | 2 | 10 | 12.1791 | -13.5967 | -28.5853 | 11.0057 | 4.5676 | 10.9418 | 36.1351 | -40.3411 | -68.2737 | 34.224 | 13.552 | 30.9595 | 63.5472 | -67.9805 | -98.7687 | 56.986 | 22.8371 | 49.3216 | -3.4877 | 6.2559 | 25.9426
12 | 2 | 11 | 12.3304 | -13.7486 | -28.6038 | 11.0253 | 4.6239 | 10.9735 | 36.5843 | -40.7918 | -68.3179 | 34.2847 | 13.7191 | 31.0491 | 64.3371 | -68.74 | -98.8327 | 57.087 | 23.1186 | 49.4643 | -3.3993 | 6.5274 | 26.4344
12 | 2 | 12 | 12.4867 | -13.8956 | -28.625 | 11.0661 | 4.6802 | 11.0152 | 37.048 | -41.2281 | -68.3684 | 34.4116 | 13.886 | 31.1671 | 65.1526 | -69.4753 | -98.9057 | 57.2985 | 23.3999 | 49.6523 | -3.2724 | 6.9163 | 27.1223
12 | 2 | 13 | 12.6499 | -14.0396 | -28.6496 | 11.0954 | 4.7363 | 11.0552 | 37.5321 | -41.6554 | -68.4271 | 34.5027 | 14.0524 | 31.2803 | 66.0039 | -70.1953 | -98.9907 | 57.45 | 23.6804 | 49.8327 | -3.1525 | 7.285 | 27.7809
12 | 2 | 14 | 12.2994 | -13.8038 | -28.4139 | 10.9316 | 4.6365 | 10.9045 | 36.4921 | -40.9558 | -67.8643 | 33.9933 | 13.7565 | 30.8538 | 64.175 | -69.0163 | -98.1765 | 56.6019 | 23.1817 | 49.1531 | -3.4458 | 6.2757 | 25.919
12 | 2 | 15 | 12.048 | -13.6259 | -28.2305 | 10.8467 | 4.5686 | 10.8129 | 35.7462 | -40.4277 | -67.4263 | 33.7294 | 13.555 | 30.5947 | 62.8631 | -68.1265 | -97.5428 | 56.1624 | 22.8421 | 48.7404 | -3.5802 | 5.7713 | 24.9388
12 | 2 | 16 | 11.7311 | -13.4031 | -28.001 | 10.7214 | 4.4835 | 10.6849 | 34.8059 | -39.7668 | -66.878 | 33.3397 | 13.3023 | 30.2326 | 61.2096 | -67.0126 | -96.7496 | 55.5136 | 22.4163 | 48.1635 | -3.7832 | 5.0358 | 23.5407
12 | 2 | 17 | 10.7926 | -12.4484 | -27.3164 | 10.3297 | 4.1185 | 10.2951 | 32.0214 | -36.9341 | -65.2429 | 32.1218 | 12.2195 | 29.1295 | 56.3127 | -62.2392 | -94.3842 | 53.4858 | 20.5916 | 46.4062 | -4.2289 | 3.3152 | 20.1729
12 | 2 | 18 | 9.9918 | -11.5638 | -26.6815 | 10.0323 | 3.8122 | 9.9882 | 29.6456 | -34.3097 | -63.7267 | 31.1969 | 11.3108 | 28.2614 | 52.1348 | -57.8168 | -92.1907 | 51.9456 | 19.0602 | 45.0232 | -4.4208 | 2.3783 | 18.1563
12 | 2 | 19 | 9.2185 | -10.6601 | -25.9914 | 9.7148 | 3.4986 | 9.6717 | 27.3513 | -31.6283 | -62.0784 | 30.2097 | 10.3802 | 27.3656 | 48.0999 | -53.2982 | -89.8062 | 50.3018 | 17.492 | 43.5961 | -4.5479 | 1.6001 | 16.3855
12 | 2 | 20 | 8.3391 | -9.9216 | -25.3365 | 9.3493 | 3.2156 | 9.3212 | 24.7419 | -29.4371 | -60.5141 | 29.073 | 9.5406 | 26.3739 | 43.511 | -49.6058 | -87.5433 | 48.4091 | 16.0772 | 42.0163 | -5.033 | -0.22194 | 12.8645
12 | 2 | 21 | 7.4729 | -9.1447 | -24.6715 | 8.9806 | 2.9214 | 8.9615 | 22.1721 | -27.1321 | -58.9258 | 27.9266 | 8.6679 | 25.3561 | 38.9919 | -45.7215 | -85.2455 | 46.5003 | 14.6066 | 40.3948 | -5.4797 | -1.9351 | 9.5267
12 | 2 | 22 | 6.7714 | -8.4399 | -24.0579 | 8.662 | 2.6706 | 8.6575 | 20.0906 | -25.0411 | -57.4602 | 26.9358 | 7.9237 | 24.496 | 35.3313 | -42.1977 | -83.1253 | 44.8505 | 13.3526 | 39.0245 | -5.7363 | -3.0551 | 7.2359
12 | 2 | 23 | 6.4927 | -8.1837 | -23.936 | 8.5913 | 2.5725 | 8.5719 | 19.2639 | -24.281 | -57.1693 | 26.716 | 7.6326 | 24.2538 | 33.8774 | -40.9169 | -82.7044 | 44.4846 | 12.862 | 38.6387 | -5.8913 | -3.5839 | 6.2415
12 | 3 | 0 | 6.2296 | -7.9562 | -23.8166 | 8.5159 | 2.4893 | 8.4934 | 18.4832 | -23.6059 | -56.8841 | 26.4816 | 7.3857 | 24.0318 | 32.5046 | -39.7793 | -82.2919 | 44.0942 | 12.446 | 38.285 | -6.0446 | -4.1077 | 5.2586
12 | 3 | 1 | 5.9583 | -7.7182 | -23.6856 | 8.4358 | 2.4073 | 8.4074 | 17.6783 | -22.8998 | -56.571 | 26.2325 | 7.1424 | 23.7885 | 31.0891 | -38.5894 | -81.839 | 43.6794 | 12.036 | 37.8974 | -6.1949 | -4.6291 | 4.2735
12 | 3 | 2 | 5.7359 | -7.5324 | -23.4912 | 8.3429 | 2.3396 | 8.3166 | 17.0184 | -22.3485 | -56.1067 | 25.9436 | 6.9417 | 23.5314 | 29.9285 | -37.6603 | -81.1672 | 43.1984 | 11.6977 | 37.4879 | -6.2885 | -5.0201 | 3.485
12 | 3 | 3 | 5.5645 | -7.3774 | -23.3334 | 8.2642 | 2.2885 | 8.247 | 16.5097 | -21.8886 | -55.7299 | 25.6987 | 6.7901 | 23.3345 | 29.034 | -36.8854 | -80.6222 | 42.7906 | 11.4422 | 37.1742 | -6.3466 | -5.2856 | 2.9334
12 | 3 | 4 | 5.3328 | -7.1849 | -23.1397 | 8.1232 | 2.2154 | 8.1273 | 15.8222 | -21.3176 | -55.2673 | 25.2602 | 6.5731 | 22.9959 | 27.8249 | -35.9232 | -79.9529 | 42.0605 | 11.0767 | 36.6348 | -6.526 | -5.9334 | 1.7208
12 | 3 | 5 | 4.2369 | -5.7757 | -21.8837 | 7.545 | 1.7468 | 7.5391 | 12.5707 | -17.1365 | -52.2675 | 23.4624 | 5.1828 | 21.3317 | 22.1068 | -28.8774 | -75.6133 | 39.067 | 8.7338 | 33.9836 | -6.5916 | -6.8563 | -0.5995
12 | 3 | 6 | 3.1426 | -4.3347 | -20.5723 | 6.9347 | 1.2826 | 6.9329 | 9.324 | -12.8611 | -49.1353 | 21.5644 | 3.8054 | 19.6163 | 16.3971 | -21.6728 | -71.082 | 35.9066 | 6.4127 | 31.2507 | -6.6144 | -7.6864 | -2.7877
12 | 3 | 7 | 2.1859 | -2.9635 | -19.3099 | 6.3522 | 0.86209 | 6.352 | 6.4855 | -8.7927 | -46.1201 | 19.753 | 2.5578 | 17.9727 | 11.4054 | -14.817 | -66.72 | 32.8905 | 4.3103 | 28.6324 | -6.5213 | -8.1437 | -4.2984
12 | 3 | 8 | 1.7014 | -2.3285 | -18.7912 | 6.158 | 0.67089 | 6.1455 | 5.048 | -6.9086 | -44.8812 | 19.1493 | 1.9905 | 17.3885 | 8.8774 | -11.6419 | -64.9277 | 31.8853 | 3.3543 | 27.7016 | -6.4438 | -8.2134 | -4.751
12 | 3 | 9 | 1.1879 | -1.6527 | -18.2325 | 5.9088 | 0.47301 | 5.8934 | 3.5244 | -4.9036 | -43.5468 | 18.3742 | 1.4034 | 16.6753 | 6.198 | -8.2633 | -62.9973 | 30.5946 | 2.3649 | 26.5653 | -6.4221 | -8.4732 | -5.5377
12 | 3 | 10 | 0.8832 | -1.266 | -17.676 | 5.6699 | 0.36302 | 5.6555 | 2.6204 | -3.7562 | -42.2177 | 17.6312 | 1.0771 | 16.0019 | 4.6083 | -6.3298 | -61.0747 | 29.3576 | 1.815 | 25.4927 | -6.3705 | -8.6433 | -6.1309
12 | 3 | 11 | 2.3467 | -3.0747 | -19.4915 | 6.466 | 0.90514 | 6.4514 | 6.9625 | -9.1225 | -46.5538 | 20.107 | 2.6856 | 18.2539 | 12.2442 | -15.3727 | -67.3475 | 33.48 | 4.5255 | 29.0803 | -6.397 | -7.6674 | -3.3902
12 | 3 | 12 | 4.1784 | -5.1969 | -21.311 | 7.3448 | 1.5794 | 7.3258 | 12.3974 | -15.4192 | -50.8997 | 22.8398 | 4.6861 | 20.7281 | 21.802 | -25.9835 | -73.6344 | 38.0303 | 7.8968 | 33.0219 | -6.0795 | -5.6674 | 1.1331
12 | 3 | 13 | 6.1787 | -7.3644 | -23.1727 | 8.2418 | 2.3109 | 8.2262 | 18.3321 | -21.8501 | -55.346 | 25.6292 | 6.8565 | 23.2757 | 32.2389 | -36.8205 | -80.0668 | 42.6749 | 11.5543 | 37.0805 | -5.5794 | -3.1025 | 6.6613
12 | 3 | 14 | 6.2384 | -7.5748 | -23.3311 | 8.3098 | 2.3766 | 8.3027 | 18.5092 | -22.4744 | -55.7244 | 25.8404 | 7.0514 | 23.4922 | 32.5502 | -37.8726 | -80.6142 | 43.0266 | 11.8827 | 37.4254 | -5.6784 | -3.3055 | 6.3982
12 | 3 | 15 | 6.3481 | -7.8507 | -23.5282 | 8.3913 | 2.4625 | 8.389 | 18.8348 | -23.2929 | -56.1953 | 26.0938 | 7.3062 | 23.7365 | 33.1229 | -39.2518 | -81.2954 | 43.4486 | 12.3119 | 37.8146 | -5.788 | -3.5169 | 6.1507
12 | 3 | 16 | 6.485 | -8.1387 | -23.7324 | 8.4717 | 2.5488 | 8.4756 | 19.2408 | -24.1474 | -56.6829 | 26.3441 | 7.5623 | 23.9813 | 33.8368 | -40.6918 | -82.0008 | 43.8653 | 12.7435 | 38.2046 | -5.89 | -3.7018 | 5.9577
12 | 3 | 17 | 6.622 | -8.2588 | -23.925 | 8.5569 | 2.5882 | 8.5584 | 19.6475 | -24.5038 | -57.143 | 26.609 | 7.6791 | 24.2157 | 34.5521 | -41.2923 | -82.6664 | 44.3064 | 12.9404 | 38.5781 | -5.8583 | -3.4954 | 6.4182
12 | 3 | 18 | 6.7833 | -8.3855 | -24.1126 | 8.6314 | 2.6297 | 8.6306 | 20.126 | -24.8796 | -57.5911 | 26.8405 | 7.8022 | 24.4201 | 35.3936 | -41.9257 | -83.3146 | 44.6918 | 13.1479 | 38.9036 | -5.8232 | -3.2819 | 6.8965
12 | 3 | 19 | 6.9603 | -8.5543 | -24.3031 | 8.7156 | 2.6855 | 8.7095 | 20.6511 | -25.3806 | -58.0459 | 27.1023 | 7.9677 | 24.6432 | 36.3171 | -42.7699 | -83.9726 | 45.1278 | 13.4267 | 39.259 | -5.7866 | -3.0622 | 7.3881
12 | 3 | 20 | 7.0017 | -8.5805 | -24.2846 | 8.7331 | 2.6921 | 8.7399 | 20.7741 | -25.4583 | -58.0017 | 27.1568 | 7.9873 | 24.7292 | 36.5333 | -42.9008 | -83.9087 | 45.2185 | 13.4598 | 39.396 | -5.6983 | -2.8126 | 7.7982
12 | 3 | 21 | 7.0222 | -8.6069 | -24.289 | 8.7325 | 2.6954 | 8.7464 | 20.8348 | -25.5366 | -58.0122 | 27.1549 | 7.9974 | 24.7476 | 36.64 | -43.0327 | -83.9239 | 45.2153 | 13.4767 | 39.4254 | -5.6994 | -2.8142 | 7.8007
12 | 3 | 22 | 7.0716 | -8.6643 | -24.3048 | 8.7197 | 2.7161 | 8.7554 | 20.9814 | -25.7069 | -58.0499 | 27.1153 | 8.0586 | 24.7731 | 36.8979 | -43.3198 | -83.9784 | 45.1493 | 13.5799 | 39.4661 | -5.7062 | -2.8284 | 7.795
12 | 3 | 23 | 7.7727 | -9.4105 | -24.8915 | 9.0315 | 2.9805 | 9.0665 | 23.0614 | -27.9209 | -59.4512 | 28.0849 | 8.843 | 25.6533 | 40.5558 | -47.0508 | -86.0056 | 46.7638 | 14.9017 | 40.8683 | -5.4508 | -1.7295 | 10.0332
12 | 4 | 0 | 8.5051 | -10.1989 | -25.5167 | 9.3177 | 3.2573 | 9.3631 | 25.2346 | -30.26 | -60.9444 | 28.9746 | 9.6643 | 26.4925 | 44.3775 | -50.9924 | -88.1658 | 48.2454 | 16.2858 | 42.2052 | -5.2724 | -0.83833 | 11.9557
12 | 4 | 1 | 9.2852 | -10.9937 | -26.144 | 9.6699 | 3.5529 | 9.7158 | 27.549 | -32.6183 | -62.4429 | 30.07 | 10.5414 | 27.4906 | 48.4476 | -54.9665 | -90.3336 | 50.0692 | 17.7638 | 43.7953 | -4.914 | 0.58981 | 14.7759
12 | 4 | 2 | 10.4875 | -12.1541 | -27.1225 | 10.2247 | 3.9937 | 10.2518 | 31.1164 | -36.0612 | -64.7799 | 31.7953 | 11.8493 | 29.0071 | 54.7212 | -60.7682 | -93.7144 | 52.942 | 19.9678 | 46.2111 | -4.3189 | 2.927 | 19.3595
12 | 4 | 3 | 11.6829 | -13.3527 | -28.0989 | 10.72 | 4.448 | 10.7453 | 34.6631 | -39.6173 | -67.112 | 33.3355 | 13.1971 | 30.4034 | 60.9586 | -66.7608 | -97.0882 | 55.5067 | 22.239 | 48.4357 | -3.8554 | 4.8699 | 23.2909
12 | 4 | 4 | 12.894 | -14.5351 | -29.0725 | 11.2377 | 4.9021 | 11.2498 | 38.2565 | -43.1253 | -69.4374 | 34.9453 | 14.5445 | 31.8309 | 67.2778 | -72.6723 | -100.4522 | 58.187 | 24.5096 | 50.7098 | -3.3239 | 7.0145 | 27.5597
12 | 4 | 5 | 12.837 | -14.4746 | -29.0266 | 11.2118 | 4.8757 | 11.228 | 38.0871 | -42.9459 | -69.3276 | 34.8647 | 14.4663 | 31.7691 | 66.9799 | -72.3699 | -100.2934 | 58.0528 | 24.3777 | 50.6114 | -3.3487 | 6.9136 | 27.3584
12 | 4 | 6 | 12.8002 | -14.4421 | -28.9921 | 11.1828 | 4.8608 | 11.2057 | 37.9779 | -42.8495 | -69.2454 | 34.7745 | 14.4219 | 31.7061 | 66.7879 | -72.2076 | -100.1744 | 57.9027 | 24.303 | 50.511 | -3.3848 | 6.7856 | 27.1227
12 | 4 | 7 | 12.8304 | -14.4291 | -28.9917 | 11.1983 | 4.8622 | 11.2262 | 38.0676 | -42.8111 | -69.2444 | 34.8227 | 14.4261 | 31.7642 | 66.9456 | -72.1428 | -100.173 | 57.9828 | 24.31 | 50.6036 | -3.3038 | 7.0251 | 27.5263
12 | 4 | 8 | 13.2113 | -14.7589 | -29.2248 | 11.3757 | 4.9993 | 11.3922 | 39.1977 | -43.7893 | -69.801 | 35.3745 | 14.8328 | 32.2337 | 68.933 | -73.7912 | -100.9782 | 58.9017 | 24.9954 | 51.3515 | -3.0052 | 8.0483 | 29.4121
12 | 4 | 9 | 13.5457 | -15.0896 | -29.4664 | 11.487 | 5.1251 | 11.502 | 40.1899 | -44.7706 | -70.378 | 35.7207 | 15.2062 | 32.5445 | 70.6779 | -75.4449 | -101.813 | 59.4781 | 25.6247 | 51.8467 | -2.8961 | 8.5126 | 30.3694
12 | 4 | 10 | 13.9445 | -15.4393 | -29.7099 | 11.6289 | 5.2606 | 11.6525 | 41.3731 | -45.8081 | -70.9596 | 36.1617 | 15.6082 | 32.9704 | 72.7588 | -77.1932 | -102.6544 | 60.2124 | 26.3021 | 52.5251 | -2.6627 | 9.3456 | 31.9507
12 | 4 | 11 | 15.2219 | -16.631 | -30.6364 | 12.1392 | 5.7339 | 12.1539 | 45.1633 | -49.3441 | -73.1726 | 37.7485 | 17.0123 | 34.389 | 79.4241 | -83.1518 | -105.8557 | 62.8546 | 28.6681 | 54.7851 | -2.0186 | 11.7964 | 36.7244
12 | 4 | 12 | 16.5722 | -17.8232 | -31.5699 | 12.6811 | 6.2288 | 12.6924 | 49.1694 | -52.8813 | -75.402 | 39.4337 | 18.4809 | 35.9128 | 86.4693 | -89.1125 | -109.081 | 65.6606 | 31.1429 | 57.2127 | -1.2186 | 14.7135 | 42.292
12 | 4 | 13 | 18.0941 | -19.069 | -32.539 | 13.3337 | 6.8035 | 13.3294 | 53.685 | -56.5773 | -77.7167 | 41.4631 | 20.1859 | 37.715 | 94.4104 | -95.3409 | -112.4295 | 69.0397 | 34.0162 | 60.0838 | -0.047225 | 18.755 | 49.7797
12 | 4 | 14 | 19.0336 | -19.8279 | -33.1477 | 13.7362 | 7.1388 | 13.7116 | 56.4724 | -58.8291 | -79.1706 | 42.7148 | 21.1807 | 38.7966 | 99.3124 | -99.1354 | -114.5328 | 71.124 | 35.6926 | 61.8068 | 0.64463 | 21.1648 | 54.2674
12 | 4 | 15 | 19.9579 | -20.6217 | -33.77 | 14.1372 | 7.4884 | 14.0808 | 59.2148 | -61.1843 | -80.6568 | 43.9618 | 22.2181 | 39.8413 | 104.135 | -103.1043 | -116.6828 | 73.2003 | 37.4406 | 63.4711 | 1.2727 | 23.3948 | 58.4599
12 | 4 | 16 | 20.8228 | -21.3815 | -34.3725 | 14.4477 | 7.7985 | 14.3741 | 61.7809 | -63.4385 | -82.0959 | 44.9274 | 23.1381 | 40.671 | 108.6478 | -106.903 | -118.7648 | 74.8081 | 38.991 | 64.793 | 1.6892 | 24.9829 | 61.5721
12 | 4 | 17 | 21.5898 | -21.9945 | -34.8346 | 14.82 | 8.101 | 14.7252 | 64.0567 | -65.2573 | -83.1996 | 46.0851 | 24.0356 | 41.6645 | 112.65 | -109.9678 | -120.3615 | 76.7358 | 40.5034 | 66.3758 | 2.407 | 27.385 | 65.9357
12 | 4 | 18 | 22.2765 | -22.5567 | -35.2854 | 15.1634 | 8.3788 | 15.0373 | 66.0942 | -66.9255 | -84.2762 | 47.1528 | 24.8598 | 42.5475 | 116.2331 | -112.7791 | -121.9189 | 78.5136 | 41.8922 | 67.7823 | 3.0139 | 29.4524 | 69.7233
12 | 4 | 19 | 22.8865 | -23.0858 | -35.6954 | 15.4219 | 8.6155 | 15.2894 | 67.9041 | -68.4954 | -85.2554 | 47.9568 | 25.5621 | 43.2609 | 119.416 | -115.4244 | -123.3355 | 79.8523 | 43.0758 | 68.919 | 3.4322 | 30.9331 | 72.5031
12 | 4 | 20 | 23.5499 | -23.6324 | -36.107 | 15.7406 | 8.8994 | 15.5667 | 69.8721 | -70.1171 | -86.2387 | 48.9476 | 26.4045 | 44.0455 | 122.8771 | -118.1573 | -124.758 | 81.5021 | 44.4953 | 70.1689 | 4.0171 | 32.9139 | 76.1281
12 | 4 | 21 | 24.1711 | -24.1677 | -36.5099 | 15.9738 | 9.1373 | 15.778 | 71.7153 | -71.7052 | -87.2009 | 49.6729 | 27.1103 | 44.6434 | 126.1184 | -120.8334 | -126.15 | 82.7098 | 45.6848 | 71.1214 | 4.3827 | 34.2359 | 78.6511
12 | 4 | 22 | 24.8762 | -24.6936 | -36.9201 | 16.3094 | 9.4139 | 16.0595 | 73.8075 | -73.2655 | -88.1807 | 50.7166 | 27.9308 | 45.4399 | 129.7977 | -123.4628 | -127.5674 | 84.4476 | 47.0674 | 72.3903 | 5.0454 | 36.4485 | 82.6728
12 | 4 | 23 | 24.9995 | -24.8168 | -36.9837 | 16.3535 | 9.4759 | 16.1037 | 74.1731 | -73.6313 | -88.3326 | 50.8537 | 28.115 | 45.5649 | 130.4407 | -124.0791 | -127.7872 | 84.676 | 47.3777 | 72.5894 | 5.1321 | 36.7428 | 83.2175
12 | 5 | 0 | 25.0937 | -24.9558 | -37.0587 | 16.3929 | 9.5322 | 16.1388 | 74.4527 | -74.0436 | -88.5118 | 50.9761 | 28.2818 | 45.6643 | 130.9324 | -124.7739 | -128.0463 | 84.8798 | 47.6589 | 72.7478 | 5.1431 | 36.8197 | 83.3987
12 | 5 | 1 | 25.2599 | -25.1109 | -37.1689 | 16.4823 | 9.5979 | 16.2134 | 74.9458 | -74.5037 | -88.7749 | 51.2541 | 28.4769 | 45.8753 | 131.7997 | -125.5493 | -128.427 | 85.3427 | 47.9877 | 73.0839 | 5.2738 | 37.2736 | 84.2376
12 | 5 | 2 | 25.5097 | -25.2738 | -37.3168 | 16.6006 | 9.7089 | 16.3192 | 75.687 | -74.9872 | -89.1282 | 51.6221 | 28.8062 | 46.1747 | 133.103 | -126.364 | -128.9381 | 85.9554 | 48.5425 | 73.5609 | 5.5478 | 38.1745 | 85.8596
12 | 5 | 3 | 25.688 | -25.4339 | -37.4629 | 16.6708 | 9.7724 | 16.3758 | 76.2161 | -75.462 | -89.477 | 51.8403 | 28.9947 | 46.3348 | 134.0335 | -127.1642 | -129.4427 | 86.3187 | 48.8602 | 73.816 | 5.6103 | 38.4468 | 86.4214
12 | 5 | 4 | 26.0156 | -25.6114 | -37.611 | 16.8553 | 9.8886 | 16.5196 | 77.1881 | -75.9887 | -89.8307 | 52.4142 | 29.3394 | 46.7416 | 135.7429 | -128.0518 | -129.9544 | 87.2743 | 49.4411 | 74.464 | 6.0568 | 39.8638 | 88.9161
12 | 5 | 5 | 25.4939 | -25.2824 | -37.3415 | 16.6095 | 9.7084 | 16.3225 | 75.64 | -75.0124 | -89.1871 | 51.6495 | 28.8047 | 46.1839 | 133.0203 | -126.4066 | -129.0234 | 86.0011 | 48.5401 | 73.5755 | 5.5103 | 38.0786 | 85.7071
12 | 5 | 6 | 25.0921 | -24.9494 | -37.0711 | 16.4408 | 9.547 | 16.1808 | 74.448 | -74.0247 | -88.5412 | 51.1252 | 28.3258 | 45.783 | 130.9242 | -124.7421 | -128.0889 | 85.128 | 47.733 | 72.9369 | 5.2402 | 37.1161 | 83.8911
12 | 5 | 7 | 24.4818 | -24.5908 | -36.7579 | 16.1466 | 9.3376 | 15.9321 | 72.6371 | -72.9606 | -87.7932 | 50.2102 | 27.7046 | 45.0794 | 127.7396 | -122.9489 | -127.0068 | 83.6045 | 46.6862 | 71.8159 | 4.5495 | 34.8776 | 79.8906
12 | 5 | 8 | 24.0894 | -24.1274 | -36.4292 | 15.9685 | 9.1352 | 15.7752 | 71.4731 | -71.5856 | -87.0081 | 49.6564 | 27.1041 | 44.6353 | 125.6924 | -120.6319 | -125.8711 | 82.6823 | 45.6742 | 71.1085 | 4.4118 | 34.2751 | 78.6545
12 | 5 | 9 | 23.4213 | -23.6038 | -36.0465 | 15.6222 | 8.8503 | 15.4689 | 69.4907 | -70.0323 | -86.0941 | 48.5794 | 26.2589 | 43.7687 | 122.2062 | -118.0143 | -124.5488 | 80.8891 | 44.2499 | 69.7278 | 3.7123 | 31.9712 | 74.5099
12 | 5 | 10 | 23.0305 | -23.1478 | -35.7259 | 15.4482 | 8.6414 | 15.3063 | 68.3311 | -68.6792 | -85.3285 | 48.0385 | 25.6389 | 43.3086 | 120.167 | -115.7341 | -123.4412 | 79.9884 | 43.2051 | 68.9949 | 3.5526 | 31.3095 | 73.1801
12 | 5 | 11 | 23.8058 | -23.7926 | -36.1752 | 15.718 | 8.9433 | 15.5645 | 70.6316 | -70.5923 | -86.4016 | 48.8773 | 26.5345 | 44.0391 | 124.2126 | -118.9581 | -124.9936 | 81.385 | 44.7144 | 70.1587 | 4.0636 | 33.0885 | 76.519
12 | 5 | 12 | 24.6902 | -24.4531 | -36.6243 | 16.1119 | 9.2813 | 15.9142 | 73.2555 | -72.552 | -87.4741 | 50.1024 | 27.5374 | 45.0286 | 128.827 | -122.2605 | -126.5452 | 83.425 | 46.4044 | 71.7351 | 4.9202 | 35.8978 | 81.5858
12 | 5 | 13 | 25.4964 | -25.1152 | -37.0813 | 16.3922 | 9.5666 | 16.1691 | 75.6475 | -74.5166 | -88.5656 | 50.9739 | 28.3839 | 45.75 | 133.0337 | -125.571 | -128.1242 | 84.8761 | 47.8309 | 72.8843 | 5.4278 | 37.6731 | 84.9297
12 | 5 | 14 | 26.1748 | -25.652 | -37.4304 | 16.7244 | 9.8618 | 16.4547 | 77.6602 | -76.1092 | -89.3994 | 52.0069 | 29.2598 | 46.558 | 136.5732 | -128.2548 | -129.3304 | 86.5961 | 49.3069 | 74.1715 | 6.1333 | 39.9764 | 89.0626
12 | 5 | 15 | 26.6379 | -26.2054 | -37.7846 | 16.9079 | 10.0931 | 16.6101 | 79.0342 | -77.7512 | -90.2455 | 52.5775 | 29.9461 | 46.9976 | 138.9895 | -131.0219 | -130.5544 | 87.5462 | 50.4634 | 74.8718 | 6.2588 | 40.5586 | 90.2945
12 | 5 | 16 | 27.231 | -26.7446 | -38.1341 | 17.2119 | 10.3783 | 16.8585 | 80.7941 | -79.3509 | -91.0802 | 53.5231 | 30.7921 | 47.7006 | 142.0844 | -133.7175 | -131.762 | 89.1207 | 51.8891 | 75.9918 | 6.801 | 42.3788 | 93.6065
12 | 5 | 17 | 27.456 | -26.9144 | -38.2178 | 17.2883 | 10.4672 | 16.929 | 81.4617 | -79.8548 | -91.2801 | 53.7605 | 31.0561 | 47.9001 | 143.2585 | -134.5667 | -132.0512 | 89.516 | 52.334 | 76.3097 | 7.0083 | 43.0435 | 94.8002
12 | 5 | 18 | 27.6114 | -27.068 | -38.3024 | 17.346 | 10.5605 | 16.981 | 81.9227 | -80.3105 | -91.482 | 53.9398 | 31.333 | 48.0471 | 144.0691 | -135.3346 | -132.3433 | 89.8147 | 52.8006 | 76.5438 | 7.1285 | 43.4501 | 95.5503
12 | 5 | 19 | 27.79 | -27.2212 | -38.384 | 17.4 | 10.6355 | 17.0345 | 82.4525 | -80.7649 | -91.6771 | 54.108 | 31.5555 | 48.1984 | 145.0009 | -136.1004 | -132.6255 | 90.0946 | 53.1754 | 76.7848 | 7.2548 | 43.8723 | 96.3299
12 | 5 | 20 | 28.0103 | -27.4313 | -38.4448 | 17.4639 | 10.7606 | 17.0962 | 83.1063 | -81.3883 | -91.8223 | 54.3066 | 31.9265 | 48.3732 | 146.1506 | -137.1509 | -132.8356 | 90.4254 | 53.8008 | 77.0633 | 7.455 | 44.502 | 97.4537
12 | 5 | 21 | 28.1607 | -27.6589 | -38.54 | 17.5108 | 10.838 | 17.1252 | 83.5525 | -82.0636 | -92.0496 | 54.4523 | 32.1563 | 48.4552 | 146.9354 | -138.2889 | -133.1644 | 90.668 | 54.1879 | 77.194 | 7.4359 | 44.5032 | 97.5321
12 | 5 | 22 | 28.3143 | -27.8534 | -38.5942 | 17.5337 | 10.9469 | 17.1428 | 84.0081 | -82.6407 | -92.179 | 54.5236 | 32.4793 | 48.5049 | 147.7366 | -139.2613 | -133.3516 | 90.7866 | 54.7322 | 77.2731 | 7.4901 | 44.6962 | 97.9156
12 | 5 | 23 | 28.5122 | -27.9502 | -38.6393 | 17.6057 | 11.0021 | 17.2017 | 84.5953 | -82.9278 | -92.2869 | 54.7474 | 32.6432 | 48.6717 | 148.7693 | -139.7451 | -133.5076 | 91.1594 | 55.0084 | 77.5388 | 7.7322 | 45.443 | 99.2231
12 | 6 | 0 | 28.7617 | -28.0329 | -38.708 | 17.7485 | 11.0791 | 17.3011 | 85.3356 | -83.1732 | -92.4508 | 55.1917 | 32.8716 | 48.9527 | 150.0712 | -140.1586 | -133.7447 | 91.8991 | 55.3933 | 77.9866 | 8.1496 | 46.7277 | 101.4468
12 | 6 | 1 | 28.9133 | -28.1586 | -38.7903 | 17.7944 | 11.1277 | 17.3344 | 85.7855 | -83.5464 | -92.6475 | 55.3342 | 33.0158 | 49.047 | 150.8622 | -140.7875 | -134.0293 | 92.1365 | 55.6362 | 78.1367 | 8.2208 | 46.9887 | 101.9549
12 | 6 | 2 | 28.3497 | -27.8276 | -38.4911 | 17.5097 | 10.9202 | 17.1441 | 84.1131 | -82.5642 | -91.9327 | 54.4489 | 32.4 | 48.5086 | 147.9212 | -139.1324 | -132.9953 | 90.6623 | 54.5986 | 77.279 | 7.6049 | 44.9737 | 98.3334
12 | 6 | 3 | 27.8945 | -27.5335 | -38.2038 | 17.2823 | 10.7732 | 16.9858 | 82.7625 | -81.6915 | -91.2466 | 53.7418 | 31.964 | 48.0608 | 145.5461 | -137.6618 | -132.0027 | 89.4849 | 53.8639 | 76.5656 | 7.1985 | 43.591 | 95.7959
12 | 6 | 4 | 27.5251 | -27.2237 | -37.9239 | 17.139 | 10.6449 | 16.8772 | 81.6668 | -80.7725 | -90.5781 | 53.2963 | 31.5834 | 47.7535 | 143.6191 | -136.1131 | -131.0357 | 88.7431 | 53.2224 | 76.076 | 7.0386 | 42.9492 | 94.5118
12 | 6 | 5 | 24.543 | -24.831 | -36.2606 | 15.9186 | 9.4498 | 15.8467 | 72.8189 | -73.6731 | -86.6055 | 49.5014 | 28.0374 | 44.8378 | 128.0592 | -124.1497 | -125.2886 | 82.4242 | 47.247 | 71.4311 | 4.6666 | 34.9168 | 79.7231
12 | 6 | 6 | 21.6691 | -22.4831 | -34.6336 | 14.732 | 8.332 | 14.7456 | 64.2918 | -66.7071 | -82.7196 | 45.8112 | 24.7211 | 41.7223 | 113.0635 | -112.4109 | -119.667 | 76.2798 | 41.6585 | 66.4677 | 2.362 | 27.1197 | 65.3915
12 | 6 | 7 | 18.912 | -20.119 | -33.0122 | 13.6309 | 7.2416 | 13.6687 | 56.1117 | -59.6929 | -78.8469 | 42.3872 | 21.4857 | 38.675 | 98.678 | -100.591 | -114.0646 | 70.5785 | 36.2065 | 61.6132 | 0.32193 | 20.1198 | 52.4205
12 | 6 | 8 | 18.4922 | -19.6635 | -32.7077 | 13.484 | 7.0477 | 13.5185 | 54.8661 | -58.3414 | -78.1197 | 41.9305 | 20.9106 | 38.25 | 96.4874 | -98.3135 | -113.0125 | 69.818 | 35.2373 | 60.9361 | 0.17118 | 19.4961 | 51.1528
12 | 6 | 9 | 17.8992 | -19.1482 | -32.353 | 13.2132 | 6.8023 | 13.2478 | 53.1068 | -56.8124 | -77.2724 | 41.0884 | 20.1824 | 37.4842 | 93.3936 | -95.7369 | -111.7868 | 68.4159 | 34.0103 | 59.716 | -0.33853 | 17.7771 | 48.0122
12 | 6 | 10 | 17.4627 | -18.6767 | -32.0334 | 13.0468 | 6.6194 | 13.0764 | 51.8115 | -55.4134 | -76.5091 | 40.571 | 19.6398 | 36.9993 | 91.1156 | -93.3794 | -110.6825 | 67.5543 | 33.0959 | 58.9436 | -0.50467 | 17.0991 | 46.6474
12 | 6 | 11 | 18.5713 | -19.696 | -32.729 | 13.4858 | 7.0614 | 13.5161 | 55.1007 | -58.4379 | -78.1706 | 41.9361 | 20.951 | 38.2434 | 96.9 | -98.4762 | -113.0861 | 69.8273 | 35.3055 | 60.9255 | 0.2095 | 19.6227 | 51.396
12 | 6 | 12 | 19.7021 | -20.7227 | -33.4529 | 13.8957 | 7.5028 | 13.936 | 58.4559 | -61.4841 | -79.8996 | 43.2108 | 22.2607 | 39.4313 | 102.8005 | -103.6094 | -115.5875 | 71.9499 | 37.5125 | 62.818 | 0.86093 | 21.9751 | 55.884
12 | 6 | 13 | 20.85 | -21.7195 | -34.1302 | 14.3459 | 7.9529 | 14.3762 | 61.8617 | -64.4414 | -81.5173 | 44.6108 | 23.5961 | 40.6769 | 108.7899 | -108.593 | -117.9277 | 74.281 | 39.7628 | 64.8024 | 1.6753 | 24.7869 | 61.1155
12 | 6 | 14 | 21.1539 | -21.9016 | -34.3097 | 14.5353 | 8.0645 | 14.5361 | 62.7633 | -64.9818 | -81.9458 | 45.1997 | 23.9272 | 41.1295 | 110.3755 | -109.5036 | -118.5476 | 75.2615 | 40.3208 | 65.5233 | 2.0785 | 26.092 | 63.4298
12 | 6 | 15 | 21.3099 | -22.0479 | -34.4487 | 14.6012 | 8.1299 | 14.6041 | 63.2262 | -65.416 | -82.2779 | 45.4045 | 24.1213 | 41.3217 | 111.1896 | -110.2352 | -119.028 | 75.6025 | 40.6479 | 65.8295 | 2.1484 | 26.3799 | 64.0063
12 | 6 | 16 | 21.4837 | -22.2221 | -34.6182 | 14.6734 | 8.1979 | 14.6645 | 63.742 | -65.9328 | -82.6826 | 45.6291 | 24.3231 | 41.4927 | 112.0965 | -111.1061 | -119.6136 | 75.9766 | 40.9878 | 66.102 | 2.1793 | 26.5715 | 64.4433
12 | 6 | 17 | 21.6097 | -22.2763 | -34.679 | 14.7234 | 8.2397 | 14.7109 | 64.1156 | -66.0935 | -82.8279 | 45.7847 | 24.4471 | 41.6239 | 112.7537 | -111.3769 | -119.8238 | 76.2356 | 41.1969 | 66.311 | 2.3284 | 27.0499 | 65.2965
12 | 6 | 18 | 21.8177 | -22.3257 | -34.7454 | 14.8574 | 8.2818 | 14.8134 | 64.7328 | -66.2399 | -82.9864 | 46.2012 | 24.572 | 41.9141 | 113.839 | -111.6237 | -120.0531 | 76.9292 | 41.4074 | 66.7734 | 2.6993 | 28.1938 | 67.2721
12 | 6 | 19 | 21.9119 | -22.3676 | -34.8107 | 14.877 | 8.305 | 14.8297 | 65.0122 | -66.3645 | -83.1425 | 46.2623 | 24.6409 | 41.9601 | 114.3304 | -111.8337 | -120.2789 | 77.0308 | 41.5235 | 66.8466 | 2.7452 | 28.3685 | 67.6188
12 | 6 | 20 | 21.5177 | -22.0759 | -34.5302 | 14.6583 | 8.1679 | 14.6397 | 63.8427 | -65.499 | -82.4726 | 45.5821 | 24.2341 | 41.4226 | 112.2737 | -110.3751 | -119.3097 | 75.8983 | 40.8379 | 65.9903 | 2.3775 | 27.1099 | 65.3153
12 | 6 | 21 | 21.2193 | -21.7841 | -34.238 | 14.5054 | 8.0394 | 14.4901 | 62.9573 | -64.6332 | -81.7747 | 45.1065 | 23.8528 | 40.9994 | 110.7166 | -108.9161 | -118.3001 | 75.1064 | 40.1954 | 65.316 | 2.232 | 26.5081 | 64.1183
12 | 6 | 22 | 20.8489 | -21.5158 | -33.9675 | 14.2986 | 7.9172 | 14.3003 | 61.8586 | -63.8372 | -81.1286 | 44.4636 | 23.4901 | 40.4621 | 108.7844 | -107.5748 | -117.3655 | 74.036 | 39.5842 | 64.4601 | 1.8816 | 25.3085 | 61.9244
12 | 6 | 23 | 21.0019 | -21.6823 | -34.0354 | 14.352 | 7.9836 | 14.357 | 62.3123 | -64.3311 | -81.2907 | 44.6295 | 23.6873 | 40.6227 | 109.5823 | -108.407 | -117.5999 | 74.3121 | 39.9165 | 64.7161 | 1.9768 | 25.6301 | 62.5201
12 | 7 | 0 | 21.2373 | -21.908 | -34.1427 | 14.4362 | 8.0985 | 14.4444 | 63.0109 | -65.0006 | -81.5469 | 44.8913 | 24.0282 | 40.8701 | 110.8109 | -109.5353 | -117.9706 | 74.7481 | 40.4909 | 65.1101 | 2.1658 | 26.2529 | 63.654
12 | 7 | 1 | 21.3824 | -22.0872 | -34.2033 | 14.4365 | 8.1592 | 14.459 | 63.4412 | -65.5324 | -81.6918 | 44.8923 | 24.2083 | 40.9113 | 111.5676 | -110.4314 | -118.1801 | 74.7497 | 40.7943 | 65.1757 | 2.1465 | 26.2288 | 63.6758
12 | 7 | 2 | 21.935 | -22.5426 | -34.5303 | 14.6982 | 8.3802 | 14.7058 | 65.0809 | -66.8837 | -82.4727 | 45.7063 | 24.8638 | 41.6097 | 114.4513 | -112.7085 | -119.3099 | 76.105 | 41.899 | 66.2883 | 2.6464 | 27.9043 | 66.7253
12 | 7 | 3 | 22.2595 | -22.9218 | -34.7979 | 14.8107 | 8.5154 | 14.8096 | 66.0437 | -68.0086 | -83.1119 | 46.0562 | 25.265 | 41.9034 | 116.1444 | -114.6041 | -120.2346 | 76.6877 | 42.5752 | 66.7562 | 2.6756 | 28.1478 | 67.3248
12 | 7 | 4 | 22.8145 | -23.333 | -35.0779 | 15.0702 | 8.7327 | 15.0452 | 67.6902 | -69.2287 | -83.7807 | 46.8629 | 25.9099 | 42.5699 | 119.04 | -116.6601 | -121.2021 | 78.0309 | 43.6619 | 67.8181 | 3.2517 | 30.0235 | 70.6886
12 | 7 | 5 | 19.7274 | -20.7044 | -33.189 | 13.8309 | 7.5187 | 13.8512 | 58.531 | -61.4296 | -79.2692 | 43.0093 | 22.3079 | 39.1915 | 102.9326 | -103.5176 | -114.6755 | 71.6144 | 37.5921 | 62.436 | 1.0349 | 22.3411 | 56.382
12 | 7 | 6 | 16.7457 | -18.0594 | -31.259 | 12.6477 | 6.3684 | 12.665 | 49.6843 | -53.5819 | -74.6595 | 39.3298 | 18.8949 | 35.8352 | 87.3747 | -90.2931 | -108.0068 | 65.4876 | 31.8405 | 57.089 | -0.89162 | 15.5026 | 43.4918
12 | 7 | 7 | 13.7992 | -15.378 | -29.3106 | 11.4307 | 5.2326 | 11.4526 | 40.9422 | -45.6263 | -70.0059 | 35.5455 | 15.525 | 32.4049 | 72.0008 | -76.8869 | -101.2747 | 59.1865 | 26.1618 | 51.6242 | -2.7734 | 8.7853 | 30.8117
12 | 7 | 8 | 13.3387 | -14.8333 | -28.9969 | 11.2673 | 5.0265 | 11.284 | 39.5757 | -44.0101 | -69.2568 | 35.0372 | 14.9137 | 31.9277 | 69.5978 | -74.1633 | -100.191 | 58.3401 | 25.1317 | 50.8641 | -2.9137 | 8.1874 | 29.5794
12 | 7 | 9 | 12.8878 | -14.3392 | -28.7136 | 11.1178 | 4.8421 | 11.1253 | 38.2378 | -42.5443 | -68.58 | 34.5724 | 14.3666 | 31.4788 | 67.245 | -71.6932 | -99.2118 | 57.5662 | 24.2097 | 50.1488 | -3.0797 | 7.5313 | 28.2647
12 | 7 | 10 | 12.4166 | -13.7759 | -28.3894 | 10.9565 | 4.6266 | 10.9601 | 36.8399 | -40.8729 | -67.8057 | 34.0709 | 13.7271 | 31.0112 | 64.7865 | -68.8767 | -98.0917 | 56.7311 | 23.1321 | 49.404 | -3.2055 | 6.9704 | 27.0852
12 | 7 | 11 | 13.7366 | -15.0267 | -29.2898 | 11.4579 | 5.1157 | 11.4653 | 40.7563 | -44.5841 | -69.9562 | 35.63 | 15.1781 | 32.4407 | 71.6739 | -75.1305 | -101.2028 | 59.3272 | 25.5773 | 51.6812 | -2.541 | 9.4648 | 31.9263
12 | 7 | 12 | 15.0981 | -16.2263 | -30.1484 | 11.9688 | 5.6047 | 11.986 | 44.7959 | -48.1434 | -72.007 | 37.2188 | 16.629 | 33.914 | 78.7781 | -81.1284 | -104.1696 | 61.9726 | 28.0222 | 54.0284 | -1.7172 | 12.4073 | 37.5032
12 | 7 | 13 | 16.5034 | -17.4876 | -31.0654 | 12.5001 | 6.1206 | 12.5268 | 48.9654 | -51.8856 | -74.1971 | 38.8707 | 18.1596 | 35.444 | 86.1104 | -87.4346 | -107.338 | 64.7233 | 30.6016 | 56.4658 | -0.90227 | 15.357 | 43.1285
12 | 7 | 14 | 16.3946 | -17.4427 | -30.9433 | 12.4485 | 6.0936 | 12.4852 | 48.6425 | -51.7523 | -73.9055 | 38.7105 | 18.0798 | 35.3265 | 85.5427 | -87.2101 | -106.9161 | 64.4565 | 30.467 | 56.2786 | -0.96404 | 15.1015 | 42.6187
12 | 7 | 15 | 16.3007 | -17.4075 | -30.8176 | 12.3498 | 6.066 | 12.4043 | 48.3639 | -51.6479 | -73.6052 | 38.4035 | 17.9978 | 35.0974 | 85.0526 | -87.034 | -106.4816 | 63.9452 | 30.3288 | 55.9137 | -1.1044 | 14.6094 | 41.7247
12 | 7 | 16 | 16.2551 | -17.3857 | -30.7343 | 12.3194 | 6.0601 | 12.3851 | 48.2287 | -51.5833 | -73.4064 | 38.309 | 17.9801 | 35.0433 | 84.815 | -86.9251 | -106.194 | 63.7879 | 30.299 | 55.8275 | -1.1004 | 14.5714 | 41.6102
12 | 7 | 17 | 16.7557 | -17.8165 | -31.0205 | 12.4996 | 6.2395 | 12.5681 | 49.714 | -52.8613 | -74.0899 | 38.8692 | 18.5126 | 35.5609 | 87.427 | -89.0789 | -107.1828 | 64.7208 | 31.1964 | 56.652 | -0.77411 | 15.7055 | 43.7345
12 | 7 | 18 | 17.2447 | -18.2172 | -31.2937 | 12.6596 | 6.3986 | 12.7331 | 51.165 | -54.0502 | -74.7424 | 39.3668 | 18.9847 | 36.0277 | 89.9786 | -91.0823 | -108.1267 | 65.5493 | 31.9919 | 57.3958 | -0.47485 | 16.7516 | 45.7066
12 | 7 | 19 | 17.7203 | -18.6131 | -31.5614 | 12.8141 | 6.5578 | 12.8975 | 52.5758 | -55.2247 | -75.3818 | 39.8473 | 19.457 | 36.4931 | 92.4598 | -93.0614 | -109.0517 | 66.3493 | 32.7878 | 58.1372 | -0.18471 | 17.7668 | 47.6209
12 | 7 | 20 | 18.1066 | -18.9958 | -31.8475 | 13.0343 | 6.7338 | 13.1109 | 53.7221 | -56.3603 | -76.0651 | 40.5321 | 19.9791 | 37.097 | 94.4756 | -94.9751 | -110.0402 | 67.4896 | 33.6676 | 59.0992 | 0.1424 | 18.9049 | 49.7166
12 | 7 | 21 | 18.3859 | -19.361 | -32.0758 | 13.1594 | 6.8931 | 13.2611 | 54.5507 | -57.444 | -76.6103 | 40.9212 | 20.4516 | 37.5218 | 95.9327 | -96.8012 | -110.829 | 68.1375 | 34.4639 | 59.776 | 0.26268 | 19.3911 | 50.6799
12 | 7 | 22 | 18.6872 | -19.7065 | -32.3038 | 13.2926 | 7.0399 | 13.4021 | 55.4448 | -58.469 | -77.1549 | 41.3354 | 20.8873 | 37.9208 | 97.5052 | -98.5286 | -111.6168 | 68.8271 | 35.198 | 60.4116 | 0.41162 | 19.9645 | 51.7967
12 | 7 | 23 | 19.3664 | -20.2904 | -32.7673 | 13.5854 | 7.3082 | 13.6967 | 57.4599 | -60.2014 | -78.2621 | 42.2456 | 21.6833 | 38.7544 | 101.049 | -101.448 | -113.2185 | 70.3428 | 36.5394 | 61.7396 | 0.89892 | 21.6797 | 55.0043
12 | 8 | 0 | 19.9662 | -20.8787 | -33.2426 | 13.8274 | 7.5505 | 13.941 | 59.2394 | -61.9468 | -79.3972 | 42.9983 | 22.4021 | 39.4456 | 104.1783 | -104.3892 | -114.8607 | 71.596 | 37.7507 | 62.8408 | 1.1637 | 22.7414 | 57.116
12 | 8 | 1 | 20.6843 | -21.4546 | -33.7071 | 14.135 | 7.8232 | 14.2474 | 61.37 | -63.6554 | -80.5066 | 43.9549 | 23.2114 | 40.3126 | 107.9253 | -107.2684 | -116.4656 | 73.1888 | 39.1145 | 64.2219 | 1.7283 | 24.6868 | 60.7165
12 | 8 | 2 | 21.6615 | -22.2751 | -34.4042 | 14.5848 | 8.2049 | 14.6675 | 64.2693 | -66.0901 | -82.1715 | 45.3537 | 24.3438 | 41.5012 | 113.0239 | -111.3712 | -118.8742 | 75.5179 | 41.0228 | 66.1155 | 2.4394 | 27.2063 | 65.4348
12 | 8 | 3 | 22.5415 | -23.0593 | -35.0508 | 15.002 | 8.5661 | 15.0491 | 66.8803 | -68.4167 | -83.7159 | 46.6508 | 25.4154 | 42.5808 | 117.6156 | -115.2919 | -121.1084 | 77.6777 | 42.8285 | 67.8354 | 3.0484 | 29.3945 | 69.5569
12 | 8 | 4 | 23.4478 | -23.8252 | -35.6963 | 15.4323 | 8.9315 | 15.4316 | 69.5694 | -70.689 | -85.2576 | 47.9891 | 26.4995 | 43.6631 | 122.3447 | -119.1211 | -123.3386 | 79.9061 | 44.6554 | 69.5597 | 3.7217 | 31.7745 | 74.0062
12 | 8 | 5 | 23.2572 | -23.6493 | -35.6963 | 15.4022 | 8.8616 | 15.3739 | 69.0039 | -70.1672 | -85.2577 | 47.8954 | 26.2922 | 43.4999 | 121.3502 | -118.2417 | -123.3388 | 79.7501 | 44.3062 | 69.2997 | 3.5493 | 31.2666 | 73.1257
12 | 8 | 6 | 22.9997 | -23.4335 | -35.6529 | 15.3574 | 8.7453 | 15.3057 | 68.2399 | -69.527 | -85.1539 | 47.7562 | 25.9471 | 43.3068 | 120.0066 | -117.1628 | -123.1887 | 79.5183 | 43.7246 | 68.9921 | 3.3217 | 30.5692 | 71.8902
12 | 8 | 7 | 22.9619 | -23.2545 | -35.6501 | 15.4382 | 8.7222 | 15.3442 | 68.1276 | -68.9959 | -85.1473 | 48.0075 | 25.8787 | 43.416 | 119.809 | -116.2678 | -123.1791 | 79.9367 | 43.6092 | 69.166 | 3.5619 | 31.2865 | 73.0741
12 | 8 | 8 | 23.3 | -23.5617 | -35.9243 | 15.5826 | 8.853 | 15.4585 | 69.1307 | -69.9072 | -85.8022 | 48.4563 | 26.2669 | 43.7392 | 121.5732 | -117.8036 | -124.1265 | 80.684 | 44.2634 | 69.6809 | 3.7081 | 31.8837 | 74.2715
12 | 8 | 9 | 23.7705 | -23.9226 | -36.2602 | 15.7864 | 9.0312 | 15.627 | 70.5269 | -70.9781 | -86.6046 | 49.0901 | 26.7955 | 44.216 | 124.0284 | -119.6082 | -125.2873 | 81.7394 | 45.1542 | 70.4405 | 4.0323 | 33.0457 | 76.467
12 | 8 | 10 | 24.2383 | -24.2346 | -36.532 | 16.0308 | 9.2155 | 15.8124 | 71.9147 | -71.9039 | -87.2538 | 49.8503 | 27.3423 | 44.7406 | 126.4691 | -121.1682 | -126.2265 | 83.0051 | 46.0757 | 71.2762 | 4.5304 | 34.6902 | 79.4315
12 | 8 | 11 | 26.1812 | -25.8631 | -37.6177 | 16.8274 | 9.9941 | 16.5202 | 77.6794 | -76.7354 | -89.8468 | 52.3274 | 29.6524 | 46.7433 | 136.6069 | -129.3101 | -129.9777 | 87.1298 | 49.9684 | 74.4667 | 6.0422 | 39.8202 | 88.884
12 | 8 | 12 | 28.1762 | -27.4686 | -38.7052 | 17.6262 | 10.7946 | 17.1707 | 83.5983 | -81.4991 | -92.4443 | 54.8112 | 32.0275 | 48.5839 | 147.0159 | -137.3376 | -133.7353 | 91.2656 | 53.971 | 77.399 | 7.5938 | 45.0776 | 98.5785
12 | 8 | 13 | 30.0646 | -29.0501 | -39.7463 | 18.4737 | 11.6267 | 17.7413 | 89.2012 | -86.1912 | -94.9308 | 57.4467 | 34.4962 | 50.1984 | 156.8692 | -145.2444 | -137.3326 | 95.6539 | 58.1311 | 79.9711 | 9.1099 | 50.2206 | 108.0483
12 | 8 | 14 | 31.4105 | -30.0504 | -40.4908 | 19.071 | 12.1792 | 18.1055 | 93.1945 | -89.1593 | -96.7089 | 59.304 | 36.1354 | 51.2289 | 163.8917 | -150.246 | -139.9047 | 98.7464 | 60.8933 | 81.6127 | 10.2249 | 53.9946 | 114.9934
12 | 8 | 15 | 32.7054 | -31.0877 | -41.2864 | 19.7202 | 12.7684 | 18.4399 | 97.0366 | -92.237 | -98.6091 | 61.323 | 37.8838 | 52.1751 | 170.6484 | -155.4324 | -142.6537 | 102.1083 | 63.8395 | 83.1201 | 11.2599 | 57.5724 | 121.6303
12 | 8 | 16 | 33.7691 | -32.0842 | -42.0329 | 20.4167 | 13.5595 | 18.7157 | 100.1926 | -95.1934 | -100.392 | 63.4888 | 40.2308 | 52.9554 | 176.1986 | -160.4145 | -145.233 | 105.7145 | 67.7947 | 84.3632 | 12.344 | 61.2822 | 128.4235
12 | 8 | 17 | 34.6683 | -33.1423 | -43.0112 | 21.3763 | 14.5024 | 19.0103 | 102.8605 | -98.3328 | -102.7287 | 66.4728 | 43.0285 | 53.789 | 180.8903 | -165.7048 | -148.6134 | 110.6832 | 72.5091 | 85.6913 | 13.4039 | 65.0892 | 135.4557
12 | 8 | 18 | 34.8884 | -34.1668 | -43.9571 | 22.4183 | 15.7052 | 19.2584 | 103.5134 | -101.3723 | -104.9879 | 69.7129 | 46.5972 | 54.4911 | 182.0384 | -170.8268 | -151.8817 | 116.0782 | 78.5229 | 86.8097 | 14.1464 | 67.9543 | 140.7408
12 | 8 | 19 | 35.1163 | -35.198 | -44.9318 | 23.3619 | 16.8397 | 19.4895 | 104.1895 | -104.432 | -107.3159 | 72.6474 | 49.9631 | 55.1447 | 183.2276 | -175.9828 | -155.2496 | 120.9644 | 84.1949 | 87.851 | 14.6775 | 70.1968 | 145.0055
12 | 8 | 20 | 35.2501 | -35.9188 | -45.5457 | 24.038 | 17.6744 | 19.648 | 104.5865 | -106.5705 | -108.7823 | 74.7498 | 52.4398 | 55.5934 | 183.9257 | -179.5865 | -157.3708 | 124.4651 | 88.3684 | 88.5659 | 15.146 | 72.0167 | 148.3678
12 | 8 | 21 | 35.3671 | -36.5849 | -46.1162 | 24.6683 | 18.4822 | 19.7995 | 104.9336 | -108.5469 | -110.1447 | 76.7095 | 54.8364 | 56.0221 | 184.5361 | -182.917 | -159.3418 | 127.7282 | 92.4071 | 89.2487 | 15.6159 | 73.81 | 151.6614
12 | 8 | 22 | 35.5594 | -37.3134 | -46.7335 | 25.3336 | 19.361 | 19.9594 | 105.5044 | -110.7083 | -111.6191 | 78.7784 | 57.4439 | 56.4744 | 185.5399 | -186.5591 | -161.4748 | 131.1731 | 96.8011 | 89.9694 | 16.1665 | 75.8737 | 155.4495
12 | 8 | 23 | 35.6866 | -37.8421 | -47.1198 | 25.6933 | 19.8935 | 20.0519 | 105.8818 | -112.277 | -112.5419 | 79.8972 | 59.0236 | 56.7361 | 186.2036 | -189.2028 | -162.8097 | 133.036 | 99.4632 | 90.3863 | 16.3634 | 76.7199 | 157.0767
12 | 9 | 0 | 35.8316 | -38.3454 | -47.4738 | 26.166 | 20.5495 | 20.1671 | 106.312 | -113.7702 | -113.3872 | 81.3671 | 60.97 | 57.062 | 186.9602 | -191.719 | -164.0325 | 135.4835 | 102.7431 | 90.9055 | 16.8951 | 78.5538 | 160.3409
12 | 9 | 1 | 35.942 | -38.8929 | -47.8679 | 26.5466 | 21.1143 | 20.2643 | 106.6394 | -115.3947 | -114.3285 | 82.5505 | 62.6458 | 57.3371 | 187.5359 | -194.4565 | -165.3943 | 137.454 | 105.567 | 91.3437 | 17.1064 | 79.4496 | 162.0498
12 | 9 | 2 | 35.9895 | -39.2498 | -48.1294 | 26.9254 | 21.6152 | 20.344 | 106.7805 | -116.4536 | -114.9531 | 83.7284 | 64.132 | 57.5627 | 187.784 | -196.2408 | -166.298 | 139.4153 | 108.0715 | 91.7032 | 17.4949 | 80.7969 | 164.4352
12 | 9 | 3 | 36.1015 | -39.6211 | -48.3845 | 27.2058 | 22.0423 | 20.4156 | 107.1126 | -117.5553 | -115.5625 | 84.6004 | 65.3992 | 57.7651 | 188.3681 | -198.0973 | -167.1794 | 140.8672 | 110.2069 | 92.0256 | 17.7595 | 81.7596 | 166.191
12 | 9 | 4 | 36.128 | -39.966 | -48.6445 | 27.407 | 22.3734 | 20.4564 | 107.1914 | -118.5786 | -116.1834 | 85.2261 | 66.3816 | 57.8807 | 188.5067 | -199.8217 | -168.0778 | 141.9091 | 111.8625 | 92.2098 | 17.7544 | 81.918 | 166.5886
12 | 9 | 5 | 35.7351 | -37.5278 | -46.8575 | 25.4348 | 19.47 | 20.001 | 106.0257 | -111.3444 | -111.9152 | 79.0932 | 57.7673 | 56.5922 | 186.4567 | -187.6311 | -161.9031 | 131.6973 | 97.3461 | 90.157 | 16.2557 | 76.2188 | 156.1228
12 | 9 | 6 | 35.3667 | -35.0535 | -45.035 | 23.4806 | 16.6002 | 19.5314 | 104.9326 | -104.0034 | -107.5625 | 73.0163 | 49.2527 | 55.2635 | 184.5344 | -175.2606 | -155.6062 | 121.5787 | 82.9978 | 88.0402 | 14.8904 | 70.8992 | 146.2843
12 | 9 | 7 | 34.2298 | -32.6102 | -43.2484 | 21.6166 | 14.2625 | 19.0106 | 101.5594 | -96.7541 | -103.2953 | 67.2201 | 42.3165 | 53.7899 | 178.6022 | -163.0445 | -149.433 | 111.9275 | 71.3094 | 85.6927 | 13.2609 | 64.8366 | 135.0544
12 | 9 | 8 | 33.6452 | -31.3635 | -42.2468 | 20.5622 | 13.1003 | 18.7172 | 99.8248 | -93.0552 | -100.9029 | 63.9412 | 38.8685 | 52.9597 | 175.5517 | -156.8112 | -145.9721 | 106.4678 | 65.4989 | 84.3701 | 12.4146 | 61.636 | 129.1051
12 | 9 | 9 | 32.6507 | -30.1225 | -41.2337 | 19.6901 | 12.2164 | 18.3832 | 96.8743 | -89.373 | -98.4832 | 61.2294 | 36.246 | 52.0145 | 170.363 | -150.6062 | -142.4716 | 101.9524 | 61.0797 | 82.8643 | 11.5843 | 58.508 | 123.1816
12 | 9 | 10 | 30.8455 | -28.8669 | -40.2212 | 18.7751 | 11.505 | 17.9215 | 91.5181 | -85.6476 | -96.065 | 58.3838 | 34.1352 | 50.7082 | 160.9436 | -144.3284 | -138.9732 | 97.2142 | 57.5226 | 80.7832 | 9.959 | 53.0327 | 113.162
12 | 9 | 11 | 31.8116 | -29.6215 | -40.6593 | 19.2426 | 11.9252 | 18.2224 | 94.3848 | -87.8866 | -97.1115 | 59.8376 | 35.3818 | 51.5596 | 165.9849 | -148.1013 | -140.4872 | 99.635 | 59.6234 | 82.1396 | 10.921 | 56.1658 | 118.7944
12 | 9 | 12 | 32.6644 | -30.3677 | -41.1239 | 19.6049 | 12.2918 | 18.4412 | 96.915 | -90.1005 | -98.2211 | 60.9642 | 36.4695 | 52.1788 | 170.4346 | -151.8321 | -142.0925 | 101.5109 | 61.4563 | 83.1261 | 11.5107 | 58.2059 | 122.6032
12 | 9 | 13 | 33.5529 | -31.1097 | -41.5628 | 19.9831 | 12.6843 | 18.6361 | 99.5511 | -92.3021 | -99.2694 | 62.1404 | 37.634 | 52.7302 | 175.0705 | -155.5421 | -143.609 | 103.4693 | 63.4187 | 84.0045 | 12.1839 | 60.4843 | 126.8119
12 | 9 | 14 | 33.6875 | -31.2294 | -41.5652 | 20.0007 | 12.7434 | 18.6413 | 99.9505 | -92.6571 | -99.2751 | 62.1952 | 37.8094 | 52.745 | 175.7728 | -156.1404 | -143.6172 | 103.5606 | 63.7143 | 84.028 | 12.2784 | 60.7678 | 127.318
12 | 9 | 15 | 33.8725 | -31.3716 | -41.5995 | 20.0509 | 12.8452 | 18.6425 | 100.4992 | -93.0793 | -99.3569 | 62.3513 | 38.1116 | 52.7482 | 176.7378 | -156.8518 | -143.7356 | 103.8205 | 64.2235 | 84.0331 | 12.44 | 61.2741 | 128.2275
12 | 9 | 16 | 33.9877 | -31.4941 | -41.6003 | 20.0788 | 12.9268 | 18.6286 | 100.8409 | -93.4427 | -99.3588 | 62.438 | 38.3535 | 52.7089 | 177.3387 | -157.4643 | -143.7383 | 103.9648 | 64.6311 | 83.9706 | 12.5274 | 61.5398 | 128.7026
12 | 9 | 17 | 33.2375 | -30.8976 | -41.0627 | 19.599 | 12.5851 | 18.4194 | 98.6152 | -91.6729 | -98.0749 | 60.946 | 37.3398 | 52.1171 | 173.4246 | -154.4818 | -141.881 | 101.4806 | 62.9229 | 83.0278 | 11.8807 | 59.2703 | 124.493
12 | 9 | 18 | 32.5116 | -30.256 | -40.5084 | 19.2509 | 12.3037 | 18.2121 | 96.4615 | -89.7693 | -96.751 | 59.8636 | 36.5048 | 51.5304 | 169.6372 | -151.274 | -139.9657 | 99.6782 | 61.5157 | 82.093 | 11.5138 | 57.84 | 121.6844
12 | 9 | 19 | 31.4999 | -29.6238 | -39.9204 | 18.8052 | 12.0337 | 17.9043 | 93.4597 | -87.8934 | -95.3466 | 58.4774 | 35.7038 | 50.6595 | 164.3581 | -148.1128 | -137.934 | 97.3701 | 60.1659 | 80.7056 | 10.6988 | 55.0605 | 116.553
12 | 9 | 20 | 30.255 | -28.7955 | -39.1911 | 18.2487 | 11.5941 | 17.5334 | 89.7662 | -85.436 | -93.6048 | 56.7471 | 34.3994 | 49.6102 | 157.8628 | -143.9718 | -135.4142 | 94.489 | 57.9679 | 79.034 | 9.6445 | 51.4822 | 109.9677
12 | 9 | 21 | 28.858 | -27.9288 | -38.427 | 17.5929 | 11.1014 | 17.0384 | 85.6214 | -82.8644 | -91.7796 | 54.7076 | 32.9376 | 48.2096 | 150.5737 | -139.6383 | -132.7738 | 91.093 | 55.5045 | 76.8027 | 8.2349 | 46.8321 | 101.5617
12 | 9 | 22 | 27.6504 | -27.0882 | -37.6971 | 17.0558 | 10.6859 | 16.6025 | 82.0383 | -80.3703 | -90.0365 | 53.0376 | 31.7049 | 46.9761 | 144.2725 | -135.4353 | -130.2521 | 88.3124 | 53.4272 | 74.8377 | 7.2093 | 43.3502 | 95.1623
12 | 9 | 23 | 27.3184 | -26.7162 | -37.4279 | 16.9024 | 10.486 | 16.4839 | 81.0534 | -79.2666 | -89.3935 | 52.5604 | 31.1119 | 46.6406 | 142.5405 | -133.5755 | -129.3218 | 87.5177 | 52.428 | 74.3031 | 7.0466 | 42.7062 | 93.8919
12 | 10 | 0 | 26.972 | -26.3155 | -37.142 | 16.7003 | 10.2227 | 16.3316 | 80.0256 | -78.0779 | -88.7106 | 51.9321 | 30.3305 | 46.2098 | 140.733 | -131.5724 | -128.334 | 86.4717 | 51.1113 | 73.6168 | 6.7691 | 41.7096 | 92.0264
12 | 10 | 1 | 26.533 | -25.9225 | -36.8701 | 16.5118 | 10.0216 | 16.169 | 78.7231 | -76.9119 | -88.0612 | 51.3458 | 29.734 | 45.7496 | 138.4423 | -129.6074 | -127.3945 | 85.4953 | 50.1059 | 72.8836 | 6.4427 | 40.5793 | 89.9253
12 | 10 | 2 | 25.8931 | -25.4702 | -36.4857 | 16.2111 | 9.7856 | 15.9533 | 76.8244 | -75.5697 | -87.1432 | 50.4107 | 29.0337 | 45.1393 | 135.1032 | -127.3457 | -126.0665 | 83.9384 | 48.9258 | 71.9114 | 5.8871 | 38.6951 | 86.4667
12 | 10 | 3 | 25.216 | -25.0152 | -36.0942 | 15.8741 | 9.5229 | 15.6715 | 74.8157 | -74.2197 | -86.208 | 49.3628 | 28.2542 | 44.342 | 131.5708 | -125.0707 | -124.7136 | 82.1934 | 47.6123 | 70.6412 | 5.1751 | 36.3469 | 82.2334
12 | 10 | 4 | 24.6553 | -24.5571 | -35.7137 | 15.5961 | 9.2993 | 15.4565 | 73.1519 | -72.8605 | -85.2993 | 48.4984 | 27.5908 | 43.7336 | 128.6449 | -122.7803 | -123.399 | 80.7542 | 46.4944 | 69.672 | 4.7364 | 34.815 | 79.3863
12 | 10 | 5 | 23.0686 | -23.2621 | -34.9265 | 15.0447 | 8.6839 | 15.0123 | 68.4443 | -69.0184 | -83.419 | 46.7836 | 25.765 | 42.4768 | 120.366 | -116.3059 | -120.6788 | 77.8988 | 43.4177 | 67.6698 | 3.6209 | 31.0323 | 72.3677
12 | 10 | 6 | 21.392 | -21.8894 | -34.087 | 14.4225 | 8.0439 | 14.4416 | 63.4699 | -64.9455 | -81.4139 | 44.8489 | 23.866 | 40.8619 | 111.618 | -109.4424 | -117.7781 | 74.6774 | 40.2176 | 65.0971 | 2.3236 | 26.6872 | 64.3895
12 | 10 | 7 | 19.8134 | -20.5608 | -33.2979 | 13.8297 | 7.4189 | 13.864 | 58.7861 | -61.0035 | -79.5294 | 43.0054 | 22.0119 | 39.2276 | 103.3812 | -102.7996 | -115.0518 | 71.6078 | 37.0932 | 62.4934 | 1.0673 | 22.4981 | 56.7242
12 | 10 | 8 | 19.8735 | -20.5967 | -33.385 | 13.8641 | 7.4359 | 13.8908 | 58.9644 | -61.1101 | -79.7374 | 43.1125 | 22.0621 | 39.3037 | 103.6946 | -102.9792 | -115.3529 | 71.7862 | 37.1778 | 62.6146 | 1.0826 | 22.5951 | 56.9411
12 | 10 | 9 | 20.0158 | -20.6905 | -33.5251 | 13.9935 | 7.5108 | 13.9975 | 59.3867 | -61.3884 | -80.0721 | 43.5148 | 22.2843 | 39.6053 | 104.4374 | -103.4482 | -115.8369 | 72.4561 | 37.5523 | 63.0952 | 1.3019 | 23.3308 | 58.2559
12 | 10 | 10 | 20.0301 | -20.7341 | -33.6193 | 14.0266 | 7.5176 | 14.0161 | 59.4291 | -61.5177 | -80.2968 | 43.6178 | 22.3045 | 39.6581 | 104.5119 | -103.6661 | -116.1621 | 72.6275 | 37.5862 | 63.1792 | 1.237 | 23.1949 | 58.0767
12 | 10 | 11 | 21.7281 | -22.1289 | -34.6469 | 14.6861 | 8.1421 | 14.6627 | 64.4671 | -65.6563 | -82.7514 | 45.6686 | 24.1575 | 41.4876 | 113.3717 | -110.6402 | -119.713 | 76.0422 | 40.7089 | 66.0938 | 2.4431 | 27.373 | 65.8634
12 | 10 | 12 | 23.5778 | -23.5546 | -35.6894 | 15.4804 | 8.8104 | 15.4043 | 69.955 | -69.8862 | -85.2412 | 48.1387 | 26.1403 | 43.5859 | 123.0228 | -117.7682 | -123.315 | 80.1552 | 44.0501 | 69.4366 | 4.0289 | 32.6924 | 75.5815
12 | 10 | 13 | 25.3957 | -24.9659 | -36.7306 | 16.2148 | 9.4843 | 16.0903 | 75.3487 | -74.0736 | -87.7279 | 50.4222 | 28.1397 | 45.5269 | 132.508 | -124.8245 | -126.9124 | 83.9574 | 47.4194 | 72.5289 | 5.4885 | 37.6359 | 84.6769
12 | 10 | 14 | 26.408 | -25.7551 | -37.3276 | 16.6487 | 9.8692 | 16.4718 | 78.3523 | -76.415 | -89.1539 | 51.7714 | 29.2817 | 46.6065 | 137.7902 | -128.7701 | -128.9753 | 86.2041 | 49.3439 | 74.2487 | 6.315 | 40.443 | 89.8415
12 | 10 | 15 | 27.543 | -26.5556 | -37.9655 | 17.1437 | 10.298 | 16.8967 | 81.7199 | -78.7901 | -90.6776 | 53.3107 | 30.5539 | 47.8087 | 143.7125 | -132.7726 | -131.1795 | 88.7672 | 51.4877 | 76.1641 | 7.3603 | 43.9256 | 96.1793
12 | 10 | 16 | 28.4629 | -27.3451 | -38.5719 | 17.5272 | 10.667 | 17.2169 | 84.449 | -81.1326 | -92.1259 | 54.5033 | 31.649 | 48.7147 | 148.512 | -136.7199 | -133.2748 | 90.7529 | 53.333 | 77.6074 | 7.957 | 46.0576 | 100.2107
12 | 10 | 17 | 29.9777 | -28.3514 | -39.4667 | 18.2611 | 11.2226 | 17.7301 | 88.9436 | -84.1182 | -94.2629 | 56.7854 | 33.2973 | 50.1666 | 156.416 | -141.7511 | -136.3662 | 94.5528 | 56.1107 | 79.9204 | 9.3734 | 50.8118 | 108.8826
12 | 10 | 18 | 31.332 | -29.3289 | -40.3145 | 18.9045 | 11.7296 | 18.1073 | 92.9616 | -87.0186 | -96.2879 | 58.7863 | 34.8016 | 51.234 | 163.4822 | -146.6386 | -139.2958 | 97.8845 | 58.6457 | 81.6209 | 10.43 | 54.4772 | 115.6989
12 | 10 | 19 | 32.7582 | -30.3401 | -41.2117 | 19.6263 | 12.2832 | 18.436 | 97.1932 | -90.0186 | -98.4307 | 61.031 | 36.4441 | 52.1641 | 170.9239 | -151.6941 | -142.3957 | 101.6221 | 61.4134 | 83.1025 | 11.552 | 58.383 | 122.9721
12 | 10 | 20 | 33.6233 | -30.9836 | -41.6996 | 20.1127 | 12.6898 | 18.62 | 99.7598 | -91.9281 | -99.596 | 62.5434 | 37.6504 | 52.6848 | 175.4375 | -154.9119 | -144.0814 | 104.1404 | 63.4462 | 83.9321 | 12.3626 | 61.1142 | 127.9628
12 | 10 | 21 | 33.9789 | -31.6513 | -42.232 | 20.6179 | 13.2098 | 18.7723 | 100.8151 | -93.9091 | -100.8678 | 64.1144 | 39.1934 | 53.1157 | 177.2933 | -158.2502 | -145.9212 | 106.7563 | 66.0465 | 84.6185 | 12.6957 | 62.4617 | 130.5431
12 | 10 | 22 | 34.1728 | -32.2818 | -42.7118 | 21.1701 | 13.7963 | 18.9129 | 101.3903 | -95.7796 | -102.0136 | 65.8316 | 40.9333 | 53.5133 | 178.3049 | -161.4023 | -147.5789 | 109.6155 | 68.9784 | 85.2521 | 13.0585 | 63.8753 | 133.1697
12 | 10 | 23 | 34.2511 | -32.7865 | -43.0645 | 21.4954 | 14.2997 | 18.9845 | 101.6226 | -97.277 | -102.856 | 66.8432 | 42.4269 | 53.716 | 178.7135 | -163.9256 | -148.7976 | 111.2999 | 71.4953 | 85.5749 | 13.1797 | 64.4756 | 134.3603
12 | 11 | 0 | 34.2419 | -33.2001 | -43.3495 | 21.7617 | 14.7695 | 19.0356 | 101.5952 | -98.5043 | -103.5368 | 67.6712 | 43.821 | 53.8605 | 178.6652 | -165.9938 | -149.7824 | 112.6786 | 73.8446 | 85.8052 | 13.259 | 64.9068 | 135.2174
12 | 11 | 1 | 34.2727 | -33.6754 | -43.6801 | 22.2142 | 15.435 | 19.1347 | 101.6866 | -99.9146 | -104.3262 | 69.0782 | 45.7953 | 54.1409 | 178.826 | -168.3703 | -150.9245 | 115.0213 | 77.1716 | 86.2519 | 13.701 | 66.4602 | 137.976
12 | 11 | 2 | 34.1304 | -33.8905 | -43.8515 | 22.3384 | 15.7116 | 19.132 | 101.2644 | -100.5526 | -104.7358 | 69.4645 | 46.6161 | 54.1335 | 178.0835 | -169.4454 | -151.517 | 115.6646 | 78.5548 | 86.24 | 13.5704 | 66.1901 | 137.5804
12 | 11 | 3 | 34.0519 | -34.148 | -44.0673 | 22.5481 | 16.1138 | 19.1585 | 101.0315 | -101.3168 | -105.251 | 70.1165 | 47.8096 | 54.2084 | 177.6739 | -170.7331 | -152.2623 | 116.7503 | 80.5659 | 86.3594 | 13.6571 | 66.5982 | 138.354
12 | 11 | 4 | 33.9395 | -34.3954 | -44.2418 | 22.7098 | 16.4034 | 19.1686 | 100.6982 | -102.0508 | -105.6679 | 70.6195 | 48.6687 | 54.237 | 177.0877 | -171.9701 | -152.8654 | 117.5878 | 82.0136 | 86.405 | 13.5842 | 66.5047 | 138.2586
12 | 11 | 5 | 33.0683 | -31.4864 | -42.1412 | 20.6374 | 13.3503 | 18.5402 | 98.1131 | -93.4199 | -100.6508 | 64.1751 | 39.6103 | 52.4589 | 172.5416 | -157.4258 | -145.6074 | 106.8573 | 66.749 | 83.5722 | 11.9686 | 60.2867 | 126.6869
12 | 11 | 6 | 29.8924 | -28.5581 | -40.0107 | 18.6414 | 11.4069 | 17.7233 | 88.6903 | -84.7314 | -95.5623 | 57.9682 | 33.8443 | 50.1475 | 155.9706 | -142.7845 | -138.2461 | 96.5222 | 57.0324 | 79.8899 | 9.0952 | 50.3564 | 108.3844
12 | 11 | 7 | 26.2752 | -25.6476 | -37.9084 | 17.0528 | 9.9345 | 16.6328 | 77.9581 | -76.096 | -90.541 | 53.0281 | 29.4755 | 47.062 | 137.0971 | -128.2326 | -130.982 | 88.2965 | 49.6703 | 74.9744 | 6.3393 | 40.8866 | 90.8238
12 | 11 | 8 | 24.6306 | -24.4282 | -36.9551 | 16.2942 | 9.3107 | 16.0222 | 73.0786 | -72.4781 | -88.2642 | 50.6692 | 27.6248 | 45.3342 | 128.5159 | -122.1358 | -127.6881 | 84.3687 | 46.5517 | 72.2218 | 4.8744 | 35.9645 | 81.8342
12 | 11 | 9 | 23.1224 | -23.2396 | -36.0303 | 15.6475 | 8.7209 | 15.4346 | 68.6038 | -68.9516 | -86.0553 | 48.6581 | 25.8747 | 43.6717 | 120.6466 | -116.1932 | -124.4927 | 81.0202 | 43.6026 | 69.5733 | 3.6555 | 31.8015 | 74.1568
12 | 11 | 10 | 21.6417 | -22.0184 | -35.0754 | 14.9848 | 8.1372 | 14.8238 | 64.2107 | -65.3284 | -83.7748 | 46.5974 | 24.143 | 41.9433 | 112.9209 | -110.0876 | -121.1935 | 77.5889 | 40.6844 | 66.8199 | 2.4936 | 27.7912 | 66.7328
12 | 11 | 11 | 23.356 | -23.4245 | -36.0444 | 15.6896 | 8.8004 | 15.4986 | 69.2971 | -69.5003 | -86.0891 | 48.7891 | 26.1107 | 43.8527 | 121.8658 | -117.1179 | -124.5416 | 81.2383 | 44.0003 | 69.8617 | 3.8757 | 32.4602 | 75.3066
12 | 11 | 12 | 25.0616 | -24.8394 | -37.0113 | 16.3872 | 9.4607 | 16.1414 | 74.3575 | -73.6981 | -88.3985 | 50.9582 | 28.0699 | 45.6716 | 130.765 | -124.1917 | -127.8825 | 84.85 | 47.3018 | 72.7594 | 5.2002 | 36.9606 | 83.6019
12 | 11 | 13 | 26.8725 | -26.2663 | -37.9822 | 17.1303 | 10.1765 | 16.7971 | 79.7304 | -77.9319 | -90.7173 | 53.2691 | 30.1936 | 47.5269 | 140.2139 | -131.3263 | -131.2369 | 88.6978 | 50.8805 | 75.7151 | 6.7279 | 42.0708 | 92.9439
12 | 11 | 14 | 26.9891 | -26.4422 | -38.1106 | 17.2083 | 10.2397 | 16.8465 | 80.0763 | -78.4538 | -91.0241 | 53.5116 | 30.3809 | 47.6666 | 140.8221 | -132.2058 | -131.6808 | 89.1016 | 51.1962 | 75.9376 | 6.7306 | 42.1575 | 93.1709
12 | 11 | 15 | 27.2842 | -26.6682 | -38.2436 | 17.3965 | 10.3937 | 16.9751 | 80.9519 | -79.1243 | -91.3416 | 54.097 | 30.838 | 48.0306 | 142.362 | -133.3357 | -132.1401 | 90.0764 | 51.9664 | 76.5175 | 7.1378 | 43.4516 | 95.4464
12 | 11 | 16 | 27.4281 | -26.852 | -38.3732 | 17.4676 | 10.479 | 17.0111 | 81.3789 | -79.6695 | -91.6513 | 54.318 | 31.0912 | 48.1324 | 143.1128 | -134.2545 | -132.5882 | 90.4444 | 52.3931 | 76.6797 | 7.1606 | 43.5996 | 95.7872
12 | 11 | 17 | 27.9027 | -27.2635 | -38.5221 | 17.5828 | 10.664 | 17.1328 | 82.787 | -80.8904 | -92.0068 | 54.6764 | 31.6399 | 48.4768 | 145.5892 | -136.3117 | -133.1025 | 91.0411 | 53.3177 | 77.2284 | 7.4968 | 44.6829 | 97.762
12 | 11 | 18 | 28.4 | -27.6635 | -38.6665 | 17.7121 | 10.8682 | 17.2548 | 84.2624 | -82.0772 | -92.3517 | 55.0784 | 32.2459 | 48.8219 | 148.1838 | -138.3118 | -133.6014 | 91.7104 | 54.3389 | 77.7781 | 7.9051 | 45.9796 | 100.098
12 | 11 | 19 | 28.9412 | -28.0914 | -38.8196 | 17.8553 | 11.0989 | 17.387 | 85.8683 | -83.3468 | -92.7175 | 55.5237 | 32.9303 | 49.1959 | 151.0079 | -140.4512 | -134.1305 | 92.4519 | 55.4922 | 78.3739 | 8.3714 | 47.4539 | 102.7442
12 | 11 | 20 | 28.9455 | -28.0715 | -38.8539 | 17.8541 | 11.0634 | 17.3901 | 85.8809 | -83.2878 | -92.7993 | 55.5199 | 32.8251 | 49.2047 | 151.0301 | -140.3517 | -134.2489 | 92.4457 | 55.3149 | 78.388 | 8.3278 | 47.3436 | 102.578
12 | 11 | 21 | 28.9941 | -28.0384 | -38.8564 | 17.8763 | 11.0544 | 17.4069 | 86.0253 | -83.1896 | -92.8054 | 55.589 | 32.7983 | 49.2521 | 151.2839 | -140.1862 | -134.2577 | 92.5607 | 55.2698 | 78.4635 | 8.4369 | 47.6698 | 103.134
12 | 11 | 22 | 29.0435 | -28.0557 | -38.8993 | 17.8917 | 11.0647 | 17.4146 | 86.1718 | -83.241 | -92.9077 | 55.6369 | 32.8287 | 49.2739 | 151.5416 | -140.2729 | -134.4057 | 92.6403 | 55.321 | 78.4983 | 8.4595 | 47.7626 | 103.3226
12 | 11 | 23 | 28.383 | -27.6002 | -38.5823 | 17.6056 | 10.8089 | 17.2076 | 84.2119 | -81.8896 | -92.1506 | 54.7471 | 32.0699 | 48.6884 | 148.0949 | -137.9955 | -133.3105 | 91.1589 | 54.0423 | 77.5655 | 7.8226 | 45.6772 | 99.5556
12 | 12 | 0 | 27.8442 | -27.1247 | -38.2257 | 17.3917 | 10.618 | 17.0275 | 82.6134 | -80.4787 | -91.2989 | 54.082 | 31.5035 | 48.1787 | 145.2838 | -135.618 | -132.0784 | 90.0514 | 53.0878 | 76.7534 | 7.531 | 44.5999 | 97.48
12 | 12 | 1 | 27.1349 | -26.6318 | -37.8688 | 17.101 | 10.3541 | 16.7713 | 80.509 | -79.0162 | -90.4465 | 53.1781 | 30.7204 | 47.4538 | 141.5831 | -133.1535 | -130.8452 | 88.5464 | 51.7682 | 75.5986 | 6.8608 | 42.3987 | 93.4976
12 | 12 | 2 | 26.9874 | -26.4903 | -37.8485 | 17.0907 | 10.3069 | 16.7534 | 80.0713 | -78.5963 | -90.398 | 53.1461 | 30.5803 | 47.4032 | 140.8133 | -132.4459 | -130.7751 | 88.493 | 51.5322 | 75.518 | 6.7996 | 42.2066 | 93.1354
12 | 12 | 3 | 26.7349 | -26.3372 | -37.8273 | 17.0135 | 10.2058 | 16.6712 | 79.3221 | -78.142 | -90.3474 | 52.9059 | 30.2805 | 47.1704 | 139.4958 | -131.6804 | -130.7018 | 88.093 | 51.027 | 75.1472 | 6.4609 | 41.1896 | 91.3807
12 | 12 | 4 | 26.4743 | -26.1754 | -37.7653 | 16.9595 | 10.1234 | 16.6074 | 78.549 | -77.6621 | -90.1992 | 52.7381 | 30.0359 | 46.9901 | 138.1362 | -130.8717 | -130.4875 | 87.8136 | 50.6148 | 74.8599 | 6.2239 | 40.4517 | 90.0653
12 | 12 | 5 | 25.925 | -25.6561 | -37.4551 | 16.7517 | 9.8922 | 16.4452 | 76.9193 | -76.1213 | -89.4583 | 52.092 | 29.3502 | 46.5311 | 135.2702 | -128.2752 | -129.4157 | 86.7379 | 49.4592 | 74.1286 | 5.9031 | 39.313 | 87.905
12 | 12 | 6 | 25.2833 | -25.1465 | -37.1439 | 16.486 | 9.6255 | 16.2069 | 75.0153 | -74.6093 | -88.7152 | 51.2656 | 28.5589 | 45.8569 | 131.9218 | -125.7272 | -128.3407 | 85.3617 | 48.1258 | 73.0546 | 5.3114 | 37.3722 | 84.3961
12 | 12 | 7 | 24.7065 | -24.6329 | -36.829 | 16.2457 | 9.3926 | 15.9857 | 73.3038 | -73.0854 | -87.963 | 50.5183 | 27.8676 | 45.231 | 128.912 | -123.1594 | -127.2524 | 84.1175 | 46.9609 | 72.0575 | 4.8686 | 35.8723 | 81.6361
12 | 12 | 8 | 25.2855 | -25.1439 | -37.2795 | 16.5257 | 9.6264 | 16.222 | 75.0218 | -74.6017 | -89.0389 | 51.3892 | 28.5615 | 45.8997 | 131.9332 | -125.7144 | -128.809 | 85.5676 | 48.1302 | 73.1228 | 5.2363 | 37.2316 | 84.2304
12 | 12 | 9 | 26.0118 | -25.654 | -37.7296 | 16.917 | 9.8924 | 16.5178 | 77.1767 | -76.115 | -90.1141 | 52.606 | 29.3505 | 46.7367 | 135.7229 | -128.2647 | -130.3644 | 87.5937 | 49.4598 | 74.4562 | 5.9555 | 39.6408 | 88.6035
12 | 12 | 10 | 26.6809 | -26.1894 | -38.1936 | 17.2334 | 10.1563 | 16.7513 | 79.1619 | -77.7037 | -91.2224 | 53.5899 | 30.1336 | 47.3972 | 139.2141 | -130.9418 | -131.9677 | 89.232 | 50.7793 | 75.5084 | 6.4388 | 41.3565 | 91.8244
12 | 12 | 11 | 27.4171 | -26.6566 | -38.5519 | 17.5614 | 10.3975 | 16.9864 | 81.3462 | -79.0899 | -92.078 | 54.6098 | 30.8493 | 48.0625 | 143.0553 | -133.2777 | -133.2055 | 90.9302 | 51.9855 | 76.5683 | 7.1539 | 43.6998 | 96.056
12 | 12 | 12 | 28.0021 | -27.1106 | -38.8797 | 17.7596 | 10.6038 | 17.1344 | 83.0819 | -80.4369 | -92.861 | 55.226 | 31.4612 | 48.4813 | 146.1077 | -135.5476 | -134.3382 | 91.9563 | 53.0166 | 77.2355 | 7.5095 | 44.9525 | 98.4304
12 | 12 | 13 | 28.7533 | -27.6027 | -39.2434 | 18.1251 | 10.9033 | 17.3799 | 85.3107 | -81.8969 | -93.7295 | 56.3627 | 32.35 | 49.1759 | 150.0274 | -138.008 | -135.5947 | 93.849 | 54.5143 | 78.342 | 8.3156 | 47.5729 | 103.1301
12 | 12 | 14 | 28.3626 | -27.4314 | -39.0843 | 17.9494 | 10.7938 | 17.2539 | 84.1514 | -81.3886 | -93.3497 | 55.8162 | 32.025 | 48.8194 | 147.9885 | -137.1514 | -135.0452 | 92.939 | 53.9666 | 77.7742 | 7.8439 | 46.0736 | 100.4717
12 | 12 | 15 | 28.1294 | -27.2764 | -38.9583 | 17.8665 | 10.7472 | 17.1787 | 83.4595 | -80.9287 | -93.0487 | 55.5585 | 31.8867 | 48.6065 | 146.7718 | -136.3764 | -134.6098 | 92.5099 | 53.7336 | 77.435 | 7.687 | 45.5338 | 99.4641
12 | 12 | 16 | 27.9145 | -27.117 | -38.811 | 17.7996 | 10.6955 | 17.1229 | 82.822 | -80.4558 | -92.6969 | 55.3503 | 31.7335 | 48.4487 | 145.6506 | -135.5794 | -134.1007 | 92.1633 | 53.4755 | 77.1836 | 7.6045 | 45.2019 | 98.7928
12 | 12 | 17 | 27.8493 | -27.132 | -38.7223 | 17.7503 | 10.6964 | 17.1057 | 82.6286 | -80.5002 | -92.485 | 55.1972 | 31.736 | 48.4 | 145.3106 | -135.6543 | -133.7942 | 91.9082 | 53.4797 | 77.1061 | 7.5475 | 44.9767 | 98.3561
12 | 12 | 18 | 27.6613 | -27.1336 | -38.6396 | 17.6053 | 10.6547 | 17.0207 | 82.0707 | -80.5051 | -92.2874 | 54.7463 | 31.6124 | 48.1596 | 144.3295 | -135.6625 | -133.5084 | 91.1575 | 53.2713 | 76.723 | 7.1689 | 43.7965 | 96.3104
12 | 12 | 19 | 27.6193 | -27.1275 | -38.5502 | 17.5458 | 10.6807 | 17.0124 | 81.9461 | -80.4869 | -92.074 | 54.5612 | 31.6894 | 48.1359 | 144.1104 | -135.6318 | -133.1997 | 90.8493 | 53.4012 | 76.6852 | 7.1805 | 43.7718 | 96.2146
12 | 12 | 20 | 28.5051 | -27.8702 | -39.1051 | 18.0134 | 11.1029 | 17.3209 | 84.5744 | -82.6905 | -93.3993 | 56.0154 | 32.9423 | 49.009 | 148.7324 | -139.3452 | -135.1169 | 93.2707 | 55.5124 | 78.0762 | 7.9672 | 46.4513 | 101.1296
12 | 12 | 21 | 29.3967 | -28.5845 | -39.6118 | 18.4832 | 11.5327 | 17.6068 | 87.2196 | -84.8099 | -94.6096 | 57.4763 | 34.2174 | 49.8178 | 153.3842 | -142.9167 | -136.8678 | 95.7032 | 57.6613 | 79.3647 | 8.8231 | 49.3116 | 106.3289
12 | 12 | 22 | 30.135 | -29.3297 | -40.1717 | 18.8968 | 11.9699 | 17.8458 | 89.4101 | -87.0208 | -95.9469 | 58.7625 | 35.5146 | 50.494 | 157.2366 | -146.6424 | -138.8024 | 97.8448 | 59.8471 | 80.4419 | 9.3461 | 51.2135 | 109.9256
12 | 12 | 23 | 31.2927 | -30.3095 | -40.9178 | 19.5337 | 12.5508 | 18.1775 | 92.8452 | -89.9278 | -97.7288 | 60.7428 | 37.2381 | 51.4326 | 163.2774 | -151.5412 | -141.3802 | 101.1423 | 62.7514 | 81.9372 | 10.3275 | 54.6021 | 116.187
12 | 13 | 0 | 32.4535 | -31.3443 | -41.7262 | 20.2159 | 13.2108 | 18.4812 | 96.2891 | -92.9982 | -99.6596 | 62.8643 | 39.1964 | 52.292 | 169.3338 | -156.7152 | -144.1734 | 104.6748 | 66.0514 | 83.3064 | 11.2909 | 57.984 | 122.4778
12 | 13 | 1 | 33.478 | -32.3237 | -42.4678 | 20.8715 | 13.9082 | 18.7556 | 99.3287 | -95.9039 | -101.4308 | 64.903 | 41.2654 | 53.0684 | 174.6793 | -161.6117 | -146.7357 | 108.0694 | 69.538 | 84.5433 | 12.2219 | 61.2309 | 128.4825
12 | 13 | 2 | 33.8346 | -33.0679 | -42.9069 | 21.4074 | 14.6655 | 18.9397 | 100.3869 | -98.112 | -102.4796 | 66.5694 | 43.5123 | 53.5891 | 176.5403 | -165.3327 | -148.253 | 110.8441 | 73.3245 | 85.3727 | 12.8724 | 63.4661 | 132.4958
12 | 13 | 3 | 34.1835 | -33.8205 | -43.3539 | 21.8156 | 15.4413 | 19.1013 | 101.422 | -100.345 | -103.5472 | 67.8387 | 45.8141 | 54.0463 | 178.3606 | -169.0957 | -149.7974 | 112.9575 | 77.2033 | 86.1012 | 13.3672 | 65.2289 | 135.7295
12 | 13 | 4 | 34.4276 | -34.5445 | -43.7788 | 22.3442 | 16.2482 | 19.254 | 102.1464 | -102.4931 | -104.5621 | 69.4824 | 48.2082 | 54.4785 | 179.6345 | -172.7154 | -151.2657 | 115.6944 | 81.2377 | 86.7896 | 13.9507 | 67.2603 | 139.3751
12 | 13 | 5 | 33.8105 | -32.6726 | -42.5018 | 20.9664 | 14.2415 | 18.829 | 100.3153 | -96.9391 | -101.5121 | 65.1982 | 42.2543 | 53.2759 | 176.4143 | -163.3562 | -146.8534 | 108.5609 | 71.2045 | 84.8738 | 12.673 | 62.5925 | 130.844
12 | 13 | 6 | 32.4013 | -30.8126 | -41.255 | 19.8172 | 12.6449 | 18.3931 | 96.1342 | -91.4205 | -98.5342 | 61.6244 | 37.5174 | 52.0426 | 169.0614 | -154.0565 | -142.5453 | 102.6101 | 63.2222 | 82.909 | 11.1889 | 57.3639 | 121.2009
12 | 13 | 7 | 30.2977 | -28.907 | -39.9593 | 18.707 | 11.5395 | 17.8607 | 89.8929 | -85.7667 | -95.4394 | 58.1722 | 34.2375 | 50.5361 | 158.0855 | -144.529 | -138.0683 | 96.8619 | 57.6951 | 80.509 | 9.5386 | 51.6326 | 110.5542
12 | 13 | 8 | 28.9221 | -27.8111 | -39.1507 | 18.0424 | 10.9622 | 17.4693 | 85.8116 | -82.5153 | -93.5082 | 56.1055 | 32.5248 | 49.4289 | 150.9081 | -139.05 | -135.2744 | 93.4206 | 54.8089 | 78.7451 | 8.4343 | 47.8472 | 103.5583
12 | 13 | 9 | 27.5795 | -26.7013 | -38.3338 | 17.4259 | 10.3942 | 17.0276 | 81.8279 | -79.2225 | -91.5572 | 54.1885 | 30.8396 | 48.1789 | 143.9024 | -133.5012 | -132.452 | 90.2288 | 51.9691 | 76.7538 | 7.3921 | 44.2552 | 96.9009
12 | 13 | 10 | 26.1134 | -25.6079 | -37.5267 | 16.6999 | 9.8045 | 16.4375 | 77.4782 | -75.9785 | -89.6295 | 51.9307 | 29.0897 | 46.5094 | 136.253 | -128.0345 | -129.6633 | 86.4693 | 49.0203 | 74.0941 | 5.9206 | 39.4 | 88.1388
12 | 13 | 11 | 28.4849 | -27.3778 | -38.7792 | 17.7087 | 10.7257 | 17.2861 | 84.5145 | -81.2297 | -92.621 | 55.0677 | 31.823 | 48.9105 | 148.627 | -136.8836 | -133.991 | 91.6927 | 53.6262 | 77.9193 | 8.0483 | 46.4649 | 100.9906
12 | 13 | 12 | 30.8002 | -29.1533 | -40.0266 | 18.67 | 11.6343 | 17.9953 | 91.3839 | -86.4974 | -95.6002 | 58.057 | 34.5189 | 50.9172 | 160.7075 | -145.7604 | -138.3008 | 96.6701 | 58.1692 | 81.1161 | 9.92 | 52.7794 | 112.6018
12 | 13 | 13 | 33.2029 | -30.9296 | -41.2402 | 19.744 | 12.6019 | 18.5757 | 98.5126 | -91.7677 | -98.4988 | 61.3969 | 37.3897 | 52.5592 | 173.2441 | -154.6416 | -142.4942 | 102.2313 | 63.007 | 83.732 | 11.9547 | 59.5918 | 125.0786
12 | 13 | 14 | 34.1957 | -31.7021 | -41.8266 | 20.1769 | 12.9897 | 18.7655 | 101.4581 | -94.0596 | -99.8995 | 62.743 | 38.5402 | 53.0964 | 178.4241 | -158.5038 | -144.5204 | 104.4727 | 64.9457 | 84.5879 | 12.5991 | 61.8787 | 129.4062
12 | 13 | 15 | 35.2702 | -32.4851 | -42.4059 | 20.7217 | 13.4629 | 18.959 | 104.6463 | -96.3829 | -101.2831 | 64.437 | 39.9442 | 53.6437 | 184.0308 | -162.4189 | -146.522 | 107.2934 | 67.3117 | 85.4598 | 13.5227 | 65.0053 | 135.1548
12 | 13 | 16 | 35.674 | -33.2571 | -42.9837 | 21.3186 | 14.1528 | 19.1349 | 105.8442 | -98.6734 | -102.663 | 66.2932 | 41.9911 | 54.1416 | 186.1375 | -166.2788 | -148.5183 | 110.3841 | 70.761 | 86.2529 | 14.0394 | 66.9337 | 138.7385
12 | 13 | 17 | 35.8442 | -33.8255 | -43.3938 | 21.6881 | 14.7165 | 19.2342 | 106.3494 | -100.3599 | -103.6424 | 67.4424 | 43.6637 | 54.4224 | 187.0259 | -169.1207 | -149.9352 | 112.2976 | 73.5795 | 86.7003 | 14.2637 | 67.8755 | 140.5473
12 | 13 | 18 | 36.0079 | -34.4089 | -43.7956 | 22.1544 | 15.339 | 19.351 | 106.8349 | -102.0907 | -104.6021 | 68.8923 | 45.5107 | 54.753 | 187.8797 | -172.0373 | -151.3235 | 114.7119 | 76.6919 | 87.2269 | 14.6478 | 69.2981 | 143.1496
12 | 13 | 19 | 36.1071 | -34.9559 | -44.1604 | 22.4885 | 15.9538 | 19.4352 | 107.1293 | -103.7136 | -105.4734 | 69.9312 | 47.3348 | 54.9913 | 188.3974 | -174.7722 | -152.584 | 116.4418 | 79.7659 | 87.6066 | 14.8684 | 70.1996 | 144.8555
12 | 13 | 20 | 36.1379 | -35.078 | -44.2572 | 22.5804 | 16.1012 | 19.4596 | 107.2208 | -104.076 | -105.7047 | 70.217 | 47.7721 | 55.0603 | 188.5584 | -175.3829 | -152.9187 | 116.9176 | 80.5028 | 87.7165 | 14.9439 | 70.4895 | 145.3937
12 | 13 | 21 | 36.1879 | -35.1983 | -44.3522 | 22.8274 | 16.3445 | 19.522 | 107.3692 | -104.433 | -105.9316 | 70.9851 | 48.4938 | 55.2368 | 188.8193 | -175.9844 | -153.2468 | 118.1965 | 81.719 | 87.9977 | 15.3313 | 71.7203 | 147.5012
12 | 13 | 22 | 36.202 | -35.2956 | -44.4074 | 22.8922 | 16.4842 | 19.5318 | 107.4108 | -104.7217 | -106.0634 | 71.1865 | 48.9084 | 55.2647 | 188.8925 | -176.471 | -153.4376 | 118.5319 | 82.4176 | 88.0421 | 15.4071 | 71.9853 | 147.9756
12 | 13 | 23 | 36.2309 | -35.3023 | -44.3859 | 22.7548 | 16.2952 | 19.5127 | 107.4967 | -104.7416 | -106.0121 | 70.7594 | 48.3476 | 55.2105 | 189.0435 | -176.5045 | -153.3634 | 117.8207 | 81.4725 | 87.9558 | 15.1053 | 71.0604 | 146.4247
12 | 14 | 0 | 36.2454 | -35.3072 | -44.3597 | 22.7377 | 16.2816 | 19.5121 | 107.5397 | -104.756 | -105.9495 | 70.7063 | 48.3073 | 55.2089 | 189.1191 | -176.5287 | -153.2728 | 117.7322 | 81.4047 | 87.9533 | 15.11 | 71.0567 | 146.4078
12 | 14 | 1 | 36.2696 | -35.3244 | -44.3331 | 22.7028 | 16.27 | 19.5066 | 107.6114 | -104.8072 | -105.886 | 70.5976 | 48.2729 | 55.1932 | 189.2453 | -176.6149 | -153.1809 | 117.5513 | 81.3466 | 87.9283 | 15.0914 | 70.9819 | 146.2757
12 | 14 | 2 | 36.1258 | -34.844 | -43.9241 | 22.3856 | 15.832 | 19.425 | 107.1849 | -103.3816 | -104.9091 | 69.6113 | 46.9735 | 54.9624 | 188.4952 | -174.2127 | -151.7677 | 115.9091 | 79.157 | 87.5606 | 15.0004 | 70.4414 | 145.1415
12 | 14 | 3 | 35.9679 | -34.3968 | -43.5583 | 21.9755 | 15.3134 | 19.3159 | 106.7163 | -102.0548 | -104.0354 | 68.3361 | 45.4345 | 54.6538 | 187.6711 | -171.9769 | -150.5037 | 113.7857 | 76.5636 | 87.0689 | 14.6176 | 69.0505 | 142.6088
12 | 14 | 4 | 35.8043 | -33.9251 | -43.1459 | 21.6399 | 14.8531 | 19.2288 | 106.2308 | -100.6554 | -103.0504 | 67.2923 | 44.0688 | 54.4073 | 186.8174 | -169.6187 | -149.0788 | 112.0478 | 74.2622 | 86.6763 | 14.455 | 68.2934 | 141.1061
12 | 14 | 5 | 30.7544 | -29.4389 | -39.9721 | 18.7145 | 11.7931 | 18.0208 | 91.2479 | -87.3448 | -95.4701 | 58.1955 | 34.99 | 50.9891 | 160.4684 | -147.1884 | -138.1127 | 96.9007 | 58.9632 | 81.2308 | 9.8718 | 52.6076 | 112.2619
12 | 14 | 6 | 24.9297 | -24.9243 | -36.7529 | 16.2141 | 9.4697 | 16.0275 | 73.9661 | -73.9502 | -87.7812 | 50.42 | 28.0965 | 45.3493 | 130.0767 | -124.6166 | -126.9895 | 83.9538 | 47.3465 | 72.246 | 4.9638 | 36.1005 | 82.0169
12 | 14 | 7 | 19.7135 | -20.4146 | -33.5725 | 14.0482 | 7.4131 | 13.9921 | 58.4897 | -60.5699 | -80.1852 | 43.685 | 21.9947 | 39.5902 | 102.86 | -102.0688 | -116.0006 | 72.7394 | 37.0642 | 63.0712 | 1.1799 | 23.0046 | 57.6654
12 | 14 | 8 | 17.6622 | -18.6382 | -32.2826 | 13.1634 | 6.6094 | 13.1391 | 52.4035 | -55.2993 | -77.1043 | 40.9334 | 19.61 | 37.1765 | 92.1567 | -93.1872 | -111.5437 | 68.1577 | 33.0456 | 59.2258 | -0.34683 | 17.7197 | 47.855
12 | 14 | 9 | 15.7905 | -16.854 | -30.984 | 12.4263 | 5.8632 | 12.3806 | 46.8502 | -50.0055 | -74.0027 | 38.6414 | 17.396 | 35.0304 | 82.3907 | -84.2663 | -107.0566 | 64.3413 | 29.3148 | 55.8068 | -1.3774 | 13.9098 | 40.5307
12 | 14 | 10 | 13.9329 | -15.0852 | -29.6966 | 11.6538 | 5.1384 | 11.6023 | 41.3387 | -44.7575 | -70.928 | 36.2393 | 15.2455 | 32.8283 | 72.6981 | -75.4227 | -102.6086 | 60.3417 | 25.6909 | 52.2987 | -2.4544 | 9.9663 | 32.9981
12 | 14 | 11 | 15.4816 | -16.4323 | -30.7243 | 12.2422 | 5.6828 | 12.1917 | 45.9339 | -48.7545 | -73.3825 | 38.069 | 16.8607 | 34.4959 | 80.7792 | -82.1583 | -106.1595 | 63.3883 | 28.4126 | 54.9554 | -1.5584 | 13.2223 | 39.2176
12 | 14 | 12 | 17.2151 | -17.7964 | -31.7563 | 12.9529 | 6.2847 | 12.896 | 51.0769 | -52.8018 | -75.8472 | 40.2788 | 18.6466 | 36.4887 | 89.8238 | -88.9785 | -109.7251 | 67.0678 | 31.4222 | 58.1301 | -0.20409 | 17.842 | 47.7404
12 | 14 | 13 | 18.7756 | -19.1353 | -32.751 | 13.5532 | 6.8478 | 13.4835 | 55.7071 | -56.7743 | -78.2231 | 42.1457 | 20.3173 | 38.151 | 97.9665 | -95.6728 | -113.1622 | 70.1763 | 34.2375 | 60.7784 | 0.77376 | 21.3237 | 54.3238
12 | 14 | 14 | 18.8262 | -19.1365 | -32.6654 | 13.5359 | 6.8615 | 13.4873 | 55.8571 | -56.7779 | -78.0186 | 42.0919 | 20.3579 | 38.1618 | 98.2301 | -95.6788 | -112.8662 | 70.0868 | 34.3059 | 60.7955 | 0.90892 | 21.6722 | 54.8733
12 | 14 | 15 | 18.7742 | -19.1972 | -32.6337 | 13.4367 | 6.8498 | 13.4022 | 55.7027 | -56.9578 | -77.9428 | 41.7835 | 20.3233 | 37.9211 | 97.9587 | -95.9821 | -112.7567 | 69.5733 | 34.2476 | 60.4121 | 0.63207 | 20.8299 | 53.453
12 | 14 | 16 | 18.7953 | -19.2017 | -32.5569 | 13.4214 | 6.8527 | 13.3969 | 55.7655 | -56.9712 | -77.7594 | 41.7359 | 20.3319 | 37.9061 | 98.0692 | -96.0045 | -112.4914 | 69.494 | 34.2622 | 60.3881 | 0.7078 | 21.0088 | 53.7175
12 | 14 | 17 | 18.4098 | -18.9633 | -32.3301 | 13.3018 | 6.7575 | 13.2999 | 54.6215 | -56.2638 | -77.2178 | 41.3639 | 20.0495 | 37.6315 | 96.0574 | -94.8124 | -111.7078 | 68.8747 | 33.7862 | 59.9508 | 0.47562 | 20.1849 | 52.1488
12 | 14 | 18 | 17.9108 | -18.7197 | -32.1121 | 13.1114 | 6.625 | 13.1285 | 53.1411 | -55.541 | -76.6972 | 40.7718 | 19.6562 | 37.1466 | 93.4539 | -93.5945 | -110.9547 | 67.8887 | 33.1235 | 59.1783 | -0.05614 | 18.4775 | 49.0952
12 | 14 | 19 | 17.4417 | -18.4046 | -31.8392 | 12.9812 | 6.4967 | 13.0051 | 51.7492 | -54.6062 | -76.0453 | 40.3669 | 19.2755 | 36.7974 | 91.006 | -92.0192 | -110.0116 | 67.2145 | 32.4819 | 58.622 | -0.31921 | 17.5375 | 47.2937
12 | 14 | 20 | 16.8549 | -17.9359 | -31.5947 | 12.8094 | 6.2959 | 12.8165 | 50.0084 | -53.2156 | -75.4612 | 39.8326 | 18.6798 | 36.264 | 87.9447 | -89.6759 | -109.1667 | 66.3249 | 31.4781 | 57.7721 | -0.75383 | 16.1079 | 44.6772
12 | 14 | 21 | 16.2256 | -17.3944 | -31.292 | 12.6202 | 6.0836 | 12.6107 | 48.1411 | -51.6091 | -74.7385 | 39.2445 | 18.0501 | 35.6815 | 84.6608 | -86.9687 | -108.1211 | 65.3456 | 30.4169 | 56.8442 | -1.1464 | 14.7695 | 42.1777
12 | 14 | 22 | 15.6272 | -16.9112 | -31.0419 | 12.437 | 5.8837 | 12.4004 | 46.3657 | -50.1753 | -74.1409 | 38.6748 | 17.4568 | 35.0865 | 81.5386 | -84.5524 | -107.2567 | 64.397 | 29.4172 | 55.8963 | -1.6047 | 13.2676 | 39.4401
12 | 14 | 23 | 14.714 | -16.2061 | -30.4449 | 12.0663 | 5.5796 | 12.0405 | 43.6562 | -48.0832 | -72.715 | 37.5218 | 16.5547 | 34.0682 | 76.7737 | -81.027 | -105.1939 | 62.4772 | 27.897 | 54.274 | -2.2505 | 11.0027 | 35.2011
12 | 15 | 0 | 13.8398 | -15.4937 | -29.8431 | 11.7158 | 5.2812 | 11.6965 | 41.0625 | -45.9696 | -71.2778 | 36.4321 | 15.6692 | 33.0949 | 72.2124 | -77.4653 | -103.1146 | 60.6627 | 26.4048 | 52.7235 | -2.8035 | 9.0113 | 31.4235
12 | 15 | 1 | 13.0564 | -14.8205 | -29.2801 | 11.4385 | 5.0233 | 11.414 | 38.7383 | -43.9721 | -69.933 | 35.5698 | 14.904 | 32.2956 | 68.1251 | -74.0993 | -101.1692 | 59.2269 | 25.1153 | 51.4501 | -3.1683 | 7.6025 | 28.6489
12 | 15 | 2 | 12.4349 | -14.249 | -28.7961 | 11.1442 | 4.7898 | 11.1457 | 36.8943 | -42.2766 | -68.7771 | 34.6545 | 14.2112 | 31.5362 | 64.8823 | -71.242 | -99.4969 | 57.7028 | 23.9479 | 50.2404 | -3.5305 | 6.2427 | 26.0345
12 | 15 | 3 | 11.8755 | -13.6963 | -28.3257 | 10.8974 | 4.5727 | 10.908 | 35.2345 | -40.6369 | -67.6535 | 33.887 | 13.567 | 30.8639 | 61.9634 | -68.4789 | -97.8716 | 56.4248 | 22.8624 | 49.1693 | -3.7684 | 5.2621 | 24.0695
12 | 15 | 4 | 11.2502 | -13.1308 | -27.8437 | 10.5918 | 4.3422 | 10.6268 | 33.3793 | -38.9589 | -66.5025 | 32.9368 | 12.8832 | 30.0682 | 58.7008 | -65.6514 | -96.2064 | 54.8427 | 21.71 | 47.9016 | -4.1635 | 3.806 | 21.2973
12 | 15 | 5 | 10.0546 | -11.7155 | -26.9172 | 10.0664 | 3.8095 | 10.0841 | 29.8318 | -34.7597 | -64.2894 | 31.3029 | 11.3027 | 28.5326 | 52.4621 | -58.575 | -93.0049 | 52.1222 | 19.0466 | 45.4552 | -4.6181 | 1.9209 | 17.5063
12 | 15 | 6 | 8.9679 | -10.3674 | -26.0426 | 9.5902 | 3.3217 | 9.5861 | 26.6075 | -30.7599 | -62.2006 | 29.822 | 9.8556 | 27.1235 | 46.7919 | -51.8349 | -89.9831 | 49.6563 | 16.608 | 43.2105 | -4.9441 | 0.44808 | 14.4489
12 | 15 | 7 | 7.8424 | -8.9425 | -25.114 | 9.0922 | 2.8265 | 9.0711 | 23.2683 | -26.5321 | -59.9828 | 28.2734 | 8.3862 | 25.6663 | 40.9195 | -44.7104 | -86.7747 | 47.0777 | 14.132 | 40.8889 | -5.2244 | -0.92081 | 11.5331
12 | 15 | 8 | 7.3947 | -8.4595 | -24.7026 | 8.8836 | 2.6563 | 8.873 | 21.9399 | -25.0993 | -59.0001 | 27.6247 | 7.8813 | 25.1058 | 38.5835 | -42.296 | -85.353 | 45.9977 | 13.2811 | 39.9961 | -5.3546 | -1.5477 | 10.2093
12 | 15 | 9 | 6.9152 | -7.9505 | -24.2504 | 8.6537 | 2.4762 | 8.6529 | 20.5173 | -23.5892 | -57.92 | 26.91 | 7.3469 | 24.4832 | 36.0817 | -39.7511 | -83.7905 | 44.8076 | 12.3806 | 39.0042 | -5.5028 | -2.2518 | 8.7324
12 | 15 | 10 | 6.5314 | -7.4949 | -23.8463 | 8.5171 | 2.3322 | 8.5141 | 19.3785 | -22.2373 | -56.9549 | 26.485 | 6.9196 | 24.0904 | 34.0789 | -37.473 | -82.3943 | 44.1 | 11.6605 | 38.3785 | -5.4465 | -2.3187 | 8.3505
12 | 15 | 11 | 8.0702 | -9.2628 | -25.2054 | 9.1564 | 2.9227 | 9.1556 | 23.9441 | -27.4827 | -60.2009 | 28.473 | 8.6716 | 25.9055 | 42.108 | -46.3123 | -87.0902 | 47.4101 | 14.6129 | 41.27 | -5.1634 | -0.68949 | 11.9985
12 | 15 | 12 | 9.7318 | -11.0354 | -26.5493 | 9.8815 | 3.5608 | 9.8783 | 28.874 | -32.7418 | -63.4107 | 30.7278 | 10.565 | 27.9503 | 50.7778 | -55.1746 | -91.7337 | 51.1646 | 17.8035 | 44.5277 | -4.5323 | 1.9646 | 17.3652
12 | 15 | 13 | 11.4281 | -12.7862 | -27.868 | 10.6207 | 4.2189 | 10.6146 | 33.907 | -37.9366 | -66.5605 | 33.0265 | 12.5173 | 30.0337 | 59.6289 | -63.9286 | -96.2903 | 54.992 | 21.0935 | 47.8467 | -3.772 | 4.9875 | 23.3423
12 | 15 | 14 | 12.2386 | -13.6633 | -28.4268 | 10.8981 | 4.5477 | 10.9133 | 36.3117 | -40.5388 | -67.895 | 33.8892 | 13.4931 | 30.8787 | 63.8578 | -68.3137 | -98.2209 | 56.4286 | 22.7378 | 49.1928 | -3.4924 | 6.139 | 25.6825
12 | 15 | 15 | 13.1101 | -14.5134 | -28.9331 | 11.246 | 4.8943 | 11.2813 | 38.8976 | -43.0611 | -69.1044 | 34.9711 | 14.5213 | 31.92 | 68.4052 | -72.5641 | -99.9706 | 58.23 | 24.4704 | 50.8517 | -2.9149 | 8.1444 | 29.4227
12 | 15 | 16 | 13.9445 | -15.3749 | -29.4784 | 11.519 | 5.2213 | 11.5786 | 41.3732 | -45.6172 | -70.4067 | 35.82 | 15.4915 | 32.7614 | 72.7588 | -76.8715 | -101.8545 | 59.6436 | 26.1054 | 52.1921 | -2.5899 | 9.4221 | 31.9739
12 | 15 | 17 | 14.9553 | -16.2088 | -30.1403 | 11.9183 | 5.5764 | 11.981 | 44.3722 | -48.0913 | -71.9877 | 37.0616 | 16.545 | 33.8999 | 78.0329 | -81.0407 | -104.1416 | 61.7109 | 27.8807 | 54.006 | -1.9181 | 11.7998 | 36.4482
12 | 15 | 18 | 16.0137 | -17.1254 | -30.8597 | 12.3401 | 5.9564 | 12.3936 | 47.5124 | -50.8108 | -73.7059 | 38.3733 | 17.6727 | 35.0673 | 83.5553 | -85.6234 | -106.6272 | 63.895 | 29.781 | 55.8657 | -1.2812 | 14.1091 | 40.8464
12 | 15 | 19 | 17.0185 | -17.9602 | -31.5204 | 12.7298 | 6.3156 | 12.7865 | 50.4936 | -53.2878 | -75.2839 | 39.5852 | 18.7384 | 36.179 | 88.798 | -89.7975 | -108.9101 | 65.9128 | 31.5769 | 57.6367 | -0.6302 | 16.4245 | 45.2169
12 | 15 | 20 | 18.0454 | -18.9798 | -32.2381 | 13.1834 | 6.7476 | 13.2353 | 53.5405 | -56.3128 | -76.9981 | 40.9957 | 20.0199 | 37.4488 | 94.1562 | -94.8951 | -111.39 | 68.2615 | 33.7364 | 59.6597 | -0.0062434 | 18.6941 | 49.5288
12 | 15 | 21 | 19.0217 | -19.9777 | -32.9245 | 13.6288 | 7.187 | 13.6678 | 56.4372 | -59.2737 | -78.6376 | 42.3808 | 21.3236 | 38.6726 | 99.2504 | -99.8845 | -113.7617 | 70.5678 | 35.9334 | 61.6094 | 0.60307 | 20.9031 | 53.7147
12 | 15 | 22 | 20.0536 | -20.975 | -33.6289 | 14.084 | 7.6308 | 14.1074 | 59.4989 | -62.2326 | -80.3199 | 43.7964 | 22.6404 | 39.9164 | 104.6346 | -104.8708 | -116.1954 | 72.9249 | 38.1522 | 63.5909 | 1.2719 | 23.2996 | 58.2364
12 | 15 | 23 | 20.4466 | -21.4016 | -33.8866 | 14.2457 | 7.8189 | 14.2676 | 60.6648 | -63.4983 | -80.9355 | 44.2991 | 23.1984 | 40.3698 | 106.685 | -107.0037 | -117.086 | 73.762 | 39.0927 | 64.3131 | 1.4905 | 24.0984 | 59.7631
12 | 16 | 0 | 20.868 | -21.844 | -34.1815 | 14.4147 | 8.0319 | 14.4448 | 61.9151 | -64.8109 | -81.6398 | 44.8247 | 23.8305 | 40.871 | 108.8838 | -109.2156 | -118.1049 | 74.6371 | 40.1578 | 65.1116 | 1.7338 | 24.9906 | 61.4697
12 | 16 | 1 | 21.3595 | -22.3098 | -34.4794 | 14.6661 | 8.2614 | 14.6643 | 63.3734 | -66.1929 | -82.3513 | 45.6063 | 24.5115 | 41.492 | 111.4484 | -111.5445 | -119.1342 | 75.9386 | 41.3054 | 66.1009 | 2.162 | 26.439 | 64.1145
12 | 16 | 2 | 21.7739 | -22.6052 | -34.767 | 14.8055 | 8.3645 | 14.7877 | 64.6029 | -67.0692 | -83.0382 | 46.0399 | 24.8173 | 41.8413 | 113.6106 | -113.0212 | -120.1279 | 76.6605 | 41.8206 | 66.6573 | 2.3594 | 27.194 | 65.6
12 | 16 | 3 | 22.3166 | -22.9086 | -35.0582 | 15.0626 | 8.5276 | 15.0184 | 66.2131 | -67.9695 | -83.7336 | 46.8395 | 25.3014 | 42.494 | 116.4423 | -114.5383 | -121.134 | 77.9919 | 42.6365 | 67.6971 | 2.9585 | 29.1449 | 69.0956
12 | 16 | 4 | 22.8034 | -23.2443 | -35.3499 | 15.2331 | 8.6791 | 15.1768 | 67.6573 | -68.9656 | -84.4303 | 47.3697 | 25.7508 | 42.9422 | 118.9821 | -116.2168 | -122.1418 | 78.8748 | 43.3938 | 68.4113 | 3.2983 | 30.3242 | 71.3033
12 | 16 | 5 | 19.6774 | -20.5722 | -33.4299 | 13.974 | 7.4805 | 13.9732 | 58.3827 | -61.0374 | -79.8447 | 43.4543 | 22.1946 | 39.5366 | 102.6717 | -102.8567 | -115.508 | 72.3554 | 37.401 | 62.9858 | 1.1031 | 22.6862 | 57.0492
12 | 16 | 6 | 16.6418 | -17.9804 | -31.5618 | 12.7208 | 6.316 | 12.7256 | 49.376 | -53.3477 | -75.3828 | 39.5572 | 18.7394 | 36.0066 | 86.8326 | -89.8984 | -109.0532 | 65.8662 | 31.5786 | 57.362 | -1.1381 | 14.9487 | 42.6878
12 | 16 | 7 | 13.7854 | -15.3364 | -29.6462 | 11.5981 | 5.2231 | 11.585 | 40.901 | -45.5029 | -70.8074 | 36.0661 | 15.4969 | 32.7793 | 71.9284 | -76.6788 | -102.4342 | 60.0533 | 26.1145 | 52.2207 | -2.7909 | 8.9331 | 31.204
12 | 16 | 8 | 13.1112 | -14.6124 | -29.16 | 11.2932 | 4.9314 | 11.276 | 38.9007 | -43.3547 | -69.6462 | 35.1177 | 14.6313 | 31.9052 | 68.4108 | -73.0588 | -100.7543 | 58.4742 | 24.6559 | 50.8281 | -3.1606 | 7.5541 | 28.5558
12 | 16 | 9 | 12.4529 | -13.8397 | -28.6294 | 11.0623 | 4.6454 | 11.0279 | 36.9477 | -41.0623 | -68.379 | 34.3999 | 13.7827 | 31.203 | 64.9761 | -69.1958 | -98.9211 | 57.2789 | 23.2259 | 49.7094 | -3.2807 | 6.892 | 27.0735
12 | 16 | 10 | 11.7806 | -13.1221 | -28.145 | 10.749 | 4.356 | 10.7051 | 34.953 | -38.933 | -67.222 | 33.4255 | 12.9242 | 30.2898 | 61.4682 | -65.6077 | -97.2473 | 55.6565 | 21.7792 | 48.2547 | -3.6763 | 5.4376 | 24.3037
12 | 16 | 11 | 13.4064 | -14.7338 | -29.2832 | 11.3757 | 4.9795 | 11.3436 | 39.7766 | -43.715 | -69.9405 | 35.3743 | 14.7742 | 32.0964 | 69.9511 | -73.6659 | -101.18 | 58.9014 | 24.8966 | 51.1328 | -2.9117 | 8.3661 | 30.036
12 | 16 | 12 | 15.1192 | -16.3414 | -30.4175 | 12.0477 | 5.649 | 12.0311 | 44.8586 | -48.4848 | -72.6496 | 37.4641 | 16.7605 | 34.0415 | 78.8883 | -81.7037 | -105.0992 | 62.3811 | 28.2438 | 54.2315 | -1.9119 | 11.9903 | 36.9417
12 | 16 | 13 | 16.948 | -18.0176 | -31.6068 | 12.8058 | 6.3556 | 12.7783 | 50.2847 | -53.4579 | -75.4902 | 39.8214 | 18.8569 | 36.1557 | 88.4305 | -90.0841 | -109.2086 | 66.3063 | 31.7766 | 57.5995 | -0.73667 | 16.1706 | 44.8202
12 | 16 | 14 | 17.8621 | -18.9971 | -32.2428 | 13.1508 | 6.7469 | 13.1451 | 52.9967 | -56.3642 | -77.0093 | 40.8943 | 20.0181 | 37.1936 | 93.1998 | -94.9816 | -111.4062 | 68.0927 | 33.7333 | 59.2532 | -0.33495 | 17.7292 | 47.8912
12 | 16 | 15 | 18.8165 | -19.9474 | -32.8363 | 13.5469 | 7.1596 | 13.5502 | 55.8283 | -59.1836 | -78.4267 | 42.1261 | 21.2426 | 38.3398 | 98.1796 | -99.7328 | -113.4567 | 70.1438 | 35.7967 | 61.0792 | 0.28962 | 19.9265 | 52.0098
12 | 16 | 16 | 19.8902 | -20.9138 | -33.4755 | 14.0197 | 7.6025 | 14.0163 | 59.0139 | -62.051 | -79.9535 | 43.5964 | 22.5566 | 39.6586 | 103.7818 | -104.5647 | -115.6654 | 72.592 | 38.0111 | 63.18 | 1.1394 | 22.821 | 57.3347
12 | 16 | 17 | 20.0531 | -21.1257 | -33.5716 | 14.044 | 7.6839 | 14.0474 | 59.4972 | -62.6798 | -80.1831 | 43.6719 | 22.798 | 39.7466 | 104.6316 | -105.6243 | -115.9975 | 72.7176 | 38.4179 | 63.3203 | 1.131 | 22.8508 | 57.4656
12 | 16 | 18 | 20.2299 | -21.3072 | -33.6597 | 14.089 | 7.7566 | 14.0941 | 60.0219 | -63.2182 | -80.3935 | 43.8118 | 23.0138 | 39.8788 | 105.5545 | -106.5317 | -116.302 | 72.9506 | 38.7816 | 63.5309 | 1.2027 | 23.1147 | 57.9839
12 | 16 | 19 | 20.4739 | -21.501 | -33.758 | 14.1635 | 7.8657 | 14.1719 | 60.7457 | -63.7933 | -80.6283 | 44.0435 | 23.3373 | 40.0988 | 106.8274 | -107.5009 | -116.6417 | 73.3363 | 39.3267 | 63.8814 | 1.4158 | 23.8037 | 59.2293
12 | 16 | 20 | 20.4201 | -21.4021 | -33.7134 | 14.1374 | 7.8145 | 14.1464 | 60.5862 | -63.4999 | -80.5217 | 43.9624 | 23.1854 | 40.0266 | 106.5469 | -107.0063 | -116.4874 | 73.2013 | 39.0707 | 63.7664 | 1.4028 | 23.7391 | 59.0916
12 | 16 | 21 | 20.3339 | -21.3021 | -33.6518 | 14.1055 | 7.7691 | 14.1062 | 60.3304 | -63.203 | -80.3745 | 43.863 | 23.0507 | 39.913 | 106.097 | -106.5061 | -116.2745 | 73.0358 | 38.8437 | 63.5853 | 1.3607 | 23.5795 | 58.7813
12 | 16 | 22 | 20.2792 | -21.1965 | -33.6081 | 14.0869 | 7.7368 | 14.0858 | 60.1681 | -62.8899 | -80.2701 | 43.8053 | 22.9549 | 39.8554 | 105.8115 | -105.9784 | -116.1235 | 72.9397 | 38.6823 | 63.4936 | 1.3841 | 23.6236 | 58.8252
12 | 16 | 23 | 19.9214 | -20.85 | -33.3434 | 13.9415 | 7.5932 | 13.9419 | 59.1067 | -61.8616 | -79.6379 | 43.3532 | 22.5289 | 39.448 | 103.9449 | -104.2456 | -115.2089 | 72.187 | 37.9643 | 62.8446 | 1.2047 | 22.9372 | 57.4864
12 | 17 | 0 | 19.5083 | -20.5114 | -33.0664 | 13.7259 | 7.4193 | 13.7472 | 57.8809 | -60.857 | -78.9764 | 42.6828 | 22.0131 | 38.8972 | 101.7893 | -102.5527 | -114.2519 | 71.0707 | 37.0951 | 61.9671 | 0.823 | 21.6406 | 55.1177
12 | 17 | 1 | 19.1691 | -20.1411 | -32.7941 | 13.6082 | 7.2688 | 13.6274 | 56.8745 | -59.7584 | -78.326 | 42.3166 | 21.5666 | 38.5583 | 100.0195 | -100.7013 | -113.311 | 70.4609 | 36.3428 | 61.4271 | 0.73834 | 21.2316 | 54.2379
12 | 17 | 2 | 18.4074 | -19.5552 | -32.3067 | 13.263 | 7.0007 | 13.3051 | 54.6145 | -58.0201 | -77.1619 | 41.2434 | 20.771 | 37.6464 | 96.045 | -97.7721 | -111.627 | 68.6739 | 35.0022 | 59.9745 | 0.11435 | 19.0933 | 50.2964
12 | 17 | 3 | 17.6812 | -18.9453 | -31.8149 | 12.9971 | 6.7479 | 13.0455 | 52.4599 | -56.2106 | -75.9872 | 40.4164 | 20.0209 | 36.9118 | 92.2559 | -94.7228 | -109.9275 | 67.2969 | 33.7381 | 58.8041 | -0.2885 | 17.6112 | 47.4447
12 | 17 | 4 | 16.9229 | -18.3204 | -31.3119 | 12.6714 | 6.4678 | 12.7292 | 50.21 | -54.3564 | -74.786 | 39.4035 | 19.19 | 36.0168 | 88.2992 | -91.5983 | -108.1898 | 65.6103 | 32.3379 | 57.3783 | -0.84108 | 15.6778 | 43.8376
12 | 17 | 5 | 14.799 | -16.3611 | -29.9495 | 11.8894 | 5.6595 | 11.9265 | 43.9085 | -48.5432 | -71.5318 | 36.9718 | 16.7915 | 33.7456 | 77.2174 | -81.8023 | -103.4821 | 61.5614 | 28.2961 | 53.7601 | -2.0362 | 11.3424 | 35.5506
12 | 17 | 6 | 12.7046 | -14.4467 | -28.6189 | 11.0712 | 4.87 | 11.0889 | 37.6944 | -42.8631 | -68.354 | 34.4276 | 14.4494 | 31.3756 | 66.2893 | -72.2304 | -98.8849 | 57.3251 | 24.3492 | 49.9844 | -3.3309 | 6.7299 | 26.8327
12 | 17 | 7 | 10.6449 | -12.4748 | -27.2538 | 10.2589 | 4.0931 | 10.2564 | 31.5833 | -37.0125 | -65.0935 | 31.9016 | 12.1442 | 29.0202 | 55.5424 | -62.3714 | -94.1681 | 53.1191 | 20.4647 | 46.2321 | -4.4752 | 2.5434 | 18.8189
12 | 17 | 8 | 10.4578 | -12.1905 | -27.139 | 10.2479 | 4.0125 | 10.2177 | 31.0282 | -36.169 | -64.8194 | 31.8675 | 11.9049 | 28.9107 | 54.5661 | -60.95 | -93.7715 | 53.0622 | 20.0615 | 46.0576 | -4.3936 | 2.7228 | 19.0259
12 | 17 | 9 | 10.1996 | -11.8591 | -27.0113 | 10.1657 | 3.891 | 10.1262 | 30.262 | -35.1859 | -64.5143 | 31.6118 | 11.5445 | 28.6517 | 53.2188 | -59.2932 | -93.3301 | 52.6365 | 19.454 | 45.6451 | -4.488 | 2.3699 | 18.331
12 | 17 | 10 | 9.877 | -11.4812 | -26.8388 | 10.068 | 3.7603 | 10.0103 | 29.3048 | -34.0645 | -64.1023 | 31.308 | 11.1566 | 28.3238 | 51.5354 | -57.4035 | -92.7342 | 52.1305 | 18.8005 | 45.1226 | -4.6045 | 1.9263 | 17.4513
12 | 17 | 11 | 10.1738 | -11.8365 | -27.107 | 10.1683 | 3.8737 | 10.1085 | 30.1856 | -35.1187 | -64.7429 | 31.6198 | 11.4932 | 28.6017 | 53.0844 | -59.18 | -93.6608 | 52.6498 | 19.3676 | 45.5654 | -4.6192 | 2.0387 | 17.8263
12 | 17 | 12 | 10.4899 | -12.2052 | -27.3843 | 10.3 | 4.0095 | 10.2491 | 31.1235 | -36.2127 | -65.4052 | 32.0295 | 11.8961 | 28.9995 | 54.7338 | -61.0235 | -94.619 | 53.332 | 20.0466 | 46.199 | -4.541 | 2.4306 | 18.6688
12 | 17 | 13 | 10.8476 | -12.5467 | -27.6537 | 10.4959 | 4.1528 | 10.4348 | 32.1848 | -37.226 | -66.0485 | 32.6386 | 12.3214 | 29.5249 | 56.6002 | -62.7311 | -95.5497 | 54.3461 | 20.7633 | 47.0361 | -4.2692 | 3.3952 | 20.4649
12 | 17 | 14 | 10.954 | -12.653 | -27.7621 | 10.5432 | 4.1903 | 10.49 | 32.5004 | -37.5414 | -66.3075 | 32.7855 | 12.4325 | 29.6811 | 57.1551 | -63.2626 | -95.9244 | 54.5907 | 20.9505 | 47.285 | -4.2377 | 3.5505 | 20.7943
12 | 17 | 15 | 11.0895 | -12.7993 | -27.9199 | 10.6095 | 4.2363 | 10.5545 | 32.9024 | -37.9755 | -66.6845 | 32.9917 | 12.569 | 29.8635 | 57.8622 | -63.9941 | -96.4697 | 54.9342 | 21.1805 | 47.5755 | -4.2295 | 3.6667 | 21.0886
12 | 17 | 16 | 11.2322 | -12.9208 | -28.0771 | 10.6769 | 4.284 | 10.6251 | 33.3257 | -38.3358 | -67.0597 | 33.2013 | 12.7107 | 30.0634 | 58.6065 | -64.6013 | -97.0126 | 55.2831 | 21.4193 | 47.894 | -4.1797 | 3.9055 | 21.5891
12 | 17 | 17 | 11.5059 | -13.1812 | -28.2285 | 10.7771 | 4.3791 | 10.7303 | 34.138 | -39.1086 | -67.4213 | 33.5129 | 12.9926 | 30.361 | 60.035 | -65.9035 | -97.5357 | 55.802 | 21.8944 | 48.3681 | -4.0173 | 4.4746 | 22.6603
12 | 17 | 18 | 11.7326 | -13.4106 | -28.3786 | 10.8517 | 4.4725 | 10.8157 | 34.8104 | -39.789 | -67.78 | 33.7449 | 13.2699 | 30.6026 | 61.2175 | -67.0502 | -98.0546 | 56.1883 | 22.3617 | 48.753 | -3.9168 | 4.8587 | 23.4157
12 | 17 | 19 | 11.9999 | -13.6765 | -28.5324 | 10.9525 | 4.5707 | 10.9289 | 35.6037 | -40.5779 | -68.1473 | 34.0583 | 13.5612 | 30.923 | 62.6126 | -68.3795 | -98.5859 | 56.7101 | 22.8526 | 49.2633 | -3.7569 | 5.4209 | 24.4731
12 | 17 | 20 | 12.2058 | -13.8621 | -28.6535 | 11.0078 | 4.6375 | 10.9958 | 36.2144 | -41.1286 | -68.4366 | 34.2305 | 13.7594 | 31.1122 | 63.6866 | -69.3076 | -99.0044 | 56.9968 | 23.1866 | 49.5649 | -3.6687 | 5.7514 | 25.123
12 | 17 | 21 | 12.4172 | -14.0583 | -28.7853 | 11.0692 | 4.7084 | 11.0673 | 36.8416 | -41.7107 | -68.7513 | 34.4213 | 13.9697 | 31.3145 | 64.7897 | -70.2884 | -99.4597 | 57.3145 | 23.5409 | 49.8871 | -3.5815 | 6.0851 | 25.7841
12 | 17 | 22 | 12.5902 | -14.1988 | -28.8587 | 11.1171 | 4.7689 | 11.139 | 37.3548 | -42.1276 | -68.9266 | 34.5704 | 14.1494 | 31.5175 | 65.6922 | -70.991 | -99.7132 | 57.5627 | 23.8437 | 50.2105 | -3.4422 | 6.5379 | 26.6049
12 | 17 | 23 | 12.9772 | -14.5175 | -29.1613 | 11.3221 | 4.9039 | 11.3251 | 38.5031 | -43.0731 | -69.6495 | 35.2077 | 14.5499 | 32.0439 | 67.7116 | -72.5843 | -100.759 | 58.624 | 24.5186 | 51.0492 | -3.1505 | 7.5821 | 28.5601
12 | 18 | 0 | 13.2561 | -14.8258 | -29.4573 | 11.4393 | 5.0139 | 11.4339 | 39.3306 | -43.9879 | -70.3563 | 35.5723 | 14.8761 | 32.3518 | 69.1667 | -74.1259 | -101.7816 | 59.2311 | 25.0683 | 51.5397 | -3.1399 | 7.7865 | 29.0983
12 | 18 | 1 | 13.6457 | -15.1238 | -29.7488 | 11.644 | 5.1532 | 11.6219 | 40.4866 | -44.8722 | -71.0525 | 36.2088 | 15.2895 | 32.8837 | 71.1997 | -75.616 | -102.7887 | 60.2909 | 25.765 | 52.3869 | -2.8078 | 8.9439 | 31.2378
12 | 18 | 2 | 13.7716 | -15.2546 | -29.8425 | 11.6823 | 5.2051 | 11.6651 | 40.8601 | -45.2601 | -71.2763 | 36.3278 | 15.4433 | 33.0059 | 71.8565 | -76.2697 | -103.1125 | 60.489 | 26.0242 | 52.5817 | -2.7731 | 9.1007 | 31.5692
12 | 18 | 3 | 13.9174 | -15.3749 | -29.935 | 11.738 | 5.2542 | 11.7205 | 41.2929 | -45.6172 | -71.4974 | 36.5012 | 15.5891 | 33.1628 | 72.6176 | -76.8715 | -103.4323 | 60.7777 | 26.2698 | 52.8317 | -2.6798 | 9.4314 | 32.193
12 | 18 | 4 | 14.0788 | -15.5179 | -30.0607 | 11.7985 | 5.3083 | 11.7812 | 41.7715 | -46.0413 | -71.7976 | 36.6892 | 15.7498 | 33.3346 | 73.4593 | -77.5861 | -103.8667 | 61.0908 | 26.5406 | 53.1053 | -2.6118 | 9.7061 | 32.7432
12 | 18 | 5 | 13.6953 | -15.1254 | -29.8011 | 11.6593 | 5.1576 | 11.6225 | 40.6337 | -44.8768 | -71.1775 | 36.2564 | 15.3025 | 32.8856 | 71.4584 | -75.6238 | -102.9695 | 60.3702 | 25.7869 | 52.39 | -2.7917 | 9.0239 | 31.4121
12 | 18 | 6 | 13.3566 | -14.7374 | -29.5364 | 11.5177 | 5.0052 | 11.4802 | 39.6289 | -43.7257 | -70.5453 | 35.816 | 14.8505 | 32.4828 | 69.6914 | -73.684 | -102.055 | 59.6368 | 25.0251 | 51.7483 | -2.9141 | 8.5072 | 30.3626
12 | 18 | 7 | 12.9489 | -14.3615 | -29.278 | 11.3268 | 4.8502 | 11.2907 | 38.4193 | -42.6103 | -69.9281 | 35.2224 | 14.3906 | 31.9467 | 67.5642 | -71.8043 | -101.1621 | 58.6485 | 24.2502 | 50.8943 | -3.2227 | 7.4408 | 28.3909
12 | 18 | 8 | 13.1681 | -14.6191 | -29.3679 | 11.3933 | 4.9393 | 11.3599 | 39.0695 | -43.3748 | -70.1428 | 35.4291 | 14.6549 | 32.1423 | 68.7076 | -73.0927 | -101.4727 | 58.9926 | 24.6956 | 51.206 | -3.1265 | 7.7782 | 29.0363
12 | 18 | 9 | 13.4647 | -14.8941 | -29.5022 | 11.4801 | 5.0492 | 11.4581 | 39.9497 | -44.1906 | -70.4636 | 35.699 | 14.9808 | 32.4203 | 70.2554 | -74.4674 | -101.9368 | 59.442 | 25.2447 | 51.6488 | -2.9443 | 8.3955 | 30.1867
12 | 18 | 10 | 13.7425 | -15.1837 | -29.6304 | 11.5861 | 5.176 | 11.5638 | 40.7739 | -45.0498 | -70.7697 | 36.0287 | 15.3573 | 32.7195 | 71.7049 | -75.9153 | -102.3796 | 59.9911 | 25.8792 | 52.1254 | -2.7455 | 9.0599 | 31.4056
12 | 18 | 11 | 14.7028 | -16.0519 | -30.3045 | 11.9902 | 5.5365 | 11.9738 | 43.6229 | -47.6259 | -72.3799 | 37.2854 | 16.4266 | 33.8794 | 76.7152 | -80.2563 | -104.709 | 62.0835 | 27.6812 | 53.9733 | -2.1532 | 11.2086 | 35.4878
12 | 18 | 12 | 15.5933 | -16.9343 | -30.9837 | 12.3253 | 5.8782 | 12.318 | 46.2652 | -50.2437 | -74.002 | 38.3274 | 17.4406 | 34.8533 | 81.3618 | -84.6678 | -107.0556 | 63.8186 | 29.3898 | 55.5248 | -1.8031 | 12.6407 | 38.3716
12 | 18 | 13 | 16.5639 | -17.7896 | -31.6609 | 12.7573 | 6.2422 | 12.7411 | 49.1449 | -52.7814 | -75.6194 | 39.6708 | 18.5205 | 36.0504 | 86.4262 | -88.9442 | -109.3955 | 66.0554 | 31.2097 | 57.4319 | -1.146 | 14.9857 | 42.7834
12 | 18 | 14 | 17.5855 | -18.7345 | -32.3505 | 13.1614 | 6.649 | 13.15 | 52.176 | -55.5851 | -77.2666 | 40.9272 | 19.7276 | 37.2075 | 91.7567 | -93.6688 | -111.7784 | 68.1474 | 33.2438 | 59.2753 | -0.53915 | 17.1865 | 46.9759
12 | 18 | 15 | 18.6178 | -19.6084 | -33.0008 | 13.5992 | 7.0506 | 13.5833 | 55.2389 | -58.178 | -78.8197 | 42.2888 | 20.9191 | 38.4335 | 97.143 | -98.0382 | -114.0252 | 70.4146 | 35.2516 | 61.2283 | 0.24172 | 19.8825 | 51.9741
12 | 18 | 16 | 19.6835 | -20.5524 | -33.6931 | 14.0577 | 7.4701 | 14.0195 | 58.4008 | -60.9787 | -80.4732 | 43.7145 | 22.1638 | 39.6676 | 102.7036 | -102.7578 | -116.4173 | 72.7886 | 37.3492 | 63.1944 | 0.98535 | 22.4948 | 56.8607
12 | 18 | 17 | 21.3803 | -22.0227 | -34.8178 | 14.78 | 8.1485 | 14.7058 | 63.435 | -65.3412 | -83.1594 | 45.9604 | 24.1765 | 41.6094 | 111.5567 | -110.1092 | -120.3033 | 76.5282 | 40.7408 | 66.2879 | 2.1739 | 26.6807 | 64.7011
12 | 18 | 18 | 23.2085 | -23.4961 | -35.9479 | 15.6188 | 8.8494 | 15.4438 | 68.8595 | -69.7127 | -85.8586 | 48.5688 | 26.2562 | 43.6978 | 121.0962 | -117.4757 | -124.2081 | 80.8714 | 44.2454 | 69.615 | 3.6766 | 31.811 | 74.1441
12 | 18 | 19 | 25.0291 | -25.0202 | -37.1206 | 16.429 | 9.5864 | 16.1307 | 74.261 | -74.2347 | -88.6595 | 51.0884 | 28.4427 | 45.6412 | 130.5953 | -125.0961 | -128.2601 | 85.0668 | 47.93 | 72.711 | 5.0344 | 36.5392 | 82.947
12 | 18 | 20 | 25.7751 | -25.5461 | -37.563 | 16.7792 | 9.8475 | 16.4037 | 76.4745 | -75.795 | -89.7162 | 52.1775 | 29.2173 | 46.4136 | 134.4879 | -127.7253 | -129.7888 | 86.8803 | 49.2353 | 73.9415 | 5.6964 | 38.7718 | 87.031
12 | 18 | 21 | 26.5825 | -26.1203 | -38.0484 | 17.1486 | 10.1405 | 16.7006 | 78.8698 | -77.4986 | -90.8755 | 53.3261 | 30.0867 | 47.2537 | 138.7003 | -130.5961 | -131.4658 | 88.7928 | 50.7004 | 75.2798 | 6.4034 | 41.1623 | 91.4114
12 | 18 | 22 | 27.4021 | -26.6852 | -38.5309 | 17.56 | 10.4578 | 17.0038 | 81.3017 | -79.1745 | -92.0279 | 54.6053 | 31.028 | 48.1115 | 142.977 | -133.4203 | -133.133 | 90.9228 | 52.2866 | 76.6465 | 7.2075 | 43.8441 | 96.2796
12 | 18 | 23 | 27.822 | -27.0254 | -38.8038 | 17.7129 | 10.6105 | 17.1182 | 82.5475 | -80.1841 | -92.6797 | 55.081 | 31.4812 | 48.4354 | 145.1678 | -135.1215 | -134.076 | 91.7148 | 53.0504 | 77.1624 | 7.4344 | 44.6813 | 97.8979
12 | 19 | 0 | 28.1987 | -27.3181 | -39.0379 | 17.8484 | 10.7427 | 17.2263 | 83.6653 | -81.0526 | -93.2388 | 55.5022 | 31.8735 | 48.7412 | 147.1336 | -136.5851 | -134.8847 | 92.4161 | 53.7113 | 77.6496 | 7.6601 | 45.4908 | 99.4409
12 | 19 | 1 | 28.7668 | -27.6563 | -39.3087 | 18.1485 | 10.936 | 17.4212 | 85.3507 | -82.0559 | -93.8855 | 56.4354 | 32.4469 | 49.2927 | 150.0977 | -138.2759 | -135.8203 | 93.97 | 54.6776 | 78.5282 | 8.3075 | 47.5844 | 103.1774
12 | 19 | 2 | 29.1331 | -27.9596 | -39.5681 | 18.3003 | 11.0902 | 17.5265 | 86.4374 | -82.9557 | -94.5051 | 56.9075 | 32.9046 | 49.5905 | 152.0088 | -139.7921 | -136.7167 | 94.756 | 55.4489 | 79.0026 | 8.5224 | 48.3792 | 104.7076
12 | 19 | 3 | 29.6506 | -28.2649 | -39.8195 | 18.5572 | 11.2761 | 17.6847 | 87.9731 | -83.8616 | -95.1057 | 57.7065 | 33.456 | 50.0383 | 154.7093 | -141.3188 | -137.5855 | 96.0864 | 56.3781 | 79.716 | 9.0842 | 50.2065 | 107.9856
12 | 19 | 4 | 30.0886 | -28.5582 | -40.0785 | 18.7344 | 11.4103 | 17.7965 | 89.2724 | -84.7319 | -95.7243 | 58.2572 | 33.8542 | 50.3545 | 156.9943 | -142.7854 | -138.4804 | 97.0035 | 57.0491 | 80.2197 | 9.3929 | 51.282 | 110.0008
12 | 19 | 5 | 28.3774 | -27.2499 | -39.0973 | 17.9381 | 10.7265 | 17.309 | 84.1955 | -80.85 | -93.3807 | 55.7812 | 31.8253 | 48.9752 | 148.0661 | -136.2438 | -135.09 | 92.8807 | 53.6302 | 78.0224 | 8.0039 | 46.5465 | 101.2656
12 | 19 | 6 | 26.7053 | -25.9575 | -38.125 | 17.1976 | 10.0762 | 16.7545 | 79.2343 | -77.0157 | -91.0584 | 53.4785 | 29.8959 | 47.4062 | 139.3413 | -129.7824 | -131.7305 | 89.0465 | 50.3789 | 75.5228 | 6.651 | 41.9408 | 92.7766
12 | 19 | 7 | 25.0026 | -24.6537 | -37.1372 | 16.3933 | 9.3941 | 16.0857 | 74.1824 | -73.1471 | -88.6992 | 50.9773 | 27.8722 | 45.5138 | 130.4571 | -123.2633 | -128.3174 | 84.8817 | 46.9686 | 72.508 | 5.0848 | 36.6994 | 83.2347
12 | 19 | 8 | 24.073 | -23.9207 | -36.5159 | 15.9507 | 9.0228 | 15.7077 | 71.4244 | -70.9723 | -87.2151 | 49.601 | 26.7706 | 44.4444 | 125.6069 | -119.5985 | -126.1705 | 82.5901 | 45.1123 | 70.8044 | 4.3178 | 34.053 | 78.3447
12 | 19 | 9 | 23.0853 | -23.1389 | -35.8838 | 15.4933 | 8.6344 | 15.2952 | 68.4937 | -68.6527 | -85.7055 | 48.1788 | 25.6181 | 43.2773 | 120.4529 | -115.6896 | -123.9866 | 80.222 | 43.1701 | 68.9451 | 3.4855 | 31.2097 | 73.1139
12 | 19 | 10 | 22.1413 | -22.3571 | -35.2153 | 15.0378 | 8.2695 | 14.878 | 65.6931 | -66.3333 | -84.1089 | 46.7621 | 24.5354 | 42.0967 | 115.5277 | -111.781 | -121.6768 | 77.8631 | 41.3456 | 67.0642 | 2.7541 | 28.6451 | 68.3427
12 | 19 | 11 | 23.2016 | -23.2152 | -35.7707 | 15.4858 | 8.6827 | 15.3087 | 68.8389 | -68.8792 | -85.4354 | 48.1554 | 25.7616 | 43.3154 | 121.06 | -116.0712 | -123.5958 | 80.183 | 43.4119 | 69.0057 | 3.6929 | 31.7566 | 73.9935
12 | 19 | 12 | 24.1496 | -24.0726 | -36.3229 | 15.8155 | 9.0656 | 15.6384 | 71.6515 | -71.4231 | -86.7542 | 49.1807 | 26.8974 | 44.2482 | 126.0062 | -120.3581 | -125.5038 | 81.8903 | 45.326 | 70.4917 | 4.2735 | 33.8005 | 77.8524
12 | 19 | 13 | 25.3283 | -24.9663 | -36.9173 | 16.3101 | 9.5245 | 16.1005 | 75.1489 | -74.0747 | -88.174 | 50.7187 | 28.2589 | 45.5559 | 132.1567 | -124.8264 | -127.5576 | 84.4512 | 47.6203 | 72.575 | 5.3798 | 37.4337 | 84.4192
12 | 19 | 14 | 26.1006 | -25.5574 | -37.3734 | 16.6833 | 9.8335 | 16.4224 | 77.4403 | -75.8285 | -89.2634 | 51.8792 | 29.176 | 46.4666 | 136.1864 | -127.7818 | -129.1337 | 86.3835 | 49.1657 | 74.0258 | 6.109 | 39.8702 | 88.846
12 | 19 | 15 | 26.8333 | -26.1857 | -37.8678 | 16.9732 | 10.11 | 16.6702 | 79.614 | -77.6927 | -90.4441 | 52.7805 | 29.9964 | 47.1677 | 140.0091 | -130.9232 | -130.8418 | 87.8843 | 50.5482 | 75.1429 | 6.5332 | 41.4219 | 91.8195
12 | 19 | 16 | 27.6124 | -26.7621 | -38.3082 | 17.3812 | 10.4188 | 16.989 | 81.9258 | -79.4028 | -91.4961 | 54.0495 | 30.9125 | 48.0697 | 144.0746 | -133.8051 | -132.3636 | 89.9972 | 52.0919 | 76.5797 | 7.3311 | 44.0585 | 96.5748
12 | 19 | 17 | 28.2529 | -27.3139 | -38.7124 | 17.6281 | 10.7028 | 17.2095 | 83.8259 | -81.04 | -92.4614 | 54.8171 | 31.7552 | 48.6936 | 147.4161 | -136.5639 | -133.76 | 91.2754 | 53.5121 | 77.5737 | 7.7669 | 45.5903 | 99.4532
12 | 19 | 18 | 28.9149 | -27.8402 | -39.1046 | 17.9639 | 10.9707 | 17.4493 | 85.7901 | -82.6017 | -93.398 | 55.8615 | 32.5498 | 49.3722 | 150.8703 | -139.1955 | -135.1151 | 93.0144 | 54.8511 | 78.6548 | 8.354 | 47.5739 | 103.08
12 | 19 | 19 | 29.6074 | -28.3768 | -39.5084 | 18.3065 | 11.2663 | 17.6803 | 87.8447 | -84.1936 | -94.3626 | 56.9266 | 33.4268 | 50.0258 | 154.4835 | -141.8781 | -136.5106 | 94.7879 | 56.329 | 79.6961 | 8.9751 | 49.6677 | 106.9077
12 | 19 | 20 | 30.0035 | -28.6621 | -39.7549 | 18.5063 | 11.3997 | 17.8022 | 89.0199 | -85.04 | -94.9514 | 57.5479 | 33.8228 | 50.3707 | 156.5503 | -143.3044 | -137.3622 | 95.8225 | 56.9963 | 80.2456 | 9.2947 | 50.7701 | 108.948
12 | 19 | 21 | 30.3951 | -28.958 | -39.9978 | 18.7019 | 11.5716 | 17.9261 | 90.182 | -85.9181 | -95.5316 | 58.1564 | 34.3329 | 50.7213 | 158.5939 | -144.7842 | -138.2016 | 96.8356 | 57.8559 | 80.804 | 9.6389 | 51.9429 | 111.1036
12 | 19 | 22 | 30.8874 | -29.2677 | -40.2398 | 18.9579 | 11.7578 | 18.0672 | 91.6425 | -86.8368 | -96.1095 | 58.9524 | 34.8853 | 51.1205 | 161.1624 | -146.3323 | -139.0377 | 98.161 | 58.7867 | 81.4401 | 10.1628 | 53.6544 | 114.1801
12 | 19 | 23 | 31.2813 | -29.5957 | -40.4752 | 19.1012 | 11.9011 | 18.1564 | 92.8113 | -87.8102 | -96.6716 | 59.3981 | 35.3105 | 51.3728 | 163.2179 | -147.9727 | -139.8508 | 98.9032 | 59.5032 | 81.8419 | 10.3691 | 54.4108 | 115.6426
12 | 20 | 0 | 31.7401 | -29.9467 | -40.705 | 19.2908 | 12.0955 | 18.2679 | 94.1725 | -88.8514 | -97.2205 | 59.9876 | 35.8873 | 51.6883 | 165.6116 | -149.7272 | -140.6449 | 99.8847 | 60.4751 | 82.3446 | 10.7427 | 55.6637 | 117.9439
12 | 20 | 1 | 32.1218 | -30.2697 | -40.9309 | 19.4604 | 12.2388 | 18.3485 | 95.3049 | -89.8098 | -97.76 | 60.5149 | 36.3125 | 51.9165 | 167.6031 | -151.3424 | -141.4254 | 100.7627 | 61.1917 | 82.7082 | 10.9689 | 56.4789 | 119.4979
12 | 20 | 2 | 32.3043 | -30.4963 | -40.9883 | 19.5081 | 12.365 | 18.3874 | 95.8465 | -90.4823 | -97.8972 | 60.6632 | 36.6868 | 52.0265 | 168.5556 | -152.4755 | -141.6239 | 101.0096 | 61.8224 | 82.8834 | 11.0801 | 56.8434 | 120.1715
12 | 20 | 3 | 32.4385 | -30.6847 | -41.0268 | 19.5445 | 12.4654 | 18.4134 | 96.2447 | -91.041 | -97.9892 | 60.7764 | 36.9847 | 52.0999 | 169.2558 | -153.417 | -141.7569 | 101.1981 | 62.3245 | 83.0004 | 11.1502 | 57.0755 | 120.6047
12 | 20 | 4 | 32.6016 | -30.8709 | -41.077 | 19.6024 | 12.587 | 18.4477 | 96.7284 | -91.5936 | -98.1091 | 60.9567 | 37.3454 | 52.197 | 170.1064 | -154.3483 | -141.9303 | 101.4983 | 62.9323 | 83.155 | 11.2907 | 57.5248 | 121.4134
12 | 20 | 5 | 27.9574 | -27.2482 | -38.506 | 17.593 | 10.7049 | 17.1769 | 82.9492 | -80.845 | -91.9683 | 54.7079 | 31.7614 | 48.6015 | 145.8743 | -136.2352 | -133.0468 | 91.0936 | 53.5225 | 77.4269 | 7.6781 | 45.2067 | 98.6353
12 | 20 | 6 | 23.342 | -23.6104 | -35.8997 | 15.6489 | 8.8841 | 15.4528 | 69.2555 | -70.0519 | -85.7434 | 48.6626 | 26.359 | 43.7233 | 121.7927 | -118.0474 | -124.0414 | 81.0276 | 44.4186 | 69.6555 | 3.8178 | 32.2051 | 74.8056
12 | 20 | 7 | 19.0792 | -19.9669 | -33.2927 | 13.8579 | 7.2182 | 13.7522 | 56.6078 | -59.2416 | -79.517 | 43.0933 | 21.4163 | 38.9114 | 99.5504 | -99.8305 | -115.0339 | 71.7541 | 36.0896 | 61.9897 | 0.6479 | 21.2702 | 54.5194
12 | 20 | 8 | 17.3248 | -18.4015 | -32.1059 | 13.07 | 6.5268 | 13.006 | 51.4024 | -54.597 | -76.6824 | 40.643 | 19.365 | 36.8 | 90.3962 | -92.0038 | -110.9332 | 67.6742 | 32.6327 | 58.626 | -0.57987 | 16.931 | 46.3923
12 | 20 | 9 | 15.7013 | -16.8858 | -30.9645 | 12.4288 | 5.894 | 12.3575 | 46.5857 | -50.1 | -73.9563 | 38.6491 | 17.4875 | 34.9651 | 81.9256 | -84.4257 | -106.9895 | 64.3541 | 29.4689 | 55.7029 | -1.4687 | 13.631 | 40.0363
12 | 20 | 10 | 14.0524 | -15.3228 | -29.7759 | 11.7093 | 5.2468 | 11.6472 | 41.6934 | -45.4624 | -71.1173 | 36.4116 | 15.5673 | 32.9554 | 73.3219 | -76.6106 | -102.8824 | 60.6286 | 26.2331 | 52.5013 | -2.4429 | 10.048 | 33.1919
12 | 20 | 11 | 15.6164 | -16.8937 | -30.7919 | 12.2937 | 5.8681 | 12.2673 | 46.3338 | -50.1234 | -73.5439 | 38.2292 | 17.4107 | 34.7098 | 81.4826 | -84.4651 | -106.3929 | 63.655 | 29.3394 | 55.2962 | -1.64 | 13.0161 | 38.9151
12 | 20 | 12 | 17.1788 | -18.4377 | -31.7734 | 12.884 | 6.5068 | 12.8904 | 50.9693 | -54.7045 | -75.8883 | 40.0647 | 19.3055 | 36.473 | 89.6346 | -92.1849 | -109.7844 | 66.7112 | 32.5325 | 58.1051 | -0.75119 | 16.2197 | 45.0141
12 | 20 | 13 | 18.9862 | -20.0144 | -32.7972 | 13.6165 | 7.2164 | 13.6412 | 56.3318 | -59.3824 | -78.3334 | 42.3425 | 21.4109 | 38.5973 | 99.065 | -100.0677 | -113.3217 | 70.504 | 36.0804 | 61.4894 | 0.64872 | 20.9667 | 53.7494
12 | 20 | 14 | 19.7651 | -20.701 | -33.3137 | 13.8831 | 7.5058 | 13.9002 | 58.6428 | -61.4195 | -79.567 | 43.1716 | 22.2697 | 39.3301 | 103.1292 | -103.5006 | -115.1063 | 71.8845 | 37.5276 | 62.6568 | 1.0396 | 22.4277 | 56.5912
12 | 20 | 15 | 20.6089 | -21.3783 | -33.8158 | 14.2159 | 7.8063 | 14.2026 | 61.1464 | -63.429 | -80.7662 | 44.2063 | 23.1613 | 40.1857 | 107.532 | -106.8869 | -116.8412 | 73.6075 | 39.0301 | 64.0198 | 1.6397 | 24.5045 | 60.4613
12 | 20 | 16 | 21.4969 | -22.0326 | -34.2808 | 14.5775 | 8.1372 | 14.5408 | 63.7812 | -65.3705 | -81.8769 | 45.3307 | 24.1431 | 41.1428 | 112.1655 | -110.1586 | -118.448 | 75.4797 | 40.6846 | 65.5445 | 2.439 | 27.1504 | 65.2677
12 | 20 | 17 | 21.7294 | -22.2714 | -34.4571 | 14.6783 | 8.2315 | 14.636 | 64.4709 | -66.079 | -82.298 | 45.6442 | 24.4227 | 41.4119 | 113.3785 | -111.3525 | -119.0572 | 76.0017 | 41.1557 | 65.9733 | 2.5466 | 27.5728 | 66.0996
12 | 20 | 18 | 22.0361 | -22.5243 | -34.6097 | 14.7953 | 8.3629 | 14.7624 | 65.3808 | -66.8292 | -82.6624 | 46.0081 | 24.8127 | 41.7697 | 114.9787 | -112.6167 | -119.5843 | 76.6076 | 41.8129 | 66.5432 | 2.8228 | 28.4797 | 67.7414
12 | 20 | 19 | 22.2518 | -22.7707 | -34.7885 | 14.8905 | 8.4545 | 14.854 | 66.0207 | -67.5604 | -83.0894 | 46.3041 | 25.0845 | 42.0288 | 116.1039 | -113.8489 | -120.202 | 77.1005 | 42.2709 | 66.9561 | 2.8916 | 28.7883 | 68.3805
12 | 20 | 20 | 22.0202 | -22.5858 | -34.6023 | 14.8005 | 8.3744 | 14.7703 | 65.3335 | -67.0116 | -82.6449 | 46.0243 | 24.8466 | 41.7921 | 114.8955 | -112.9241 | -119.5589 | 76.6346 | 41.8701 | 66.5789 | 2.7772 | 28.34 | 67.4959
12 | 20 | 21 | 21.7391 | -22.4449 | -34.4605 | 14.6221 | 8.2972 | 14.613 | 64.4995 | -66.5936 | -82.306 | 45.4695 | 24.6177 | 41.347 | 113.4288 | -112.2197 | -119.0688 | 75.7108 | 41.4843 | 65.8699 | 2.366 | 27.0341 | 65.2053
12 | 20 | 22 | 21.5388 | -22.2751 | -34.2779 | 14.5444 | 8.2325 | 14.5378 | 63.9052 | -66.0898 | -81.87 | 45.228 | 24.4257 | 41.1343 | 112.3836 | -111.3708 | -118.4379 | 75.3087 | 41.1607 | 65.5309 | 2.3005 | 26.7333 | 64.5753
12 | 20 | 23 | 21.0823 | -22.0896 | -33.9658 | 14.3244 | 8.123 | 14.3661 | 62.5508 | -65.5394 | -81.1244 | 44.5439 | 24.1009 | 40.6483 | 110.0018 | -110.4433 | -117.3594 | 74.1695 | 40.6135 | 64.7568 | 1.8405 | 25.1801 | 61.739
12 | 21 | 0 | 20.6883 | -21.8766 | -33.6565 | 14.1694 | 8.0231 | 14.2396 | 61.3819 | -64.9075 | -80.3857 | 44.0618 | 23.8044 | 40.2906 | 107.9461 | -109.3783 | -116.2907 | 73.3668 | 40.1138 | 64.1869 | 1.5874 | 24.2455 | 59.9446
12 | 21 | 1 | 20.3959 | -21.7399 | -33.3934 | 14.0292 | 7.9833 | 14.1503 | 60.5144 | -64.5019 | -79.7574 | 43.6258 | 23.6865 | 40.0378 | 106.4206 | -108.6948 | -115.3818 | 72.6409 | 39.9151 | 63.7842 | 1.4255 | 23.6052 | 58.6842
12 | 21 | 2 | 20.0503 | -21.5051 | -33.331 | 13.9251 | 7.8616 | 14.0326 | 59.4889 | -63.8053 | -79.6083 | 43.3023 | 23.3251 | 39.7048 | 104.6171 | -107.521 | -115.1661 | 72.1021 | 39.3062 | 63.2537 | 1.0335 | 22.4075 | 56.592
12 | 21 | 3 | 19.8285 | -21.272 | -33.2744 | 13.9277 | 7.7575 | 13.9902 | 58.8309 | -63.1139 | -79.4731 | 43.3103 | 23.0165 | 39.5848 | 103.4599 | -106.3559 | -114.9704 | 72.1155 | 38.786 | 63.0624 | 0.9575 | 22.1554 | 56.0975
12 | 21 | 4 | 19.6088 | -21.0839 | -33.2582 | 13.891 | 7.6789 | 13.927 | 58.1792 | -62.5555 | -79.4345 | 43.196 | 22.7833 | 39.406 | 102.3138 | -105.415 | -114.9146 | 71.9251 | 38.3931 | 62.7777 | 0.76369 | 21.5744 | 55.0802
12 | 21 | 5 | 16.1793 | -17.999 | -31.0513 | 12.4669 | 6.3181 | 12.5282 | 48.0039 | -53.4029 | -74.1635 | 38.7677 | 18.7456 | 35.4482 | 84.4195 | -89.9915 | -107.2892 | 64.5517 | 31.589 | 56.4725 | -1.5578 | 13.399 | 39.752
12 | 21 | 6 | 13.0474 | -14.9611 | -28.8875 | 11.2241 | 5.0622 | 11.2713 | 38.7116 | -44.3895 | -68.9955 | 34.9031 | 15.0194 | 31.8916 | 68.0782 | -74.8027 | -99.813 | 58.1167 | 25.3098 | 50.8065 | -3.2437 | 7.1406 | 27.6955
12 | 21 | 7 | 10.089 | -11.9181 | -26.7218 | 9.9929 | 3.8901 | 10.044 | 29.9338 | -35.3607 | -63.8229 | 31.0745 | 11.5418 | 28.4191 | 52.6415 | -59.5878 | -92.33 | 51.7418 | 19.4496 | 45.2745 | -4.6239 | 1.7856 | 17.1896
12 | 21 | 8 | 9.381 | -11.1872 | -26.2125 | 9.6909 | 3.6091 | 9.7384 | 27.8333 | -33.1921 | -62.6064 | 30.1353 | 10.7083 | 27.5544 | 48.9476 | -55.9335 | -90.5701 | 50.1779 | 18.045 | 43.8968 | -4.9802 | 0.43271 | 14.5638
12 | 21 | 9 | 8.7701 | -10.4238 | -25.6957 | 9.4711 | 3.3491 | 9.5108 | 26.0207 | -30.9273 | -61.3719 | 29.4516 | 9.9369 | 26.9106 | 45.7599 | -52.1169 | -88.7843 | 49.0396 | 16.7451 | 42.8713 | -5.0183 | 0.020546 | 13.5147
12 | 21 | 10 | 8.0714 | -9.67 | -25.1798 | 9.1535 | 3.0657 | 9.193 | 23.9476 | -28.6908 | -60.14 | 28.4641 | 9.0959 | 26.0112 | 42.1143 | -48.3481 | -87.002 | 47.3953 | 15.3279 | 41.4384 | -5.3663 | -1.3119 | 10.9258
12 | 21 | 11 | 8.6841 | -10.2788 | -25.5746 | 9.4165 | 3.3016 | 9.455 | 25.7655 | -30.497 | -61.0828 | 29.282 | 9.7958 | 26.7526 | 45.3112 | -51.3918 | -88.366 | 48.7571 | 16.5073 | 42.6195 | -4.9962 | 0.01599 | 13.4373
12 | 21 | 12 | 9.3578 | -10.9193 | -25.9933 | 9.6837 | 3.5461 | 9.7195 | 27.7644 | -32.3973 | -62.0829 | 30.113 | 10.5213 | 27.5009 | 48.8265 | -54.5941 | -89.8128 | 50.1408 | 17.7299 | 43.8117 | -4.6055 | 1.4194 | 16.102
12 | 21 | 13 | 10.0217 | -11.5631 | -26.4315 | 9.945 | 3.7906 | 9.9717 | 29.7342 | -34.3075 | -63.1294 | 30.9256 | 11.2468 | 28.2145 | 52.2905 | -57.813 | -91.3267 | 51.4938 | 18.9524 | 44.9485 | -4.2655 | 2.6841 | 18.5455
12 | 21 | 14 | 9.2371 | -10.8986 | -25.861 | 9.6164 | 3.5385 | 9.6629 | 27.4063 | -32.3361 | -61.7669 | 29.9035 | 10.4987 | 27.3409 | 48.1967 | -54.4909 | -89.3557 | 49.792 | 17.6918 | 43.5568 | -4.7048 | 1.0464 | 15.3908
12 | 21 | 15 | 8.4875 | -10.2728 | -25.3257 | 9.2904 | 3.2921 | 9.3429 | 25.1824 | -30.4793 | -60.4884 | 28.89 | 9.7676 | 26.4354 | 44.2858 | -51.3619 | -87.506 | 48.1044 | 16.4598 | 42.1142 | -5.1855 | -0.69218 | 12.0963
12 | 21 | 16 | 7.9005 | -9.6748 | -24.8092 | 9.0617 | 3.0787 | 9.1101 | 23.4407 | -28.705 | -59.2547 | 28.1788 | 9.1346 | 25.7766 | 41.2227 | -48.372 | -85.7213 | 46.9202 | 15.393 | 41.0647 | -5.333 | -1.4291 | 10.5073
12 | 21 | 17 | 6.8709 | -8.3488 | -23.8823 | 8.6075 | 2.6288 | 8.6569 | 20.3858 | -24.7708 | -57.0408 | 26.7663 | 7.7996 | 24.4944 | 35.8504 | -41.7423 | -82.5186 | 44.5682 | 13.1434 | 39.022 | -5.467 | -2.3656 | 8.3231
12 | 21 | 18 | 5.7723 | -6.9984 | -22.907 | 8.0843 | 2.1671 | 8.1385 | 17.1264 | -20.764 | -54.7116 | 25.1393 | 6.4298 | 23.0277 | 30.1185 | -34.9903 | -79.149 | 41.8592 | 10.8352 | 36.6855 | -5.7431 | -3.7524 | 5.3589
12 | 21 | 19 | 4.8032 | -5.6705 | -21.9822 | 7.6601 | 1.747 | 7.7071 | 14.2509 | -16.8244 | -52.5028 | 23.8201 | 5.1834 | 21.8069 | 25.0616 | -28.3516 | -75.9536 | 39.6626 | 8.7347 | 34.7405 | -5.7355 | -4.266 | 3.8943
12 | 21 | 20 | 3.9288 | -4.5535 | -21.0788 | 7.2447 | 1.3913 | 7.2945 | 11.6568 | -13.5102 | -50.3449 | 22.5283 | 4.128 | 20.6395 | 20.4996 | -22.7667 | -72.8319 | 37.5117 | 6.9563 | 32.8808 | -5.773 | -4.9025 | 2.2498
12 | 21 | 21 | 3.1605 | -3.7066 | -20.1339 | 6.816 | 1.1243 | 6.8767 | 9.3773 | -10.9974 | -48.0881 | 21.1953 | 3.3357 | 19.4574 | 16.4908 | -18.5321 | -69.5671 | 35.2921 | 5.6211 | 30.9976 | -5.863 | -5.7198 | 0.30238
12 | 21 | 22 | 2.5117 | -2.9377 | -19.2327 | 6.4324 | 0.88745 | 6.4975 | 7.4521 | -8.7162 | -45.9357 | 20.0025 | 2.6331 | 18.3843 | 13.1052 | -14.688 | -66.4533 | 33.306 | 4.4371 | 29.2881 | -5.8414 | -6.1799 | -1.0049
12 | 21 | 23 | 2.0037 | -2.324 | -18.6956 | 6.1543 | 0.69472 | 6.2174 | 5.9449 | -6.8952 | -44.6529 | 19.1378 | 2.0612 | 17.592 | 10.4547 | -11.6194 | -64.5975 | 31.8662 | 3.4735 | 28.0259 | -5.9494 | -6.8121 | -2.3967
12 | 22 | 0 | 1.6459 | -1.8832 | -18.1967 | 5.9515 | 0.55877 | 6.0168 | 4.8835 | -5.5874 | -43.4613 | 18.5071 | 1.6579 | 17.0243 | 8.5881 | -9.4156 | -62.8736 | 30.816 | 2.7938 | 27.1215 | -5.9068 | -6.9758 | -2.9699
12 | 22 | 1 | 1.26 | -1.3896 | -17.6629 | 5.6933 | 0.40902 | 5.7615 | 3.7384 | -4.123 | -42.1864 | 17.7041 | 1.2136 | 16.3019 | 6.5743 | -6.9479 | -61.0293 | 29.479 | 2.045 | 25.9705 | -5.9288 | -7.3515 | -3.9084
12 | 22 | 2 | 1.2309 | -1.3628 | -17.7687 | 5.7504 | 0.39647 | 5.797 | 3.6521 | -4.0435 | -42.4391 | 17.8817 | 1.1763 | 16.4024 | 6.4227 | -6.8139 | -61.3949 | 29.7746 | 1.9823 | 26.1306 | -5.9568 | -7.3701 | -3.8986
12 | 22 | 3 | 1.1848 | -1.2946 | -17.8341 | 5.7597 | 0.37668 | 5.7964 | 3.5153 | -3.8411 | -42.5953 | 17.9107 | 1.1176 | 16.4008 | 6.182 | -6.4727 | -61.6209 | 29.823 | 1.8833 | 26.1281 | -6.0111 | -7.4919 | -4.0772
12 | 22 | 4 | 1.1263 | -1.2136 | -17.8889 | 5.7658 | 0.34976 | 5.7884 | 3.3418 | -3.6007 | -42.7262 | 17.9296 | 1.0377 | 16.3782 | 5.8769 | -6.0678 | -61.8102 | 29.8543 | 1.7487 | 26.0921 | -6.0722 | -7.6396 | -4.3059
12 | 22 | 5 | 0.86516 | -0.93996 | -17.5955 | 5.6393 | 0.26784 | 5.6478 | 2.5669 | -2.7889 | -42.0254 | 17.5362 | 0.79468 | 15.9802 | 4.5142 | -4.6996 | -60.7964 | 29.1994 | 1.3391 | 25.4581 | -6.1154 | -7.9362 | -4.9853
12 | 22 | 6 | 0.56411 | -0.62495 | -17.2474 | 5.4573 | 0.17539 | 5.4582 | 1.6737 | -1.8542 | -41.194 | 16.9702 | 0.52037 | 15.4439 | 2.9434 | -3.1246 | -59.5937 | 28.2568 | 0.87689 | 24.6037 | -6.2174 | -8.4401 | -6.0376
12 | 22 | 7 | 0.41888 | -0.47207 | -16.9448 | 5.3416 | 0.13078 | 5.3206 | 1.2428 | -1.4006 | -40.4712 | 16.6106 | 0.38802 | 15.0543 | 2.1856 | -2.3603 | -58.548 | 27.6581 | 0.65387 | 23.9831 | -6.205 | -8.5761 | -6.4276
12 | 22 | 8 | 0.44044 | -0.48321 | -16.5161 | 5.1836 | 0.13408 | 5.1669 | 1.3068 | -1.4337 | -39.4473 | 16.1191 | 0.39782 | 14.6195 | 2.2981 | -2.416 | -57.0668 | 26.8398 | 0.67038 | 23.2903 | -6.0743 | -8.4378 | -6.3842
12 | 22 | 9 | 0.46915 | -0.49435 | -16.1125 | 5.005 | 0.13936 | 4.9962 | 1.392 | -1.4667 | -38.4833 | 15.5638 | 0.41349 | 14.1365 | 2.4479 | -2.4717 | -55.6722 | 25.9151 | 0.69679 | 22.5209 | -5.9971 | -8.4442 | -6.5631
12 | 22 | 10 | 0.49655 | -0.51901 | -15.7107 | 4.8565 | 0.1463 | 4.8478 | 1.4733 | -1.5399 | -37.5236 | 15.1019 | 0.43407 | 13.7167 | 2.5909 | -2.595 | -54.2839 | 25.1461 | 0.73147 | 21.8521 | -5.8825 | -8.3375 | -6.5583
12 | 22 | 11 | 0.53636 | -0.58061 | -16.5418 | 5.1804 | 0.16309 | 5.1724 | 1.5914 | -1.7227 | -39.5087 | 16.1092 | 0.48388 | 14.6351 | 2.7986 | -2.9029 | -57.1556 | 26.8232 | 0.81541 | 23.3151 | -6.0702 | -8.4118 | -6.3061
12 | 22 | 12 | 0.68542 | -0.76843 | -17.3986 | 5.5252 | 0.21775 | 5.5161 | 2.0336 | -2.2799 | -41.5551 | 17.1814 | 0.64607 | 15.6077 | 3.5763 | -3.842 | -60.1161 | 28.6086 | 1.0887 | 24.8647 | -6.2225 | -8.3662 | -5.8197
12 | 22 | 13 | 1.1268 | -1.2917 | -18.2558 | 5.8713 | 0.37351 | 5.8606 | 3.3431 | -3.8325 | -43.6024 | 18.2576 | 1.1082 | 16.5822 | 5.8792 | -6.4583 | -63.0779 | 30.4006 | 1.8675 | 26.4171 | -6.3154 | -8.1438 | -4.9718
12 | 22 | 14 | 1.3009 | -1.4905 | -18.667 | 6.0176 | 0.43269 | 5.9993 | 3.8598 | -4.4223 | -44.5846 | 18.7125 | 1.2838 | 16.9748 | 6.7878 | -7.4522 | -64.4987 | 31.158 | 2.1634 | 27.0426 | -6.407 | -8.176 | -4.7992
12 | 22 | 15 | 1.5446 | -1.7494 | -19.0359 | 6.1848 | 0.51331 | 6.1589 | 4.5828 | -5.1906 | -45.4658 | 19.2324 | 1.523 | 17.4263 | 8.0593 | -8.7468 | -65.7735 | 32.0237 | 2.5664 | 27.7618 | -6.3838 | -7.8918 | -4.109
12 | 22 | 16 | 1.8407 | -2.0562 | -19.4558 | 6.3802 | 0.61005 | 6.3448 | 5.4613 | -6.1009 | -46.4686 | 19.8402 | 1.81 | 17.9523 | 9.6042 | -10.2808 | -67.2242 | 33.0357 | 3.0501 | 28.5998 | -6.3364 | -7.5057 | -3.2153
12 | 22 | 17 | 2.0176 | -2.2502 | -19.9493 | 6.5691 | 0.66932 | 6.5421 | 5.9861 | -6.6764 | -47.6473 | 20.4276 | 1.9859 | 18.5106 | 10.5271 | -11.2507 | -68.9293 | 34.0138 | 3.3465 | 29.4893 | -6.4014 | -7.4135 | -2.8034
12 | 22 | 18 | 2.311 | -2.5571 | -20.4903 | 6.8356 | 0.7686 | 6.8165 | 6.8568 | -7.5869 | -48.9394 | 21.2564 | 2.2804 | 19.2871 | 12.0584 | -12.785 | -70.7987 | 35.3939 | 3.8428 | 30.7263 | -6.3156 | -6.8456 | -1.5624
12 | 22 | 19 | 2.7169 | -2.9677 | -21.0371 | 7.0568 | 0.89551 | 7.0449 | 8.0611 | -8.8052 | -50.2455 | 21.9441 | 2.657 | 19.9333 | 14.1762 | -14.838 | -72.6881 | 36.5389 | 4.4774 | 31.7557 | -6.2908 | -6.4553 | -0.57794
12 | 22 | 20 | 3.2348 | -3.5384 | -21.5134 | 7.2497 | 1.062 | 7.2479 | 9.5977 | -10.4983 | -51.383 | 22.5441 | 3.1508 | 20.5077 | 16.8786 | -17.6912 | -74.3336 | 37.538 | 5.3096 | 32.6708 | -6.2573 | -6.0809 | 0.37222
12 | 22 | 21 | 3.807 | -4.2365 | -21.9783 | 7.5159 | 1.2784 | 7.5177 | 11.2953 | -12.5696 | -52.4933 | 23.3719 | 3.7929 | 21.2711 | 19.8638 | -21.1816 | -75.94 | 38.9163 | 6.3915 | 33.8869 | -6.0958 | -5.3319 | 1.9371
12 | 22 | 22 | 4.3411 | -4.9165 | -22.4107 | 7.7152 | 1.4863 | 7.7273 | 12.8801 | -14.5873 | -53.526 | 23.9914 | 4.4099 | 21.8641 | 22.6509 | -24.5817 | -77.4339 | 39.9479 | 7.4314 | 34.8316 | -6.0573 | -4.9678 | 2.8462
12 | 22 | 23 | 5.0676 | -5.9223 | -23.0334 | 8.011 | 1.8066 | 8.0395 | 15.0356 | -17.5714 | -55.0133 | 24.9113 | 5.3602 | 22.7474 | 26.4416 | -29.6102 | -79.5855 | 41.4796 | 9.0327 | 36.2388 | -6.031 | -4.5302 | 3.997
12 | 23 | 0 | 5.795 | -6.9019 | -23.6454 | 8.3047 | 2.1331 | 8.3534 | 17.1938 | -20.4779 | -56.4752 | 25.8246 | 6.329 | 23.6356 | 30.237 | -34.5082 | -81.7003 | 43.0002 | 10.6652 | 37.6538 | -5.9612 | -3.9702 | 5.3477
12 | 23 | 1 | 6.5859 | -7.8953 | -24.2716 | 8.6731 | 2.4865 | 8.7294 | 19.5404 | -23.4253 | -57.9707 | 26.9701 | 7.3775 | 24.6995 | 34.3638 | -39.475 | -83.8639 | 44.9077 | 12.4322 | 39.3488 | -5.692 | -2.8084 | 7.7136
12 | 23 | 2 | 7.8617 | -9.3694 | -25.3468 | 9.2142 | 2.9948 | 9.272 | 23.3256 | -27.7989 | -60.5389 | 28.653 | 8.8856 | 26.2349 | 41.0203 | -46.8451 | -87.5791 | 47.7098 | 14.9735 | 41.7948 | -5.3735 | -1.2387 | 11.0742
12 | 23 | 3 | 9.1711 | -10.8127 | -26.4116 | 9.7593 | 3.519 | 9.8154 | 27.2105 | -32.0813 | -63.0819 | 30.3481 | 10.4407 | 27.7723 | 47.8524 | -54.0615 | -91.258 | 50.5323 | 17.594 | 44.244 | -4.9596 | 0.6084 | 14.9032
12 | 23 | 4 | 10.5377 | -12.2736 | -27.4903 | 10.3358 | 4.0713 | 10.3972 | 31.2652 | -36.4156 | -65.6584 | 32.1406 | 12.0794 | 29.4184 | 54.983 | -61.3655 | -94.9852 | 53.517 | 20.3554 | 46.8665 | -4.422 | 2.8296 | 19.3711
12 | 23 | 5 | 11.3139 | -13.0017 | -28.0234 | 10.6501 | 4.3307 | 10.6931 | 33.5683 | -38.5758 | -66.9315 | 33.1179 | 12.8493 | 30.2558 | 59.0331 | -65.0058 | -96.8271 | 55.1443 | 21.6528 | 48.2006 | -4.0372 | 4.2839 | 22.1979
12 | 23 | 6 | 12.1275 | -13.7658 | -28.5928 | 10.9962 | 4.6346 | 11.0221 | 35.9822 | -40.8429 | -68.2916 | 34.1943 | 13.7508 | 31.1866 | 63.2782 | -68.8261 | -98.7946 | 56.9365 | 23.1721 | 49.6833 | -3.5782 | 5.9794 | 25.4495
12 | 23 | 7 | 12.9246 | -14.5257 | -29.1634 | 11.2786 | 4.9034 | 11.2892 | 38.347 | -43.0975 | -69.6545 | 35.0723 | 14.5482 | 31.9424 | 67.4371 | -72.6254 | -100.7662 | 58.3986 | 24.5157 | 50.8875 | -3.2934 | 7.1581 | 27.8472
12 | 23 | 8 | 13.2662 | -14.7632 | -29.3065 | 11.4174 | 5.0159 | 11.4249 | 39.3605 | -43.8021 | -69.9961 | 35.5042 | 14.8821 | 32.3264 | 69.2194 | -73.8128 | -101.2605 | 59.1177 | 25.0784 | 51.4991 | -2.9453 | 8.2749 | 29.8413
12 | 23 | 9 | 13.5681 | -15.0244 | -29.4647 | 11.5051 | 5.1119 | 11.5108 | 40.2563 | -44.5773 | -70.3741 | 35.7769 | 15.1671 | 32.5694 | 70.7947 | -75.119 | -101.8073 | 59.5717 | 25.5586 | 51.8862 | -2.7932 | 8.8182 | 30.8849
12 | 23 | 10 | 13.8772 | -15.2834 | -29.6235 | 11.5917 | 5.2119 | 11.598 | 41.1736 | -45.3458 | -70.7534 | 36.046 | 15.4635 | 32.8163 | 72.4078 | -76.4141 | -102.356 | 60.0198 | 26.0582 | 52.2796 | -2.6282 | 9.4001 | 31.9952
12 | 23 | 11 | 15.6834 | -16.9904 | -30.9016 | 12.2978 | 5.8882 | 12.3024 | 46.5323 | -50.4102 | -73.8059 | 38.2417 | 17.4703 | 34.8092 | 81.8317 | -84.9483 | -106.7719 | 63.6758 | 29.44 | 55.4545 | -1.7202 | 12.8375 | 38.6818
12 | 23 | 12 | 17.6721 | -18.708 | -32.1848 | 13.1102 | 6.6373 | 13.1174 | 52.4329 | -55.5064 | -76.8707 | 40.7679 | 19.6929 | 37.1151 | 92.2084 | -93.5362 | -111.2056 | 67.8823 | 33.1853 | 59.128 | -0.35585 | 17.6317 | 47.6621
12 | 23 | 13 | 19.6532 | -20.4211 | -33.4693 | 13.9174 | 7.3841 | 13.9027 | 58.3109 | -60.5893 | -79.9386 | 43.2782 | 21.9086 | 39.3373 | 102.5455 | -102.1015 | -115.6439 | 72.0621 | 36.9192 | 62.6682 | 0.9671 | 22.3072 | 56.4496
12 | 23 | 14 | 20.6171 | -21.2588 | -34.0841 | 14.348 | 7.7687 | 14.3077 | 61.1706 | -63.0746 | -81.4071 | 44.6172 | 23.0497 | 40.483 | 107.5745 | -106.2897 | -117.7683 | 74.2916 | 38.842 | 64.4934 | 1.6985 | 24.8387 | 61.1436
12 | 23 | 15 | 21.4725 | -22.0539 | -34.6763 | 14.6807 | 8.1037 | 14.6334 | 63.7087 | -65.4337 | -82.8215 | 45.6517 | 24.0436 | 41.4048 | 112.0381 | -110.2651 | -119.8145 | 76.0141 | 40.5168 | 65.962 | 2.1601 | 26.5536 | 64.4515
12 | 23 | 16 | 22.4714 | -22.8634 | -35.2749 | 15.1253 | 8.4904 | 15.0429 | 66.6725 | -67.8355 | -84.2512 | 47.0342 | 25.1908 | 42.5633 | 117.2501 | -114.3125 | -121.8828 | 78.3161 | 42.4501 | 67.8076 | 2.9916 | 29.374 | 69.6286
12 | 23 | 17 | 23.0256 | -23.2716 | -35.5844 | 15.3904 | 8.7019 | 15.2744 | 68.3168 | -69.0465 | -84.9905 | 47.8588 | 25.8186 | 43.2183 | 120.1419 | -116.3532 | -122.9522 | 79.6892 | 43.508 | 68.851 | 3.5364 | 31.1755 | 72.8846
12 | 23 | 18 | 23.4301 | -23.6184 | -35.8377 | 15.5517 | 8.8556 | 15.4215 | 69.5167 | -70.0756 | -85.5953 | 48.3604 | 26.2744 | 43.6347 | 122.252 | -118.0873 | -123.8273 | 80.5244 | 44.276 | 69.5145 | 3.8028 | 32.1153 | 74.6523
12 | 23 | 19 | 23.8477 | -24.0059 | -36.1455 | 15.733 | 9.0311 | 15.5812 | 70.756 | -71.2251 | -86.3305 | 48.9241 | 26.795 | 44.0864 | 124.4314 | -120.0244 | -124.8907 | 81.463 | 45.1534 | 70.234 | 4.0417 | 33.0059 | 76.3667
12 | 23 | 20 | 24.3314 | -24.2911 | -36.3406 | 15.9656 | 9.2049 | 15.7902 | 72.1908 | -72.0714 | -86.7966 | 49.6472 | 27.3107 | 44.6778 | 126.9547 | -121.4505 | -125.5651 | 82.6671 | 46.0224 | 71.1762 | 4.6602 | 34.9586 | 79.8048
12 | 23 | 21 | 24.7168 | -24.6213 | -36.5796 | 16.1035 | 9.3447 | 15.9197 | 73.3344 | -73.051 | -87.3673 | 50.0762 | 27.7255 | 45.0441 | 128.9657 | -123.1013 | -126.3907 | 83.3813 | 46.7214 | 71.7598 | 4.8837 | 35.7619 | 81.3362
12 | 23 | 22 | 25.0997 | -24.9352 | -36.8176 | 16.2394 | 9.4829 | 16.0493 | 74.4705 | -73.9824 | -87.9359 | 50.4987 | 28.1356 | 45.411 | 130.9638 | -124.6709 | -127.2132 | 84.0849 | 47.4125 | 72.3443 | 5.1185 | 36.5975 | 82.9213
12 | 23 | 23 | 25.2468 | -25.0622 | -36.8945 | 16.2903 | 9.5526 | 16.0979 | 74.907 | -74.3591 | -88.1195 | 50.657 | 28.3425 | 45.5485 | 131.7314 | -125.3056 | -127.4788 | 84.3485 | 47.7612 | 72.5634 | 5.231 | 36.9766 | 83.6201
12 | 24 | 0 | 25.3626 | -25.1681 | -36.9665 | 16.3267 | 9.5918 | 16.1279 | 75.2506 | -74.6735 | -88.2915 | 50.7701 | 28.4588 | 45.6333 | 132.3356 | -125.8354 | -127.7277 | 84.5368 | 47.9571 | 72.6984 | 5.2743 | 37.1478 | 83.9647
12 | 24 | 1 | 25.5144 | -25.2709 | -37.0446 | 16.3656 | 9.6312 | 16.1596 | 75.7008 | -74.9786 | -88.4779 | 50.8913 | 28.5758 | 45.7229 | 133.1273 | -126.3496 | -127.9973 | 84.7385 | 48.1542 | 72.8411 | 5.3553 | 37.4343 | 84.5143
12 | 24 | 2 | 26.2195 | -25.775 | -37.4212 | 16.6999 | 9.8891 | 16.4389 | 77.7929 | -76.4742 | -89.3775 | 51.9309 | 29.3408 | 46.5134 | 136.8065 | -128.8698 | -129.2987 | 86.4695 | 49.4435 | 74.1005 | 6.0512 | 39.7263 | 88.6514
12 | 24 | 3 | 26.818 | -26.2809 | -37.7943 | 16.9277 | 10.1296 | 16.6368 | 79.5685 | -77.9751 | -90.2687 | 52.639 | 30.0545 | 47.0733 | 139.9291 | -131.3992 | -130.588 | 87.6487 | 50.6461 | 74.9925 | 6.4368 | 41.0916 | 91.2293
12 | 24 | 4 | 27.4763 | -26.7656 | -38.1571 | 17.2538 | 10.3927 | 16.8966 | 81.5218 | -79.4132 | -91.1351 | 53.6531 | 30.8349 | 47.8085 | 143.3642 | -133.8225 | -131.8414 | 89.3373 | 51.9613 | 76.1636 | 7.0967 | 43.2701 | 95.1625
12 | 24 | 5 | 25.3647 | -25.1751 | -36.9697 | 16.3315 | 9.5908 | 16.1109 | 75.2568 | -74.6942 | -88.2991 | 50.7853 | 28.4559 | 45.5851 | 132.3465 | -125.8703 | -127.7387 | 84.5621 | 47.9523 | 72.6216 | 5.2532 | 37.0898 | 83.8735
12 | 24 | 6 | 23.3636 | -23.5691 | -35.7751 | 15.5095 | 8.8321 | 15.3598 | 69.3195 | -69.9291 | -85.4458 | 48.2292 | 26.2048 | 43.4599 | 121.9053 | -117.8405 | -123.6109 | 80.306 | 44.1588 | 69.2359 | 3.7209 | 31.8386 | 74.1546
12 | 24 | 7 | 21.359 | -21.9779 | -34.5815 | 14.6446 | 8.096 | 14.5738 | 63.372 | -65.208 | -82.5951 | 45.5396 | 24.0207 | 41.236 | 111.4459 | -109.8848 | -119.4869 | 75.8275 | 40.4783 | 65.693 | 2.1141 | 26.3651 | 64.073
12 | 24 | 8 | 20.5042 | -21.2229 | -34.005 | 14.312 | 7.757 | 14.2446 | 60.8358 | -62.968 | -81.2181 | 44.5052 | 23.0149 | 40.3046 | 106.9857 | -106.1101 | -117.4949 | 74.1052 | 38.7833 | 64.2093 | 1.5899 | 24.4744 | 60.4785
12 | 24 | 9 | 19.6215 | -20.449 | -33.3878 | 13.9095 | 7.4047 | 13.875 | 58.2169 | -60.672 | -79.7441 | 43.2535 | 21.9695 | 39.2588 | 102.3801 | -102.2409 | -115.3625 | 72.021 | 37.0217 | 62.5432 | 0.97382 | 22.2827 | 56.3627
12 | 24 | 10 | 18.7625 | -19.7032 | -32.8137 | 13.5256 | 7.0735 | 13.5122 | 55.6682 | -58.459 | -78.3728 | 42.0597 | 20.9869 | 38.2322 | 97.8981 | -98.5117 | -113.3787 | 70.0331 | 35.366 | 60.9078 | 0.3569 | 20.1152 | 52.3144
12 | 24 | 11 | 19.7992 | -20.5272 | -33.3818 | 13.9291 | 7.4407 | 13.9063 | 58.744 | -60.904 | -79.7298 | 43.3145 | 22.0765 | 39.3474 | 103.307 | -102.632 | -115.3418 | 72.1225 | 37.202 | 62.6843 | 1.1662 | 22.8485 | 57.3421
12 | 24 | 12 | 20.7254 | -21.3492 | -33.9284 | 14.2556 | 7.787 | 14.2376 | 61.4921 | -63.3429 | -81.0353 | 44.3299 | 23.104 | 40.2849 | 108.14 | -106.7418 | -117.2304 | 73.8132 | 38.9335 | 64.1779 | 1.728 | 24.8328 | 61.0924
12 | 24 | 13 | 21.8347 | -22.1581 | -34.4615 | 14.6875 | 8.1844 | 14.6553 | 64.7832 | -65.7429 | -82.3084 | 45.673 | 24.2829 | 41.4668 | 113.9276 | -110.7861 | -119.0722 | 76.0496 | 40.9202 | 66.0607 | 2.7423 | 28.1545 | 67.0997
12 | 24 | 14 | 22.1028 | -22.3878 | -34.6771 | 14.7994 | 8.2814 | 14.7625 | 65.5788 | -66.4243 | -82.8235 | 46.0209 | 24.5707 | 41.7698 | 115.3268 | -111.9344 | -119.8174 | 76.6289 | 41.4051 | 66.5435 | 2.8811 | 28.6924 | 68.1525
12 | 24 | 15 | 22.3577 | -22.692 | -34.9387 | 14.9058 | 8.3908 | 14.8595 | 66.3349 | -67.3268 | -83.4481 | 46.3518 | 24.8954 | 42.0446 | 116.6565 | -113.4553 | -120.721 | 77.1799 | 41.9522 | 66.9812 | 2.8831 | 28.8516 | 68.5935
12 | 24 | 16 | 22.7988 | -22.9532 | -35.1612 | 15.1469 | 8.5351 | 15.0713 | 67.6439 | -68.1019 | -83.9797 | 47.1015 | 25.3234 | 42.6438 | 118.9585 | -114.7613 | -121.49 | 78.4283 | 42.6736 | 67.9359 | 3.4377 | 30.6312 | 71.745
12 | 24 | 17 | 23.4109 | -23.4916 | -35.5198 | 15.372 | 8.7965 | 15.2859 | 69.4598 | -69.6992 | -84.8362 | 47.8014 | 26.0991 | 43.2509 | 122.1519 | -117.4531 | -122.7291 | 79.5936 | 43.9807 | 68.903 | 3.8538 | 32.0757 | 74.447
12 | 24 | 18 | 24.0993 | -24.0903 | -35.9402 | 15.6276 | 9.0512 | 15.5224 | 71.5023 | -71.4755 | -85.8403 | 48.5963 | 26.8548 | 43.92 | 125.7439 | -120.4464 | -124.1817 | 80.9171 | 45.2542 | 69.969 | 4.27 | 33.5576 | 77.2562
12 | 24 | 19 | 24.8657 | -24.6704 | -36.3545 | 15.9708 | 9.3515 | 15.8371 | 73.7763 | -73.1968 | -86.8298 | 49.6636 | 27.7457 | 44.8105 | 129.743 | -123.3471 | -125.6131 | 82.6943 | 46.7554 | 71.3876 | 5.0002 | 35.9695 | 81.6201
12 | 24 | 20 | 25.0746 | -24.8314 | -36.5102 | 16.0609 | 9.4306 | 15.9137 | 74.3961 | -73.6743 | -87.2016 | 49.9437 | 27.9803 | 45.0273 | 130.8328 | -124.1517 | -126.151 | 83.1607 | 47.1509 | 71.733 | 5.1382 | 36.4715 | 82.5747
12 | 24 | 21 | 25.1845 | -24.949 | -36.6222 | 16.1208 | 9.4785 | 15.9619 | 74.722 | -74.0234 | -87.4692 | 50.1298 | 28.1227 | 45.1635 | 131.406 | -124.7399 | -126.5381 | 83.4707 | 47.3908 | 71.95 | 5.1744 | 36.6455 | 82.9394
12 | 24 | 22 | 25.3734 | -25.1149 | -36.7733 | 16.2006 | 9.5471 | 16.0284 | 75.2826 | -74.5156 | -87.8301 | 50.3782 | 28.326 | 45.3519 | 132.392 | -125.5693 | -127.0602 | 83.8843 | 47.7334 | 72.2501 | 5.2613 | 36.9931 | 83.6302
12 | 24 | 23 | 26.0174 | -25.5743 | -37.1428 | 16.5145 | 9.7962 | 16.3007 | 77.1932 | -75.8785 | -88.7125 | 51.3543 | 29.0651 | 46.1222 | 135.7518 | -127.8661 | -128.3367 | 85.5096 | 48.9788 | 73.4772 | 5.9116 | 39.1437 | 87.5145
12 | 25 | 0 | 26.529 | -26.0068 | -37.4969 | 16.7205 | 9.9866 | 16.4837 | 78.7113 | -77.1617 | -89.5583 | 51.9948 | 29.6301 | 46.64 | 138.4215 | -130.0285 | -129.5603 | 86.5761 | 49.9309 | 74.3021 | 6.2161 | 40.2561 | 89.6418
12 | 25 | 1 | 27.2417 | -26.5157 | -37.8936 | 17.0524 | 10.2639 | 16.7676 | 80.8257 | -78.6719 | -90.5057 | 53.0269 | 30.4529 | 47.4432 | 142.14 | -132.5732 | -130.9308 | 88.2946 | 51.3174 | 75.5818 | 6.9162 | 42.5712 | 93.8297
12 | 25 | 2 | 28.3436 | -27.3618 | -38.5113 | 17.5507 | 10.7061 | 17.1886 | 84.0952 | -81.182 | -91.981 | 54.5766 | 31.7648 | 48.6345 | 147.8897 | -136.8033 | -133.0652 | 90.875 | 53.5282 | 77.4796 | 7.916 | 45.9081 | 99.904
12 | 25 | 3 | 29.3687 | -28.224 | -39.1274 | 17.954 | 11.1247 | 17.5177 | 87.1366 | -83.7402 | -93.4527 | 55.8307 | 33.0068 | 49.5657 | 153.2383 | -141.1142 | -135.1941 | 92.9631 | 55.6211 | 78.9631 | 8.6137 | 48.3469 | 104.4773
12 | 25 | 4 | 30.4635 | -29.0935 | -39.7726 | 18.4601 | 11.5933 | 17.854 | 90.3849 | -86.3202 | -94.9937 | 57.4044 | 34.3972 | 50.5174 | 158.9508 | -145.4618 | -137.4235 | 95.5834 | 57.9642 | 80.4792 | 9.5048 | 51.39 | 110.0924
12 | 25 | 5 | 29.8299 | -28.5375 | -39.4449 | 18.2121 | 11.309 | 17.6703 | 88.5051 | -84.6704 | -94.2109 | 56.6332 | 33.5536 | 49.9976 | 155.6449 | -142.6816 | -136.291 | 94.2993 | 56.5425 | 79.6512 | 9.039 | 49.8081 | 107.1652
12 | 25 | 6 | 29.251 | -28.0115 | -39.122 | 17.998 | 11.0601 | 17.5051 | 86.7875 | -83.1098 | -93.4396 | 55.9675 | 32.8152 | 49.5301 | 152.6244 | -140.0517 | -135.1753 | 93.1909 | 55.2983 | 78.9064 | 8.6808 | 48.5509 | 104.7929
12 | 25 | 7 | 28.5515 | -27.4917 | -38.8266 | 17.6712 | 10.7898 | 17.2607 | 84.7119 | -81.5674 | -92.7343 | 54.9512 | 32.0131 | 48.8386 | 148.9742 | -137.4526 | -134.1548 | 91.4987 | 53.9466 | 77.8048 | 7.9549 | 46.2132 | 100.6168
12 | 25 | 8 | 28.3661 | -27.3597 | -38.7328 | 17.6001 | 10.6946 | 17.1936 | 84.1617 | -81.1759 | -92.5102 | 54.7302 | 31.7309 | 48.6487 | 148.0067 | -136.7929 | -133.8307 | 91.1307 | 53.471 | 77.5023 | 7.7619 | 45.5855 | 99.4871
12 | 25 | 9 | 28.2365 | -27.2487 | -38.6758 | 17.5711 | 10.6445 | 17.1611 | 83.7772 | -80.8467 | -92.374 | 54.6398 | 31.5822 | 48.5568 | 147.3305 | -136.2382 | -133.6337 | 90.9801 | 53.2205 | 77.3558 | 7.6886 | 45.3353 | 99.015
12 | 25 | 10 | 28.1095 | -27.106 | -38.5746 | 17.5164 | 10.5952 | 17.1171 | 83.4007 | -80.4231 | -92.1323 | 54.4699 | 31.4359 | 48.4322 | 146.6683 | -135.5244 | -133.284 | 90.6973 | 52.974 | 77.1572 | 7.6577 | 45.1832 | 98.6884
12 | 25 | 11 | 29.0661 | -27.8224 | -39.1169 | 17.949 | 10.9522 | 17.4368 | 86.2387 | -82.5488 | -93.4275 | 55.8149 | 32.4949 | 49.3368 | 151.6592 | -139.1065 | -135.1578 | 92.9368 | 54.7585 | 78.5983 | 8.4646 | 47.9089 | 103.6887
12 | 25 | 12 | 30.1004 | -28.5429 | -39.63 | 18.4287 | 11.352 | 17.7756 | 89.3074 | -84.6865 | -94.6531 | 57.3068 | 33.6813 | 50.2954 | 157.0559 | -142.7088 | -136.9307 | 95.421 | 56.7578 | 80.1256 | 9.4837 | 51.2513 | 109.7207
12 | 25 | 13 | 31.0202 | -29.2597 | -40.1723 | 18.7851 | 11.7037 | 18.0256 | 92.0366 | -86.8132 | -95.9483 | 58.4149 | 34.7248 | 51.0027 | 161.8555 | -146.2926 | -138.8045 | 97.266 | 58.5163 | 81.2523 | 10.1025 | 53.4174 | 113.793
12 | 25 | 14 | 31.7577 | -29.8186 | -40.6141 | 19.1719 | 12.002 | 18.2339 | 94.2246 | -88.4715 | -97.0034 | 59.6179 | 35.6099 | 51.5923 | 165.7033 | -149.0871 | -140.3308 | 99.2692 | 60.0078 | 82.1916 | 10.7329 | 55.5698 | 117.754
12 | 25 | 15 | 32.5604 | -30.3834 | -41.064 | 19.6207 | 12.3337 | 18.4387 | 96.6063 | -90.1473 | -98.078 | 61.0134 | 36.594 | 52.1716 | 169.8918 | -151.9109 | -141.8855 | 101.5928 | 61.6661 | 83.1145 | 11.506 | 58.16 | 122.4687
12 | 25 | 16 | 33.2022 | -30.931 | -41.5076 | 19.9141 | 12.6062 | 18.5578 | 98.5104 | -91.7718 | -99.1375 | 61.9257 | 37.4025 | 52.5086 | 173.2403 | -154.6486 | -143.4181 | 103.1119 | 63.0285 | 83.6514 | 11.8417 | 59.4379 | 124.9654
12 | 25 | 17 | 34.3307 | -31.706 | -42.1256 | 20.4978 | 13.0908 | 18.7892 | 101.8589 | -94.0713 | -100.6134 | 63.7408 | 38.8402 | 53.1634 | 179.1289 | -158.5235 | -145.5533 | 106.1341 | 65.4512 | 84.6946 | 12.8769 | 62.9185 | 131.332
12 | 25 | 18 | 34.7488 | -32.4675 | -42.7216 | 21.0791 | 13.6674 | 18.9617 | 103.0993 | -96.3307 | -102.0371 | 65.5485 | 40.551 | 53.6516 | 181.3104 | -162.331 | -147.6129 | 109.1441 | 68.3341 | 85.4723 | 13.2679 | 64.4826 | 134.3171
12 | 25 | 19 | 35.0417 | -33.277 | -43.3736 | 21.728 | 14.4284 | 19.1267 | 103.9683 | -98.7325 | -103.5942 | 67.5665 | 42.8088 | 54.1183 | 182.8385 | -166.3783 | -149.8654 | 112.5043 | 72.1389 | 86.2159 | 13.6742 | 66.1353 | 137.4539
12 | 25 | 20 | 35.1457 | -33.7619 | -43.7684 | 22.0517 | 14.9685 | 19.2112 | 104.2769 | -100.1712 | -104.5373 | 68.5731 | 44.4114 | 54.3574 | 183.3813 | -168.8027 | -151.2298 | 114.1804 | 74.8395 | 86.5967 | 13.8468 | 66.9104 | 138.9654
12 | 25 | 21 | 35.2608 | -34.2379 | -44.1563 | 22.532 | 15.5365 | 19.3334 | 104.6185 | -101.5833 | -105.4638 | 70.0667 | 46.0965 | 54.7032 | 183.9819 | -171.1823 | -152.5702 | 116.6673 | 77.6791 | 87.1476 | 14.2685 | 68.4377 | 141.7235
12 | 25 | 22 | 35.3458 | -34.7101 | -44.5421 | 23.0317 | 16.1853 | 19.4481 | 104.8706 | -102.9844 | -106.3851 | 71.6204 | 48.0215 | 55.0278 | 184.4253 | -173.5433 | -153.903 | 119.2543 | 80.9231 | 87.6648 | 14.7587 | 70.1708 | 144.8212
12 | 25 | 23 | 35.408 | -35.0325 | -44.7748 | 23.2259 | 16.4726 | 19.4989 | 105.0552 | -103.9411 | -106.941 | 72.2244 | 48.8741 | 55.1716 | 184.7499 | -175.1555 | -154.7072 | 120.2601 | 82.3598 | 87.8938 | 14.7982 | 70.4431 | 145.4009
12 | 26 | 0 | 35.4474 | -35.3389 | -45.0038 | 23.442 | 16.8231 | 19.548 | 105.172 | -104.85 | -107.4878 | 72.8964 | 49.914 | 55.3104 | 184.9553 | -176.6871 | -155.4982 | 121.3791 | 84.1121 | 88.115 | 14.9179 | 70.955 | 146.3762
12 | 26 | 1 | 35.4999 | -35.6855 | -45.2467 | 23.7974 | 17.3379 | 19.6246 | 105.3277 | -105.8783 | -108.068 | 74.0014 | 51.4415 | 55.5271 | 185.2291 | -178.42 | -156.3375 | 123.219 | 86.6862 | 88.4603 | 15.3276 | 72.3514 | 148.837
12 | 26 | 2 | 35.696 | -35.6592 | -45.2722 | 23.8402 | 17.2036 | 19.6656 | 105.9094 | -105.8004 | -108.129 | 74.1346 | 51.0428 | 55.6432 | 186.2522 | -178.2888 | -156.4258 | 123.4407 | 86.0144 | 88.6451 | 15.4739 | 72.8006 | 149.6379
12 | 26 | 3 | 35.8114 | -35.6219 | -45.2911 | 23.8429 | 17.1065 | 19.6783 | 106.252 | -105.6896 | -108.1741 | 74.1429 | 50.7549 | 55.6789 | 186.8546 | -178.102 | -156.4911 | 123.4546 | 85.5291 | 88.7021 | 15.5261 | 72.965 | 149.9474
12 | 26 | 4 | 35.8918 | -35.6121 | -45.346 | 23.8763 | 17.0402 | 19.6948 | 106.4904 | -105.6606 | -108.3051 | 74.2468 | 50.558 | 55.7257 | 187.2739 | -178.0531 | -156.6805 | 123.6276 | 85.1975 | 88.7765 | 15.545 | 73.0552 | 150.1418
12 | 26 | 5 | 34.7136 | -33.0077 | -43.3233 | 21.6717 | 14.3115 | 19.1076 | 102.9947 | -97.9333 | -103.4741 | 67.3913 | 42.4621 | 54.0642 | 181.1264 | -165.0316 | -149.6917 | 112.2126 | 71.5547 | 86.1296 | 13.4734 | 65.5049 | 136.2999
12 | 26 | 6 | 32.5683 | -30.3871 | -41.3077 | 19.8108 | 12.3665 | 18.4305 | 96.6297 | -90.1582 | -98.6601 | 61.6046 | 36.6913 | 52.1485 | 169.9328 | -151.9293 | -142.7274 | 102.5773 | 61.8301 | 83.0777 | 11.4813 | 58.2559 | 122.7611
12 | 26 | 7 | 28.8263 | -27.7271 | -39.2648 | 18.0504 | 10.9303 | 17.4452 | 85.5271 | -82.2659 | -93.7806 | 56.1302 | 32.4299 | 49.3606 | 150.4079 | -138.6298 | -135.6686 | 93.4618 | 54.6491 | 78.6364 | 8.2602 | 47.4013 | 102.8568
12 | 26 | 8 | 26.7465 | -26.2365 | -38.0534 | 17.0745 | 10.1324 | 16.7133 | 79.3566 | -77.8435 | -90.8874 | 53.0956 | 30.0629 | 47.2897 | 139.5564 | -131.1773 | -131.483 | 88.4089 | 50.6602 | 75.3372 | 6.3768 | 41.0739 | 91.3024
12 | 26 | 9 | 24.8339 | -24.7126 | -36.8091 | 16.1876 | 9.3885 | 15.9671 | 73.682 | -73.3218 | -87.9156 | 50.3379 | 27.8556 | 45.1784 | 129.5771 | -123.5577 | -127.1839 | 83.817 | 46.9407 | 71.9736 | 4.8555 | 35.8164 | 81.5669
12 | 26 | 10 | 23.0459 | -23.2142 | -35.6039 | 15.4168 | 8.6966 | 15.2673 | 68.3769 | -68.8762 | -85.0371 | 47.9407 | 25.8028 | 43.1983 | 120.2476 | -116.0663 | -123.0196 | 79.8256 | 43.4814 | 68.8192 | 3.6085 | 31.4054 | 73.2878
12 | 26 | 11 | 24.5195 | -24.4144 | -36.4527 | 16.0342 | 9.2584 | 15.8361 | 72.7492 | -72.4372 | -87.0642 | 49.8608 | 27.4695 | 44.8077 | 127.9366 | -122.0669 | -125.9522 | 83.0226 | 46.2901 | 71.3831 | 4.7812 | 35.3858 | 80.6133
12 | 26 | 12 | 26.1442 | -25.6589 | -37.3363 | 16.7015 | 9.8676 | 16.4375 | 77.5696 | -76.1295 | -89.1746 | 51.9357 | 29.2771 | 46.5093 | 136.4137 | -128.2891 | -129.0052 | 86.4776 | 49.3361 | 74.094 | 6.1557 | 39.9876 | 89.0271
12 | 26 | 13 | 27.5661 | -26.8544 | -38.1787 | 17.2449 | 10.4177 | 16.91 | 81.7884 | -79.6766 | -91.1866 | 53.6254 | 30.9091 | 47.8464 | 143.8329 | -134.2664 | -131.9159 | 89.2911 | 52.0862 | 76.224 | 7.1057 | 43.306 | 95.252
12 | 26 | 14 | 28.3836 | -27.4586 | -38.6582 | 17.6451 | 10.7453 | 17.2253 | 84.2139 | -81.4694 | -92.3318 | 54.8699 | 31.8812 | 48.7383 | 148.0984 | -137.2875 | -133.5727 | 91.3632 | 53.7244 | 77.645 | 7.8825 | 45.902 | 99.9708
12 | 26 | 15 | 29.2186 | -28.0455 | -39.1356 | 18.046 | 11.0577 | 17.5268 | 86.6912 | -83.2108 | -93.4721 | 56.1168 | 32.808 | 49.5915 | 152.4551 | -140.222 | -135.2222 | 93.4395 | 55.2862 | 79.0041 | 8.668 | 48.5247 | 104.7408
12 | 26 | 16 | 30.0726 | -28.6448 | -39.6112 | 18.4387 | 11.4005 | 17.8082 | 89.2249 | -84.9888 | -94.6081 | 57.3377 | 33.8251 | 50.3876 | 156.9108 | -143.2182 | -136.8657 | 95.4724 | 57.0001 | 80.2724 | 9.4638 | 51.1783 | 109.5718
12 | 26 | 17 | 30.8621 | -29.3359 | -40.1412 | 18.7626 | 11.7085 | 18.0262 | 91.5673 | -87.0393 | -95.8739 | 58.3451 | 34.7391 | 51.0045 | 161.0302 | -146.6736 | -138.6968 | 97.1498 | 58.5403 | 81.2553 | 9.8823 | 52.7429 | 112.6053
12 | 26 | 18 | 31.8057 | -30.0448 | -40.6647 | 19.2142 | 12.0982 | 18.2738 | 94.3672 | -89.1424 | -97.1244 | 59.7495 | 35.8952 | 51.705 | 165.9541 | -150.2177 | -140.5059 | 99.4882 | 60.4886 | 82.3712 | 10.6824 | 55.4501 | 117.5785
12 | 26 | 19 | 32.8244 | -30.8076 | -41.2456 | 19.7078 | 12.5343 | 18.4944 | 97.3897 | -91.4059 | -98.5118 | 61.2842 | 37.189 | 52.3293 | 171.2694 | -154.0319 | -142.5129 | 102.0437 | 62.6688 | 83.3657 | 11.5076 | 58.2746 | 122.8028
12 | 26 | 20 | 33.5599 | -31.2388 | -41.6614 | 20.092 | 12.7767 | 18.6365 | 99.5717 | -92.6851 | -99.5048 | 62.4792 | 37.9083 | 52.7312 | 175.1066 | -156.1875 | -143.9496 | 104.0334 | 63.881 | 84.0061 | 12.1649 | 60.5005 | 126.89
12 | 26 | 21 | 34.089 | -31.7465 | -42.1321 | 20.5401 | 13.1947 | 18.7781 | 101.1416 | -94.1915 | -100.629 | 63.8725 | 39.1484 | 53.1319 | 177.8675 | -158.7261 | -145.5758 | 106.3535 | 65.9706 | 84.6444 | 12.7233 | 62.4739 | 130.5341
12 | 26 | 22 | 34.4405 | -32.2635 | -42.6037 | 20.9207 | 13.5732 | 18.898 | 102.1846 | -95.7254 | -101.7555 | 65.056 | 40.2716 | 53.4713 | 179.7018 | -161.3108 | -147.2056 | 108.3241 | 67.8633 | 85.1851 | 12.9653 | 63.5026 | 132.5579
12 | 26 | 23 | 34.7273 | -32.777 | -43.0254 | 21.3891 | 14.0754 | 19.0196 | 103.0354 | -97.2491 | -102.7626 | 66.5125 | 41.7614 | 53.8154 | 181.1979 | -163.8785 | -148.6625 | 110.7493 | 70.374 | 85.7332 | 13.4089 | 65.113 | 135.5133
12 | 27 | 0 | 34.9453 | -33.3454 | -43.482 | 21.8688 | 14.6532 | 19.1391 | 103.6821 | -98.9353 | -103.8532 | 68.0042 | 43.476 | 54.1535 | 182.3353 | -166.72 | -150.2401 | 113.2331 | 73.2632 | 86.2719 | 13.779 | 66.5273 | 138.1433
12 | 27 | 1 | 35.1204 | -33.9106 | -43.9514 | 22.2703 | 15.215 | 19.2424 | 104.2019 | -100.6123 | -104.9743 | 69.2528 | 45.1428 | 54.4458 | 183.2494 | -169.546 | -151.8621 | 115.3121 | 76.072 | 86.7375 | 13.9862 | 67.4567 | 139.963
12 | 27 | 2 | 35.44 | -34.6582 | -44.514 | 22.9331 | 16.0649 | 19.4285 | 105.15 | -102.8304 | -106.3181 | 71.314 | 47.6644 | 54.9723 | 184.9167 | -173.2838 | -153.806 | 118.7441 | 80.3214 | 87.5764 | 14.6944 | 69.9523 | 144.4688
12 | 27 | 3 | 35.5949 | -35.353 | -45.038 | 23.5039 | 16.7866 | 19.5699 | 105.6095 | -104.8919 | -107.5696 | 73.0887 | 49.8056 | 55.3724 | 185.7247 | -176.7577 | -155.6165 | 121.6993 | 83.9295 | 88.2137 | 15.0642 | 71.4148 | 147.193
12 | 27 | 4 | 35.7091 | -36.0964 | -45.5966 | 24.0042 | 17.587 | 19.6956 | 105.9484 | -107.0977 | -108.9036 | 74.6446 | 52.1804 | 55.728 | 186.3207 | -180.4748 | -157.5464 | 124.29 | 87.9313 | 88.7803 | 15.3029 | 72.5 | 149.301
12 | 27 | 5 | 35.5025 | -35.0512 | -44.8291 | 23.1819 | 16.4315 | 19.5 | 105.3356 | -103.9965 | -107.0705 | 72.0874 | 48.7519 | 55.1746 | 185.243 | -175.2489 | -154.8945 | 120.032 | 82.1539 | 87.8986 | 14.7356 | 70.2825 | 145.1842
12 | 27 | 6 | 35.2108 | -33.979 | -44.0391 | 22.3897 | 15.2772 | 19.2963 | 104.4699 | -100.8153 | -105.1839 | 69.6241 | 45.3273 | 54.5982 | 183.7207 | -169.888 | -152.1652 | 115.9303 | 76.3829 | 86.9804 | 14.1558 | 68.0203 | 140.961
12 | 27 | 7 | 34.8084 | -32.9355 | -43.2728 | 21.5682 | 14.2421 | 19.0654 | 103.2762 | -97.7192 | -103.3535 | 67.0695 | 42.2561 | 53.9448 | 181.6214 | -164.6707 | -149.5173 | 111.6767 | 71.2076 | 85.9394 | 13.4758 | 65.474 | 136.2572
12 | 27 | 8 | 34.9207 | -32.856 | -43.1523 | 21.4939 | 14.159 | 19.0819 | 103.6092 | -97.4833 | -103.0658 | 66.8385 | 42.0096 | 53.9914 | 182.2071 | -164.2732 | -149.101 | 111.2921 | 70.7921 | 86.0137 | 13.6472 | 65.8997 | 136.9308
12 | 27 | 9 | 34.9674 | -32.8176 | -43.0756 | 21.4319 | 14.112 | 19.0866 | 103.7478 | -97.3693 | -102.8825 | 66.6456 | 41.8701 | 54.0047 | 182.4507 | -164.0812 | -148.8359 | 110.9708 | 70.5571 | 86.0349 | 13.7046 | 66.0163 | 137.0965
12 | 27 | 10 | 35.0528 | -32.7615 | -42.9634 | 21.2161 | 13.9243 | 19.0627 | 104.0013 | -97.2031 | -102.6146 | 65.9744 | 41.3133 | 53.9372 | 182.8966 | -163.801 | -148.4484 | 109.8533 | 69.6188 | 85.9273 | 13.5309 | 65.4086 | 136.0467
12 | 27 | 11 | 35.257 | -33.1512 | -43.2549 | 21.6179 | 14.3315 | 19.1778 | 104.607 | -98.3591 | -103.3107 | 67.224 | 42.5215 | 54.2628 | 183.9617 | -165.7491 | -149.4554 | 111.9341 | 71.6548 | 86.4461 | 13.9781 | 66.9455 | 138.7921
12 | 27 | 12 | 35.4316 | -33.5334 | -43.5392 | 21.8189 | 14.6378 | 19.2421 | 105.1252 | -99.4933 | -103.9898 | 67.8491 | 43.4302 | 54.4449 | 184.873 | -167.6603 | -150.4377 | 112.9748 | 73.1861 | 86.7361 | 14.0578 | 67.3663 | 139.6719
12 | 27 | 13 | 35.6247 | -33.8965 | -43.8248 | 22.0739 | 14.9703 | 19.3204 | 105.6981 | -100.5705 | -104.672 | 68.6419 | 44.4166 | 54.6663 | 185.8806 | -169.4755 | -151.4247 | 114.2949 | 74.8482 | 87.0888 | 14.2679 | 68.1803 | 141.2122
12 | 27 | 14 | 35.77 | -34.4157 | -44.236 | 22.563 | 15.5349 | 19.443 | 106.1291 | -102.111 | -105.654 | 70.1629 | 46.092 | 55.0133 | 186.6385 | -172.0716 | -152.8454 | 116.8275 | 77.6715 | 87.6417 | 14.6592 | 69.6322 | 143.8622
12 | 27 | 15 | 35.9524 | -34.9133 | -44.6442 | 23.0726 | 16.1545 | 19.5662 | 106.6704 | -103.5872 | -106.6289 | 71.7476 | 47.9301 | 55.3619 | 187.5904 | -174.5591 | -154.2557 | 119.4662 | 80.769 | 88.197 | 15.1883 | 71.4939 | 147.2078
12 | 27 | 16 | 36.0816 | -35.438 | -45.0575 | 23.4089 | 16.6164 | 19.6456 | 107.0536 | -105.1442 | -107.616 | 72.7933 | 49.3006 | 55.5866 | 188.2643 | -177.1828 | -155.6837 | 121.2074 | 83.0785 | 88.5549 | 15.257 | 71.9739 | 148.2386
12 | 27 | 17 | 36.1672 | -36.2072 | -45.6455 | 24.078 | 17.5225 | 19.7957 | 107.3076 | -107.4265 | -109.0205 | 74.874 | 51.9891 | 56.0112 | 188.711 | -181.0288 | -157.7155 | 124.672 | 87.609 | 89.2314 | 15.7106 | 73.735 | 151.4791
12 | 27 | 18 | 36.2301 | -36.982 | -46.2319 | 24.7584 | 18.4883 | 19.9475 | 107.4943 | -109.7251 | -110.4211 | 76.9898 | 54.8546 | 56.4408 | 189.0393 | -184.9023 | -159.7417 | 128.1949 | 92.4378 | 89.9158 | 16.2104 | 75.6333 | 154.9438
12 | 27 | 19 | 36.3649 | -37.7516 | -46.8146 | 25.4632 | 19.4945 | 20.1051 | 107.8942 | -112.0086 | -111.8128 | 79.1815 | 57.8399 | 56.8866 | 189.7426 | -188.7504 | -161.7549 | 131.8443 | 97.4685 | 90.6259 | 16.8614 | 77.9808 | 159.176
12 | 27 | 20 | 36.41 | -38.2084 | -47.1468 | 25.7125 | 19.9371 | 20.1565 | 108.0281 | -113.364 | -112.6063 | 79.9566 | 59.1532 | 57.0321 | 189.978 | -191.0344 | -162.9028 | 133.1349 | 99.6815 | 90.8578 | 16.8608 | 78.1998 | 159.7151
12 | 27 | 21 | 36.4572 | -38.6618 | -47.4351 | 26.1271 | 20.5352 | 20.2431 | 108.168 | -114.7091 | -113.2948 | 81.2461 | 60.9277 | 57.2772 | 190.2241 | -193.3012 | -163.899 | 135.282 | 102.6719 | 91.2482 | 17.2657 | 79.6151 | 162.2261
12 | 27 | 22 | 36.4832 | -39.1043 | -47.7583 | 26.4485 | 21.0551 | 20.3122 | 108.2453 | -116.0221 | -114.0668 | 82.2455 | 62.4703 | 57.4726 | 190.3601 | -195.5137 | -165.0157 | 136.9461 | 105.2713 | 91.5596 | 17.4364 | 80.3449 | 163.6077
12 | 27 | 23 | 36.4836 | -39.0287 | -47.6835 | 26.4069 | 21.0081 | 20.3031 | 108.2463 | -115.7975 | -113.8882 | 82.1161 | 62.3307 | 57.4469 | 190.3617 | -195.1353 | -164.7573 | 136.7307 | 105.0361 | 91.5186 | 17.4895 | 80.4543 | 163.7545
12 | 28 | 0 | 36.484 | -39.0068 | -47.6632 | 26.3483 | 20.9487 | 20.2824 | 108.2475 | -115.7326 | -113.8396 | 81.9338 | 62.1546 | 57.3883 | 190.3639 | -195.0258 | -164.687 | 136.4272 | 104.7393 | 91.4252 | 17.3934 | 80.152 | 163.2427
12 | 28 | 1 | 36.4848 | -38.9103 | -47.5797 | 26.3135 | 20.8687 | 20.2727 | 108.2499 | -115.4465 | -113.6402 | 81.8257 | 61.9171 | 57.361 | 190.3682 | -194.5438 | -164.3987 | 136.2471 | 104.339 | 91.3818 | 17.4496 | 80.2669 | 163.3936
12 | 28 | 2 | 36.4577 | -38.4787 | -47.2401 | 25.8406 | 20.2391 | 20.1677 | 108.1696 | -114.166 | -112.8291 | 80.3551 | 60.0492 | 57.0639 | 190.2269 | -192.3859 | -163.2252 | 133.7984 | 101.1914 | 90.9085 | 16.9863 | 78.6427 | 160.5141
12 | 28 | 3 | 36.4537 | -38.1208 | -46.9623 | 25.6355 | 19.8596 | 20.1189 | 108.1578 | -113.104 | -112.1655 | 79.7172 | 58.9233 | 56.9257 | 190.2061 | -190.5963 | -162.2652 | 132.7363 | 99.2941 | 90.6883 | 16.9846 | 78.4545 | 160.0633
12 | 28 | 4 | 36.4254 | -37.6939 | -46.6283 | 25.1575 | 19.2696 | 20.0156 | 108.0736 | -111.8373 | -111.3678 | 78.231 | 57.1727 | 56.6336 | 190.0582 | -188.4617 | -161.1112 | 130.2617 | 96.3441 | 90.2229 | 16.546 | 76.9058 | 157.3139
12 | 28 | 5 | 35.8621 | -35.49 | -44.9618 | 23.4188 | 16.7571 | 19.6089 | 106.4024 | -105.2985 | -107.3877 | 72.8241 | 49.7182 | 55.4826 | 187.1191 | -177.4428 | -155.3533 | 121.2586 | 83.7823 | 88.3893 | 15.195 | 71.7412 | 147.7531
12 | 28 | 6 | 35.0645 | -33.2649 | -43.289 | 21.6972 | 14.3833 | 19.1384 | 104.0361 | -98.6965 | -103.3923 | 67.4708 | 42.6752 | 54.1513 | 182.9577 | -166.3176 | -149.5734 | 112.3449 | 71.9137 | 86.2685 | 13.7296 | 66.2446 | 137.5938
12 | 28 | 7 | 33.2302 | -31.0261 | -41.5774 | 20.0358 | 12.6842 | 18.5595 | 98.5936 | -92.0541 | -99.3043 | 62.3043 | 37.6338 | 52.5136 | 173.3865 | -155.1242 | -143.6594 | 103.7422 | 63.4184 | 83.6593 | 11.9062 | 59.6869 | 125.4227
12 | 28 | 8 | 30.928 | -29.4345 | -40.2473 | 18.917 | 11.808 | 18.0176 | 91.763 | -87.3317 | -96.1273 | 58.8252 | 35.0342 | 50.9801 | 161.3743 | -147.1663 | -139.0634 | 97.9492 | 59.0377 | 81.2164 | 9.9889 | 53.1436 | 113.3479
12 | 28 | 9 | 28.6716 | -27.8557 | -38.9204 | 17.8865 | 10.9898 | 17.359 | 85.0683 | -82.6474 | -92.9582 | 55.6207 | 32.6067 | 49.1166 | 149.601 | -139.2726 | -134.4787 | 92.6134 | 54.9469 | 78.2476 | 8.1308 | 46.8067 | 101.6576
12 | 28 | 10 | 26.3982 | -26.2622 | -37.5941 | 16.8717 | 10.1575 | 16.558 | 78.3231 | -77.9196 | -89.7904 | 52.4651 | 30.1371 | 46.8503 | 137.739 | -131.3056 | -129.8961 | 87.3592 | 50.7853 | 74.6373 | 6.1291 | 40.0657 | 89.319
12 | 28 | 11 | 25.6929 | -25.6123 | -37.0051 | 16.5468 | 9.8786 | 16.2794 | 76.2306 | -75.9913 | -88.3835 | 51.4548 | 29.3098 | 46.0619 | 134.0591 | -128.0561 | -127.8608 | 85.6769 | 49.3912 | 73.3813 | 5.7805 | 38.6824 | 86.5914
12 | 28 | 12 | 24.7607 | -24.9222 | -36.3704 | 16.082 | 9.5217 | 15.8695 | 73.4647 | -73.9439 | -86.8676 | 50.0095 | 28.2508 | 44.9021 | 129.195 | -124.606 | -125.6678 | 83.2702 | 47.6066 | 71.5336 | 4.9414 | 35.8156 | 81.3316
12 | 28 | 13 | 23.9166 | -24.2712 | -35.7809 | 15.6469 | 9.1889 | 15.4782 | 70.9602 | -72.0123 | -85.4597 | 48.6562 | 27.2634 | 43.7951 | 124.7905 | -121.351 | -123.631 | 81.0169 | 45.9427 | 69.7699 | 4.1785 | 33.2029 | 76.5381
12 | 28 | 14 | 22.8879 | -23.4754 | -35.1403 | 15.1925 | 8.8268 | 15.0736 | 67.9083 | -69.6512 | -83.9298 | 47.2433 | 26.1891 | 42.6503 | 119.4234 | -117.3721 | -121.4178 | 78.6643 | 44.1324 | 67.9462 | 3.3652 | 30.41 | 71.3763
12 | 28 | 15 | 21.8192 | -22.6242 | -34.4564 | 14.7388 | 8.4269 | 14.6558 | 64.7374 | -67.1256 | -82.2963 | 45.8325 | 25.0024 | 41.4681 | 113.8471 | -113.1162 | -119.0547 | 76.3152 | 42.1326 | 66.0629 | 2.5601 | 27.6185 | 66.1869
12 | 28 | 16 | 20.7541 | -21.7774 | -33.7727 | 14.2803 | 8.0379 | 14.2264 | 61.5773 | -64.6133 | -80.6633 | 44.4066 | 23.8483 | 40.2532 | 108.2898 | -108.8826 | -116.6922 | 73.941 | 40.1878 | 64.1273 | 1.7486 | 24.8088 | 60.971
12 | 28 | 17 | 19.072 | -20.2323 | -32.7034 | 13.5801 | 7.3398 | 13.559 | 56.5864 | -60.029 | -78.1094 | 42.2293 | 21.7772 | 38.3648 | 99.5128 | -101.1574 | -112.9977 | 70.3156 | 36.6977 | 61.119 | 0.61529 | 20.8194 | 53.4901
12 | 28 | 18 | 17.4681 | -18.7148 | -31.6354 | 12.936 | 6.6902 | 12.9257 | 51.8277 | -55.5266 | -75.5586 | 40.2264 | 19.8499 | 36.5728 | 91.1441 | -93.5702 | -109.3075 | 66.9806 | 33.4499 | 58.2641 | -0.33016 | 17.3916 | 46.9609
12 | 28 | 19 | 15.8945 | -17.1866 | -30.5711 | 12.3134 | 6.0506 | 12.308 | 47.1589 | -50.9925 | -73.0166 | 38.2904 | 17.9521 | 34.8251 | 82.9336 | -85.9296 | -105.6302 | 63.757 | 30.2518 | 55.4798 | -1.1912 | 14.2174 | 40.8625
12 | 28 | 20 | 14.2606 | -15.8182 | -29.5357 | 11.6895 | 5.4696 | 11.7007 | 42.3112 | -46.9325 | -70.5435 | 36.3501 | 16.2283 | 33.1068 | 74.4084 | -79.0879 | -102.0524 | 60.5263 | 27.347 | 52.7424 | -2.2334 | 10.5205 | 33.8838
12 | 28 | 21 | 12.755 | -14.5052 | -28.5483 | 11.1198 | 4.9301 | 11.1364 | 37.8439 | -43.0367 | -68.1852 | 34.5786 | 14.6275 | 31.51 | 66.5523 | -72.523 | -98.6408 | 57.5764 | 24.6495 | 50.1986 | -3.1122 | 7.3381 | 27.813
12 | 28 | 22 | 11.1448 | -13.1284 | -27.5086 | 10.4821 | 4.3633 | 10.5129 | 33.0664 | -38.9517 | -65.7021 | 32.5957 | 12.9459 | 29.7459 | 58.1506 | -65.6392 | -95.0485 | 54.2747 | 21.8156 | 47.3882 | -4.1339 | 3.7001 | 20.9415
12 | 28 | 23 | 10.6557 | -12.7115 | -27.1789 | 10.2998 | 4.1957 | 10.343 | 31.6154 | -37.7148 | -64.9145 | 32.0288 | 12.4485 | 29.2652 | 55.5988 | -63.5547 | -93.9092 | 53.3308 | 20.9775 | 46.6224 | -4.3961 | 2.7286 | 19.0656
12 | 29 | 0 | 10.1901 | -12.2967 | -26.8522 | 10.1265 | 4.0355 | 10.1764 | 30.2338 | -36.484 | -64.1343 | 31.4899 | 11.9732 | 28.7939 | 53.1692 | -61.4808 | -92.7805 | 52.4334 | 20.1766 | 45.8715 | -4.6204 | 1.8724 | 17.3894
12 | 29 | 1 | 9.7028 | -11.8855 | -26.5515 | 9.9234 | 3.8752 | 9.9931 | 28.7881 | -35.2642 | -63.416 | 30.8582 | 11.4977 | 28.2751 | 50.6267 | -59.4252 | -91.7413 | 51.3816 | 19.3753 | 45.045 | -4.9425 | 0.73887 | 15.2621
12 | 29 | 2 | 9.8698 | -12.0563 | -26.6826 | 9.9708 | 3.9287 | 10.0419 | 29.2835 | -35.7709 | -63.7293 | 31.0058 | 11.6563 | 28.4131 | 51.4979 | -60.279 | -92.1945 | 51.6274 | 19.6425 | 45.2649 | -4.9278 | 0.85854 | 15.5592
12 | 29 | 3 | 10.1207 | -12.2469 | -26.8254 | 10.1066 | 4.0113 | 10.1675 | 30.0279 | -36.3365 | -64.0702 | 31.4279 | 11.9014 | 28.7687 | 52.807 | -61.2322 | -92.6877 | 52.3302 | 20.0556 | 45.8313 | -4.6663 | 1.7191 | 17.1042
12 | 29 | 4 | 10.2311 | -12.3688 | -26.9017 | 10.1357 | 4.0616 | 10.1923 | 30.3556 | -36.698 | -64.2525 | 31.5183 | 12.0508 | 28.8388 | 53.3833 | -61.8414 | -92.9515 | 52.4808 | 20.3073 | 45.9431 | -4.6498 | 1.8129 | 17.3216
12 | 29 | 5 | 8.5704 | -10.6069 | -25.6637 | 9.4314 | 3.4022 | 9.4802 | 25.4282 | -31.4706 | -61.2957 | 29.3284 | 10.0942 | 26.8238 | 44.7179 | -53.0324 | -88.674 | 48.8344 | 17.0102 | 42.7329 | -5.3865 | -1.0917 | 11.5891
12 | 29 | 6 | 6.953 | -8.7707 | -24.3591 | 8.7842 | 2.754 | 8.8175 | 20.6295 | -26.0225 | -58.1796 | 27.3158 | 8.171 | 24.9489 | 36.2791 | -43.8516 | -84.1661 | 45.4833 | 13.7693 | 39.7461 | -5.821 | -3.1369 | 7.26
12 | 29 | 7 | 5.4917 | -7.0153 | -23.0763 | 8.1252 | 2.1586 | 8.1544 | 16.2938 | -20.8144 | -55.1159 | 25.2666 | 6.4046 | 23.0726 | 28.6543 | -35.0752 | -79.7339 | 42.0712 | 10.7926 | 36.7569 | -6.1617 | -4.8927 | 3.4659
12 | 29 | 8 | 5.1533 | -6.7252 | -22.6813 | 7.9289 | 2.0529 | 7.9579 | 15.2899 | -19.9536 | -54.1724 | 24.6562 | 6.091 | 22.5165 | 26.8887 | -33.6247 | -78.369 | 41.0547 | 10.2642 | 35.8711 | -6.3134 | -5.5725 | 2.0851
12 | 29 | 9 | 4.8979 | -6.4856 | -22.3352 | 7.7563 | 1.9769 | 7.7895 | 14.5321 | -19.2426 | -53.3458 | 24.1193 | 5.8654 | 22.04 | 25.5561 | -32.4266 | -77.1732 | 40.1607 | 9.884 | 35.112 | -6.4002 | -6.0317 | 1.1131
12 | 29 | 10 | 4.6421 | -6.216 | -21.9448 | 7.6355 | 1.8991 | 7.6681 | 13.773 | -18.4427 | -52.4133 | 23.7436 | 5.6346 | 21.6967 | 24.2212 | -31.0785 | -75.8242 | 39.5352 | 9.4952 | 34.565 | -6.3159 | -6.008 | 0.91393
12 | 29 | 11 | 6.0653 | -7.6568 | -23.3721 | 8.2728 | 2.3804 | 8.291 | 17.9956 | -22.7176 | -55.8224 | 25.7256 | 7.0625 | 23.459 | 31.647 | -38.2823 | -80.756 | 42.8355 | 11.9013 | 37.3724 | -6.0195 | -4.2973 | 4.7179
12 | 29 | 12 | 7.595 | -9.1697 | -24.8514 | 8.9904 | 2.9089 | 8.9848 | 22.5344 | -27.2063 | -59.3556 | 27.957 | 8.6307 | 25.4223 | 39.6289 | -45.8465 | -85.8673 | 46.5509 | 14.5439 | 40.5002 | -5.5419 | -2.0176 | 9.5102
12 | 29 | 13 | 9.3214 | -10.8795 | -26.2838 | 9.7268 | 3.5265 | 9.6987 | 27.6566 | -32.2795 | -62.7768 | 30.247 | 10.4632 | 27.4421 | 48.6369 | -54.3955 | -90.8166 | 50.3639 | 17.6319 | 43.718 | -4.8899 | 0.75253 | 15.1385
12 | 29 | 14 | 10.3729 | -11.9637 | -27.145 | 10.1648 | 3.9148 | 10.1369 | 30.7763 | -35.4962 | -64.8335 | 31.6091 | 11.6152 | 28.682 | 54.1232 | -59.8162 | -93.792 | 52.6319 | 19.5733 | 45.6933 | -4.5192 | 2.3529 | 18.4135
12 | 29 | 15 | 11.5882 | -13.0668 | -28.0159 | 10.7198 | 4.3546 | 10.6795 | 34.3819 | -38.7689 | -66.9137 | 33.3347 | 12.9201 | 30.2172 | 60.464 | -65.3311 | -96.8013 | 55.5052 | 21.7723 | 48.1389 | -3.7406 | 5.1713 | 23.7481
12 | 29 | 16 | 12.7537 | -14.1881 | -28.9174 | 11.1972 | 4.7886 | 11.1519 | 37.84 | -42.096 | -69.0669 | 34.8193 | 14.2076 | 31.554 | 66.5453 | -70.9378 | -99.9163 | 57.9772 | 23.9419 | 50.2686 | -3.2142 | 7.2579 | 27.8789
12 | 29 | 17 | 14.1841 | -15.595 | -29.937 | 11.77 | 5.3364 | 11.7356 | 42.0841 | -46.2701 | -71.502 | 36.6005 | 15.8329 | 33.2053 | 74.009 | -77.9716 | -103.439 | 60.943 | 26.6807 | 52.8994 | -2.5059 | 9.9508 | 33.1216
12 | 29 | 18 | 15.7386 | -17.0763 | -31.0098 | 12.3785 | 5.9416 | 12.3546 | 46.6961 | -50.6652 | -74.0645 | 38.4928 | 17.6286 | 34.9569 | 82.1198 | -85.3781 | -107.146 | 64.094 | 29.7067 | 55.6897 | -1.6729 | 13.0448 | 39.0862
12 | 29 | 19 | 17.2356 | -18.4765 | -32.0256 | 12.9762 | 6.5275 | 12.9653 | 51.1377 | -54.8197 | -76.4904 | 40.3513 | 19.3671 | 36.685 | 89.9307 | -92.3789 | -110.6555 | 67.1886 | 32.6364 | 58.4428 | -0.79749 | 16.231 | 45.1639
12 | 29 | 20 | 19.0453 | -20.1238 | -33.2056 | 13.6938 | 7.245 | 13.692 | 56.5073 | -59.7071 | -79.3089 | 42.5828 | 21.4959 | 38.7409 | 99.3736 | -100.6149 | -114.7329 | 70.9042 | 36.2236 | 61.7182 | 0.34667 | 20.3109 | 52.8717
12 | 29 | 21 | 20.9765 | -21.7411 | -34.346 | 14.5235 | 8.0108 | 14.5001 | 62.2371 | -64.5056 | -82.0327 | 45.163 | 23.7679 | 41.0275 | 109.4501 | -108.7012 | -118.6733 | 75.2004 | 40.0522 | 65.3609 | 1.9238 | 25.6571 | 62.6891
12 | 29 | 22 | 22.8021 | -23.3503 | -35.4824 | 15.289 | 8.7514 | 15.2306 | 67.6537 | -69.28 | -84.7467 | 47.5433 | 25.9653 | 43.0944 | 118.9757 | -116.7467 | -122.5996 | 79.1638 | 43.7552 | 68.6536 | 3.2404 | 30.2298 | 71.202
12 | 29 | 23 | 24.51 | -24.7772 | -36.5575 | 16.008 | 9.4126 | 15.8761 | 72.7207 | -73.5137 | -87.3146 | 49.7793 | 27.9271 | 44.921 | 127.8866 | -123.8811 | -126.3145 | 82.887 | 47.061 | 71.5636 | 4.472 | 34.5197 | 79.2026
12 | 30 | 0 | 26.4115 | -26.2203 | -37.6456 | 16.896 | 10.1629 | 16.6187 | 78.3625 | -77.7954 | -89.9134 | 52.5407 | 30.1531 | 47.0219 | 137.8082 | -131.0963 | -130.074 | 87.4849 | 50.8123 | 74.9106 | 6.2231 | 40.3695 | 89.8458
12 | 30 | 1 | 28.0985 | -27.5904 | -38.6772 | 17.6118 | 10.8201 | 17.178 | 83.368 | -81.8604 | -92.3772 | 54.7666 | 32.103 | 48.6044 | 146.6109 | -137.9464 | -133.6383 | 91.1912 | 54.0981 | 77.4317 | 7.4408 | 44.6044 | 97.7472
12 | 30 | 2 | 29.3941 | -28.5664 | -39.3769 | 18.1795 | 11.3379 | 17.5734 | 87.212 | -84.7563 | -94.0485 | 56.532 | 33.6394 | 49.7233 | 153.3709 | -142.8264 | -136.0561 | 94.1308 | 56.6872 | 79.2141 | 8.5416 | 48.3019 | 104.5205
12 | 30 | 3 | 30.6112 | -29.4714 | -40.0189 | 18.7121 | 11.8296 | 17.9105 | 90.823 | -87.4414 | -95.5818 | 58.1881 | 35.0984 | 50.677 | 159.7212 | -147.3512 | -138.2743 | 96.8883 | 59.1457 | 80.7335 | 9.5731 | 51.7632 | 110.8634
12 | 30 | 4 | 31.8563 | -30.3915 | -40.6663 | 19.2721 | 12.3186 | 18.2131 | 94.5172 | -90.1712 | -97.1282 | 59.9293 | 36.549 | 51.5332 | 166.2179 | -151.9513 | -140.5113 | 99.7876 | 61.5903 | 82.0975 | 10.6022 | 55.2294 | 117.2307
12 | 30 | 5 | 31.0107 | -29.7629 | -40.2672 | 18.8923 | 11.955 | 18.0192 | 92.0084 | -88.3063 | -96.175 | 58.7484 | 35.4705 | 50.9848 | 161.8058 | -148.8087 | -139.1324 | 97.8213 | 59.7728 | 81.2239 | 9.8471 | 52.7308 | 112.6827
12 | 30 | 6 | 30.273 | -29.1365 | -39.8574 | 18.5707 | 11.6487 | 17.842 | 89.8198 | -86.4476 | -95.196 | 57.7484 | 34.5615 | 50.4832 | 157.9569 | -145.6765 | -137.7162 | 96.1563 | 58.2411 | 80.4248 | 9.3406 | 50.9693 | 109.3863
12 | 30 | 7 | 29.5006 | -28.4862 | -39.4452 | 18.2797 | 11.3403 | 17.6519 | 87.5279 | -84.5183 | -94.2117 | 56.8435 | 33.6465 | 49.9455 | 153.9265 | -142.4253 | -136.2922 | 94.6495 | 56.6991 | 79.5681 | 8.8411 | 49.2334 | 106.1257
12 | 30 | 8 | 29.1327 | -28.2496 | -39.2198 | 18.0387 | 11.1645 | 17.5162 | 86.4365 | -83.8163 | -93.6732 | 56.0939 | 33.1248 | 49.5615 | 152.0071 | -141.2424 | -135.5132 | 93.4013 | 55.8201 | 78.9564 | 8.3827 | 47.7271 | 103.4292
12 | 30 | 9 | 28.6971 | -27.9657 | -38.9437 | 17.7983 | 10.9944 | 17.3522 | 85.144 | -82.9739 | -93.0138 | 55.3463 | 32.6203 | 49.0974 | 149.7341 | -139.8229 | -134.5592 | 92.1566 | 54.9699 | 78.2171 | 7.9326 | 46.2203 | 100.6956
12 | 30 | 10 | 28.3842 | -27.6532 | -38.6543 | 17.6393 | 10.8305 | 17.2392 | 84.2156 | -82.0467 | -92.3225 | 54.8519 | 32.1339 | 48.7776 | 148.1015 | -138.2603 | -133.5592 | 91.3333 | 54.1503 | 77.7076 | 7.7857 | 45.6099 | 99.4731
12 | 30 | 11 | 28.9954 | -28.1514 | -38.9764 | 17.8472 | 11.0659 | 17.4232 | 86.029 | -83.5249 | -93.0918 | 55.4985 | 32.8324 | 49.2985 | 151.2905 | -140.7513 | -134.6721 | 92.41 | 55.3272 | 78.5374 | 8.204 | 47.0417 | 102.1417
12 | 30 | 12 | 29.7468 | -28.6313 | -39.2881 | 18.1528 | 11.3536 | 17.6658 | 88.2582 | -84.9487 | -93.8364 | 56.4489 | 33.6861 | 49.9848 | 155.2108 | -143.1506 | -135.7492 | 93.9924 | 56.7658 | 79.6308 | 8.9997 | 49.593 | 106.7001
12 | 30 | 13 | 30.37 | -29.1145 | -39.5977 | 18.3381 | 11.5776 | 17.8266 | 90.1075 | -86.3823 | -94.5759 | 57.0249 | 34.3505 | 50.4399 | 158.4629 | -145.5665 | -136.8191 | 94.9515 | 57.8854 | 80.3557 | 9.4001 | 50.9644 | 109.27
12 | 30 | 14 | 31.3472 | -29.7784 | -40.0948 | 18.7932 | 11.9483 | 18.115 | 93.0067 | -88.3522 | -95.7631 | 58.4403 | 35.4504 | 51.2558 | 163.5615 | -148.886 | -138.5365 | 97.3084 | 59.7389 | 81.6557 | 10.3305 | 54.038 | 114.8419
12 | 30 | 15 | 32.1859 | -30.4457 | -40.5971 | 19.1265 | 12.2737 | 18.3133 | 95.4953 | -90.3321 | -96.9628 | 59.4766 | 36.416 | 51.817 | 167.9379 | -152.2225 | -140.2721 | 99.0339 | 61.3661 | 82.5496 | 10.8566 | 55.9099 | 118.3928
12 | 30 | 16 | 33.1343 | -31.1185 | -41.0975 | 19.5666 | 12.6414 | 18.5334 | 98.3089 | -92.3281 | -98.158 | 60.8451 | 37.507 | 52.4395 | 172.886 | -155.5859 | -142.0012 | 101.3126 | 63.2046 | 83.5413 | 11.6597 | 58.6144 | 123.3574
12 | 30 | 17 | 34.2148 | -31.7918 | -41.7004 | 20.1685 | 13.0618 | 18.7748 | 101.5149 | -94.3259 | -99.5979 | 62.7168 | 38.7543 | 53.1226 | 178.5239 | -158.9525 | -144.0842 | 104.4291 | 65.3064 | 84.6296 | 12.7277 | 62.1847 | 129.8523
12 | 30 | 18 | 35.0984 | -32.4967 | -42.3361 | 20.7116 | 13.4537 | 18.9515 | 104.1365 | -96.4173 | -101.1163 | 64.4058 | 39.9171 | 53.6225 | 183.1344 | -162.4768 | -146.2808 | 107.2414 | 67.266 | 85.426 | 13.3824 | 64.5483 | 134.3101
12 | 30 | 19 | 35.4944 | -33.1795 | -42.9377 | 21.3056 | 14.1066 | 19.1193 | 105.3114 | -98.4432 | -102.5531 | 66.253 | 41.8542 | 54.0973 | 185.2006 | -165.8907 | -148.3593 | 110.3171 | 70.5302 | 86.1824 | 13.9088 | 66.5196 | 137.9803
12 | 30 | 20 | 35.6746 | -33.5598 | -43.2597 | 21.5506 | 14.4133 | 19.1954 | 105.846 | -99.5716 | -103.3223 | 67.0149 | 42.764 | 54.3126 | 186.1406 | -167.7924 | -149.4721 | 111.5858 | 72.0635 | 86.5254 | 14.0143 | 67.0435 | 139.0507
12 | 30 | 21 | 35.7842 | -33.9314 | -43.5812 | 21.9373 | 14.8326 | 19.2907 | 106.1712 | -100.6741 | -104.09 | 68.2172 | 44.0081 | 54.5823 | 186.7125 | -169.6502 | -150.5828 | 113.5878 | 74.16 | 86.9551 | 14.3322 | 68.2147 | 141.1824
12 | 30 | 22 | 35.9459 | -34.3372 | -43.9191 | 22.2001 | 15.205 | 19.3641 | 106.651 | -101.8782 | -104.8971 | 69.0344 | 45.113 | 54.7901 | 187.5562 | -171.6792 | -151.7503 | 114.9484 | 76.0217 | 87.2861 | 14.4587 | 68.8131 | 142.383
12 | 30 | 23 | 35.9965 | -34.6112 | -44.1338 | 22.4118 | 15.5515 | 19.4192 | 106.8013 | -102.691 | -105.41 | 69.6928 | 46.141 | 54.946 | 187.8206 | -173.0488 | -152.4922 | 116.0448 | 77.7542 | 87.5344 | 14.634 | 69.4801 | 143.6128
12 | 31 | 0 | 36.023 | -34.8302 | -44.3097 | 22.7128 | 15.893 | 19.4887 | 106.8799 | -103.3408 | -105.83 | 70.6289 | 47.1544 | 55.1427 | 187.9588 | -174.144 | -153.0999 | 117.6034 | 79.4618 | 87.8477 | 14.9777 | 70.635 | 145.6279
12 | 31 | 1 | 36.0523 | -35.0882 | -44.5234 | 22.9122 | 16.1754 | 19.5376 | 106.9666 | -104.1062 | -106.3406 | 71.2488 | 47.9923 | 55.2808 | 188.1113 | -175.4337 | -153.8385 | 118.6356 | 80.8738 | 88.0678 | 15.0658 | 71.0417 | 146.4164
12 | 31 | 2 | 36.0569 | -35.175 | -44.5661 | 22.9567 | 16.2629 | 19.5514 | 106.9805 | -104.3639 | -106.4425 | 71.3872 | 48.252 | 55.32 | 188.1357 | -175.8679 | -153.986 | 118.8661 | 81.3114 | 88.1303 | 15.0868 | 71.1333 | 146.5896
12 | 31 | 3 | 36.0493 | -35.3176 | -44.6575 | 23.0144 | 16.4402 | 19.5699 | 106.9579 | -104.7868 | -106.6608 | 71.5666 | 48.7779 | 55.3724 | 188.0961 | -176.5807 | -154.3019 | 119.1648 | 82.1976 | 88.2137 | 15.0987 | 71.2271 | 146.7897
12 | 31 | 4 | 36.0414 | -35.4163 | -44.7089 | 23.03 | 16.5553 | 19.5732 | 106.9343 | -105.0797 | -106.7836 | 71.6152 | 49.1195 | 55.3816 | 188.0544 | -177.0742 | -154.4794 | 119.2457 | 82.7733 | 88.2284 | 15.0747 | 71.1873 | 146.7483
12 | 31 | 5 | 34.9901 | -32.8295 | -42.8464 | 21.1633 | 13.8961 | 19.0553 | 103.8151 | -97.4047 | -102.3351 | 65.8105 | 41.2294 | 53.9163 | 182.569 | -164.1408 | -148.0439 | 109.5803 | 69.4774 | 85.8941 | 13.4289 | 65.0315 | 135.3362
12 | 31 | 6 | 32.1891 | -30.2303 | -40.982 | 19.4809 | 12.2315 | 18.3622 | 95.5047 | -89.693 | -97.8821 | 60.5788 | 36.2908 | 51.9552 | 167.9544 | -151.1454 | -141.602 | 100.8691 | 61.1552 | 82.7698 | 11.0515 | 56.7545 | 120.0012
12 | 31 | 7 | 28.7387 | -27.6685 | -39.1302 | 17.9621 | 10.8893 | 17.3933 | 85.2673 | -82.0921 | -93.4592 | 55.8558 | 32.3085 | 49.2136 | 149.9509 | -138.3368 | -135.2036 | 93.0048 | 54.4445 | 78.4022 | 8.1847 | 47.0939 | 102.2621
12 | 31 | 8 | 27.1969 | -26.3958 | -38.1361 | 17.2692 | 10.2492 | 16.8523 | 80.6929 | -78.316 | -91.085 | 53.7011 | 30.4092 | 47.683 | 141.9064 | -131.9735 | -131.7689 | 89.4171 | 51.2438 | 75.9637 | 7.0357 | 43.0852 | 94.7886
12 | 31 | 9 | 25.5857 | -25.1375 | -37.1588 | 16.5224 | 9.6056 | 16.2186 | 75.9124 | -74.5827 | -88.7507 | 51.3787 | 28.4997 | 45.89 | 133.4994 | -125.6825 | -128.3921 | 85.5502 | 48.026 | 73.1074 | 5.6359 | 38.3473 | 86.1084
12 | 31 | 10 | 24.1276 | -23.8773 | -36.1758 | 15.8565 | 9.0151 | 15.6295 | 71.5862 | -70.8436 | -86.403 | 49.3081 | 26.7476 | 44.223 | 125.8914 | -119.3815 | -124.9956 | 82.1025 | 45.0735 | 70.4517 | 4.5755 | 34.6184 | 79.1419
12 | 31 | 11 | 25.1343 | -24.8028 | -36.771 | 16.2492 | 9.4311 | 15.9879 | 74.5732 | -73.5895 | -87.8244 | 50.5294 | 27.9821 | 45.2372 | 131.1443 | -124.0087 | -127.052 | 84.136 | 47.1537 | 72.0674 | 5.2289 | 36.908 | 83.4408
12 | 31 | 12 | 26.3191 | -25.7308 | -37.367 | 16.7723 | 9.9267 | 16.4437 | 78.0886 | -76.343 | -89.2481 | 52.1558 | 29.4524 | 46.5269 | 137.3265 | -128.6488 | -129.1115 | 86.8441 | 49.6314 | 74.122 | 6.364 | 40.6326 | 90.1637
12 | 31 | 13 | 27.3725 | -26.6336 | -37.9592 | 17.163 | 10.3596 | 16.791 | 81.2137 | -79.0215 | -90.6625 | 53.3708 | 30.7368 | 47.5094 | 142.8223 | -133.1624 | -131.1577 | 88.8671 | 51.7959 | 75.6872 | 7.0932 | 43.1468 | 94.8525
12 | 31 | 14 | 28.1962 | -27.29 | -38.3972 | 17.5393 | 10.6852 | 17.0785 | 83.6577 | -80.9691 | -91.7086 | 54.5409 | 31.7029 | 48.323 | 147.1204 | -136.4445 | -132.6711 | 90.8155 | 53.4239 | 76.9833 | 7.8119 | 45.5467 | 99.2273
12 | 31 | 15 | 28.9854 | -27.9619 | -38.862 | 17.8279 | 11.0185 | 17.2962 | 85.9994 | -82.9626 | -92.8187 | 55.4386 | 32.6918 | 48.939 | 151.2385 | -139.8038 | -134.2771 | 92.3102 | 55.0903 | 77.9647 | 8.3041 | 47.2874 | 102.5227
12 | 31 | 16 | 29.831 | -28.5836 | -39.295 | 18.2171 | 11.3439 | 17.5559 | 88.5083 | -84.8071 | -93.8529 | 56.6487 | 33.6573 | 49.6738 | 155.6505 | -142.912 | -135.7731 | 94.3251 | 56.7174 | 79.1354 | 9.0694 | 49.8281 | 107.1433
12 | 31 | 17 | 30.7188 | -29.1455 | -39.6846 | 18.583 | 11.6807 | 17.7571 | 91.1424 | -86.4743 | -94.7834 | 57.7864 | 34.6564 | 50.2431 | 160.2828 | -145.7215 | -137.1192 | 96.2196 | 58.401 | 80.0422 | 9.9095 | 52.5706 | 112.1048
12 | 31 | 18 | 28.6768 | -27.5745 | -38.4271 | 17.5998 | 10.8586 | 16.9528 | 85.0837 | -81.8131 | -91.78 | 54.7293 | 32.2174 | 47.9674 | 149.6281 | -137.8667 | -132.7744 | 91.1292 | 54.291 | 76.4169 | 8.0865 | 46.4048 | 100.8241
12 | 31 | 19 | 25.493 | -25.1141 | -36.3704 | 16.182 | 9.6571 | 15.7996 | 75.6376 | -74.5131 | -86.8678 | 50.3203 | 28.6525 | 44.7044 | 133.0161 | -125.5652 | -125.668 | 83.7879 | 48.2835 | 71.2186 | 5.6473 | 37.9339 | 85.0728
12 | 31 | 20 | 21.4809 | -21.7418 | -34.1145 | 14.5095 | 8.0175 | 14.4125 | 63.7335 | -64.5077 | -81.4798 | 45.1195 | 23.7877 | 40.7797 | 112.0816 | -108.7047 | -117.8734 | 75.128 | 40.0857 | 64.9662 | 2.564 | 27.433 | 65.6834
12 | 31 | 21 | 15.0271 | -16.5344 | -30.2411 | 11.9979 | 5.725 | 12.0061 | 44.5851 | -49.0575 | -72.2284 | 37.3091 | 16.986 | 33.9708 | 78.4073 | -82.6688 | -104.4898 | 62.123 | 28.6239 | 54.1189 | -2.0195 | 11.5652 | 36.1144
12 | 31 | 22 | 11.7746 | -13.3324 | -27.7728 | 10.6138 | 4.4506 | 10.6564 | 34.9351 | -39.557 | -66.333 | 33.005 | 13.2049 | 30.152 | 61.4368 | -66.6591 | -95.9612 | 54.9564 | 22.2522 | 48.0351 | -3.6097 | 5.4071 | 24.0601
12 | 31 | 23 | 11.0142 | -12.5928 | -27.3974 | 10.3654 | 4.1441 | 10.4046 | 32.679 | -37.3627 | -65.4365 | 32.2328 | 12.2955 | 29.4394 | 57.4692 | -62.9615 | -94.6643 | 53.6704 | 20.7197 | 46.8999 | -4.0619 | 3.8475 | 21.1335

## Annual Load Summary
Incremental Annual Load Summary
MWh | 2025 | 2030 | 2035
Current Trends | -10764.992 | 63302.5049 | 194646.0474
MW | 2025 | 2030 | 2035
Current Trends | 24.2292 | 105.8457 | 209.8463
Coincident Peak | 20.6904 | 92.3954 | 185.4412
Coincient Incremental Peak Impact by Type (MW)
2030 | [5 empty] | 2035
Commercial Hybrid HP 2030 | Commercial Resistance 2030 | Residential Resistance 2030 | Residential All Electric ASHP 2030 | Commercial All Electric ASHP 2030 | Residential Hybrid HP 2030 | Commercial Hybrid HP 2035 | Commercial Resistance 2035 | Residential Resistance 2035 | Residential All Electric ASHP 2035 | Commercial All Electric ASHP 2035 | Residential Hybrid HP 2035
36.8446 | -44.7481 | -51.1115 | 30.4352 | 28.138 | 21.1322 | 109.3174 | -132.7672 | -122.0756 | 94.6428 | 83.4851 | 59.7929

## HP stock
Heat Pump Stock Assumptions
Residential (# of homes) | 2021 | 2022 | 2023 | 2024 | 2025 | 2026 | 2027 | 2028 | 2029 | 2030 | 2031 | 2032 | 2033 | 2034 | 2035 | 2036 | 2037 | 2038 | 2039 | 2040 | 2041 | 2042 | 2043 | 2044 | 2045 | 2046 | 2047 | 2048 | 2049 | 2050
Fossil Fuel | 36.45% | 35.39% | 34.12% | 32.67% | 31.06% | 29.31% | 27.43% | 25.44% | 23.35% | 21.2% | 19.15% | 17.21% | 15.4% | 13.72% | 12.16% | 10.71% | 9.364% | 8.096% | 6.898% | 5.768% | 4.717% | 3.76% | 2.912% | 2.185% | 1.584% | 1.105% | 0.74% | 0.4738% | 0.2897% | 0.1692%
Wood | 12.47% | 12.2% | 11.85% | 11.44% | 10.95% | 10.41% | 9.814% | 9.168% | 8.479% | 7.753% | 7.057% | 6.394% | 5.766% | 5.174% | 4.616% | 4.089% | 3.587% | 3.106% | 2.647% | 2.211% | 1.804% | 1.432% | 1.103% | 0.8222% | 0.5901% | 0.406% | 0.2664% | 0.1656% | 0.09664% | 0.05262%
Hybrid | 0% | 1.059% | 2.325% | 3.776% | 5.389% | 7.144% | 9.024% | 11.01% | 13.1% | 15.25% | 17.3% | 19.24% | 21.05% | 22.73% | 24.29% | 25.74% | 27.09% | 28.35% | 29.55% | 30.68% | 31.73% | 32.69% | 33.54% | 34.27% | 34.87% | 35.34% | 35.71% | 35.98% | 36.16% | 36.28%
HP | 31.09% | 31.79% | 32.69% | 33.78% | 35.04% | 36.45% | 38% | 39.69% | 41.48% | 43.37% | 45.18% | 46.91% | 48.54% | 50.08% | 51.53% | 52.91% | 54.21% | 55.46% | 56.66% | 57.79% | 58.85% | 59.82% | 60.68% | 61.41% | 62.01% | 62.49% | 62.86% | 63.12% | 63.3% | 63.41%
Resistance | 19.99% | 19.56% | 19% | 18.33% | 17.56% | 16.69% | 15.73% | 14.7% | 13.59% | 12.43% | 11.31% | 10.25% | 9.244% | 8.295% | 7.4% | 6.554% | 5.749% | 4.98% | 4.244% | 3.545% | 2.892% | 2.296% | 1.769% | 1.318% | 0.9458% | 0.6509% | 0.4272% | 0.2655% | 0.1551% | 0.08427%
Commercial (kSq Ft) | 2021 | 2022 | 2023 | 2024 | 2025 | 2026 | 2027 | 2028 | 2029 | 2030 | 2031 | 2032 | 2033 | 2034 | 2035 | 2036 | 2037 | 2038 | 2039 | 2040 | 2041 | 2042 | 2043 | 2044 | 2045 | 2046 | 2047 | 2048 | 2049 | 2050
Fossil Fuel | 73.44% | 72.04% | 70.34% | 68.35% | 66.12% | 63.64% | 60.96% | 58.07% | 54.98% | 51.72% | 48.45% | 45.18% | 41.9% | 38.59% | 35.28% | 31.96% | 28.67% | 25.45% | 22.34% | 19.39% | 16.74% | 14.4% | 12.35% | 10.6% | 9.096% | 7.826% | 6.756% | 5.859% | 5.109% | 4.486%
Wood | 0% | 0% | 0% | 0% | 0% | 0% | 0% | 0% | 0% | 0% | 0% | 0% | 0% | 0% | 0% | 0% | 0% | 0% | 0% | 0% | 0% | 0% | 0% | 0% | 0% | 0% | 0% | 0% | 0% | 0%
Hybrid | 0% | 1.392% | 3.097% | 5.082% | 7.32% | 9.791% | 12.48% | 15.37% | 18.45% | 21.72% | 24.98% | 28.26% | 31.54% | 34.84% | 38.16% | 41.48% | 44.77% | 47.99% | 51.09% | 54.04% | 56.69% | 59.04% | 61.08% | 62.84% | 64.34% | 65.61% | 66.68% | 67.58% | 68.33% | 68.95%
HP | 18.18% | 18.4% | 18.66% | 18.97% | 19.32% | 19.7% | 20.11% | 20.56% | 21.04% | 21.54% | 22.03% | 22.51% | 22.97% | 23.42% | 23.85% | 24.26% | 24.65% | 25.01% | 25.33% | 25.61% | 25.85% | 26.05% | 26.2% | 26.32% | 26.41% | 26.47% | 26.51% | 26.53% | 26.55% | 26.56%
Resistance | 8.382% | 8.166% | 7.902% | 7.595% | 7.248% | 6.866% | 6.45% | 6.002% | 5.525% | 5.019% | 4.529% | 4.054% | 3.593% | 3.147% | 2.716% | 2.304% | 1.916% | 1.557% | 1.235% | 0.9535% | 0.7146% | 0.5185% | 0.363% | 0.2441% | 0.1569% | 0.09581% | 0.05515% | 0.02969% | 0.0148% | 0.006767%
Residential (# of homes) | 2021 | 2022 | 2023 | 2024 | 2025 | 2026 | 2027 | 2028 | 2029 | 2030 | 2031 | 2032 | 2033 | 2034 | 2035 | 2036 | 2037 | 2038 | 2039 | 2040 | 2041 | 2042 | 2043 | 2044 | 2045 | 2046 | 2047 | 2048 | 2049 | 2050
Fossil Fuel | 173880 | 168828 | 162788 | 155866 | 148171 | 139801 | 130833 | 121342 | 111411 | 101137 | 91347 | 82104 | 73458 | 65427 | 57993 | 51100 | 44669 | 38620 | 32904 | 27515 | 22502 | 17935 | 13890 | 10423 | 7555 | 5272 | 3530 | 2260 | 1382 | 807
Wood | 59485 | 58202 | 56551 | 54557 | 52250 | 49661 | 46814 | 43735 | 40448 | 36985 | 33665 | 30502 | 27507 | 24683 | 22021 | 19504 | 17109 | 14819 | 12628 | 10548 | 8605 | 6832 | 5264 | 3922 | 2815 | 1937 | 1271 | 790 | 461 | 251
Hybrid | - | 5052 | 11092 | 18015 | 25709 | 34079 | 43047 | 52538 | 62470 | 72743 | 82533 | 91776 | 100422 | 108453 | 115887 | 122780 | 129211 | 135260 | 140976 | 146365 | 151378 | 155945 | 159990 | 163457 | 166325 | 168608 | 170350 | 171620 | 172498 | 173073
HP | 148313 | 151651 | 155950 | 161141 | 167147 | 173887 | 181296 | 189313 | 197867 | 206880 | 215524 | 223757 | 231553 | 238904 | 245833 | 252386 | 258620 | 264580 | 270283 | 275697 | 280757 | 285370 | 289453 | 292947 | 295829 | 298113 | 299846 | 301097 | 301953 | 302503
Resistance | 95357.5344 | 93300.8562 | 90654.075 | 87456.5989 | 83758.7036 | 79607.9866 | 75045.1796 | 70108.3668 | 64839.6654 | 59289.2742 | 53966.002 | 48895.3408 | 44094.7624 | 39567.7151 | 35300.6523 | 31265.1573 | 27426.3017 | 23755.4994 | 20243.8065 | 16909.1261 | 13793.7601 | 10952.7255 | 8438.1918 | 6286.5498 | 4511.8229 | 3105.0984 | 2037.7747 | 1266.657 | 739.7145 | 401.9763
Commercial (kSq Ft) | 2021 | 2022 | 2023 | 2024 | 2025 | 2026 | 2027 | 2028 | 2029 | 2030 | 2031 | 2032 | 2033 | 2034 | 2035 | 2036 | 2037 | 2038 | 2039 | 2040 | 2041 | 2042 | 2043 | 2044 | 2045 | 2046 | 2047 | 2048 | 2049 | 2050
Fossil Fuel | 564108 | 553413 | 540318 | 525071 | 507878 | 488896 | 468247 | 446037 | 422357 | 397274 | 372188 | 347058 | 321829 | 296463 | 270978 | 245487 | 220217 | 195481 | 171629 | 148971 | 128600 | 110592 | 94900 | 81391 | 69869 | 60114 | 51897 | 45004 | 39244 | 34456
Wood | - | - | - | - | - | - | - | - | - | - | - | - | - | - | - | - | - | - | - | - | - | - | - | - | - | - | - | - | - | -
Hybrid | - | 10695 | 23790 | 39037 | 56230 | 75212 | 95861 | 118071 | 141751 | 166834 | 191920 | 217050 | 242279 | 267645 | 293130 | 318621 | 343891 | 368627 | 392479 | 415137 | 435508 | 453516 | 469208 | 482717 | 494239 | 503994 | 512211 | 519104 | 524864 | 529652
HP | 139670 | 141325.8145 | 143353.0897 | 145713.5662 | 148375.284 | 151314.0081 | 154510.8031 | 157949.3342 | 161615.3164 | 165498.4699 | 169261.9468 | 172911.757 | 176452.6732 | 179884.0084 | 183194.6405 | 186359.6113 | 189340.6211 | 192091.3757 | 194566.4867 | 196730.7976 | 198565.8774 | 200072.0645 | 201266.5973 | 202179.5977 | 202849.5457 | 203319.0907 | 203631.3923 | 203826.9949 | 203941.332 | 204003.0772
Resistance | 64385.0551 | 62729.2406 | 60701.9654 | 58341.4889 | 55679.7711 | 52741.047 | 49544.252 | 46105.7209 | 42439.7387 | 38556.5852 | 34793.1083 | 31143.2981 | 27602.3819 | 24171.0467 | 20860.4146 | 17695.4438 | 14714.434 | 11963.6794 | 9488.5684 | 7324.2576 | 5489.1777 | 3982.9907 | 2788.4578 | 1875.4575 | 1205.5094 | 735.9644 | 423.6628 | 228.0602 | 113.7231 | 51.9779