## CA IR-02 Attachment 2
Program Component | Measure Name | Measure Life | Measure Life Source | Gross Annual Energy Savings per Unit at Meter (kWh) Pre-RUL | Energy Savings Source / Assumptions | Gross Peak Demand Savings per Unit at Meter (Watts) Pre-RUL | Peak Demand Savings Source / Assumptions | Net-To-Gross Ratio | Net-To-Gross Ratio Source / Assumptions
Affordable Multi-Family Housing | Lighting project (not modelled) | 5.7 | M11630, E-2, 2023 DSM Programs Evaluation Reports, Existing Residential Program, Table 68: 2023 AMH Equivalent EUL Values for Prescriptive Measures, page 133. | 8037.484 | This value was developed based on an average of recent evaluated energy savings. | 1591.7998 | The demand to energy ratio from the M11630, E-2, 2023 DSM Programs Evaluation Reports, Existing Residential Program, was used to produce the demand savings amount for this measure. | 100% | M11630, E-2, 2023 DSM Programs Evaluation Reports, Existing Residential Program, Table 72: Comparison of 2023 AMH Tracked and Evaluated Savings at the Generator, page 136.
Affordable Multi-Family Housing | AMFH Comprehensive - electrically heated (modelled) | 17.7 | M11630, E-2, 2023 DSM Programs Evaluation Reports, Existing Residential Program, Table 69: 2023 AMH Equivalent EUL Values for Comprehensive Projects, page 133. | 10094 | This value was developed based on an average of recent evaluated energy savings. | 2813.189 | The demand to energy ratio from the M11630, E-2, 2023 DSM Programs Evaluation Reports, Existing Residential Program, was used to produce the demand savings amount for this measure. | 100% | M11630, E-2, 2023 DSM Programs Evaluation Reports, Existing Residential Program, Table 72: Comparison of 2023 AMH Tracked and Evaluated Savings at the Generator, page 136.
Affordable Multi-Family Housing | Air-Source Heat Pump - ducted and non-ducted (not modelled) | 18 | M11630, E-2, 2023 DSM Programs Evaluation Reports, Existing Residential Program, Table 68: 2023 AMH Equivalent EUL Values for Prescriptive Measures, page 133. | 10161.2 | This value was developed based on an average of recent evaluated energy savings. | 5294.0005 | The demand to energy ratio from the M11630, E-2, 2023 DSM Programs Evaluation Reports, Existing Residential Program, was used to produce the demand savings amount for this measure. | 100% | M11630, E-2, 2023 DSM Programs Evaluation Reports, Existing Residential Program, Table 72: Comparison of 2023 AMH Tracked and Evaluated Savings at the Generator, page 136.
Affordable Single-Family Homes | Smart thermostats for central air source heat pumps (not modelled) | 10 | M11630, E-2, 2023 DSM Programs Evaluation Measurement Assessment, Table 185: EUL Values and Sources for Non-LED Lighting Residential Measures, page 196-201. | 831 | This value was developed using the calculations and approach provided in the M11071, E-2, 2022 DSM Programs Evaluation Measurement Assessment, page 84-86, assuming FMT = 0.81 and COP =2.2. Energy Savings = (Heating Energy * % Savings) / Number of Rooms | 0 | This value was developed using the calculations and approach provided in the M11071, E-2, 2022 DSM Programs Evaluation Measurement Assessment. | 100% | M11630, E-2, 2023 DSM Programs Evaluation Reports, Existing Residential Program, Table 81: Comparison of 2023 ASFH Tracked and Evaluated Savings at the Generator, page 148.
Affordable Single-Family Homes | HW Whole Home (modelled Bld Env only, >=80% elec) | 20.8 | M11630, E-2, 2023 DSM Programs Evaluation Reports, Existing Residential Program, Table 77: Evaluated 2023 ASFH Modelled Measure Gross Energy and Peak Demand Savings, page 146. | 2471.6015 | This value was developed based on an average of recent evaluated energy savings. | 548.9 | This value was developed based on an average of recent evaluated demand savings. | 100% | M11630, E-2, 2023 DSM Programs Evaluation Reports, Existing Residential Program, Table 81: Comparison of 2023 ASFH Tracked and Evaluated Savings at the Generator, page 148.
Affordable Single-Family Homes | E Audit | 1 | No EUL has been assumed for Audit Measures. The EUL is set as "1.0" to prevent model errors. | 0 | The model inputs do not directly attribute savings to audit measures. | 0 | The model inputs do not directly attribute savings to audit measures. | 100% | M11630, E-2, 2023 DSM Programs Evaluation Reports, Existing Residential Program, Table 81: Comparison of 2023 ASFH Tracked and Evaluated Savings at the Generator, page 148.
Affordable Single-Family Homes | Ductless Mini-Split Heat Pump (not modelled) | 18 | M11630, E-2, 2023 DSM Programs Evaluation Measurement Assessment, Table 185: EUL Values and Sources for Non-LED Lighting Residential Measures, page 196-201. | 2751.88 | This value was developed based on an average of recent evaluated energy savings. | 2590 | This value was developed based on an average of recent evaluated demand savings. | 100% | M11630, E-2, 2023 DSM Programs Evaluation Reports, Existing Residential Program, Table 81: Comparison of 2023 ASFH Tracked and Evaluated Savings at the Generator, page 148.
Affordable Single-Family Homes | D Audit | 1 | No EUL has been assumed for Audit Measures. The EUL is set as "1.0" to prevent model errors. | 0 | The model inputs do not directly attribute savings to audit measures. | 0 | The model inputs do not directly attribute savings to audit measures. | 100% | M11630, E-2, 2023 DSM Programs Evaluation Reports, Existing Residential Program, Table 81: Comparison of 2023 ASFH Tracked and Evaluated Savings at the Generator, page 148.
Business Energy Rebates | IR - Oven - Electric - Convection | 12 | M11630, E-2, 2023 DSM Programs Evaluation Measurement Assessment, Table 186: EUL Values and Sources for Non-LED Lighting BNI Measures, page 201-208. | 4549.6667 | This value was developed based on an average of recent evaluated energy savings. | 1113.2187 | This value was developed based on an average of recent evaluated demand savings. | 74% | This value was developed based on the NTGR for similar BER-AR measures.
Business Energy Rebates | IR - Oven - Electric - Combination | 12 | M11630, E-2, 2023 DSM Programs Evaluation Measurement Assessment, Table 186: EUL Values and Sources for Non-LED Lighting BNI Measures, page 201-208. | 6258 | This value was developed based on an average of recent evaluated energy savings. | 1524.8767 | This value was developed based on an average of recent evaluated demand savings. | 74% | This value was developed based on the NTGR for similar BER-AR measures.
Business Energy Rebates | IR - Kitchen Exhaust Demand Controlled Ventilation (DCV) | 15 | M11630, E-2, 2023 DSM Programs Evaluation Measurement Assessment, Table 186: EUL Values and Sources for Non-LED Lighting BNI Measures, page 201-208. | 3364.5 | This value was developed based on an average of recent evaluated energy savings. | 387.6 | This value was developed based on an average of recent evaluated demand savings. | 74% | This value was developed based on the NTGR for similar BER-AR measures.
Business Energy Rebates | IR - Ice Maker - Self-Contained | 10 | M11630, E-2, 2023 DSM Programs Evaluation Measurement Assessment, Table 186: EUL Values and Sources for Non-LED Lighting BNI Measures, page 201-208. | 1280 | This value was developed based on an average of recent evaluated energy savings. | 321.7709 | This value was developed based on an average of recent evaluated demand savings. | 74% | This value was developed based on the NTGR for similar BER-AR measures.
Business Energy Rebates | IR - Ice Maker - Ice Making Head - 200-500 lb/day | 10 | M11630, E-2, 2023 DSM Programs Evaluation Measurement Assessment, Table 186: EUL Values and Sources for Non-LED Lighting BNI Measures, page 201-208. | 469 | This value was developed based on an average of recent evaluated energy savings. | 53.5388 | This value was developed based on an average of recent evaluated demand savings. | 74% | This value was developed based on the NTGR for similar BER-AR measures.
Business Energy Rebates | IR - High Temperature Dishwasher - Under-Counter | 10 | M11630, E-2, 2023 DSM Programs Evaluation Measurement Assessment, Table 186: EUL Values and Sources for Non-LED Lighting BNI Measures, page 201-208. | 2133.64 | This value was developed based on an average of recent evaluated energy savings. | 462.4805 | This value was developed based on an average of recent evaluated demand savings. | 74% | This value was developed based on the NTGR for similar BER-AR measures.
Business Energy Rebates | IR - High Temperature Dishwasher - Single-Tank Door Type | 15 | M11630, E-2, 2023 DSM Programs Evaluation Measurement Assessment, Table 186: EUL Values and Sources for Non-LED Lighting BNI Measures, page 201-208. | 2157.5 | This value was developed based on an average of recent evaluated energy savings. | 1300.2648 | This value was developed based on an average of recent evaluated demand savings. | 74% | This value was developed based on the NTGR for similar BER-AR measures.
Business Energy Rebates | IR - Fryer - Electric | 12 | M11630, E-2, 2023 DSM Programs Evaluation Measurement Assessment, Table 186: EUL Values and Sources for Non-LED Lighting BNI Measures, page 201-208. | 2401 | This value was developed based on an average of recent evaluated energy savings. | 750.3125 | This value was developed based on an average of recent evaluated demand savings. | 74% | This value was developed based on the NTGR for similar BER-AR measures.
Business Energy Rebates | IR - Commercial Washing Machine - CEE Tier 3 | 11 | M11630, E-2, 2023 DSM Programs Evaluation Measurement Assessment, Table 186: EUL Values and Sources for Non-LED Lighting BNI Measures, page 201-208. | 1062.664 | This value was developed based on an average of recent evaluated energy savings. | 694 | This value was developed based on an average of recent evaluated demand savings. | 74% | This value was developed based on the NTGR for similar BER-AR measures.
Business Energy Rebates | IR - Commercial Washing Machine - CEE Tier 1 | 11 | M11630, E-2, 2023 DSM Programs Evaluation Measurement Assessment, Table 186: EUL Values and Sources for Non-LED Lighting BNI Measures, page 201-208. | 1102.3405 | This value was developed based on an average of recent evaluated energy savings. | 833 | This value was developed based on an average of recent evaluated demand savings. | 74% | This value was developed based on the NTGR for similar BER-AR measures.
Business Energy Rebates | IR - Outdoor - Wall-Mounted Area Luminaire (Non-Cutoff and Semi-Cutoff) >= 25,000 lm | 22.8 | M11630, E-2, 2023 DSM Programs Evaluation Measurement Assessment, Table 184: EUL Values for BNI LED Lamps and Fixtures, page 193-196. | 942.0776 | This value was developed based on an average of recent evaluated energy savings. | 194.3026 | This value was developed based on an average of recent evaluated demand savings. | 82% | M11630, E-2, 2023 DSM Programs Evaluation Reports, Efficient Product Rebates, Table 19: 2023 Instant Rebates NTGRs, page 27.
Business Energy Rebates | IR - Outdoor - Wall-Mounted Area Luminaire (Non-Cutoff and Semi-Cutoff) - 5,000-14,999 lm | 22.8 | M11630, E-2, 2023 DSM Programs Evaluation Measurement Assessment, Table 184: EUL Values for BNI LED Lamps and Fixtures, page 193-196. | 920.6432 | This value was developed based on an average of recent evaluated energy savings. | 210.1925 | This value was developed based on an average of recent evaluated demand savings. | 82% | M11630, E-2, 2023 DSM Programs Evaluation Reports, Efficient Product Rebates, Table 19: 2023 Instant Rebates NTGRs, page 27.
Business Energy Rebates | IR - Outdoor - Wall-Mounted Area Luminaire (Non-Cutoff and Semi-Cutoff) - 300-1,999 lm | 22.8 | M11630, E-2, 2023 DSM Programs Evaluation Measurement Assessment, Table 184: EUL Values for BNI LED Lamps and Fixtures, page 193-196. | 142.1406 | This value was developed based on an average of recent evaluated energy savings. | 32.4522 | This value was developed based on an average of recent evaluated demand savings. | 82% | M11630, E-2, 2023 DSM Programs Evaluation Reports, Efficient Product Rebates, Table 19: 2023 Instant Rebates NTGRs, page 27.
Business Energy Rebates | IR - Outdoor - Wall-Mounted Area Luminaire (Non-Cutoff and Semi-Cutoff) - 2,000-4,999 lm | 22.8 | M11630, E-2, 2023 DSM Programs Evaluation Measurement Assessment, Table 184: EUL Values for BNI LED Lamps and Fixtures, page 193-196. | 321.812 | This value was developed based on an average of recent evaluated energy savings. | 73.4731 | This value was developed based on an average of recent evaluated demand savings. | 82% | M11630, E-2, 2023 DSM Programs Evaluation Reports, Efficient Product Rebates, Table 19: 2023 Instant Rebates NTGRs, page 27.
Business Energy Rebates | IR - Outdoor - Wall-Mounted Area Luminaire (Non-Cutoff and Semi-Cutoff) - 15,000-24,999 lm | 22.8 | M11630, E-2, 2023 DSM Programs Evaluation Measurement Assessment, Table 184: EUL Values for BNI LED Lamps and Fixtures, page 193-196. | 1510.3468 | This value was developed based on an average of recent evaluated energy savings. | 344.828 | This value was developed based on an average of recent evaluated demand savings. | 82% | M11630, E-2, 2023 DSM Programs Evaluation Reports, Efficient Product Rebates, Table 19: 2023 Instant Rebates NTGRs, page 27.
Business Energy Rebates | IR - Outdoor - Wall-Mounted Area Luminaire (Full-Cutoff) >= 25,000 lm | 17.1 | M11630, E-2, 2023 DSM Programs Evaluation Measurement Assessment, Table 184: EUL Values for BNI LED Lamps and Fixtures, page 193-196. | 3497.1555 | This value was developed based on an average of recent evaluated energy savings. | 798.4373 | This value was developed based on an average of recent evaluated demand savings. | 82% | M11630, E-2, 2023 DSM Programs Evaluation Reports, Efficient Product Rebates, Table 19: 2023 Instant Rebates NTGRs, page 27.
Business Energy Rebates | IR - Outdoor - Wall-Mounted Area Luminaire (Full-Cutoff) - 5,000-14,999 lm | 17.1 | M11630, E-2, 2023 DSM Programs Evaluation Measurement Assessment, Table 184: EUL Values for BNI LED Lamps and Fixtures, page 193-196. | 975.3985 | This value was developed based on an average of recent evaluated energy savings. | 222.6937 | This value was developed based on an average of recent evaluated demand savings. | 82% | M11630, E-2, 2023 DSM Programs Evaluation Reports, Efficient Product Rebates, Table 19: 2023 Instant Rebates NTGRs, page 27.
Business Energy Rebates | IR - Outdoor - Wall-Mounted Area Luminaire (Full-Cutoff) - 300-1,999 lm | 17.1 | M11630, E-2, 2023 DSM Programs Evaluation Measurement Assessment, Table 184: EUL Values for BNI LED Lamps and Fixtures, page 193-196. | 140.0915 | This value was developed based on an average of recent evaluated energy savings. | 31.9844 | This value was developed based on an average of recent evaluated demand savings. | 82% | M11630, E-2, 2023 DSM Programs Evaluation Reports, Efficient Product Rebates, Table 19: 2023 Instant Rebates NTGRs, page 27.
Business Energy Rebates | IR - Outdoor - Wall-Mounted Area Luminaire (Full-Cutoff) - 2,000-4,999 lm | 17.1 | M11630, E-2, 2023 DSM Programs Evaluation Measurement Assessment, Table 184: EUL Values for BNI LED Lamps and Fixtures, page 193-196. | 289.2399 | This value was developed based on an average of recent evaluated energy savings. | 66.0365 | This value was developed based on an average of recent evaluated demand savings. | 82% | M11630, E-2, 2023 DSM Programs Evaluation Reports, Efficient Product Rebates, Table 19: 2023 Instant Rebates NTGRs, page 27.
Business Energy Rebates | IR - Outdoor - Wall-Mounted Area Luminaire (Full-Cutoff) - 15,000-24,999 lm | 17.1 | M11630, E-2, 2023 DSM Programs Evaluation Measurement Assessment, Table 184: EUL Values for BNI LED Lamps and Fixtures, page 193-196. | 1923.5953 | This value was developed based on an average of recent evaluated energy savings. | 439.177 | This value was developed based on an average of recent evaluated demand savings. | 82% | M11630, E-2, 2023 DSM Programs Evaluation Reports, Efficient Product Rebates, Table 19: 2023 Instant Rebates NTGRs, page 27.
Business Energy Rebates | IR - Outdoor - Flood and Spot Luminaires >= 50,000 lm | 17.1 | M11630, E-2, 2023 DSM Programs Evaluation Measurement Assessment, Table 184: EUL Values for BNI LED Lamps and Fixtures, page 193-196. | 1160.7951 | This value was developed based on an average of recent evaluated energy savings. | 63.5776 | This value was developed based on an average of recent evaluated demand savings. | 82% | M11630, E-2, 2023 DSM Programs Evaluation Reports, Efficient Product Rebates, Table 19: 2023 Instant Rebates NTGRs, page 27.
Business Energy Rebates | IR - Outdoor - Flood and Spot Luminaires - 5,000-14,999 lm | 17.1 | M11630, E-2, 2023 DSM Programs Evaluation Measurement Assessment, Table 184: EUL Values for BNI LED Lamps and Fixtures, page 193-196. | 831.6687 | This value was developed based on an average of recent evaluated energy savings. | 166.8319 | This value was developed based on an average of recent evaluated demand savings. | 82% | M11630, E-2, 2023 DSM Programs Evaluation Reports, Efficient Product Rebates, Table 19: 2023 Instant Rebates NTGRs, page 27.
Business Energy Rebates | IR - Outdoor - Flood and Spot Luminaires - 30,000-49,999 lm | 17.1 | M11630, E-2, 2023 DSM Programs Evaluation Measurement Assessment, Table 184: EUL Values for BNI LED Lamps and Fixtures, page 193-196. | 3579.503 | This value was developed based on an average of recent evaluated energy savings. | 841 | This value was developed based on an average of recent evaluated demand savings. | 82% | M11630, E-2, 2023 DSM Programs Evaluation Reports, Efficient Product Rebates, Table 19: 2023 Instant Rebates NTGRs, page 27.
Business Energy Rebates | IR - Outdoor - Flood and Spot Luminaires - 250-999 lm | 17.1 | M11630, E-2, 2023 DSM Programs Evaluation Measurement Assessment, Table 184: EUL Values for BNI LED Lamps and Fixtures, page 193-196. | 144.7336 | This value was developed based on an average of recent evaluated energy savings. | 33.5095 | This value was developed based on an average of recent evaluated demand savings. | 82% | M11630, E-2, 2023 DSM Programs Evaluation Reports, Efficient Product Rebates, Table 19: 2023 Instant Rebates NTGRs, page 27.
Business Energy Rebates | IR - Outdoor - Flood and Spot Luminaires - 15,000-29,999 lm | 17.1 | M11630, E-2, 2023 DSM Programs Evaluation Measurement Assessment, Table 184: EUL Values for BNI LED Lamps and Fixtures, page 193-196. | 1449.6104 | This value was developed based on an average of recent evaluated energy savings. | 306.842 | This value was developed based on an average of recent evaluated demand savings. | 82% | M11630, E-2, 2023 DSM Programs Evaluation Reports, Efficient Product Rebates, Table 19: 2023 Instant Rebates NTGRs, page 27.
Business Energy Rebates | IR - Outdoor - Flood and Spot Luminaires - 1,000-4,999 lm | 17.1 | M11630, E-2, 2023 DSM Programs Evaluation Measurement Assessment, Table 184: EUL Values for BNI LED Lamps and Fixtures, page 193-196. | 306.995 | This value was developed based on an average of recent evaluated energy savings. | 70.0902 | This value was developed based on an average of recent evaluated demand savings. | 82% | M11630, E-2, 2023 DSM Programs Evaluation Reports, Efficient Product Rebates, Table 19: 2023 Instant Rebates NTGRs, page 27.
Business Energy Rebates | IR - Occupancy Sensor - Wall-Switch Mounted | 10 | M11630, E-2, 2023 DSM Programs Evaluation Measurement Assessment, Table 186: EUL Values and Sources for Non-LED Lighting BNI Measures, page 201-208. | 112.2328 | This value was developed based on an average of recent evaluated energy savings. | 11.4021 | This value was developed based on an average of recent evaluated demand savings. | 100% | M11630, E-2, 2023 DSM Programs Evaluation Reports, Efficient Product Rebates, Table 19: 2023 Instant Rebates NTGRs, page 27.
Business Energy Rebates | IR - Occupancy Sensor - Fixture Mounted | 10 | M11630, E-2, 2023 DSM Programs Evaluation Measurement Assessment, Table 186: EUL Values and Sources for Non-LED Lighting BNI Measures, page 201-208. | 112.2328 | This value was developed based on an average of recent evaluated energy savings. | 11.4021 | This value was developed based on an average of recent evaluated demand savings. | 100% | M11630, E-2, 2023 DSM Programs Evaluation Reports, Efficient Product Rebates, Table 19: 2023 Instant Rebates NTGRs, page 27.
Business Energy Rebates | IR - Occupancy Sensor - Exterior | 10 | M11630, E-2, 2023 DSM Programs Evaluation Measurement Assessment, Table 186: EUL Values and Sources for Non-LED Lighting BNI Measures, page 201-208. | 134 | This value was developed based on an average of recent evaluated energy savings. | 31.1 | This value was developed based on an average of recent evaluated demand savings. | 100% | M11630, E-2, 2023 DSM Programs Evaluation Reports, Efficient Product Rebates, Table 19: 2023 Instant Rebates NTGRs, page 27.
Business Energy Rebates | IR - Occupancy Sensor - Ceiling or Wall Remote Mounted | 10 | M11630, E-2, 2023 DSM Programs Evaluation Measurement Assessment, Table 186: EUL Values and Sources for Non-LED Lighting BNI Measures, page 201-208. | 192.8102 | This value was developed based on an average of recent evaluated energy savings. | 19.5762 | This value was developed based on an average of recent evaluated demand savings. | 100% | M11630, E-2, 2023 DSM Programs Evaluation Reports, Efficient Product Rebates, Table 19: 2023 Instant Rebates NTGRs, page 27.
Business Energy Rebates | IR - Indoor - Wall-Wash Luminaire >= 1,200 lm | 11.6 | M11630, E-2, 2023 DSM Programs Evaluation Measurement Assessment, Table 184: EUL Values for BNI LED Lamps and Fixtures, page 193-196. | 303.2744 | This value was developed based on an average of recent evaluated energy savings. | 40.6898 | This value was developed based on an average of recent evaluated demand savings. | 100% | M11630, E-2, 2023 DSM Programs Evaluation Reports, Efficient Product Rebates, Table 19: 2023 Instant Rebates NTGRs, page 27.
Business Energy Rebates | IR - Indoor - Wall-Wash Luminaire - 575-1,999 lm | 11.6 | M11630, E-2, 2023 DSM Programs Evaluation Measurement Assessment, Table 184: EUL Values for BNI LED Lamps and Fixtures, page 193-196. | 151.6372 | This value was developed based on an average of recent evaluated energy savings. | 20.3449 | This value was developed based on an average of recent evaluated demand savings. | 100% | M11630, E-2, 2023 DSM Programs Evaluation Reports, Efficient Product Rebates, Table 19: 2023 Instant Rebates NTGRs, page 27.
Business Energy Rebates | IR - Indoor - Troffer - 2x4 | 20.9 | M11630, E-2, 2023 DSM Programs Evaluation Measurement Assessment, Table 184: EUL Values for BNI LED Lamps and Fixtures, page 193-196. | 183.3334 | This value was developed based on an average of recent evaluated energy savings. | 23.6918 | This value was developed based on an average of recent evaluated demand savings. | 86% | M11630, E-2, 2023 DSM Programs Evaluation Reports, Efficient Product Rebates, Table 19: 2023 Instant Rebates NTGRs, page 27.
Business Energy Rebates | IR - Indoor - Troffer - 2x2 | 20.9 | M11630, E-2, 2023 DSM Programs Evaluation Measurement Assessment, Table 184: EUL Values for BNI LED Lamps and Fixtures, page 193-196. | 112.899 | This value was developed based on an average of recent evaluated energy savings. | 14.5897 | This value was developed based on an average of recent evaluated demand savings. | 86% | M11630, E-2, 2023 DSM Programs Evaluation Reports, Efficient Product Rebates, Table 19: 2023 Instant Rebates NTGRs, page 27.
Business Energy Rebates | IR - Indoor - Troffer - 1x4 | 20.9 | M11630, E-2, 2023 DSM Programs Evaluation Measurement Assessment, Table 184: EUL Values for BNI LED Lamps and Fixtures, page 193-196. | 186.4858 | This value was developed based on an average of recent evaluated energy savings. | 24.0992 | This value was developed based on an average of recent evaluated demand savings. | 86% | M11630, E-2, 2023 DSM Programs Evaluation Reports, Efficient Product Rebates, Table 19: 2023 Instant Rebates NTGRs, page 27.
Business Energy Rebates | IR - Indoor - Troffer - 1x2 | 20.9 | M11630, E-2, 2023 DSM Programs Evaluation Measurement Assessment, Table 184: EUL Values for BNI LED Lamps and Fixtures, page 193-196. | 45.4035 | This value was developed based on an average of recent evaluated energy savings. | 4.0884 | This value was developed based on an average of recent evaluated demand savings. | 86% | M11630, E-2, 2023 DSM Programs Evaluation Reports, Efficient Product Rebates, Table 19: 2023 Instant Rebates NTGRs, page 27.
Business Energy Rebates | IR - Indoor - Troffer - 1x1 | 20.9 | M11630, E-2, 2023 DSM Programs Evaluation Measurement Assessment, Table 184: EUL Values for BNI LED Lamps and Fixtures, page 193-196. | 194.6501 | This value was developed based on an average of recent evaluated energy savings. | 50.9525 | This value was developed based on an average of recent evaluated demand savings. | 86% | M11630, E-2, 2023 DSM Programs Evaluation Reports, Efficient Product Rebates, Table 19: 2023 Instant Rebates NTGRs, page 27.
Business Energy Rebates | IR - Indoor - Track or Mono-point Direction Luminaire/Accent Light Line Voltage | 11.6 | M11630, E-2, 2023 DSM Programs Evaluation Measurement Assessment, Table 184: EUL Values for BNI LED Lamps and Fixtures, page 193-196. | 166.4938 | This value was developed based on an average of recent evaluated energy savings. | 22.3382 | This value was developed based on an average of recent evaluated demand savings. | 100% | M11630, E-2, 2023 DSM Programs Evaluation Reports, Efficient Product Rebates, Table 19: 2023 Instant Rebates NTGRs, page 27.
Business Energy Rebates | IR - Indoor - Low-bay Luminaire >= 10,000 lm | 11.6 | M11630, E-2, 2023 DSM Programs Evaluation Measurement Assessment, Table 184: EUL Values for BNI LED Lamps and Fixtures, page 193-196. | 144.2249 | This value was developed based on an average of recent evaluated energy savings. | 25.5373 | This value was developed based on an average of recent evaluated demand savings. | 86% | M11630, E-2, 2023 DSM Programs Evaluation Reports, Efficient Product Rebates, Table 19: 2023 Instant Rebates NTGRs, page 27.
Business Energy Rebates | IR - Indoor - Low-bay Luminaire - 5,000-9,999 lm | 11.6 | M11630, E-2, 2023 DSM Programs Evaluation Measurement Assessment, Table 184: EUL Values for BNI LED Lamps and Fixtures, page 193-196. | 224.4234 | This value was developed based on an average of recent evaluated energy savings. | 25.6511 | This value was developed based on an average of recent evaluated demand savings. | 86% | M11630, E-2, 2023 DSM Programs Evaluation Reports, Efficient Product Rebates, Table 19: 2023 Instant Rebates NTGRs, page 27.
Business Energy Rebates | IR - Indoor - Linear Replacement Lamp - U-bend | 11.6 | M11630, E-2, 2023 DSM Programs Evaluation Measurement Assessment, Table 184: EUL Values for BNI LED Lamps and Fixtures, page 193-196. | 40.7121 | This value was developed based on an average of recent evaluated energy savings. | 5.1677 | This value was developed based on an average of recent evaluated demand savings. | 73% | M11630, E-2, 2023 DSM Programs Evaluation Reports, Efficient Product Rebates, Table 19: 2023 Instant Rebates NTGRs, page 27.
Business Energy Rebates | IR - Indoor - Linear Replacement Lamp - 8 ft | 11.6 | M11630, E-2, 2023 DSM Programs Evaluation Measurement Assessment, Table 184: EUL Values for BNI LED Lamps and Fixtures, page 193-196. | 58.54 | This value was developed based on an average of recent evaluated energy savings. | 7.4306 | This value was developed based on an average of recent evaluated demand savings. | 73% | M11630, E-2, 2023 DSM Programs Evaluation Reports, Efficient Product Rebates, Table 19: 2023 Instant Rebates NTGRs, page 27.
Business Energy Rebates | IR - Indoor - Linear Replacement Lamp - 4 ft | 11.6 | M11630, E-2, 2023 DSM Programs Evaluation Measurement Assessment, Table 184: EUL Values for BNI LED Lamps and Fixtures, page 193-196. | 51.711 | This value was developed based on an average of recent evaluated energy savings. | 6.5638 | This value was developed based on an average of recent evaluated demand savings. | 73% | M11630, E-2, 2023 DSM Programs Evaluation Reports, Efficient Product Rebates, Table 19: 2023 Instant Rebates NTGRs, page 27.
Business Energy Rebates | IR - Indoor - Linear Replacement Lamp - 3 ft | 11.6 | M11630, E-2, 2023 DSM Programs Evaluation Measurement Assessment, Table 184: EUL Values for BNI LED Lamps and Fixtures, page 193-196. | 33.1649 | This value was developed based on an average of recent evaluated energy savings. | 4.2097 | This value was developed based on an average of recent evaluated demand savings. | 73% | M11630, E-2, 2023 DSM Programs Evaluation Reports, Efficient Product Rebates, Table 19: 2023 Instant Rebates NTGRs, page 27.
Business Energy Rebates | IR - Indoor - Linear Replacement Lamp - 2 ft | 11.6 | M11630, E-2, 2023 DSM Programs Evaluation Measurement Assessment, Table 184: EUL Values for BNI LED Lamps and Fixtures, page 193-196. | 16.411 | This value was developed based on an average of recent evaluated energy savings. | 2.0831 | This value was developed based on an average of recent evaluated demand savings. | 73% | M11630, E-2, 2023 DSM Programs Evaluation Reports, Efficient Product Rebates, Table 19: 2023 Instant Rebates NTGRs, page 27.
Business Energy Rebates | IR - Indoor - Linear Ambient Luminaire >=10,000 lm | 11.6 | M11630, E-2, 2023 DSM Programs Evaluation Measurement Assessment, Table 184: EUL Values for BNI LED Lamps and Fixtures, page 193-196. | 433.3201 | This value was developed based on an average of recent evaluated energy savings. | 55.9972 | This value was developed based on an average of recent evaluated demand savings. | 86% | M11630, E-2, 2023 DSM Programs Evaluation Reports, Efficient Product Rebates, Table 19: 2023 Instant Rebates NTGRs, page 27.
Business Energy Rebates | IR - Indoor - Linear Ambient Luminaire <= 2,499 lm | 11.6 | M11630, E-2, 2023 DSM Programs Evaluation Measurement Assessment, Table 184: EUL Values for BNI LED Lamps and Fixtures, page 193-196. | 44.3914 | This value was developed based on an average of recent evaluated energy savings. | 5.7366 | This value was developed based on an average of recent evaluated demand savings. | 86% | M11630, E-2, 2023 DSM Programs Evaluation Reports, Efficient Product Rebates, Table 19: 2023 Instant Rebates NTGRs, page 27.
Business Energy Rebates | IR - Indoor - Linear Ambient Luminaire - 5,000-9,999 lm | 11.6 | M11630, E-2, 2023 DSM Programs Evaluation Measurement Assessment, Table 184: EUL Values for BNI LED Lamps and Fixtures, page 193-196. | 256.046 | This value was developed based on an average of recent evaluated energy savings. | 33.0884 | This value was developed based on an average of recent evaluated demand savings. | 86% | M11630, E-2, 2023 DSM Programs Evaluation Reports, Efficient Product Rebates, Table 19: 2023 Instant Rebates NTGRs, page 27.
Business Energy Rebates | IR - Indoor - Linear Ambient Luminaire - 2,500-4,999 lm | 11.6 | M11630, E-2, 2023 DSM Programs Evaluation Measurement Assessment, Table 184: EUL Values for BNI LED Lamps and Fixtures, page 193-196. | 92.2158 | This value was developed based on an average of recent evaluated energy savings. | 11.9169 | This value was developed based on an average of recent evaluated demand savings. | 86% | M11630, E-2, 2023 DSM Programs Evaluation Reports, Efficient Product Rebates, Table 19: 2023 Instant Rebates NTGRs, page 27.
Business Energy Rebates | IR - High Efficiency Circulator Pump - 500-2500 W | 15 | M11630, E-2, 2023 DSM Programs Evaluation Measurement Assessment, Table 186: EUL Values and Sources for Non-LED Lighting BNI Measures, page 201-208. | 1974 | M11630, E-2, 2023 DSM Programs Evaluation Measurement Assessment, Pump Measures, Circulator Pumps, page 156-158. | 127 | M11630, E-2, 2023 DSM Programs Evaluation Measurement Assessment, Pump Measures, Circulator Pumps, page 156-158. | 100% | M11630, E-2, 2023 DSM Programs Evaluation Reports, Efficient Product Rebates, Table 19: 2023 Instant Rebates NTGRs, page 27.
Business Energy Rebates | IR - High Efficiency Circulator Pump - 150-499 W | 15 | M11630, E-2, 2023 DSM Programs Evaluation Measurement Assessment, Table 186: EUL Values and Sources for Non-LED Lighting BNI Measures, page 201-208. | 800 | M11630, E-2, 2023 DSM Programs Evaluation Measurement Assessment, Pump Measures, Circulator Pumps, page 156-158. | 95.3 | M11630, E-2, 2023 DSM Programs Evaluation Measurement Assessment, Pump Measures, Circulator Pumps, page 156-158. | 100% | M11630, E-2, 2023 DSM Programs Evaluation Reports, Efficient Product Rebates, Table 19: 2023 Instant Rebates NTGRs, page 27.
Business Energy Rebates | IR - High Efficiency Circulator Pump - 0-149 W | 15 | M11630, E-2, 2023 DSM Programs Evaluation Measurement Assessment, Table 186: EUL Values and Sources for Non-LED Lighting BNI Measures, page 201-208. | 412 | M11630, E-2, 2023 DSM Programs Evaluation Measurement Assessment, Pump Measures, Circulator Pumps, page 156-158. | 67.5 | M11630, E-2, 2023 DSM Programs Evaluation Measurement Assessment, Pump Measures, Circulator Pumps, page 156-158. | 100% | M11630, E-2, 2023 DSM Programs Evaluation Reports, Efficient Product Rebates, Table 19: 2023 Instant Rebates NTGRs, page 27.
Business Energy Rebates | AR - Zero-energy Doors for Reach-in Coolers | 12 | M11630, E-2, 2023 DSM Programs Evaluation Measurement Assessment, Table 186: EUL Values and Sources for Non-LED Lighting BNI Measures, page 201-208. | 1365.5964 | In practice, energy savings are calculated based on specification data for each rebated unit. Modelled as: ES = DS * 8760 = 0.15589 *8760 Variables used for modelling: [kWdoor = 0.131], [BF = 1.19], [QTY = 1], [CF = 1] | 155.89 | DS = kWdoor * BF * QTY *CF = 0.131 * 1.19 * 1* 1 Variables used for modelling: [kWdoor = 0.131], [BF = 1.19], [QTY = 1], [CF = 1] | 74% | M11630, E-2, 2023 DSM Programs Evaluation Reports, Efficient Product Rebates, Table 12: 2023 Application Rebates NTGR, age 18.
Business Energy Rebates | AR - Water Source Heat Pump - Open Loop - EER>=20.0, COP>=4.0 | 15 | M11630, E-2, 2023 DSM Programs Evaluation Measurement Assessment, Table 186: EUL Values and Sources for Non-LED Lighting BNI Measures, page 201-208. | 2684.4196 | This value was developed based on an average of recent evaluated energy savings. | 7189.661 | This value was developed based on an average of recent evaluated demand savings. | 74% | M11630, E-2, 2023 DSM Programs Evaluation Reports, Efficient Product Rebates, Table 12: 2023 Application Rebates NTGR, age 18.
Business Energy Rebates | AR - Water Source Heat Pump - Open Loop - EER>=16.2, COP>=3.6 | 15 | M11630, E-2, 2023 DSM Programs Evaluation Measurement Assessment, Table 186: EUL Values and Sources for Non-LED Lighting BNI Measures, page 201-208. | 2684.4196 | This value was developed based on an average of recent evaluated energy savings. | 7189.661 | This value was developed based on an average of recent evaluated demand savings. | 74% | M11630, E-2, 2023 DSM Programs Evaluation Reports, Efficient Product Rebates, Table 12: 2023 Application Rebates NTGR, age 18.
Business Energy Rebates | AR - Water Source Heat Pump - Closed Loop/Direct Geoexchange - EER>=16.0, COP>=3.6 | 15 | M11630, E-2, 2023 DSM Programs Evaluation Measurement Assessment, Table 186: EUL Values and Sources for Non-LED Lighting BNI Measures, page 201-208. | 2684.4196 | This value was developed based on an average of recent evaluated energy savings. | 7189.661 | This value was developed based on an average of recent evaluated demand savings. | 74% | M11630, E-2, 2023 DSM Programs Evaluation Reports, Efficient Product Rebates, Table 12: 2023 Application Rebates NTGR, age 18.
Business Energy Rebates | AR - Water Source Heat Pump - Closed Loop/Direct Geoexchange - EER>=13.4, COP>=3.1 | 15 | M11630, E-2, 2023 DSM Programs Evaluation Measurement Assessment, Table 186: EUL Values and Sources for Non-LED Lighting BNI Measures, page 201-208. | 2684.4196 | This value was developed based on an average of recent evaluated energy savings. | 7189.661 | This value was developed based on an average of recent evaluated demand savings. | 74% | M11630, E-2, 2023 DSM Programs Evaluation Reports, Efficient Product Rebates, Table 12: 2023 Application Rebates NTGR, age 18.
Business Energy Rebates | AR - VFD for Milk Vacuum Pump | 15 | M11630, E-2, 2023 DSM Programs Evaluation Measurement Assessment, Table 186: EUL Values and Sources for Non-LED Lighting BNI Measures, page 201-208. | 7461.4504 | This value was developed based on an average of recent evaluated energy savings. | 2359.7778 | This value was developed based on an average of recent evaluated demand savings. | 74% | M11630, E-2, 2023 DSM Programs Evaluation Reports, Efficient Product Rebates, Table 12: 2023 Application Rebates NTGR, age 18.
Business Energy Rebates | AR - VFD for Milk Transfer Pump | 15 | M11630, E-2, 2023 DSM Programs Evaluation Measurement Assessment, Table 186: EUL Values and Sources for Non-LED Lighting BNI Measures, page 201-208. | 1820.4407 | This value was developed based on an average of recent evaluated energy savings. | 596.5267 | This value was developed based on an average of recent evaluated demand savings. | 74% | M11630, E-2, 2023 DSM Programs Evaluation Reports, Efficient Product Rebates, Table 12: 2023 Application Rebates NTGR, age 18.
Business Energy Rebates | AR - Variable Frequency Drive >5-10 hp | 15 | M11630, E-2, 2023 DSM Programs Evaluation Measurement Assessment, Table 186: EUL Values and Sources for Non-LED Lighting BNI Measures, page 201-208. | 17719.5906 | This value was developed based on an average of recent evaluated energy savings. | 1199.6443 | This value was developed based on an average of recent evaluated demand savings. | 74% | M11630, E-2, 2023 DSM Programs Evaluation Reports, Efficient Product Rebates, Table 12: 2023 Application Rebates NTGR, age 18.
Business Energy Rebates | AR - Variable Frequency Drive >= 10 hp | 15 | M11630, E-2, 2023 DSM Programs Evaluation Measurement Assessment, Table 186: EUL Values and Sources for Non-LED Lighting BNI Measures, page 201-208. | 12799.55 | This value was developed based on an average of recent evaluated energy savings. | 923.7458 | This value was developed based on an average of recent evaluated demand savings. | 74% | M11630, E-2, 2023 DSM Programs Evaluation Reports, Efficient Product Rebates, Table 12: 2023 Application Rebates NTGR, age 18.
Business Energy Rebates | AR - Variable Frequency Drive - 1-5 hp | 15 | M11630, E-2, 2023 DSM Programs Evaluation Measurement Assessment, Table 186: EUL Values and Sources for Non-LED Lighting BNI Measures, page 201-208. | 6773.2835 | This value was developed based on an average of recent evaluated energy savings. | 1180.4538 | This value was developed based on an average of recent evaluated demand savings. | 74% | M11630, E-2, 2023 DSM Programs Evaluation Reports, Efficient Product Rebates, Table 12: 2023 Application Rebates NTGR, age 18.
Business Energy Rebates | AR - Uninterruptible Power Supply (UPS) | 10 | M11630, E-2, 2023 DSM Programs Evaluation Measurement Assessment, Table 186: EUL Values and Sources for Non-LED Lighting BNI Measures, page 201-208. | 6120 | In practice, energy savings are calculated based on specification data for each rebated unit. Modelled as: ES = 204 *kVA * Qty = 204 * 30 * 1 Variables used for modelling: [kVA = 30] , [Qty = 1], [kWh = 6120] | 0 | No peak demand reduction. | 74% | M11630, E-2, 2023 DSM Programs Evaluation Reports, Efficient Product Rebates, Table 12: 2023 Application Rebates NTGR, age 18.
Business Energy Rebates | AR - Strip Curtains for Display Cases | 4 | M11630, E-2, 2023 DSM Programs Evaluation Measurement Assessment, Table 186: EUL Values and Sources for Non-LED Lighting BNI Measures, page 201-208. | 2664.853 | This value was developed based on an average of recent evaluated energy savings. | 304.207 | This value was developed based on an average of recent evaluated demand savings. | 74% | M11630, E-2, 2023 DSM Programs Evaluation Reports, Efficient Product Rebates, Table 12: 2023 Application Rebates NTGR, age 18.
Business Energy Rebates | AR - Steam Cooker - Gas | 12 | M11630, E-2, 2023 DSM Programs Evaluation Measurement Assessment, Table 186: EUL Values and Sources for Non-LED Lighting BNI Measures, page 201-208. | 5866.3 | In practice, energy savings for this measure are calculated using the ENERGY STAR Commercial Kitchen Calculator and specification data for each rebated unit. Modelled as: ES =100% of the kWh/year (inefficient) as estimated from ESTAR calculator using standard defaults. ES = 5866.3 kWh per pan | 707.0331 | DS = ES * CF | 74% | M11630, E-2, 2023 DSM Programs Evaluation Reports, Efficient Product Rebates, Table 12: 2023 Application Rebates NTGR, age 18.
Business Energy Rebates | AR - Steam Cooker - Electric | 12 | M11630, E-2, 2023 DSM Programs Evaluation Measurement Assessment, Table 186: EUL Values and Sources for Non-LED Lighting BNI Measures, page 201-208. | 3322.3 | In practice, energy savings for this measure are calculated using the ENERGY STAR Commercial Kitchen Calculator and specification data for each rebated unit. Modelled as: ES=kWh/year (inefficient) - kWh/year (efficient) from ESTAR calculator / # of pans using standard defaults 17,599 kWh - 7632 kWh = 9967; 9967/ 3pans per unit = 3322.3 kWh/pan | 400.4186 | DS = ES * CF | 74% | M11630, E-2, 2023 DSM Programs Evaluation Reports, Efficient Product Rebates, Table 12: 2023 Application Rebates NTGR, age 18.
Business Energy Rebates | AR - Solar Space Heating System | 20 | M11630, E-2, 2023 DSM Programs Evaluation Measurement Assessment, Table 186: EUL Values and Sources for Non-LED Lighting BNI Measures, page 201-208. | 21196 | This value was developed based on an average of recent evaluated energy savings. | 0 | This value was developed based on an average of recent evaluated demand savings. | 74% | M11630, E-2, 2023 DSM Programs Evaluation Reports, Efficient Product Rebates, Table 12: 2023 Application Rebates NTGR, age 18.
Business Energy Rebates | AR - Solar Domestic Hot Water (DHW) System | 20 | M11630, E-2, 2023 DSM Programs Evaluation Measurement Assessment, Table 186: EUL Values and Sources for Non-LED Lighting BNI Measures, page 201-208. | 21196 | This value was developed based on an average of recent evaluated energy savings. | 0 | This value was developed based on an average of recent evaluated demand savings. | 74% | M11630, E-2, 2023 DSM Programs Evaluation Reports, Efficient Product Rebates, Table 12: 2023 Application Rebates NTGR, age 18.
Business Energy Rebates | AR - Smart thermostats for mini-split heat pumps | 10 | M11630, E-2, 2023 DSM Programs Evaluation Measurement Assessment, Table 186: EUL Values and Sources for Non-LED Lighting BNI Measures, page 201-208. | 564 | M12186, E-2, 2024 DSM Programs Evaluation Commercial Measurement Assessment, HVAC Measures, Smart Thermostats for Electric Heating, page 175-177. | 0 | M12186, E-2, 2024 DSM Programs Evaluation Commercial Measurement Assessment, HVAC Measures, Smart Thermostats for Electric Heating, page 175-177. | 74% | M11630, E-2, 2023 DSM Programs Evaluation Reports, Efficient Product Rebates, Table 12: 2023 Application Rebates NTGR, age 18.
Business Energy Rebates | AR - Smart thermostats for in-floor heat | 10 | M11630, E-2, 2023 DSM Programs Evaluation Measurement Assessment, Table 186: EUL Values and Sources for Non-LED Lighting BNI Measures, page 201-208. | 312 | M12186, E-2, 2024 DSM Programs Evaluation Commercial Measurement Assessment, HVAC Measures, Smart Thermostats for Electric Heating, page 175-177. | 0 | M12186, E-2, 2024 DSM Programs Evaluation Commercial Measurement Assessment, HVAC Measures, Smart Thermostats for Electric Heating, page 175-177. | 74% | M11630, E-2, 2023 DSM Programs Evaluation Reports, Efficient Product Rebates, Table 12: 2023 Application Rebates NTGR, age 18.
Business Energy Rebates | AR - Smart thermostats for electric baseboards | 10 | M11630, E-2, 2023 DSM Programs Evaluation Measurement Assessment, Table 186: EUL Values and Sources for Non-LED Lighting BNI Measures, page 201-208. | 312 | M12186, E-2, 2024 DSM Programs Evaluation Commercial Measurement Assessment, HVAC Measures, Smart Thermostats for Electric Heating, page 175-177. | 0 | M12186, E-2, 2024 DSM Programs Evaluation Commercial Measurement Assessment, HVAC Measures, Smart Thermostats for Electric Heating, page 175-177. | 74% | M11630, E-2, 2023 DSM Programs Evaluation Reports, Efficient Product Rebates, Table 12: 2023 Application Rebates NTGR, age 18.
Business Energy Rebates | AR - Smart thermostats for central air source heat pumps | 10 | M11630, E-2, 2023 DSM Programs Evaluation Measurement Assessment, Table 186: EUL Values and Sources for Non-LED Lighting BNI Measures, page 201-208. | 1128 | M12186, E-2, 2024 DSM Programs Evaluation Commercial Measurement Assessment, HVAC Measures, Smart Thermostats for Electric Heating, page 175-177. | 0 | M12186, E-2, 2024 DSM Programs Evaluation Commercial Measurement Assessment, HVAC Measures, Smart Thermostats for Electric Heating, page 175-177. | 74% | M11630, E-2, 2023 DSM Programs Evaluation Reports, Efficient Product Rebates, Table 12: 2023 Application Rebates NTGR, age 18.
Business Energy Rebates | AR - Small Single Package Heat Pump System - Commercial | 18 | M11630, E-2, 2023 DSM Programs Evaluation Measurement Assessment, Table 186: EUL Values and Sources for Non-LED Lighting BNI Measures, page 201-208. | 5748.925 | This value was developed based on an average of recent evaluated energy savings. | 440.0453 | This value was developed based on an average of recent evaluated demand savings. | 74% | M11630, E-2, 2023 DSM Programs Evaluation Reports, Efficient Product Rebates, Table 12: 2023 Application Rebates NTGR, age 18.
Business Energy Rebates | AR - Small Multi-Zone Heat Pump - MURB (with baseline cooling) | 18 | M11630, E-2, 2023 DSM Programs Evaluation Measurement Assessment, Table 186: EUL Values and Sources for Non-LED Lighting BNI Measures, page 201-208. | 8732.244 | This value was developed based on an average of recent evaluated energy savings. | 1688.2358 | This value was developed based on an average of recent evaluated demand savings. | 74% | M11630, E-2, 2023 DSM Programs Evaluation Reports, Efficient Product Rebates, Table 12: 2023 Application Rebates NTGR, age 18.
Business Energy Rebates | AR - Small Multi-Zone Heat Pump - MURB (no baseline cooling) | 18 | M11630, E-2, 2023 DSM Programs Evaluation Measurement Assessment, Table 186: EUL Values and Sources for Non-LED Lighting BNI Measures, page 201-208. | 6624.1824 | This value was developed based on an average of recent evaluated energy savings. | 2247.8562 | This value was developed based on an average of recent evaluated demand savings. | 74% | M11630, E-2, 2023 DSM Programs Evaluation Reports, Efficient Product Rebates, Table 12: 2023 Application Rebates NTGR, age 18.
Business Energy Rebates | AR - Small Multi-Zone Heat Pump - Commercial (with baseline cooling) | 18 | M11630, E-2, 2023 DSM Programs Evaluation Measurement Assessment, Table 186: EUL Values and Sources for Non-LED Lighting BNI Measures, page 201-208. | 9237.359 | This value was developed based on an average of recent evaluated energy savings. | 3287.7643 | This value was developed based on an average of recent evaluated demand savings. | 74% | M11630, E-2, 2023 DSM Programs Evaluation Reports, Efficient Product Rebates, Table 12: 2023 Application Rebates NTGR, age 18.
Business Energy Rebates | AR - Small Multi-Zone Heat Pump - Commercial (no baseline cooling) | 18 | M11630, E-2, 2023 DSM Programs Evaluation Measurement Assessment, Table 186: EUL Values and Sources for Non-LED Lighting BNI Measures, page 201-208. | 10026.2478 | This value was developed based on an average of recent evaluated energy savings. | 3138.5522 | This value was developed based on an average of recent evaluated demand savings. | 74% | M11630, E-2, 2023 DSM Programs Evaluation Reports, Efficient Product Rebates, Table 12: 2023 Application Rebates NTGR, age 18.
Business Energy Rebates | AR - Small Ductless Mini-Split Heat Pump - MURB (with baseline cooling) | 18 | M11630, E-2, 2023 DSM Programs Evaluation Measurement Assessment, Table 186: EUL Values and Sources for Non-LED Lighting BNI Measures, page 201-208. | 5592.087 | This value was developed based on an average of recent evaluated energy savings. | 1679.92 | This value was developed based on an average of recent evaluated demand savings. | 74% | M11630, E-2, 2023 DSM Programs Evaluation Reports, Efficient Product Rebates, Table 12: 2023 Application Rebates NTGR, age 18.
Business Energy Rebates | AR - Small Ductless Mini-Split Heat Pump - MURB (no baseline cooling) | 18 | M11630, E-2, 2023 DSM Programs Evaluation Measurement Assessment, Table 186: EUL Values and Sources for Non-LED Lighting BNI Measures, page 201-208. | 5239.4715 | This value was developed based on an average of recent evaluated energy savings. | 1717.771 | This value was developed based on an average of recent evaluated demand savings. | 74% | M11630, E-2, 2023 DSM Programs Evaluation Reports, Efficient Product Rebates, Table 12: 2023 Application Rebates NTGR, age 18.
Business Energy Rebates | AR - Small Ductless Mini-Split Heat Pump - Commercial - HSPF>=12, SEER>=22 (with baseline cooling) | 18 | M11630, E-2, 2023 DSM Programs Evaluation Measurement Assessment, Table 186: EUL Values and Sources for Non-LED Lighting BNI Measures, page 201-208. | 5059.3578 | This value was developed based on an average of recent evaluated energy savings. | 2001.6196 | This value was developed based on an average of recent evaluated demand savings. | 74% | M11630, E-2, 2023 DSM Programs Evaluation Reports, Efficient Product Rebates, Table 12: 2023 Application Rebates NTGR, age 18.
Business Energy Rebates | AR - Small Ductless Mini-Split Heat Pump - Commercial - HSPF>=12, SEER>=22 (no baseline cooling) | 18 | M11630, E-2, 2023 DSM Programs Evaluation Measurement Assessment, Table 186: EUL Values and Sources for Non-LED Lighting BNI Measures, page 201-208. | 5259.7357 | This value was developed based on an average of recent evaluated energy savings. | 2064.4166 | This value was developed based on an average of recent evaluated demand savings. | 74% | M11630, E-2, 2023 DSM Programs Evaluation Reports, Efficient Product Rebates, Table 12: 2023 Application Rebates NTGR, age 18.
Business Energy Rebates | AR - Small Ductless Mini-Split Heat Pump - Commercial - HSPF>=11, SEER>=17 (with baseline cooling) | 18 | M11630, E-2, 2023 DSM Programs Evaluation Measurement Assessment, Table 186: EUL Values and Sources for Non-LED Lighting BNI Measures, page 201-208. | 5454.1895 | This value was developed based on an average of recent evaluated energy savings. | 2099.2073 | This value was developed based on an average of recent evaluated demand savings. | 74% | M11630, E-2, 2023 DSM Programs Evaluation Reports, Efficient Product Rebates, Table 12: 2023 Application Rebates NTGR, age 18.
Business Energy Rebates | AR - Small Ductless Mini-Split Heat Pump - Commercial - HSPF>=11, SEER>=17 (no baseline cooling) | 18 | M11630, E-2, 2023 DSM Programs Evaluation Measurement Assessment, Table 186: EUL Values and Sources for Non-LED Lighting BNI Measures, page 201-208. | 5689.2264 | This value was developed based on an average of recent evaluated energy savings. | 2051.2666 | This value was developed based on an average of recent evaluated demand savings. | 74% | M11630, E-2, 2023 DSM Programs Evaluation Reports, Efficient Product Rebates, Table 12: 2023 Application Rebates NTGR, age 18.
Business Energy Rebates | AR - Small Centrally Ducted Split System Heat Pump - MURB | 18 | M11630, E-2, 2023 DSM Programs Evaluation Measurement Assessment, Table 186: EUL Values and Sources for Non-LED Lighting BNI Measures, page 201-208. | 16433.3894 | This value was developed based on an average of recent evaluated energy savings. | 6443.6046 | This value was developed based on an average of recent evaluated demand savings. | 74% | M11630, E-2, 2023 DSM Programs Evaluation Reports, Efficient Product Rebates, Table 12: 2023 Application Rebates NTGR, age 18.
Business Energy Rebates | AR - Small Centrally Ducted Split System Heat Pump - Commercial (with baseline cooling) | 18 | M11630, E-2, 2023 DSM Programs Evaluation Measurement Assessment, Table 186: EUL Values and Sources for Non-LED Lighting BNI Measures, page 201-208. | 10392.1869 | This value was developed based on an average of recent evaluated energy savings. | 4774.6203 | This value was developed based on an average of recent evaluated demand savings. | 74% | M11630, E-2, 2023 DSM Programs Evaluation Reports, Efficient Product Rebates, Table 12: 2023 Application Rebates NTGR, age 18.
Business Energy Rebates | AR - Small Centrally Ducted Split System Heat Pump - Commercial (no baseline cooling) | 18 | M11630, E-2, 2023 DSM Programs Evaluation Measurement Assessment, Table 186: EUL Values and Sources for Non-LED Lighting BNI Measures, page 201-208. | 10489.053 | This value was developed based on an average of recent evaluated energy savings. | 4850.3095 | This value was developed based on an average of recent evaluated demand savings. | 74% | M11630, E-2, 2023 DSM Programs Evaluation Reports, Efficient Product Rebates, Table 12: 2023 Application Rebates NTGR, age 18.
Business Energy Rebates | AR - Server-based Power Management Software | 5 | M11630, E-2, 2023 DSM Programs Evaluation Measurement Assessment, Table 186: EUL Values and Sources for Non-LED Lighting BNI Measures, page 201-208. | 212.35 | In practice, energy savings are calculated based on specification data for each rebated unit. Modelled as: ES = ESFD * Qd + ESFL * QL = ES = 356 * 0.5 + 68.7 * 0.5 Variables used for modelling: [ESFD = 356], [ESFL = 68.7], [DSFD = 68], [DSFL = 13], [Qd = 0.5], [Ql = 0.5] | 40.5 | DS = (DSFD * Qd + DSFL * Ql)/1000 = (68 * 0.5 + 13 * 0.5)/1000 Variables used for modelling: [ESFD = 356], [ESFL = 68.7], [DSFD = 68], [DSFL = 13], [Qd = 0.5], [Ql = 0.5] | 74% | M11630, E-2, 2023 DSM Programs Evaluation Reports, Efficient Product Rebates, Table 12: 2023 Application Rebates NTGR, age 18.
Business Energy Rebates | AR - Server Virtualization and Decommissioning | 4 | M11630, E-2, 2023 DSM Programs Evaluation Measurement Assessment, Table 186: EUL Values and Sources for Non-LED Lighting BNI Measures, page 201-208. | 8301.852 | In practice, energy savings are calculated based on specification data for each rebated unit. Modelled as: ES = (10049.472 - 1747.62) / 1 = 8760 * 0.09 * 235 * 0.5/1000 Variables used for modelling: [Hours = 8760], [Urs = 0.09], [Wrs_full load = 198], [Wvh_idle = 164], [Uvh = 0.5], [Wvh_full load = 235] | 947.7 | DS = kWh/Hours = (8301.852/8760) Variables used for modelling:[Hours = 8760], [Urs = 0.09], [Wrs_full load = 198], [Wvh_idle = 164], [Uvh = 0.5], [Wvh_full load = 235] | 74% | M11630, E-2, 2023 DSM Programs Evaluation Reports, Efficient Product Rebates, Table 12: 2023 Application Rebates NTGR, age 18.
Business Energy Rebates | AR - RTU with DCV only - 5 hp fan | 10 | M11630, E-2, 2023 DSM Programs Evaluation Measurement Assessment, Table 186: EUL Values and Sources for Non-LED Lighting BNI Measures, page 201-208. | 9261.7717 | This value was developed based on an average of recent evaluated energy savings. | 0 | This value was developed based on an average of recent evaluated demand savings. | 74% | M11630, E-2, 2023 DSM Programs Evaluation Reports, Efficient Product Rebates, Table 12: 2023 Application Rebates NTGR, age 18.
Business Energy Rebates | AR - RTU with DCV only - 4 hp fan | 10 | M11630, E-2, 2023 DSM Programs Evaluation Measurement Assessment, Table 186: EUL Values and Sources for Non-LED Lighting BNI Measures, page 201-208. | 9261.7717 | This value was developed based on an average of recent evaluated energy savings. | 0 | This value was developed based on an average of recent evaluated demand savings. | 74% | M11630, E-2, 2023 DSM Programs Evaluation Reports, Efficient Product Rebates, Table 12: 2023 Application Rebates NTGR, age 18.
Business Energy Rebates | AR - RTU with DCV only - 3 hp fan | 10 | M11630, E-2, 2023 DSM Programs Evaluation Measurement Assessment, Table 186: EUL Values and Sources for Non-LED Lighting BNI Measures, page 201-208. | 9261.7717 | This value was developed based on an average of recent evaluated energy savings. | 0 | This value was developed based on an average of recent evaluated demand savings. | 74% | M11630, E-2, 2023 DSM Programs Evaluation Reports, Efficient Product Rebates, Table 12: 2023 Application Rebates NTGR, age 18.
Business Energy Rebates | AR - RTU with DCV only - >= 7.5 hp fan | 10 | M11630, E-2, 2023 DSM Programs Evaluation Measurement Assessment, Table 186: EUL Values and Sources for Non-LED Lighting BNI Measures, page 201-208. | 9261.7717 | This value was developed based on an average of recent evaluated energy savings. | 0 | This value was developed based on an average of recent evaluated demand savings. | 74% | M11630, E-2, 2023 DSM Programs Evaluation Reports, Efficient Product Rebates, Table 12: 2023 Application Rebates NTGR, age 18.
Business Energy Rebates | AR - RTU with DCV and VFD - 5 hp fan | 10 | M11630, E-2, 2023 DSM Programs Evaluation Measurement Assessment, Table 186: EUL Values and Sources for Non-LED Lighting BNI Measures, page 201-208. | 10721.9524 | This value was developed based on an average of recent evaluated energy savings. | 1234.8 | This value was developed based on an average of recent evaluated demand savings. | 74% | M11630, E-2, 2023 DSM Programs Evaluation Reports, Efficient Product Rebates, Table 12: 2023 Application Rebates NTGR, age 18.
Business Energy Rebates | AR - RTU with DCV and VFD - 4 hp fan | 10 | M11630, E-2, 2023 DSM Programs Evaluation Measurement Assessment, Table 186: EUL Values and Sources for Non-LED Lighting BNI Measures, page 201-208. | 8969.3021 | This value was developed based on an average of recent evaluated energy savings. | 956.8684 | This value was developed based on an average of recent evaluated demand savings. | 74% | M11630, E-2, 2023 DSM Programs Evaluation Reports, Efficient Product Rebates, Table 12: 2023 Application Rebates NTGR, age 18.
Business Energy Rebates | AR - RTU with DCV and VFD - 3 hp fan | 10 | M11630, E-2, 2023 DSM Programs Evaluation Measurement Assessment, Table 186: EUL Values and Sources for Non-LED Lighting BNI Measures, page 201-208. | 7216.6518 | This value was developed based on an average of recent evaluated energy savings. | 678.9368 | This value was developed based on an average of recent evaluated demand savings. | 74% | M11630, E-2, 2023 DSM Programs Evaluation Reports, Efficient Product Rebates, Table 12: 2023 Application Rebates NTGR, age 18.
Business Energy Rebates | AR - RTU with DCV and VFD - >= 7.5 hp fan | 10 | M11630, E-2, 2023 DSM Programs Evaluation Measurement Assessment, Table 186: EUL Values and Sources for Non-LED Lighting BNI Measures, page 201-208. | 15551.7681 | This value was developed based on an average of recent evaluated energy savings. | 2151.576 | This value was developed based on an average of recent evaluated demand savings. | 74% | M11630, E-2, 2023 DSM Programs Evaluation Reports, Efficient Product Rebates, Table 12: 2023 Application Rebates NTGR, age 18.
Business Energy Rebates | AR - Refrigerator - Solid Door | 12 | M11630, E-2, 2023 DSM Programs Evaluation Measurement Assessment, Table 186: EUL Values and Sources for Non-LED Lighting BNI Measures, page 201-208. | 324.6667 | This value was developed based on an average of recent evaluated energy savings. | 37.0624 | This value was developed based on an average of recent evaluated demand savings. | 74% | M11630, E-2, 2023 DSM Programs Evaluation Reports, Efficient Product Rebates, Table 12: 2023 Application Rebates NTGR, age 18.
Business Energy Rebates | AR - Refrigerator - Glass Door >=15 ft^3 | 12 | M11630, E-2, 2023 DSM Programs Evaluation Measurement Assessment, Table 186: EUL Values and Sources for Non-LED Lighting BNI Measures, page 201-208. | 1119.5 | This value was developed based on an average of recent evaluated energy savings. | 162.6667 | This value was developed based on an average of recent evaluated demand savings. | 74% | M11630, E-2, 2023 DSM Programs Evaluation Reports, Efficient Product Rebates, Table 12: 2023 Application Rebates NTGR, age 18.
Business Energy Rebates | AR - Refrigerator - Glass Door <15 ft^3 | 12 | M11630, E-2, 2023 DSM Programs Evaluation Measurement Assessment, Table 186: EUL Values and Sources for Non-LED Lighting BNI Measures, page 201-208. | 177 | In practice, energy savings for this measure are calculated using the ENERGY STAR Commercial Kitchen Calculator and specification data for each rebated unit. Modelled as: ES=kWh/year (inefficient) - kWh/year (efficient) from ESTAR calculator using 14cuft, upright version 825 kWh -648 kWh=177kWh | 21.3328 | DS = ES * CF | 74% | M11630, E-2, 2023 DSM Programs Evaluation Reports, Efficient Product Rebates, Table 12: 2023 Application Rebates NTGR, age 18.
Business Energy Rebates | AR - Refrigerated Vending Machine Controls | 5 | M11630, E-2, 2023 DSM Programs Evaluation Measurement Assessment, Table 186: EUL Values and Sources for Non-LED Lighting BNI Measures, page 201-208. | 1431.384 | In practice, energy savings are calculated based on specification data for each rebated unit. Modelled as: ES = kWrated * HRS * SAVE * QTY = 0.43 * 8760 * 0.38 * 1 Variables used for modelling: [kWrated = 0.43] , [HRS=8760], [SAVE = 0.38], [QTY = 1] | 163.4 | DS = kWrated * SAVE * QTY 0.43 * 0.38 * 1 Variables used for modelling: [kWrated = 0.43] , [HRS=8760], [SAVE = 0.38], [QTY = 1] | 74% | M11630, E-2, 2023 DSM Programs Evaluation Reports, Efficient Product Rebates, Table 12: 2023 Application Rebates NTGR, age 18.
Business Energy Rebates | AR - Pool Pump | 10 | M11630, E-2, 2023 DSM Programs Evaluation Measurement Assessment, Table 186: EUL Values and Sources for Non-LED Lighting BNI Measures, page 201-208. | 2174 | This value was developed based on an average of recent evaluated energy savings. | 0 | This value was developed based on an average of recent evaluated demand savings. | 74% | M11630, E-2, 2023 DSM Programs Evaluation Reports, Efficient Product Rebates, Table 12: 2023 Application Rebates NTGR, age 18.
Business Energy Rebates | AR - Packaged Terminal Heat Pump | 15 | M11630, E-2, 2023 DSM Programs Evaluation Measurement Assessment, Table 186: EUL Values and Sources for Non-LED Lighting BNI Measures, page 201-208. | 3128.8716 | This value was developed based on an average of recent evaluated energy savings. | 223.2065 | This value was developed based on an average of recent evaluated demand savings. | 74% | M11630, E-2, 2023 DSM Programs Evaluation Reports, Efficient Product Rebates, Table 12: 2023 Application Rebates NTGR, age 18.
Business Energy Rebates | AR - Oven - Gas - Convection | 12 | M11630, E-2, 2023 DSM Programs Evaluation Measurement Assessment, Table 186: EUL Values and Sources for Non-LED Lighting BNI Measures, page 201-208. | 12059 | In practice, energy savings for this measure are calculated using the ENERGY STAR Commercial Kitchen Calculator and specification data for each rebated unit. Modelled as: ES=100% of the kWh/year (inefficient) as estimated from ESTAR calculator ES = 12,059 kWh | 1453.4053 | DS = ES * CF | 74% | M11630, E-2, 2023 DSM Programs Evaluation Reports, Efficient Product Rebates, Table 12: 2023 Application Rebates NTGR, age 18.
Business Energy Rebates | AR - Oven - Gas - Combination | 12 | M11630, E-2, 2023 DSM Programs Evaluation Measurement Assessment, Table 186: EUL Values and Sources for Non-LED Lighting BNI Measures, page 201-208. | 19901 | In practice, energy savings are calculated based on specification data for each rebated unit. ES=100% of the kWh/year (inefficient) as estimated from ESTAR calculator ES = 19,901kWh | 2398.5587 | DS = ES * CF | 74% | M11630, E-2, 2023 DSM Programs Evaluation Reports, Efficient Product Rebates, Table 12: 2023 Application Rebates NTGR, age 18.
Business Energy Rebates | AR - Oven - Electric - Convection | 12 | M11630, E-2, 2023 DSM Programs Evaluation Measurement Assessment, Table 186: EUL Values and Sources for Non-LED Lighting BNI Measures, page 201-208. | 4549.6667 | This value was developed based on an average of recent evaluated energy savings. | 1113.2187 | This value was developed based on an average of recent evaluated demand savings. | 74% | M11630, E-2, 2023 DSM Programs Evaluation Reports, Efficient Product Rebates, Table 12: 2023 Application Rebates NTGR, age 18.
Business Energy Rebates | AR - Oven - Electric - Combination | 12 | M11630, E-2, 2023 DSM Programs Evaluation Measurement Assessment, Table 186: EUL Values and Sources for Non-LED Lighting BNI Measures, page 201-208. | 6258 | This value was developed based on an average of recent evaluated energy savings. | 1524.8767 | This value was developed based on an average of recent evaluated demand savings. | 74% | M11630, E-2, 2023 DSM Programs Evaluation Reports, Efficient Product Rebates, Table 12: 2023 Application Rebates NTGR, age 18.
Business Energy Rebates | AR - Outside Air Economizer | 15 | M11630, E-2, 2023 DSM Programs Evaluation Measurement Assessment, Table 186: EUL Values and Sources for Non-LED Lighting BNI Measures, page 201-208. | 5997.597 | In practice, energy savings are calculated based on specification data for each rebated unit. Modelled as: ES = (HP * kWhcond) + (((kWevap * nfans) - kWcirc) * HRS * DCcomp *BF) - (kWecon *DCecon * HRS) = (5 * 1256) + (((0.11 * 1) - 0.035) * 2996 * 0.5 * 1.3) - (0.227 * 0.63 * 2996) Variables used for modelling: [HP = 5], [kWhcond = 1256], [HRS = 2996], [DCcomp = 0.5], [kWevap = 0.11], [kWcirc = 0.035], [nfans = 1], [DCecon = 0.63], [BF = 1.3], [kWecon = 0.227], [CF =1] | 2002 | DS = ΔkWh*CF/HRS = 5997.597* 1/2996 Variables used for modelling: [HP = 5], [kWhcond = 1256], [HRS = 2996], [DCcomp = 0.5], [kWevap = 0.11], [kWcirc = 0.035], [nfans = 1], [DCecon = 0.63], [BF = 1.3], [kWecon = 0.227], [CF =1] | 74% | M11630, E-2, 2023 DSM Programs Evaluation Reports, Efficient Product Rebates, Table 12: 2023 Application Rebates NTGR, age 18.
Business Energy Rebates | AR - Outdoor - Wall-Mounted Area Luminaire (Non-Cutoff and Semi-Cutoff) >= 25,000 lm | 22.8 | M11630, E-2, 2023 DSM Programs Evaluation Measurement Assessment, Table 184: EUL Values for BNI LED Lamps and Fixtures, page 193-196. | 942.0776 | This value was developed based on an average of recent evaluated energy savings. | 194.3026 | This value was developed based on an average of recent evaluated demand savings. | 74% | M11630, E-2, 2023 DSM Programs Evaluation Reports, Efficient Product Rebates, Table 12: 2023 Application Rebates NTGR, age 18.
Business Energy Rebates | AR - Outdoor - Wall-Mounted Area Luminaire (Non-Cutoff and Semi-Cutoff) - 5,000-14,999 lm | 22.8 | M11630, E-2, 2023 DSM Programs Evaluation Measurement Assessment, Table 184: EUL Values for BNI LED Lamps and Fixtures, page 193-196. | 859.4224 | This value was developed based on an average of recent evaluated energy savings. | 179.9995 | This value was developed based on an average of recent evaluated demand savings. | 74% | M11630, E-2, 2023 DSM Programs Evaluation Reports, Efficient Product Rebates, Table 12: 2023 Application Rebates NTGR, age 18.
Business Energy Rebates | AR - Outdoor - Wall-Mounted Area Luminaire (Non-Cutoff and Semi-Cutoff) - 300-1,999 lm | 22.8 | M11630, E-2, 2023 DSM Programs Evaluation Measurement Assessment, Table 184: EUL Values for BNI LED Lamps and Fixtures, page 193-196. | 308.2678 | This value was developed based on an average of recent evaluated energy savings. | 66.7886 | This value was developed based on an average of recent evaluated demand savings. | 74% | M11630, E-2, 2023 DSM Programs Evaluation Reports, Efficient Product Rebates, Table 12: 2023 Application Rebates NTGR, age 18.
Business Energy Rebates | AR - Outdoor - Wall-Mounted Area Luminaire (Non-Cutoff and Semi-Cutoff) - 2,000-4,999 lm | 22.8 | M11630, E-2, 2023 DSM Programs Evaluation Measurement Assessment, Table 184: EUL Values for BNI LED Lamps and Fixtures, page 193-196. | 548.3639 | This value was developed based on an average of recent evaluated energy savings. | 119.4441 | This value was developed based on an average of recent evaluated demand savings. | 74% | M11630, E-2, 2023 DSM Programs Evaluation Reports, Efficient Product Rebates, Table 12: 2023 Application Rebates NTGR, age 18.
Business Energy Rebates | AR - Outdoor - Wall-Mounted Area Luminaire (Non-Cutoff and Semi-Cutoff) - 15,000-24,999 lm | 22.8 | M11630, E-2, 2023 DSM Programs Evaluation Measurement Assessment, Table 184: EUL Values for BNI LED Lamps and Fixtures, page 193-196. | 942.0776 | This value was developed based on an average of recent evaluated energy savings. | 194.3026 | This value was developed based on an average of recent evaluated demand savings. | 74% | M11630, E-2, 2023 DSM Programs Evaluation Reports, Efficient Product Rebates, Table 12: 2023 Application Rebates NTGR, age 18.
Business Energy Rebates | AR - Outdoor - Wall-Mounted Area Luminaire (Full-Cutoff) >= 25,000 lm | 17.1 | M11630, E-2, 2023 DSM Programs Evaluation Measurement Assessment, Table 184: EUL Values for BNI LED Lamps and Fixtures, page 193-196. | 2366.2647 | This value was developed based on an average of recent evaluated energy savings. | 457.5723 | This value was developed based on an average of recent evaluated demand savings. | 74% | M11630, E-2, 2023 DSM Programs Evaluation Reports, Efficient Product Rebates, Table 12: 2023 Application Rebates NTGR, age 18.
Business Energy Rebates | AR - Outdoor - Wall-Mounted Area Luminaire (Full-Cutoff) - 5,000-14,999 lm | 17.1 | M11630, E-2, 2023 DSM Programs Evaluation Measurement Assessment, Table 184: EUL Values for BNI LED Lamps and Fixtures, page 193-196. | 806.8372 | This value was developed based on an average of recent evaluated energy savings. | 170.7749 | This value was developed based on an average of recent evaluated demand savings. | 74% | M11630, E-2, 2023 DSM Programs Evaluation Reports, Efficient Product Rebates, Table 12: 2023 Application Rebates NTGR, age 18.
Business Energy Rebates | AR - Outdoor - Wall-Mounted Area Luminaire (Full-Cutoff) - 300-1,999 lm | 17.1 | M11630, E-2, 2023 DSM Programs Evaluation Measurement Assessment, Table 184: EUL Values for BNI LED Lamps and Fixtures, page 193-196. | 215.7743 | This value was developed based on an average of recent evaluated energy savings. | 39.2388 | This value was developed based on an average of recent evaluated demand savings. | 74% | M11630, E-2, 2023 DSM Programs Evaluation Reports, Efficient Product Rebates, Table 12: 2023 Application Rebates NTGR, age 18.
Business Energy Rebates | AR - Outdoor - Wall-Mounted Area Luminaire (Full-Cutoff) - 2,000-4,999 lm | 17.1 | M11630, E-2, 2023 DSM Programs Evaluation Measurement Assessment, Table 184: EUL Values for BNI LED Lamps and Fixtures, page 193-196. | 859.4953 | This value was developed based on an average of recent evaluated energy savings. | 190.1927 | This value was developed based on an average of recent evaluated demand savings. | 74% | M11630, E-2, 2023 DSM Programs Evaluation Reports, Efficient Product Rebates, Table 12: 2023 Application Rebates NTGR, age 18.
Business Energy Rebates | AR - Outdoor - Wall-Mounted Area Luminaire (Full-Cutoff) - 15,000-24,999 lm | 17.1 | M11630, E-2, 2023 DSM Programs Evaluation Measurement Assessment, Table 184: EUL Values for BNI LED Lamps and Fixtures, page 193-196. | 568.671 | This value was developed based on an average of recent evaluated energy savings. | 78.1196 | This value was developed based on an average of recent evaluated demand savings. | 74% | M11630, E-2, 2023 DSM Programs Evaluation Reports, Efficient Product Rebates, Table 12: 2023 Application Rebates NTGR, age 18.
Business Energy Rebates | AR - Outdoor - Pole / Arm - Mounted Decorative Luminaire >= 5,500 lm | 22.8 | M11630, E-2, 2023 DSM Programs Evaluation Measurement Assessment, Table 184: EUL Values for BNI LED Lamps and Fixtures, page 193-196. | 1391.9063 | This value was developed based on an average of recent evaluated energy savings. | 267.4592 | This value was developed based on an average of recent evaluated demand savings. | 74% | M11630, E-2, 2023 DSM Programs Evaluation Reports, Efficient Product Rebates, Table 12: 2023 Application Rebates NTGR, age 18.
Business Energy Rebates | AR - Outdoor - Pole / Arm - Mounted Decorative Luminaire - 2,000-5,499 lm | 22.8 | M11630, E-2, 2023 DSM Programs Evaluation Measurement Assessment, Table 184: EUL Values for BNI LED Lamps and Fixtures, page 193-196. | 868.4389 | This value was developed based on an average of recent evaluated energy savings. | 168.7576 | This value was developed based on an average of recent evaluated demand savings. | 74% | M11630, E-2, 2023 DSM Programs Evaluation Reports, Efficient Product Rebates, Table 12: 2023 Application Rebates NTGR, age 18.
Business Energy Rebates | AR - Outdoor - Pole / Arm - Mounted Decorative Luminaire - 1,000-1,999 lm | 22.8 | M11630, E-2, 2023 DSM Programs Evaluation Measurement Assessment, Table 184: EUL Values for BNI LED Lamps and Fixtures, page 193-196. | 434.2195 | This value was developed based on an average of recent evaluated energy savings. | 84.3788 | This value was developed based on an average of recent evaluated demand savings. | 74% | M11630, E-2, 2023 DSM Programs Evaluation Reports, Efficient Product Rebates, Table 12: 2023 Application Rebates NTGR, age 18.
Business Energy Rebates | AR - Outdoor - Pole / Arm - Mounted Area Luminaire >= 55,000 lm | 13.7 | M11630, E-2, 2023 DSM Programs Evaluation Measurement Assessment, Table 184: EUL Values for BNI LED Lamps and Fixtures, page 193-196. | 2542.3882 | This value was developed based on an average of recent evaluated energy savings. | 520.3987 | This value was developed based on an average of recent evaluated demand savings. | 74% | M11630, E-2, 2023 DSM Programs Evaluation Reports, Efficient Product Rebates, Table 12: 2023 Application Rebates NTGR, age 18.
Business Energy Rebates | AR - Outdoor - Pole / Arm - Mounted Area Luminaire - 5,000-9,999 lm | 13.7 | M11630, E-2, 2023 DSM Programs Evaluation Measurement Assessment, Table 184: EUL Values for BNI LED Lamps and Fixtures, page 193-196. | 1031.7908 | This value was developed based on an average of recent evaluated energy savings. | 206.4563 | This value was developed based on an average of recent evaluated demand savings. | 74% | M11630, E-2, 2023 DSM Programs Evaluation Reports, Efficient Product Rebates, Table 12: 2023 Application Rebates NTGR, age 18.
Business Energy Rebates | AR - Outdoor - Pole / Arm - Mounted Area Luminaire - 40,000-54,999 lm | 13.7 | M11630, E-2, 2023 DSM Programs Evaluation Measurement Assessment, Table 184: EUL Values for BNI LED Lamps and Fixtures, page 193-196. | 3077.7515 | This value was developed based on an average of recent evaluated energy savings. | 637.1889 | This value was developed based on an average of recent evaluated demand savings. | 74% | M11630, E-2, 2023 DSM Programs Evaluation Reports, Efficient Product Rebates, Table 12: 2023 Application Rebates NTGR, age 18.
Business Energy Rebates | AR - Outdoor - Pole / Arm - Mounted Area Luminaire - 25,000-39,999 lm | 13.7 | M11630, E-2, 2023 DSM Programs Evaluation Measurement Assessment, Table 184: EUL Values for BNI LED Lamps and Fixtures, page 193-196. | 1454.5798 | This value was developed based on an average of recent evaluated energy savings. | 263.0253 | This value was developed based on an average of recent evaluated demand savings. | 74% | M11630, E-2, 2023 DSM Programs Evaluation Reports, Efficient Product Rebates, Table 12: 2023 Application Rebates NTGR, age 18.
Business Energy Rebates | AR - Outdoor - Pole / Arm - Mounted Area Luminaire - 10,000-24,999 lm | 13.7 | M11630, E-2, 2023 DSM Programs Evaluation Measurement Assessment, Table 184: EUL Values for BNI LED Lamps and Fixtures, page 193-196. | 1461.5382 | This value was developed based on an average of recent evaluated energy savings. | 309.144 | This value was developed based on an average of recent evaluated demand savings. | 74% | M11630, E-2, 2023 DSM Programs Evaluation Reports, Efficient Product Rebates, Table 12: 2023 Application Rebates NTGR, age 18.
Business Energy Rebates | AR - Outdoor - Pole / Arm - Mounted Area Luminaire - 1,000-4,999 lm | 13.7 | M11630, E-2, 2023 DSM Programs Evaluation Measurement Assessment, Table 184: EUL Values for BNI LED Lamps and Fixtures, page 193-196. | 754.001 | This value was developed based on an average of recent evaluated energy savings. | 173.7519 | This value was developed based on an average of recent evaluated demand savings. | 74% | M11630, E-2, 2023 DSM Programs Evaluation Reports, Efficient Product Rebates, Table 12: 2023 Application Rebates NTGR, age 18.
Business Energy Rebates | AR - Outdoor - Parking Garage Luminaire >= 6,500 lm | 22.8 | M11630, E-2, 2023 DSM Programs Evaluation Measurement Assessment, Table 184: EUL Values for BNI LED Lamps and Fixtures, page 193-196. | 684.9557 | This value was developed based on an average of recent evaluated energy savings. | 107.9768 | This value was developed based on an average of recent evaluated demand savings. | 74% | M11630, E-2, 2023 DSM Programs Evaluation Reports, Efficient Product Rebates, Table 12: 2023 Application Rebates NTGR, age 18.
Business Energy Rebates | AR - Outdoor - Parking Garage Luminaire - 2,000-6,499 lm | 22.8 | M11630, E-2, 2023 DSM Programs Evaluation Measurement Assessment, Table 184: EUL Values for BNI LED Lamps and Fixtures, page 193-196. | 811.1272 | This value was developed based on an average of recent evaluated energy savings. | 110.2785 | This value was developed based on an average of recent evaluated demand savings. | 74% | M11630, E-2, 2023 DSM Programs Evaluation Reports, Efficient Product Rebates, Table 12: 2023 Application Rebates NTGR, age 18.
Business Energy Rebates | AR - Outdoor - LED Replacement lamps for HID lamps >= 10,000 lm | 11.4 | M11630, E-2, 2023 DSM Programs Evaluation Measurement Assessment, Table 184: EUL Values for BNI LED Lamps and Fixtures, page 193-196. | 1913.6877 | This value was developed based on an average of recent evaluated energy savings. | 244.6025 | This value was developed based on an average of recent evaluated demand savings. | 74% | M11630, E-2, 2023 DSM Programs Evaluation Reports, Efficient Product Rebates, Table 12: 2023 Application Rebates NTGR, age 18.
Business Energy Rebates | AR - Outdoor - LED Replacement lamps for HID lamps - 5,000-9,999 lm | 11.4 | M11630, E-2, 2023 DSM Programs Evaluation Measurement Assessment, Table 184: EUL Values for BNI LED Lamps and Fixtures, page 193-196. | 820.4663 | This value was developed based on an average of recent evaluated energy savings. | 153.6314 | This value was developed based on an average of recent evaluated demand savings. | 74% | M11630, E-2, 2023 DSM Programs Evaluation Reports, Efficient Product Rebates, Table 12: 2023 Application Rebates NTGR, age 18.
Business Energy Rebates | AR - Outdoor - LED Replacement lamps for HID lamps - 250-4,999 lm | 11.4 | M11630, E-2, 2023 DSM Programs Evaluation Measurement Assessment, Table 184: EUL Values for BNI LED Lamps and Fixtures, page 193-196. | 1083.9611 | This value was developed based on an average of recent evaluated energy savings. | 215.1722 | This value was developed based on an average of recent evaluated demand savings. | 74% | M11630, E-2, 2023 DSM Programs Evaluation Reports, Efficient Product Rebates, Table 12: 2023 Application Rebates NTGR, age 18.
Business Energy Rebates | AR - Outdoor - Fuel Pump Canopy Luminaire >= 7,000 lm | 11.4 | M11630, E-2, 2023 DSM Programs Evaluation Measurement Assessment, Table 184: EUL Values for BNI LED Lamps and Fixtures, page 193-196. | 1160.2559 | This value was developed based on an average of recent evaluated energy savings. | 229.6024 | This value was developed based on an average of recent evaluated demand savings. | 74% | M11630, E-2, 2023 DSM Programs Evaluation Reports, Efficient Product Rebates, Table 12: 2023 Application Rebates NTGR, age 18.
Business Energy Rebates | AR - Outdoor - Fuel Pump Canopy Luminaire - 2,000-6,999 lm | 11.4 | M11630, E-2, 2023 DSM Programs Evaluation Measurement Assessment, Table 184: EUL Values for BNI LED Lamps and Fixtures, page 193-196. | 739.0561 | This value was developed based on an average of recent evaluated energy savings. | 106.7883 | This value was developed based on an average of recent evaluated demand savings. | 74% | M11630, E-2, 2023 DSM Programs Evaluation Reports, Efficient Product Rebates, Table 12: 2023 Application Rebates NTGR, age 18.
Business Energy Rebates | AR - Outdoor - Flood and Spot Luminaires >= 50,000 lm | 17.1 | M11630, E-2, 2023 DSM Programs Evaluation Measurement Assessment, Table 184: EUL Values for BNI LED Lamps and Fixtures, page 193-196. | 1160.7951 | This value was developed based on an average of recent evaluated energy savings. | 63.5776 | This value was developed based on an average of recent evaluated demand savings. | 74% | M11630, E-2, 2023 DSM Programs Evaluation Reports, Efficient Product Rebates, Table 12: 2023 Application Rebates NTGR, age 18.
Business Energy Rebates | AR - Outdoor - Flood and Spot Luminaires - 5,000-14,999 lm | 17.1 | M11630, E-2, 2023 DSM Programs Evaluation Measurement Assessment, Table 184: EUL Values for BNI LED Lamps and Fixtures, page 193-196. | 831.6687 | This value was developed based on an average of recent evaluated energy savings. | 166.8319 | This value was developed based on an average of recent evaluated demand savings. | 74% | M11630, E-2, 2023 DSM Programs Evaluation Reports, Efficient Product Rebates, Table 12: 2023 Application Rebates NTGR, age 18.
Business Energy Rebates | AR - Outdoor - Flood and Spot Luminaires - 30,000-49,999 lm | 17.1 | M11630, E-2, 2023 DSM Programs Evaluation Measurement Assessment, Table 184: EUL Values for BNI LED Lamps and Fixtures, page 193-196. | 3579.503 | This value was developed based on an average of recent evaluated energy savings. | 841 | This value was developed based on an average of recent evaluated demand savings. | 74% | M11630, E-2, 2023 DSM Programs Evaluation Reports, Efficient Product Rebates, Table 12: 2023 Application Rebates NTGR, age 18.
Business Energy Rebates | AR - Outdoor - Flood and Spot Luminaires - 250-999 lm | 17.1 | M11630, E-2, 2023 DSM Programs Evaluation Measurement Assessment, Table 184: EUL Values for BNI LED Lamps and Fixtures, page 193-196. | 144.7336 | This value was developed based on an average of recent evaluated energy savings. | 33.5095 | This value was developed based on an average of recent evaluated demand savings. | 74% | M11630, E-2, 2023 DSM Programs Evaluation Reports, Efficient Product Rebates, Table 12: 2023 Application Rebates NTGR, age 18.
Business Energy Rebates | AR - Outdoor - Flood and Spot Luminaires - 15,000-29,999 lm | 17.1 | M11630, E-2, 2023 DSM Programs Evaluation Measurement Assessment, Table 184: EUL Values for BNI LED Lamps and Fixtures, page 193-196. | 1449.6104 | This value was developed based on an average of recent evaluated energy savings. | 306.842 | This value was developed based on an average of recent evaluated demand savings. | 74% | M11630, E-2, 2023 DSM Programs Evaluation Reports, Efficient Product Rebates, Table 12: 2023 Application Rebates NTGR, age 18.
Business Energy Rebates | AR - Outdoor - Flood and Spot Luminaires - 1,000-4,999 lm | 17.1 | M11630, E-2, 2023 DSM Programs Evaluation Measurement Assessment, Table 184: EUL Values for BNI LED Lamps and Fixtures, page 193-196. | 319.6184 | This value was developed based on an average of recent evaluated energy savings. | 54.5699 | This value was developed based on an average of recent evaluated demand savings. | 74% | M11630, E-2, 2023 DSM Programs Evaluation Reports, Efficient Product Rebates, Table 12: 2023 Application Rebates NTGR, age 18.
Business Energy Rebates | AR - Outdoor - Case Lighting for Sign Retrofit Applications | 11.6 | M11630, E-2, 2023 DSM Programs Evaluation Measurement Assessment, Table 184: EUL Values for BNI LED Lamps and Fixtures, page 193-196. | 37.8713 | This value was developed based on an average of recent evaluated energy savings. | 7.3029 | This value was developed based on an average of recent evaluated demand savings. | 74% | M11630, E-2, 2023 DSM Programs Evaluation Reports, Efficient Product Rebates, Table 12: 2023 Application Rebates NTGR, age 18.
Business Energy Rebates | AR - Open to Closed Cooler Conversion | 12 | M11630, E-2, 2023 DSM Programs Evaluation Measurement Assessment, Table 186: EUL Values and Sources for Non-LED Lighting BNI Measures, page 201-208. | 608.2725 | This value was developed based on an average of recent evaluated energy savings. | 62.5 | This value was developed based on an average of recent evaluated demand savings. | 74% | M11630, E-2, 2023 DSM Programs Evaluation Reports, Efficient Product Rebates, Table 12: 2023 Application Rebates NTGR, age 18.
Business Energy Rebates | AR - Occupancy Sensor - Wall-Switch Mounted | 10 | M11630, E-2, 2023 DSM Programs Evaluation Measurement Assessment, Table 186: EUL Values and Sources for Non-LED Lighting BNI Measures, page 201-208. | 146.4505 | This value was developed based on an average of recent evaluated energy savings. | 28.6359 | This value was developed based on an average of recent evaluated demand savings. | 74% | M11630, E-2, 2023 DSM Programs Evaluation Reports, Efficient Product Rebates, Table 12: 2023 Application Rebates NTGR, age 18.
Business Energy Rebates | AR - Occupancy Sensor - Fixture Mounted | 10 | M11630, E-2, 2023 DSM Programs Evaluation Measurement Assessment, Table 186: EUL Values and Sources for Non-LED Lighting BNI Measures, page 201-208. | 106.953 | This value was developed based on an average of recent evaluated energy savings. | 14.5186 | This value was developed based on an average of recent evaluated demand savings. | 74% | M11630, E-2, 2023 DSM Programs Evaluation Reports, Efficient Product Rebates, Table 12: 2023 Application Rebates NTGR, age 18.
Business Energy Rebates | AR - Occupancy Sensor - Exterior | 10 | M11630, E-2, 2023 DSM Programs Evaluation Measurement Assessment, Table 186: EUL Values and Sources for Non-LED Lighting BNI Measures, page 201-208. | 47.6053 | This value was developed based on an average of recent evaluated energy savings. | 24.9331 | This value was developed based on an average of recent evaluated demand savings. | 74% | M11630, E-2, 2023 DSM Programs Evaluation Reports, Efficient Product Rebates, Table 12: 2023 Application Rebates NTGR, age 18.
Business Energy Rebates | AR - Occupancy Sensor - Ceiling or Wall Remote Mounted | 10 | M11630, E-2, 2023 DSM Programs Evaluation Measurement Assessment, Table 186: EUL Values and Sources for Non-LED Lighting BNI Measures, page 201-208. | 163.1654 | This value was developed based on an average of recent evaluated energy savings. | 35.3354 | This value was developed based on an average of recent evaluated demand savings. | 74% | M11630, E-2, 2023 DSM Programs Evaluation Reports, Efficient Product Rebates, Table 12: 2023 Application Rebates NTGR, age 18.
Business Energy Rebates | AR - No Loss Drain | 15 | M11630, E-2, 2023 DSM Programs Evaluation Measurement Assessment, Table 186: EUL Values and Sources for Non-LED Lighting BNI Measures, page 201-208. | 4044.7401 | This value was developed based on an average of recent evaluated energy savings. | 1181.5759 | This value was developed based on an average of recent evaluated demand savings. | 74% | M11630, E-2, 2023 DSM Programs Evaluation Reports, Efficient Product Rebates, Table 12: 2023 Application Rebates NTGR, age 18.
Business Energy Rebates | AR - Natural Ventilation - Year-round | 15 | M11630, E-2, 2023 DSM Programs Evaluation Measurement Assessment, Table 186: EUL Values and Sources for Non-LED Lighting BNI Measures, page 201-208. | 7369.1737 | This value was developed based on an average of recent evaluated energy savings. | 826.6263 | This value was developed based on an average of recent evaluated demand savings. | 74% | M11630, E-2, 2023 DSM Programs Evaluation Reports, Efficient Product Rebates, Table 12: 2023 Application Rebates NTGR, age 18.
Business Energy Rebates | AR - Natural Ventilation - Winter Only | 15 | M11630, E-2, 2023 DSM Programs Evaluation Measurement Assessment, Table 186: EUL Values and Sources for Non-LED Lighting BNI Measures, page 201-208. | 3103.5429 | In practice, energy savings are calculated based on specification data for each rebated unit. Modelled as: ES = LC * ARL * (1/ER) * SF *HRS / 1000 = 80 * 62 * (1/14) * 1 * 8760 / 1000 Variables used for modelling: [LC = 80], [ARL = 62], [ER = 14], [SF = 1], [HRS = 8760], [CF = 0.84] | 297.6 | DS = LC * ARL * (1/ER) * SF *CF / 1000 = 80 * 62 * (1/14) * 1 * 0.84 / 1000 Variables used for modelling: [LC = 80], [ARL = 62], [ER = 14], [SF = 1], [HRS = 8760], [CF = 0.84] | 74% | M11630, E-2, 2023 DSM Programs Evaluation Reports, Efficient Product Rebates, Table 12: 2023 Application Rebates NTGR, age 18.
Business Energy Rebates | AR - Natural Gas Water Heater >=80 gal | 15 | M11630, E-2, 2023 DSM Programs Evaluation Measurement Assessment, Table 186: EUL Values and Sources for Non-LED Lighting BNI Measures, page 201-208. | 22045.577 | In practice, energy savings are calculated based on specification data for each rebated unit. Modelled as: ES = GPD * DAYS * Cv * (Thot - Tcold) * (1/3412) * (1/EFb - 1/(EFe*Fadj)) * IE = 284 * 365 * 8.33 * (119 - 46) * (1/3412) * (1/0.838 - 1/(99999*0.8)) * 1 Variables used for modelling: [DAYS = 365], [GPD = 284], [Thot = 119], [Tcold = 46], [EFb = 0.838], [EFe = 99999], [IE = 1], [RFD = 0.9], [ETDF = 0.000274] | 5436.4393 | DS = kWh * ETDF * RFD = 22045.577 * 0.000274 * 0.9 Variables used for modelling: [DAYS = 365], [GPD = 284], [Thot = 119], [Tcold = 46], [EFb = 0.838], [EFe = 99999], [IE = 1], [RFD = 0.9], [ETDF = 0.000274] | 74% | M11630, E-2, 2023 DSM Programs Evaluation Reports, Efficient Product Rebates, Table 12: 2023 Application Rebates NTGR, age 18.
Business Energy Rebates | AR - Natural Gas Water Heater - 60-79 gal | 15 | M11630, E-2, 2023 DSM Programs Evaluation Measurement Assessment, Table 186: EUL Values and Sources for Non-LED Lighting BNI Measures, page 201-208. | 21058.001 | In practice, energy savings are calculated based on specification data for each rebated unit. Modelled as: ES = GPD * DAYS * Cv * (Thot - Tcold) * (1/3412) * (1/EFb - 1/(EFe*Fadj)) * IE = 284 * 365 * 8.33 * (119 - 46) * (1/3412) * (1/0.8773 - 1/(99999*0.8)) * 1 Variables used for modelling: [DAYS = 365], [GPD = 284], [Thot = 119], [Tcold = 46], [EFb = 0.8773], [EFe = 99999], [IE = 1], [RFD = 0.9], [ETDF = 0.000274] | 5192.903 | DS = kWh * ETDF * RFD = 21058.001 * 0.000274 * 0.9 Variables used for modelling: [DAYS = 365], [GPD = 284], [Thot = 119], [Tcold = 46], [EFb = 0.8773], [EFe = 99999], [IE = 1], [RFD = 0.9], [ETDF = 0.000274] | 74% | M11630, E-2, 2023 DSM Programs Evaluation Reports, Efficient Product Rebates, Table 12: 2023 Application Rebates NTGR, age 18.
Business Energy Rebates | AR - Natural Gas Water Heater - 40-59 gal | 15 | M11630, E-2, 2023 DSM Programs Evaluation Measurement Assessment, Table 186: EUL Values and Sources for Non-LED Lighting BNI Measures, page 201-208. | 36497.3096 | This value was developed based on an average of recent evaluated energy savings. | 10000.2628 | This value was developed based on an average of recent evaluated demand savings. | 74% | M11630, E-2, 2023 DSM Programs Evaluation Reports, Efficient Product Rebates, Table 12: 2023 Application Rebates NTGR, age 18.
Business Energy Rebates | AR - Milk Pre-cooler - 50+ Plates | 15 | M11630, E-2, 2023 DSM Programs Evaluation Measurement Assessment, Table 186: EUL Values and Sources for Non-LED Lighting BNI Measures, page 201-208. | 11539.9572 | This value was developed based on an average of recent evaluated energy savings. | 3958.6426 | This value was developed based on an average of recent evaluated demand savings. | 74% | M11630, E-2, 2023 DSM Programs Evaluation Reports, Efficient Product Rebates, Table 12: 2023 Application Rebates NTGR, age 18.
Business Energy Rebates | AR - Milk Pre-cooler - 10-49 Plates | 15 | M11630, E-2, 2023 DSM Programs Evaluation Measurement Assessment, Table 186: EUL Values and Sources for Non-LED Lighting BNI Measures, page 201-208. | 6917.0768 | This value was developed based on an average of recent evaluated energy savings. | 1766.381 | This value was developed based on an average of recent evaluated demand savings. | 74% | M11630, E-2, 2023 DSM Programs Evaluation Reports, Efficient Product Rebates, Table 12: 2023 Application Rebates NTGR, age 18.
Business Energy Rebates | AR - Low-Energy or Zero-Energy Livestock Waterer | 10 | M11630, E-2, 2023 DSM Programs Evaluation Measurement Assessment, Table 186: EUL Values and Sources for Non-LED Lighting BNI Measures, page 201-208. | 1553.1 | This value was developed based on an average of recent evaluated energy savings. | 567.294 | This value was developed based on an average of recent evaluated demand savings. | 74% | M11630, E-2, 2023 DSM Programs Evaluation Reports, Efficient Product Rebates, Table 12: 2023 Application Rebates NTGR, age 18.
Business Energy Rebates | AR - Low Temperature Dishwasher - Under-Counter | 10 | M11630, E-2, 2023 DSM Programs Evaluation Measurement Assessment, Table 186: EUL Values and Sources for Non-LED Lighting BNI Measures, page 201-208. | 6182 | In practice, energy savings for this measure are calculated using the ENERGY STAR Commercial Kitchen Calculator and specification data for each rebated unit. Modelled as: ES=kWh/year (inefficient) - kWh/year (efficient) from ESTAR calculator using standard defaults 17299 kWh -11117 kWh = 6182 kWh | 745.0826 | DS = ES * CF | 74% | M11630, E-2, 2023 DSM Programs Evaluation Reports, Efficient Product Rebates, Table 12: 2023 Application Rebates NTGR, age 18.
Business Energy Rebates | AR - Low Temperature Dishwasher - Single-Tank Door Type | 15 | M11630, E-2, 2023 DSM Programs Evaluation Measurement Assessment, Table 186: EUL Values and Sources for Non-LED Lighting BNI Measures, page 201-208. | 17255 | In practice, energy savings for this measure are calculated using the ENERGY STAR Commercial Kitchen Calculator using specification data for each rebated unit. Modelled as:ES=kWh/year (inefficient) - kWh/year (efficient) from ESTAR calculator using standard defaults 54507 kWh -37252 kWh =17255 kWh | 2079.6508 | DS = ES * CF | 74% | M11630, E-2, 2023 DSM Programs Evaluation Reports, Efficient Product Rebates, Table 12: 2023 Application Rebates NTGR, age 18.
Business Energy Rebates | AR - Low Temperature Dishwasher - Single-Tank Conveyor | 20 | M11630, E-2, 2023 DSM Programs Evaluation Measurement Assessment, Table 186: EUL Values and Sources for Non-LED Lighting BNI Measures, page 201-208. | 15378 | In practice, energy savings for this measure are calculated using the ENERGY STAR Commercial Kitchen Calculator and specification data for each rebated unit. Modelled as:ES=kWh/year (inefficient) - kWh/year (efficient) from ESTAR calculator using standard defaults 63516 kWh -48138 kWh =15,378 kWh | 1853.4262 | DS = ES * CF | 74% | M11630, E-2, 2023 DSM Programs Evaluation Reports, Efficient Product Rebates, Table 12: 2023 Application Rebates NTGR, age 18.
Business Energy Rebates | AR - Low Temperature Dishwasher - Multi-Tank Conveyor | 20 | M11630, E-2, 2023 DSM Programs Evaluation Measurement Assessment, Table 186: EUL Values and Sources for Non-LED Lighting BNI Measures, page 201-208. | 22863 | In practice, energy savings for this measure are calculated using the ENERGY STAR Commercial Kitchen Calculator and specification data for each rebated unit. Modelled as:ES=kWh/year (inefficient) - kWh/year (efficient) from ESTAR calculator using standard defaults 96834 kWh -73971 kWh =22863 kWh | 2755.5523 | DS = ES * CF | 74% | M11630, E-2, 2023 DSM Programs Evaluation Reports, Efficient Product Rebates, Table 12: 2023 Application Rebates NTGR, age 18.
Business Energy Rebates | AR - Large ASHP - 65 to 135 kBTU/h - High Heat COP>=3.6, Low Heat COP>=2.45, EER>=11.9 (with baseline cooling) | 20 | M12186, E-2, 2024 DSM Programs Evaluation Commercial Measurement Assessment, Table 346: EUL Values for Non-LED Lighting BNI Measures, page 295-300. | 28866.9023 | This value was developed based on an average of recent evaluated energy savings. | 12627.4167 | This value was developed based on an average of recent evaluated demand savings. | 74% | M11630, E-2, 2023 DSM Programs Evaluation Reports, Efficient Product Rebates, Table 12: 2023 Application Rebates NTGR, age 18.
Business Energy Rebates | AR - Large ASHP - 65 to 135 kBTU/h - High Heat COP>=3.6, Low Heat COP>=2.45, EER>=11.9 (no baseline cooling) | 20 | M12186, E-2, 2024 DSM Programs Evaluation Commercial Measurement Assessment, Table 346: EUL Values for Non-LED Lighting BNI Measures, page 295-300. | 28866.9023 | This value was developed based on an average of recent evaluated energy savings. | 12627.4167 | This value was developed based on an average of recent evaluated demand savings. | 74% | M11630, E-2, 2023 DSM Programs Evaluation Reports, Efficient Product Rebates, Table 12: 2023 Application Rebates NTGR, age 18.
Business Energy Rebates | AR - Large ASHP - 65 to 135 kBTU/h - High Heat COP>=3.4, Low Heat COP>=2.25, EER>=11 (with baseline cooling) | 20 | M12186, E-2, 2024 DSM Programs Evaluation Commercial Measurement Assessment, Table 346: EUL Values for Non-LED Lighting BNI Measures, page 295-300. | 35438.5295 | This value was developed based on an average of recent evaluated energy savings. | 10328.3699 | This value was developed based on an average of recent evaluated demand savings. | 74% | M11630, E-2, 2023 DSM Programs Evaluation Reports, Efficient Product Rebates, Table 12: 2023 Application Rebates NTGR, age 18.
Business Energy Rebates | AR - Large ASHP - 65 to 135 kBTU/h - High Heat COP>=3.4, Low Heat COP>=2.25, EER>=11 (no baseline cooling) | 20 | M12186, E-2, 2024 DSM Programs Evaluation Commercial Measurement Assessment, Table 346: EUL Values for Non-LED Lighting BNI Measures, page 295-300. | 35118.0071 | This value was developed based on an average of recent evaluated energy savings. | 19514.6181 | This value was developed based on an average of recent evaluated demand savings. | 74% | M11630, E-2, 2023 DSM Programs Evaluation Reports, Efficient Product Rebates, Table 12: 2023 Application Rebates NTGR, age 18.
Business Energy Rebates | AR - Large ASHP - 135 to 240 kBTU/h - High Heat COP>=3.5, Low Heat COP>=2.25, EER>=11.4 (with baseline cooling) | 20 | M12186, E-2, 2024 DSM Programs Evaluation Commercial Measurement Assessment, Table 346: EUL Values for Non-LED Lighting BNI Measures, page 295-300. | 52151.3718 | This value was developed based on an average of recent evaluated energy savings. | 12651.3142 | This value was developed based on an average of recent evaluated demand savings. | 74% | M11630, E-2, 2023 DSM Programs Evaluation Reports, Efficient Product Rebates, Table 12: 2023 Application Rebates NTGR, age 18.
Business Energy Rebates | AR - Large ASHP - 135 to 240 kBTU/h - High Heat COP>=3.5, Low Heat COP>=2.25, EER>=11.4 (no baseline cooling) | 20 | M12186, E-2, 2024 DSM Programs Evaluation Commercial Measurement Assessment, Table 346: EUL Values for Non-LED Lighting BNI Measures, page 295-300. | 52151.3718 | This value was developed based on an average of recent evaluated energy savings. | 12651.3142 | This value was developed based on an average of recent evaluated demand savings. | 74% | M11630, E-2, 2023 DSM Programs Evaluation Reports, Efficient Product Rebates, Table 12: 2023 Application Rebates NTGR, age 18.
Business Energy Rebates | AR - Large ASHP - 135 to 240 kBTU/h - High Heat COP>=3.2, Low Heat COP>=2.05, EER>=10.4 (with baseline cooling) | 20 | M12186, E-2, 2024 DSM Programs Evaluation Commercial Measurement Assessment, Table 346: EUL Values for Non-LED Lighting BNI Measures, page 295-300. | 54532.9322 | This value was developed based on an average of recent evaluated energy savings. | 4780.0333 | This value was developed based on an average of recent evaluated demand savings. | 74% | M11630, E-2, 2023 DSM Programs Evaluation Reports, Efficient Product Rebates, Table 12: 2023 Application Rebates NTGR, age 18.
Business Energy Rebates | AR - Large ASHP - 135 to 240 kBTU/h - High Heat COP>=3.2, Low Heat COP>=2.05, EER>=10.4 (no baseline cooling) | 20 | M12186, E-2, 2024 DSM Programs Evaluation Commercial Measurement Assessment, Table 346: EUL Values for Non-LED Lighting BNI Measures, page 295-300. | 61128.3642 | This value was developed based on an average of recent evaluated energy savings. | 14862.2106 | This value was developed based on an average of recent evaluated demand savings. | 74% | M11630, E-2, 2023 DSM Programs Evaluation Reports, Efficient Product Rebates, Table 12: 2023 Application Rebates NTGR, age 18.
Business Energy Rebates | AR - Kitchen Exhaust Demand Controlled Ventilation (DCV) | 15 | M11630, E-2, 2023 DSM Programs Evaluation Measurement Assessment, Table 186: EUL Values and Sources for Non-LED Lighting BNI Measures, page 201-208. | 3364.5 | This value was developed based on an average of recent evaluated energy savings. | 387.6 | This value was developed based on an average of recent evaluated demand savings. | 74% | M11630, E-2, 2023 DSM Programs Evaluation Reports, Efficient Product Rebates, Table 12: 2023 Application Rebates NTGR, age 18.
Business Energy Rebates | AR - Intelligent Freezer Defrost Controls | 10 | M11630, E-2, 2023 DSM Programs Evaluation Measurement Assessment, Table 186: EUL Values and Sources for Non-LED Lighting BNI Measures, page 201-208. | 807.3735 | This value was developed based on an average of recent evaluated energy savings. | 1297.8063 | This value was developed based on an average of recent evaluated demand savings. | 74% | M11630, E-2, 2023 DSM Programs Evaluation Reports, Efficient Product Rebates, Table 12: 2023 Application Rebates NTGR, age 18.
Business Energy Rebates | AR - Integrated Dual Enthalpy Economizer Controls | 10 | M11630, E-2, 2023 DSM Programs Evaluation Measurement Assessment, Table 186: EUL Values and Sources for Non-LED Lighting BNI Measures, page 201-208. | 1159.9765 | This value was developed based on an average of recent evaluated energy savings. | 268.5 | This value was developed based on an average of recent evaluated demand savings. | 74% | M11630, E-2, 2023 DSM Programs Evaluation Reports, Efficient Product Rebates, Table 12: 2023 Application Rebates NTGR, age 18.
Business Energy Rebates | AR - Indoor - Wall-Wash Luminaire >= 1,200 lm | 11.6 | M11630, E-2, 2023 DSM Programs Evaluation Measurement Assessment, Table 184: EUL Values for BNI LED Lamps and Fixtures, page 193-196. | 303.2744 | This value was developed based on an average of recent evaluated energy savings. | 40.6898 | This value was developed based on an average of recent evaluated demand savings. | 74% | M11630, E-2, 2023 DSM Programs Evaluation Reports, Efficient Product Rebates, Table 12: 2023 Application Rebates NTGR, age 18.
Business Energy Rebates | AR - Indoor - Wall-Wash Luminaire - 575-1,199 lm | 11.6 | M11630, E-2, 2023 DSM Programs Evaluation Measurement Assessment, Table 184: EUL Values for BNI LED Lamps and Fixtures, page 193-196. | 151.6372 | This value was developed based on an average of recent evaluated energy savings. | 20.3449 | This value was developed based on an average of recent evaluated demand savings. | 74% | M11630, E-2, 2023 DSM Programs Evaluation Reports, Efficient Product Rebates, Table 12: 2023 Application Rebates NTGR, age 18.
Business Energy Rebates | AR - Indoor - Troffer - 2x4 | 20.9 | M11630, E-2, 2023 DSM Programs Evaluation Measurement Assessment, Table 184: EUL Values for BNI LED Lamps and Fixtures, page 193-196. | 271.7489 | This value was developed based on an average of recent evaluated energy savings. | 29.459 | This value was developed based on an average of recent evaluated demand savings. | 74% | M11630, E-2, 2023 DSM Programs Evaluation Reports, Efficient Product Rebates, Table 12: 2023 Application Rebates NTGR, age 18.
Business Energy Rebates | AR - Indoor - Troffer - 2x2 | 20.9 | M11630, E-2, 2023 DSM Programs Evaluation Measurement Assessment, Table 184: EUL Values for BNI LED Lamps and Fixtures, page 193-196. | 111.4963 | This value was developed based on an average of recent evaluated energy savings. | 7.9833 | This value was developed based on an average of recent evaluated demand savings. | 74% | M11630, E-2, 2023 DSM Programs Evaluation Reports, Efficient Product Rebates, Table 12: 2023 Application Rebates NTGR, age 18.
Business Energy Rebates | AR - Indoor - Troffer - 1x4 | 20.9 | M11630, E-2, 2023 DSM Programs Evaluation Measurement Assessment, Table 184: EUL Values for BNI LED Lamps and Fixtures, page 193-196. | 45.4035 | This value was developed based on an average of recent evaluated energy savings. | 4.0884 | This value was developed based on an average of recent evaluated demand savings. | 74% | M11630, E-2, 2023 DSM Programs Evaluation Reports, Efficient Product Rebates, Table 12: 2023 Application Rebates NTGR, age 18.
Business Energy Rebates | AR - Indoor - Troffer - 1x2 | 20.9 | M11630, E-2, 2023 DSM Programs Evaluation Measurement Assessment, Table 184: EUL Values for BNI LED Lamps and Fixtures, page 193-196. | 45.4035 | This value was developed based on an average of recent evaluated energy savings. | 4.0884 | This value was developed based on an average of recent evaluated demand savings. | 74% | M11630, E-2, 2023 DSM Programs Evaluation Reports, Efficient Product Rebates, Table 12: 2023 Application Rebates NTGR, age 18.
Business Energy Rebates | AR - Indoor - Troffer - 1x1 | 20.9 | M11630, E-2, 2023 DSM Programs Evaluation Measurement Assessment, Table 184: EUL Values for BNI LED Lamps and Fixtures, page 193-196. | 194.6501 | This value was developed based on an average of recent evaluated energy savings. | 50.9525 | This value was developed based on an average of recent evaluated demand savings. | 74% | M11630, E-2, 2023 DSM Programs Evaluation Reports, Efficient Product Rebates, Table 12: 2023 Application Rebates NTGR, age 18.
Business Energy Rebates | AR - Indoor - Track or Mono-point Direction Luminaire/Accent Light Line Voltage | 11.6 | M11630, E-2, 2023 DSM Programs Evaluation Measurement Assessment, Table 184: EUL Values for BNI LED Lamps and Fixtures, page 193-196. | 474.5814 | This value was developed based on an average of recent evaluated energy savings. | 48.7774 | This value was developed based on an average of recent evaluated demand savings. | 74% | M11630, E-2, 2023 DSM Programs Evaluation Reports, Efficient Product Rebates, Table 12: 2023 Application Rebates NTGR, age 18.
Business Energy Rebates | AR - Indoor - Stairwell and Passageway Luminaire | 14.3 | M11630, E-2, 2023 DSM Programs Evaluation Measurement Assessment, Table 184: EUL Values for BNI LED Lamps and Fixtures, page 193-196. | 355.7669 | This value was developed based on an average of recent evaluated energy savings. | 35.1584 | This value was developed based on an average of recent evaluated demand savings. | 74% | M11630, E-2, 2023 DSM Programs Evaluation Reports, Efficient Product Rebates, Table 12: 2023 Application Rebates NTGR, age 18.
Business Energy Rebates | AR - Indoor - Refrigerated Case Luminaire | 16.3 | M11630, E-2, 2023 DSM Programs Evaluation Measurement Assessment, Table 184: EUL Values for BNI LED Lamps and Fixtures, page 193-196. | 23.2511 | This value was developed based on an average of recent evaluated energy savings. | 3.7469 | This value was developed based on an average of recent evaluated demand savings. | 74% | M11630, E-2, 2023 DSM Programs Evaluation Reports, Efficient Product Rebates, Table 12: 2023 Application Rebates NTGR, age 18.
Business Energy Rebates | AR - Indoor - Low-bay Luminaire >= 10,000 lm | 11.6 | M11630, E-2, 2023 DSM Programs Evaluation Measurement Assessment, Table 184: EUL Values for BNI LED Lamps and Fixtures, page 193-196. | 144.2249 | This value was developed based on an average of recent evaluated energy savings. | 25.5373 | This value was developed based on an average of recent evaluated demand savings. | 74% | M11630, E-2, 2023 DSM Programs Evaluation Reports, Efficient Product Rebates, Table 12: 2023 Application Rebates NTGR, age 18.
Business Energy Rebates | AR - Indoor - Low-bay Luminaire - 5,000-9,999 lm | 11.6 | M11630, E-2, 2023 DSM Programs Evaluation Measurement Assessment, Table 184: EUL Values for BNI LED Lamps and Fixtures, page 193-196. | 224.4234 | This value was developed based on an average of recent evaluated energy savings. | 25.6511 | This value was developed based on an average of recent evaluated demand savings. | 74% | M11630, E-2, 2023 DSM Programs Evaluation Reports, Efficient Product Rebates, Table 12: 2023 Application Rebates NTGR, age 18.
Business Energy Rebates | AR - Indoor - Linear Replacement Lamp - U-bend | 11.6 | M11630, E-2, 2023 DSM Programs Evaluation Measurement Assessment, Table 184: EUL Values for BNI LED Lamps and Fixtures, page 193-196. | 25.1062 | This value was developed based on an average of recent evaluated energy savings. | 2.5675 | This value was developed based on an average of recent evaluated demand savings. | 74% | M11630, E-2, 2023 DSM Programs Evaluation Reports, Efficient Product Rebates, Table 12: 2023 Application Rebates NTGR, age 18.
Business Energy Rebates | AR - Indoor - Linear Replacement Lamp - 8 ft | 11.6 | M11630, E-2, 2023 DSM Programs Evaluation Measurement Assessment, Table 184: EUL Values for BNI LED Lamps and Fixtures, page 193-196. | 121.0344 | This value was developed based on an average of recent evaluated energy savings. | 23.9876 | This value was developed based on an average of recent evaluated demand savings. | 74% | M11630, E-2, 2023 DSM Programs Evaluation Reports, Efficient Product Rebates, Table 12: 2023 Application Rebates NTGR, age 18.
Business Energy Rebates | AR - Indoor - Linear Replacement Lamp - 4 ft | 11.6 | M11630, E-2, 2023 DSM Programs Evaluation Measurement Assessment, Table 184: EUL Values for BNI LED Lamps and Fixtures, page 193-196. | 52.2651 | This value was developed based on an average of recent evaluated energy savings. | 8.0834 | This value was developed based on an average of recent evaluated demand savings. | 74% | M11630, E-2, 2023 DSM Programs Evaluation Reports, Efficient Product Rebates, Table 12: 2023 Application Rebates NTGR, age 18.
Business Energy Rebates | AR - Indoor - Linear Replacement Lamp - 3 ft | 11.6 | M11630, E-2, 2023 DSM Programs Evaluation Measurement Assessment, Table 184: EUL Values for BNI LED Lamps and Fixtures, page 193-196. | 43.5616 | This value was developed based on an average of recent evaluated energy savings. | 6.3684 | This value was developed based on an average of recent evaluated demand savings. | 74% | M11630, E-2, 2023 DSM Programs Evaluation Reports, Efficient Product Rebates, Table 12: 2023 Application Rebates NTGR, age 18.
Business Energy Rebates | AR - Indoor - Linear Replacement Lamp - 2 ft | 11.6 | M11630, E-2, 2023 DSM Programs Evaluation Measurement Assessment, Table 184: EUL Values for BNI LED Lamps and Fixtures, page 193-196. | 53.1439 | This value was developed based on an average of recent evaluated energy savings. | 6.3007 | This value was developed based on an average of recent evaluated demand savings. | 74% | M11630, E-2, 2023 DSM Programs Evaluation Reports, Efficient Product Rebates, Table 12: 2023 Application Rebates NTGR, age 18.
Business Energy Rebates | AR - Indoor - Linear Ambient Luminaire >=10,000 lm | 11.6 | M11630, E-2, 2023 DSM Programs Evaluation Measurement Assessment, Table 184: EUL Values for BNI LED Lamps and Fixtures, page 193-196. | 477.1678 | This value was developed based on an average of recent evaluated energy savings. | 72.0083 | This value was developed based on an average of recent evaluated demand savings. | 74% | M11630, E-2, 2023 DSM Programs Evaluation Reports, Efficient Product Rebates, Table 12: 2023 Application Rebates NTGR, age 18.
Business Energy Rebates | AR - Indoor - Linear Ambient Luminaire <= 2,499 lm | 11.6 | M11630, E-2, 2023 DSM Programs Evaluation Measurement Assessment, Table 184: EUL Values for BNI LED Lamps and Fixtures, page 193-196. | 127.8958 | This value was developed based on an average of recent evaluated energy savings. | 22.422 | This value was developed based on an average of recent evaluated demand savings. | 74% | M11630, E-2, 2023 DSM Programs Evaluation Reports, Efficient Product Rebates, Table 12: 2023 Application Rebates NTGR, age 18.
Business Energy Rebates | AR - Indoor - Linear Ambient Luminaire - 5,000-9,999 lm | 11.6 | M11630, E-2, 2023 DSM Programs Evaluation Measurement Assessment, Table 184: EUL Values for BNI LED Lamps and Fixtures, page 193-196. | 205.0562 | This value was developed based on an average of recent evaluated energy savings. | 26.7657 | This value was developed based on an average of recent evaluated demand savings. | 74% | M11630, E-2, 2023 DSM Programs Evaluation Reports, Efficient Product Rebates, Table 12: 2023 Application Rebates NTGR, age 18.
Business Energy Rebates | AR - Indoor - Linear Ambient Luminaire - 2,500-4,999 lm | 11.6 | M11630, E-2, 2023 DSM Programs Evaluation Measurement Assessment, Table 184: EUL Values for BNI LED Lamps and Fixtures, page 193-196. | 194.5144 | This value was developed based on an average of recent evaluated energy savings. | 23.104 | This value was developed based on an average of recent evaluated demand savings. | 74% | M11630, E-2, 2023 DSM Programs Evaluation Reports, Efficient Product Rebates, Table 12: 2023 Application Rebates NTGR, age 18.
Business Energy Rebates | AR - Indoor - Horticultural Lighting | 8.3 | M11630, E-2, 2023 DSM Programs Evaluation Measurement Assessment, Table 184: EUL Values for BNI LED Lamps and Fixtures, page 193-196. | 2058.176 | This value was developed based on an average of recent evaluated energy savings. | 512.2465 | This value was developed based on an average of recent evaluated demand savings. | 74% | M11630, E-2, 2023 DSM Programs Evaluation Reports, Efficient Product Rebates, Table 12: 2023 Application Rebates NTGR, age 18.
Business Energy Rebates | AR - Indoor - High-bay Luminaire >= 55,000 lm (DLC Premium) | 23.3 | M11630, E-2, 2023 DSM Programs Evaluation Measurement Assessment, Table 184: EUL Values for BNI LED Lamps and Fixtures, page 193-196. | 1488.3407 | This value was developed based on an average of recent evaluated energy savings. | 173.9093 | This value was developed based on an average of recent evaluated demand savings. | 74% | M11630, E-2, 2023 DSM Programs Evaluation Reports, Efficient Product Rebates, Table 12: 2023 Application Rebates NTGR, age 18.
Business Energy Rebates | AR - Indoor - High-bay Luminaire >= 55,000 lm | 23.3 | M11630, E-2, 2023 DSM Programs Evaluation Measurement Assessment, Table 184: EUL Values for BNI LED Lamps and Fixtures, page 193-196. | 1199.8789 | This value was developed based on an average of recent evaluated energy savings. | 369.1343 | This value was developed based on an average of recent evaluated demand savings. | 74% | M11630, E-2, 2023 DSM Programs Evaluation Reports, Efficient Product Rebates, Table 12: 2023 Application Rebates NTGR, age 18.
Business Energy Rebates | AR - Indoor - High-bay Luminaire - 40,000-54,999 lm (DLC Premium) | 23.3 | M11630, E-2, 2023 DSM Programs Evaluation Measurement Assessment, Table 184: EUL Values for BNI LED Lamps and Fixtures, page 193-196. | 1488.3407 | This value was developed based on an average of recent evaluated energy savings. | 173.9093 | This value was developed based on an average of recent evaluated demand savings. | 74% | M11630, E-2, 2023 DSM Programs Evaluation Reports, Efficient Product Rebates, Table 12: 2023 Application Rebates NTGR, age 18.
Business Energy Rebates | AR - Indoor - High-bay Luminaire - 40,000-54,999 lm | 23.3 | M11630, E-2, 2023 DSM Programs Evaluation Measurement Assessment, Table 184: EUL Values for BNI LED Lamps and Fixtures, page 193-196. | 2032.348 | This value was developed based on an average of recent evaluated energy savings. | 187.8617 | This value was developed based on an average of recent evaluated demand savings. | 74% | M11630, E-2, 2023 DSM Programs Evaluation Reports, Efficient Product Rebates, Table 12: 2023 Application Rebates NTGR, age 18.
Business Energy Rebates | AR - Indoor - High-bay Luminaire - 30,000-39,999 lm (DLC Premium) | 23.3 | M11630, E-2, 2023 DSM Programs Evaluation Measurement Assessment, Table 184: EUL Values for BNI LED Lamps and Fixtures, page 193-196. | 1538.438 | This value was developed based on an average of recent evaluated energy savings. | 198.5199 | This value was developed based on an average of recent evaluated demand savings. | 74% | M11630, E-2, 2023 DSM Programs Evaluation Reports, Efficient Product Rebates, Table 12: 2023 Application Rebates NTGR, age 18.
Business Energy Rebates | AR - Indoor - High-bay Luminaire - 30,000-39,999 lm | 23.3 | M11630, E-2, 2023 DSM Programs Evaluation Measurement Assessment, Table 184: EUL Values for BNI LED Lamps and Fixtures, page 193-196. | 1669.365 | This value was developed based on an average of recent evaluated energy savings. | 202.6075 | This value was developed based on an average of recent evaluated demand savings. | 74% | M11630, E-2, 2023 DSM Programs Evaluation Reports, Efficient Product Rebates, Table 12: 2023 Application Rebates NTGR, age 18.
Business Energy Rebates | AR - Indoor - High-bay Luminaire - 20,000-29,999 lm (DLC Premium) | 23.3 | M11630, E-2, 2023 DSM Programs Evaluation Measurement Assessment, Table 184: EUL Values for BNI LED Lamps and Fixtures, page 193-196. | 936.1388 | This value was developed based on an average of recent evaluated energy savings. | 128.1563 | This value was developed based on an average of recent evaluated demand savings. | 74% | M11630, E-2, 2023 DSM Programs Evaluation Reports, Efficient Product Rebates, Table 12: 2023 Application Rebates NTGR, age 18.
Business Energy Rebates | AR - Indoor - High-bay Luminaire - 20,000-29,999 lm | 23.3 | M11630, E-2, 2023 DSM Programs Evaluation Measurement Assessment, Table 184: EUL Values for BNI LED Lamps and Fixtures, page 193-196. | 720.3475 | This value was developed based on an average of recent evaluated energy savings. | 87.0377 | This value was developed based on an average of recent evaluated demand savings. | 74% | M11630, E-2, 2023 DSM Programs Evaluation Reports, Efficient Product Rebates, Table 12: 2023 Application Rebates NTGR, age 18.
Business Energy Rebates | AR - Indoor - High-bay Luminaire - 10,000-19,999 lm (DLC Premium) | 23.3 | M11630, E-2, 2023 DSM Programs Evaluation Measurement Assessment, Table 184: EUL Values for BNI LED Lamps and Fixtures, page 193-196. | 706.8589 | This value was developed based on an average of recent evaluated energy savings. | 97.2729 | This value was developed based on an average of recent evaluated demand savings. | 74% | M11630, E-2, 2023 DSM Programs Evaluation Reports, Efficient Product Rebates, Table 12: 2023 Application Rebates NTGR, age 18.
Business Energy Rebates | AR - Indoor - High-bay Luminaire - 10,000-19,999 lm | 23.3 | M11630, E-2, 2023 DSM Programs Evaluation Measurement Assessment, Table 184: EUL Values for BNI LED Lamps and Fixtures, page 193-196. | 577.3055 | This value was developed based on an average of recent evaluated energy savings. | 88.7485 | This value was developed based on an average of recent evaluated demand savings. | 74% | M11630, E-2, 2023 DSM Programs Evaluation Reports, Efficient Product Rebates, Table 12: 2023 Application Rebates NTGR, age 18.
Business Energy Rebates | AR - Indoor - Four-Pin Base Replacement Lamp for CFL | 11.6 | M11630, E-2, 2023 DSM Programs Evaluation Measurement Assessment, Table 184: EUL Values for BNI LED Lamps and Fixtures, page 193-196. | 78.6954 | This value was developed based on an average of recent evaluated energy savings. | 10.9788 | This value was developed based on an average of recent evaluated demand savings. | 74% | M11630, E-2, 2023 DSM Programs Evaluation Reports, Efficient Product Rebates, Table 12: 2023 Application Rebates NTGR, age 18.
Business Energy Rebates | AR - Ice Maker - Self-Contained | 10 | M11630, E-2, 2023 DSM Programs Evaluation Measurement Assessment, Table 186: EUL Values and Sources for Non-LED Lighting BNI Measures, page 201-208. | 1280 | This value was developed based on an average of recent evaluated energy savings. | 321.7709 | This value was developed based on an average of recent evaluated demand savings. | 74% | M11630, E-2, 2023 DSM Programs Evaluation Reports, Efficient Product Rebates, Table 12: 2023 Application Rebates NTGR, age 18.
Business Energy Rebates | AR - Ice Maker - Remote Condensing Unit - 400-1000 lb/day | 10 | M11630, E-2, 2023 DSM Programs Evaluation Measurement Assessment, Table 186: EUL Values and Sources for Non-LED Lighting BNI Measures, page 201-208. | 1552 | In practice, energy savings for this measure are calculated using the ENERGY STAR Commercial Kitchen Calculator and specification data for each rebated unit. Modelled as:ES=kWh/year (inefficient) - kWh/year (efficient) from ESTAR calculator using 700lbs per day; averaging between batch type and continuous type 10,679 kWh - 9127 kWh =1552kWh | 187.0541 | DS = ES * CF | 74% | M11630, E-2, 2023 DSM Programs Evaluation Reports, Efficient Product Rebates, Table 12: 2023 Application Rebates NTGR, age 18.
Business Energy Rebates | AR - Ice Maker - Remote Condensing Unit - 1000-2000 lb/day | 10 | M11630, E-2, 2023 DSM Programs Evaluation Measurement Assessment, Table 186: EUL Values and Sources for Non-LED Lighting BNI Measures, page 201-208. | 3131.5 | In practice, energy savings for this measure are calculated using the ENERGY STAR Commercial Kitchen Calculator and specification data for each rebated unit. Modelled as:ES=kWh/year (inefficient) - kWh/year (efficient) from ESTAR calculator using 1600lbs per day capacity; averaging between batch type and continuous type 21045 kWh - 17914 kWh = 3131.5 kWh | 377.4226 | DS = ES * CF | 74% | M11630, E-2, 2023 DSM Programs Evaluation Reports, Efficient Product Rebates, Table 12: 2023 Application Rebates NTGR, age 18.
Business Energy Rebates | AR - Ice Maker - Remote Condensing Unit - >2000 lb/day | 10 | M11630, E-2, 2023 DSM Programs Evaluation Measurement Assessment, Table 186: EUL Values and Sources for Non-LED Lighting BNI Measures, page 201-208. | 5872 | In practice, energy savings for this measure are calculated using the ENERGY STAR Commercial Kitchen Calculator and specification data for each rebated unit. Modelled as:ES=kWh/year (inefficient) - kWh/year (efficient) from ESTAR calculator using 3000lbs per day capacity; averaging between batch type and continuous type 39461 kWh - 33589 kWh =5872 kWh | 707.72 | DS = ES * CF | 74% | M11630, E-2, 2023 DSM Programs Evaluation Reports, Efficient Product Rebates, Table 12: 2023 Application Rebates NTGR, age 18.
Business Energy Rebates | AR - Ice Maker - Ice Making Head - 750-1000 lb/day | 10 | M11630, E-2, 2023 DSM Programs Evaluation Measurement Assessment, Table 186: EUL Values and Sources for Non-LED Lighting BNI Measures, page 201-208. | 1838 | In practice, energy savings for this measure are calculated using the ENERGY STAR Commercial Kitchen Calculator and specification data for each rebated unit. Modelled as:ES=kWh/year (inefficient) - kWh/year (efficient) from ESTAR calculator using 850lbs per day capacity; averaging between batch type and continuous type 13054 kWh -11216kWh =1838kWh | 221.5241 | DS = ES * CF | 74% | M11630, E-2, 2023 DSM Programs Evaluation Reports, Efficient Product Rebates, Table 12: 2023 Application Rebates NTGR, age 18.
Business Energy Rebates | AR - Ice Maker - Ice Making Head - 500-750 lb/day | 10 | M11630, E-2, 2023 DSM Programs Evaluation Measurement Assessment, Table 186: EUL Values and Sources for Non-LED Lighting BNI Measures, page 201-208. | 1085 | In practice, energy savings for this measure are calculated using the ENERGY STAR Commercial Kitchen Calculator and specification data for each rebated unit. Modelled as:ES=kWh/year (inefficient) - kWh/year (efficient) from ESTAR calculator using 600lbs per day capacity; averaging between batch type and continuous type 9740 kWh -8655kWh =1085 | 130.7691 | DS = ES * CF | 74% | M11630, E-2, 2023 DSM Programs Evaluation Reports, Efficient Product Rebates, Table 12: 2023 Application Rebates NTGR, age 18.
Business Energy Rebates | AR - Ice Maker - Ice Making Head - 200-500 lb/day | 10 | M11630, E-2, 2023 DSM Programs Evaluation Measurement Assessment, Table 186: EUL Values and Sources for Non-LED Lighting BNI Measures, page 201-208. | 469 | This value was developed based on an average of recent evaluated energy savings. | 53.5388 | This value was developed based on an average of recent evaluated demand savings. | 74% | M11630, E-2, 2023 DSM Programs Evaluation Reports, Efficient Product Rebates, Table 12: 2023 Application Rebates NTGR, age 18.
Business Energy Rebates | AR - Ice Maker - Ice Making Head - >1000 lb/day | 10 | M11630, E-2, 2023 DSM Programs Evaluation Measurement Assessment, Table 186: EUL Values and Sources for Non-LED Lighting BNI Measures, page 201-208. | 2595 | In practice, energy savings for this measure are calculated using the ENERGY STAR Commercial Kitchen Calculator and specification data for each rebated unit. Modelled as:ES=kWh/year (inefficient) - kWh/year (efficient) from ESTAR calculator using 1200lbs per day; averaging between batch type and continuous type 17762 kWh -15167kWh =2595kWh | 312.7612 | DS = ES * CF | 74% | M11630, E-2, 2023 DSM Programs Evaluation Reports, Efficient Product Rebates, Table 12: 2023 Application Rebates NTGR, age 18.
Business Energy Rebates | AR - HVAC Hotel Occupancy Sensor - Without building integrated intelligent control | 8 | M11630, E-2, 2023 DSM Programs Evaluation Measurement Assessment, Table 186: EUL Values and Sources for Non-LED Lighting BNI Measures, page 201-208. | 438.69 | This value was developed based on an average of recent evaluated energy savings. | 90 | This value was developed based on an average of recent evaluated demand savings. | 74% | M11630, E-2, 2023 DSM Programs Evaluation Reports, Efficient Product Rebates, Table 12: 2023 Application Rebates NTGR, age 18.
Business Energy Rebates | AR - HVAC Hotel Occupancy Sensor - With building integrated intelligent control | 8 | M11630, E-2, 2023 DSM Programs Evaluation Measurement Assessment, Table 186: EUL Values and Sources for Non-LED Lighting BNI Measures, page 201-208. | 438.69 | This value was developed based on an average of recent evaluated energy savings. | 90 | This value was developed based on an average of recent evaluated demand savings. | 74% | M11630, E-2, 2023 DSM Programs Evaluation Reports, Efficient Product Rebates, Table 12: 2023 Application Rebates NTGR, age 18.
Business Energy Rebates | AR - HVAC Air-to-Water Heat Pump | 15 | M11630, E-2, 2023 DSM Programs Evaluation Measurement Assessment, Table 186: EUL Values and Sources for Non-LED Lighting BNI Measures, page 201-208. | 18266.9678 | This value was developed based on an average of recent evaluated energy savings. | 4239.106 | This value was developed based on an average of recent evaluated demand savings. | 74% | M11630, E-2, 2023 DSM Programs Evaluation Reports, Efficient Product Rebates, Table 12: 2023 Application Rebates NTGR, age 18.
Business Energy Rebates | AR - Hot Food Holding Cabinet - Full Size - Interior Volume >=20 ft^3 | 12 | M11630, E-2, 2023 DSM Programs Evaluation Measurement Assessment, Table 186: EUL Values and Sources for Non-LED Lighting BNI Measures, page 201-208. | 1914 | In practice, energy savings for this measure are calculated using the ENERGY STAR Commercial Kitchen Calculator and specification data for each rebated unit. Modelled as:ES=kWh/year (inefficient) - kWh/year (efficient) from ESTAR calculator using 30 cu feet size for the > 20cufoot category and standard defaults 2957kWh -1043 kWh =1914 kWh | 230.684 | DS = ES * CF | 74% | M11630, E-2, 2023 DSM Programs Evaluation Reports, Efficient Product Rebates, Table 12: 2023 Application Rebates NTGR, age 18.
Business Energy Rebates | AR - Hot Food Holding Cabinet - 1/2 and 3/4 Size - Interior Volume <20 ft^3 | 12 | M11630, E-2, 2023 DSM Programs Evaluation Measurement Assessment, Table 186: EUL Values and Sources for Non-LED Lighting BNI Measures, page 201-208. | 1040 | In practice, energy savings for this measure are calculated using the ENERGY STAR Commercial Kitchen Calculator and specification data for each rebated unit. Modelled as:ES=kWh/year (inefficient) - kWh/year (efficient) from ESTAR calculator using 19.99cu feet for <20cufoot category and standard defaults 2006kWh-966kWh = 1040kWh | 125.3455 | DS = ES * CF | 74% | M11630, E-2, 2023 DSM Programs Evaluation Reports, Efficient Product Rebates, Table 12: 2023 Application Rebates NTGR, age 18.
Business Energy Rebates | AR - High Volume Low Speed Fan - 24+ ft | 15 | M11630, E-2, 2023 DSM Programs Evaluation Measurement Assessment, Table 186: EUL Values and Sources for Non-LED Lighting BNI Measures, page 201-208. | 14311.2603 | This value was developed based on an average of recent evaluated energy savings. | 4388.5037 | This value was developed based on an average of recent evaluated demand savings. | 74% | M11630, E-2, 2023 DSM Programs Evaluation Reports, Efficient Product Rebates, Table 12: 2023 Application Rebates NTGR, age 18.
Business Energy Rebates | AR - High Volume Low Speed Fan - 16-22 ft | 15 | M11630, E-2, 2023 DSM Programs Evaluation Measurement Assessment, Table 186: EUL Values and Sources for Non-LED Lighting BNI Measures, page 201-208. | 12906.0325 | This value was developed based on an average of recent evaluated energy savings. | 3839.2712 | This value was developed based on an average of recent evaluated demand savings. | 74% | M11630, E-2, 2023 DSM Programs Evaluation Reports, Efficient Product Rebates, Table 12: 2023 Application Rebates NTGR, age 18.
Business Energy Rebates | AR - High Temperature Dishwasher - Under-Counter | 10 | M11630, E-2, 2023 DSM Programs Evaluation Measurement Assessment, Table 186: EUL Values and Sources for Non-LED Lighting BNI Measures, page 201-208. | 2133.64 | This value was developed based on an average of recent evaluated energy savings. | 462.4805 | This value was developed based on an average of recent evaluated demand savings. | 74% | M11630, E-2, 2023 DSM Programs Evaluation Reports, Efficient Product Rebates, Table 12: 2023 Application Rebates NTGR, age 18.
Business Energy Rebates | AR - High Temperature Dishwasher - Single-Tank Door Type | 15 | M11630, E-2, 2023 DSM Programs Evaluation Measurement Assessment, Table 186: EUL Values and Sources for Non-LED Lighting BNI Measures, page 201-208. | 2157.5 | This value was developed based on an average of recent evaluated energy savings. | 1300.2648 | This value was developed based on an average of recent evaluated demand savings. | 74% | M11630, E-2, 2023 DSM Programs Evaluation Reports, Efficient Product Rebates, Table 12: 2023 Application Rebates NTGR, age 18.
Business Energy Rebates | AR - High Temperature Dishwasher - Single-Tank Conveyor | 20 | M11630, E-2, 2023 DSM Programs Evaluation Measurement Assessment, Table 186: EUL Values and Sources for Non-LED Lighting BNI Measures, page 201-208. | 10204 | In practice, energy savings for this measure are calculated using the ENERGY STAR Commercial Kitchen Calculator and specification data for each rebated unit. Modelled as:ES=kWh/year (inefficient) - kWh/year (efficient) from ESTAR calculator using standard defaults 97362 kWh -87158 kWh =10,204 kWh | 1229.8323 | DS = ES * CF | 74% | M11630, E-2, 2023 DSM Programs Evaluation Reports, Efficient Product Rebates, Table 12: 2023 Application Rebates NTGR, age 18.
Business Energy Rebates | AR - High Temperature Dishwasher - Pot, Pan and Utensil | 10 | M11630, E-2, 2023 DSM Programs Evaluation Measurement Assessment, Table 186: EUL Values and Sources for Non-LED Lighting BNI Measures, page 201-208. | 10979 | In practice, energy savings for this measure are calculated using the ENERGY STAR Commercial Kitchen Calculator and specification data for each rebated unit. Modelled as:ES=kWh/year (inefficient) - kWh/year (efficient) from ESTAR calculator using standard defaults 7474 kWh - 86495 kWh = 10979 kWh | 1323.2388 | DS = ES * CF | 74% | M11630, E-2, 2023 DSM Programs Evaluation Reports, Efficient Product Rebates, Table 12: 2023 Application Rebates NTGR, age 18.
Business Energy Rebates | AR - High Temperature Dishwasher - Multi-Tank Conveyor | 20 | M11630, E-2, 2023 DSM Programs Evaluation Measurement Assessment, Table 186: EUL Values and Sources for Non-LED Lighting BNI Measures, page 201-208. | 45074 | In practice, energy savings for this measure are calculated using the ENERGY STAR Commercial Kitchen Calculator and specification data for each rebated unit. Modelled as:ES=kWh/year (inefficient) - kWh/year (efficient) from ESTAR calculator using standard defaults 211717 kWh - 166643 kWh = 45074 kWh | 5432.5227 | DS = ES * CF | 74% | M11630, E-2, 2023 DSM Programs Evaluation Reports, Efficient Product Rebates, Table 12: 2023 Application Rebates NTGR, age 18.
Business Energy Rebates | AR - High Efficiency Ventilation Fan - 48+ in | 15 | M11630, E-2, 2023 DSM Programs Evaluation Measurement Assessment, Table 186: EUL Values and Sources for Non-LED Lighting BNI Measures, page 201-208. | 2177.5489 | This value was developed based on an average of recent evaluated energy savings. | 226.4862 | This value was developed based on an average of recent evaluated demand savings. | 74% | M11630, E-2, 2023 DSM Programs Evaluation Reports, Efficient Product Rebates, Table 12: 2023 Application Rebates NTGR, age 18.
Business Energy Rebates | AR - High Efficiency Ventilation Fan - 36-47 in | 15 | M11630, E-2, 2023 DSM Programs Evaluation Measurement Assessment, Table 186: EUL Values and Sources for Non-LED Lighting BNI Measures, page 201-208. | 3308.3214 | This value was developed based on an average of recent evaluated energy savings. | 356.608 | This value was developed based on an average of recent evaluated demand savings. | 74% | M11630, E-2, 2023 DSM Programs Evaluation Reports, Efficient Product Rebates, Table 12: 2023 Application Rebates NTGR, age 18.
Business Energy Rebates | AR - High Efficiency Ventilation Fan - 24-35 in | 15 | M11630, E-2, 2023 DSM Programs Evaluation Measurement Assessment, Table 186: EUL Values and Sources for Non-LED Lighting BNI Measures, page 201-208. | 653.4232 | This value was developed based on an average of recent evaluated energy savings. | 164.3414 | This value was developed based on an average of recent evaluated demand savings. | 74% | M11630, E-2, 2023 DSM Programs Evaluation Reports, Efficient Product Rebates, Table 12: 2023 Application Rebates NTGR, age 18.
Business Energy Rebates | AR - High Efficiency Ventilation Fan - 14-23 in | 15 | M11630, E-2, 2023 DSM Programs Evaluation Measurement Assessment, Table 186: EUL Values and Sources for Non-LED Lighting BNI Measures, page 201-208. | 471.3798 | This value was developed based on an average of recent evaluated energy savings. | 141.2122 | This value was developed based on an average of recent evaluated demand savings. | 74% | M11630, E-2, 2023 DSM Programs Evaluation Reports, Efficient Product Rebates, Table 12: 2023 Application Rebates NTGR, age 18.
Business Energy Rebates | AR - High Efficiency Circulator Pump - 500-2500 W | 15 | M11630, E-2, 2023 DSM Programs Evaluation Measurement Assessment, Table 186: EUL Values and Sources for Non-LED Lighting BNI Measures, page 201-208. | 1999.6555 | This value was developed based on an average of recent evaluated energy savings. | 229.3079 | This value was developed based on an average of recent evaluated demand savings. | 74% | M11630, E-2, 2023 DSM Programs Evaluation Reports, Efficient Product Rebates, Table 12: 2023 Application Rebates NTGR, age 18.
Business Energy Rebates | AR - High Efficiency Circulator Pump - 150-499 W | 15 | M11630, E-2, 2023 DSM Programs Evaluation Measurement Assessment, Table 186: EUL Values and Sources for Non-LED Lighting BNI Measures, page 201-208. | 565.8129 | This value was developed based on an average of recent evaluated energy savings. | 126.5786 | This value was developed based on an average of recent evaluated demand savings. | 74% | M11630, E-2, 2023 DSM Programs Evaluation Reports, Efficient Product Rebates, Table 12: 2023 Application Rebates NTGR, age 18.
Business Energy Rebates | AR - High Efficiency Circulator Pump - 0-149 W | 15 | M11630, E-2, 2023 DSM Programs Evaluation Measurement Assessment, Table 186: EUL Values and Sources for Non-LED Lighting BNI Measures, page 201-208. | 406.175 | This value was developed based on an average of recent evaluated energy savings. | 87.9 | This value was developed based on an average of recent evaluated demand savings. | 74% | M11630, E-2, 2023 DSM Programs Evaluation Reports, Efficient Product Rebates, Table 12: 2023 Application Rebates NTGR, age 18.
Business Energy Rebates | AR - High Efficiency Circulation Fan - 48+ in | 15 | M11630, E-2, 2023 DSM Programs Evaluation Measurement Assessment, Table 186: EUL Values and Sources for Non-LED Lighting BNI Measures, page 201-208. | 1194.7077 | This value was developed based on an average of recent evaluated energy savings. | 408.0286 | This value was developed based on an average of recent evaluated demand savings. | 74% | M11630, E-2, 2023 DSM Programs Evaluation Reports, Efficient Product Rebates, Table 12: 2023 Application Rebates NTGR, age 18.
Business Energy Rebates | AR - High Efficiency Circulation Fan - 36-47 in | 15 | M11630, E-2, 2023 DSM Programs Evaluation Measurement Assessment, Table 186: EUL Values and Sources for Non-LED Lighting BNI Measures, page 201-208. | 152.3602 | This value was developed based on an average of recent evaluated energy savings. | 48.6789 | This value was developed based on an average of recent evaluated demand savings. | 74% | M11630, E-2, 2023 DSM Programs Evaluation Reports, Efficient Product Rebates, Table 12: 2023 Application Rebates NTGR, age 18.
Business Energy Rebates | AR - High Efficiency Circulation Fan - 18-35 in | 15 | M11630, E-2, 2023 DSM Programs Evaluation Measurement Assessment, Table 186: EUL Values and Sources for Non-LED Lighting BNI Measures, page 201-208. | 834.9557 | This value was developed based on an average of recent evaluated energy savings. | 95.3146 | This value was developed based on an average of recent evaluated demand savings. | 74% | M11630, E-2, 2023 DSM Programs Evaluation Reports, Efficient Product Rebates, Table 12: 2023 Application Rebates NTGR, age 18.
Business Energy Rebates | AR - Heat Reclaimer Unit | 15 | M11630, E-2, 2023 DSM Programs Evaluation Measurement Assessment, Table 186: EUL Values and Sources for Non-LED Lighting BNI Measures, page 201-208. | 10753.0402 | This value was developed based on an average of recent evaluated energy savings. | 2411.1893 | This value was developed based on an average of recent evaluated demand savings. | 74% | M11630, E-2, 2023 DSM Programs Evaluation Reports, Efficient Product Rebates, Table 12: 2023 Application Rebates NTGR, age 18.
Business Energy Rebates | AR - Heat Pump Water Heater >=80 gal | 10 | M11630, E-2, 2023 DSM Programs Evaluation Measurement Assessment, Table 186: EUL Values and Sources for Non-LED Lighting BNI Measures, page 201-208. | 16136.0966 | This value was developed based on an average of recent evaluated energy savings. | 2013.7623 | This value was developed based on an average of recent evaluated demand savings. | 74% | M11630, E-2, 2023 DSM Programs Evaluation Reports, Efficient Product Rebates, Table 12: 2023 Application Rebates NTGR, age 18.
Business Energy Rebates | AR - Heat Pump Water Heater - 60-79 gal | 10 | M11630, E-2, 2023 DSM Programs Evaluation Measurement Assessment, Table 186: EUL Values and Sources for Non-LED Lighting BNI Measures, page 201-208. | 4714.6216 | This value was developed based on an average of recent evaluated energy savings. | 922.737 | This value was developed based on an average of recent evaluated demand savings. | 74% | M11630, E-2, 2023 DSM Programs Evaluation Reports, Efficient Product Rebates, Table 12: 2023 Application Rebates NTGR, age 18.
Business Energy Rebates | AR - Heat Pump Water Heater - 40-59 gal | 10 | M11630, E-2, 2023 DSM Programs Evaluation Measurement Assessment, Table 186: EUL Values and Sources for Non-LED Lighting BNI Measures, page 201-208. | 703.3796 | This value was developed based on an average of recent evaluated energy savings. | 0 | This value was developed based on an average of recent evaluated demand savings. | 74% | M11630, E-2, 2023 DSM Programs Evaluation Reports, Efficient Product Rebates, Table 12: 2023 Application Rebates NTGR, age 18.
Business Energy Rebates | AR - Ground Source Heat Pump - Open Loop - EER>=20.0, COP>=4.0 | 25 | M11630, E-2, 2023 DSM Programs Evaluation Measurement Assessment, Table 186: EUL Values and Sources for Non-LED Lighting BNI Measures, page 201-208. | 28366.6824 | This value was developed based on an average of recent evaluated energy savings. | 10893.6784 | This value was developed based on an average of recent evaluated demand savings. | 74% | M11630, E-2, 2023 DSM Programs Evaluation Reports, Efficient Product Rebates, Table 12: 2023 Application Rebates NTGR, age 18.
Business Energy Rebates | AR - Ground Source Heat Pump - Open Loop - EER>=16.2, COP>=3.6 | 25 | M11630, E-2, 2023 DSM Programs Evaluation Measurement Assessment, Table 186: EUL Values and Sources for Non-LED Lighting BNI Measures, page 201-208. | 28366.6824 | This value was developed based on an average of recent evaluated energy savings. | 10893.6784 | This value was developed based on an average of recent evaluated demand savings. | 74% | M11630, E-2, 2023 DSM Programs Evaluation Reports, Efficient Product Rebates, Table 12: 2023 Application Rebates NTGR, age 18.
Business Energy Rebates | AR - Ground Source Heat Pump - Closed Loop/Direct Geoexchange - EER>=16.0, COP>=3.6 | 25 | M11630, E-2, 2023 DSM Programs Evaluation Measurement Assessment, Table 186: EUL Values and Sources for Non-LED Lighting BNI Measures, page 201-208. | 28366.6824 | This value was developed based on an average of recent evaluated energy savings. | 10893.6784 | This value was developed based on an average of recent evaluated demand savings. | 74% | M11630, E-2, 2023 DSM Programs Evaluation Reports, Efficient Product Rebates, Table 12: 2023 Application Rebates NTGR, age 18.
Business Energy Rebates | AR - Ground Source Heat Pump - Closed Loop/Direct Geoexchange - EER>=13.4, COP>=3.1 | 25 | M11630, E-2, 2023 DSM Programs Evaluation Measurement Assessment, Table 186: EUL Values and Sources for Non-LED Lighting BNI Measures, page 201-208. | 28366.6824 | This value was developed based on an average of recent evaluated energy savings. | 10893.6784 | This value was developed based on an average of recent evaluated demand savings. | 74% | M11630, E-2, 2023 DSM Programs Evaluation Reports, Efficient Product Rebates, Table 12: 2023 Application Rebates NTGR, age 18.
Business Energy Rebates | AR - Griddle - Gas | 12 | M11630, E-2, 2023 DSM Programs Evaluation Measurement Assessment, Table 186: EUL Values and Sources for Non-LED Lighting BNI Measures, page 201-208. | 15815 | In practice, energy savings for this measure are calculated using the ENERGY STAR Commercial Kitchen Calculator and specification data for each rebated unit. Modelled as:ES =100% of the kWh/year (inefficient) as estimated from ESTAR calculator using standard defaults ES= 15,815 kWh | 1906.0955 | DS = ES * CF | 74% | M11630, E-2, 2023 DSM Programs Evaluation Reports, Efficient Product Rebates, Table 12: 2023 Application Rebates NTGR, age 18.
Business Energy Rebates | AR - Griddle - Electric | 12 | M11630, E-2, 2023 DSM Programs Evaluation Measurement Assessment, Table 186: EUL Values and Sources for Non-LED Lighting BNI Measures, page 201-208. | 636.33 | In practice, energy savings for this measure are calculated using the ENERGY STAR Commercial Kitchen Calculator and specification data for each rebated unit. Modelled as:ES=kWh/year (inefficient) - kWh/year (efficient) from ESTAR calculator sing standard defaults / width of griddle in feet 15,815 kWh - 13,905 kWh = 1909; 1909/3ft = 636.33kWh/ft | 76.6934 | DS = ES * CF | 74% | M11630, E-2, 2023 DSM Programs Evaluation Reports, Efficient Product Rebates, Table 12: 2023 Application Rebates NTGR, age 18.
Business Energy Rebates | AR - Fryer - Gas | 12 | M11630, E-2, 2023 DSM Programs Evaluation Measurement Assessment, Table 186: EUL Values and Sources for Non-LED Lighting BNI Measures, page 201-208. | 18189 | In practice, energy savings for this measure are calculated using the ENERGY STAR Commercial Kitchen Calculator and specification data for each rebated unit. Modelled as:ES =100% of the kWh/year (inefficient) as estimated from ESTAR calculator using standard defaults ES= 18,189 kWh | 2192.2207 | DS = ES * CF | 74% | M11630, E-2, 2023 DSM Programs Evaluation Reports, Efficient Product Rebates, Table 12: 2023 Application Rebates NTGR, age 18.
Business Energy Rebates | AR - Fryer - Electric | 12 | M11630, E-2, 2023 DSM Programs Evaluation Measurement Assessment, Table 186: EUL Values and Sources for Non-LED Lighting BNI Measures, page 201-208. | 2401 | This value was developed based on an average of recent evaluated energy savings. | 750.3125 | This value was developed based on an average of recent evaluated demand savings. | 74% | M11630, E-2, 2023 DSM Programs Evaluation Reports, Efficient Product Rebates, Table 12: 2023 Application Rebates NTGR, age 18.
Business Energy Rebates | AR - Freezer - Solid Door | 12 | M11630, E-2, 2023 DSM Programs Evaluation Measurement Assessment, Table 186: EUL Values and Sources for Non-LED Lighting BNI Measures, page 201-208. | 1115.3085 | This value was developed based on an average of recent evaluated energy savings. | 127.4812 | This value was developed based on an average of recent evaluated demand savings. | 74% | M11630, E-2, 2023 DSM Programs Evaluation Reports, Efficient Product Rebates, Table 12: 2023 Application Rebates NTGR, age 18.
Business Energy Rebates | AR - Freezer - Glass Door - >=15 ft^3 | 12 | M11630, E-2, 2023 DSM Programs Evaluation Measurement Assessment, Table 186: EUL Values and Sources for Non-LED Lighting BNI Measures, page 201-208. | 6166.8864 | This value was developed based on an average of recent evaluated energy savings. | 709.8137 | This value was developed based on an average of recent evaluated demand savings. | 74% | M11630, E-2, 2023 DSM Programs Evaluation Reports, Efficient Product Rebates, Table 12: 2023 Application Rebates NTGR, age 18.
Business Energy Rebates | AR - Freezer - Glass Door - <15 ft^3 | 12 | M11630, E-2, 2023 DSM Programs Evaluation Measurement Assessment, Table 186: EUL Values and Sources for Non-LED Lighting BNI Measures, page 201-208. | 1602 | In practice, energy savings for this measure are calculated using the ENERGY STAR Commercial Kitchen Calculator and specification data for each rebated unit. Modelled as:ES=kWh/year (inefficient) - kWh/year (efficient) from ESTAR calculator using 10cu ft as average size 4234 kWh - 2632 kWh = 1602 kWh | 193.0803 | DS = ES * CF | 74% | M11630, E-2, 2023 DSM Programs Evaluation Reports, Efficient Product Rebates, Table 12: 2023 Application Rebates NTGR, age 18.
Business Energy Rebates | AR - Evaporator Fan Motor Controls | 10 | M11630, E-2, 2023 DSM Programs Evaluation Measurement Assessment, Table 186: EUL Values and Sources for Non-LED Lighting BNI Measures, page 201-208. | 988.527 | This value was developed based on an average of recent evaluated energy savings. | 113.1782 | This value was developed based on an average of recent evaluated demand savings. | 74% | M11630, E-2, 2023 DSM Programs Evaluation Reports, Efficient Product Rebates, Table 12: 2023 Application Rebates NTGR, age 18.
Business Energy Rebates | AR - Engine Block Heater Timer | 5 | M11630, E-2, 2023 DSM Programs Evaluation Measurement Assessment, Table 186: EUL Values and Sources for Non-LED Lighting BNI Measures, page 201-208. | 1248 | In practice, energy savings are calculated based on specification data for each rebated unit. Modelled as: ES = Pheater * (HRSb - HRSe) * DAYS * QTY /1000 = 1300 * (10 - 2) * 120 * 1 / 1000 Variables used for modelling: [Pheater = 1300], [HRSb = 10], [HRSe = 2], [DAYS = 120], [QTY = 1], [CF = 0.84] | 1092 | DS = Pheater * QTY * CF / 1000 = 1300 * 1 * 0.84 / 1000 Variables used for Modelling: [Pheater = 1300], [HRSb = 10], [HRSe = 2], [DAYS = 120], [QTY = 1], [CF = 0.84] | 74% | M11630, E-2, 2023 DSM Programs Evaluation Reports, Efficient Product Rebates, Table 12: 2023 Application Rebates NTGR, age 18.
Business Energy Rebates | AR - Electric Thermal Storage (ETS) System - Small Commercial (50-150 kWh of 8-hr storage) | 18 | M11630, E-2, 2023 DSM Programs Evaluation Measurement Assessment, Table 186: EUL Values and Sources for Non-LED Lighting BNI Measures, page 201-208. | 0 | M12186, E-2, 2024 DSM Programs Evaluation Commercial Measurement Assessment, HVAC Measures, Electric Thermal Storage, page 169-170. | 6250 | M12186, E-2, 2024 DSM Programs Evaluation Commercial Measurement Assessment, HVAC Measures, Electric Thermal Storage, page 169-170. | 74% | M11630, E-2, 2023 DSM Programs Evaluation Reports, Efficient Product Rebates, Table 12: 2023 Application Rebates NTGR, age 18.
Business Energy Rebates | AR - Electric Thermal Storage (ETS) System - Medium Commercial (150-300 kWh of 8-hr storage) | 18 | M11630, E-2, 2023 DSM Programs Evaluation Measurement Assessment, Table 186: EUL Values and Sources for Non-LED Lighting BNI Measures, page 201-208. | 0 | M12186, E-2, 2024 DSM Programs Evaluation Commercial Measurement Assessment, HVAC Measures, Electric Thermal Storage, page 169-170. | 14062.5 | M12186, E-2, 2024 DSM Programs Evaluation Commercial Measurement Assessment, HVAC Measures, Electric Thermal Storage, page 169-170. | 74% | M11630, E-2, 2023 DSM Programs Evaluation Reports, Efficient Product Rebates, Table 12: 2023 Application Rebates NTGR, age 18.
Business Energy Rebates | AR - Electric Thermal Storage (ETS) System - Less than 50 kWh | 18 | M11630, E-2, 2023 DSM Programs Evaluation Measurement Assessment, Table 186: EUL Values and Sources for Non-LED Lighting BNI Measures, page 201-208. | 0 | M12186, E-2, 2024 DSM Programs Evaluation Commercial Measurement Assessment, HVAC Measures, Electric Thermal Storage, page 169-170. | 1562.5 | M12186, E-2, 2024 DSM Programs Evaluation Commercial Measurement Assessment, HVAC Measures, Electric Thermal Storage, page 169-170. | 74% | M11630, E-2, 2023 DSM Programs Evaluation Reports, Efficient Product Rebates, Table 12: 2023 Application Rebates NTGR, age 18.
Business Energy Rebates | AR - Electric Thermal Storage (ETS) System - Large Commercial (>300 kWh of 8-hr storage) | 18 | M11630, E-2, 2023 DSM Programs Evaluation Measurement Assessment, Table 186: EUL Values and Sources for Non-LED Lighting BNI Measures, page 201-208. | 0 | M12186, E-2, 2024 DSM Programs Evaluation Commercial Measurement Assessment, HVAC Measures, Electric Thermal Storage, page 169-170. | 18750 | M12186, E-2, 2024 DSM Programs Evaluation Commercial Measurement Assessment, HVAC Measures, Electric Thermal Storage, page 169-170. | 74% | M11630, E-2, 2023 DSM Programs Evaluation Reports, Efficient Product Rebates, Table 12: 2023 Application Rebates NTGR, age 18.
Business Energy Rebates | AR - ECM (Brushless) DC Motors for Refrig Evap Fan - Walk-in Cooler | 15 | M11630, E-2, 2023 DSM Programs Evaluation Measurement Assessment, Table 186: EUL Values and Sources for Non-LED Lighting BNI Measures, page 201-208. | 759.6864 | This value was developed based on an average of recent evaluated energy savings. | 86.3895 | This value was developed based on an average of recent evaluated demand savings. | 74% | M11630, E-2, 2023 DSM Programs Evaluation Reports, Efficient Product Rebates, Table 12: 2023 Application Rebates NTGR, age 18.
Business Energy Rebates | AR - ECM (Brushless) DC Motors for Refrig Evap Fan - Standalone Retail Cooler | 15 | M11630, E-2, 2023 DSM Programs Evaluation Measurement Assessment, Table 186: EUL Values and Sources for Non-LED Lighting BNI Measures, page 201-208. | 1116.4007 | This value was developed based on an average of recent evaluated energy savings. | 115.8303 | This value was developed based on an average of recent evaluated demand savings. | 74% | M11630, E-2, 2023 DSM Programs Evaluation Reports, Efficient Product Rebates, Table 12: 2023 Application Rebates NTGR, age 18.
Business Energy Rebates | AR - Dual Ventilation - Year-round | 15 | M11630, E-2, 2023 DSM Programs Evaluation Measurement Assessment, Table 186: EUL Values and Sources for Non-LED Lighting BNI Measures, page 201-208. | 5726.5371 | In practice, energy savings are calculated based on specification data for each rebated unit. Modelled as: ES = LC * ARL * (1/ER) * SF *HRS / 1000 = 80 * 143 * (1/14) * 0.8 * 8760 / 1000 Variables used for modelling: [LC = 80], [ARL = 143], [ER = 14], [SF = 0.8], [HRS = 8760], [CF = 0.84] | 549.12 | DS = LC * ARL * (1/ER) * SF *HRS / 1000 = 80 * 143 * (1/14) * 0.8 * 8760 / 1000 Variables used for modelling: [LC = 80], [ARL = 143], [ER = 14], [SF = 0.8], [HRS = 8760], [CF = 0.84] | 74% | M11630, E-2, 2023 DSM Programs Evaluation Reports, Efficient Product Rebates, Table 12: 2023 Application Rebates NTGR, age 18.
Business Energy Rebates | AR - Dual Ventilation - Winter Only | 15 | M11630, E-2, 2023 DSM Programs Evaluation Measurement Assessment, Table 186: EUL Values and Sources for Non-LED Lighting BNI Measures, page 201-208. | 2482.8343 | In practice, energy savings are calculated based on specification data for each rebated unit. Modelled as: ES = LC * ARL * (1/ER) * SF *HRS / 1000 = 80 * 62 * (1/14) * 0.8 * 8760 / 1000 Variables used for modelling: [LC = 80], [ARL = 62], [ER = 14], [SF = 0.8], [HRS = 8760], [CF = 0.84] | 238.08 | DS = LC * ARL * (1/ER) * SF *CF / 1000 80 * 62 * (1/14) * 0.8 * 0.84 / 1000 Variables used for modelling: [LC = 80], [ARL = 62], [ER = 14], [SF = 0.8], [HRS = 8760], [CF = 0.84] | 74% | M11630, E-2, 2023 DSM Programs Evaluation Reports, Efficient Product Rebates, Table 12: 2023 Application Rebates NTGR, age 18.
Business Energy Rebates | AR - Door Heater Controls | 12 | M11630, E-2, 2023 DSM Programs Evaluation Measurement Assessment, Table 186: EUL Values and Sources for Non-LED Lighting BNI Measures, page 201-208. | 1400.0232 | In practice, energy savings are calculated based on specification data for each rebated unit. Modelled as: ES = DS * 8760 = 0.15982 *8760 Variables used for modelling: [kWdoor = 0.131], [BF = 1.22], [QTY = 1], [CF = 1] | 159.82 | DS = kWdoor * BF * QTY *CF = 0.131 * 1.22 * 1* 1 Variables used for Modelling: [kWdoor = 0.131], [BF = 1.22], [QTY = 1], [CF = 1] | 74% | M11630, E-2, 2023 DSM Programs Evaluation Reports, Efficient Product Rebates, Table 12: 2023 Application Rebates NTGR, age 18.
Business Energy Rebates | AR - Discus or Scroll Refrigeration Compressor | 15 | M11630, E-2, 2023 DSM Programs Evaluation Measurement Assessment, Table 186: EUL Values and Sources for Non-LED Lighting BNI Measures, page 201-208. | 6261.726 | This value was developed based on an average of recent evaluated energy savings. | 1186.3192 | This value was developed based on an average of recent evaluated demand savings. | 74% | M11630, E-2, 2023 DSM Programs Evaluation Reports, Efficient Product Rebates, Table 12: 2023 Application Rebates NTGR, age 18.
Business Energy Rebates | AR - Daylighting Controls - Wall-Switch or Fixture Mounted | 10 | M11630, E-2, 2023 DSM Programs Evaluation Measurement Assessment, Table 186: EUL Values and Sources for Non-LED Lighting BNI Measures, page 201-208. | 505.116 | In practice, energy savings are calculated based on specification data for each rebated unit. Modelled as: ES = kWconn * SVG * OTF * ISR * IE * HRS * QTY / 1000 = 456 * 0.3 * 1 * 1 * 1 * 3692.37 * 1 / 1000 Variables used for modelling: [Pconn = 456], [SVG = 0.3], [OTF = 1], [ISR = 1], [IEpd = 1], [IE = 1], [HRS = 3692.37], [QTY = 1], CF = 1] | 137 | DS = kWconn * SVG * OTF * ISR * IEpd * QTY * CF / 1000 = 456 * 0.3 * 1 * 1 * 1 * 1 * 1 / 1000x Variables used for Modelling: [Pconn = 456], [SVG = 0.3], [OTF = 1], [ISR = 1], [IEpd = 1], [IE = 1], [HRS = 3692.37], [QTY = 1], CF = 1] | 74% | M11630, E-2, 2023 DSM Programs Evaluation Reports, Efficient Product Rebates, Table 12: 2023 Application Rebates NTGR, age 18.
Business Energy Rebates | AR - Daylighting Controls - Ceiling or Wall Remote Mounted | 10 | M11630, E-2, 2023 DSM Programs Evaluation Measurement Assessment, Table 186: EUL Values and Sources for Non-LED Lighting BNI Measures, page 201-208. | 803.795 | This value was developed based on an average of recent evaluated energy savings. | 270 | This value was developed based on an average of recent evaluated demand savings. | 74% | M11630, E-2, 2023 DSM Programs Evaluation Reports, Efficient Product Rebates, Table 12: 2023 Application Rebates NTGR, age 18.
Business Energy Rebates | AR - Dairy Scroll Compressor | 15 | M11630, E-2, 2023 DSM Programs Evaluation Measurement Assessment, Table 186: EUL Values and Sources for Non-LED Lighting BNI Measures, page 201-208. | 20457.0182 | This value was developed based on an average of recent evaluated energy savings. | 5985.4635 | This value was developed based on an average of recent evaluated demand savings. | 74% | M11630, E-2, 2023 DSM Programs Evaluation Reports, Efficient Product Rebates, Table 12: 2023 Application Rebates NTGR, age 18.
Business Energy Rebates | AR - Cycling Refrigerated Air Dryers - 51-100 cfm | 10 | M11630, E-2, 2023 DSM Programs Evaluation Measurement Assessment, Table 186: EUL Values and Sources for Non-LED Lighting BNI Measures, page 201-208. | 667.878 | In practice, energy savings are calculated based on specification data for each rebated unit. Modelled as: ES = 4*hpcomp*0.0087*hrs*(1-APC)*RTD*Qty = 4 * 15 * 0.0087 * 3952 * (1-0.65) * 0.925 * 1 Variables used for modelling: [hpcomp = 15], [hrs = 3952], [Qty = 1], [CF = 1] | 169 | DS = kWhsaved * CF /HRS = 667.878 * 1 / 3952 Variables used for Modelling: [hpcomp = 15], [hrs = 3952], [Qty = 1], [CF = 1] | 74% | M11630, E-2, 2023 DSM Programs Evaluation Reports, Efficient Product Rebates, Table 12: 2023 Application Rebates NTGR, age 18.
Business Energy Rebates | AR - Cycling Refrigerated Air Dryers - 26-50 cfm | 10 | M11630, E-2, 2023 DSM Programs Evaluation Measurement Assessment, Table 186: EUL Values and Sources for Non-LED Lighting BNI Measures, page 201-208. | 635.6559 | This value was developed based on an average of recent evaluated energy savings. | 85.6254 | This value was developed based on an average of recent evaluated demand savings. | 74% | M11630, E-2, 2023 DSM Programs Evaluation Reports, Efficient Product Rebates, Table 12: 2023 Application Rebates NTGR, age 18.
Business Energy Rebates | AR - Cycling Refrigerated Air Dryers - 251-300 cfm | 10 | M11630, E-2, 2023 DSM Programs Evaluation Measurement Assessment, Table 186: EUL Values and Sources for Non-LED Lighting BNI Measures, page 201-208. | 2226.26 | In practice, energy savings are calculated based on specification data for each rebated unit. Modelled as: ES = 4*hpcomp*0.0087*hrs*(1-APC)*RTD*Qty = 4 * 50 * 0.0087 * 3952 * (1-0.65) * 0.925 * 1 Variables used for modelling: [hpcomp = 50], [hrs = 3952], [Qty = 1], [CF = 1] | 563 | DS = kWhsaved * CF /HRS = 2226.26 * 1 / 3952 Variables used for modelling: [hpcomp = 50], [hrs = 3952], [Qty = 1], [CF = 1] | 74% | M11630, E-2, 2023 DSM Programs Evaluation Reports, Efficient Product Rebates, Table 12: 2023 Application Rebates NTGR, age 18.
Business Energy Rebates | AR - Cycling Refrigerated Air Dryers - 201-250 cfm | 10 | M11630, E-2, 2023 DSM Programs Evaluation Measurement Assessment, Table 186: EUL Values and Sources for Non-LED Lighting BNI Measures, page 201-208. | 2003.634 | In practice, energy savings are calculated based on specification data for each rebated unit. ES = 4*hpcomp*0.0087*hrs*(1-APC)*RTD*Qty = 4 * 45 * 0.0087 * 3952 * (1-0.65) * 0.925 * 1 Variables used for modelling: [hpcomp = 45], [hrs = 3952], [Qty = 1], [CF = 1] | 507 | DS = kWhsaved * CF /HRS = 2003.634 * 1 / 3952 Variables used for modelling: [hpcomp = 45], [hrs = 3952], [Qty = 1], [CF = 1] | 74% | M11630, E-2, 2023 DSM Programs Evaluation Reports, Efficient Product Rebates, Table 12: 2023 Application Rebates NTGR, age 18.
Business Energy Rebates | AR - Cycling Refrigerated Air Dryers - 151-200 cfm | 10 | M11630, E-2, 2023 DSM Programs Evaluation Measurement Assessment, Table 186: EUL Values and Sources for Non-LED Lighting BNI Measures, page 201-208. | 1558.382 | In practice, energy savings are calculated based on specification data for each rebated unit. Modelled as: ES = 4*hpcomp*0.0087*hrs*(1-APC)*RTD*Qty = 4 * 35 * 0.0087 * 3952 * (1-0.65) * 0.925 * 1 Variables used for modelling: [hpcomp = 35], [hrs = 3952], [Qty = 1], [CF = 1] | 394 | DS = kWhsaved * CF /HRS = 1558.382 * 1 / 3952 Variables used for modelling: [hpcomp = 35], [hrs = 3952], [Qty = 1], [CF = 1] | 74% | M11630, E-2, 2023 DSM Programs Evaluation Reports, Efficient Product Rebates, Table 12: 2023 Application Rebates NTGR, age 18.
Business Energy Rebates | AR - Cycling Refrigerated Air Dryers - 101-150 cfm | 10 | M11630, E-2, 2023 DSM Programs Evaluation Measurement Assessment, Table 186: EUL Values and Sources for Non-LED Lighting BNI Measures, page 201-208. | 1335.756 | In practice, energy savings are calculated based on specification data for each rebated unit. Modelled as: ES = 4*hpcomp*0.0087*hrs*(1-APC)*RTD*Qty = 4 * 30 * 0.0087 * 3952 * (1-0.65) * 0.925 * 1 Variables used for modelling: [hpcomp = 30], [hrs = 3952], [Qty = 1], [CF = 1] | 338 | DS = kWhsaved * CF /HRS = 1335.756 * 1 / 3952 Variables used for modelling: [hpcomp = 30], [hrs = 3952], [Qty = 1], [CF = 1] | 74% | M11630, E-2, 2023 DSM Programs Evaluation Reports, Efficient Product Rebates, Table 12: 2023 Application Rebates NTGR, age 18.
Business Energy Rebates | AR - Cycling Refrigerated Air Dryers - 0-25 cfm | 10 | M11630, E-2, 2023 DSM Programs Evaluation Measurement Assessment, Table 186: EUL Values and Sources for Non-LED Lighting BNI Measures, page 201-208. | 178.101 | In practice, energy savings are calculated based on specification data for each rebated unit. Modelled as: ES = 4*hpcomp*0.0087*hrs*(1-APC)*RTD*Qty = 4 * 4 * 0.0087 * 3952 * (1-0.65) * 0.925 * 1 Variables used for modelling: [hpcomp = 4], [hrs = 3952], [Qty = 1], [CF = 1] | 45 | DS = kWhsaved * CF /HRS = 178.101 * 1 / 3952 Variables used for modelling: [hpcomp = 4], [hrs = 3952], [Qty = 1], [CF = 1] | 74% | M11630, E-2, 2023 DSM Programs Evaluation Reports, Efficient Product Rebates, Table 12: 2023 Application Rebates NTGR, age 18.
Business Energy Rebates | AR - Custom Measures - Refrigeration | 14.5 | M11630, E-2, 2023 DSM Programs Evaluation Reports, Efficient Product Rebates, Table 9: Evaluated 2023 Application Rebates Gross Energy and Peak Demand Savings, page 14-15. | 13287.47 | This value was developed based on an average of recent evaluated energy savings. | 1898.21 | This value was calculated using the Gross Peak Demand Savings at the Meter and Gross Energy Savings at the Meter found M11071, E-2, 2022 DSM Programs Evaluation Reports, Efficient Product Rebates, Table 13: Evaluated 2022 Application Rebates Gross Energy and Peak Demand Savings, page 26-27. | 74% | M11630, E-2, 2023 DSM Programs Evaluation Reports, Efficient Product Rebates, Table 12: 2023 Application Rebates NTGR, age 18.
Business Energy Rebates | AR - Custom Measures - Pool | 10 | M11630, E-2, 2023 DSM Programs Evaluation Reports, Efficient Product Rebates, Table 9: Evaluated 2023 Application Rebates Gross Energy and Peak Demand Savings, page 14-15. | 1753.71 | This value was developed based on an average of recent evaluated energy savings. | 279.3954 | This value was calculated using the Gross Peak Demand Savings at the Meter and Gross Energy Savings at the Meter found M11071, E-2, 2022 DSM Programs Evaluation Reports, Efficient Product Rebates, Table 13: Evaluated 2022 Application Rebates Gross Energy and Peak Demand Savings, page 26-27. | 74% | M11630, E-2, 2023 DSM Programs Evaluation Reports, Efficient Product Rebates, Table 12: 2023 Application Rebates NTGR, age 18.
Business Energy Rebates | AR - Custom Measures - Other | 15 | EUL value assumed to be consistent with EUL values for Agriculture, Motors, and Pumping from M11630, E-2, 2023 DSM Programs Evaluation Reports, Efficient Product Rebates, Table 9: Evaluated 2023 Application Rebates Gross Energy and Peak Demand Savings, page 14-15. | 4357.24 | This value was developed based on an average of recent evaluated energy savings. | 694.1813 | This value was calculated using the Gross Peak Demand Savings at the Meter and Gross Energy Savings at the Meter found M11071, E-2, 2022 DSM Programs Evaluation Reports, Efficient Product Rebates, Table 13: Evaluated 2022 Application Rebates Gross Energy and Peak Demand Savings, page 26-27. | 74% | M11630, E-2, 2023 DSM Programs Evaluation Reports, Efficient Product Rebates, Table 12: 2023 Application Rebates NTGR, age 18.
Business Energy Rebates | AR - Custom Measures - Motors | 15 | M11630, E-2, 2023 DSM Programs Evaluation Reports, Efficient Product Rebates, Table 9: Evaluated 2023 Application Rebates Gross Energy and Peak Demand Savings, page 14-15. | 47455.89 | This value was developed based on an average of recent evaluated energy savings. | 3718.8602 | This value was calculated using the Gross Peak Demand Savings at the Meter and Gross Energy Savings at the Meter found M11071, E-2, 2022 DSM Programs Evaluation Reports, Efficient Product Rebates, Table 13: Evaluated 2022 Application Rebates Gross Energy and Peak Demand Savings, page 26-27. | 74% | M11630, E-2, 2023 DSM Programs Evaluation Reports, Efficient Product Rebates, Table 12: 2023 Application Rebates NTGR, age 18.
Business Energy Rebates | AR - Custom Measures - Lighting | 17.7 | M11630, E-2, 2023 DSM Programs Evaluation Reports, Efficient Product Rebates, Table 9: Evaluated 2023 Application Rebates Gross Energy and Peak Demand Savings, page 14-15. | 37974.72 | This value was developed based on an average of recent evaluated energy savings. | 4829.8531 | This value was calculated using the Gross Peak Demand Savings at the Meter and Gross Energy Savings at the Meter found M11071, E-2, 2022 DSM Programs Evaluation Reports, Efficient Product Rebates, Table 13: Evaluated 2022 Application Rebates Gross Energy and Peak Demand Savings, page 26-27. | 74% | M11630, E-2, 2023 DSM Programs Evaluation Reports, Efficient Product Rebates, Table 12: 2023 Application Rebates NTGR, age 18.
Business Energy Rebates | AR - Custom Measures - IT and Datacenter | 5 | M11630, E-2, 2023 DSM Programs Evaluation Measurement Assessment, Table 186: EUL Values and Sources for Non-LED Lighting BNI Measures, EUL for Server-based Power Management Software, page 201-208. | 1000 | Savings for this measure are defined as 1MWh | 159.3167 | This value was calculated using the Gross Peak Demand Savings at the Meter and Gross Energy Savings at the Meter found M11071, E-2, 2022 DSM Programs Evaluation Reports, Efficient Product Rebates, Table 13: Evaluated 2022 Application Rebates Gross Energy and Peak Demand Savings, page 26-27. | 74% | M11630, E-2, 2023 DSM Programs Evaluation Reports, Efficient Product Rebates, Table 12: 2023 Application Rebates NTGR, age 18.
Business Energy Rebates | AR - Custom Measures - HVAC | 16.2 | M11630, E-2, 2023 DSM Programs Evaluation Reports, Efficient Product Rebates, Table 9: Evaluated 2023 Application Rebates Gross Energy and Peak Demand Savings, page 14-15. | 36374.89 | This value was developed based on an average of recent evaluated energy savings. | 8817.8566 | This value was calculated using the Gross Peak Demand Savings at the Meter and Gross Energy Savings at the Meter found M11071, E-2, 2022 DSM Programs Evaluation Reports, Efficient Product Rebates, Table 13: Evaluated 2022 Application Rebates Gross Energy and Peak Demand Savings, page 26-27. | 74% | M11630, E-2, 2023 DSM Programs Evaluation Reports, Efficient Product Rebates, Table 12: 2023 Application Rebates NTGR, age 18.
Business Energy Rebates | AR - Custom Measures - DHW | 10 | M11630, E-2, 2023 DSM Programs Evaluation Reports, Efficient Product Rebates, Table 9: Evaluated 2023 Application Rebates Gross Energy and Peak Demand Savings, page 14-15. | 13614.61 | This value was developed based on an average of recent evaluated energy savings. | 1701.8263 | This value was calculated using the Gross Peak Demand Savings at the Meter and Gross Energy Savings at the Meter found M11071, E-2, 2022 DSM Programs Evaluation Reports, Efficient Product Rebates, Table 13: Evaluated 2022 Application Rebates Gross Energy and Peak Demand Savings, page 26-27. | 74% | M11630, E-2, 2023 DSM Programs Evaluation Reports, Efficient Product Rebates, Table 12: 2023 Application Rebates NTGR, age 18.
Business Energy Rebates | AR - Custom Measures - Compressed Air | 10 | M11630, E-2, 2023 DSM Programs Evaluation Reports, Efficient Product Rebates, Table 9: Evaluated 2023 Application Rebates Gross Energy and Peak Demand Savings, page 14-15. | 1206.37 | This value was developed based on an average of recent evaluated energy savings. | 192.1949 | This value was calculated using the Gross Peak Demand Savings at the Meter and Gross Energy Savings at the Meter found M11071, E-2, 2022 DSM Programs Evaluation Reports, Efficient Product Rebates, Table 13: Evaluated 2022 Application Rebates Gross Energy and Peak Demand Savings, page 26-27. | 74% | M11630, E-2, 2023 DSM Programs Evaluation Reports, Efficient Product Rebates, Table 12: 2023 Application Rebates NTGR, age 18.
Business Energy Rebates | AR - Custom Measures - Commercial Kitchen | 11.6 | M11630, E-2, 2023 DSM Programs Evaluation Reports, Efficient Product Rebates, Table 9: Evaluated 2023 Application Rebates Gross Energy and Peak Demand Savings, page 14-15. | 15493.07 | This value was developed based on an average of recent evaluated energy savings. | 2685.4655 | This value was calculated using the Gross Peak Demand Savings at the Meter and Gross Energy Savings at the Meter found M11071, E-2, 2022 DSM Programs Evaluation Reports, Efficient Product Rebates, Table 13: Evaluated 2022 Application Rebates Gross Energy and Peak Demand Savings, page 26-27. | 74% | M11630, E-2, 2023 DSM Programs Evaluation Reports, Efficient Product Rebates, Table 12: 2023 Application Rebates NTGR, age 18.
Business Energy Rebates | AR - Custom Measures - Agriculture | 15 | M11630, E-2, 2023 DSM Programs Evaluation Reports, Efficient Product Rebates, Table 9: Evaluated 2023 Application Rebates Gross Energy and Peak Demand Savings, page 14-15. | 21166.53 | This value was developed based on an average of recent evaluated energy savings. | 5168.5713 | This value was calculated using the Gross Peak Demand Savings at the Meter and Gross Energy Savings at the Meter found M11071, E-2, 2022 DSM Programs Evaluation Reports, Efficient Product Rebates, Table 13: Evaluated 2022 Application Rebates Gross Energy and Peak Demand Savings, page 26-27. | 74% | M11630, E-2, 2023 DSM Programs Evaluation Reports, Efficient Product Rebates, Table 12: 2023 Application Rebates NTGR, age 18.
Business Energy Rebates | AR - Cooler Night Covers for Display Cases | 4 | M11630, E-2, 2023 DSM Programs Evaluation Measurement Assessment, Table 186: EUL Values and Sources for Non-LED Lighting BNI Measures, page 201-208. | 1103.559 | In practice, energy savings are calculated based on specification data for each rebated unit. Modelled as: ES = ΔkW * Usage * 365 = ((685 * 0.8 * 10.5 * 1) / (15.225 * 1000 )) * 8 * 365 Variables used for modelling: [HG = 685], [EF = 0.8], [CL = 10.5], [DF = 1] , [EER = 15.225] , [Usage = 8], [CF = 1] | 378 | DS = (HG * EF * CL * DF * CF) / (EER *1000) = (685 * 0.8 * 10.5* 1 * 1) / (15.225 *1000 ) Variables used for modelling: [HG = 685], [EF = 0.8], [CL = 10.5], [DF = 1] , [EER = 15.225] , [Usage = 8], [CF = 1] | 74% | M11630, E-2, 2023 DSM Programs Evaluation Reports, Efficient Product Rebates, Table 12: 2023 Application Rebates NTGR, age 18.
Business Energy Rebates | AR - Commercial Washing Machine - CEE Tier 3 | 11 | M11630, E-2, 2023 DSM Programs Evaluation Measurement Assessment, Table 186: EUL Values and Sources for Non-LED Lighting BNI Measures, page 201-208. | 1062.664 | This value was developed based on an average of recent evaluated energy savings. | 694 | This value was developed based on an average of recent evaluated demand savings. | 74% | M11630, E-2, 2023 DSM Programs Evaluation Reports, Efficient Product Rebates, Table 12: 2023 Application Rebates NTGR, age 18.
Business Energy Rebates | AR - Commercial Washing Machine - CEE Tier 2 | 11 | M11630, E-2, 2023 DSM Programs Evaluation Measurement Assessment, Table 186: EUL Values and Sources for Non-LED Lighting BNI Measures, page 201-208. | 1068.889 | In practice, energy savings are calculated based on specification data for each rebated unit. Modelled as: ES = (1/MEFb - 1/MEFe) * CAP * LOADS * QTY = (1/1.26 - 1/2) * 5 * 728 * 1 Variables used for modelling: [MEFb = 1.26], [MEFe = 2], [CAP = 5], [LOADS = 728], [RUNTIME = 1], [QTY = 1], [CF = 0.34 | 499.2064 | DS = kWh * RUNTIME * CF / LOADS =1068.889 * 1 * 0.34 / 728 Variables used for modelling: [MEFb = 1.26], [MEFe = 2], [CAP = 5], [LOADS = 728], [RUNTIME = 1], [QTY = 1], [CF = 0.34] | 74% | M11630, E-2, 2023 DSM Programs Evaluation Reports, Efficient Product Rebates, Table 12: 2023 Application Rebates NTGR, age 18.
Business Energy Rebates | AR - Commercial Washing Machine - CEE Tier 1 | 11 | M11630, E-2, 2023 DSM Programs Evaluation Measurement Assessment, Table 186: EUL Values and Sources for Non-LED Lighting BNI Measures, page 201-208. | 1102.3405 | This value was developed based on an average of recent evaluated energy savings. | 833 | This value was developed based on an average of recent evaluated demand savings. | 74% | M11630, E-2, 2023 DSM Programs Evaluation Reports, Efficient Product Rebates, Table 12: 2023 Application Rebates NTGR, age 18.
Business Energy Rebates | AR - Commercial Clothes Dryer - Natural Gas Conversion | 12 | M11630, E-2, 2023 DSM Programs Evaluation Measurement Assessment, Table 186: EUL Values and Sources for Non-LED Lighting BNI Measures, page 201-208. | 2702.389 | This value was developed based on an average of recent evaluated energy savings. | 2017.9581 | This value was developed based on an average of recent evaluated demand savings. | 74% | M11630, E-2, 2023 DSM Programs Evaluation Reports, Efficient Product Rebates, Table 12: 2023 Application Rebates NTGR, age 18.
Business Energy Rebates | AR - Commercial Clothes Dryer - Heat Pump | 12 | M11630, E-2, 2023 DSM Programs Evaluation Measurement Assessment, Table 186: EUL Values and Sources for Non-LED Lighting BNI Measures, page 201-208. | 1956.2255 | In practice, energy savings are calculated based on specification data for each rebated unit. Modelled as: ES = QTY * LOADS * LoadAvg * (1/CEFbase-1/CEFee) = 1314 * 1 * 8.45*(1/2.51*1/4.5) Variables used for modelling: [LOADS = 1314], [LoadAvg = 8.45], [CEFbase = 2.51], [CEFee = 4.5], [cycle time=1], [QTY= 1] | 506.1771 | DS =( LoadAvg * (1/CEFbase-1/CEFee)*CF)/cycle time =( 8.45(*1/ 2.51 -1/ 4.5)*0.34)/ 1 Variables used for modelling: [LOADS = 1314], [LoadAvg = 8.45], [CEFbase = 2.51], [CEFee = 4.5], [cycle time=1], [QTY= 1] | 74% | M11630, E-2, 2023 DSM Programs Evaluation Reports, Efficient Product Rebates, Table 12: 2023 Application Rebates NTGR, age 18.
Business Energy Rebates | AR - Booster Pump | 15 | M11630, E-2, 2023 DSM Programs Evaluation Measurement Assessment, Table 186: EUL Values and Sources for Non-LED Lighting BNI Measures, page 201-208. | 13017.2 | This value was developed based on an average of recent evaluated energy savings. | 1744.47 | This value was developed based on an average of recent evaluated demand savings. | 74% | M11630, E-2, 2023 DSM Programs Evaluation Reports, Efficient Product Rebates, Table 12: 2023 Application Rebates NTGR, age 18.
Business Energy Rebates | AR - Air-Entraining Air Nozzle | 15 | M11630, E-2, 2023 DSM Programs Evaluation Measurement Assessment, Table 186: EUL Values and Sources for Non-LED Lighting BNI Measures, page 201-208. | 663.936 | In practice, energy savings are calculated based on specification data for each rebated unit. Modelled as: ES = (CFMb-CFMe)*COMP*hrs*%USE*Qty = (26-14)*0.28*3952*0.05*1 Variables used for modelling: [hrs = 3952], [Qty = 1], [CF = 1] | 168 | DS = ΔkWh *CF / hrs = 663.936 * 1/ 0.05 Variables used for modelling: [hrs = 3952], [Qty = 1], [CF = 1] | 74% | M11630, E-2, 2023 DSM Programs Evaluation Reports, Efficient Product Rebates, Table 12: 2023 Application Rebates NTGR, age 18.
Business Energy Rebates | AR - Agriculture Heat Pad - Single | 10 | M11630, E-2, 2023 DSM Programs Evaluation Measurement Assessment, Table 186: EUL Values and Sources for Non-LED Lighting BNI Measures, page 201-208. | 655.5 | In practice, energy savings are calculated based on specification data for each rebated unit. Modelled as: ES = (Pb * Qtyb - Pe * Qtye) * HRS / 1000 = (175 * 1 - 80 * 1) * 6900 / 1000 Variables used for modelling: [Pb = 175], [Qtyb = 1], [Pe = 80], [Qtye = 1], [hrs = 6900] | 95 | DS = (Pb * Qtyb - Pe * Qtye) * CF / 1000 = (175 * 1 - 80 * 1) * 1 / 1000 Variables used for modelling: [Pb = 175], [Qtyb = 1], [Pe = 80], [Qtye = 1], [hrs = 6900] | 74% | M11630, E-2, 2023 DSM Programs Evaluation Reports, Efficient Product Rebates, Table 12: 2023 Application Rebates NTGR, age 18.
Business Energy Rebates | AR - Agriculture Heat Pad - Double | 10 | M11630, E-2, 2023 DSM Programs Evaluation Measurement Assessment, Table 186: EUL Values and Sources for Non-LED Lighting BNI Measures, page 201-208. | 1311 | In practice, energy savings are calculated based on specification data for each rebated unit. Modelled as: ES = (Pb * Qtyb - Pe * Qtye) * HRS / 1000 = (175 * 2 - 80 * 2) * 6900 / 1000 Variables used for modelling: [Pb = 175], [Qtyb = 2], [Pe = 80], [Qtye = 2], [hrs = 6900] | 190 | DS = (Pb * Qtyb - Pe * Qtye) * CF / 1000 = (175 * 2 - 80 * 2) * 1 / 1000 Variables used for modelling: [Pb = 175], [Qtyb = 2], [Pe = 80], [Qtye = 2], [hrs = 6900] | 74% | M11630, E-2, 2023 DSM Programs Evaluation Reports, Efficient Product Rebates, Table 12: 2023 Application Rebates NTGR, age 18.
Business Energy Rebates | IR - Steam Cooker - Electric | 12 | M11630, E-2, 2023 DSM Programs Evaluation Measurement Assessment, Table 186: EUL Values and Sources for Non-LED Lighting BNI Measures, page 201-208. | 3322.3 | In practice, energy savings for this measure are calculated using the ENERGY STAR Commercial Kitchen Calculator and specification data for each rebated unit. Modelled as:ES=kWh/year (inefficient) - kWh/year (efficient) from ESTAR calculator / # of pans using standard defaults 17599 kWh - 7632 kWh = 9967; 9967/ 3pans per unit = 3322.3 kWh/pan | 400.4186 | DS = ES * CF | 74% | New Measure - assumes NTG consistent with other similar BER-IR measures.
Business Energy Rebates | IR - Smart thermostats for mini-split heat pumps | 10 | M11630, E-2, 2023 DSM Programs Evaluation Measurement Assessment, Table 186: EUL Values and Sources for Non-LED Lighting BNI Measures, page 201-208. | 564 | M12186, E-2, 2024 DSM Programs Evaluation Commercial Measurement Assessment, HVAC Measures, Smart Thermostats for Electric Heating, page 175-177. | 0 | M12186, E-2, 2024 DSM Programs Evaluation Commercial Measurement Assessment, HVAC Measures, Smart Thermostats for Electric Heating, page 175-177. | 74% | New Measure - assumes NTG consistent with other similar BER-IR measures.
Business Energy Rebates | IR - Smart thermostats for in-floor heat | 10 | M11630, E-2, 2023 DSM Programs Evaluation Measurement Assessment, Table 186: EUL Values and Sources for Non-LED Lighting BNI Measures, page 201-208. | 312 | M12186, E-2, 2024 DSM Programs Evaluation Commercial Measurement Assessment, HVAC Measures, Smart Thermostats for Electric Heating, page 175-177. | 0 | M12186, E-2, 2024 DSM Programs Evaluation Commercial Measurement Assessment, HVAC Measures, Smart Thermostats for Electric Heating, page 175-177. | 74% | New Measure - assumes NTG consistent with other similar BER-IR measures.
Business Energy Rebates | IR - Smart thermostats for electric baseboards | 10 | M11630, E-2, 2023 DSM Programs Evaluation Measurement Assessment, Table 186: EUL Values and Sources for Non-LED Lighting BNI Measures, page 201-208. | 312 | M12186, E-2, 2024 DSM Programs Evaluation Commercial Measurement Assessment, HVAC Measures, Smart Thermostats for Electric Heating, page 175-177. | 0 | M12186, E-2, 2024 DSM Programs Evaluation Commercial Measurement Assessment, HVAC Measures, Smart Thermostats for Electric Heating, page 175-177. | 74% | New Measure - assumes NTG consistent with other similar BER-IR measures.
Business Energy Rebates | IR - Smart thermostats for central air source heat pumps | 10 | M11630, E-2, 2023 DSM Programs Evaluation Measurement Assessment, Table 186: EUL Values and Sources for Non-LED Lighting BNI Measures, page 201-208. | 1128 | M12186, E-2, 2024 DSM Programs Evaluation Commercial Measurement Assessment, HVAC Measures, Smart Thermostats for Electric Heating, page 175-177. | 0 | M12186, E-2, 2024 DSM Programs Evaluation Commercial Measurement Assessment, HVAC Measures, Smart Thermostats for Electric Heating, page 175-177. | 74% | New Measure - assumes NTG consistent with other similar BER-IR measures.
Business Energy Rebates | IR - Low Temperature Dishwasher - Under-Counter | 10 | M11630, E-2, 2023 DSM Programs Evaluation Measurement Assessment, Table 186: EUL Values and Sources for Non-LED Lighting BNI Measures, page 201-208. | 6182 | In practice, energy savings for this measure are calculated using the ENERGY STAR Commercial Kitchen Calculator and specification data for each rebated unit. Modelled as:ES=kWh/year (inefficient) - kWh/year (efficient) from ESTAR calculator using standard defaults 17299 kWh -11117 kWh =6182 kWh | 745.0826 | DS = ES * CF | 74% | New Measure - assumes NTG consistent with other similar BER-IR measures.
Business Energy Rebates | IR - Low Temperature Dishwasher - Single-Tank Door Type | 15 | M11630, E-2, 2023 DSM Programs Evaluation Measurement Assessment, Table 186: EUL Values and Sources for Non-LED Lighting BNI Measures, page 201-208. | 17255 | In practice, energy savings for this measure are calculated using the ENERGY STAR Commercial Kitchen Calculator and specification data for each rebated unit. Modelled as:ES=kWh/year (inefficient) - kWh/year (efficient) from ESTAR calculator using standard defaults 54507 kWh -37252 kWh =17255 kWh | 2079.6508 | DS = ES * CF | 74% | New Measure - assumes NTG consistent with other similar BER-IR measures.
Business Energy Rebates | IR - Low Temperature Dishwasher - Single-Tank Conveyor | 20 | M11630, E-2, 2023 DSM Programs Evaluation Measurement Assessment, Table 186: EUL Values and Sources for Non-LED Lighting BNI Measures, page 201-208. | 15378 | In practice, energy savings for this measure are calculated using the ENERGY STAR Commercial Kitchen Calculator and specification data for each rebated unit. Modelled as:ES=kWh/year (inefficient) - kWh/year (efficient) from ESTAR calculator using standard defaults 63516 kWh -48138 kWh =15,378 kWh | 1853.4262 | DS = ES * CF | 74% | New Measure - assumes NTG consistent with other similar BER-IR measures.
Business Energy Rebates | IR - Low Temperature Dishwasher - Multi-Tank Conveyor | 20 | M11630, E-2, 2023 DSM Programs Evaluation Measurement Assessment, Table 186: EUL Values and Sources for Non-LED Lighting BNI Measures, page 201-208. | 22863 | In practice, energy savings for this measure are calculated using the ENERGY STAR Commercial Kitchen Calculator and specification data for each rebated unit. Modelled as:ES=kWh/year (inefficient) - kWh/year (efficient) from ESTAR calculator using standard defaults 96834 kWh -73971 kWh =22863 kWh | 2755.5523 | DS = ES * CF | 74% | New Measure - assumes NTG consistent with other similar BER-IR measures.
Business Energy Rebates | IR - Ice Maker - Remote Condensing Unit - 400-1000 lb/day | 10 | M11630, E-2, 2023 DSM Programs Evaluation Measurement Assessment, Table 186: EUL Values and Sources for Non-LED Lighting BNI Measures, page 201-208. | 1552 | In practice, energy savings for this measure are calculated using the ENERGY STAR Commercial Kitchen Calculator and specification data for each rebated unit. Modelled as:ES=kWh/year (inefficient) - kWh/year (efficient) from ESTAR calculator using 700lbs per day; averaging between batch type and continuous type 10679 kWh - 9127 kWh = 1552kWh | 187.0541 | DS = ES * CF | 74% | New Measure - assumes NTG consistent with other similar BER-IR measures.
Business Energy Rebates | IR - Ice Maker - Remote Condensing Unit - 1000-2000 lb/day | 10 | M11630, E-2, 2023 DSM Programs Evaluation Measurement Assessment, Table 186: EUL Values and Sources for Non-LED Lighting BNI Measures, page 201-208. | 3131.5 | In practice, energy savings for this measure are calculated using the ENERGY STAR Commercial Kitchen Calculator and specification data for each rebated unit. Modelled as:ES=kWh/year (inefficient) - kWh/year (efficient) from ESTAR calculator using 1600lbs per day capacity; averaging between batch type and continuous type 21045 kWh - 17914 kWh = 3131.5kWh | 377.4226 | DS = ES * CF | 74% | New Measure - assumes NTG consistent with other similar BER-IR measures.
Business Energy Rebates | IR - Ice Maker - Remote Condensing Unit - >2000 lb/day | 10 | M11630, E-2, 2023 DSM Programs Evaluation Measurement Assessment, Table 186: EUL Values and Sources for Non-LED Lighting BNI Measures, page 201-208. | 5872 | In practice, energy savings for this measure are calculated using the ENERGY STAR Commercial Kitchen Calculator and specification data for each rebated unit. Modelled as:ES=kWh/year (inefficient) - kWh/year (efficient) from ESTAR calculator using 3000lbs per day capacity; averaging between batch type and continuous type 39461 kWh - 33589 kWh =5872 kWh | 707.72 | DS = ES * CF | 74% | New Measure - assumes NTG consistent with other similar BER-IR measures.
Business Energy Rebates | IR - Ice Maker - Ice Making Head - 750-1000 lb/day | 10 | M11630, E-2, 2023 DSM Programs Evaluation Measurement Assessment, Table 186: EUL Values and Sources for Non-LED Lighting BNI Measures, page 201-208. | 1838 | In practice, energy savings for this measure are calculated using the ENERGY STAR Commercial Kitchen Calculator and specification data for each rebated unit. Modelled as:ES=kWh/year (inefficient) - kWh/year (efficient) from ESTAR calculator using 850lbs per day capacity; averaging between batch type and continuous type 13054 kWh -11216 kWh =1838kWh | 221.5241 | DS = ES * CF | 74% | New Measure - assumes NTG consistent with other similar BER-IR measures.
Business Energy Rebates | IR - Ice Maker - Ice Making Head - 500-750 lb/day | 10 | M11630, E-2, 2023 DSM Programs Evaluation Measurement Assessment, Table 186: EUL Values and Sources for Non-LED Lighting BNI Measures, page 201-208. | 1085 | In practice, energy savings for this measure are calculated using the ENERGY STAR Commercial Kitchen Calculator and specification data for each rebated unit. Modelled as:ES=kWh/year (inefficient) - kWh/year (efficient) from ESTAR calculator using 600lbs per day capacity; averaging between batch type and continuous type 9740 kWh -8655 kWh =1085 kWh | 130.7691 | DS = ES * CF | 74% | New Measure - assumes NTG consistent with other similar BER-IR measures.
Business Energy Rebates | IR - Ice Maker - Ice Making Head - >1000 lb/day | 10 | M11630, E-2, 2023 DSM Programs Evaluation Measurement Assessment, Table 186: EUL Values and Sources for Non-LED Lighting BNI Measures, page 201-208. | 2595 | In practice, energy savings for this measure are calculated using the ENERGY STAR Commercial Kitchen Calculator and specification data for each rebated unit. Modelled as:ES=kWh/year (inefficient) - kWh/year (efficient) from ESTAR calculator using 200lbs per day; averaging between batch type and continuous type 17762 kWh -15167 kWh =2595 kWh | 312.7612 | DS = ES * CF | 74% | New Measure - assumes NTG consistent with other similar BER-IR measures.
Business Energy Rebates | IR - Hot Food Holding Cabinet - Full Size - Interior Volume >=20 ft^3 | 12 | M11630, E-2, 2023 DSM Programs Evaluation Measurement Assessment, Table 186: EUL Values and Sources for Non-LED Lighting BNI Measures, page 201-208. | 1914 | In practice, energy savings for this measure are calculated using the ENERGY STAR Commercial Kitchen Calculator and specification data for each rebated unit. Modelled as:ES=kWh/year (inefficient) - kWh/year (efficient) from ESTAR calculator using 30 cu feet size for > 20cufoot category and standard defaults 2957kWh -1043 kWh =1914 kWh | 230.684 | DS = ES * CF | 74% | New Measure - assumes NTG consistent with other similar BER-IR measures.
Business Energy Rebates | IR - Hot Food Holding Cabinet - 1/2 and 3/4 Size - Interior Volume <20 ft^3 | 12 | M11630, E-2, 2023 DSM Programs Evaluation Measurement Assessment, Table 186: EUL Values and Sources for Non-LED Lighting BNI Measures, page 201-208. | 1040 | In practice, energy savings for this measure are calculated using the ENERGY STAR Commercial Kitchen Calculator and specification data for each rebated unit. Modelled as:ES=kWh/year (inefficient) - kWh/year (efficient) from ESTAR calculator using 19.99cu feet size for < 20cufoot category and standard defaults 2006 kWh- 966 kWh = 1040 kWh | 125.3455 | DS = ES * CF | 74% | New Measure - assumes NTG consistent with other similar BER-IR measures.
Business Energy Rebates | IR - High Temperature Dishwasher - Single-Tank Conveyor | 20 | M11630, E-2, 2023 DSM Programs Evaluation Measurement Assessment, Table 186: EUL Values and Sources for Non-LED Lighting BNI Measures, page 201-208. | 10204 | In practice, energy savings for this measure are calculated using the ENERGY STAR Commercial Kitchen Calculator and specification data for each rebated unit. Modelled as:ES=kWh/year (inefficient) - kWh/year (efficient) from ESTAR calculator using standard defaults 97362 kWh -87158 kWh =10204 kWh | 1229.8323 | DS = ES * CF | 74% | New Measure - assumes NTG consistent with other similar BER-IR measures.
Business Energy Rebates | IR - High Temperature Dishwasher - Pot, Pan and Utensil | 10 | M11630, E-2, 2023 DSM Programs Evaluation Measurement Assessment, Table 186: EUL Values and Sources for Non-LED Lighting BNI Measures, page 201-208. | 10979 | In practice, energy savings for this measure are calculated using the ENERGY STAR Commercial Kitchen Calculator and specification data for each rebated unit. Modelled as:ES=kWh/year (inefficient) - kWh/year (efficient) from ESTAR calculator using standard defaults 97474 kWh - 86,495 kWh = 10,979 kWh | 1323.2388 | DS = ES * CF | 74% | New Measure - assumes NTG consistent with other similar BER-IR measures.
Business Energy Rebates | IR - High Temperature Dishwasher - Multi-Tank Conveyor | 20 | M11630, E-2, 2023 DSM Programs Evaluation Measurement Assessment, Table 186: EUL Values and Sources for Non-LED Lighting BNI Measures, page 201-208. | 45074 | In practice, energy savings for this measure are calculated using the ENERGY STAR Commercial Kitchen Calculator and specification data for each rebated unit. Modelled as:ES=kWh/year (inefficient) - kWh/year (efficient) from ESTAR calculator using standard defaults 211717 kWh - 166643 kWh = 45074 kWh | 5432.5227 | DS = ES * CF | 74% | New Measure - assumes NTG consistent with other similar BER-IR measures.
Business Energy Rebates | IR - Griddle - Electric | 12 | M11630, E-2, 2023 DSM Programs Evaluation Measurement Assessment, Table 186: EUL Values and Sources for Non-LED Lighting BNI Measures, page 201-208. | 636.33 | In practice, energy savings for this measure are calculated using the ENERGY STAR Commercial Kitchen Calculator and specification data for each rebated unit. Modelled as:ES=kWh/year (inefficient) - kWh/year (efficient) from ESTAR calculator / width of griddle in feet using standard defaults 15815 kWh - 13905 kWh = 1909; 1909/3ft = 636.33kWh/ft | 76.6934 | DS = ES * CF | 74% | New Measure - assumes NTG consistent with other similar BER-IR measures.
Business Energy Rebates | IR - Commercial Washing Machine - CEE Tier 2 | 11 | M11630, E-2, 2023 DSM Programs Evaluation Measurement Assessment, Table 186: EUL Values and Sources for Non-LED Lighting BNI Measures, page 201-208. | 1068.889 | In practice, energy savings are calculated based on specification data for each rebated unit. Modelled as: ES = (1/MEFb - 1/MEFe) * CAP * LOADS * QTY = (1/1.26 - 1/2) * 5 * 728 * 1 Variables used for modelling: [MEFb = 1.26], [MEFe = 2], [CAP = 5], [LOADS = 728], [RUNTIME = 1], [QTY = 1], [CF = 0.34] | 499 | DS = kWh * RUNTIME * CF / LOADS =1068.889 * 1 * 0.34 / 728 Variables used during modelling: [MEFb = 1.26], [MEFe = 2], [CAP = 5], [LOADS = 728], [RUNTIME = 1], [QTY = 1], [CF = 0.34] | 74% | New Measure - assumes NTG consistent with other similar BER-IR measures.
Business Energy Rebates | IR - Commercial Clothes Dryer - Heat Pump | 12 | M11630, E-2, 2023 DSM Programs Evaluation Measurement Assessment, Table 186: EUL Values and Sources for Non-LED Lighting BNI Measures, page 201-208. | 1956.2255 | In practice, energy savings are calculated based on specification data for each rebated unit. Modelled as: ES = QTY * LOADS * LoadAvg * (1/CEFbase-1/CEFee) = 1314 * 1 * 8.45*(1/2.51*1/4.5) Variables used for modelling: [LOADS = 1314], [LoadAvg = 8.45], [CEFbase = 2.51], [CEFee = 4.5], [cycle time=1], [QTY= 1] | 506.1771 | DS =( LoadAvg * (1/CEFbase-1/CEFee)*CF)/cycle time =( 8.45(*1/ 2.51 -1/ 4.5)*0.34)/ 1 Variables used for modelling: [LOADS = 1314], [LoadAvg = 8.45], [CEFbase = 2.51], [CEFee = 4.5], [cycle time=1], [QTY= 1] | 74% | New Measure - assumes NTG consistent with other similar BER-IR measures.
Custom | Custom - Building Optimization | 7.8611 | This value was calculated by dividing the value for Gross Lifetime Energy Savings at the Generator by the value for Gross Energy Savings at the Generator from M11630, E-2, 2023 DSM Programs Evaluation Reports, Custom Incentives Program,Table 26: Evaluated 2023 Building Optimization Gross Energy and Peak Demand Savings, page 46. | 1000000 | Savings for this measure are defined as 1 GWh | 75000 | This value was developed based on an average of recent evaluated demand savings. | 91% | M11630, E-2, 2023 DSM Programs Evaluation Reports, Custom Incentives Program, Table 28: Evaluated 2023 Building Optimization NTGR, page 47.
Custom | Custom - New Construction | 18.0106 | This value was calculated by dividing the value for Gross Lifetime Energy Savings at the Generator by the value for Gross Energy Savings at the Generator from M11630, E-2, 2023 DSM Programs Evaluation Reports, Custom Incentives Program,Table 21: Evaluated 2023 New Construction Gross Energy and Peak Demand Savings, page 40. | 1000000 | Savings for this measure are defined as 1 GWh | 310227.8236 | This value was calculated using the Gross Peak Demand savings at the Meter and Gross Energy Savings at the Meter from M11630, E-2, 2023 DSM Programs Evaluation Reports, Custom Incentives Program,Table 21: Evaluated 2023 New Construction Gross Energy and Peak Demand Savings, page 40. | 69% | M11630, E-2, 2023 DSM Programs Evaluation Reports, Custom Incentives Program, Table 23: Evaluated 2023 New Construction NTGR, page 42.
Custom | Custom - Industrial Retrofit | 6.5595 | This value was calculated by dividing the value for Gross Lifetime Energy Savings at the Generator by the value for Gross Energy Savings at the Generator from M11630, E-2, 2023 DSM Programs Evaluation Reports, Custom Incentives Program,Table 14: Evaluated 2023 Retrofit Gross Energy and Peak Demand Savings, page 31. | 1000000 | Savings for this measure are defined as 1 GWh | 150000 | This value was developed based on an average of recent evaluated demand savings. | 78.96% | M11630, E-2, 2023 DSM Programs Evaluation Reports, Custom Incentives Program 2023 DSM Evaluation, Table 20: Comparison of 2023 Retrofit Tracked and Evaluated Savings at the Generator, page 36.
Custom | Custom - Commercial Retrofit | 6.5595 | This value was calculated by dividing the value for Gross Lifetime Energy Savings at the Generator by the value for Gross Energy Savings at the Generator from M11630, E-2, 2023 DSM Programs Evaluation Reports, Custom Incentives Program,Table 14: Evaluated 2023 Retrofit Gross Energy and Peak Demand Savings, page 31. | 1000000 | Savings for this measure are defined as 1 GWh | 150000 | This value was developed based on an average of recent evaluated demand savings. | 78.96% | M11630, E-2, 2023 DSM Programs Evaluation Reports, Custom Incentives Program 2023 DSM Evaluation, Table 20: Comparison of 2023 Retrofit Tracked and Evaluated Savings at the Generator, page 36.
Custom | Custom - Pay for Performance | 11.1983 | This value was calculated by dividing the value for Gross Lifetime Energy Savings at the Generator by the value for Gross Energy Savings at the Generator from M11071, E-2, 2022 DSM Evaluation Reports, Custom Incentives Program,Table 21: Evaluated 2022 P4P Gross Energy and Peak Demand Savings, page 32. | 1000000 | Savings for this measure are defined as 1 GWh | 116000 | This value was developed based on an average of recent evaluated demand savings. | 86% | M11071, E-2, 2022 DSM Programs Evaluation Reports, Custom Incentives Program, Table 22: Evaluated 2022 P4P NTGR, page 33.
Efficient Products Installation | Window Film Kits | 1 | M11630, E-2, 2023 DSM Programs Evaluation Measurement Assessment, Table 185: EUL Values and Sources for Non-LED Lighting Residential Measures, page 196-201. | 9.9 | This value was developed based on an average of recent evaluated energy savings. | 28 | This value was developed based on an average of recent evaluated demand savings. | 107% | M11630, E-2, 2023 DSM Programs Evaluation Reports, Existing Residential Program, Table 54: 2023 EPI Net-to-gross Ratios by Product Category, page 107.
Efficient Products Installation | Thermostatic Shower Valve - 2.5 GPM | 10 | M11630, E-2, 2023 DSM Programs Evaluation Measurement Assessment, Table 185: EUL Values and Sources for Non-LED Lighting Residential Measures, page 196-201. | 104.5164 | This value was developed based on an average of recent evaluated energy savings. | 16.9189 | This value was developed based on an average of recent evaluated demand savings. | 107% | M11630, E-2, 2023 DSM Programs Evaluation Reports, Existing Residential Program, Table 54: 2023 EPI Net-to-gross Ratios by Product Category, page 107.
Efficient Products Installation | Switch and Plug Insulators | 15 | M11630, E-2, 2023 DSM Programs Evaluation Measurement Assessment, Table 185: EUL Values and Sources for Non-LED Lighting Residential Measures, page 196-201. | 16.5209 | This value was developed based on an average of recent evaluated energy savings. | 4.6836 | This value was developed based on an average of recent evaluated demand savings. | 107% | M11630, E-2, 2023 DSM Programs Evaluation Reports, Existing Residential Program, Table 54: 2023 EPI Net-to-gross Ratios by Product Category, page 107.
Efficient Products Installation | Smart thermostats for mini-split heat pumps | 10 | M11630, E-2, 2023 DSM Programs Evaluation Measurement Assessment, Table 185: EUL Values and Sources for Non-LED Lighting Residential Measures, page 196-201. | 514 | M11630, E-2, 2023 DSM Programs Evaluation Measurement Assessment, Space Heating Measures, Smart Thermostats for Electrical Heating Measures, page 85-87. | 0 | M11630, E-2, 2023 DSM Programs Evaluation Measurement Assessment, Space Heating Measures, Smart Thermostats for Electrical Heating Measures, page 85-87. | 107% | M11630, E-2, 2023 DSM Programs Evaluation Reports, Existing Residential Program, Table 54: 2023 EPI Net-to-gross Ratios by Product Category, page 107.
Efficient Products Installation | Smart thermostats for in-floor heat | 10 | M11630, E-2, 2023 DSM Programs Evaluation Measurement Assessment, Table 185: EUL Values and Sources for Non-LED Lighting Residential Measures, page 196-201. | 348 | M11630, E-2, 2023 DSM Programs Evaluation Measurement Assessment, Space Heating Measures, Smart Thermostats for Electrical Heating Measures, page 85-87. | 0 | M11630, E-2, 2023 DSM Programs Evaluation Measurement Assessment, Space Heating Measures, Smart Thermostats for Electrical Heating Measures, page 85-87. | 107% | M11630, E-2, 2023 DSM Programs Evaluation Reports, Existing Residential Program, Table 54: 2023 EPI Net-to-gross Ratios by Product Category, page 107.
Efficient Products Installation | Smart thermostats for electric baseboards | 10 | M11630, E-2, 2023 DSM Programs Evaluation Measurement Assessment, Table 185: EUL Values and Sources for Non-LED Lighting Residential Measures, page 196-201. | 348 | M11630, E-2, 2023 DSM Programs Evaluation Measurement Assessment, Space Heating Measures, Smart Thermostats for Electrical Heating Measures, page 85-87. | 0 | M11630, E-2, 2023 DSM Programs Evaluation Measurement Assessment, Space Heating Measures, Smart Thermostats for Electrical Heating Measures, page 85-87. | 107% | M11630, E-2, 2023 DSM Programs Evaluation Reports, Existing Residential Program, Table 54: 2023 EPI Net-to-gross Ratios by Product Category, page 107.
Efficient Products Installation | Pipe Insulation | 13 | M11630, E-2, 2023 DSM Programs Evaluation Measurement Assessment, Table 185: EUL Values and Sources for Non-LED Lighting Residential Measures, page 196-201. | 11.3058 | This value was developed based on an average of recent evaluated energy savings. | 1.8339 | This value was developed based on an average of recent evaluated demand savings. | 107% | M11630, E-2, 2023 DSM Programs Evaluation Reports, Existing Residential Program, Table 54: 2023 EPI Net-to-gross Ratios by Product Category, page 107.
Efficient Products Installation | Low Flow Showerhead - 1 GPM improvement | 10 | M11630, E-2, 2023 DSM Programs Evaluation Measurement Assessment, Table 185: EUL Values and Sources for Non-LED Lighting Residential Measures, page 196-201. | 363.2312 | This value was developed based on an average of recent evaluated energy savings. | 58.8538 | This value was developed based on an average of recent evaluated demand savings. | 100% | M11630, E-2, 2023 DSM Programs Evaluation Reports, Existing Residential Program, Table 54: 2023 EPI Net-to-gross Ratios by Product Category, page 107.
Efficient Products Installation | Low Flow Showerhead - 0.75 GPM improvement | 10 | M11630, E-2, 2023 DSM Programs Evaluation Measurement Assessment, Table 185: EUL Values and Sources for Non-LED Lighting Residential Measures, page 196-201. | 271.8171 | This value was developed based on an average of recent evaluated energy savings. | 44.0126 | This value was developed based on an average of recent evaluated demand savings. | 100% | M11630, E-2, 2023 DSM Programs Evaluation Reports, Existing Residential Program, Table 54: 2023 EPI Net-to-gross Ratios by Product Category, page 107.
Efficient Products Installation | Low Flow Showerhead - 0.5 GPM improvement | 10 | M11630, E-2, 2023 DSM Programs Evaluation Measurement Assessment, Table 185: EUL Values and Sources for Non-LED Lighting Residential Measures, page 196-201. | 180.8441 | This value was developed based on an average of recent evaluated energy savings. | 29.3032 | This value was developed based on an average of recent evaluated demand savings. | 100% | M11630, E-2, 2023 DSM Programs Evaluation Reports, Existing Residential Program, Table 54: 2023 EPI Net-to-gross Ratios by Product Category, page 107.
Efficient Products Installation | Kitchen Aerator | 10 | M11630, E-2, 2023 DSM Programs Evaluation Measurement Assessment, Table 185: EUL Values and Sources for Non-LED Lighting Residential Measures, page 196-201. | 94.9312 | This value was developed based on an average of recent evaluated energy savings. | 15.3661 | This value was developed based on an average of recent evaluated demand savings. | 107% | M11630, E-2, 2023 DSM Programs Evaluation Reports, Existing Residential Program, Table 54: 2023 EPI Net-to-gross Ratios by Product Category, page 107.
Efficient Products Installation | Hot Water Tank Wrap | 7 | M11630, E-2, 2023 DSM Programs Evaluation Measurement Assessment, Table 185: EUL Values and Sources for Non-LED Lighting Residential Measures, page 196-201. | 137.8585 | This value was developed based on an average of recent evaluated energy savings. | 22.3688 | This value was developed based on an average of recent evaluated demand savings. | 107% | M11630, E-2, 2023 DSM Programs Evaluation Reports, Existing Residential Program, Table 54: 2023 EPI Net-to-gross Ratios by Product Category, page 107.
Efficient Products Installation | Bathroom Aerator | 10 | M11630, E-2, 2023 DSM Programs Evaluation Measurement Assessment, Table 185: EUL Values and Sources for Non-LED Lighting Residential Measures, page 196-201. | 94.401 | This value was developed based on an average of recent evaluated energy savings. | 15.2787 | This value was developed based on an average of recent evaluated demand savings. | 107% | M11630, E-2, 2023 DSM Programs Evaluation Reports, Existing Residential Program, Table 54: 2023 EPI Net-to-gross Ratios by Product Category, page 107.
Home Energy Assessment | E Audit | 1 | No EUL has been assumed for Audit Measures. The EUL is set as "1.0" to prevent model errors. | 0 | The model inputs do not directly attribute savings to audit measures. | 0 | The model inputs do not directly attribute savings to audit measures. | 100% | Defined as 100% for audit measures.
Home Energy Assessment | D Audit | 1 | No EUL has been assumed for Audit Measures. The EUL is set as "1.0" to prevent model errors. | 0 | The model inputs do not directly attribute savings to audit measures. | 0 | The model inputs do not directly attribute savings to audit measures. | 100% | Defined as 100% for audit measures.
Home Energy Assessment | Wood Stove | 18 | M11630, E-2, 2023 DSM Programs Evaluation Measurement Assessment, Table 185: EUL Values and Sources for Non-LED Lighting Residential Measures, page 196-201. | 4391 | This value was developed based on an average of recent evaluated energy savings. | 1640 | This value was developed based on an average of recent evaluated demand savings. | 84% | M11630, E-2, 2023 DSM Programs Evaluation Reports, Existing Residential Program, Table 19: 2023 HEA NTGR, page 20.
Home Energy Assessment | Pellet Stove | 18 | M11630, E-2, 2023 DSM Programs Evaluation Measurement Assessment, Table 185: EUL Values and Sources for Non-LED Lighting Residential Measures, page 196-201. | 3152 | This value was developed based on an average of recent evaluated energy savings. | 1429 | This value was developed based on an average of recent evaluated demand savings. | 84% | M11630, E-2, 2023 DSM Programs Evaluation Reports, Existing Residential Program, Table 19: 2023 HEA NTGR, page 20.
Home Energy Assessment | Heat Pump Water Heater with heat pump baseline (not modelled) | 10 | M11630, E-2, 2023 DSM Programs Evaluation Measurement Assessment, Table 185: EUL Values and Sources for Non-LED Lighting Residential Measures, page 196-201. | 1280 | M11630, E-2, 2023 DSM Programs Evaluation Measurement Assessment, Water Heating Measures, Heat Pump Water Heater, page 41-43. | 207 | M11630, E-2, 2023 DSM Programs Evaluation Measurement Assessment, Water Heating Measures, Heat Pump Water Heater, page 41-43. | 84% | M11630, E-2, 2023 DSM Programs Evaluation Reports, Existing Residential Program, Table 19: 2023 HEA NTGR, page 20.
Home Energy Assessment | Heat Pump Water Heater with electric resistance baseline (not modelled) | 10 | M11630, E-2, 2023 DSM Programs Evaluation Measurement Assessment, Table 185: EUL Values and Sources for Non-LED Lighting Residential Measures, page 196-201. | 1179 | M11630, E-2, 2023 DSM Programs Evaluation Measurement Assessment, Water Heating Measures, Heat Pump Water Heater, page 41-43. | 191 | M11630, E-2, 2023 DSM Programs Evaluation Measurement Assessment, Water Heating Measures, Heat Pump Water Heater, page 41-43. | 84% | M11630, E-2, 2023 DSM Programs Evaluation Reports, Existing Residential Program, Table 19: 2023 HEA NTGR, page 20.
Home Energy Assessment | HEA Whole Home (modelled HP + Bld Env, >=80% elec) | 20.8 | M11630, E-2, 2023 DSM Programs Evaluation Repots, Existing Residential Program, Table 22: Evaluated 2023 HEA Net Energy and Peak Demand Savings, page 18. | 2897.4057 | This value was developed based on an average of recent evaluated energy savings. | 1452.01 | This value was developed based on an average of recent evaluated demand savings. | 84% | M11630, E-2, 2023 DSM Programs Evaluation Reports, Existing Residential Program, Table 19: 2023 HEA NTGR, page 20.
Home Energy Assessment | HEA Whole Home (modelled Bld Env only, >=80% elec) | 20.8 | M11630, E-2, 2023 DSM Programs Evaluation Repots, Existing Residential Program, Table 22: Evaluated 2023 HEA Net Energy and Peak Demand Savings, page 18. | 1172.1434 | This value was developed based on an average of recent evaluated energy savings. | 276.4 | This value was developed based on an average of recent evaluated demand savings. | 84% | M11630, E-2, 2023 DSM Programs Evaluation Reports, Existing Residential Program, Table 19: 2023 HEA NTGR, page 20.
Instant Savings | Smart thermostats for mini-split heat pumps | 10 | M11630, E-2, 2023 DSM Programs Evaluation Measurement Assessment, Table 185: EUL Values and Sources for Non-LED Lighting Residential Measures, page 196-201. | 564 | M12186, E-2, 2024 DSM Programs Evaluation Residential Measurement Assessment, Space Heating Measures, Smart Thermostats, page 77-80. | 0 | M12186, E-2, 2024 DSM Programs Evaluation Residential Measurement Assessment, Space Heating Measures, Smart Thermostats, page 77-80. | 100% | M11630, E-2, 2023 DSM Programs Evaluation Reports, Residential Efficient Product Rebates, Table 31: 2023 Instant Savings Net-to-Gross Ratios, page 41.
Instant Savings | Smart thermostats for in-floor heat | 10 | M11630, E-2, 2023 DSM Programs Evaluation Measurement Assessment, Table 185: EUL Values and Sources for Non-LED Lighting Residential Measures, page 196-201. | 312 | M12186, E-2, 2024 DSM Programs Evaluation Residential Measurement Assessment, Space Heating Measures, Smart Thermostats, page 77-80. | 0 | M12186, E-2, 2024 DSM Programs Evaluation Residential Measurement Assessment, Space Heating Measures, Smart Thermostats, page 77-80. | 100% | M11630, E-2, 2023 DSM Programs Evaluation Reports, Residential Efficient Product Rebates, Table 31: 2023 Instant Savings Net-to-Gross Ratios, page 41.
Instant Savings | Smart thermostats for electric baseboards | 10 | M11630, E-2, 2023 DSM Programs Evaluation Measurement Assessment, Table 185: EUL Values and Sources for Non-LED Lighting Residential Measures, page 196-201. | 312 | M12186, E-2, 2024 DSM Programs Evaluation Residential Measurement Assessment, Space Heating Measures, Smart Thermostats, page 77-80. | 0 | M12186, E-2, 2024 DSM Programs Evaluation Residential Measurement Assessment, Space Heating Measures, Smart Thermostats, page 77-80. | 100% | M11630, E-2, 2023 DSM Programs Evaluation Reports, Residential Efficient Product Rebates, Table 31: 2023 Instant Savings Net-to-Gross Ratios, page 41.
Instant Savings | Programmable thermostats for electric heat | 10 | M11630, E-2, 2023 DSM Programs Evaluation Measurement Assessment, Table 185: EUL Values and Sources for Non-LED Lighting Residential Measures, page 196-201. | 164 | M12186, E-2, 2024 DSM Programs Evaluation Commercial Measurement Assessment, Space Heating Measures, Programmable Thermostats, page 74-76. | 0 | M12186, E-2, 2024 DSM Programs Evaluation Commercial Measurement Assessment, Space Heating Measures, Programmable Thermostats, page 74-76. | 100% | M11630, E-2, 2023 DSM Programs Evaluation Reports, Residential Efficient Product Rebates, Table 31: 2023 Instant Savings Net-to-Gross Ratios, page 41.
Instant Savings | Outdoor Motion Sensor - Hard Wired | 10 | M11630, E-2, 2023 DSM Programs Evaluation Measurement Assessment, Table 185: EUL Values and Sources for Non-LED Lighting Residential Measures, page 196-201. | 22.1 | M12186, E-2, 2024 DSM Programs Evaluation Residential Measurement Assessment, Lighting Measures, Motion Sensors, page 23-26. | 0 | M12186, E-2, 2024 DSM Programs Evaluation Residential Measurement Assessment, Lighting Measures, Motion Sensors, page 23-26. | 100% | M11630, E-2, 2023 DSM Programs Evaluation Reports, Residential Efficient Product Rebates, Table 31: 2023 Instant Savings Net-to-Gross Ratios, page 41.
Instant Savings | Outdoor Heavy Duty Timers | 10 | M11630, E-2, 2023 DSM Programs Evaluation Measurement Assessment, Table 185: EUL Values and Sources for Non-LED Lighting Residential Measures, page 196-201. | 122 | M11630, E-2, 2023 DSM Programs Evaluation Measurement Assessment, Plus Load Control Measures, Heavy-Duty Outdoor Timers, page 125-126. | 0 | M11630, E-2, 2023 DSM Programs Evaluation Measurement Assessment, Plus Load Control Measures, Heavy-Duty Outdoor Timers, page 125-126. | 100% | M11630, E-2, 2023 DSM Programs Evaluation Reports, Residential Efficient Product Rebates, Table 31: 2023 Instant Savings Net-to-Gross Ratios, page 41.
Instant Savings | Indoor Motion Sensors - Hard wired | 10 | M11630, E-2, 2023 DSM Programs Evaluation Measurement Assessment, Table 185: EUL Values and Sources for Non-LED Lighting Residential Measures, page 196-201. | 22.1 | M12186, E-2, 2024 DSM Programs Evaluation Residential Measurement Assessment, Lighting Measures, Motion Sensors, page 23-26. | 0 | M12186, E-2, 2024 DSM Programs Evaluation Residential Measurement Assessment, Lighting Measures, Motion Sensors, page 23-26. | 100% | M11630, E-2, 2023 DSM Programs Evaluation Reports, Residential Efficient Product Rebates, Table 31: 2023 Instant Savings Net-to-Gross Ratios, page 41.
Instant Savings | Heat Pump Water Heater | 10 | M11630, E-2, 2023 DSM Programs Evaluation Measurement Assessment, Table 185: EUL Values and Sources for Non-LED Lighting Residential Measures, page 196-201. | 922 | M11630, E-2, 2023 DSM Programs Evaluation Measurement Assessment, Water Heating Measures, Heat Pump Water Heater, page 41-43. | 149 | M11630, E-2, 2023 DSM Programs Evaluation Measurement Assessment, Water Heating Measures, Heat Pump Water Heater, page 41-43. | 100% | M11630, E-2, 2023 DSM Programs Evaluation Reports, Residential Efficient Product Rebates, Table 31: 2023 Instant Savings Net-to-Gross Ratios, page 41.
Instant Savings | Energy Star certified ventilating fans | 19 | Arkansas Technical Reference Manual, Version 9.1 (V.2), page 86-87, August 31, 2022. https://apsc.arkansas.gov/wp-content/uploads/AR_TRM_V9.1_Volume_1_2_and_3_on_8-31-22.pdf | 143 | M12186, E-2, 2024 DSM Programs Evaluation Residential Measurement Assessment, Appliance Measures, Humidity Sensors for Bathroom Exhaust Fans, page 111-113. | 14.3 | This value was developed based on an average of recent evaluated demand savings. | 100% | M11630, E-2, 2023 DSM Programs Evaluation Reports, Residential Efficient Product Rebates, Table 31: 2023 Instant Savings Net-to-Gross Ratios, page 41.
Instant Savings | Energy Star certified variable speed pool pumps | 10 | M11630, E-2, 2023 DSM Programs Evaluation Measurement Assessment, Table 185: EUL Values and Sources for Non-LED Lighting Residential Measures, page 196-201. | 530 | M11630, E-2, 2023 DSM Programs Evaluation Measurement Assessment, Plug Load Control Measures, Pool Pumps, page 127-128. | 0 | M11630, E-2, 2023 DSM Programs Evaluation Measurement Assessment, Plus Load Control Measures, Pool Pumps, page 127-128. | 100% | M11630, E-2, 2023 DSM Programs Evaluation Reports, Residential Efficient Product Rebates, Table 31: 2023 Instant Savings Net-to-Gross Ratios, page 41.
Instant Savings | Energy Star certified Room Air Purifiers (RAP) | 9 | M11630, E-2, 2023 DSM Programs Evaluation Measurement Assessment, Table 185: EUL Values and Sources for Non-LED Lighting Residential Measures, page 196-201. | 435 | M11630, E-2, 2023 DSM Programs Evaluation Measurement Assessment, Appliance Measures, Air Purifiers, page 116-117. | 74.4 | M11630, E-2, 2023 DSM Programs Evaluation Measurement Assessment, Appliance Measures, Air Purifiers, page 116-117. | 100% | M11630, E-2, 2023 DSM Programs Evaluation Reports, Residential Efficient Product Rebates, Table 31: 2023 Instant Savings Net-to-Gross Ratios, page 41.
Instant Savings | Energy Star certified dishwashers | 11 | M11630, E-2, 2023 DSM Programs Evaluation Measurement Assessment, Table 185: EUL Values and Sources for Non-LED Lighting Residential Measures, page 196-201. | 14.2 | M11630, E-2, 2023 DSM Programs Evaluation Measurement Assessment, Appliance Measures, Dishwashers, page 117-120. | 1.3 | M11630, E-2, 2023 DSM Programs Evaluation Measurement Assessment, Appliance Measures, Dishwashers, page 117-120. | 100% | M11630, E-2, 2023 DSM Programs Evaluation Reports, Residential Efficient Product Rebates, Table 31: 2023 Instant Savings Net-to-Gross Ratios, page 41.
Instant Savings | Energy Star certified combination washer/dryer units | 11 | M11630, E-2, 2023 DSM Programs Evaluation Measurement Assessment, Table 185: EUL Values and Sources for Non-LED Lighting Residential Measures, page 196-201. | 144 | M12186, E-2, 2024 DSM Programs Evaluation Residential Measurement Assessment, Appliance Measures, Washer Dryer Combination Units, page 103-107. | 19.9 | M12186, E-2, 2024 DSM Programs Evaluation Residential Measurement Assessment, Appliance Measures, Washer Dryer Combination Units, page 103-107. | 100% | M11630, E-2, 2023 DSM Programs Evaluation Reports, Residential Efficient Product Rebates, Table 31: 2023 Instant Savings Net-to-Gross Ratios, page 41.
Instant Savings | Energy Star certified clothes washers (Tier 3) | 11 | M11630, E-2, 2023 DSM Programs Evaluation Measurement Assessment, Table 185: EUL Values and Sources for Non-LED Lighting Residential Measures, page 196-201. | 138 | M12186, E-2, 2024 DSM Programs Evaluation Residential Measurement Assessment, Appliance Measures, Clothes Washers, page 99-102. | 19 | M12186, E-2, 2024 DSM Programs Evaluation Residential Measurement Assessment, Appliance Measures, Clothes Washers, page 99-102. | 100% | M11630, E-2, 2023 DSM Programs Evaluation Reports, Residential Efficient Product Rebates, Table 31: 2023 Instant Savings Net-to-Gross Ratios, page 41.
Instant Savings | Energy Star certified clothes dryers | 12 | M11630, E-2, 2023 DSM Programs Evaluation Measurement Assessment, Table 185: EUL Values and Sources for Non-LED Lighting Residential Measures, page 196-201. | 25 | M12186, E-2, 2024 DSM Programs Evaluation Residential Measurement Assessment, Appliance Measures, Clothes Dryers, page 98-99. | 35 | M12186, E-2, 2024 DSM Programs Evaluation Residential Measurement Assessment, Appliance Measures, Clothes Dryers, page 98-99. | 100% | M11630, E-2, 2023 DSM Programs Evaluation Reports, Residential Efficient Product Rebates, Table 31: 2023 Instant Savings Net-to-Gross Ratios, page 41.
Instant Savings | Dimmer Switches | 10 | M11630, E-2, 2023 DSM Programs Evaluation Measurement Assessment, Table 185: EUL Values and Sources for Non-LED Lighting Residential Measures, page 196-201. | 8.2 | M12186, E-2, 2024 DSM Programs Evaluation Residential Measurement Assessment, Lighting Measures, Dimmer Switches, page 21-22. | 1.6115 | M12186, E-2, 2024 DSM Programs Evaluation Residential Measurement Assessment, Lighting Measures, Dimmer Switches, page 21-22. | 100% | M11630, E-2, 2023 DSM Programs Evaluation Reports, Residential Efficient Product Rebates, Table 31: 2023 Instant Savings Net-to-Gross Ratios, page 41.
Instant Savings | Solar lighting fixtures | 2.6 | M11630, E-2, 2023 DSM Programs Evaluation Measurement Assessment, Table 185: EUL Values and Sources for Non-LED Lighting Residential Measures, page 196-201. | 81 | M12186, E-2, 2024 DSM Programs Evaluation Commercial Measurement Assessment, Lighting Measures, Solar Fixtures, page 28-30. | 13.1 | M12186, E-2, 2024 DSM Programs Evaluation Commercial Measurement Assessment, Lighting Measures, Solar Fixtures, page 28-30. | 50% | M11630, E-2, 2023 DSM Programs Evaluation Reports, Residential Efficient Product Rebates, Table 31: 2023 Instant Savings Net-to-Gross Ratios, page 41.
Instant Savings | Outdoor clotheslines | 10 | M11630, E-2, 2023 DSM Programs Evaluation Measurement Assessment, Table 185: EUL Values and Sources for Non-LED Lighting Residential Measures, page 196-201. | 71 | M11630, E-2, 2023 DSM Programs Evaluation Measurement Assessment, Appliance Measures, Clotheslines and Outdoor Drying Racks, page 93-96. | 0 | M11630, E-2, 2023 DSM Programs Evaluation Measurement Assessment, Appliance Measures, Clotheslines and Outdoor Drying Racks, page 93-96. | 100% | New Measure - assumes NTG consistent with other similar Instant Savings measures.
MHEEP | Programmable thermostats for electric heat (not modelled) | 10 | M11630, E-2, 2023 DSM Programs Evaluation Reports, Existing Residential Program, Table 61: Tracked and Evaluated 2023 MHEEP Equivalent EUL Values, page 161. | 221 | M12186, E-2, 2024 DSM Programs Evaluation Commercial Measurement Assessment, Space Heating Measures, Programmable Thermostats, page 74-76. | 0 | M12186, E-2, 2024 DSM Programs Evaluation Commercial Measurement Assessment, Space Heating Measures, Programmable Thermostats, page 74-76. | 100% | M11630, E-2, 2023 DSM Programs Evaluation Reports, Existing Residential Program, Table 66: Comparison of Tracked and Evaluated 2023 MHEEP Savings at the Generator, page 124.
MHEEP | MHEEP Whole Home (modelled) | 20.8 | M11630, E-2, 2023 DSM Programs Evaluation Reports, Existing Residential Program, Table 61: Tracked and Evaluated 2023 MHEEP Equivalent EUL Values, page 161. | 1673.752 | This value was developed based on an average of recent evaluated energy savings. | 1078.9079 | This value was developed based on an average of recent evaluated demand savings. | 100% | M11630, E-2, 2023 DSM Programs Evaluation Reports, Existing Residential Program, Table 66: Comparison of Tracked and Evaluated 2023 MHEEP Savings at the Generator, page 124.
MHEEP | E Audit | 1 | No EUL has been assumed for Audit Measures. The EUL is set as "1.0" to prevent model errors. | 0 | The model inputs do not directly attribute savings to audit measures. | 0 | The model inputs do not directly attribute savings to audit measures. | 100% | M11630, E-2, 2023 DSM Programs Evaluation Reports, Existing Residential Program, Table 66: Comparison of Tracked and Evaluated 2023 MHEEP Savings at the Generator, page 124.
MHEEP | D Audit | 1 | No EUL has been assumed for Audit Measures. The EUL is set as "1.0" to prevent model errors. | 0 | The model inputs do not directly attribute savings to audit measures. | 0 | The model inputs do not directly attribute savings to audit measures. | 100% | M11630, E-2, 2023 DSM Programs Evaluation Reports, Existing Residential Program, Table 66: Comparison of Tracked and Evaluated 2023 MHEEP Savings at the Generator, page 124.
Residential Behaviour | Home Energy Report | 1 | M12186, E-2, 2024 DSM Programs Evaluation, Existing Residential Program, Section 31.2.6 Effective Useful Life, page 194. | 75.753 | Savings value estimated using Bidgely's 2025-2026 savings and treatment group projections. | 0 | No peak demand reduction. | 100% | In practice, Net Savings = Cumulative Savings – Savings Deductions for Participation in Other Programs. This calculation is considered in the energy savings valued modelled for this measure so the NTGR is assumed to be 100%.
SEM | Custom - Strategic Energy Management | 5.4549 | This value was calculated by dividing the value for Gross Lifetime Energy Savings at the Generator by the value for Gross Energy Savings at the Generator from M11630, E-2, 2023 DSM Programs Evaluation Reports, Custom Incentives Program,Table 36: Evaluated 2023 SEM Gross Energy and Peak Demand Savings, page 71. | 1000000 | Savings for this measure are defined as 1 GWh | 100000 | This value was developed based on an average of recent evaluated demand savings. | 100% | M11630, E-2, 2023 DSM Programs Evaluation Reports, Custom Incentives Program, Table 38: Comparison of 2023 SEM Tracked and Evaluated Savings at the Generator, page 73.
Small Business Energy Solutions | SBES - Refrigeration | 13.761 | This value was developed using a weighted average measure life from the 2021-2023 tracked evaluation data for SBES Refrigeration measures. | 4828.3501 | This value was developed based on an average of recent evaluated energy savings. | 757.7892 | This value was developed based on an average of recent evaluated demand savings. | 80% | This value was developed using a weighted average of the 2021-2023 evaluated NTG values.
Small Business Energy Solutions | SBES - Other | 11.9056 | This value was developed using a weighted average measure life from the 2021-2023 tracked evaluation data for SBES measures. | 16259.6878 | This value was developed based on an average of recent evaluated energy savings. | 3799.194 | This value was developed based on an average of recent evaluated demand savings. | 80% | This value was developed using a weighted average of the 2021-2023 evaluated NTG values.
Small Business Energy Solutions | SBES - Motors | 14.124 | This value was developed using a weighted average measure life from the 2021-2023 tracked evaluation data for SBES Motor measures. | 22020.7119 | This value was developed based on an average of recent evaluated energy savings. | 2268.485 | This value was developed based on an average of recent evaluated demand savings. | 80% | This value was developed using a weighted average of the 2021-2023 evaluated NTG values.
Small Business Energy Solutions | SBES - Lighting - Outdoor | 14.4608 | This value was developed using a weighted average measure life from the 2021-2023 tracked evaluation data for SBES Outdoor Lighting measures. | 25691.8525 | This value was developed based on an average of recent evaluated energy savings. | 5484.5682 | This value was developed based on an average of recent evaluated demand savings. | 80% | This value was developed using a weighted average of the 2021-2023 evaluated NTG values.
Small Business Energy Solutions | SBES - Lighting - Indoor | 14.6503 | This value was developed using a weighted average measure life from the 2021-2023 tracked evaluation data for SBES Indoor Lighting measures. | 22175.1926 | This value was developed based on an average of recent evaluated energy savings. | 3756.774 | This value was developed based on an average of recent evaluated demand savings. | 80% | This value was developed using a weighted average of the 2021-2023 evaluated NTG values.
Small Business Energy Solutions | SBES - Lighting - Controls | 10.2325 | This value was developed using a weighted average measure life from the 2021-2023 tracked evaluation data for SBES Lighting Control measures. | 4128.5 | This value was developed based on an average of recent evaluated energy savings. | 673.7469 | This value was developed based on an average of recent evaluated demand savings. | 80% | This value was developed using a weighted average of the 2021-2023 evaluated NTG values.
Small Business Energy Solutions | SBES - HVAC | 17.5305 | This value was developed using a weighted average measure life from the 2021-2023 tracked evaluation data for SBES HVAC measures. | 22860.34 | This value was developed based on an average of recent evaluated energy savings. | 6869.5419 | This value was developed based on an average of recent evaluated demand savings. | 80% | This value was developed using a weighted average of the 2021-2023 evaluated NTG values.
Small Business Energy Solutions | SBES - DHW | 13.6532 | This value was developed using a weighted average measure life from the 2021-2023 tracked evaluation data for SBES Water Heating measures. | 11451.9328 | This value was developed based on an average of recent evaluated energy savings. | 2644.0796 | This value was developed based on an average of recent evaluated demand savings. | 80% | This value was developed using a weighted average of the 2021-2023 evaluated NTG values.
Small Business Energy Solutions | SBES - Commercial Kitchen | 12.3329 | This value was developed using a weighted average measure life from the 2021-2023 tracked evaluation data for SBES Commercial Kitchen measures. | 4683.3107 | This value was developed based on an average of recent evaluated energy savings. | 947.0326 | This value was developed based on an average of recent evaluated demand savings. | 80% | This value was developed using a weighted average of the 2021-2023 evaluated NTG values.
Small Business Energy Solutions | SBES - Agriculture | 14.9345 | This value was developed using a weighted average measure life from the 2021-2023 tracked evaluation data for SBES Agriculture measures. | 23851.8723 | This value was developed based on an average of recent evaluated energy savings. | 5552.5022 | This value was developed based on an average of recent evaluated demand savings. | 80% | This value was developed using a weighted average of the 2021-2023 evaluated NTG values.
Small Business Energy Solutions | CDI - Smart thermostats for mini-split heat pumps | 10 | M11071, E-2, 2022 DSM Programs Evaluation Measurement Assessment, Table 182: EUL Values and Sources for Non-LED Lighting Residential Measures, page 190-195. | 312 | M12186, E-2, 2024 DSM Programs Evaluation Commercial Measurement Assessment, HVAC Measures, Smart Thermostats for Electric Heating, page 175-177. | 0 | M12186, E-2, 2024 DSM Programs Evaluation Commercial Measurement Assessment, HVAC Measures, Smart Thermostats for Electric Heating, page 175-177. | 100% | This value was developed based on the 2023 NTGR for similar SBES measures.
Small Business Energy Solutions | CDI - Smart thermostats for in-floor heat | 10 | M11071, E-2, 2022 DSM Programs Evaluation Measurement Assessment, Table 182: EUL Values and Sources for Non-LED Lighting Residential Measures, page 190-195. | 564 | M12186, E-2, 2024 DSM Programs Evaluation Commercial Measurement Assessment, HVAC Measures, Smart Thermostats for Electric Heating, page 175-177. | 0 | M12186, E-2, 2024 DSM Programs Evaluation Commercial Measurement Assessment, HVAC Measures, Smart Thermostats for Electric Heating, page 175-177. | 100% | This value was developed based on the 2023 NTGR for similar SBES measures.
Small Business Energy Solutions | CDI - Smart thermostats for electric baseboards | 10 | M11071, E-2, 2022 DSM Programs Evaluation Measurement Assessment, Table 182: EUL Values and Sources for Non-LED Lighting Residential Measures, page 190-195. | 312 | M12186, E-2, 2024 DSM Programs Evaluation Commercial Measurement Assessment, HVAC Measures, Smart Thermostats for Electric Heating, page 175-177. | 0 | M12186, E-2, 2024 DSM Programs Evaluation Commercial Measurement Assessment, HVAC Measures, Smart Thermostats for Electric Heating, page 175-177. | 100% | This value was developed based on the 2023 NTGR for similar SBES measures.
Small Business Energy Solutions | CDI - Smart thermostats for central air source heat pumps | 10 | M11071, E-2, 2022 DSM Programs Evaluation Measurement Assessment, Table 182: EUL Values and Sources for Non-LED Lighting Residential Measures, page 190-195. | 1128 | M12186, E-2, 2024 DSM Programs Evaluation Commercial Measurement Assessment, HVAC Measures, Smart Thermostats for Electric Heating, page 175-177. | 0 | M12186, E-2, 2024 DSM Programs Evaluation Commercial Measurement Assessment, HVAC Measures, Smart Thermostats for Electric Heating, page 175-177. | 100% | This value was developed based on the 2023 NTGR for similar SBES measures.
Small Business Energy Solutions | CDI - Packaged Terminal Heat Pump | 15 | M11630, E-2, 2023 DSM Programs Evaluation Measurement Assessment, Table 186: EUL Values and Sources for Non-LED Lighting BNI Measures, page 201-208. | 1797.3229 | This value was developed based on an average of recent evaluated energy savings. | 0 | This value was developed based on an average of recent evaluated demand savings. | 100% | This value was developed based on the 2023 NTGR for similar SBES measures.
Small Business Energy Solutions | CDI - Ductless Mini-Split Heat Pump | 18 | M11630, E-2, 2023 DSM Programs Evaluation Measurement Assessment, Table 186: EUL Values and Sources for Non-LED Lighting BNI Measures, page 201-208. | 5481.7351 | This value was developed based on an average of recent evaluated energy savings. | 2140.7043 | This value was developed based on an average of recent evaluated demand savings. | 100% | This value was developed based on the 2023 NTGR for similar SBES measures.
Small Business Energy Solutions | CDI - Tank Wrap - Electrical Heating | 7 | M11630, E-2, 2023 DSM Programs Evaluation Measurement Assessment, Table 186: EUL Values and Sources for Non-LED Lighting BNI Measures, page 201-208. | 113.685 | This value was developed based on an average of recent evaluated energy savings. | 1.81 | This value was developed based on an average of recent evaluated demand savings. | 100% | M11630, E-2, 2023 DSM Programs Evaluation Reports, Direct Installation, Table 22: 2023 SBES NTGRs, page 31.
Small Business Energy Solutions | CDI - Showerhead - 1gpm improvement | 10 | M11630, E-2, 2023 DSM Programs Evaluation Measurement Assessment, Table 186: EUL Values and Sources for Non-LED Lighting BNI Measures, page 201-208. | 429 | This value was developed based on an average of recent evaluated energy savings. | 82.4 | This value was developed based on an average of recent evaluated demand savings. | 100% | M11630, E-2, 2023 DSM Programs Evaluation Reports, Direct Installation, Table 22: 2023 SBES NTGRs, page 31.
Small Business Energy Solutions | CDI - Showerhead - 0.5gpm improvement | 10 | M11630, E-2, 2023 DSM Programs Evaluation Measurement Assessment, Table 186: EUL Values and Sources for Non-LED Lighting BNI Measures, page 201-208. | 215 | This value was developed based on an average of recent evaluated energy savings. | 41.3 | This value was developed based on an average of recent evaluated demand savings. | 100% | M11630, E-2, 2023 DSM Programs Evaluation Reports, Direct Installation, Table 22: 2023 SBES NTGRs, page 31.
Small Business Energy Solutions | CDI - Shower Valve - on 2.5gpm shower | 10 | M11630, E-2, 2023 DSM Programs Evaluation Measurement Assessment, Table 186: EUL Values and Sources for Non-LED Lighting BNI Measures, page 201-208. | 135 | This value was developed based on an average of recent evaluated energy savings. | 25.9 | This value was developed based on an average of recent evaluated demand savings. | 100% | M11630, E-2, 2023 DSM Programs Evaluation Reports, Direct Installation, Table 22: 2023 SBES NTGRs, page 31.
Small Business Energy Solutions | CDI - Pipe Wrap - Electrical Heating | 13 | M11630, E-2, 2023 DSM Programs Evaluation Measurement Assessment, Table 186: EUL Values and Sources for Non-LED Lighting BNI Measures, page 201-208. | 9.0805 | This value was developed based on an average of recent evaluated energy savings. | 0.244 | This value was developed based on an average of recent evaluated demand savings. | 100% | M11630, E-2, 2023 DSM Programs Evaluation Reports, Direct Installation, Table 22: 2023 SBES NTGRs, page 31.
Small Business Energy Solutions | CDI - PAR38 15W - replacing 90W | 1 | M12186, E-2, 2024 DSM Programs Evaluation Commercial Measurement Assessment, Table 345: EUL Values for BNI LED Lamps and Fixtures, 2024 Equivalent EUL, page 293-295. | 257.31 | This value was developed based on an average of recent evaluated energy savings. | 38.984 | This value was developed based on an average of recent evaluated demand savings. | 100% | M11630, E-2, 2023 DSM Programs Evaluation Reports, Direct Installation, Table 22: 2023 SBES NTGRs, page 31.
Small Business Energy Solutions | CDI - PAR38 15W - replacing 150W | 1 | M12186, E-2, 2024 DSM Programs Evaluation Commercial Measurement Assessment, Table 345: EUL Values for BNI LED Lamps and Fixtures, 2024 Equivalent EUL, page 293-295. | 463.158 | This value was developed based on an average of recent evaluated energy savings. | 70.136 | This value was developed based on an average of recent evaluated demand savings. | 100% | M11630, E-2, 2023 DSM Programs Evaluation Reports, Direct Installation, Table 22: 2023 SBES NTGRs, page 31.
Small Business Energy Solutions | CDI - PAR20 7W - replacing 50W | 1 | M12186, E-2, 2024 DSM Programs Evaluation Commercial Measurement Assessment, Table 345: EUL Values for BNI LED Lamps and Fixtures, 2024 Equivalent EUL, page 293-295. | 147.715 | This value was developed based on an average of recent evaluated energy savings. | 22.352 | This value was developed based on an average of recent evaluated demand savings. | 100% | M11630, E-2, 2023 DSM Programs Evaluation Reports, Direct Installation, Table 22: 2023 SBES NTGRs, page 31.
Small Business Energy Solutions | CDI - LED Nightlight | 1 | M12186, E-2, 2024 DSM Programs Evaluation Commercial Measurement Assessment, Table 345: EUL Values for BNI LED Lamps and Fixtures, 2024 Equivalent EUL, page 293-295. | 27.9229 | This value was developed based on an average of recent evaluated energy savings. | 3.476 | This value was developed based on an average of recent evaluated demand savings. | 100% | M11630, E-2, 2023 DSM Programs Evaluation Reports, Direct Installation, Table 22: 2023 SBES NTGRs, page 31.
Small Business Energy Solutions | CDI - Kitchen Aerator | 10 | M11630, E-2, 2023 DSM Programs Evaluation Measurement Assessment, Table 186: EUL Values and Sources for Non-LED Lighting BNI Measures, page 201-208. | 269 | This value was developed based on an average of recent evaluated energy savings. | 51.6 | This value was developed based on an average of recent evaluated demand savings. | 100% | M11630, E-2, 2023 DSM Programs Evaluation Reports, Direct Installation, Table 22: 2023 SBES NTGRs, page 31.
Small Business Energy Solutions | CDI - GU10 - replacing 50W | 1 | M12186, E-2, 2024 DSM Programs Evaluation Commercial Measurement Assessment, Table 345: EUL Values for BNI LED Lamps and Fixtures, 2024 Equivalent EUL, page 293-295. | 147.715 | This value was developed based on an average of recent evaluated energy savings. | 22.352 | This value was developed based on an average of recent evaluated demand savings. | 100% | M11630, E-2, 2023 DSM Programs Evaluation Reports, Direct Installation, Table 22: 2023 SBES NTGRs, page 31.
Small Business Energy Solutions | CDI - G25 (Globe) | 1 | M12186, E-2, 2024 DSM Programs Evaluation Commercial Measurement Assessment, Table 345: EUL Values for BNI LED Lamps and Fixtures, 2024 Equivalent EUL, page 293-295. | 113.407 | This value was developed based on an average of recent evaluated energy savings. | 17.16 | This value was developed based on an average of recent evaluated demand savings. | 100% | M11630, E-2, 2023 DSM Programs Evaluation Reports, Direct Installation, Table 22: 2023 SBES NTGRs, page 31.
Small Business Energy Solutions | CDI - E12 Chandelier | 1 | M12186, E-2, 2024 DSM Programs Evaluation Commercial Measurement Assessment, Table 345: EUL Values for BNI LED Lamps and Fixtures, 2024 Equivalent EUL, page 293-295. | 120.078 | This value was developed based on an average of recent evaluated energy savings. | 18.216 | This value was developed based on an average of recent evaluated demand savings. | 100% | M11630, E-2, 2023 DSM Programs Evaluation Reports, Direct Installation, Table 22: 2023 SBES NTGRs, page 31.
Small Business Energy Solutions | CDI - Bathroom Aerator | 10 | M11630, E-2, 2023 DSM Programs Evaluation Measurement Assessment, Table 186: EUL Values and Sources for Non-LED Lighting BNI Measures, page 201-208. | 269 | This value was developed based on an average of recent evaluated energy savings. | 51.6 | This value was developed based on an average of recent evaluated demand savings. | 100% | M11630, E-2, 2023 DSM Programs Evaluation Reports, Direct Installation, Table 22: 2023 SBES NTGRs, page 31.
Small Business Energy Solutions | CDI - 9W LED - replacing 72W | 1 | M12186, E-2, 2024 DSM Programs Evaluation Commercial Measurement Assessment, Table 345: EUL Values for BNI LED Lamps and Fixtures, 2024 Equivalent EUL, page 293-295. | 207.6778 | This value was developed based on an average of recent evaluated energy savings. | 31.4266 | This value was developed based on an average of recent evaluated demand savings. | 100% | M11630, E-2, 2023 DSM Programs Evaluation Reports, Direct Installation, Table 22: 2023 SBES NTGRs, page 31.
Small Business Energy Solutions | CDI - 9W LED - replacing 60W | 1 | M12186, E-2, 2024 DSM Programs Evaluation Commercial Measurement Assessment, Table 345: EUL Values for BNI LED Lamps and Fixtures, 2024 Equivalent EUL, page 293-295. | 168.3379 | This value was developed based on an average of recent evaluated energy savings. | 25.4285 | This value was developed based on an average of recent evaluated demand savings. | 100% | M11630, E-2, 2023 DSM Programs Evaluation Reports, Direct Installation, Table 22: 2023 SBES NTGRs, page 31.
Small Business Energy Solutions | CDI - 9W LED - replacing 40W | 1 | M12186, E-2, 2024 DSM Programs Evaluation Commercial Measurement Assessment, Table 345: EUL Values for BNI LED Lamps and Fixtures, 2024 Equivalent EUL, page 293-295. | 102.4666 | This value was developed based on an average of recent evaluated energy savings. | 15.4598 | This value was developed based on an average of recent evaluated demand savings. | 100% | M11630, E-2, 2023 DSM Programs Evaluation Reports, Direct Installation, Table 22: 2023 SBES NTGRs, page 31.
Small Business Energy Solutions | CDI - 9W LED - replacing 29W | 1 | M12186, E-2, 2024 DSM Programs Evaluation Commercial Measurement Assessment, Table 345: EUL Values for BNI LED Lamps and Fixtures, 2024 Equivalent EUL, page 293-295. | 65.8714 | This value was developed based on an average of recent evaluated energy savings. | 9.9686 | This value was developed based on an average of recent evaluated demand savings. | 100% | M11630, E-2, 2023 DSM Programs Evaluation Reports, Direct Installation, Table 22: 2023 SBES NTGRs, page 31.
Small Business Energy Solutions | CDI - 9W LED - replacing 25W | 1 | M12186, E-2, 2024 DSM Programs Evaluation Commercial Measurement Assessment, Table 345: EUL Values for BNI LED Lamps and Fixtures, 2024 Equivalent EUL, page 293-295. | 52.6971 | This value was developed based on an average of recent evaluated energy savings. | 7.9411 | This value was developed based on an average of recent evaluated demand savings. | 100% | M11630, E-2, 2023 DSM Programs Evaluation Reports, Direct Installation, Table 22: 2023 SBES NTGRs, page 31.
Small Business Energy Solutions | CDI - 9W LED - replacing 100W | 1 | M12186, E-2, 2024 DSM Programs Evaluation Commercial Measurement Assessment, Table 345: EUL Values for BNI LED Lamps and Fixtures, 2024 Equivalent EUL, page 293-295. | 300.0806 | This value was developed based on an average of recent evaluated energy savings. | 45.3658 | This value was developed based on an average of recent evaluated demand savings. | 100% | M11630, E-2, 2023 DSM Programs Evaluation Reports, Direct Installation, Table 22: 2023 SBES NTGRs, page 31.
Small Business Energy Solutions | CDI - 9.5W LED - replacing 60W | 1 | M12186, E-2, 2024 DSM Programs Evaluation Commercial Measurement Assessment, Table 345: EUL Values for BNI LED Lamps and Fixtures, 2024 Equivalent EUL, page 293-295. | 166.5082 | This value was developed based on an average of recent evaluated energy savings. | 25.175 | This value was developed based on an average of recent evaluated demand savings. | 100% | M11630, E-2, 2023 DSM Programs Evaluation Reports, Direct Installation, Table 22: 2023 SBES NTGRs, page 31.
Small Business Energy Solutions | CDI - 9.5W LED - replacing 40W | 1 | M12186, E-2, 2024 DSM Programs Evaluation Commercial Measurement Assessment, Table 345: EUL Values for BNI LED Lamps and Fixtures, 2024 Equivalent EUL, page 293-295. | 100.6368 | This value was developed based on an average of recent evaluated energy savings. | 15.2064 | This value was developed based on an average of recent evaluated demand savings. | 100% | M11630, E-2, 2023 DSM Programs Evaluation Reports, Direct Installation, Table 22: 2023 SBES NTGRs, page 31.
Small Business Energy Solutions | CDI - 18W LED - replacing 75W | 1 | M12186, E-2, 2024 DSM Programs Evaluation Commercial Measurement Assessment, Table 345: EUL Values for BNI LED Lamps and Fixtures, 2024 Equivalent EUL, page 293-295. | 187.5504 | This value was developed based on an average of recent evaluated energy savings. | 28.3853 | This value was developed based on an average of recent evaluated demand savings. | 100% | M11630, E-2, 2023 DSM Programs Evaluation Reports, Direct Installation, Table 22: 2023 SBES NTGRs, page 31.
Small Business Energy Solutions | CDI - 18W LED - replacing 100W | 1 | M12186, E-2, 2024 DSM Programs Evaluation Commercial Measurement Assessment, Table 345: EUL Values for BNI LED Lamps and Fixtures, 2024 Equivalent EUL, page 293-295. | 269.8896 | This value was developed based on an average of recent evaluated energy savings. | 40.8883 | This value was developed based on an average of recent evaluated demand savings. | 100% | M11630, E-2, 2023 DSM Programs Evaluation Reports, Direct Installation, Table 22: 2023 SBES NTGRs, page 31.