## IG IR-22 Attachment 1
| Direct Input | Direct Input | Direct Input | Direct Input | Direct Input | Direct Input | Direct Input | Direct Input | Direct Input | Direct Input | Direct Input | Calculated in Model | New Calculation | New Calculation | Calculated in Model | Direct Input | Calculation | Calculation | Calculated in Model | Calculated in Model | Calculated in Model |  | Direct Input | Calculated in Model | Calculated in Model | Calculated in Model | Calculated in Model | Calculated in Model | Calculation | Calculation | Calculation | Calculation | Calculation | Calculation
| N/A | N/A | N/A | N/A | N/A | N/A | N/A | N/A | A | B | C | D | N/A | N/A | E | F | G | H | N/A | N/A | N/A |  | I | N/A | N/A | N/A | N/A | N/A | J | K | L | M | N | O
[12 empty] | D = Per Unit Incentive [B] + Per Unit Direct Installation Cost [C] | Formula: = Gross Per Unit One-Time Incremental Cost [A] - Per Unit Incentive [B] | Formula: = Per Unit DSM Customer Cost + Per Unit DSM Administrator Cost | This column represents the sum of discounted avoided cost cash flows for a measure's effective useful life. |  | G = Per Unit Present Value Electric Avoided Cost Benefits [E] + (max(Participant Incremental Cost + Per Unit Direct Installation Cost [C], Per Unit Incentive [B]) | H = Per Unit Present Value Electric Avoided Cost Benefits [E] / Per Unit DSM Administrator Cost [D] | Formula: =(Per Unit DSM Administrator Cost) / ((Gross savings * NTGR) / (1- LLF)) | Formula: =(Per Unit DSM Administrator Cost) / ((Lifetime Gross savings * NTGR) / (1- LLF)) | Formula: =(Per Unit DSM Administrator Cost) / ((Gross savings * NTGR) / (1- LLF)) |  |  | Formula: =Participation * ((Per Unit Gross savings * NTGR) / (1- LLF)) | Formula: =Participation * ((Per Unit Gross First Year savings * NTGR) / (1- LLF)) | Cumulative Savings are a summation of savings across program years-to-date. For a one year plan, this will simply equal first year savings as 2026 is the first and only modelled program year. |  | Formula: =Participation * ((Per Unit Gross lifetime savings * NTGR) / (1- LLF)) | J = Per Unit Present Value Electric Avoided Cost Benefits [E] * Partipation [I] | K = Participation [I] * max (Participant Incremental Measure Cost + Per Unit Direct Installation Cost [C], Per Unit Incentive [B]) | L = Total Electric Avoided Cost Benefits [J] - TRC Costs [K] | M = Total Electric Avoided Cost Benefits [J] / TRC Costs [K] | N = Particpation [I] * Per Unit DSM Administrator Cost [D] | O = Total Electric Avoided Cost Benefits [J] / PAC Costs [N]
[19 empty] | Calculated in the model by summing Per Unit DSM Administrator Cost [Column D] and dividing it by net first-year energy savings divided by (1 - line loss factor). | Calculated in the model by summing Per Unit DSM Administrator Cost [Column D] and dividing it by net lifetime energy savings divided by (1 - line loss factor). | Calculated in the model by summing Per Unit DSM Administrator Cost [D] and dividing it by net demand savings divided by (1 - line loss factor). |  |  | Calculated in the model by multiplying the per unit gross demand savings by the net-to-gross ratio and then dividing this net savings value by (1 - line loss factor). This is then multiplied by measure participation thus yielding total net savings at generator. | Calculated in the model by multiplying the per unit gross first year energy savings savings by the net-to-gross ratio and then dividing this net savings value by (1 - line loss factor). This is then multiplied by measure participation thus yielding total net savings at generator. |  |  | Calculated in the model by multiplying the per unit lifetime energy savings savings by the net-to-gross ratio and then dividing this net savings value by (1 - line loss factor). This is then multiplied by measure participation thus yielding total net savings at generator.
Affordable Multi-Family Housing | [21 empty] | Affordable Multi-Family Housing Total
Measure Name | Technology Type | Decision Type | Measure Life | Remaining Useful Life | Gross Annual Energy Savings per Unit at Meter (kWh) Pre-RUL | Gross Peak Demand Savings per Unit at Meter (Watts) Pre-RUL | Gross Annual Energy Savings per Unit at Meter (kWh) Post-RUL | Gross Peak Demand Savings per Unit at Meter (Watts) Post-RUL | Gross Per Unit One-Time Incremental Measure Cost ($) | Per Unit Incentive ($) | Per Unit Direct Installation Cost ($) | Per Unit DSM Administrator Cost (Incentive + Direct Installation Cost) ($) | Per Unit DSM Customer Cost (Incremental Measure Cost - Incentive) ($) | Total Per Unit DSM Cost ($) | Per Unit Present Value Electric Avoided Cost Benefits ($) | Net-To-Gross Ratio | Net Total Resource Benefit-Cost Ratio (TRC) | Net Program Administrator Benefit-Cost Ratio (PAC) | Net First-Year Unit Cost / kWh at Generator ($/kWh) | Net Lifetime Unit Cost / kWh at Generator ($/kWh) | Net Unit Cost / Watt at Generator ($/W) | Measure Name | Participation (Units) | Total Peak Demand Savings (kW) | Total First Year Energy Savings (MWh) | Total Cumulative Peak Demand Savings (kW) | Total Cumulative First Year Energy Savings (MWh) | Total Lifetime Energy Savings (MWh) | Total Electric Avoided Cost Benefits ($) | TRC Costs ($) | Total TRC Net Resource Benefits ($) | TRC Ratio | PAC Costs ($) | PAC Ratio
Lighting project | Res Lighting | RET | 5.7 | 1.9 | 8037.484 | 1591.7998 | 8037.484 | 1591.7998 | 7830.8261 | 6485 | 0 | 6485 | 1345.8261 | 7830.8261 | 6991.355 | 100% | 0.8928 | 1.0781 | 0.74218 | 0.13021 | 3.6386 | Lighting project (not modelled) | 3 | 5.3469 | 26.2134 | 5.3469 | 26.2134 | 149.4162 | 20974.0651 | 23492.4784 | -2518.4134 | 0.8928 | 19455 | 1.0781
AMFH Comprehensive | Res HVAC | RET | 17.7 | 5.9 | 10094 | 2813.189 | 10094 | 2813.189 | 67639.2606 | 20000 | 0 | 20000 | 47639.2606 | 67639.2606 | 20184.7769 | 100% | 0.29842 | 1.0092 | 1.8226 | 0.10297 | 6.3495 | AMFH Comprehensive - electrically heated (modelled) | 20 | 62.9968 | 219.4699 | 62.9968 | 219.4699 | 3884.6164 | 403695.5381 | 1352785.213 | -949089.6749 | 0.29842 | 400000 | 1.0092
Air-Source Heat Pump - ducted and non-ducted | Res HVAC | RET | 18 | 6 | 10161.2 | 5294.0005 | 10161.2 | 5294.0005 | 26339.186 | 15000 | 0 | 15000 | 11339.186 | 26339.186 | 24686.8225 | 100% | 0.93727 | 1.6458 | 1.3579 | 0.075438 | 2.5306 | Air-Source Heat Pump - ducted and non-ducted (not modelled) | 65 | 385.2894 | 718.0256 | 385.2894 | 718.0256 | 12924.4609 | 1604643.4635 | 1712047.0876 | -107403.6241 | 0.93727 | 975000 | 1.6458
Affordable Single-Family Homes | [21 empty] | Affordable Single-Family Homes Total
Measure Name | Technology Type | Decision Type | Measure Life | Remaining Useful Life | Gross Annual Energy Savings per Unit at Meter (kWh) Pre-RUL | Gross Peak Demand Savings per Unit at Meter (Watts) Pre-RUL | Gross Annual Energy Savings per Unit at Meter (kWh) Post-RUL | Gross Peak Demand Savings per Unit at Meter (Watts) Post-RUL | Gross Per Unit One-Time Incremental Measure Cost ($) | Per Unit Incentive ($) | Per Unit Direct Installation Cost ($) | Per Unit DSM Administrator Cost (Incentive + Direct Installation Cost) ($) | Per Unit DSM Customer Cost (Incremental Measure Cost - Incentive) ($) | Total Per Unit DSM Cost ($) | Per Unit Present Value Electric Avoided Cost Benefits ($) | Net-To-Gross Ratio | Net Total Resource Benefit-Cost Ratio (TRC) | Net Program Administrator Benefit-Cost Ratio (PAC) | Net First-Year Unit Cost / kWh at Generator ($/kWh) | Net Lifetime Unit Cost / kWh at Generator ($/kWh) | Net Unit Cost / Watt at Generator ($/W) | Measure Name | Participation (Units) | Total Peak Demand Savings (kW) | Total First Year Energy Savings (MWh) | Total Cumulative Peak Demand Savings (kW) | Total Cumulative First Year Energy Savings (MWh) | Total Lifetime Energy Savings (MWh) | Total Electric Avoided Cost Benefits ($) | TRC Costs ($) | Total TRC Net Resource Benefits ($) | TRC Ratio | PAC Costs ($) | PAC Ratio
Smart thermostats for central air source heat pumps | Res HVAC | RET | 10 | 3.3333 | 831 | 0 | 831 | 0 | 0 | 0 | 414.5352 | 414.5352 | 0 | 5594.6273 | 882.6533 | 100% | 2.1293 | 2.1293 | 0.45569 | 0.045569 | N/A | Smart thermostats for central air source heat pumps (not modelled) | 432 | 0 | 392.9887 | 0 | 392.9887 | 3929.8867 | 381306.2251 | 179079.2236 | 202227.0015 | 2.1293 | 179079.2236 | 2.1293
HW Whole Home | Res HVAC | RET | 20.8 | 6.9333 | 2471.6015 | 548.9 | 2471.6015 | 548.9 | 0 | 0 | 7512.7852 | 7512.7852 | 0 | 414.5352 | 5257.9088 | 100% | 0.69986 | 0.69986 | 2.7767 | 0.13349 | 11.937 | HW Whole Home (modelled Bld Env only, >=80% elec) | 432 | 271.8875 | 1168.8464 | 271.8875 | 1168.8464 | 24312.0057 | 2271416.6157 | 3245523.204 | -974106.5883 | 0.69986 | 3245523.204 | 0.69986
E Audit | Res Other | RET | 1 | 0.33333 | 0 | 0 | 0 | 0 | 0 | 0 | 330.3494 | 330.3494 | 0 | 7512.7852 | 0 | 100% | 0 | 0 | N/A | N/A | N/A | E Audit | 800 | 0 | 0 | 0 | 0 | 0 | 0 | 264279.5359 | -264279.5359 | 0 | 264279.5359 | 0
Ductless Mini-Split Heat Pump | Res HVAC | RET | 18 | 6 | 2751.88 | 2590 | 2751.88 | 2590 | 0 | 0 | 5594.6273 | 5594.6273 | 0 | 330.3494 | 8768.7849 | 100% | 1.5674 | 1.5674 | 1.8571 | 0.10317 | 1.8839 | Ductless Mini-Split Heat Pump (not modelled) | 368 | 1092.8483 | 1108.5941 | 1092.8483 | 1108.5941 | 19954.694 | 3226912.8435 | 2058822.8363 | 1168090.0073 | 1.5674 | 2058822.8363 | 1.5674
D Audit | Res Other | RET | 1 | 0.33333 | 0 | 0 | 0 | 0 | 0 | 0 | 621.27 | 621.27 | 0 | 621.27 | 0 | 100% | 0 | 0 | N/A | N/A | N/A | D Audit | 1105.6287 | 0 | 0 | 0 | 0 | 0 | 0 | 686894.011 | -686894.011 | 0 | 686894.011 | 0
Business Energy Rebates | [21 empty] | Business Energy Rebates Total
Measure Name | Technology Type | Decision Type | Measure Life | Remaining Useful Life | Gross Annual Energy Savings per Unit at Meter (kWh) Pre-RUL | Gross Peak Demand Savings per Unit at Meter (Watts) Pre-RUL | Gross Annual Energy Savings per Unit at Meter (kWh) Post-RUL | Gross Peak Demand Savings per Unit at Meter (Watts) Post-RUL | Gross Per Unit One-Time Incremental Measure Cost ($) | Per Unit Incentive ($) | Per Unit Direct Installation Cost ($) | Per Unit DSM Administrator Cost (Incentive + Direct Installation Cost) ($) | Per Unit DSM Customer Cost (Incremental Measure Cost - Incentive) ($) | Total Per Unit DSM Cost ($) | Per Unit Present Value Electric Avoided Cost Benefits ($) | Net-To-Gross Ratio | Net Total Resource Benefit-Cost Ratio (TRC) | Net Program Administrator Benefit-Cost Ratio (PAC) | Net First-Year Unit Cost / kWh at Generator ($/kWh) | Net Lifetime Unit Cost / kWh at Generator ($/kWh) | Net Unit Cost / Watt at Generator ($/W) | Measure Name | Participation (Units) | Total Peak Demand Savings (kW) | Total First Year Energy Savings (MWh) | Total Cumulative Peak Demand Savings (kW) | Total Cumulative First Year Energy Savings (MWh) | Total Lifetime Energy Savings (MWh) | Total Electric Avoided Cost Benefits ($) | TRC Costs ($) | Total TRC Net Resource Benefits ($) | TRC Ratio | PAC Costs ($) | PAC Ratio
IR - Steam Cooker - Electric | BNI Cooking and Laundry | RET | 12 | 4 | 3322.3 | 400.4186 | 3322.3 | 400.4186 | 4227.1762 | 630 | 0 | 630 | 3597.1762 | 4227.1762 | 3087.9922 | 74% | 0.54629 | 4.9016 | 0.24055 | 0.020046 | 1.9783 | IR - Steam Cooker - Electric | 1 | 0.31845 | 2.619 | 0.31845 | 2.619 | 31.4284 | 3087.9922 | 5652.6446 | -2564.6524 | 0.54629 | 630 | 4.9016
IR - Smart thermostats for mini-split heat pumps | BNI HVAC | RET | 10 | 3.3333 | 564 | 0 | 564 | 0 | 219.2875 | 70 | 0 | 70 | 149.2875 | 219.2875 | 430.3678 | 74% | 2.6521 | 6.1481 | 0.15744 | 0.015744 | N/A | IR - Smart thermostats for mini-split heat pumps | 40 | 0 | 17.7845 | 0 | 17.7845 | 177.845 | 17214.7109 | 6490.9109 | 10723.8 | 2.6521 | 2800 | 6.1481
IR - Smart thermostats for in-floor heat | BNI HVAC | RET | 10 | 3.3333 | 312 | 0 | 312 | 0 | 303.5476 | 70 | 0 | 70 | 233.5476 | 303.5476 | 238.0758 | 74% | 1.0327 | 3.4011 | 0.2846 | 0.02846 | N/A | IR - Smart thermostats for in-floor heat | 5 | 0 | 1.2298 | 0 | 1.2298 | 12.2978 | 1190.3789 | 1152.7381 | 37.6408 | 1.0327 | 350 | 3.4011
IR - Smart thermostats for electric baseboards | BNI HVAC | RET | 10 | 3.3333 | 312 | 0 | 312 | 0 | 193.6052 | 70 | 0 | 70 | 123.6052 | 193.6052 | 238.0758 | 74% | 1.5958 | 3.4011 | 0.2846 | 0.02846 | N/A | IR - Smart thermostats for electric baseboards | 10 | 0 | 2.4596 | 0 | 2.4596 | 24.5956 | 2380.7579 | 1491.9026 | 888.8553 | 1.5958 | 700 | 3.4011
IR - Smart thermostats for central air source heat pumps | BNI HVAC | RET | 10 | 3.3333 | 1128 | 0 | 1128 | 0 | 226.6823 | 70 | 0 | 70 | 156.6823 | 226.6823 | 860.7355 | 74% | 4.9562 | 12.2962 | 0.07872 | 0.007872 | N/A | IR - Smart thermostats for central air source heat pumps | 5 | 0 | 4.4461 | 0 | 4.4461 | 44.4613 | 4303.6777 | 868.3365 | 3435.3412 | 4.9562 | 350 | 12.2962
IR - Oven - Electric - Convection | BNI Cooking and Laundry | RET | 12 | 4 | 4549.6667 | 1113.2187 | 4549.6667 | 1113.2187 | 1116.2842 | 280 | 0 | 280 | 836.2842 | 1116.2842 | 4758.6499 | 74% | 1.1638 | 16.9952 | 0.078069 | 0.0065057 | 0.31627 | IR - Oven - Electric - Convection | 1 | 0.88533 | 3.5866 | 0.88533 | 3.5866 | 43.0391 | 4758.6499 | 4088.782 | 669.8679 | 1.1638 | 280 | 16.9952
IR - Oven - Electric - Combination | BNI Cooking and Laundry | RET | 12 | 4 | 6258 | 1524.8767 | 6258 | 1524.8767 | 2296.9853 | 700 | 0 | 700 | 1596.9853 | 2296.9853 | 6539.5071 | 74% | 0.82357 | 9.3422 | 0.14189 | 0.011824 | 0.57722 | IR - Oven - Electric - Combination | 1 | 1.2127 | 4.9333 | 1.2127 | 4.9333 | 59.1997 | 6539.5071 | 7940.3982 | -1400.8911 | 0.82357 | 700 | 9.3422
IR - Outdoor - Wall-Mounted Area Luminaire (Non-Cutoff and Semi-Cutoff) >= 25,000 lm | BNI Lighting | RET | 22.8 | 7.6 | 942.0776 | 194.3026 | 942.0776 | 194.3026 | 485.1236 | 154 | 0 | 154 | 331.1236 | 485.1236 | 1533.9829 | 82% | 2.8921 | 9.9609 | 0.18713 | 0.0082076 | 0.89937 | IR - Outdoor - Wall-Mounted Area Luminaire (Non-Cutoff and Semi-Cutoff) >= 25,000 lm | 10 | 1.7123 | 8.2295 | 1.7123 | 8.2295 | 187.6317 | 15339.8287 | 5304.0332 | 10035.7955 | 2.8921 | 1540 | 9.9609
IR - Outdoor - Wall-Mounted Area Luminaire (Non-Cutoff and Semi-Cutoff) - 5,000-14,999 lm | BNI Lighting | RET | 22.8 | 7.6 | 920.6432 | 210.1925 | 920.6432 | 210.1925 | 0.55668 | 49 | 0 | 49 | -48.4433 | 0.55668 | 1529.4717 | 82% | 17.9437 | 31.2137 | 0.060928 | 0.0026723 | 0.26453 | IR - Outdoor - Wall-Mounted Area Luminaire (Non-Cutoff and Semi-Cutoff) - 5,000-14,999 lm | 1909.7048 | 353.7442 | 1535.827 | 353.7442 | 1535.827 | 35016.8554 | 2920839.3619 | 162778.0341 | 2758061.3278 | 17.9437 | 93575.5355 | 31.2137
IR - Outdoor - Wall-Mounted Area Luminaire (Non-Cutoff and Semi-Cutoff) - 300-1,999 lm | BNI Lighting | RET | 22.8 | 7.6 | 142.1406 | 32.4522 | 142.1406 | 32.4522 | -75.1548 | 14 | 0 | 14 | -89.1548 | -75.1548 | 236.1393 | 82% | 16.8671 | 16.8671 | 0.11275 | 0.0049453 | 0.48953 | IR - Outdoor - Wall-Mounted Area Luminaire (Non-Cutoff and Semi-Cutoff) - 300-1,999 lm | 82.4984 | 2.3594 | 10.2435 | 2.3594 | 10.2435 | 233.5519 | 19481.1238 | 1154.9779 | 18326.1459 | 16.8671 | 1154.9779 | 16.8671
IR - Outdoor - Wall-Mounted Area Luminaire (Non-Cutoff and Semi-Cutoff) - 2,000-4,999 lm | BNI Lighting | RET | 22.8 | 7.6 | 321.812 | 73.4731 | 321.812 | 73.4731 | -83.4542 | 24.5 | 0 | 24.5 | -107.9542 | -83.4542 | 534.6288 | 82% | 21.8216 | 21.8216 | 0.087152 | 0.0038225 | 0.37838 | IR - Outdoor - Wall-Mounted Area Luminaire (Non-Cutoff and Semi-Cutoff) - 2,000-4,999 lm | 1254.2516 | 81.2117 | 352.5913 | 81.2117 | 352.5913 | 8039.0825 | 670559.0338 | 30729.1649 | 639829.869 | 21.8216 | 30729.1649 | 21.8216
IR - Outdoor - Wall-Mounted Area Luminaire (Non-Cutoff and Semi-Cutoff) - 15,000-24,999 lm | BNI Lighting | RET | 22.8 | 7.6 | 1510.3468 | 344.828 | 1510.3468 | 344.828 | 22.6047 | 84 | 0 | 84 | -61.3953 | 22.6047 | 2509.1508 | 82% | 21.3926 | 29.8708 | 0.063668 | 0.0027924 | 0.27642 | IR - Outdoor - Wall-Mounted Area Luminaire (Non-Cutoff and Semi-Cutoff) - 15,000-24,999 lm | 130.081 | 39.5296 | 171.6229 | 39.5296 | 171.6229 | 3913.0031 | 326392.9125 | 15257.2771 | 311135.6354 | 21.3926 | 10926.8062 | 29.8708
IR - Outdoor - Wall-Mounted Area Luminaire (Full-Cutoff) >= 25,000 lm | BNI Lighting | RET | 17.1 | 5.7 | 3497.1555 | 798.4373 | 3497.1555 | 798.4373 | 479.7398 | 147 | 0 | 147 | 332.7398 | 479.7398 | 4918.3976 | 82% | 9.5103 | 33.4585 | 0.048119 | 0.002814 | 0.20892 | IR - Outdoor - Wall-Mounted Area Luminaire (Full-Cutoff) >= 25,000 lm | 209.596 | 147.4788 | 640.2986 | 147.4788 | 640.2986 | 10949.1065 | 1030876.2648 | 108395.7426 | 922480.5223 | 9.5103 | 30810.6062 | 33.4585
IR - Outdoor - Wall-Mounted Area Luminaire (Full-Cutoff) - 5,000-14,999 lm | BNI Lighting | RET | 17.1 | 5.7 | 975.3985 | 222.6937 | 975.3985 | 222.6937 | -6.8593 | 52.5 | 0 | 52.5 | -59.3593 | -6.8593 | 1371.7999 | 82% | 18.6602 | 26.1295 | 0.061616 | 0.0036033 | 0.26751 | IR - Outdoor - Wall-Mounted Area Luminaire (Full-Cutoff) - 5,000-14,999 lm | 1101.2505 | 216.1225 | 938.3242 | 216.1225 | 938.3242 | 16045.3439 | 1510695.3459 | 80958.2466 | 1429737.0993 | 18.6602 | 57815.6503 | 26.1295
IR - Outdoor - Wall-Mounted Area Luminaire (Full-Cutoff) - 300-1,999 lm | BNI Lighting | RET | 17.1 | 5.7 | 140.0915 | 31.9844 | 140.0915 | 31.9844 | -57.3492 | 14 | 0 | 14 | -71.3492 | -57.3492 | 197.0245 | 82% | 7.0362 | 14.0732 | 0.1144 | 0.0066901 | 0.49669 | IR - Outdoor - Wall-Mounted Area Luminaire (Full-Cutoff) - 300-1,999 lm | 97.0165 | 2.7346 | 11.8725 | 2.7346 | 11.8725 | 203.0197 | 19114.6398 | 2716.6129 | 16398.0269 | 7.0362 | 1358.2315 | 14.0732
IR - Outdoor - Wall-Mounted Area Luminaire (Full-Cutoff) - 2,000-4,999 lm | BNI Lighting | RET | 17.1 | 5.7 | 289.2399 | 66.0365 | 289.2399 | 66.0365 | -13.7567 | 24.5 | 0 | 24.5 | -38.2567 | -13.7567 | 406.7869 | 82% | 7.2668 | 16.6035 | 0.096967 | 0.0056706 | 0.42099 | IR - Outdoor - Wall-Mounted Area Luminaire (Full-Cutoff) - 2,000-4,999 lm | 442.2475 | 25.7369 | 111.7399 | 25.7369 | 111.7399 | 1910.7526 | 179900.4793 | 24756.444 | 155144.0353 | 7.2668 | 10835.0637 | 16.6035
IR - Outdoor - Wall-Mounted Area Luminaire (Full-Cutoff) - 15,000-24,999 lm | BNI Lighting | RET | 17.1 | 5.7 | 1923.5953 | 439.177 | 1923.5953 | 439.177 | 149.6992 | 84 | 0 | 84 | 65.6992 | 149.6992 | 2705.3433 | 82% | 12.5867 | 32.2065 | 0.04999 | 0.0029234 | 0.21704 | IR - Outdoor - Wall-Mounted Area Luminaire (Full-Cutoff) - 15,000-24,999 lm | 374.6191 | 144.9891 | 629.4892 | 144.9891 | 629.4892 | 10764.266 | 1013473.2282 | 80519.4719 | 932953.7563 | 12.5867 | 31468.0025 | 32.2065
IR - Outdoor - Flood and Spot Luminaires >= 50,000 lm | BNI Lighting | RET | 17.1 | 5.7 | 1160.7951 | 63.5776 | 1160.7951 | 63.5776 | 2659.6363 | 322 | 0 | 322 | 2337.6363 | 2659.6363 | 1373.5649 | 82% | 0.58438 | 4.2657 | 0.31755 | 0.01857 | 5.7471 | IR - Outdoor - Flood and Spot Luminaires >= 50,000 lm | 10 | 0.56029 | 10.1401 | 0.56029 | 10.1401 | 173.3949 | 13735.6493 | 23504.4701 | -9768.8207 | 0.58438 | 3220 | 4.2657
IR - Outdoor - Flood and Spot Luminaires - 5,000-14,999 lm | BNI Lighting | RET | 17.1 | 5.7 | 831.6687 | 166.8319 | 831.6687 | 166.8319 | -9.8609 | 63 | 0 | 63 | -72.8609 | -9.8609 | 1140.0295 | 82% | 16.0447 | 18.0957 | 0.086717 | 0.0050712 | 0.4285 | IR - Outdoor - Flood and Spot Luminaires - 5,000-14,999 lm | 540 | 79.3924 | 392.3095 | 79.3924 | 392.3095 | 6708.4929 | 615615.9086 | 38368.9183 | 577246.9903 | 16.0447 | 34020 | 18.0957
IR - Outdoor - Flood and Spot Luminaires - 30,000-49,999 lm | BNI Lighting | RET | 17.1 | 5.7 | 3579.503 | 841 | 3579.503 | 841 | 321.8566 | 227.5 | 0 | 227.5 | 94.3566 | 321.8566 | 5064.7594 | 82% | 13.0006 | 22.2627 | 0.072757 | 0.0042548 | 0.30696 | IR - Outdoor - Flood and Spot Luminaires - 30,000-49,999 lm | 10 | 7.4114 | 31.2685 | 7.4114 | 31.2685 | 534.6918 | 50647.5938 | 3895.7929 | 46751.8009 | 13.0006 | 2275 | 22.2627
IR - Outdoor - Flood and Spot Luminaires - 250-999 lm | BNI Lighting | RET | 17.1 | 5.7 | 144.7336 | 33.5095 | 144.7336 | 33.5095 | 26.0212 | 24.5 | 0 | 24.5 | 1.5212 | 26.0212 | 204.1514 | 82% | 3.4884 | 8.3327 | 0.19378 | 0.011332 | 0.82965 | IR - Outdoor - Flood and Spot Luminaires - 250-999 lm | 20 | 0.59061 | 2.5286 | 0.59061 | 2.5286 | 43.2395 | 4083.0285 | 1170.4616 | 2912.5669 | 3.4884 | 490 | 8.3327
IR - Outdoor - Flood and Spot Luminaires - 15,000-29,999 lm | BNI Lighting | RET | 17.1 | 5.7 | 1449.6104 | 306.842 | 1449.6104 | 306.842 | 46.5945 | 161 | 0 | 161 | -114.4055 | 46.5945 | 2007.7236 | 82% | 10.9146 | 12.4703 | 0.12714 | 0.0074352 | 0.59539 | IR - Outdoor - Flood and Spot Luminaires - 15,000-29,999 lm | 70 | 18.9286 | 88.6409 | 18.9286 | 88.6409 | 1515.7591 | 140540.6502 | 12876.384 | 127664.2662 | 10.9146 | 11270 | 12.4703
IR - Outdoor - Flood and Spot Luminaires - 1,000-4,999 lm | BNI Lighting | RET | 17.1 | 5.7 | 306.995 | 70.0902 | 306.995 | 70.0902 | 0.13609 | 31.5 | 0 | 31.5 | -31.3639 | 0.13609 | 431.7576 | 82% | 10.7695 | 13.7066 | 0.11746 | 0.0068691 | 0.50997 | IR - Outdoor - Flood and Spot Luminaires - 1,000-4,999 lm | 677.1069 | 41.8235 | 181.5822 | 41.8235 | 181.5822 | 3105.0558 | 292346.0757 | 27145.6597 | 265200.416 | 10.7695 | 21328.8671 | 13.7066
IR - Occupancy Sensor - Wall-Switch Mounted | BNI Lighting | RET | 10 | 3.3333 | 112.2328 | 11.4021 | 112.2328 | 11.4021 | 129.6423 | 14 | 0 | 14 | 115.6423 | 129.6423 | 123.1885 | 100% | 0.95022 | 8.7992 | 0.11709 | 0.011709 | 1.1425 | IR - Occupancy Sensor - Wall-Switch Mounted | 1921.0677 | 23.5407 | 229.6853 | 23.5407 | 229.6853 | 2296.8532 | 236653.4704 | 249051.5557 | -12398.0852 | 0.95022 | 26894.9472 | 8.7992
IR - Occupancy Sensor - Fixture Mounted | BNI Lighting | RET | 10 | 3.3333 | 112.2328 | 11.4021 | 112.2328 | 11.4021 | 99.4902 | 14 | 0 | 14 | 85.4902 | 99.4902 | 123.1885 | 100% | 1.2382 | 8.7992 | 0.11709 | 0.011709 | 1.1425 | IR - Occupancy Sensor - Fixture Mounted | 474.2706 | 5.8117 | 56.7044 | 5.8117 | 56.7044 | 567.044 | 58424.6849 | 47185.2582 | 11239.4266 | 1.2382 | 6639.7877 | 8.7992
IR - Occupancy Sensor - Exterior | BNI Lighting | RET | 10 | 3.3333 | 134 | 31.1 | 134 | 31.1 | 118.6835 | 7 | 0 | 7 | 111.6835 | 118.6835 | 166.5577 | 100% | 1.4034 | 23.794 | 0.049037 | 0.0049037 | 0.20943 | IR - Occupancy Sensor - Exterior | 321.728 | 10.7533 | 45.9266 | 10.7533 | 45.9266 | 459.2662 | 53586.2708 | 38183.7967 | 15402.4741 | 1.4034 | 2252.0958 | 23.794
IR - Occupancy Sensor - Ceiling or Wall Remote Mounted | BNI Lighting | RET | 10 | 3.3333 | 192.8102 | 19.5762 | 192.8102 | 19.5762 | 207.6409 | 28 | 0 | 28 | 179.6409 | 207.6409 | 211.6182 | 100% | 1.0192 | 7.5578 | 0.13632 | 0.013632 | 1.3309 | IR - Occupancy Sensor - Ceiling or Wall Remote Mounted | 2672.8022 | 56.2324 | 548.994 | 56.2324 | 548.994 | 5489.9401 | 565613.5102 | 554983.1015 | 10630.4087 | 1.0192 | 74838.4623 | 7.5578
IR - Low Temperature Dishwasher - Under-Counter | BNI Cooking and Laundry | ROB/NEW | 10 | N/A | 6182 | 745.0826 | N/A | N/A | 1466.5557 | 140 | 0 | 140 | 1326.5557 | 1466.5557 | 5091.2954 | 74% | 4.6914 | 36.3664 | 0.028727 | 0.0028727 | 0.23627 | IR - Low Temperature Dishwasher - Under-Counter | 1 | 0.59255 | 4.8734 | 0.59255 | 4.8734 | 48.7339 | 5091.2954 | 1085.2512 | 4006.0442 | 4.6914 | 140 | 36.3664
IR - Low Temperature Dishwasher - Single-Tank Door Type | BNI Cooking and Laundry | ROB/NEW | 15 | N/A | 17255 | 2079.6508 | N/A | N/A | 1540.9951 | 700 | 0 | 700 | 840.9951 | 1540.9951 | 18297.7048 | 74% | 16.0459 | 26.1396 | 0.051461 | 0.0034308 | 0.42324 | IR - Low Temperature Dishwasher - Single-Tank Door Type | 1 | 1.6539 | 13.6025 | 1.6539 | 13.6025 | 204.0369 | 18297.7048 | 1140.3363 | 17157.3685 | 16.0459 | 700 | 26.1396
IR - Kitchen Exhaust Demand Controlled Ventilation (DCV) | BNI Cooking and Laundry | RET | 15 | 5 | 3364.5 | 387.6 | 3364.5 | 387.6 | 2388.7546 | 262.5 | 0 | 262.5 | 2126.2546 | 2388.7546 | 3548.5487 | 74% | 2.0075 | 13.5183 | 0.098971 | 0.006598 | 0.85157 | IR - Kitchen Exhaust Demand Controlled Ventilation (DCV) | 1 | 0.30825 | 2.6523 | 0.30825 | 2.6523 | 39.7845 | 3548.5487 | 1767.6784 | 1780.8703 | 2.0075 | 262.5 | 13.5183
IR - Indoor - Wall-Wash Luminaire >= 1,200 lm | BNI Lighting | RET | 11.6 | 3.8667 | 303.2744 | 40.6898 | 303.2744 | 40.6898 | 467.7857 | 17.5 | 0 | 17.5 | 450.2857 | 467.7857 | 379.0255 | 100% | 0.75491 | 21.6586 | 0.054167 | 0.0046695 | 0.40019 | IR - Indoor - Wall-Wash Luminaire >= 1,200 lm | 180.6 | 7.8976 | 58.3478 | 7.8976 | 58.3478 | 676.8343 | 68451.9965 | 90676.2648 | -22224.2683 | 0.75491 | 3160.5 | 21.6586
IR - Indoor - Wall-Wash Luminaire - 575-1,999 lm | BNI Lighting | RET | 11.6 | 3.8667 | 151.6372 | 20.3449 | 151.6372 | 20.3449 | 6.1803 | 10.5 | 0 | 10.5 | -4.3197 | 6.1803 | 189.5127 | 100% | 4.6819 | 18.0488 | 0.065 | 0.0056034 | 0.48022 | IR - Indoor - Wall-Wash Luminaire - 575-1,999 lm | 10 | 0.21865 | 1.6154 | 0.21865 | 1.6154 | 18.7385 | 1895.1273 | 404.7797 | 1490.3476 | 4.6819 | 105 | 18.0488
IR - Indoor - Troffer - 2x4 | BNI Lighting | RET | 20.9 | 6.9667 | 183.3334 | 23.6918 | 183.3334 | 23.6918 | 36.1339 | 38.5 | 0 | 38.5 | -2.3661 | 36.1339 | 277.0606 | 86% | 4.056 | 7.1964 | 0.22922 | 0.010967 | 1.7582 | IR - Indoor - Troffer - 2x4 | 10673.3156 | 233.7162 | 1792.7111 | 233.7162 | 1792.7111 | 37467.6621 | 2957155.2447 | 729079.8635 | 2228075.3812 | 4.056 | 410922.6511 | 7.1964
IR - Indoor - Troffer - 2x2 | BNI Lighting | RET | 20.9 | 6.9667 | 112.899 | 14.5897 | 112.899 | 14.5897 | 7.2704 | 31.5 | 0 | 31.5 | -24.2296 | 7.2704 | 170.6174 | 86% | 3.3274 | 5.4164 | 0.30454 | 0.014572 | 2.336 | IR - Indoor - Troffer - 2x2 | 9619.8343 | 129.7196 | 995.0091 | 129.7196 | 995.0091 | 20795.6901 | 1641310.9454 | 493276.4478 | 1148034.4976 | 3.3274 | 303024.7791 | 5.4164
IR - Indoor - Troffer - 1x4 | BNI Lighting | RET | 20.9 | 6.9667 | 186.4858 | 24.0992 | 186.4858 | 24.0992 | 5.7208 | 31.5 | 0 | 31.5 | -25.7792 | 5.7208 | 281.8245 | 86% | 6.9053 | 8.9468 | 0.18437 | 0.0088216 | 1.4142 | IR - Indoor - Troffer - 1x4 | 2310.3154 | 51.4594 | 394.7174 | 51.4594 | 394.7174 | 8249.5937 | 651103.5925 | 94290.5885 | 556813.004 | 6.9053 | 72774.9352 | 8.9468
IR - Indoor - Troffer - 1x2 | BNI Lighting | RET | 20.9 | 6.9667 | 45.4035 | 4.0884 | 45.4035 | 4.0884 | 7.5706 | 10.5 | 0 | 10.5 | -2.9294 | 7.5706 | 65.9458 | 86% | 2.1039 | 6.2806 | 0.25242 | 0.012078 | 2.7787 | IR - Indoor - Troffer - 1x2 | 10 | 0.037787 | 0.41597 | 0.037787 | 0.41597 | 8.6937 | 659.4582 | 313.4445 | 346.0137 | 2.1039 | 105 | 6.2806
IR - Indoor - Troffer - 1x1 | BNI Lighting | RET | 20.9 | 6.9667 | 194.6501 | 50.9525 | 194.6501 | 50.9525 | 7.5706 | 10.5 | 0 | 10.5 | -2.9294 | 7.5706 | 332.8778 | 86% | 10.62 | 31.7027 | 0.05888 | 0.0028172 | 0.22296 | IR - Indoor - Troffer - 1x1 | 10 | 0.47093 | 1.7833 | 0.47093 | 1.7833 | 37.2709 | 3328.7783 | 313.4445 | 3015.3337 | 10.62 | 105 | 31.7027
IR - Indoor - Track or Mono-point Direction Luminaire/Accent Light Line Voltage | BNI Lighting | RET | 11.6 | 3.8667 | 166.4938 | 22.3382 | 166.4938 | 22.3382 | 95.9011 | 14 | 0 | 14 | 81.9011 | 95.9011 | 208.0802 | 100% | 1.918 | 14.8629 | 0.078933 | 0.0068046 | 0.58316 | IR - Indoor - Track or Mono-point Direction Luminaire/Accent Light Line Voltage | 179.9613 | 4.3203 | 31.9189 | 4.3203 | 31.9189 | 370.2593 | 37446.3752 | 19524.1251 | 17922.2501 | 1.918 | 2519.4576 | 14.8629
IR - Indoor - Low-bay Luminaire >= 10,000 lm | BNI Lighting | RET | 11.6 | 3.8667 | 144.2249 | 25.5373 | 144.2249 | 25.5373 | -3.1605 | 42 | 0 | 42 | -45.1605 | -3.1605 | 161.5922 | 86% | 2.5544 | 3.8474 | 0.31786 | 0.027402 | 1.7794 | IR - Indoor - Low-bay Luminaire >= 10,000 lm | 36 | 0.84971 | 4.7568 | 0.84971 | 4.7568 | 55.1785 | 5817.3203 | 2277.3617 | 3539.9585 | 2.5544 | 1512 | 3.8474
IR - Indoor - Low-bay Luminaire - 5,000-9,999 lm | BNI Lighting | RET | 11.6 | 3.8667 | 224.4234 | 25.6511 | 224.4234 | 25.6511 | -26.6408 | 28 | 0 | 28 | -54.6408 | -26.6408 | 236.4708 | 86% | 7.7513 | 8.4454 | 0.13618 | 0.01174 | 1.181 | IR - Indoor - Low-bay Luminaire - 5,000-9,999 lm | 826.2599 | 19.589 | 169.8847 | 19.589 | 169.8847 | 1970.6623 | 195386.3579 | 25207.0367 | 170179.3212 | 7.7513 | 23135.277 | 8.4454
IR - Indoor - Linear Replacement Lamp - U-bend | BNI Lighting | RET | 11.6 | 3.8667 | 40.7121 | 5.1677 | 40.7121 | 5.1677 | 1.0329 | 3.85 | 0 | 3.85 | -2.8171 | 1.0329 | 36.8773 | 73% | 6.6302 | 9.5785 | 0.1216 | 0.010483 | 0.94962 | IR - Indoor - Linear Replacement Lamp - U-bend | 698.5036 | 2.8319 | 22.115 | 2.8319 | 22.115 | 256.5337 | 25758.9484 | 3885.0777 | 21873.8707 | 6.6302 | 2689.239 | 9.5785
IR - Indoor - Linear Replacement Lamp - 8 ft | BNI Lighting | RET | 11.6 | 3.8667 | 58.54 | 7.4306 | 58.54 | 7.4306 | 21.0477 | 4.55 | 0 | 4.55 | 16.4977 | 21.0477 | 53.0259 | 73% | 2.7563 | 11.654 | 0.099946 | 0.008616 | 0.7805 | IR - Indoor - Linear Replacement Lamp - 8 ft | 403.5614 | 2.3526 | 18.372 | 2.3526 | 18.372 | 213.115 | 21399.2113 | 7763.6546 | 13635.5568 | 2.7563 | 1836.2044 | 11.654
IR - Indoor - Linear Replacement Lamp - 4 ft | BNI Lighting | RET | 11.6 | 3.8667 | 51.711 | 6.5638 | 51.711 | 6.5638 | 5.653 | 4.55 | 0 | 4.55 | 1.103 | 5.653 | 46.8402 | 73% | 7.5814 | 10.2945 | 0.11314 | 0.0097539 | 0.88357 | IR - Indoor - Linear Replacement Lamp - 4 ft | 61542.9441 | 316.9181 | 2474.8848 | 316.9181 | 2474.8848 | 28708.6635 | 2882682.1511 | 380232.816 | 2502449.335 | 7.5814 | 280020.3957 | 10.2945
IR - Indoor - Linear Replacement Lamp - 3 ft | BNI Lighting | RET | 11.6 | 3.8667 | 33.1649 | 4.2097 | 33.1649 | 4.2097 | 10.8536 | 2.45 | 0 | 2.45 | 8.4036 | 10.8536 | 30.041 | 73% | 2.9401 | 12.2616 | 0.094993 | 0.0081891 | 0.74182 | IR - Indoor - Linear Replacement Lamp - 3 ft | 465.6506 | 1.5379 | 12.0097 | 1.5379 | 12.0097 | 139.3128 | 13988.6207 | 4757.845 | 9230.7757 | 2.9401 | 1140.844 | 12.2616
IR - Indoor - Linear Replacement Lamp - 2 ft | BNI Lighting | RET | 11.6 | 3.8667 | 16.411 | 2.0831 | 16.411 | 2.0831 | 9.2714 | 2.1 | 0 | 2.1 | 7.1714 | 9.2714 | 14.8652 | 73% | 1.6626 | 7.0786 | 0.16455 | 0.014185 | 1.285 | IR - Indoor - Linear Replacement Lamp - 2 ft | 905.8858 | 1.4804 | 11.5612 | 1.4804 | 11.5612 | 134.1094 | 13466.1385 | 8099.6798 | 5366.4587 | 1.6626 | 1902.3602 | 7.0786
IR - Indoor - Linear Ambient Luminaire >=10,000 lm | BNI Lighting | RET | 11.6 | 3.8667 | 433.3201 | 55.9972 | 433.3201 | 55.9972 | 2.3121 | 52.5 | 0 | 52.5 | -50.1879 | 2.3121 | 463.4602 | 86% | 7.0472 | 8.8278 | 0.13225 | 0.0114 | 1.0144 | IR - Indoor - Linear Ambient Luminaire >=10,000 lm | 1781.0256 | 92.1779 | 707.0471 | 92.1779 | 707.0471 | 8201.7464 | 825434.493 | 117128.8539 | 708305.6392 | 7.0472 | 93503.8418 | 8.8278
IR - Indoor - Linear Ambient Luminaire <= 2,499 lm | BNI Lighting | RET | 11.6 | 3.8667 | 44.3914 | 5.7366 | 44.3914 | 5.7366 | 10.1324 | 17.5 | 0 | 17.5 | -7.3676 | 10.1324 | 47.4791 | 86% | 1.2223 | 2.7131 | 0.4303 | 0.037095 | 3.3006 | IR - Indoor - Linear Ambient Luminaire <= 2,499 lm | 45 | 0.23859 | 1.8301 | 0.23859 | 1.8301 | 21.2295 | 2136.5599 | 1747.9827 | 388.5772 | 1.2223 | 787.5 | 2.7131
IR - Indoor - Linear Ambient Luminaire - 5,000-9,999 lm | BNI Lighting | RET | 11.6 | 3.8667 | 256.046 | 33.0884 | 256.046 | 33.0884 | 23.0769 | 42 | 0 | 42 | -18.9231 | 23.0769 | 273.8555 | 86% | 4.7515 | 6.5204 | 0.17904 | 0.015435 | 1.3734 | IR - Indoor - Linear Ambient Luminaire - 5,000-9,999 lm | 38431.0372 | 1175.2975 | 9015.0757 | 1175.2975 | 9015.0757 | 104574.8781 | 10524552.6284 | 2214988.6931 | 8309563.9353 | 4.7515 | 1614103.5616 | 6.5204
IR - Indoor - Linear Ambient Luminaire - 2,500-4,999 lm | BNI Lighting | RET | 11.6 | 3.8667 | 92.2158 | 11.9169 | 92.2158 | 11.9169 | 27.4772 | 28 | 0 | 28 | -0.52285 | 27.4772 | 98.6299 | 86% | 1.7948 | 3.5225 | 0.33142 | 0.028571 | 2.5422 | IR - Indoor - Linear Ambient Luminaire - 2,500-4,999 lm | 5518.2347 | 60.7789 | 466.2025 | 60.7789 | 466.2025 | 5407.949 | 544263.0693 | 303241.4717 | 241021.5976 | 1.7948 | 154510.5704 | 3.5225
IR - Ice Maker - Self-Contained | BNI Cooking and Laundry | ROB/NEW | 10 | N/A | 1280 | 321.7709 | N/A | N/A | 422.4473 | 35 | 0 | 35 | 387.4473 | 422.4473 | 1192.2264 | 74% | 3.8138 | 34.0636 | 0.034686 | 0.0034686 | 0.13677 | IR - Ice Maker - Self-Contained | 5 | 1.2795 | 5.0452 | 1.2795 | 5.0452 | 50.4525 | 5961.132 | 1563.0549 | 4398.0771 | 3.8138 | 175 | 34.0636
IR - Ice Maker - Remote Condensing Unit - 400-1000 lb/day | BNI Cooking and Laundry | ROB/NEW | 10 | N/A | 1552 | 187.0541 | N/A | N/A | 775.6535 | 98 | 0 | 98 | 677.6535 | 775.6535 | 1278.177 | 74% | 2.2269 | 13.0426 | 0.0801 | 0.00801 | 0.65877 | IR - Ice Maker - Remote Condensing Unit - 400-1000 lb/day | 5 | 0.74381 | 6.1174 | 0.74381 | 6.1174 | 61.1736 | 6390.8852 | 2869.9181 | 3520.9671 | 2.2269 | 490 | 13.0426
IR - Ice Maker - Remote Condensing Unit - 1000-2000 lb/day | BNI Cooking and Laundry | ROB/NEW | 10 | N/A | 3131.5 | 377.4226 | N/A | N/A | 995.5805 | 168 | 0 | 168 | 827.5805 | 995.5805 | 2579.0022 | 74% | 3.5006 | 15.3512 | 0.068054 | 0.0068054 | 0.5597 | IR - Ice Maker - Remote Condensing Unit - 1000-2000 lb/day | 2 | 0.60032 | 4.9372 | 0.60032 | 4.9372 | 49.3725 | 5158.0044 | 1473.4591 | 3684.5453 | 3.5006 | 336 | 15.3512
IR - Ice Maker - Remote Condensing Unit - >2000 lb/day | BNI Cooking and Laundry | ROB/NEW | 10 | N/A | 5872 | 707.72 | N/A | N/A | 1133.0348 | 315 | 0 | 315 | 818.0348 | 1133.0348 | 4835.9894 | 74% | 5.7678 | 15.3523 | 0.068049 | 0.0068049 | 0.55966 | IR - Ice Maker - Remote Condensing Unit - >2000 lb/day | 1 | 0.56284 | 4.629 | 0.56284 | 4.629 | 46.2902 | 4835.9894 | 838.4458 | 3997.5436 | 5.7678 | 315 | 15.3523
IR - Ice Maker - Ice Making Head - 750-1000 lb/day | BNI Cooking and Laundry | ROB/NEW | 10 | N/A | 1838 | 221.5241 | N/A | N/A | 755.6938 | 140 | 0 | 140 | 615.6938 | 755.6938 | 1513.7174 | 74% | 2.7069 | 10.8123 | 0.096623 | 0.0096623 | 0.79466 | IR - Ice Maker - Ice Making Head - 750-1000 lb/day | 3 | 0.52853 | 4.3468 | 0.52853 | 4.3468 | 43.468 | 4541.1522 | 1677.6401 | 2863.512 | 2.7069 | 420 | 10.8123
IR - Ice Maker - Ice Making Head - 500-750 lb/day | BNI Cooking and Laundry | ROB/NEW | 10 | N/A | 1085 | 130.7691 | N/A | N/A | 605.4575 | 101.5 | 0 | 101.5 | 503.9575 | 605.4575 | 893.5709 | 74% | 1.9944 | 8.8037 | 0.11867 | 0.011867 | 0.97597 | IR - Ice Maker - Ice Making Head - 500-750 lb/day | 4 | 0.416 | 3.4213 | 0.416 | 3.4213 | 34.2131 | 3574.2837 | 1792.1541 | 1782.1297 | 1.9944 | 406 | 8.8037
IR - Ice Maker - Ice Making Head - 200-500 lb/day | BNI Cooking and Laundry | ROB/NEW | 10 | N/A | 469 | 53.5388 | N/A | N/A | 455.2211 | 56 | 0 | 56 | 399.2211 | 455.2211 | 383.7911 | 74% | 1.1393 | 6.8534 | 0.15147 | 0.015147 | 1.3152 | IR - Ice Maker - Ice Making Head - 200-500 lb/day | 2 | 0.085157 | 0.73944 | 0.085157 | 0.73944 | 7.3944 | 767.5822 | 673.7273 | 93.8549 | 1.1393 | 112 | 6.8534
IR - Ice Maker - Ice Making Head - >1000 lb/day | BNI Cooking and Laundry | ROB/NEW | 10 | N/A | 2595 | 312.7612 | N/A | N/A | 845.842 | 175 | 0 | 175 | 670.842 | 845.842 | 2137.1581 | 74% | 3.4144 | 12.2123 | 0.085546 | 0.0085546 | 0.70356 | IR - Ice Maker - Ice Making Head - >1000 lb/day | 2 | 0.49747 | 4.0914 | 0.49747 | 4.0914 | 40.9138 | 4274.3163 | 1251.8461 | 3022.4701 | 3.4144 | 350 | 12.2123
IR - Hot Food Holding Cabinet - Full Size - Interior Volume >=20 ft^3 | BNI Cooking and Laundry | ROB/NEW | 12 | N/A | 1914 | 230.684 | N/A | N/A | 3352.1563 | 420 | 0 | 420 | 2932.1563 | 3352.1563 | 1779.0137 | 74% | 0.71717 | 4.2357 | 0.27836 | 0.023197 | 2.2893 | IR - Hot Food Holding Cabinet - Full Size - Interior Volume >=20 ft^3 | 0.5 | 0.09173 | 0.75442 | 0.09173 | 0.75442 | 9.0531 | 889.5068 | 1240.2978 | -350.791 | 0.71717 | 210 | 4.2357
IR - Hot Food Holding Cabinet - 1/2 and 3/4 Size - Interior Volume <20 ft^3 | BNI Cooking and Laundry | ROB/NEW | 12 | N/A | 1040 | 125.3455 | N/A | N/A | 553.9041 | 167.916 | 0 | 167.916 | 385.9881 | 553.9041 | 966.6532 | 74% | 2.3583 | 5.7568 | 0.20481 | 0.017068 | 1.6845 | IR - Hot Food Holding Cabinet - 1/2 and 3/4 Size - Interior Volume <20 ft^3 | 1 | 0.099686 | 0.81985 | 0.099686 | 0.81985 | 9.8382 | 966.6532 | 409.889 | 556.7642 | 2.3583 | 167.916 | 5.7568
IR - High Temperature Dishwasher - Under-Counter | BNI Cooking and Laundry | ROB/NEW | 10 | N/A | 2133.64 | 462.4805 | N/A | N/A | 1897.8748 | 175 | 0 | 175 | 1722.8748 | 1897.8748 | 1926.4336 | 74% | 1.3717 | 11.0082 | 0.10404 | 0.010404 | 0.4758 | IR - High Temperature Dishwasher - Under-Counter | 1 | 0.3678 | 1.682 | 0.3678 | 1.682 | 16.8199 | 1926.4336 | 1404.4274 | 522.0062 | 1.3717 | 175 | 11.0082
IR - High Temperature Dishwasher - Single-Tank Door Type | BNI Cooking and Laundry | ROB/NEW | 15 | N/A | 2157.5 | 1300.2648 | N/A | N/A | 5741.6766 | 560 | 0 | 560 | 5181.6766 | 5741.6766 | 3407.1447 | 74% | 0.8019 | 6.0842 | 0.32926 | 0.02195 | 0.54154 | IR - High Temperature Dishwasher - Single-Tank Door Type | 1 | 1.0341 | 1.7008 | 1.0341 | 1.7008 | 25.512 | 3407.1447 | 4248.8407 | -841.696 | 0.8019 | 560 | 6.0842
IR - High Efficiency Circulator Pump - 500-2500 W | BNI Other | ROB/NEW | 15 | N/A | 1974 | 127 | N/A | N/A | 235.9253 | 280 | 0 | 280 | -44.0747 | 235.9253 | 2663.3177 | 100% | 9.5118 | 9.5118 | 0.13315 | 0.0088766 | 2.0515 | IR - High Efficiency Circulator Pump - 500-2500 W | 8.5 | 1.1602 | 17.8746 | 1.1602 | 17.8746 | 268.1194 | 22638.2001 | 2380 | 20258.2001 | 9.5118 | 2380 | 9.5118
IR - High Efficiency Circulator Pump - 150-499 W | BNI Other | ROB/NEW | 15 | N/A | 800 | 95.3 | N/A | N/A | 870.0447 | 77 | 0 | 77 | 793.0447 | 870.0447 | 1143.09 | 100% | 1.3138 | 14.8453 | 0.09035 | 0.0060234 | 0.75181 | IR - High Efficiency Circulator Pump - 150-499 W | 23.7209 | 2.4295 | 20.2159 | 2.4295 | 20.2159 | 303.2379 | 27115.1381 | 20638.2538 | 6476.8843 | 1.3138 | 1826.5103 | 14.8453
IR - High Efficiency Circulator Pump - 0-149 W | BNI Other | ROB/NEW | 15 | N/A | 412 | 67.5 | N/A | N/A | 101.7054 | 42 | 0 | 42 | 59.7054 | 101.7054 | 615.4752 | 100% | 6.0515 | 14.6542 | 0.095693 | 0.0063795 | 0.57897 | IR - High Efficiency Circulator Pump - 0-149 W | 630.3099 | 45.7246 | 276.6446 | 45.7246 | 276.6446 | 4149.6694 | 387940.1351 | 64105.941 | 323834.1941 | 6.0515 | 26473.0171 | 14.6542
IR - Griddle - Electric | BNI Cooking and Laundry | RET | 12 | 4 | 636.33 | 76.6934 | 636.33 | 76.6934 | 3428.2416 | 315 | 0 | 315 | 3113.2416 | 3428.2416 | 591.4523 | 74% | 0.10493 | 1.8776 | 0.62795 | 0.052329 | 5.1645 | IR - Griddle - Electric | 1 | 0.060993 | 0.50163 | 0.060993 | 0.50163 | 6.0196 | 591.4523 | 5636.8174 | -5045.3651 | 0.10493 | 315 | 1.8776
IR - Fryer - Electric | BNI Cooking and Laundry | RET | 12 | 4 | 2401 | 750.3125 | 2401 | 750.3125 | 3871.3789 | 350 | 0 | 350 | 3521.3789 | 3871.3789 | 2664.0244 | 74% | 0.45552 | 7.6115 | 0.18492 | 0.01541 | 0.58655 | IR - Fryer - Electric | 1 | 0.59671 | 1.8928 | 0.59671 | 1.8928 | 22.7131 | 2664.0244 | 5848.3334 | -3184.309 | 0.45552 | 350 | 7.6115
IR - Commercial Washing Machine - CEE Tier 3 | BNI Cooking and Laundry | ROB/NEW | 11 | N/A | 1062.664 | 694 | N/A | N/A | 61.1628 | 175 | 0 | 175 | -113.8372 | 61.1628 | 1431.1178 | 74% | 8.1778 | 8.1778 | 0.2089 | 0.018991 | 0.31707 | IR - Commercial Washing Machine - CEE Tier 3 | 1 | 0.55193 | 0.83772 | 0.55193 | 0.83772 | 9.2149 | 1431.1178 | 175 | 1256.1178 | 8.1778 | 175 | 8.1778
IR - Commercial Washing Machine - CEE Tier 2 | BNI Cooking and Laundry | ROB/NEW | 11 | N/A | 1068.889 | 499 | N/A | N/A | 47.3118 | 140 | 0 | 140 | -92.6882 | 47.3118 | 1264.2889 | 74% | 9.0306 | 9.0306 | 0.16615 | 0.015104 | 0.35278 | IR - Commercial Washing Machine - CEE Tier 2 | 3 | 1.1905 | 2.5279 | 1.1905 | 2.5279 | 27.8067 | 3792.8666 | 420 | 3372.8666 | 9.0306 | 420 | 9.0306
IR - Commercial Washing Machine - CEE Tier 1 | BNI Cooking and Laundry | ROB/NEW | 11 | N/A | 1102.3405 | 833 | N/A | N/A | 0 | 105 | 0 | 105 | -105 | 0 | 1584.0886 | 74% | 15.0866 | 15.0866 | 0.12083 | 0.010984 | 0.1585 | IR - Commercial Washing Machine - CEE Tier 1 | 5 | 3.3124 | 4.345 | 3.3124 | 4.345 | 47.7948 | 7920.443 | 525 | 7395.443 | 15.0866 | 525 | 15.0866
IR - Commercial Clothes Dryer - Heat Pump | BNI Cooking and Laundry | RET | 12 | 4 | 1956.2255 | 506.1771 | 1956.2255 | 506.1771 | 979.0408 | 210 | 0 | 210 | 769.0408 | 979.0408 | 2071.9009 | 74% | 1.7114 | 9.8662 | 0.13618 | 0.011348 | 0.52167 | IR - Commercial Clothes Dryer - Heat Pump | 5 | 2.0128 | 7.7107 | 2.0128 | 7.7107 | 92.5279 | 10359.5046 | 6053.2542 | 4306.2505 | 1.7114 | 1050 | 9.8662
AR - Zero-energy Doors for Reach-in Coolers | BNI Refrigeration | RET | 12 | 4 | 1365.5964 | 155.89 | 1365.5964 | 155.89 | 616.8103 | 84 | 0 | 84 | 532.8103 | 616.8103 | 1253.9664 | 74% | 1.6733 | 14.9282 | 0.078029 | 0.0065024 | 0.67754 | AR - Zero-energy Doors for Reach-in Coolers | 0.5 | 0.061989 | 0.53826 | 0.061989 | 0.53826 | 6.4592 | 626.9832 | 374.7072 | 252.276 | 1.6733 | 42 | 14.9282
AR - Water Source Heat Pump - Open Loop - EER>=20.0, COP>=4.0 | BNI HVAC | ROB/NEW | 15 | N/A | 2684.4196 | 7189.661 | N/A | N/A | 25644.4003 | 1099 | 0 | 1099 | 24545.4003 | 25644.4003 | 10436.5637 | 74% | 0.54996 | 9.4964 | 0.51933 | 0.034622 | 0.19221 | AR - Water Source Heat Pump - Open Loop - EER>=20.0, COP>=4.0 | 1 | 5.7178 | 2.1162 | 5.7178 | 2.1162 | 31.7427 | 10436.5637 | 18976.8562 | -8540.2925 | 0.54996 | 1099 | 9.4964
AR - Water Source Heat Pump - Open Loop - EER>=16.2, COP>=3.6 | BNI HVAC | ROB/NEW | 15 | N/A | 2684.4196 | 7189.661 | N/A | N/A | 22093.9218 | 915.8333 | 0 | 915.8333 | 21178.0885 | 22093.9218 | 10436.5637 | 74% | 0.63834 | 11.3957 | 0.43278 | 0.028852 | 0.16017 | AR - Water Source Heat Pump - Open Loop - EER>=16.2, COP>=3.6 | 1 | 5.7178 | 2.1162 | 5.7178 | 2.1162 | 31.7427 | 10436.5637 | 16349.5022 | -5912.9384 | 0.63834 | 915.8333 | 11.3957
AR - Water Source Heat Pump - Closed Loop/Direct Geoexchange - EER>=16.0, COP>=3.6 | BNI HVAC | ROB/NEW | 15 | N/A | 2684.4196 | 7189.661 | N/A | N/A | 29194.4617 | 1099 | 0 | 1099 | 28095.4617 | 29194.4617 | 10436.5637 | 74% | 0.48309 | 9.4964 | 0.51933 | 0.034622 | 0.19221 | AR - Water Source Heat Pump - Closed Loop/Direct Geoexchange - EER>=16.0, COP>=3.6 | 1 | 5.7178 | 2.1162 | 5.7178 | 2.1162 | 31.7427 | 10436.5637 | 21603.9017 | -11167.3379 | 0.48309 | 1099 | 9.4964
AR - Water Source Heat Pump - Closed Loop/Direct Geoexchange - EER>=13.4, COP>=3.1 | BNI HVAC | ROB/NEW | 15 | N/A | 2684.4196 | 7189.661 | N/A | N/A | 25709.9286 | 915.8333 | 0 | 915.8333 | 24794.0953 | 25709.9286 | 10436.5637 | 74% | 0.54856 | 11.3957 | 0.43278 | 0.028852 | 0.16017 | AR - Water Source Heat Pump - Closed Loop/Direct Geoexchange - EER>=13.4, COP>=3.1 | 1 | 5.7178 | 2.1162 | 5.7178 | 2.1162 | 31.7427 | 10436.5637 | 19025.3472 | -8588.7835 | 0.54856 | 915.8333 | 11.3957
AR - VFD for Milk Vacuum Pump | BNI Process | RET | 15 | 5 | 7461.4504 | 2359.7778 | 7461.4504 | 2359.7778 | 8811.1939 | 586.25 | 0 | 586.25 | 8224.9439 | 8811.1939 | 9472.1181 | 74% | 1.4527 | 16.1571 | 0.099668 | 0.0066446 | 0.31238 | AR - VFD for Milk Vacuum Pump | 3.1382 | 5.8896 | 18.4592 | 5.8896 | 18.4592 | 276.8883 | 29725.867 | 20462.2744 | 9263.5926 | 1.4527 | 1839.7986 | 16.1571
AR - Variable Frequency Drive >5-10 hp | BNI Process | RET | 15 | 5 | 17719.5906 | 1199.6443 | 17719.5906 | 1199.6443 | 6820.7655 | 840 | 0 | 840 | 5980.7655 | 6820.7655 | 17755.5208 | 74% | 3.5178 | 21.1375 | 0.060134 | 0.004009 | 0.88045 | AR - Variable Frequency Drive >5-10 hp | 4.1142 | 3.9252 | 57.4698 | 3.9252 | 57.4698 | 862.0477 | 73049.4918 | 20765.7979 | 52283.6939 | 3.5178 | 3455.9151 | 21.1375
AR - Variable Frequency Drive >= 10 hp | BNI Process | RET | 15 | 5 | 12799.55 | 923.7458 | 12799.55 | 923.7458 | 12450.5092 | 791.875 | 0 | 791.875 | 11658.6342 | 12450.5092 | 12887.0456 | 74% | 1.3987 | 16.2741 | 0.07848 | 0.005232 | 1.0779 | AR - Variable Frequency Drive >= 10 hp | 7.8416 | 5.7607 | 79.1224 | 5.7607 | 79.1224 | 1186.8364 | 101054.5072 | 72247.2225 | 28807.2847 | 1.3987 | 6209.5332 | 16.2741
AR - Variable Frequency Drive - 1-5 hp | BNI Process | RET | 15 | 5 | 6773.2835 | 1180.4538 | 6773.2835 | 1180.4538 | 3386.0505 | 525 | 0 | 525 | 2861.0505 | 3386.0505 | 7563.758 | 74% | 3.0186 | 14.4072 | 0.098324 | 0.0065549 | 0.55922 | AR - Variable Frequency Drive - 1-5 hp | 4.4752 | 4.2013 | 23.8955 | 4.2013 | 23.8955 | 358.4325 | 33849.4731 | 11213.4547 | 22636.0184 | 3.0186 | 2349.49 | 14.4072
AR - Strip Curtains for Display Cases | BNI Refrigeration | RET | 4 | 1.3333 | 2664.853 | 304.207 | 2664.853 | 304.207 | 7.6852 | 58.8 | 0 | 58.8 | -51.1148 | 7.6852 | 1248.2958 | 74% | 21.2295 | 21.2295 | 0.02799 | 0.0069975 | 0.24304 | AR - Strip Curtains for Display Cases | 0.5 | 0.12097 | 1.0504 | 0.12097 | 1.0504 | 4.2015 | 624.1479 | 29.4 | 594.7479 | 21.2295 | 29.4 | 21.2295
AR - Smart thermostats for mini-split heat pumps | BNI HVAC | RET | 10 | 3.3333 | 564 | 0 | 564 | 0 | 219.2875 | 70 | 0 | 70 | 149.2875 | 219.2875 | 430.3678 | 74% | 2.6521 | 6.1481 | 0.15744 | 0.015744 | N/A | AR - Smart thermostats for mini-split heat pumps | 5 | 0 | 2.2231 | 0 | 2.2231 | 22.2306 | 2151.8389 | 811.3639 | 1340.475 | 2.6521 | 350 | 6.1481
AR - Smart thermostats for in-floor heat | BNI HVAC | RET | 10 | 3.3333 | 312 | 0 | 312 | 0 | 303.5476 | 70 | 0 | 70 | 233.5476 | 303.5476 | 238.0758 | 74% | 1.0327 | 3.4011 | 0.2846 | 0.02846 | N/A | AR - Smart thermostats for in-floor heat | 1 | 0 | 0.24596 | 0 | 0.24596 | 2.4596 | 238.0758 | 230.5476 | 7.5282 | 1.0327 | 70 | 3.4011
AR - Smart thermostats for electric baseboards | BNI HVAC | RET | 10 | 3.3333 | 312 | 0 | 312 | 0 | 193.6052 | 70 | 0 | 70 | 123.6052 | 193.6052 | 238.0758 | 74% | 1.5958 | 3.4011 | 0.2846 | 0.02846 | N/A | AR - Smart thermostats for electric baseboards | 4 | 0 | 0.98382 | 0 | 0.98382 | 9.8382 | 952.3032 | 596.761 | 355.5421 | 1.5958 | 280 | 3.4011
AR - Smart thermostats for central air source heat pumps | BNI HVAC | RET | 10 | 3.3333 | 1128 | 0 | 1128 | 0 | 226.6823 | 70 | 0 | 70 | 156.6823 | 226.6823 | 860.7355 | 74% | 4.9562 | 12.2962 | 0.07872 | 0.007872 | N/A | AR - Smart thermostats for central air source heat pumps | 1 | 0 | 0.88923 | 0 | 0.88923 | 8.8923 | 860.7355 | 173.6673 | 687.0682 | 4.9562 | 70 | 12.2962
AR - Small Single Package Heat Pump System - Commercial | BNI HVAC | RET | 18 | 6 | 5748.925 | 440.0453 | 5748.925 | 440.0453 | 7884.4817 | 1369.0833 | 0 | 1369.0833 | 6515.3983 | 7884.4817 | 6999.4837 | 74% | 0.91811 | 5.1125 | 0.30209 | 0.016783 | 3.9121 | AR - Small Single Package Heat Pump System - Commercial | 2 | 0.69992 | 9.064 | 0.69992 | 9.064 | 163.1517 | 13998.9673 | 15247.6485 | -1248.6812 | 0.91811 | 2738.1667 | 5.1125
AR - Small Multi-Zone Heat Pump - MURB (with baseline cooling) | BNI HVAC | RET | 18 | 6 | 8732.244 | 1688.2358 | 8732.244 | 1688.2358 | 12067.1032 | 523.1852 | 0 | 523.1852 | 11543.918 | 12067.1032 | 11852.3517 | 74% | 1.3273 | 22.6542 | 0.076002 | 0.0042224 | 0.38967 | AR - Small Multi-Zone Heat Pump - MURB (with baseline cooling) | 0.5 | 0.67132 | 3.4419 | 0.67132 | 3.4419 | 61.9542 | 5926.1758 | 4464.8282 | 1461.3476 | 1.3273 | 261.5926 | 22.6542
AR - Small Multi-Zone Heat Pump - MURB (no baseline cooling) | BNI HVAC | RET | 18 | 6 | 6624.1824 | 2247.8562 | 6624.1824 | 2247.8562 | 12067.1032 | 432.3667 | 0 | 432.3667 | 11634.7366 | 12067.1032 | 10148.6299 | 74% | 1.1365 | 23.4723 | 0.082798 | 0.0045999 | 0.24186 | AR - Small Multi-Zone Heat Pump - MURB (no baseline cooling) | 0.5 | 0.89385 | 2.611 | 0.89385 | 2.611 | 46.9978 | 5074.3149 | 4464.8282 | 609.4867 | 1.1365 | 216.1833 | 23.4723
AR - Small Multi-Zone Heat Pump - Commercial (with baseline cooling) | BNI HVAC | RET | 18 | 6 | 9237.359 | 3287.7643 | 9237.359 | 3287.7643 | 16467.515 | 721.4261 | 0 | 721.4261 | 15746.0889 | 16467.515 | 14335.4653 | 74% | 1.1764 | 19.871 | 0.09907 | 0.0055039 | 0.27591 | AR - Small Multi-Zone Heat Pump - Commercial (with baseline cooling) | 8 | 20.9177 | 58.256 | 20.9177 | 58.256 | 1048.6074 | 114683.7227 | 97487.6886 | 17196.0341 | 1.1764 | 5771.4087 | 19.871
AR - Small Multi-Zone Heat Pump - Commercial (no baseline cooling) | BNI HVAC | RET | 18 | 6 | 10026.2478 | 3138.5522 | 10026.2478 | 3138.5522 | 16467.515 | 770.6667 | 0 | 770.6667 | 15696.8483 | 16467.515 | 15045.1045 | 74% | 1.2346 | 19.5222 | 0.097505 | 0.0054169 | 0.30875 | AR - Small Multi-Zone Heat Pump - Commercial (no baseline cooling) | 8 | 19.9684 | 63.2311 | 19.9684 | 63.2311 | 1138.1605 | 120360.8361 | 97487.6886 | 22873.1476 | 1.2346 | 6165.3333 | 19.5222
AR - Small Ductless Mini-Split Heat Pump - MURB (with baseline cooling) | BNI HVAC | RET | 18 | 6 | 5592.087 | 1679.92 | 5592.087 | 1679.92 | 3390.6329 | 318.9804 | 0 | 318.9804 | 3071.6525 | 3390.6329 | 8306.8411 | 74% | 3.3107 | 26.0419 | 0.072358 | 0.0040199 | 0.23875 | AR - Small Ductless Mini-Split Heat Pump - MURB (with baseline cooling) | 17.55 | 23.4471 | 77.3666 | 23.4471 | 77.3666 | 1392.5992 | 145785.0614 | 44034.1497 | 101750.9117 | 3.3107 | 5598.1059 | 26.0419
AR - Small Ductless Mini-Split Heat Pump - MURB (no baseline cooling) | BNI HVAC | RET | 18 | 6 | 5239.4715 | 1717.771 | 5239.4715 | 1717.771 | 3390.6329 | 311.4245 | 0 | 311.4245 | 3079.2084 | 3390.6329 | 7955.1272 | 74% | 3.1706 | 25.5443 | 0.075399 | 0.0041888 | 0.22796 | AR - Small Ductless Mini-Split Heat Pump - MURB (no baseline cooling) | 120.6476 | 164.8192 | 498.3206 | 164.8192 | 498.3206 | 8969.7708 | 959767.1844 | 302713.1335 | 657054.0509 | 3.1706 | 37572.6269 | 25.5443
AR - Small Ductless Mini-Split Heat Pump - Commercial - HSPF>=12, SEER>=22 (with baseline cooling) | BNI HVAC | RET | 18 | 6 | 5059.3578 | 2001.6196 | 5059.3578 | 2001.6196 | 6447.9856 | 538.2917 | 0 | 538.2917 | 5909.6939 | 6447.9856 | 8092.0582 | 74% | 1.6959 | 15.0329 | 0.13496 | 0.007498 | 0.33815 | AR - Small Ductless Mini-Split Heat Pump - Commercial - HSPF>=12, SEER>=22 (with baseline cooling) | 5 | 7.9593 | 19.942 | 7.9593 | 19.942 | 358.9554 | 40460.2908 | 23857.5466 | 16602.7442 | 1.6959 | 2691.4583 | 15.0329
AR - Small Ductless Mini-Split Heat Pump - Commercial - HSPF>=12, SEER>=22 (no baseline cooling) | BNI HVAC | RET | 18 | 6 | 5259.7357 | 2064.4166 | 5259.7357 | 2064.4166 | 6447.9856 | 541.7622 | 0 | 541.7622 | 5906.2234 | 6447.9856 | 8392.8258 | 74% | 1.7589 | 15.4917 | 0.13066 | 0.0072589 | 0.32998 | AR - Small Ductless Mini-Split Heat Pump - Commercial - HSPF>=12, SEER>=22 (no baseline cooling) | 11.0276 | 18.1051 | 45.7243 | 18.1051 | 45.7243 | 823.038 | 92552.6947 | 52618.2784 | 39934.4164 | 1.7589 | 5974.3344 | 15.4917
AR - Small Ductless Mini-Split Heat Pump - Commercial - HSPF>=11, SEER>=17 (with baseline cooling) | BNI HVAC | RET | 18 | 6 | 5454.1895 | 2099.2073 | 5454.1895 | 2099.2073 | 5543.5691 | 530.9736 | 0 | 530.9736 | 5012.5955 | 5543.5691 | 8653.404 | 74% | 2.1094 | 16.2972 | 0.12349 | 0.0068607 | 0.31805 | AR - Small Ductless Mini-Split Heat Pump - Commercial - HSPF>=11, SEER>=17 (with baseline cooling) | 10 | 16.6947 | 42.9965 | 16.6947 | 42.9965 | 773.9365 | 86534.0396 | 41022.4112 | 45511.6284 | 2.1094 | 5309.7356 | 16.2972
AR - Small Ductless Mini-Split Heat Pump - Commercial - HSPF>=11, SEER>=17 (no baseline cooling) | BNI HVAC | RET | 18 | 6 | 5689.2264 | 2051.2666 | 5689.2264 | 2051.2666 | 5543.5691 | 495.4924 | 0 | 495.4924 | 5048.0767 | 5543.5691 | 8860.6584 | 74% | 2.16 | 17.8825 | 0.11048 | 0.0061377 | 0.30373 | AR - Small Ductless Mini-Split Heat Pump - Commercial - HSPF>=11, SEER>=17 (no baseline cooling) | 39.1882 | 63.9295 | 175.7564 | 63.9295 | 175.7564 | 3163.6151 | 347233.2592 | 160759.4488 | 186473.8104 | 2.16 | 19417.4556 | 17.8825
AR - Small Centrally Ducted Split System Heat Pump - MURB | BNI HVAC | RET | 18 | 6 | 16433.3894 | 6443.6046 | 16433.3894 | 6443.6046 | 4102.4532 | 1166.6667 | 0 | 1166.6667 | 2935.7865 | 4102.4532 | 26214.6699 | 74% | 4.5774 | 22.4697 | 0.090057 | 0.0050032 | 0.22766 | AR - Small Centrally Ducted Split System Heat Pump - MURB | 0.5 | 2.5623 | 6.4774 | 2.5623 | 6.4774 | 116.5929 | 13107.3349 | 2863.4714 | 10243.8636 | 4.5774 | 583.3333 | 22.4697
AR - Small Centrally Ducted Split System Heat Pump - Commercial (with baseline cooling) | BNI HVAC | RET | 18 | 6 | 10392.1869 | 4774.6203 | 10392.1869 | 4774.6203 | 3096.2787 | 1575 | 0 | 1575 | 1521.2787 | 3096.2787 | 17415.2501 | 74% | 3.1083 | 11.0573 | 0.19225 | 0.010681 | 0.41478 | AR - Small Centrally Ducted Split System Heat Pump - Commercial (with baseline cooling) | 2 | 7.5944 | 16.3847 | 7.5944 | 16.3847 | 294.9253 | 34830.5002 | 11205.6214 | 23624.8788 | 3.1083 | 3150 | 11.0573
AR - Small Centrally Ducted Split System Heat Pump - Commercial (no baseline cooling) | BNI HVAC | RET | 18 | 6 | 10489.053 | 4850.3095 | 10489.053 | 4850.3095 | 5510.3924 | 1299.1176 | 0 | 1299.1176 | 4211.2747 | 5510.3924 | 17614.9021 | 74% | 2.6579 | 13.5591 | 0.15711 | 0.0087284 | 0.33679 | AR - Small Centrally Ducted Split System Heat Pump - Commercial (no baseline cooling) | 3.1335 | 12.0873 | 25.9105 | 12.0873 | 25.9105 | 466.3882 | 55197.1162 | 20766.9339 | 34430.1824 | 2.6579 | 4070.8457 | 13.5591
AR - RTU with DCV only - 5 hp fan | BNI HVAC | RET | 10 | 3.3333 | 9261.7717 | 0 | 9261.7717 | 0 | 2886.7215 | 1750 | 0 | 1750 | 1136.7215 | 2886.7215 | 7067.3192 | 74% | 3.3084 | 4.0385 | 0.23969 | 0.023969 | N/A | AR - RTU with DCV only - 5 hp fan | 1 | 0 | 7.3012 | 0 | 7.3012 | 73.0124 | 7067.3192 | 2136.1739 | 4931.1453 | 3.3084 | 1750 | 4.0385
AR - RTU with DCV only - 4 hp fan | BNI HVAC | RET | 10 | 3.3333 | 9261.7717 | 0 | 9261.7717 | 0 | 2376.6698 | 1400 | 0 | 1400 | 976.6698 | 2376.6698 | 7067.3192 | 74% | 4.0184 | 5.0481 | 0.19175 | 0.019175 | N/A | AR - RTU with DCV only - 4 hp fan | 1 | 0 | 7.3012 | 0 | 7.3012 | 73.0124 | 7067.3192 | 1758.7357 | 5308.5835 | 4.0184 | 1400 | 5.0481
AR - RTU with DCV only - 3 hp fan | BNI HVAC | RET | 10 | 3.3333 | 9261.7717 | 0 | 9261.7717 | 0 | 1866.6028 | 1050 | 0 | 1050 | 816.6028 | 1866.6028 | 7067.3192 | 74% | 5.1165 | 6.7308 | 0.14381 | 0.014381 | N/A | AR - RTU with DCV only - 3 hp fan | 1 | 0 | 7.3012 | 0 | 7.3012 | 73.0124 | 7067.3192 | 1381.2861 | 5686.0331 | 5.1165 | 1050 | 6.7308
AR - RTU with DCV only - >= 7.5 hp fan | BNI HVAC | RET | 10 | 3.3333 | 9261.7717 | 0 | 9261.7717 | 0 | 4240.1853 | 2625 | 0 | 2625 | 1615.1853 | 4240.1853 | 7067.3192 | 74% | 2.2524 | 2.6923 | 0.35953 | 0.035953 | N/A | AR - RTU with DCV only - >= 7.5 hp fan | 1 | 0 | 7.3012 | 0 | 7.3012 | 73.0124 | 7067.3192 | 3137.7371 | 3929.5821 | 2.2524 | 2625 | 2.6923
AR - RTU with DCV and VFD - 5 hp fan | BNI HVAC | ROB/NEW | 10 | N/A | 10721.9524 | 1234.8 | N/A | N/A | 6164.3319 | 2275 | 0 | 2275 | 3889.3319 | 6164.3319 | 9199.3009 | 74% | 2.0167 | 4.0436 | 0.26916 | 0.026916 | 2.3167 | AR - RTU with DCV and VFD - 5 hp fan | 1 | 0.98202 | 8.4523 | 0.98202 | 8.4523 | 84.5233 | 9199.3009 | 4561.6056 | 4637.6953 | 2.0167 | 2275 | 4.0436
AR - RTU with DCV and VFD - 4 hp fan | BNI HVAC | ROB/NEW | 10 | N/A | 8969.3021 | 956.8684 | N/A | N/A | 5046.4509 | 1837.5 | 0 | 1837.5 | 3208.9509 | 5046.4509 | 7632.8353 | 74% | 2.0439 | 4.1539 | 0.25988 | 0.025988 | 2.4146 | AR - RTU with DCV and VFD - 4 hp fan | 1 | 0.76098 | 7.0707 | 0.76098 | 7.0707 | 70.7068 | 7632.8353 | 3734.3737 | 3898.4616 | 2.0439 | 1837.5 | 4.1539
AR - RTU with DCV and VFD - 3 hp fan | BNI HVAC | ROB/NEW | 10 | N/A | 7216.6518 | 678.9368 | N/A | N/A | 3928.652 | 1400 | 0 | 1400 | 2528.652 | 3928.652 | 6066.3697 | 74% | 2.0867 | 4.3331 | 0.24609 | 0.024609 | 2.5928 | AR - RTU with DCV and VFD - 3 hp fan | 1 | 0.53995 | 5.689 | 0.53995 | 5.689 | 56.8903 | 6066.3697 | 2907.2025 | 3159.1672 | 2.0867 | 1400 | 4.3331
AR - RTU with DCV and VFD - >= 7.5 hp fan | BNI HVAC | ROB/NEW | 10 | N/A | 15551.7681 | 2151.576 | N/A | N/A | 9119.2469 | 3325 | 0 | 3325 | 5794.2469 | 9119.2469 | 13640.3998 | 74% | 2.0213 | 4.1024 | 0.27121 | 0.027121 | 1.9432 | AR - RTU with DCV and VFD - >= 7.5 hp fan | 1 | 1.7111 | 12.2598 | 1.7111 | 12.2598 | 122.5977 | 13640.3998 | 6748.2427 | 6892.1571 | 2.0213 | 3325 | 4.1024
AR - Roadway lighting >=15,000 lm | BNI Lighting | RET | 13.7 | 4.5667 | 200 | 38 | 50 | 8.1 | 20.8121 | 24.5 | 0 | 24.5 | -3.6879 | 20.8121 | 136.1815 | 74% | 0.63315 | 5.5584 | 0.15539 | 0.022685 | 0.8107 | AR - Roadway lighting >=15,000 lm | 600 | 18.1325 | 94.5984 | 18.1325 | 94.5984 | 647.9991 | 81708.899 | 129051.0103 | -47342.1114 | 0.63315 | 14700 | 5.5584
AR - Roadway lighting <15,000 lm | BNI Lighting | RET | 13.7 | 4.5667 | 153.846 | 33 | 32.634 | 7 | 20.8121 | 10.5 | 0 | 10.5 | 10.3121 | 20.8121 | 104.4749 | 74% | 0.48574 | 9.95 | 0.086577 | 0.013311 | 0.40008 | AR - Roadway lighting <15,000 lm | 400 | 10.4978 | 48.512 | 10.4978 | 48.512 | 315.5237 | 41789.9459 | 86034.0069 | -44244.061 | 0.48574 | 4200 | 9.95
AR - Refrigerator - Glass Door >=15 ft^3 | BNI Cooking and Laundry | RET | 12 | 4 | 1119.5 | 162.6667 | 1119.5 | 162.6667 | 883.1441 | 73.92 | 0 | 73.92 | 809.2241 | 883.1441 | 1066.5661 | 74% | 0.35801 | 14.4287 | 0.08376 | 0.00698 | 0.5714 | AR - Refrigerator - Glass Door >=15 ft^3 | 1 | 0.12937 | 0.88252 | 0.12937 | 0.88252 | 10.5903 | 1066.5661 | 2979.1442 | -1912.5781 | 0.35801 | 73.92 | 14.4287
AR - Refrigerator - Glass Door <15 ft^3 | BNI Cooking and Laundry | RET | 12 | 4 | 177 | 21.3328 | 177 | 21.3328 | 66.6075 | 55.4136 | 0 | 55.4136 | 11.194 | 66.6075 | 164.5169 | 74% | 0.09459 | 2.9689 | 0.39714 | 0.033095 | 3.2662 | AR - Refrigerator - Glass Door <15 ft^3 | 1 | 0.016966 | 0.13953 | 0.016966 | 0.13953 | 1.6744 | 164.5169 | 1739.2716 | -1574.7547 | 0.09459 | 55.4136 | 2.9689
AR - Pool Pump | BNI Other | ROB/NEW | 10 | N/A | 2174 | 0 | N/A | N/A | 1322.9192 | 245 | 0 | 245 | 1077.9192 | 1322.9192 | 1571.6307 | 74% | 1.6054 | 6.4148 | 0.14296 | 0.014296 | N/A | AR - Pool Pump | 1 | 0 | 1.7138 | 0 | 1.7138 | 17.1381 | 1571.6307 | 978.9602 | 592.6705 | 1.6054 | 245 | 6.4148
AR - Packaged Terminal Heat Pump | BNI HVAC | ROB/NEW | 15 | N/A | 3128.8716 | 223.2065 | N/A | N/A | -827.5208 | 350 | 0 | 350 | -1177.5208 | -827.5208 | 3387.9444 | 74% | 9.6798 | 9.6798 | 0.1419 | 0.0094599 | 1.9717 | AR - Packaged Terminal Heat Pump | 32 | 5.6804 | 78.9297 | 5.6804 | 78.9297 | 1183.9451 | 108414.2193 | 11200 | 97214.2193 | 9.6798 | 11200 | 9.6798
AR - Outdoor - Wall-Mounted Area Luminaire (Non-Cutoff and Semi-Cutoff) >= 25,000 lm | BNI Lighting | RET | 22.8 | 7.6 | 942.0776 | 194.3026 | 942.0776 | 194.3026 | 485.1236 | 154 | 0 | 154 | 331.1236 | 485.1236 | 1384.326 | 74% | 2.8921 | 8.9891 | 0.20736 | 0.0090949 | 0.99659 | AR - Outdoor - Wall-Mounted Area Luminaire (Non-Cutoff and Semi-Cutoff) >= 25,000 lm | 10 | 1.5453 | 7.4266 | 1.5453 | 7.4266 | 169.3262 | 13843.26 | 4786.5665 | 9056.6935 | 2.8921 | 1540 | 8.9891
AR - Outdoor - Wall-Mounted Area Luminaire (Non-Cutoff and Semi-Cutoff) - 5,000-14,999 lm | BNI Lighting | RET | 22.8 | 7.6 | 859.4224 | 179.9995 | 859.4224 | 179.9995 | 0.55668 | 49 | 0 | 49 | -48.4433 | 0.55668 | 1266.5749 | 74% | 16.4658 | 25.8485 | 0.072325 | 0.0031721 | 0.3423 | AR - Outdoor - Wall-Mounted Area Luminaire (Non-Cutoff and Semi-Cutoff) - 5,000-14,999 lm | 76.1389 | 10.8994 | 51.5841 | 10.8994 | 51.5841 | 1176.1172 | 96435.6049 | 5856.7133 | 90578.8917 | 16.4658 | 3730.8056 | 25.8485
AR - Outdoor - Wall-Mounted Area Luminaire (Non-Cutoff and Semi-Cutoff) - 300-1,999 lm | BNI Lighting | RET | 22.8 | 7.6 | 308.2678 | 66.7886 | 308.2678 | 66.7886 | -75.1548 | 14 | 0 | 14 | -89.1548 | -75.1548 | 457.3135 | 74% | 32.6652 | 32.6652 | 0.05761 | 0.0025268 | 0.26357 | AR - Outdoor - Wall-Mounted Area Luminaire (Non-Cutoff and Semi-Cutoff) - 300-1,999 lm | 10 | 0.53116 | 2.4301 | 0.53116 | 2.4301 | 55.4071 | 4573.1349 | 140 | 4433.1349 | 32.6652 | 140 | 32.6652
AR - Outdoor - Wall-Mounted Area Luminaire (Non-Cutoff and Semi-Cutoff) - 2,000-4,999 lm | BNI Lighting | RET | 22.8 | 7.6 | 548.3639 | 119.4441 | 548.3639 | 119.4441 | -83.4542 | 24.5 | 0 | 24.5 | -107.9542 | -83.4542 | 814.3546 | 74% | 33.239 | 33.239 | 0.056675 | 0.0024858 | 0.25792 | AR - Outdoor - Wall-Mounted Area Luminaire (Non-Cutoff and Semi-Cutoff) - 2,000-4,999 lm | 5.0011 | 0.47507 | 2.1619 | 0.47507 | 2.1619 | 49.2915 | 4072.6675 | 122.5269 | 3950.1405 | 33.239 | 122.5269 | 33.239
AR - Outdoor - Wall-Mounted Area Luminaire (Non-Cutoff and Semi-Cutoff) - 15,000-24,999 lm | BNI Lighting | RET | 22.8 | 7.6 | 942.0776 | 194.3026 | 942.0776 | 194.3026 | 22.6047 | 84 | 0 | 84 | -61.3953 | 22.6047 | 1384.326 | 74% | 13.0785 | 16.4801 | 0.11311 | 0.0049608 | 0.5436 | AR - Outdoor - Wall-Mounted Area Luminaire (Non-Cutoff and Semi-Cutoff) - 15,000-24,999 lm | 1 | 0.15453 | 0.74266 | 0.15453 | 0.74266 | 16.9326 | 1384.326 | 105.8476 | 1278.4784 | 13.0785 | 84 | 16.4801
AR - Outdoor - Wall-Mounted Area Luminaire (Full-Cutoff) >= 25,000 lm | BNI Lighting | RET | 17.1 | 5.7 | 2366.2647 | 457.5723 | 2366.2647 | 457.5723 | 479.7398 | 147 | 0 | 147 | 332.7398 | 479.7398 | 2907.3263 | 74% | 6.2294 | 19.7777 | 0.078805 | 0.0046085 | 0.40396 | AR - Outdoor - Wall-Mounted Area Luminaire (Full-Cutoff) >= 25,000 lm | 9.982 | 3.6325 | 18.6202 | 3.6325 | 18.6202 | 318.406 | 29021.0385 | 4658.7174 | 24362.3211 | 6.2294 | 1467.3595 | 19.7777
AR - Outdoor - Wall-Mounted Area Luminaire (Full-Cutoff) - 5,000-14,999 lm | BNI Lighting | RET | 17.1 | 5.7 | 806.8372 | 170.7749 | 806.8372 | 170.7749 | -6.8593 | 52.5 | 0 | 52.5 | -59.3593 | -6.8593 | 1008.4432 | 74% | 15.2005 | 19.2084 | 0.082541 | 0.004827 | 0.38656 | AR - Outdoor - Wall-Mounted Area Luminaire (Full-Cutoff) - 5,000-14,999 lm | 159.6496 | 21.6828 | 101.5445 | 21.6828 | 101.5445 | 1736.4105 | 160997.5272 | 10591.5769 | 150405.9503 | 15.2005 | 8381.6029 | 19.2084
AR - Outdoor - Wall-Mounted Area Luminaire (Full-Cutoff) - 300-1,999 lm | BNI Lighting | RET | 17.1 | 5.7 | 215.7743 | 39.2388 | 215.7743 | 39.2388 | -57.3492 | 14 | 0 | 14 | -71.3492 | -57.3492 | 262.228 | 74% | 10.3772 | 18.7306 | 0.082305 | 0.0048132 | 0.44863 | AR - Outdoor - Wall-Mounted Area Luminaire (Full-Cutoff) - 300-1,999 lm | 20 | 0.62412 | 3.402 | 0.62412 | 3.402 | 58.1739 | 5244.5597 | 505.3937 | 4739.166 | 10.3772 | 280 | 18.7306
AR - Outdoor - Wall-Mounted Area Luminaire (Full-Cutoff) - 2,000-4,999 lm | BNI Lighting | RET | 17.1 | 5.7 | 859.4953 | 190.1927 | 859.4953 | 190.1927 | -13.7567 | 24.5 | 0 | 24.5 | -38.2567 | -13.7567 | 1083.8563 | 74% | 21.4551 | 44.239 | 0.036159 | 0.0021146 | 0.16198 | AR - Outdoor - Wall-Mounted Area Luminaire (Full-Cutoff) - 2,000-4,999 lm | 42.8606 | 6.483 | 29.0405 | 6.483 | 29.0405 | 496.5924 | 46454.6876 | 2165.2028 | 44289.4848 | 21.4551 | 1050.0837 | 44.239
AR - Outdoor - Wall-Mounted Area Luminaire (Full-Cutoff) - 15,000-24,999 lm | BNI Lighting | RET | 17.1 | 5.7 | 568.671 | 78.1196 | 568.671 | 78.1196 | 149.6992 | 84 | 0 | 84 | 65.6992 | 149.6992 | 661.754 | 74% | 3.4117 | 7.878 | 0.18738 | 0.010958 | 1.3521 | AR - Outdoor - Wall-Mounted Area Luminaire (Full-Cutoff) - 15,000-24,999 lm | 5.1162 | 0.31786 | 2.2936 | 0.31786 | 2.2936 | 39.2198 | 3385.654 | 992.3728 | 2393.2812 | 3.4117 | 429.7593 | 7.878
AR - Outdoor - Pole / Arm - Mounted Decorative Luminaire >= 5,500 lm | BNI Lighting | RET | 22.8 | 7.6 | 1391.9063 | 267.4592 | 1391.9063 | 267.4592 | 1774.0852 | 77 | 0 | 77 | 1697.0852 | 1774.0852 | 2018.829 | 74% | 1.4497 | 26.2186 | 0.070174 | 0.0030778 | 0.362 | AR - Outdoor - Pole / Arm - Mounted Decorative Luminaire >= 5,500 lm | 30 | 6.3812 | 32.918 | 6.3812 | 32.918 | 750.5311 | 60564.8708 | 41778.2252 | 18786.6456 | 1.4497 | 2310 | 26.2186
AR - Outdoor - Pole / Arm - Mounted Decorative Luminaire - 2,000-5,499 lm | BNI Lighting | RET | 22.8 | 7.6 | 868.4389 | 168.7576 | 868.4389 | 168.7576 | 1417.8383 | 56 | 0 | 56 | 1361.8383 | 1417.8383 | 1262.1333 | 74% | 1.1273 | 22.5381 | 0.081799 | 0.0035877 | 0.41725 | AR - Outdoor - Pole / Arm - Mounted Decorative Luminaire - 2,000-5,499 lm | 22 | 2.9526 | 15.0614 | 2.9526 | 15.0614 | 343.3993 | 27766.9322 | 24632.2817 | 3134.6505 | 1.1273 | 1232 | 22.5381
AR - Outdoor - Pole / Arm - Mounted Decorative Luminaire - 1,000-1,999 lm | BNI Lighting | RET | 22.8 | 7.6 | 434.2195 | 84.3788 | 434.2195 | 84.3788 | -11.5332 | 45.5 | 0 | 45.5 | -57.0332 | -11.5332 | 631.0666 | 74% | 13.8696 | 13.8696 | 0.13292 | 0.0058299 | 0.67804 | AR - Outdoor - Pole / Arm - Mounted Decorative Luminaire - 1,000-1,999 lm | 1 | 0.067105 | 0.3423 | 0.067105 | 0.3423 | 7.8045 | 631.0666 | 45.5 | 585.5666 | 13.8696 | 45.5 | 13.8696
AR - Outdoor - Pole / Arm - Mounted Area Luminaire >= 55,000 lm | BNI Lighting | RET | 13.7 | 4.5667 | 2542.3882 | 520.3987 | 2542.3882 | 520.3987 | 832.613 | 332.5 | 0 | 332.5 | 500.113 | 832.613 | 2783.0711 | 74% | 3.8402 | 8.3701 | 0.1659 | 0.01211 | 0.8034 | AR - Outdoor - Pole / Arm - Mounted Area Luminaire >= 55,000 lm | 39.7058 | 16.4329 | 79.5791 | 16.4329 | 79.5791 | 1090.2331 | 110504.161 | 28775.7414 | 81728.4196 | 3.8402 | 13202.1899 | 8.3701
AR - Outdoor - Pole / Arm - Mounted Area Luminaire - 5,000-9,999 lm | BNI Lighting | RET | 13.7 | 4.5667 | 1031.7908 | 206.4563 | 1031.7908 | 206.4563 | 126.737 | 77 | 0 | 77 | 49.737 | 126.737 | 1124.6335 | 74% | 6.9347 | 14.6056 | 0.094667 | 0.00691 | 0.46896 | AR - Outdoor - Pole / Arm - Mounted Area Luminaire - 5,000-9,999 lm | 31.3978 | 5.1553 | 25.5384 | 5.1553 | 25.5384 | 349.8754 | 35310.9691 | 5091.9558 | 30219.0133 | 6.9347 | 2417.6273 | 14.6056
AR - Outdoor - Pole / Arm - Mounted Area Luminaire - 40,000-54,999 lm | BNI Lighting | RET | 13.7 | 4.5667 | 3077.7515 | 637.1889 | 3077.7515 | 637.1889 | 707.4762 | 262.5 | 0 | 262.5 | 444.9762 | 707.4762 | 3376.468 | 74% | 5.3415 | 12.8627 | 0.10819 | 0.0078972 | 0.51801 | AR - Outdoor - Pole / Arm - Mounted Area Luminaire - 40,000-54,999 lm | 64.0974 | 32.4812 | 155.5166 | 32.4812 | 155.5166 | 2130.577 | 216422.877 | 40517.3891 | 175905.4879 | 5.3415 | 16825.5719 | 12.8627
AR - Outdoor - Pole / Arm - Mounted Area Luminaire - 25,000-39,999 lm | BNI Lighting | RET | 13.7 | 4.5667 | 1454.5798 | 263.0253 | 1454.5798 | 263.0253 | 456.8211 | 192.5 | 0 | 192.5 | 264.3211 | 456.8211 | 1556.8747 | 74% | 3.6092 | 8.0877 | 0.16788 | 0.012254 | 0.92026 | AR - Outdoor - Pole / Arm - Mounted Area Luminaire - 25,000-39,999 lm | 246.6971 | 51.6042 | 282.8813 | 51.6042 | 282.8813 | 3875.4735 | 384076.4752 | 106414.821 | 277661.6541 | 3.6092 | 47489.1926 | 8.0877
AR - Outdoor - Pole / Arm - Mounted Area Luminaire - 10,000-24,999 lm | BNI Lighting | RET | 13.7 | 4.5667 | 1461.5382 | 309.144 | 1461.5382 | 309.144 | 301.6215 | 112 | 0 | 112 | 189.6215 | 301.6215 | 1610.0827 | 74% | 5.3164 | 14.3757 | 0.097209 | 0.0070955 | 0.45555 | AR - Outdoor - Pole / Arm - Mounted Area Luminaire - 10,000-24,999 lm | 88.3676 | 21.7259 | 101.8136 | 21.7259 | 101.8136 | 1394.8457 | 142279.0689 | 26762.5171 | 115516.5519 | 5.3164 | 9897.1663 | 14.3757
AR - Outdoor - Pole / Arm - Mounted Area Luminaire - 1,000-4,999 lm | BNI Lighting | RET | 13.7 | 4.5667 | 754.001 | 173.7519 | 754.001 | 173.7519 | 122.0621 | 42 | 0 | 42 | 80.0621 | 122.0621 | 845.1865 | 74% | 5.7156 | 20.1235 | 0.07066 | 0.0051577 | 0.30395 | AR - Outdoor - Pole / Arm - Mounted Area Luminaire - 1,000-4,999 lm | 10 | 1.3818 | 5.9439 | 1.3818 | 5.9439 | 81.432 | 8451.8649 | 1478.7323 | 6973.1326 | 5.7156 | 420 | 20.1235
AR - Outdoor - Parking Garage Luminaire >= 6,500 lm | BNI Lighting | RET | 22.8 | 7.6 | 684.9557 | 107.9768 | 684.9557 | 107.9768 | 71.5649 | 59.5 | 0 | 59.5 | 12.0649 | 71.5649 | 961.5432 | 74% | 7.7447 | 16.1604 | 0.11019 | 0.004833 | 0.69289 | AR - Outdoor - Parking Garage Luminaire >= 6,500 lm | 10 | 0.85873 | 5.3996 | 0.85873 | 5.3996 | 123.1119 | 9615.4319 | 1241.5476 | 8373.8843 | 7.7447 | 595 | 16.1604
AR - Outdoor - Parking Garage Luminaire - 2,000-6,499 lm | BNI Lighting | RET | 22.8 | 7.6 | 811.1272 | 110.2785 | 811.1272 | 110.2785 | 74.6272 | 42 | 0 | 42 | 32.6272 | 74.6272 | 1114.9142 | 74% | 9.7543 | 26.5456 | 0.065684 | 0.0028809 | 0.47889 | AR - Outdoor - Parking Garage Luminaire - 2,000-6,499 lm | 26.6245 | 2.3351 | 17.0245 | 2.3351 | 17.0245 | 388.1577 | 29684.0553 | 3043.1696 | 26640.8857 | 9.7543 | 1118.2299 | 26.5456
AR - Outdoor - LED Replacement lamps for HID lamps >= 10,000 lm | BNI Lighting | RET | 11.4 | 3.8 | 1913.6877 | 244.6025 | 1913.6877 | 244.6025 | 115.8058 | 49 | 0 | 49 | 66.8058 | 115.8058 | 1739.0412 | 74% | 17.3612 | 35.4906 | 0.03248 | 0.0028492 | 0.25189 | AR - Outdoor - LED Replacement lamps for HID lamps >= 10,000 lm | 161.8482 | 31.4842 | 244.1639 | 31.4842 | 244.1639 | 2783.4688 | 281460.6773 | 16212.0326 | 265248.6447 | 17.3612 | 7930.5615 | 35.4906
AR - Outdoor - LED Replacement lamps for HID lamps - 5,000-9,999 lm | BNI Lighting | RET | 11.4 | 3.8 | 820.4663 | 153.6314 | 820.4663 | 153.6314 | 60.8057 | 31.5 | 0 | 31.5 | 29.3057 | 60.8057 | 789.6358 | 74% | 13.6236 | 25.0678 | 0.048702 | 0.0042721 | 0.25781 | AR - Outdoor - LED Replacement lamps for HID lamps - 5,000-9,999 lm | 5 | 0.61091 | 3.234 | 0.61091 | 3.234 | 36.867 | 3948.179 | 289.8035 | 3658.3755 | 13.6236 | 157.5 | 25.0678
AR - Outdoor - LED Replacement lamps for HID lamps - 250-4,999 lm | BNI Lighting | RET | 11.4 | 3.8 | 1083.9611 | 215.1722 | 1083.9611 | 215.1722 | 44.486 | 17.5 | 0 | 17.5 | 26.986 | 44.486 | 1054.2511 | 74% | 23.7377 | 60.2429 | 0.02048 | 0.0017965 | 0.10227 | AR - Outdoor - LED Replacement lamps for HID lamps - 250-4,999 lm | 5 | 0.85562 | 4.2725 | 0.85562 | 4.2725 | 48.707 | 5271.2555 | 222.0624 | 5049.1932 | 23.7377 | 87.5 | 60.2429
AR - Outdoor - Fuel Pump Canopy Luminaire >= 7,000 lm | BNI Lighting | RET | 11.4 | 3.8 | 1160.2559 | 229.6024 | 1160.2559 | 229.6024 | 11.8549 | 112 | 0 | 112 | -100.1451 | 11.8549 | 1127.8091 | 74% | 10.0697 | 10.0697 | 0.12245 | 0.010741 | 0.61336 | AR - Outdoor - Fuel Pump Canopy Luminaire >= 7,000 lm | 22.8152 | 4.166 | 20.868 | 4.166 | 20.868 | 237.8951 | 25731.1892 | 2555.3023 | 23175.8869 | 10.0697 | 2555.3023 | 10.0697
AR - Outdoor - Fuel Pump Canopy Luminaire - 2,000-6,999 lm | BNI Lighting | RET | 11.4 | 3.8 | 739.0561 | 106.7883 | 739.0561 | 106.7883 | 61.2004 | 63 | 0 | 63 | -1.7996 | 61.2004 | 682.741 | 74% | 6.7521 | 10.8372 | 0.10813 | 0.0094854 | 0.74181 | AR - Outdoor - Fuel Pump Canopy Luminaire - 2,000-6,999 lm | 10 | 0.84927 | 5.8261 | 0.84927 | 5.8261 | 66.4179 | 6827.41 | 1011.1549 | 5816.2551 | 6.7521 | 630 | 10.8372
AR - Outdoor - Flood and Spot Luminaires >= 50,000 lm | BNI Lighting | RET | 17.1 | 5.7 | 1160.7951 | 63.5776 | 1160.7951 | 63.5776 | 2659.6363 | 322 | 0 | 322 | 2337.6363 | 2659.6363 | 1239.5586 | 74% | 0.58438 | 3.8496 | 0.35188 | 0.020578 | 6.3684 | AR - Outdoor - Flood and Spot Luminaires >= 50,000 lm | 181 | 9.1518 | 165.6291 | 9.1518 | 165.6291 | 2832.2583 | 224360.1059 | 383925.4536 | -159565.3476 | 0.58438 | 58282 | 3.8496
AR - Outdoor - Flood and Spot Luminaires - 5,000-14,999 lm | BNI Lighting | RET | 17.1 | 5.7 | 831.6687 | 166.8319 | 831.6687 | 166.8319 | -9.8609 | 63 | 0 | 63 | -72.8609 | -9.8609 | 1028.8071 | 74% | 16.0447 | 16.3303 | 0.096092 | 0.0056194 | 0.47483 | AR - Outdoor - Flood and Spot Luminaires - 5,000-14,999 lm | 30 | 3.9804 | 19.6686 | 3.9804 | 19.6686 | 336.3337 | 30864.2122 | 1923.645 | 28940.5673 | 16.0447 | 1890 | 16.3303
AR - Outdoor - Flood and Spot Luminaires - 30,000-49,999 lm | BNI Lighting | RET | 17.1 | 5.7 | 3579.503 | 841 | 3579.503 | 841 | 321.8566 | 227.5 | 0 | 227.5 | 94.3566 | 321.8566 | 4570.6365 | 74% | 13.0006 | 20.0907 | 0.080622 | 0.0047148 | 0.34014 | AR - Outdoor - Flood and Spot Luminaires - 30,000-49,999 lm | 10 | 6.6884 | 28.2179 | 6.6884 | 28.2179 | 482.5268 | 45706.3651 | 3515.7156 | 42190.6496 | 13.0006 | 2275 | 20.0907
AR - Outdoor - Flood and Spot Luminaires - 250-999 lm | BNI Lighting | RET | 17.1 | 5.7 | 144.7336 | 33.5095 | 144.7336 | 33.5095 | 26.0212 | 24.5 | 0 | 24.5 | 1.5212 | 26.0212 | 184.2342 | 74% | 3.4884 | 7.5198 | 0.21473 | 0.012557 | 0.91934 | AR - Outdoor - Flood and Spot Luminaires - 250-999 lm | 5 | 0.13325 | 0.57048 | 0.13325 | 0.57048 | 9.7552 | 921.1711 | 264.0676 | 657.1035 | 3.4884 | 122.5 | 7.5198
AR - Outdoor - Flood and Spot Luminaires - 15,000-29,999 lm | BNI Lighting | RET | 17.1 | 5.7 | 1449.6104 | 306.842 | 1449.6104 | 306.842 | 46.5945 | 161 | 0 | 161 | -114.4055 | 46.5945 | 1811.8481 | 74% | 10.9146 | 11.2537 | 0.14089 | 0.008239 | 0.65976 | AR - Outdoor - Flood and Spot Luminaires - 15,000-29,999 lm | 30 | 7.3208 | 34.2827 | 7.3208 | 34.2827 | 586.2343 | 54355.4431 | 4980.0649 | 49375.3782 | 10.9146 | 4830 | 11.2537
AR - Outdoor - Flood and Spot Luminaires - 1,000-4,999 lm | BNI Lighting | RET | 17.1 | 5.7 | 319.6184 | 54.5699 | 319.6184 | 54.5699 | 0.13609 | 31.5 | 0 | 31.5 | -31.3639 | 0.13609 | 384.3064 | 74% | 10.6223 | 12.2002 | 0.12502 | 0.0073111 | 0.72583 | AR - Outdoor - Flood and Spot Luminaires - 1,000-4,999 lm | 5 | 0.21699 | 1.2598 | 0.21699 | 1.2598 | 21.5427 | 1921.532 | 180.8969 | 1740.6352 | 10.6223 | 157.5 | 12.2002
AR - Outdoor - Case Lighting for Sign Retrofit Applications | BNI Lighting | RET | 11.6 | 3.8667 | 37.8713 | 7.3029 | 37.8713 | 7.3029 | 3.304 | 2.1 | 0 | 2.1 | 1.204 | 3.304 | 37.0574 | 74% | 9.6529 | 17.6464 | 0.070341 | 0.0060638 | 0.36158 | AR - Outdoor - Case Lighting for Sign Retrofit Applications | 561.4301 | 3.2607 | 16.7613 | 3.2607 | 16.7613 | 194.4316 | 20805.126 | 2155.3154 | 18649.8106 | 9.6529 | 1179.0033 | 17.6464
AR - Open to Closed Cooler Conversion | BNI Refrigeration | RET | 12 | 4 | 608.2725 | 62.5 | 608.2725 | 62.5 | 657.5542 | 17.5 | 0 | 17.5 | 640.0542 | 657.5542 | 552.0422 | 74% | 1.1345 | 31.5453 | 0.036495 | 0.0030413 | 0.35207 | AR - Open to Closed Cooler Conversion | 0.5 | 0.024853 | 0.23976 | 0.024853 | 0.23976 | 2.8771 | 276.0211 | 243.295 | 32.726 | 1.1345 | 8.75 | 31.5453
AR - Occupancy Sensor - Wall-Switch Mounted | BNI Lighting | RET | 10 | 3.3333 | 146.4505 | 28.6359 | 146.4505 | 28.6359 | 129.6423 | 14 | 0 | 14 | 115.6423 | 129.6423 | 130.2919 | 74% | 1.3581 | 9.3066 | 0.12126 | 0.012126 | 0.61474 | AR - Occupancy Sensor - Wall-Switch Mounted | 43.8256 | 0.99807 | 5.0597 | 0.99807 | 5.0597 | 50.5966 | 5710.1184 | 4204.4202 | 1505.6982 | 1.3581 | 613.5583 | 9.3066
AR - Occupancy Sensor - Fixture Mounted | BNI Lighting | RET | 10 | 3.3333 | 106.953 | 14.5186 | 106.953 | 14.5186 | 99.4902 | 14 | 0 | 14 | 85.4902 | 99.4902 | 89.8819 | 74% | 1.2208 | 6.4201 | 0.16605 | 0.016605 | 1.2125 | AR - Occupancy Sensor - Fixture Mounted | 132.0257 | 1.5244 | 11.1315 | 1.5244 | 11.1315 | 111.315 | 11866.7171 | 9720.0898 | 2146.6273 | 1.2208 | 1848.3594 | 6.4201
AR - Occupancy Sensor - Exterior | BNI Lighting | RET | 10 | 3.3333 | 47.6053 | 24.9331 | 47.6053 | 24.9331 | 118.6835 | 7 | 0 | 7 | 111.6835 | 118.6835 | 55.2313 | 74% | 0.62887 | 7.8902 | 0.18653 | 0.018653 | 0.35302 | AR - Occupancy Sensor - Exterior | 5 | 0.099145 | 0.18764 | 0.099145 | 0.18764 | 1.8764 | 276.1565 | 439.1289 | -162.9724 | 0.62887 | 35 | 7.8902
AR - Occupancy Sensor - Ceiling or Wall Remote Mounted | BNI Lighting | RET | 10 | 3.3333 | 163.1654 | 35.3354 | 163.1654 | 35.3354 | 207.6409 | 28 | 0 | 28 | 179.6409 | 207.6409 | 147.9906 | 74% | 0.96314 | 5.2854 | 0.21768 | 0.021768 | 0.99638 | AR - Occupancy Sensor - Ceiling or Wall Remote Mounted | 13.0639 | 0.36712 | 1.6804 | 0.36712 | 1.6804 | 16.8037 | 1933.3396 | 2007.3288 | -73.9893 | 0.96314 | 365.7901 | 5.2854
AR - Natural Ventilation - Year-round | BNI Process | RET | 15 | 5 | 7369.1737 | 826.6263 | 7369.1737 | 826.6263 | 12104.8875 | 618 | 0 | 618 | 11486.8875 | 12104.8875 | 7736.7377 | 74% | 0.33299 | 12.519 | 0.10638 | 0.0070921 | 0.94006 | AR - Natural Ventilation - Year-round | 1 | 0.6574 | 5.8093 | 0.6574 | 5.8093 | 87.139 | 7736.7377 | 23233.8752 | -15497.1375 | 0.33299 | 618 | 12.519
AR - Natural Ventilation - Winter Only | BNI Process | RET | 15 | 5 | 3103.5429 | 297.6 | 3103.5429 | 297.6 | 12104.8875 | 134.4 | 0 | 134.4 | 11970.4875 | 12104.8875 | 3203.9682 | 74% | 0.1379 | 23.839 | 0.054934 | 0.0036622 | 0.56786 | AR - Natural Ventilation - Winter Only | 0.5 | 0.11834 | 1.2233 | 0.11834 | 1.2233 | 18.3494 | 1601.9841 | 11616.9376 | -10014.9535 | 0.1379 | 67.2 | 23.839
AR - Natural Gas Water Heater >=80 gal | BNI Domestic Hot Water (DHW) | ROB/NEW | 15 | N/A | 22045.577 | 5436.4393 | N/A | N/A | 4227.1612 | 560 | 0 | 560 | 3667.1612 | 4227.1612 | 26550.5504 | 74% | 8.4878 | 47.4117 | 0.032223 | 0.0021482 | 0.12952 | AR - Natural Gas Water Heater >=80 gal | 1 | 4.3235 | 17.379 | 4.3235 | 17.379 | 260.6846 | 26550.5504 | 3128.0993 | 23422.4511 | 8.4878 | 560 | 47.4117
AR - Milk Pre-cooler - 50+ Plates | BNI Process | RET | 15 | 5 | 11539.9572 | 3958.6426 | 11539.9572 | 3958.6426 | 11441.3917 | 980 | 0 | 980 | 10461.3917 | 11441.3917 | 14982.1388 | 74% | 1.7696 | 15.2879 | 0.10773 | 0.0071817 | 0.31128 | AR - Milk Pre-cooler - 50+ Plates | 2.1267 | 6.6953 | 19.3468 | 6.6953 | 19.3468 | 290.2016 | 31862.1865 | 18005.7963 | 13856.3902 | 1.7696 | 2084.1445 | 15.2879
AR - Large ASHP - 65 to 135 kBTU/h - High Heat COP>=3.6, Low Heat COP>=2.45, EER>=11.9 (with baseline cooling) | BNI HVAC | ROB/NEW | 20 | N/A | 28866.9023 | 12627.4167 | N/A | N/A | 1108.864 | 3572.9167 | 0 | 3572.9167 | -2464.0527 | 1108.864 | 50771.376 | 74% | 14.2101 | 14.2101 | 0.15701 | 0.0078504 | 0.35578 | AR - Large ASHP - 65 to 135 kBTU/h - High Heat COP>=3.6, Low Heat COP>=2.45, EER>=11.9 (with baseline cooling) | 0.5 | 5.0212 | 11.3782 | 5.0212 | 11.3782 | 227.5636 | 25385.688 | 1786.4583 | 23599.2297 | 14.2101 | 1786.4583 | 14.2101
AR - Large ASHP - 65 to 135 kBTU/h - High Heat COP>=3.6, Low Heat COP>=2.45, EER>=11.9 (no baseline cooling) | BNI HVAC | ROB/NEW | 20 | N/A | 28866.9023 | 12627.4167 | N/A | N/A | 6366.939 | 3572.9167 | 0 | 3572.9167 | 2794.0224 | 6366.939 | 50771.376 | 74% | 10.776 | 14.2101 | 0.15701 | 0.0078504 | 0.35578 | AR - Large ASHP - 65 to 135 kBTU/h - High Heat COP>=3.6, Low Heat COP>=2.45, EER>=11.9 (no baseline cooling) | 1.5369 | 15.4338 | 34.9733 | 15.4338 | 34.9733 | 699.4653 | 78028.3405 | 7240.955 | 70787.3855 | 10.776 | 5491.0617 | 14.2101
AR - Large ASHP - 65 to 135 kBTU/h - High Heat COP>=3.4, Low Heat COP>=2.25, EER>=11 (with baseline cooling) | BNI HVAC | ROB/NEW | 20 | N/A | 35438.5295 | 10328.3699 | N/A | N/A | 739.8455 | 3133.8816 | 0 | 3133.8816 | -2394.0361 | 739.8455 | 55783.9922 | 74% | 17.8003 | 17.8003 | 0.11218 | 0.0056089 | 0.38153 | AR - Large ASHP - 65 to 135 kBTU/h - High Heat COP>=3.4, Low Heat COP>=2.25, EER>=11 (with baseline cooling) | 0.5 | 4.107 | 13.9685 | 4.107 | 13.9685 | 279.369 | 27891.9961 | 1566.9408 | 26325.0553 | 17.8003 | 1566.9408 | 17.8003
AR - Large ASHP - 65 to 135 kBTU/h - High Heat COP>=3.4, Low Heat COP>=2.25, EER>=11 (no baseline cooling) | BNI HVAC | ROB/NEW | 20 | N/A | 35118.0071 | 19514.6181 | N/A | N/A | 6578.9248 | 3589.25 | 0 | 3589.25 | 2989.6748 | 6578.9248 | 67019.803 | 74% | 13.7663 | 18.6724 | 0.12965 | 0.0064825 | 0.23127 | AR - Large ASHP - 65 to 135 kBTU/h - High Heat COP>=3.4, Low Heat COP>=2.25, EER>=11 (no baseline cooling) | 3.9495 | 61.2953 | 109.3392 | 61.2953 | 109.3392 | 2186.7837 | 264695.4821 | 19227.819 | 245467.6632 | 13.7663 | 14175.7841 | 18.6724
AR - Large ASHP - 135 to 240 kBTU/h - High Heat COP>=3.5, Low Heat COP>=2.25, EER>=11.4 (with baseline cooling) | BNI HVAC | ROB/NEW | 20 | N/A | 52151.3718 | 12651.3142 | N/A | N/A | 3194.3116 | 5104.1667 | 0 | 5104.1667 | -1909.855 | 3194.3116 | 78868.2169 | 74% | 15.4517 | 15.4517 | 0.12415 | 0.0062076 | 0.5073 | AR - Large ASHP - 135 to 240 kBTU/h - High Heat COP>=3.5, Low Heat COP>=2.25, EER>=11.4 (with baseline cooling) | 0.5 | 5.0307 | 20.556 | 5.0307 | 20.556 | 411.1197 | 39434.1084 | 2552.0833 | 36882.0251 | 15.4517 | 2552.0833 | 15.4517
AR - Large ASHP - 135 to 240 kBTU/h - High Heat COP>=3.5, Low Heat COP>=2.25, EER>=11.4 (no baseline cooling) | BNI HVAC | ROB/NEW | 20 | N/A | 52151.3718 | 12651.3142 | N/A | N/A | 9518.4217 | 5104.1667 | 0 | 5104.1667 | 4414.255 | 9518.4217 | 78868.2169 | 74% | 11.1971 | 15.4517 | 0.12415 | 0.0062076 | 0.5073 | AR - Large ASHP - 135 to 240 kBTU/h - High Heat COP>=3.5, Low Heat COP>=2.25, EER>=11.4 (no baseline cooling) | 0.5 | 5.0307 | 20.556 | 5.0307 | 20.556 | 411.1197 | 39434.1084 | 3521.816 | 35912.2924 | 11.1971 | 2552.0833 | 15.4517
AR - Large ASHP - 135 to 240 kBTU/h - High Heat COP>=3.2, Low Heat COP>=2.05, EER>=10.4 (with baseline cooling) | BNI HVAC | ROB/NEW | 20 | N/A | 54532.9322 | 4780.0333 | N/A | N/A | 3125.7034 | 4555.8333 | 0 | 4555.8333 | -1430.13 | 3125.7034 | 71780.3943 | 74% | 15.7557 | 15.7557 | 0.10598 | 0.0052988 | 1.1984 | AR - Large ASHP - 135 to 240 kBTU/h - High Heat COP>=3.2, Low Heat COP>=2.05, EER>=10.4 (with baseline cooling) | 0.5 | 1.9007 | 21.4947 | 1.9007 | 21.4947 | 429.8941 | 35890.1971 | 2277.9167 | 33612.2805 | 15.7557 | 2277.9167 | 15.7557
AR - Large ASHP - 135 to 240 kBTU/h - High Heat COP>=3.2, Low Heat COP>=2.05, EER>=10.4 (no baseline cooling) | BNI HVAC | ROB/NEW | 20 | N/A | 61128.3642 | 14862.2106 | N/A | N/A | 10701.1421 | 6247.5 | 0 | 6247.5 | 4453.6421 | 10701.1421 | 92486.0523 | 74% | 11.6792 | 14.8037 | 0.12965 | 0.0064823 | 0.52857 | AR - Large ASHP - 135 to 240 kBTU/h - High Heat COP>=3.2, Low Heat COP>=2.05, EER>=10.4 (no baseline cooling) | 0.5 | 5.9099 | 24.0944 | 5.9099 | 24.0944 | 481.8872 | 46243.0262 | 3959.4226 | 42283.6036 | 11.6792 | 3123.75 | 14.8037
AR - Indoor - Wall-Wash Luminaire >= 1,200 lm | BNI Lighting | RET | 11.6 | 3.8667 | 303.2744 | 40.6898 | 303.2744 | 40.6898 | 467.7857 | 17.5 | 0 | 17.5 | 450.2857 | 467.7857 | 280.4788 | 74% | 0.75491 | 16.0274 | 0.073198 | 0.0063102 | 0.54079 | AR - Indoor - Wall-Wash Luminaire >= 1,200 lm | 5 | 0.1618 | 1.1954 | 0.1618 | 1.1954 | 13.8665 | 1402.3942 | 1857.7086 | -455.3145 | 0.75491 | 87.5 | 16.0274
AR - Indoor - Wall-Wash Luminaire - 575-1,199 lm | BNI Lighting | RET | 11.6 | 3.8667 | 151.6372 | 20.3449 | 151.6372 | 20.3449 | 6.1803 | 10.5 | 0 | 10.5 | -4.3197 | 6.1803 | 140.2394 | 74% | 4.6819 | 13.3561 | 0.087838 | 0.0075722 | 0.64895 | AR - Indoor - Wall-Wash Luminaire - 575-1,199 lm | 5 | 0.0809 | 0.59769 | 0.0809 | 0.59769 | 6.9332 | 701.1971 | 149.7685 | 551.4286 | 4.6819 | 52.5 | 13.3561
AR - Indoor - Troffer - 2x4 | BNI Lighting | RET | 20.9 | 6.9667 | 271.7489 | 29.459 | 271.7489 | 29.459 | 36.1339 | 38.5 | 0 | 38.5 | -2.3661 | 36.1339 | 346.0668 | 74% | 5.8878 | 8.9887 | 0.17972 | 0.0085989 | 1.6433 | AR - Indoor - Troffer - 2x4 | 851.8748 | 19.958 | 182.493 | 19.958 | 182.493 | 3814.1037 | 294805.5814 | 50070.8289 | 244734.7525 | 5.8878 | 32797.179 | 8.9887
AR - Indoor - Troffer - 2x2 | BNI Lighting | RET | 20.9 | 6.9667 | 111.4963 | 7.9833 | 111.4963 | 7.9833 | 7.2704 | 31.5 | 0 | 31.5 | -24.2296 | 7.2704 | 136.6895 | 74% | 3.098 | 4.3393 | 0.35838 | 0.017148 | 4.9614 | AR - Indoor - Troffer - 2x2 | 807.7522 | 5.1284 | 70.9972 | 5.1284 | 70.9972 | 1483.8417 | 110411.2595 | 35639.715 | 74771.5446 | 3.098 | 25444.1951 | 4.3393
AR - Indoor - Troffer - 1x4 | BNI Lighting | RET | 20.9 | 6.9667 | 45.4035 | 4.0884 | 45.4035 | 4.0884 | 5.7208 | 31.5 | 0 | 31.5 | -25.7792 | 5.7208 | 56.7441 | 74% | 1.6158 | 1.8014 | 0.88007 | 0.042109 | 9.688 | AR - Indoor - Troffer - 1x4 | 602.4 | 1.9587 | 21.5614 | 1.9587 | 21.5614 | 450.6335 | 34182.6344 | 21155.1108 | 13027.5236 | 1.6158 | 18975.6 | 1.8014
AR - Indoor - Troffer - 1x2 | BNI Lighting | RET | 20.9 | 6.9667 | 45.4035 | 4.0884 | 45.4035 | 4.0884 | 7.5706 | 10.5 | 0 | 10.5 | -2.9294 | 7.5706 | 56.7441 | 74% | 2.1039 | 5.4042 | 0.29336 | 0.014036 | 3.2293 | AR - Indoor - Troffer - 1x2 | 10 | 0.032514 | 0.35793 | 0.032514 | 0.35793 | 7.4806 | 567.4408 | 269.7081 | 297.7327 | 2.1039 | 105 | 5.4042
AR - Indoor - Troffer - 1x1 | BNI Lighting | RET | 20.9 | 6.9667 | 194.6501 | 50.9525 | 194.6501 | 50.9525 | 7.5706 | 10.5 | 0 | 10.5 | -2.9294 | 7.5706 | 286.4298 | 74% | 10.62 | 27.279 | 0.068428 | 0.0032741 | 0.25912 | AR - Indoor - Troffer - 1x1 | 0.5 | 0.020261 | 0.076723 | 0.020261 | 0.076723 | 1.6035 | 143.2149 | 13.4854 | 129.7295 | 10.62 | 5.25 | 27.279
AR - Indoor - Track or Mono-point Direction Luminaire/Accent Light Line Voltage | BNI Lighting | RET | 11.6 | 3.8667 | 474.5814 | 48.7774 | 474.5814 | 48.7774 | 95.9011 | 16.1538 | 0 | 16.1538 | 79.7472 | 95.9011 | 425.2814 | 74% | 5.2973 | 26.3269 | 0.043178 | 0.0037222 | 0.41642 | AR - Indoor - Track or Mono-point Direction Luminaire/Accent Light Line Voltage | 10 | 0.38792 | 3.7412 | 0.38792 | 3.7412 | 43.3982 | 4252.8142 | 802.8313 | 3449.9829 | 5.2973 | 161.5385 | 26.3269
AR - Indoor - Stairwell and Passageway Luminaire | BNI Lighting | RET | 14.3 | 4.7667 | 355.7669 | 35.1584 | 355.7669 | 35.1584 | 61.7783 | 42 | 0 | 42 | 19.7783 | 61.7783 | 360.0167 | 74% | 4.889 | 8.5718 | 0.14975 | 0.010472 | 1.5021 | AR - Indoor - Stairwell and Passageway Luminaire | 227.7617 | 6.3684 | 63.8776 | 6.3684 | 63.8776 | 913.4501 | 81998.0076 | 16771.9839 | 65226.0237 | 4.889 | 9565.9904 | 8.5718
AR - Indoor - Refrigerated Case Luminaire | BNI Lighting | RET | 16.3 | 5.4333 | 23.2511 | 3.7469 | 23.2511 | 3.7469 | 15.0798 | 4.2 | 0 | 4.2 | 10.8798 | 15.0798 | 26.9663 | 74% | 1.1547 | 6.4206 | 0.22914 | 0.014058 | 1.4095 | AR - Indoor - Refrigerated Case Luminaire | 10 | 0.029798 | 0.18329 | 0.029798 | 0.18329 | 2.9877 | 269.6634 | 233.5386 | 36.1248 | 1.1547 | 42 | 6.4206
AR - Indoor - Low-bay Luminaire >= 10,000 lm | BNI Lighting | RET | 11.6 | 3.8667 | 144.2249 | 25.5373 | 144.2249 | 25.5373 | -3.1605 | 42 | 0 | 42 | -45.1605 | -3.1605 | 139.0445 | 74% | 2.5544 | 3.3106 | 0.36941 | 0.031846 | 2.068 | AR - Indoor - Low-bay Luminaire >= 10,000 lm | 5 | 0.10155 | 0.56848 | 0.10155 | 0.56848 | 6.5943 | 695.2224 | 272.1653 | 423.0571 | 2.5544 | 210 | 3.3106
AR - Indoor - Low-bay Luminaire - 5,000-9,999 lm | BNI Lighting | RET | 11.6 | 3.8667 | 224.4234 | 25.6511 | 224.4234 | 25.6511 | -26.6408 | 28 | 0 | 28 | -54.6408 | -26.6408 | 203.4749 | 74% | 7.267 | 7.267 | 0.15827 | 0.013644 | 1.3726 | AR - Indoor - Low-bay Luminaire - 5,000-9,999 lm | 66.7438 | 1.3616 | 11.8082 | 1.3616 | 11.8082 | 136.9746 | 13580.6968 | 1868.8276 | 11711.8691 | 7.267 | 1868.8276 | 7.267
AR - Indoor - Linear Replacement Lamp - U-bend | BNI Lighting | RET | 11.6 | 3.8667 | 25.1062 | 2.5675 | 25.1062 | 2.5675 | 1.0329 | 3.85 | 0 | 3.85 | -2.8171 | 1.0329 | 22.4863 | 74% | 3.9882 | 5.8406 | 0.19453 | 0.016769 | 1.8855 | AR - Indoor - Linear Replacement Lamp - U-bend | 90.3838 | 0.18456 | 1.7888 | 0.18456 | 1.7888 | 20.7507 | 2032.3998 | 509.6013 | 1522.7985 | 3.9882 | 347.9777 | 5.8406
AR - Indoor - Linear Replacement Lamp - 8 ft | BNI Lighting | RET | 11.6 | 3.8667 | 121.0344 | 23.9876 | 121.0344 | 23.9876 | 21.0477 | 4.55 | 0 | 4.55 | 16.4977 | 21.0477 | 119.0259 | 74% | 6.1035 | 26.1595 | 0.047687 | 0.0041109 | 0.23851 | AR - Indoor - Linear Replacement Lamp - 8 ft | 10 | 0.19077 | 0.95414 | 0.19077 | 0.95414 | 11.068 | 1190.2593 | 195.0138 | 995.2455 | 6.1035 | 45.5 | 26.1595
AR - Indoor - Linear Replacement Lamp - 4 ft | BNI Lighting | RET | 11.6 | 3.8667 | 52.2651 | 8.0834 | 52.2651 | 8.0834 | 5.653 | 4.55 | 0 | 4.55 | 1.103 | 5.653 | 49.3165 | 74% | 7.8743 | 10.8388 | 0.11043 | 0.00952 | 0.70777 | AR - Indoor - Linear Replacement Lamp - 4 ft | 1856.9429 | 11.9376 | 76.509 | 11.9376 | 76.509 | 887.5048 | 91577.9479 | 11629.9738 | 79947.9741 | 7.8743 | 8449.0901 | 10.8388
AR - Indoor - Linear Replacement Lamp - 3 ft | BNI Lighting | RET | 11.6 | 3.8667 | 43.5616 | 6.3684 | 43.5616 | 6.3684 | 10.8536 | 2.45 | 0 | 2.45 | 8.4036 | 10.8536 | 40.7665 | 74% | 3.9359 | 16.6394 | 0.071344 | 0.0061504 | 0.48374 | AR - Indoor - Linear Replacement Lamp - 3 ft | 10 | 0.050647 | 0.3434 | 0.050647 | 0.3434 | 3.9835 | 407.6653 | 103.576 | 304.0893 | 3.9359 | 24.5 | 16.6394
AR - Indoor - Linear Replacement Lamp - 2 ft | BNI Lighting | RET | 11.6 | 3.8667 | 53.1439 | 6.3007 | 53.1439 | 6.3007 | 9.2714 | 2.1 | 0 | 2.1 | 7.1714 | 9.2714 | 48.3905 | 74% | 5.339 | 23.0431 | 0.050126 | 0.0043212 | 0.41909 | AR - Indoor - Linear Replacement Lamp - 2 ft | 25.835 | 0.12946 | 1.0823 | 0.12946 | 1.0823 | 12.5552 | 1250.168 | 234.1594 | 1016.0086 | 5.339 | 54.2535 | 23.0431
AR - Indoor - Linear Ambient Luminaire >=10,000 lm | BNI Lighting | RET | 11.6 | 3.8667 | 477.1678 | 72.0083 | 477.1678 | 72.0083 | 2.3121 | 52.5 | 0 | 52.5 | -50.1879 | 2.3121 | 448.6092 | 74% | 7.9276 | 8.5449 | 0.13957 | 0.012032 | 0.91675 | AR - Indoor - Linear Ambient Luminaire >=10,000 lm | 130.6773 | 7.4835 | 49.1557 | 7.4835 | 49.1557 | 570.2062 | 58623.0439 | 7394.8126 | 51228.2313 | 7.9276 | 6860.5584 | 8.5449
AR - Indoor - Linear Ambient Luminaire <= 2,499 lm | BNI Lighting | RET | 11.6 | 3.8667 | 127.8958 | 22.422 | 127.8958 | 22.422 | 10.1324 | 17.5 | 0 | 17.5 | -7.3676 | 10.1324 | 123.097 | 74% | 3.6829 | 7.0341 | 0.17357 | 0.014963 | 0.98139 | AR - Indoor - Linear Ambient Luminaire <= 2,499 lm | 11.4144 | 0.20354 | 1.1508 | 0.20354 | 1.1508 | 13.3497 | 1405.0817 | 381.5152 | 1023.5665 | 3.6829 | 199.7524 | 7.0341
AR - Indoor - Linear Ambient Luminaire - 5,000-9,999 lm | BNI Lighting | RET | 11.6 | 3.8667 | 205.0562 | 26.7657 | 205.0562 | 26.7657 | 23.0769 | 42 | 0 | 42 | -18.9231 | 23.0769 | 188.9604 | 74% | 3.8102 | 4.4991 | 0.25982 | 0.022398 | 1.9731 | AR - Indoor - Linear Ambient Luminaire - 5,000-9,999 lm | 848.5543 | 18.0627 | 137.1687 | 18.0627 | 137.1687 | 1591.1572 | 160343.1324 | 42082.5749 | 118260.5576 | 3.8102 | 35639.2797 | 4.4991
AR - Indoor - Linear Ambient Luminaire - 2,500-4,999 lm | BNI Lighting | RET | 11.6 | 3.8667 | 194.5144 | 23.104 | 194.5144 | 23.104 | 27.4772 | 28 | 0 | 28 | -0.52285 | 27.4772 | 177.1549 | 74% | 3.7466 | 6.327 | 0.1826 | 0.015741 | 1.5239 | AR - Indoor - Linear Ambient Luminaire - 2,500-4,999 lm | 595.0508 | 10.9336 | 91.2449 | 10.9336 | 91.2449 | 1058.4404 | 105416.184 | 28136.8672 | 77279.3168 | 3.7466 | 16661.4223 | 6.327
AR - Indoor - Horticultural Lighting | BNI Lighting | RET | 8.3 | 2.7667 | 2058.176 | 512.2465 | 2058.176 | 512.2465 | 1251.8794 | 238 | 0 | 238 | 1013.8794 | 1251.8794 | 1685.5562 | 74% | 1.7641 | 7.0822 | 0.14669 | 0.017673 | 0.58422 | AR - Indoor - Horticultural Lighting | 455.2378 | 185.4561 | 738.6241 | 185.4561 | 738.6241 | 6130.5797 | 767328.9672 | 434975.3294 | 332353.6378 | 1.7641 | 108346.6076 | 7.0822
AR - Indoor - High-bay Luminaire >= 55,000 lm (DLC Premium) | BNI Lighting | RET | 23.3 | 7.7667 | 1488.3407 | 173.9093 | 1488.3407 | 173.9093 | 740.7902 | 332.5 | 0 | 332.5 | 408.2902 | 740.7902 | 2030.6811 | 74% | 3.0664 | 6.1073 | 0.28339 | 0.012163 | 2.4041 | AR - Indoor - High-bay Luminaire >= 55,000 lm (DLC Premium) | 5 | 0.69154 | 5.8664 | 0.69154 | 5.8664 | 136.6881 | 10153.4055 | 3311.2245 | 6842.181 | 3.0664 | 1662.5 | 6.1073
AR - Indoor - High-bay Luminaire >= 55,000 lm | BNI Lighting | RET | 23.3 | 7.7667 | 1199.8789 | 369.1343 | 1199.8789 | 369.1343 | 248.2585 | 273 | 0 | 273 | -24.7415 | 248.2585 | 1949.4704 | 74% | 6.5469 | 7.1409 | 0.28862 | 0.012387 | 0.92994 | AR - Indoor - High-bay Luminaire >= 55,000 lm | 10 | 2.9357 | 9.4589 | 2.9357 | 9.4589 | 220.3921 | 19494.7045 | 2977.7146 | 16516.9899 | 6.5469 | 2730 | 7.1409
AR - Indoor - High-bay Luminaire - 40,000-54,999 lm (DLC Premium) | BNI Lighting | RET | 23.3 | 7.7667 | 1488.3407 | 173.9093 | 1488.3407 | 173.9093 | 385.402 | 259 | 0 | 259 | 126.402 | 385.402 | 2030.6811 | 74% | 5.0975 | 7.8405 | 0.22075 | 0.0094741 | 1.8726 | AR - Indoor - High-bay Luminaire - 40,000-54,999 lm (DLC Premium) | 314.3871 | 43.4822 | 368.8669 | 43.4822 | 368.8669 | 8594.5993 | 638420.0306 | 125242.3226 | 513177.708 | 5.0975 | 81426.2702 | 7.8405
AR - Indoor - High-bay Luminaire - 40,000-54,999 lm | BNI Lighting | RET | 23.3 | 7.7667 | 2032.348 | 187.8617 | 2032.348 | 187.8617 | 169.05 | 199.5 | 0 | 199.5 | -30.45 | 169.05 | 2705.2256 | 74% | 11.3537 | 13.56 | 0.12452 | 0.0053442 | 1.3353 | AR - Indoor - High-bay Luminaire - 40,000-54,999 lm | 10 | 1.494 | 16.0214 | 1.494 | 16.0214 | 373.2988 | 27052.2557 | 2382.692 | 24669.5637 | 11.3537 | 1995 | 13.56
AR - Indoor - High-bay Luminaire - 30,000-39,999 lm (DLC Premium) | BNI Lighting | RET | 23.3 | 7.7667 | 1538.438 | 198.5199 | 1538.438 | 198.5199 | 716.3265 | 189 | 0 | 189 | 527.3265 | 716.3265 | 2124.6262 | 74% | 3.4739 | 11.2414 | 0.15584 | 0.0066884 | 1.1971 | AR - Indoor - High-bay Luminaire - 30,000-39,999 lm (DLC Premium) | 491.4575 | 77.5914 | 596.0305 | 77.5914 | 596.0305 | 13887.5114 | 1044163.378 | 300571.4615 | 743591.9165 | 3.4739 | 92885.4585 | 11.2414
AR - Indoor - High-bay Luminaire - 30,000-39,999 lm | BNI Lighting | RET | 23.3 | 7.7667 | 1669.365 | 202.6075 | 1669.365 | 202.6075 | 220.8572 | 129.5 | 0 | 129.5 | 91.3572 | 220.8572 | 2287.9653 | 74% | 9.3407 | 17.6677 | 0.098405 | 0.0042234 | 0.80369 | AR - Indoor - High-bay Luminaire - 30,000-39,999 lm | 10 | 1.6113 | 13.1599 | 1.6113 | 13.1599 | 306.6266 | 22879.6531 | 2449.4477 | 20430.2054 | 9.3407 | 1295 | 17.6677
AR - Indoor - High-bay Luminaire - 20,000-29,999 lm (DLC Premium) | BNI Lighting | RET | 23.3 | 7.7667 | 936.1388 | 128.1563 | 936.1388 | 128.1563 | 181.1427 | 112 | 0 | 112 | 69.1427 | 181.1427 | 1302.8725 | 74% | 6.2348 | 11.6328 | 0.15177 | 0.0065136 | 1.0989 | AR - Indoor - High-bay Luminaire - 20,000-29,999 lm (DLC Premium) | 792.8902 | 80.8122 | 585.1347 | 80.8122 | 585.1347 | 13633.6394 | 1033034.7686 | 165688.5579 | 867346.2108 | 6.2348 | 88803.6997 | 11.6328
AR - Indoor - High-bay Luminaire - 20,000-29,999 lm | BNI Lighting | RET | 23.3 | 7.7667 | 720.3475 | 87.0377 | 720.3475 | 87.0377 | 138.0974 | 77 | 0 | 77 | 61.0974 | 138.0974 | 986.7483 | 74% | 5.5712 | 12.8149 | 0.1356 | 0.0058196 | 1.1124 | AR - Indoor - High-bay Luminaire - 20,000-29,999 lm | 187.1189 | 12.9523 | 106.2581 | 12.9523 | 106.2581 | 2475.8149 | 184639.2234 | 33141.4371 | 151497.7863 | 5.5712 | 14408.1526 | 12.8149
AR - Indoor - High-bay Luminaire - 10,000-19,999 lm (DLC Premium) | BNI Lighting | RET | 23.3 | 7.7667 | 706.8589 | 97.2729 | 706.8589 | 97.2729 | 140.0833 | 77 | 0 | 77 | 63.0833 | 140.0833 | 984.4605 | 74% | 5.8456 | 12.7852 | 0.13818 | 0.0059306 | 0.99535 | AR - Indoor - High-bay Luminaire - 10,000-19,999 lm (DLC Premium) | 446.9309 | 34.5745 | 249.0438 | 34.5745 | 249.0438 | 5802.7204 | 439985.8354 | 75268.4379 | 364717.3975 | 5.8456 | 34413.6818 | 12.7852
AR - Indoor - High-bay Luminaire - 10,000-19,999 lm | BNI Lighting | RET | 23.3 | 7.7667 | 577.3055 | 88.7485 | 577.3055 | 88.7485 | 71.8569 | 52.5 | 0 | 52.5 | 19.3569 | 71.8569 | 816.7228 | 74% | 6.9258 | 15.5566 | 0.11536 | 0.004951 | 0.74383 | AR - Indoor - High-bay Luminaire - 10,000-19,999 lm | 99.9682 | 7.0558 | 45.4957 | 7.0558 | 45.4957 | 1060.049 | 81646.2735 | 11788.6742 | 69857.5993 | 6.9258 | 5248.3284 | 15.5566
AR - Indoor - Four-Pin Base Replacement Lamp for CFL | BNI Lighting | RET | 11.6 | 3.8667 | 78.6954 | 10.9788 | 78.6954 | 10.9788 | 8.5788 | 3.5 | 0 | 3.5 | 5.0788 | 8.5788 | 73.1649 | 74% | 7.0532 | 20.9043 | 0.056418 | 0.0048636 | 0.40086 | AR - Indoor - Four-Pin Base Replacement Lamp for CFL | 20.9094 | 0.18257 | 1.2972 | 0.18257 | 1.2972 | 15.047 | 1529.8332 | 216.8998 | 1312.9333 | 7.0532 | 73.1829 | 20.9043
AR - Ice Maker - Remote Condensing Unit - >2000 lb/day | BNI Cooking and Laundry | ROB/NEW | 10 | N/A | 5872 | 707.72 | N/A | N/A | 1133.0348 | 315 | 0 | 315 | 818.0348 | 1133.0348 | 4835.9894 | 74% | 5.7678 | 15.3523 | 0.068049 | 0.0068049 | 0.55966 | AR - Ice Maker - Remote Condensing Unit - >2000 lb/day | 0.5 | 0.28142 | 2.3145 | 0.28142 | 2.3145 | 23.1451 | 2417.9947 | 419.2229 | 1998.7718 | 5.7678 | 157.5 | 15.3523
AR - Ice Maker - Ice Making Head - 750-1000 lb/day | BNI Cooking and Laundry | ROB/NEW | 10 | N/A | 1838 | 221.5241 | N/A | N/A | 755.6938 | 140 | 0 | 140 | 615.6938 | 755.6938 | 1513.7174 | 74% | 2.7069 | 10.8123 | 0.096623 | 0.0096623 | 0.79466 | AR - Ice Maker - Ice Making Head - 750-1000 lb/day | 0.5 | 0.088088 | 0.72447 | 0.088088 | 0.72447 | 7.2447 | 756.8587 | 279.6067 | 477.252 | 2.7069 | 70 | 10.8123
AR - Ice Maker - Ice Making Head - 500-750 lb/day | BNI Cooking and Laundry | ROB/NEW | 10 | N/A | 1085 | 130.7691 | N/A | N/A | 605.4575 | 101.5 | 0 | 101.5 | 503.9575 | 605.4575 | 893.5709 | 74% | 1.9944 | 8.8037 | 0.11867 | 0.011867 | 0.97597 | AR - Ice Maker - Ice Making Head - 500-750 lb/day | 0.5 | 0.051999 | 0.42766 | 0.051999 | 0.42766 | 4.2766 | 446.7855 | 224.0193 | 222.7662 | 1.9944 | 50.75 | 8.8037
AR - Ice Maker - Ice Making Head - 200-500 lb/day | BNI Cooking and Laundry | ROB/NEW | 10 | N/A | 469 | 53.5388 | N/A | N/A | 455.2211 | 56 | 0 | 56 | 399.2211 | 455.2211 | 383.7911 | 74% | 1.1393 | 6.8534 | 0.15147 | 0.015147 | 1.3152 | AR - Ice Maker - Ice Making Head - 200-500 lb/day | 1 | 0.042579 | 0.36972 | 0.042579 | 0.36972 | 3.6972 | 383.7911 | 336.8636 | 46.9274 | 1.1393 | 56 | 6.8534
AR - HVAC Hotel Occupancy Sensor - Without building integrated intelligent control | BNI HVAC | RET | 8 | 2.6667 | 438.69 | 90 | 438.69 | 90 | 271.2121 | 35 | 0 | 35 | 236.2121 | 271.2121 | 345.119 | 74% | 1.5941 | 9.8605 | 0.10121 | 0.012651 | 0.48899 | AR - HVAC Hotel Occupancy Sensor - Without building integrated intelligent control | 237.7046 | 17.0139 | 82.2049 | 17.0139 | 82.2049 | 657.6395 | 82036.3777 | 51462.2771 | 30574.1006 | 1.5941 | 8319.6603 | 9.8605
AR - HVAC Hotel Occupancy Sensor - With building integrated intelligent control | BNI HVAC | RET | 8 | 2.6667 | 438.69 | 90 | 438.69 | 90 | 346.0959 | 52.5 | 0 | 52.5 | 293.5959 | 346.0959 | 345.119 | 74% | 1.2241 | 6.5737 | 0.15181 | 0.018976 | 0.73349 | AR - HVAC Hotel Occupancy Sensor - With building integrated intelligent control | 20 | 1.4315 | 6.9166 | 1.4315 | 6.9166 | 55.3325 | 6902.3809 | 5638.964 | 1263.4169 | 1.2241 | 1050 | 6.5737
AR - HVAC Air-to-Water Heat Pump | BNI HVAC | ROB/NEW | 15 | N/A | 18266.9678 | 4239.106 | N/A | N/A | 9749.4398 | 1414.5833 | 0 | 1414.5833 | 8334.8564 | 9749.4398 | 22938.5406 | 74% | 3.1795 | 16.2158 | 0.098233 | 0.0065489 | 0.4196 | AR - HVAC Air-to-Water Heat Pump | 1 | 3.3713 | 14.4002 | 3.3713 | 14.4002 | 216.0033 | 22938.5406 | 7214.5854 | 15723.9552 | 3.1795 | 1414.5833 | 16.2158
AR - Hot Food Holding Cabinet - Full Size - Interior Volume >=20 ft^3 | BNI Cooking and Laundry | ROB/NEW | 12 | N/A | 1914 | 230.684 | N/A | N/A | 3352.1563 | 420 | 0 | 420 | 2932.1563 | 3352.1563 | 1779.0137 | 74% | 0.71717 | 4.2357 | 0.27836 | 0.023197 | 2.2893 | AR - Hot Food Holding Cabinet - Full Size - Interior Volume >=20 ft^3 | 0.5 | 0.09173 | 0.75442 | 0.09173 | 0.75442 | 9.0531 | 889.5068 | 1240.2978 | -350.791 | 0.71717 | 210 | 4.2357
AR - Hot Food Holding Cabinet - 1/2 and 3/4 Size - Interior Volume <20 ft^3 | BNI Cooking and Laundry | ROB/NEW | 12 | N/A | 1040 | 125.3455 | N/A | N/A | 553.9041 | 167.916 | 0 | 167.916 | 385.9881 | 553.9041 | 966.6532 | 74% | 2.3583 | 5.7568 | 0.20481 | 0.017068 | 1.6845 | AR - Hot Food Holding Cabinet - 1/2 and 3/4 Size - Interior Volume <20 ft^3 | 0.5 | 0.049843 | 0.40993 | 0.049843 | 0.40993 | 4.9191 | 483.3266 | 204.9445 | 278.3821 | 2.3583 | 83.958 | 5.7568
AR - High Volume Low Speed Fan - 24+ ft | BNI Process | RET | 15 | 5 | 14311.2603 | 4388.5037 | 14311.2603 | 4388.5037 | 2050.8556 | 1400 | 0 | 1400 | 650.8556 | 2050.8556 | 18019.7058 | 74% | 3.4544 | 12.8712 | 0.12409 | 0.0082729 | 0.40113 | AR - High Volume Low Speed Fan - 24+ ft | 2.1053 | 7.3476 | 23.7513 | 7.3476 | 23.7513 | 356.2696 | 37936.2756 | 10982.1206 | 26954.155 | 3.4544 | 2947.3725 | 12.8712
AR - High Volume Low Speed Fan - 16-22 ft | BNI Process | RET | 15 | 5 | 12906.0325 | 3839.2712 | 12906.0325 | 3839.2712 | 1709.0463 | 700 | 0 | 700 | 1009.0463 | 1709.0463 | 16123.0307 | 74% | 3.7469 | 23.0329 | 0.068802 | 0.0045868 | 0.22926 | AR - High Volume Low Speed Fan - 16-22 ft | 2 | 6.1066 | 20.3482 | 6.1066 | 20.3482 | 305.2225 | 32246.0614 | 8606.0205 | 23640.0408 | 3.7469 | 1400 | 23.0329
AR - High Temperature Dishwasher - Under-Counter | BNI Cooking and Laundry | ROB/NEW | 10 | N/A | 2133.64 | 462.4805 | N/A | N/A | 1897.8748 | 175 | 0 | 175 | 1722.8748 | 1897.8748 | 1926.4336 | 74% | 1.3717 | 11.0082 | 0.10404 | 0.010404 | 0.4758 | AR - High Temperature Dishwasher - Under-Counter | 1 | 0.3678 | 1.682 | 0.3678 | 1.682 | 16.8199 | 1926.4336 | 1404.4274 | 522.0062 | 1.3717 | 175 | 11.0082
AR - High Temperature Dishwasher - Pot, Pan and Utensil | BNI Cooking and Laundry | ROB/NEW | 10 | N/A | 10979 | 1323.2388 | N/A | N/A | 2973.939 | 140 | 0 | 140 | 2833.939 | 2973.939 | 9041.9495 | 74% | 4.1086 | 64.5854 | 0.016176 | 0.0016176 | 0.13304 | AR - High Temperature Dishwasher - Pot, Pan and Utensil | 0.5 | 0.52618 | 4.3275 | 0.52618 | 4.3275 | 43.2748 | 4520.9748 | 1100.3574 | 3420.6173 | 4.1086 | 70 | 64.5854
AR - High Efficiency Ventilation Fan - 48+ in | BNI Process | RET | 15 | 5 | 2177.5489 | 226.4862 | 2177.5489 | 226.4862 | 211.6777 | 66.5 | 0 | 66.5 | 145.1777 | 211.6777 | 2267.034 | 74% | 3.8406 | 34.0907 | 0.038739 | 0.0025826 | 0.3692 | AR - High Efficiency Ventilation Fan - 48+ in | 2 | 0.36024 | 3.4332 | 0.36024 | 3.4332 | 51.4982 | 4534.0681 | 1180.5608 | 3353.5073 | 3.8406 | 133 | 34.0907
AR - High Efficiency Ventilation Fan - 36-47 in | BNI Process | RET | 15 | 5 | 3308.3214 | 356.608 | 3308.3214 | 356.608 | 211.6777 | 52.5 | 0 | 52.5 | 159.1777 | 211.6777 | 3457.7362 | 74% | 7.0279 | 65.8616 | 0.02013 | 0.001342 | 0.18512 | AR - High Efficiency Ventilation Fan - 36-47 in | 10.5182 | 2.983 | 27.4317 | 2.983 | 27.4317 | 411.4759 | 36369.2807 | 5174.9969 | 31194.2837 | 7.0279 | 552.2073 | 65.8616
AR - High Efficiency Ventilation Fan - 24-35 in | BNI Process | RET | 15 | 5 | 653.4232 | 164.3414 | 653.4232 | 164.3414 | 211.6777 | 45.5 | 0 | 45.5 | 166.1777 | 211.6777 | 783.977 | 74% | 1.7468 | 17.2303 | 0.088331 | 0.0058887 | 0.34813 | AR - High Efficiency Ventilation Fan - 24-35 in | 1 | 0.1307 | 0.51511 | 0.1307 | 0.51511 | 7.7266 | 783.977 | 448.8158 | 335.1612 | 1.7468 | 45.5 | 17.2303
AR - High Efficiency Ventilation Fan - 14-23 in | BNI Process | RET | 15 | 5 | 471.3798 | 141.2122 | 471.3798 | 141.2122 | 211.6777 | 38.5 | 0 | 38.5 | 173.1777 | 211.6777 | 589.939 | 74% | 1.4544 | 15.3231 | 0.10361 | 0.0069071 | 0.34282 | AR - High Efficiency Ventilation Fan - 14-23 in | 1 | 0.1123 | 0.3716 | 0.1123 | 0.3716 | 5.574 | 589.939 | 405.6293 | 184.3098 | 1.4544 | 38.5 | 15.3231
AR - High Efficiency Circulator Pump - 500-2500 W | BNI Other | ROB/NEW | 15 | N/A | 1999.6555 | 229.3079 | N/A | N/A | 235.9253 | 280 | 0 | 280 | -44.0747 | 235.9253 | 2104.7749 | 74% | 7.5171 | 7.5171 | 0.17762 | 0.011842 | 1.5354 | AR - High Efficiency Circulator Pump - 500-2500 W | 8 | 1.4589 | 12.6109 | 1.4589 | 12.6109 | 189.1642 | 16838.1988 | 2240 | 14598.1988 | 7.5171 | 2240 | 7.5171
AR - High Efficiency Circulator Pump - 150-499 W | BNI Other | ROB/NEW | 15 | N/A | 565.8129 | 126.5786 | N/A | N/A | 870.0447 | 77 | 0 | 77 | 793.0447 | 870.0447 | 661.9391 | 74% | 1.0281 | 8.5966 | 0.17263 | 0.011509 | 0.7649 | AR - High Efficiency Circulator Pump - 150-499 W | 2 | 0.20133 | 0.89208 | 0.20133 | 0.89208 | 13.3812 | 1323.8782 | 1287.6661 | 36.2122 | 1.0281 | 154 | 8.5966
AR - High Efficiency Circulator Pump - 0-149 W | BNI Other | ROB/NEW | 15 | N/A | 406.175 | 87.9 | N/A | N/A | 101.7054 | 42 | 0 | 42 | 59.7054 | 101.7054 | 471.9891 | 74% | 6.2713 | 11.2378 | 0.13117 | 0.0087446 | 0.60081 | AR - High Efficiency Circulator Pump - 0-149 W | 1 | 0.069906 | 0.3202 | 0.069906 | 0.3202 | 4.8029 | 471.9891 | 75.262 | 396.7271 | 6.2713 | 42 | 11.2378
AR - High Efficiency Circulation Fan - 48+ in | BNI Process | RET | 15 | 5 | 1194.7077 | 408.0286 | 1194.7077 | 408.0286 | 211.6777 | 52.5 | 0 | 52.5 | 159.1777 | 211.6777 | 1549.1312 | 74% | 2.6244 | 29.5073 | 0.055744 | 0.0037162 | 0.16179 | AR - High Efficiency Circulation Fan - 48+ in | 1 | 0.3245 | 0.94181 | 0.3245 | 0.94181 | 14.1272 | 1549.1312 | 590.2804 | 958.8508 | 2.6244 | 52.5 | 29.5073
AR - High Efficiency Circulation Fan - 36-47 in | BNI Process | RET | 15 | 5 | 152.3602 | 48.6789 | 152.3602 | 48.6789 | 211.6777 | 38.5 | 0 | 38.5 | 173.1777 | 211.6777 | 193.9479 | 74% | 0.3942 | 5.0376 | 0.32054 | 0.02137 | 0.99448 | AR - High Efficiency Circulation Fan - 36-47 in | 1 | 0.038714 | 0.12011 | 0.038714 | 0.12011 | 1.8016 | 193.9479 | 492.0024 | -298.0545 | 0.3942 | 38.5 | 5.0376
AR - High Efficiency Circulation Fan - 18-35 in | BNI Process | RET | 15 | 5 | 834.9557 | 95.3146 | 834.9557 | 95.3146 | 211.6777 | 24.5 | 0 | 24.5 | 187.1777 | 211.6777 | 878.3825 | 74% | 2.0829 | 35.8523 | 0.037222 | 0.0024815 | 0.32321 | AR - High Efficiency Circulation Fan - 18-35 in | 0.5 | 0.037901 | 0.32911 | 0.037901 | 0.32911 | 4.9366 | 439.1912 | 210.8567 | 228.3345 | 2.0829 | 12.25 | 35.8523
AR - Heat Reclaimer Unit | BNI Process | RET | 15 | 5 | 10753.0402 | 2411.1893 | 10753.0402 | 2411.1893 | 5776.8366 | 875 | 0 | 875 | 4901.8366 | 5776.8366 | 12585.9226 | 74% | 2.9442 | 14.3839 | 0.10322 | 0.0068815 | 0.4563 | AR - Heat Reclaimer Unit | 1.3793 | 2.645 | 11.6925 | 2.645 | 11.6925 | 175.3878 | 17360.385 | 5896.5244 | 11463.8606 | 2.9442 | 1206.9307 | 14.3839
AR - Heat Pump Water Heater >=80 gal | BNI Domestic Hot Water (DHW) | ROB/NEW | 10 | N/A | 16136.0966 | 2013.7623 | N/A | N/A | 2771.6599 | 560 | 0 | 560 | 2211.6599 | 2771.6599 | 13461.8657 | 74% | 6.5635 | 24.039 | 0.044024 | 0.0044024 | 0.34967 | AR - Heat Pump Water Heater >=80 gal | 5 | 8.0076 | 63.602 | 8.0076 | 63.602 | 636.0204 | 67309.3283 | 10255.1416 | 57054.1867 | 6.5635 | 2800 | 24.039
AR - Heat Pump Water Heater - 60-79 gal | BNI Domestic Hot Water (DHW) | ROB/NEW | 10 | N/A | 4714.6216 | 922.737 | N/A | N/A | 2257.2691 | 490 | 0 | 490 | 1767.2691 | 2257.2691 | 4208.8605 | 74% | 2.5197 | 8.5895 | 0.13184 | 0.013184 | 0.66772 | AR - Heat Pump Water Heater - 60-79 gal | 1 | 0.73384 | 3.7166 | 0.73384 | 3.7166 | 37.1663 | 4208.8605 | 1670.3792 | 2538.4813 | 2.5197 | 490 | 8.5895
AR - Heat Pump Water Heater - 40-59 gal | BNI Domestic Hot Water (DHW) | ROB/NEW | 10 | N/A | 703.3796 | 0 | N/A | N/A | 1410.7776 | 420 | 0 | 420 | 990.7776 | 1410.7776 | 514.4563 | 74% | 0.49279 | 1.2249 | 0.75746 | 0.075746 | N/A | AR - Heat Pump Water Heater - 40-59 gal | 2 | 0 | 1.109 | 0 | 1.109 | 11.0898 | 1028.9126 | 2087.9509 | -1059.0383 | 0.49279 | 840 | 1.2249
AR - Ground Source Heat Pump - Closed Loop/Direct Geoexchange - EER>=16.0, COP>=3.6 | BNI HVAC | ROB/NEW | 25 | N/A | 28366.6824 | 10893.6784 | N/A | N/A | 37866.4324 | 2551.5 | 0 | 2551.5 | 35314.9324 | 37866.4324 | 54304.0947 | 74% | 1.938 | 21.2832 | 0.1141 | 0.004564 | 0.29451 | AR - Ground Source Heat Pump - Closed Loop/Direct Geoexchange - EER>=16.0, COP>=3.6 | 0.5 | 4.3318 | 11.181 | 4.3318 | 11.181 | 279.5253 | 27152.0474 | 14010.58 | 13141.4674 | 1.938 | 1275.75 | 21.2832
AR - Ground Source Heat Pump - Closed Loop/Direct Geoexchange - EER>=13.4, COP>=3.1 | BNI HVAC | ROB/NEW | 25 | N/A | 28366.6824 | 10893.6784 | N/A | N/A | 35785.2243 | 2126.25 | 0 | 2126.25 | 33658.9743 | 35785.2243 | 54304.0947 | 74% | 2.0507 | 25.5398 | 0.095083 | 0.0038033 | 0.24542 | AR - Ground Source Heat Pump - Closed Loop/Direct Geoexchange - EER>=13.4, COP>=3.1 | 1 | 8.6636 | 22.362 | 8.6636 | 22.362 | 559.0506 | 54304.0947 | 26481.066 | 27823.0287 | 2.0507 | 2126.25 | 25.5398
AR - Freezer - Solid Door | BNI Cooking and Laundry | RET | 12 | 4 | 1115.3085 | 127.4812 | 1115.3085 | 127.4812 | 1019.2978 | 74.067 | 0 | 74.067 | 945.2308 | 1019.2978 | 1030.1399 | 74% | 0.33588 | 13.9082 | 0.084242 | 0.0070201 | 0.73056 | AR - Freezer - Solid Door | 1 | 0.10138 | 0.87922 | 0.10138 | 0.87922 | 10.5506 | 1030.1399 | 3066.9786 | -2036.8386 | 0.33588 | 74.067 | 13.9082
AR - Freezer - Glass Door - >=15 ft^3 | BNI Cooking and Laundry | RET | 12 | 4 | 6166.8864 | 709.8137 | 6166.8864 | 709.8137 | 585.9473 | 367.92 | 0 | 367.92 | 218.0273 | 585.9473 | 5700.5882 | 74% | 1.5893 | 15.4941 | 0.075681 | 0.0063067 | 0.65176 | AR - Freezer - Glass Door - >=15 ft^3 | 0.5 | 0.28225 | 2.4307 | 0.28225 | 2.4307 | 29.1689 | 2850.2941 | 1793.3805 | 1056.9136 | 1.5893 | 183.96 | 15.4941
AR - Evaporator Fan Motor Controls | BNI Refrigeration | RET | 10 | 3.3333 | 988.527 | 113.1782 | 988.527 | 113.1782 | 271.9599 | 350 | 0 | 350 | -78.0401 | 271.9599 | 803.9395 | 74% | 2.297 | 2.297 | 0.44914 | 0.044914 | 3.8885 | AR - Evaporator Fan Motor Controls | 0.5 | 0.045005 | 0.38964 | 0.045005 | 0.38964 | 3.8964 | 401.9697 | 175 | 226.9697 | 2.297 | 175 | 2.297
AR - Electric Thermal Storage (ETS) System - Small Commercial (50-150 kWh of 8-hr storage) | BNI HVAC | RET | 18 | 6 | 0 | 6250 | 0 | 6250 | 18429.6639 | 700 | 0 | 700 | 17729.6639 | 18429.6639 | 7480.3134 | 74% | 0.54849 | 10.6862 | N/A | N/A | 0.14083 | AR - Electric Thermal Storage (ETS) System - Small Commercial (50-150 kWh of 8-hr storage) | 1 | 4.9705 | 0 | 4.9705 | 0 | 0 | 7480.3134 | 13637.9513 | -6157.6379 | 0.54849 | 700 | 10.6862
AR - Electric Thermal Storage (ETS) System - Medium Commercial (150-300 kWh of 8-hr storage) | BNI HVAC | RET | 18 | 6 | 0 | 14062.5 | 0 | 14062.5 | 36859.3277 | 1400 | 0 | 1400 | 35459.3277 | 36859.3277 | 16830.7051 | 74% | 0.61705 | 12.0219 | N/A | N/A | 0.12518 | AR - Electric Thermal Storage (ETS) System - Medium Commercial (150-300 kWh of 8-hr storage) | 1 | 11.1837 | 0 | 11.1837 | 0 | 0 | 16830.7051 | 27275.9025 | -10445.1975 | 0.61705 | 1400 | 12.0219
AR - Electric Thermal Storage (ETS) System - Less than 50 kWh | BNI HVAC | RET | 18 | 6 | 0 | 1562.5 | 0 | 1562.5 | 3685.9328 | 350 | 0 | 350 | 3335.9328 | 3685.9328 | 1870.0783 | 74% | 0.68562 | 5.3431 | N/A | N/A | 0.28166 | AR - Electric Thermal Storage (ETS) System - Less than 50 kWh | 0.5 | 0.62132 | 0 | 0.62132 | 0 | 0 | 935.0392 | 1363.7951 | -428.756 | 0.68562 | 175 | 5.3431
AR - Electric Thermal Storage (ETS) System - Large Commercial (>300 kWh of 8-hr storage) | BNI HVAC | RET | 18 | 6 | 0 | 18750 | 0 | 18750 | 55288.9916 | 2800 | 0 | 2800 | 52488.9916 | 55288.9916 | 22440.9401 | 74% | 0.54849 | 8.0146 | N/A | N/A | 0.18777 | AR - Electric Thermal Storage (ETS) System - Large Commercial (>300 kWh of 8-hr storage) | 0.5 | 7.4558 | 0 | 7.4558 | 0 | 0 | 11220.47 | 20456.9269 | -9236.4569 | 0.54849 | 1400 | 8.0146
AR - ECM (Brushless) DC Motors for Refrig Evap Fan - Walk-in Cooler | BNI Refrigeration | ROB/NEW | 15 | N/A | 759.6864 | 86.3895 | N/A | N/A | 182.0077 | 126 | 0 | 126 | 56.0077 | 182.0077 | 794.9746 | 74% | 5.9024 | 6.3093 | 0.21039 | 0.014026 | 1.8339 | AR - ECM (Brushless) DC Motors for Refrig Evap Fan - Walk-in Cooler | 16.9613 | 1.1653 | 10.1577 | 1.1653 | 10.1577 | 152.3658 | 13483.8103 | 2284.4462 | 11199.3641 | 5.9024 | 2137.1251 | 6.3093
AR - Dual Ventilation - Year-round | BNI Process | ROB/NEW | 15 | N/A | 5726.5371 | 549.12 | N/A | N/A | 18032.9325 | 224 | 0 | 224 | 17808.9325 | 18032.9325 | 5911.8381 | 74% | 0.44302 | 26.3921 | 0.04962 | 0.003308 | 0.51293 | AR - Dual Ventilation - Year-round | 0.5 | 0.21835 | 2.2572 | 0.21835 | 2.2572 | 33.8576 | 2955.9191 | 6672.185 | -3716.266 | 0.44302 | 112 | 26.3921
AR - Discus or Scroll Refrigeration Compressor | BNI Refrigeration | ROB/NEW | 15 | N/A | 6261.726 | 1186.3192 | N/A | N/A | 658.7891 | 140 | 0 | 140 | 518.7891 | 658.7891 | 7062.8754 | 74% | 14.4878 | 50.4491 | 0.028362 | 0.0018908 | 0.14839 | AR - Discus or Scroll Refrigeration Compressor | 4.9361 | 4.657 | 24.3656 | 4.657 | 24.3656 | 365.4841 | 34862.7846 | 2406.3491 | 32456.4355 | 14.4878 | 691.0486 | 50.4491
AR - Daylighting Controls - Wall-Switch or Fixture Mounted | BNI Lighting | RET | 10 | 3.3333 | 505.116 | 137 | 505.116 | 137 | 111.6952 | 10.5 | 0 | 10.5 | 101.1952 | 111.6952 | 480.8973 | 74% | 5.8182 | 45.7997 | 0.026369 | 0.0026369 | 0.096371 | AR - Daylighting Controls - Wall-Switch or Fixture Mounted | 5 | 0.54477 | 1.991 | 0.54477 | 1.991 | 19.9097 | 2404.4863 | 413.2722 | 1991.2141 | 5.8182 | 52.5 | 45.7997
AR - Daylighting Controls - Ceiling or Wall Remote Mounted | BNI Lighting | RET | 10 | 3.3333 | 803.795 | 270 | 803.795 | 270 | 111.6952 | 24.5 | 0 | 24.5 | 87.1952 | 111.6952 | 808.1084 | 74% | 9.777 | 32.984 | 0.038665 | 0.0038665 | 0.1141 | AR - Daylighting Controls - Ceiling or Wall Remote Mounted | 10 | 2.1473 | 6.3365 | 2.1473 | 6.3365 | 63.3648 | 8081.0844 | 826.5444 | 7254.54 | 9.777 | 245 | 32.984
AR - Dairy Scroll Compressor | BNI Process | ROB/NEW | 15 | N/A | 20457.0182 | 5985.4635 | N/A | N/A | 547.1829 | 564.4333 | 0 | 564.4333 | -17.2504 | 547.1829 | 25448.5298 | 74% | 45.0869 | 45.0869 | 0.035 | 0.0023333 | 0.11857 | AR - Dairy Scroll Compressor | 0.5 | 2.3801 | 8.0633 | 2.3801 | 8.0633 | 120.9501 | 12724.2649 | 282.2167 | 12442.0482 | 45.0869 | 282.2167 | 45.0869
AR - Custom Measures - Refrigeration | BNI Refrigeration | RET | 14.5 | 4.8333 | 13287.47 | 1898.21 | 13287.47 | 1898.21 | 5185.123 | 558.0737 | 0 | 558.0737 | 4627.0492 | 5185.123 | 14039.8376 | 74% | 3.6591 | 25.1577 | 0.053278 | 0.0036743 | 0.36968 | AR - Custom Measures - Refrigeration | 3 | 4.5289 | 31.4243 | 4.5289 | 31.4243 | 455.6529 | 42119.5129 | 11510.973 | 30608.5399 | 3.6591 | 1674.2212 | 25.1577
AR - Custom Measures - Pool | BNI Other | RET | 10 | 3.3333 | 1753.71 | 279.3954 | 1753.71 | 279.3954 | 684.3441 | 245.5194 | 0 | 245.5194 | 438.8247 | 684.3441 | 1498.0829 | 74% | 2.9582 | 6.1017 | 0.17759 | 0.017759 | 1.105 | AR - Custom Measures - Pool | 0.5 | 0.1111 | 0.69124 | 0.1111 | 0.69124 | 6.9124 | 749.0414 | 253.2073 | 495.8341 | 2.9582 | 122.7597 | 6.1017
AR - Custom Measures - Other | BNI Other | RET | 15 | 5 | 4357.24 | 694.1813 | 4357.24 | 694.1813 | 1700.3105 | 3050.068 | 0 | 3050.068 | -1349.7575 | 1700.3105 | 4795.5944 | 74% | 1.5723 | 1.5723 | 0.88796 | 0.059198 | 5.5248 | AR - Custom Measures - Other | 309.6 | 170.9219 | 1063.445 | 170.9219 | 1063.445 | 15951.6746 | 1484716.0249 | 944301.0528 | 540414.9721 | 1.5723 | 944301.0528 | 1.5723
AR - Custom Measures - Motors | BNI Process | RET | 15 | 5 | 47455.89 | 3718.8602 | 47455.89 | 3718.8602 | 18518.546 | 2657.5298 | 0 | 2657.5298 | 15861.0162 | 18518.546 | 48096.5852 | 74% | 3.5097 | 18.0982 | 0.071037 | 0.0047358 | 0.89855 | AR - Custom Measures - Motors | 5 | 14.7878 | 187.0522 | 14.7878 | 187.0522 | 2805.7823 | 240482.9262 | 68518.6203 | 171964.3058 | 3.5097 | 13287.6492 | 18.0982
AR - Custom Measures - Lighting | BNI Lighting | RET | 17.7 | 5.9 | 37974.72 | 4829.8531 | 37974.72 | 4829.8531 | 14818.7422 | 5050.6378 | 0 | 5050.6378 | 9768.1045 | 14818.7422 | 44636.8229 | 74% | 4.0705 | 8.8379 | 0.16871 | 0.0095318 | 1.3149 | AR - Custom Measures - Lighting | 15 | 57.6168 | 449.0435 | 57.6168 | 449.0435 | 7948.0702 | 669552.3441 | 164488.0386 | 505064.3055 | 4.0705 | 75759.5664 | 8.8379
AR - Custom Measures - IT and Datacenter | BNI Other | RET | 5 | 1.6667 | 1000 | 159.3167 | 1000 | 159.3167 | 390.2265 | 112 | 0 | 112 | 278.2265 | 390.2265 | 564.0371 | 74% | 1.9533 | 5.036 | 0.14207 | 0.028415 | 0.88396 | AR - Custom Measures - IT and Datacenter | 0.5 | 0.063351 | 0.39416 | 0.063351 | 0.39416 | 1.9708 | 282.0186 | 144.3838 | 137.6348 | 1.9533 | 56 | 5.036
AR - Custom Measures - HVAC | BNI HVAC | RET | 16.2 | 5.4 | 36374.89 | 8817.8566 | 36374.89 | 8817.8566 | 14194.4461 | 3564.7392 | 0 | 3564.7392 | 10629.7069 | 14194.4461 | 48249.7799 | 74% | 4.5935 | 13.5353 | 0.12431 | 0.0076738 | 0.50832 | AR - Custom Measures - HVAC | 4 | 28.0509 | 114.7002 | 28.0509 | 114.7002 | 1858.1436 | 192999.1197 | 42015.5606 | 150983.5591 | 4.5935 | 14258.9569 | 13.5353
AR - Custom Measures - DHW | BNI Domestic Hot Water (DHW) | RET | 10 | 3.3333 | 13614.61 | 1701.8263 | 13614.61 | 1701.8263 | 5312.7817 | 476.5113 | 0 | 476.5113 | 4836.2703 | 5312.7817 | 11360.5244 | 74% | 2.8896 | 23.841 | 0.044398 | 0.0044398 | 0.35207 | AR - Custom Measures - DHW | 1 | 1.3534 | 10.7327 | 1.3534 | 10.7327 | 107.3267 | 11360.5244 | 3931.4584 | 7429.0659 | 2.8896 | 476.5113 | 23.841
AR - Custom Measures - Compressed Air | BNI Process | RET | 10 | 3.3333 | 1206.37 | 192.1949 | 1206.37 | 192.1949 | 470.7575 | 135.1134 | 0 | 135.1134 | 335.6441 | 470.7575 | 1030.5251 | 74% | 2.9582 | 7.6271 | 0.14207 | 0.014207 | 0.88396 | AR - Custom Measures - Compressed Air | 3 | 0.45855 | 2.853 | 0.45855 | 2.853 | 28.5302 | 3091.5754 | 1045.0818 | 2046.4937 | 2.9582 | 405.3403 | 7.6271
AR - Custom Measures - Commercial Kitchen | BNI Cooking and Laundry | RET | 11.6 | 3.8667 | 15493.07 | 2685.4655 | 15493.07 | 2685.4655 | 6045.8065 | 1192.9664 | 0 | 1192.9664 | 4852.8401 | 6045.8065 | 14829.8617 | 74% | 3.3148 | 12.4311 | 0.097676 | 0.0084204 | 0.55858 | AR - Custom Measures - Commercial Kitchen | 4 | 8.5429 | 48.854 | 8.5429 | 48.854 | 566.7063 | 59319.4467 | 17895.5874 | 41423.8594 | 3.3148 | 4771.8656 | 12.4311
AR - Custom Measures - Agriculture | BNI Process | RET | 15 | 5 | 21166.53 | 5168.5713 | 21166.53 | 5168.5713 | 8259.741 | 1629.8228 | 0 | 1629.8228 | 6629.9182 | 8259.741 | 25228.8369 | 74% | 4.1276 | 15.4795 | 0.097676 | 0.0065117 | 0.3965 | AR - Custom Measures - Agriculture | 3 | 12.3315 | 50.058 | 12.3315 | 50.058 | 750.87 | 75686.5107 | 18336.625 | 57349.8857 | 4.1276 | 4889.4684 | 15.4795
AR - Commercial Clothes Dryer - Natural Gas Conversion | BNI Cooking and Laundry | ROB/NEW | 12 | N/A | 2702.389 | 2017.9581 | N/A | N/A | 1542.579 | 280 | 0 | 280 | 1262.579 | 1542.579 | 4099.1407 | 74% | 3.591 | 14.6398 | 0.13143 | 0.010953 | 0.17447 | AR - Commercial Clothes Dryer - Natural Gas Conversion | 1 | 1.6049 | 2.1303 | 1.6049 | 2.1303 | 25.5642 | 4099.1407 | 1141.5085 | 2957.6322 | 3.591 | 280 | 14.6398
AR - Commercial Clothes Dryer - Heat Pump | BNI Cooking and Laundry | RET | 12 | 4 | 1956.2255 | 506.1771 | 1956.2255 | 506.1771 | 979.0408 | 210 | 0 | 210 | 769.0408 | 979.0408 | 2071.9009 | 74% | 1.7114 | 9.8662 | 0.13618 | 0.011348 | 0.52167 | AR - Commercial Clothes Dryer - Heat Pump | 0.5 | 0.20128 | 0.77107 | 0.20128 | 0.77107 | 9.2528 | 1035.9505 | 605.3254 | 430.625 | 1.7114 | 105 | 9.8662
AR - Booster Pump | BNI Other | ROB/NEW | 15 | N/A | 13017.2 | 1744.47 | N/A | N/A | 557.2314 | 3907 | 0 | 3907 | -3349.7686 | 557.2314 | 13972.3639 | 74% | 3.5762 | 3.5762 | 0.38074 | 0.025382 | 2.8162 | AR - Booster Pump | 3 | 4.1621 | 30.7852 | 4.1621 | 30.7852 | 461.7774 | 41917.0916 | 11721 | 30196.0916 | 3.5762 | 11721 | 3.5762
Custom | [21 empty] | Custom Total
Measure Name | Technology Type | Decision Type | Measure Life | Remaining Useful Life | Gross Annual Energy Savings per Unit at Meter (kWh) Pre-RUL | Gross Peak Demand Savings per Unit at Meter (Watts) Pre-RUL | Gross Annual Energy Savings per Unit at Meter (kWh) Post-RUL | Gross Peak Demand Savings per Unit at Meter (Watts) Post-RUL | Gross Per Unit One-Time Incremental Measure Cost ($) | Per Unit Incentive ($) | Per Unit Direct Installation Cost ($) | Per Unit DSM Administrator Cost (Incentive + Direct Installation Cost) ($) | Per Unit DSM Customer Cost (Incremental Measure Cost - Incentive) ($) | Total Per Unit DSM Cost ($) | Per Unit Present Value Electric Avoided Cost Benefits ($) | Net-To-Gross Ratio | Net Total Resource Benefit-Cost Ratio (TRC) | Net Program Administrator Benefit-Cost Ratio (PAC) | Net First-Year Unit Cost / kWh at Generator ($/kWh) | Net Lifetime Unit Cost / kWh at Generator ($/kWh) | Net Unit Cost / Watt at Generator ($/W) | Measure Name | Participation (Units) | Total Peak Demand Savings (kW) | Total First Year Energy Savings (MWh) | Total Cumulative Peak Demand Savings (kW) | Total Cumulative First Year Energy Savings (MWh) | Total Lifetime Energy Savings (MWh) | Total Electric Avoided Cost Benefits ($) | TRC Costs ($) | Total TRC Net Resource Benefits ($) | TRC Ratio | PAC Costs ($) | PAC Ratio
Custom - Pay for Performance | BNI Other | RET | 11.1983 | 3.7328 | 1000000 | 116000 | 1000000 | 116000 | 260151.0025 | 150000 | 0 | 150000 | 110151.0025 | 260151.0025 | 1021253.4365 | 86% | 4.5647 | 6.8084 | 0.16442 | 0.014682 | 1.4109 | Custom - Pay for Performance | 4.54 | 482.6555 | 4141.8524 | 482.6555 | 4141.8524 | 46381.8653 | 4636490.6017 | 1015733.5742 | 3620757.0275 | 4.5647 | 681000 | 6.8084
Custom - New Construction | BNI Other | RET | 18.0106 | 6.0035 | 1000000 | 310227.8236 | 1000000 | 310227.8236 | 390226.5038 | 150000 | 0 | 150000 | 240226.5038 | 390226.5038 | 1299660.2389 | 69% | 4.8269 | 8.6644 | 0.20493 | 0.011378 | 0.65756 | Custom - New Construction | 18 | 4106.079 | 13175.3424 | 4106.079 | 13175.3424 | 237296.3047 | 23393884.3004 | 4846613.1766 | 18547271.1238 | 4.8269 | 2700000 | 8.6644
Custom - Industrial Retrofit | BNI Other | RET | 6.5595 | 2.1865 | 1000000 | 150000 | 1000000 | 150000 | 390226.5038 | 130000 | 0 | 130000 | 260226.5038 | 390226.5038 | 682494.4078 | 78.96% | 2.2151 | 5.25 | 0.15521 | 0.023661 | 1.03 | Custom - Industrial Retrofit | 13 | 1640.8022 | 10888.8077 | 1640.8022 | 10888.8077 | 71425.6016 | 8872427.3017 | 4005500.3834 | 4866926.9183 | 2.2151 | 1690000 | 5.25
Custom - Commercial Retrofit | BNI Other | RET | 6.5595 | 2.1865 | 1000000 | 150000 | 1000000 | 150000 | 390226.5038 | 150000 | 0 | 150000 | 240226.5038 | 390226.5038 | 682494.4078 | 78.96% | 2.2151 | 4.55 | 0.17908 | 0.027301 | 1.1884 | Custom - Commercial Retrofit | 5 | 631.0778 | 4188.003 | 631.0778 | 4188.003 | 27471.3852 | 3412472.0391 | 1540577.0705 | 1871894.9686 | 2.2151 | 750000 | 4.55
Custom - Building Optimization | BNI Other | RET | 7.8611 | 2.6204 | 1000000 | 75000 | 1000000 | 75000 | 143083.0514 | 120000 | 0 | 120000 | 23083.0514 | 143083.0514 | 809395.4403 | 91% | 6.2163 | 6.745 | 0.12431 | 0.015813 | 1.6499 | Custom - Building Optimization | 1.68 | 122.1903 | 1621.7764 | 122.1903 | 1621.7764 | 12748.892 | 1359784.3398 | 218745.3689 | 1141038.9708 | 6.2163 | 201600 | 6.745
Efficient Products Installation | [21 empty] | Efficient Products Installation Total
Measure Name | Technology Type | Decision Type | Measure Life | Remaining Useful Life | Gross Annual Energy Savings per Unit at Meter (kWh) Pre-RUL | Gross Peak Demand Savings per Unit at Meter (Watts) Pre-RUL | Gross Annual Energy Savings per Unit at Meter (kWh) Post-RUL | Gross Peak Demand Savings per Unit at Meter (Watts) Post-RUL | Gross Per Unit One-Time Incremental Measure Cost ($) | Per Unit Incentive ($) | Per Unit Direct Installation Cost ($) | Per Unit DSM Administrator Cost (Incentive + Direct Installation Cost) ($) | Per Unit DSM Customer Cost (Incremental Measure Cost - Incentive) ($) | Total Per Unit DSM Cost ($) | Per Unit Present Value Electric Avoided Cost Benefits ($) | Net-To-Gross Ratio | Net Total Resource Benefit-Cost Ratio (TRC) | Net Program Administrator Benefit-Cost Ratio (PAC) | Net First-Year Unit Cost / kWh at Generator ($/kWh) | Net Lifetime Unit Cost / kWh at Generator ($/kWh) | Net Unit Cost / Watt at Generator ($/W) | Measure Name | Participation (Units) | Total Peak Demand Savings (kW) | Total First Year Energy Savings (MWh) | Total Cumulative Peak Demand Savings (kW) | Total Cumulative First Year Energy Savings (MWh) | Total Lifetime Energy Savings (MWh) | Total Electric Avoided Cost Benefits ($) | TRC Costs ($) | Total TRC Net Resource Benefits ($) | TRC Ratio | PAC Costs ($) | PAC Ratio
Window Film Kits | Res Other | RET | 1 | 0.33333 | 9.9 | 28 | 9.9 | 28 | 0 | 0 | 10.1124 | 10.1124 | 0 | 10.1124 | 6.7312 | 107% | 0.66564 | 0.66564 | 0.87212 | 0.87212 | 0.29452 | Window Film Kits | 4667.2635 | 160.2523 | 54.118 | 160.2523 | 54.118 | 54.118 | 31416.1806 | 47197.2861 | -15781.1056 | 0.66564 | 47197.2861 | 0.66564
Thermostatic Shower Valve - 2.5 GPM | Res DHW | RET | 10 | 3.3333 | 104.5164 | 16.9189 | 104.5164 | 16.9189 | 0 | 0 | 72.8824 | 72.8824 | 0 | 72.8824 | 134.6174 | 107% | 1.847 | 1.847 | 0.59538 | 0.059538 | 3.5129 | Thermostatic Shower Valve - 2.5 GPM | 717.751 | 14.8912 | 87.8622 | 14.8912 | 87.8622 | 878.6218 | 96621.7664 | 52311.4472 | 44310.3192 | 1.847 | 52311.4472 | 1.847
Switch and Plug Insulators | Res Other | RET | 15 | 5 | 16.5209 | 4.6836 | 16.5209 | 4.6836 | 0 | 0 | 6.4316 | 6.4316 | 0 | 6.4316 | 30.866 | 107% | 4.7991 | 4.7991 | 0.33239 | 0.022159 | 1.1198 | Switch and Plug Insulators | 3903.6021 | 22.4198 | 75.534 | 22.4198 | 75.534 | 1133.0097 | 120488.7481 | 25106.5707 | 95382.1774 | 4.7991 | 25106.5707 | 4.7991
Solar Security Fixture | Res Lighting | RET | 2.6 | 0.86667 | 81 | 13.1 | 81 | 13.1 | 0 | 0 | 175.9634 | 175.9634 | 0 | 175.9634 | 37.3984 | 100% | 0.21253 | 0.21253 | 1.9846 | 0.76332 | 11.7206 | Solar Security Fixture | 825.0089 | 12.386 | 73.1482 | 12.386 | 73.1482 | 190.1854 | 30853.9753 | 145171.3523 | -114317.377 | 0.21253 | 145171.3523 | 0.21253
Smart thermostats for mini-split heat pumps | Res HVAC | RET | 10 | 3.3333 | 514 | 0 | 514 | 0 | 0 | 0 | 211.9351 | 211.9351 | 0 | 211.9351 | 584.1183 | 107% | 2.7561 | 2.7561 | 0.35204 | 0.035204 | N/A | Smart thermostats for mini-split heat pumps | 2427.787 | 0 | 1461.563 | 0 | 1461.563 | 14615.6303 | 1418114.8907 | 514533.3646 | 903581.5261 | 2.7561 | 514533.3646 | 2.7561
Smart thermostats for in-floor heat | Res HVAC | RET | 10 | 3.3333 | 348 | 0 | 348 | 0 | 0 | 0 | 282.4441 | 282.4441 | 0 | 282.4441 | 395.4731 | 107% | 1.4002 | 1.4002 | 0.69296 | 0.069296 | N/A | Smart thermostats for in-floor heat | 524.4041 | 0 | 213.7417 | 0 | 213.7417 | 2137.4167 | 207387.7338 | 148114.8475 | 59272.8862 | 1.4002 | 148114.8475 | 1.4002
Smart thermostats for electric baseboards - MURB | Res HVAC | RET | 10 | 3.3333 | 278.4 | 0 | 278.4 | 0 | 0 | 0 | 144.9975 | 144.9975 | 0 | 144.9975 | 295.6808 | 100% | 2.0392 | 2.0392 | 0.47581 | 0.047581 | N/A | Smart thermostats for electric baseboards - MURB | 4322.3528 | 0 | 1317.1933 | 0 | 1317.1933 | 13171.9331 | 1278036.8717 | 626730.2458 | 651306.6259 | 2.0392 | 626730.2458 | 2.0392
Smart thermostats for electric baseboards | Res HVAC | RET | 10 | 3.3333 | 348 | 0 | 348 | 0 | 0 | 0 | 144.9975 | 144.9975 | 0 | 144.9975 | 395.4731 | 107% | 2.7274 | 2.7274 | 0.35574 | 0.035574 | N/A | Smart thermostats for electric baseboards | 11382.7339 | 0 | 4639.484 | 0 | 4639.484 | 46394.84 | 4501565.2555 | 1650467.7021 | 2851097.5534 | 2.7274 | 1650467.7021 | 2.7274
Pipe Insulation | Res DHW | RET | 13 | 4.3333 | 11.3058 | 1.8339 | 11.3058 | 1.8339 | 0 | 0 | 18.3436 | 18.3436 | 0 | 18.3436 | 17.2677 | 107% | 0.94135 | 0.94135 | 1.3853 | 0.10656 | 8.157 | Pipe Insulation | 5950.8142 | 13.3822 | 78.7995 | 13.3822 | 78.7995 | 1024.3934 | 102756.7509 | 109159.1065 | -6402.3556 | 0.94135 | 109159.1065 | 0.94135
Outdoor Motion Sensor | Res Lighting | RET | 10 | 3.3333 | 54.1 | 0 | 54.1 | 0 | 0 | 0 | 82.4754 | 82.4754 | 0 | 82.4754 | 54.8048 | 100% | 0.6645 | 0.6645 | 1.3927 | 0.13927 | N/A | Outdoor Motion Sensor | 825.0089 | 0 | 48.8558 | 0 | 48.8558 | 488.5578 | 45214.4133 | 68042.9395 | -22828.5262 | 0.6645 | 68042.9395 | 0.6645
Low Flow Showerhead - 1 GPM improvement | Res DHW | RET | 10 | 3.3333 | 363.2312 | 58.8538 | 363.2312 | 58.8538 | 0 | 0 | 68.0389 | 68.0389 | 0 | 68.0389 | 437.3011 | 100% | 6.4272 | 6.4272 | 0.17113 | 0.017113 | 1.0087 | Low Flow Showerhead - 1 GPM improvement | 2177.4664 | 146.8677 | 865.7543 | 146.8677 | 865.7543 | 8657.5427 | 952208.4767 | 148152.4051 | 804056.0716 | 6.4272 | 148152.4051 | 6.4272
Low Flow Showerhead - 0.75 GPM improvement | Res DHW | RET | 10 | 3.3333 | 271.8171 | 44.0126 | 271.8171 | 44.0126 | 0 | 0 | 64.8388 | 64.8388 | 0 | 64.8388 | 327.2109 | 100% | 5.0465 | 5.0465 | 0.21792 | 0.021792 | 1.2855 | Low Flow Showerhead - 0.75 GPM improvement | 92.591 | 4.6703 | 27.549 | 4.6703 | 27.549 | 275.49 | 30296.7853 | 6003.4869 | 24293.2984 | 5.0465 | 6003.4869 | 5.0465
Low Flow Showerhead - 0.5 GPM improvement | Res DHW | RET | 10 | 3.3333 | 180.8441 | 29.3032 | 180.8441 | 29.3032 | 0 | 0 | 61.3506 | 61.3506 | 0 | 61.3506 | 217.7233 | 100% | 3.5488 | 3.5488 | 0.30992 | 0.030992 | 1.8269 | Low Flow Showerhead - 0.5 GPM improvement | 205.3736 | 6.897 | 40.6545 | 6.897 | 40.6545 | 406.5454 | 44714.6121 | 12599.7971 | 32114.8151 | 3.5488 | 12599.7971 | 3.5488
Kitchen Aerator | Res DHW | RET | 10 | 3.3333 | 94.9312 | 15.3661 | 94.9312 | 15.3661 | 0 | 0 | 26.5596 | 26.5596 | 0 | 26.5596 | 122.2702 | 107% | 4.6036 | 4.6036 | 0.23887 | 0.023887 | 1.4095 | Kitchen Aerator | 1256.4537 | 23.6753 | 139.7009 | 23.6753 | 139.7009 | 1397.009 | 153626.8059 | 33370.9514 | 120255.8545 | 4.6036 | 33370.9514 | 4.6036
Indoor Motion Sensor | Res Lighting | RET | 10 | 3.3333 | 22.1 | 0 | 22.1 | 0 | 0 | 0 | 61.9285 | 61.9285 | 0 | 61.9285 | 22.3879 | 100% | 0.36151 | 0.36151 | 2.56 | 0.256 | N/A | Indoor Motion Sensor | 825.0089 | 0 | 19.9577 | 0 | 19.9577 | 199.5772 | 18470.2132 | 51091.5651 | -32621.3519 | 0.36151 | 51091.5651 | 0.36151
Humidity Sensor | Res HVAC | RET | 19 | 6.3333 | 143 | 14.3 | 143 | 14.3 | 0 | 0 | 107.4701 | 107.4701 | 0 | 107.4701 | 256.8617 | 100% | 2.3901 | 2.3901 | 0.68658 | 0.036136 | 6.5577 | Humidity Sensor | 4455.048 | 73.0111 | 697.3463 | 73.0111 | 697.3463 | 13249.5796 | 1144330.9989 | 478784.3138 | 665546.6851 | 2.3901 | 478784.3138 | 2.3901
Hot Water Tank Wrap | Res DHW | RET | 7 | 2.3333 | 137.8585 | 22.3688 | 137.8585 | 22.3688 | 0 | 0 | 129.1438 | 129.1438 | 0 | 129.1438 | 139.9031 | 107% | 1.0833 | 1.0833 | 0.79983 | 0.11426 | 4.7081 | Hot Water Tank Wrap | 1469.6987 | 40.3139 | 237.3043 | 40.3139 | 237.3043 | 1661.13 | 205615.4707 | 189802.5183 | 15812.9524 | 1.0833 | 189802.5183 | 1.0833
Dimmer Switch | Res Lighting | RET | 10 | 3.3333 | 8.2 | 1.6115 | 8.2 | 1.6115 | 0 | 0 | 61.2775 | 61.2775 | 0 | 61.2775 | 10.2209 | 100% | 0.1668 | 0.1668 | 6.827 | 0.6827 | 33.1796 | Dimmer Switch | 1485.016 | 2.7426 | 13.3292 | 2.7426 | 13.3292 | 133.2923 | 15178.2032 | 90998.1187 | -75819.9155 | 0.1668 | 90998.1187 | 0.1668
Bathroom Aerator | Res DHW | RET | 10 | 3.3333 | 94.401 | 15.2787 | 94.401 | 15.2787 | 0 | 0 | 20.7383 | 20.7383 | 0 | 20.7383 | 121.5852 | 107% | 5.8628 | 5.8628 | 0.18757 | 0.018757 | 1.1069 | Bathroom Aerator | 1668.8311 | 31.2667 | 184.5156 | 31.2667 | 184.5156 | 1845.1556 | 202905.2353 | 34608.6984 | 168296.5369 | 5.8628 | 34608.6984 | 5.8628
Advanced Learning Thermostat - Electric | Res HVAC | RET | 10 | 3.3333 | 1128 | 0 | 1128 | 0 | 0 | 0 | 476.4065 | 476.4065 | 0 | 476.4065 | 1198.0172 | 100% | 2.5147 | 2.5147 | 0.38584 | 0.038584 | N/A | Advanced Learning Thermostat - Electric | 155.5755 | 0 | 192.0924 | 0 | 192.0924 | 1920.9243 | 186382.0625 | 74117.1483 | 112264.9142 | 2.5147 | 74117.1483 | 2.5147
Home Energy Assessment | [21 empty] | Home Energy Assessment Total
Measure Name | Technology Type | Decision Type | Measure Life | Remaining Useful Life | Gross Annual Energy Savings per Unit at Meter (kWh) Pre-RUL | Gross Peak Demand Savings per Unit at Meter (Watts) Pre-RUL | Gross Annual Energy Savings per Unit at Meter (kWh) Post-RUL | Gross Peak Demand Savings per Unit at Meter (Watts) Post-RUL | Gross Per Unit One-Time Incremental Measure Cost ($) | Per Unit Incentive ($) | Per Unit Direct Installation Cost ($) | Per Unit DSM Administrator Cost (Incentive + Direct Installation Cost) ($) | Per Unit DSM Customer Cost (Incremental Measure Cost - Incentive) ($) | Total Per Unit DSM Cost ($) | Per Unit Present Value Electric Avoided Cost Benefits ($) | Net-To-Gross Ratio | Net Total Resource Benefit-Cost Ratio (TRC) | Net Program Administrator Benefit-Cost Ratio (PAC) | Net First-Year Unit Cost / kWh at Generator ($/kWh) | Net Lifetime Unit Cost / kWh at Generator ($/kWh) | Net Unit Cost / Watt at Generator ($/W) | Measure Name | Participation (Units) | Total Peak Demand Savings (kW) | Total First Year Energy Savings (MWh) | Total Cumulative Peak Demand Savings (kW) | Total Cumulative First Year Energy Savings (MWh) | Total Lifetime Energy Savings (MWh) | Total Electric Avoided Cost Benefits ($) | TRC Costs ($) | Total TRC Net Resource Benefits ($) | TRC Ratio | PAC Costs ($) | PAC Ratio
Wood Stove | Res HVAC | RET | 18 | 6 | 4391 | 1640 | 4391 | 1640 | 5583.507 | 500 | 0 | 500 | 5083.507 | 5583.507 | 8140.0278 | 84% | 1.7356 | 16.2801 | 0.12383 | 0.0068795 | 0.31654 | Wood Stove | 13.11 | 20.708 | 52.9347 | 20.708 | 52.9347 | 952.8251 | 106715.7642 | 61487.8123 | 45227.9519 | 1.7356 | 6555 | 16.2801
Pellet Stove | Res HVAC | RET | 18 | 6 | 3152 | 1429 | 3152 | 1429 | 6725.6675 | 500 | 0 | 500 | 6225.6675 | 6725.6675 | 6208.0827 | 84% | 1.0989 | 12.4162 | 0.17251 | 0.0095838 | 0.36328 | Pellet Stove | 0.95 | 1.3075 | 2.7535 | 1.3075 | 2.7535 | 49.5629 | 5897.6786 | 5367.0826 | 530.596 | 1.0989 | 475 | 12.4162
Heat Pump Water Heater with heat pump baseline | Res DHW | RET | 10 | 3.3333 | 1280 | 207 | 1280 | 207 | 1434.1437 | 400 | 0 | 400 | 1034.1437 | 1434.1437 | 1294.2476 | 84% | 0.72536 | 3.2356 | 0.33984 | 0.033984 | 2.0063 | Heat Pump Water Heater with heat pump baseline (not modelled) | 6.27 | 1.2501 | 7.3799 | 1.2501 | 7.3799 | 73.7993 | 8114.9326 | 11187.4404 | -3072.5078 | 0.72536 | 2508 | 3.2356
Heat Pump Water Heater with electric resistance baseline | Res DHW | RET | 10 | 3.3333 | 1179 | 191 | 1179 | 191 | 1434.1437 | 400 | 0 | 400 | 1034.1437 | 1434.1437 | 1192.4564 | 84% | 0.66831 | 2.9811 | 0.36895 | 0.036895 | 2.1744 | Heat Pump Water Heater with electric resistance baseline (not modelled) | 6.27 | 1.1534 | 6.7976 | 1.1534 | 6.7976 | 67.976 | 7476.7016 | 11187.4404 | -3710.7388 | 0.66831 | 2508 | 2.9811
HEA Whole Home (HP + Bld Env) | Res HVAC | RET | 20.8 | 6.9333 | 2897.4057 | 1452.01 | 2897.4057 | 1452.01 | 9594.369 | 1500 | 0 | 1500 | 8094.369 | 9594.369 | 6439.1304 | 84% | 0.79897 | 4.2928 | 0.563 | 0.027067 | 1.0726 | HEA Whole Home (modelled HP + Bld Env, >=80% elec) | 1045 | 1461.4282 | 2784.1981 | 1461.4282 | 2784.1981 | 57911.3218 | 6728891.218 | 8421937.0838 | -1693045.8658 | 0.79897 | 1567500 | 4.2928
HEA Whole Home (Bld Env) | Res HVAC | RET | 20.8 | 6.9333 | 1172.1434 | 276.4 | 1172.1434 | 276.4 | 4162.416 | 900 | 0 | 900 | 3262.416 | 4162.416 | 2119.6701 | 84% | 0.60624 | 2.3552 | 0.835 | 0.040144 | 3.3807 | HEA Whole Home (modelled Bld Env only, >=80% elec) | 855 | 227.6123 | 921.5553 | 227.6123 | 921.5553 | 19168.3507 | 1812317.9107 | 2989447.1999 | -1177129.2892 | 0.60624 | 769500 | 2.3552
E Audit | Res Other | RET | 1 | 0.33333 | 0 | 0 | 0 | 0 | 330.1043 | 330.1043 | 0 | 330.1043 | 0 | 330.1043 | 0 | 100% | 0 | 0 | N/A | N/A | N/A | E Audit | 2029.96 | 0 | 0 | 0 | 0 | 0 | 0 | 670098.5694 | -670098.5694 | 0 | 670098.5694 | 0
D Audit | Res Other | RET | 1 | 0.33333 | 0 | 0 | 0 | 0 | 630.2428 | 431.2428 | 0 | 431.2428 | 199 | 630.2428 | 0 | 100% | 0 | 0 | N/A | N/A | N/A | D Audit | 2533.84 | 0 | 0 | 0 | 0 | 0 | 0 | 1596934.3012 | -1596934.3012 | 0 | 1092700.1412 | 0
Instant Savings | [21 empty] | Instant Savings Total
Measure Name | Technology Type | Decision Type | Measure Life | Remaining Useful Life | Gross Annual Energy Savings per Unit at Meter (kWh) Pre-RUL | Gross Peak Demand Savings per Unit at Meter (Watts) Pre-RUL | Gross Annual Energy Savings per Unit at Meter (kWh) Post-RUL | Gross Peak Demand Savings per Unit at Meter (Watts) Post-RUL | Gross Per Unit One-Time Incremental Measure Cost ($) | Per Unit Incentive ($) | Per Unit Direct Installation Cost ($) | Per Unit DSM Administrator Cost (Incentive + Direct Installation Cost) ($) | Per Unit DSM Customer Cost (Incremental Measure Cost - Incentive) ($) | Total Per Unit DSM Cost ($) | Per Unit Present Value Electric Avoided Cost Benefits ($) | Net-To-Gross Ratio | Net Total Resource Benefit-Cost Ratio (TRC) | Net Program Administrator Benefit-Cost Ratio (PAC) | Net First-Year Unit Cost / kWh at Generator ($/kWh) | Net Lifetime Unit Cost / kWh at Generator ($/kWh) | Net Unit Cost / Watt at Generator ($/W) | Measure Name | Participation (Units) | Total Peak Demand Savings (kW) | Total First Year Energy Savings (MWh) | Total Cumulative Peak Demand Savings (kW) | Total Cumulative First Year Energy Savings (MWh) | Total Lifetime Energy Savings (MWh) | Total Electric Avoided Cost Benefits ($) | TRC Costs ($) | Total TRC Net Resource Benefits ($) | TRC Ratio | PAC Costs ($) | PAC Ratio
Solar lighting fixtures | Res Lighting | ROB/NEW | 2.6 | N/A | 81 | 13.1 | N/A | N/A | 109.4229 | 17 | 0 | 17 | 92.4229 | 109.4229 | 18.6899 | 50% | 0.34161 | 1.0994 | 0.38362 | 0.14755 | 2.2673 | Solar lighting fixtures | 207.8558 | 1.5585 | 9.211 | 1.5585 | 9.211 | 23.9486 | 3884.7964 | 11372.0934 | -7487.297 | 0.34161 | 3533.549 | 1.0994
Smart thermostats for mini-split heat pumps | Res HVAC | RET | 10 | 3.3333 | 564 | 0 | 564 | 0 | 219.2875 | 51 | 0 | 51 | 168.2875 | 219.2875 | 598.7733 | 100% | 2.7305 | 11.7407 | 0.082642 | 0.0082642 | N/A | Smart thermostats for mini-split heat pumps | 69.1795 | 0 | 42.692 | 0 | 42.692 | 426.9197 | 41422.855 | 15170.2082 | 26252.6467 | 2.7305 | 3528.156 | 11.7407
Smart thermostats for in-floor heat | Res HVAC | RET | 10 | 3.3333 | 312 | 0 | 312 | 0 | 303.5476 | 51 | 0 | 51 | 252.5476 | 303.5476 | 331.2363 | 100% | 1.0632 | 6.4948 | 0.14939 | 0.014939 | N/A | Smart thermostats for in-floor heat | 400 | 0 | 136.5539 | 0 | 136.5539 | 1365.5388 | 132494.5154 | 124620.3362 | 7874.1792 | 1.0632 | 20400 | 6.4948
Smart thermostats for electric baseboards | Res HVAC | RET | 10 | 3.3333 | 312 | 0 | 312 | 0 | 193.6052 | 51 | 0 | 51 | 142.6052 | 193.6052 | 331.2363 | 100% | 1.643 | 6.4948 | 0.14939 | 0.014939 | N/A | Smart thermostats for electric baseboards | 3000 | 0 | 1024.1541 | 0 | 1024.1541 | 10241.5407 | 993708.8656 | 604825.3845 | 388883.4811 | 1.643 | 153000 | 6.4948
Smart hot water heater controllers | Res DHW | RET | 10 | 3.3333 | 421.5 | 0 | 421.5 | 0 | 343.1938 | 34 | 0 | 34 | 309.1938 | 343.1938 | 426.1663 | 100% | 1.2418 | 12.5343 | 0.073721 | 0.0073721 | N/A | Smart hot water heater controllers | 55 | 0 | 25.3659 | 0 | 25.3659 | 253.6587 | 23439.1445 | 18875.6564 | 4563.4881 | 1.2418 | 1870 | 12.5343
Programmable thermostats for electric heat | Res HVAC | ROB/NEW | 10 | N/A | 164 | 0 | N/A | N/A | 43.0306 | 21.25 | 0 | 21.25 | 21.7806 | 43.0306 | 174.1114 | 100% | 4.0462 | 8.1935 | 0.11842 | 0.011842 | N/A | Programmable thermostats for electric heat | 700 | 0 | 125.6121 | 0 | 125.6121 | 1256.1206 | 121877.9677 | 30121.4503 | 91756.5174 | 4.0462 | 14875 | 8.1935
Outdoor Motion Sensor - Hard Wired | Res Lighting | RET | 10 | 3.3333 | 22.1 | 0 | 22.1 | 0 | 47.0126 | 6.8 | 0 | 6.8 | 40.2126 | 47.0126 | 22.3791 | 100% | 0.39745 | 3.291 | 0.28121 | 0.028121 | N/A | Outdoor Motion Sensor - Hard Wired | 2500 | 0 | 60.4535 | 0 | 60.4535 | 604.5354 | 55947.7547 | 140765.7319 | -84817.9772 | 0.39745 | 17000 | 3.291
Outdoor Heavy Duty Timers | Res Other | ROB/NEW | 10 | N/A | 122 | 0 | N/A | N/A | 23.4657 | 8.5 | 0 | 8.5 | 14.9657 | 23.4657 | 123.4281 | 100% | 5.2599 | 14.5209 | 0.063675 | 0.0063675 | N/A | Outdoor Heavy Duty Timers | 2500 | 0 | 333.7254 | 0 | 333.7254 | 3337.2542 | 308570.1484 | 58664.2543 | 249905.8941 | 5.2599 | 21250 | 14.5209
Outdoor clotheslines | Res Other | ROB/NEW | 10 | N/A | 71 | 0 | N/A | N/A | 72.6998 | 12.75 | 0 | 12.75 | 59.9498 | 72.6998 | 71.8311 | 100% | 0.98805 | 5.6338 | 0.16412 | 0.016412 | N/A | Outdoor clotheslines | 3000 | 0 | 233.0607 | 0 | 233.0607 | 2330.607 | 215493.2512 | 218099.4983 | -2606.2471 | 0.98805 | 38250 | 5.6338
Outdoor clothes dryers | Res Other | ROB/NEW | 10 | N/A | 71 | 0 | N/A | N/A | 149.9496 | 21.25 | 0 | 21.25 | 128.6996 | 149.9496 | 71.8311 | 100% | 0.47903 | 3.3803 | 0.27353 | 0.027353 | N/A | Outdoor clothes dryers | 750 | 0 | 58.2652 | 0 | 58.2652 | 582.6518 | 53873.3128 | 112462.2274 | -58588.9146 | 0.47903 | 15937.5 | 3.3803
Indoor Motion Sensors - Hard wired | Res Lighting | RET | 10 | 3.3333 | 22.1 | 0 | 22.1 | 0 | 29.3306 | 4.25 | 0 | 4.25 | 25.0806 | 29.3306 | 22.3791 | 100% | 0.55486 | 5.2657 | 0.17575 | 0.017575 | N/A | Indoor Motion Sensors - Hard wired | 373.6248 | 0 | 9.0348 | 0 | 9.0348 | 90.3478 | 8361.388 | 15069.4339 | -6708.0458 | 0.55486 | 1587.9055 | 5.2657
Heat Pump Water Heater | Res DHW | ROB/NEW | 10 | N/A | 922 | 149 | N/A | N/A | 1434.1437 | 680 | 0 | 680 | 754.1437 | 1434.1437 | 1108.9809 | 100% | 0.77327 | 1.6309 | 0.67404 | 0.067404 | 3.9868 | Heat Pump Water Heater | 201.1888 | 34.3156 | 202.9664 | 34.3156 | 202.9664 | 2029.6642 | 223114.5508 | 288533.6632 | -65419.1125 | 0.77327 | 136808.3945 | 1.6309
Energy Star certified ventilating fans | Res HVAC | ROB/NEW | 19 | N/A | 143 | 14.3 | N/A | N/A | 21.0722 | 21.25 | 0 | 21.25 | -0.17777 | 21.0722 | 256.7416 | 100% | 12.082 | 12.082 | 0.13581 | 0.0071479 | 1.2981 | Energy Star certified ventilating fans | 100 | 1.637 | 15.6468 | 1.637 | 15.6468 | 297.2892 | 25674.1633 | 2125 | 23549.1633 | 12.082 | 2125 | 12.082
Energy Star certified variable speed pool pumps | Res Other | ROB/NEW | 10 | N/A | 530 | 0 | N/A | N/A | 1625.3919 | 425 | 0 | 425 | 1200.3919 | 1625.3919 | 536.2039 | 100% | 0.32989 | 1.2617 | 0.73286 | 0.073286 | N/A | Energy Star certified variable speed pool pumps | 59.2582 | 0 | 34.3648 | 0 | 34.3648 | 343.6477 | 31774.455 | 96317.736 | -64543.281 | 0.32989 | 25184.7185 | 1.2617
Energy Star certified Room Air Purifiers (RAP) | Res HVAC | ROB/NEW | 9 | N/A | 435 | 74.4 | N/A | N/A | 82.2475 | 63.75 | 0 | 63.75 | 18.4975 | 82.2475 | 507.5435 | 100% | 6.1709 | 7.9615 | 0.13394 | 0.014882 | 0.74852 | Energy Star certified Room Air Purifiers (RAP) | 3500 | 298.0868 | 1665.8916 | 298.0868 | 1665.8916 | 14993.0247 | 1776402.2188 | 287866.2997 | 1488535.9191 | 6.1709 | 223125 | 7.9615
Energy Star certified room air conditioners | Res HVAC | ROB/NEW | 10 | N/A | 363.84 | 0 | N/A | N/A | 106.1416 | 25.5 | 0 | 25.5 | 80.6416 | 106.1416 | 386.2725 | 100% | 3.6392 | 15.1479 | 0.064053 | 0.0064053 | N/A | Energy Star certified room air conditioners | 225 | 0 | 89.5741 | 0 | 89.5741 | 895.7409 | 86911.3062 | 23881.862 | 63029.4441 | 3.6392 | 5737.5 | 15.1479
Energy Star certified heat pump clothes dryers | Res Other | ROB/NEW | 10 | N/A | 333.068 | 0 | N/A | N/A | 988.9413 | 127.5 | 0 | 127.5 | 861.4413 | 988.9413 | 336.9667 | 100% | 0.34073 | 2.6429 | 0.34985 | 0.034985 | N/A | Energy Star certified heat pump clothes dryers | 100 | 0 | 36.4437 | 0 | 36.4437 | 364.4369 | 33696.6696 | 98894.126 | -65197.4564 | 0.34073 | 12750 | 2.6429
Energy Star certified dishwashers | Res Other | ROB/NEW | 11 | N/A | 14.2 | 1.3 | N/A | N/A | 209.4526 | 63.75 | 0 | 63.75 | 145.7026 | 209.4526 | 16.974 | 100% | 0.08104 | 0.26626 | 4.103 | 0.373 | 42.8386 | Energy Star certified dishwashers | 3000 | 4.4644 | 46.6121 | 4.4644 | 46.6121 | 512.7335 | 50922.1342 | 628357.774 | -577435.6398 | 0.08104 | 191250 | 0.26626
Energy Star certified combination washer/dryer units | Res Other | ROB/NEW | 11 | N/A | 144 | 19.9 | N/A | N/A | 555.8508 | 127.5 | 0 | 127.5 | 428.3508 | 555.8508 | 180.6409 | 100% | 0.32498 | 1.4168 | 0.8092 | 0.073564 | 5.597 | Energy Star certified combination washer/dryer units | 140.4852 | 3.2003 | 22.1351 | 3.2003 | 22.1351 | 243.4866 | 25377.368 | 78088.8019 | -52711.4339 | 0.32498 | 17911.8605 | 1.4168
Energy Star certified clothes washers (Tier 3) | Res Other | ROB/NEW | 11 | N/A | 138 | 19 | N/A | N/A | -10.1293 | 63.75 | 0 | 63.75 | -73.8793 | -10.1293 | 173.0244 | 100% | 2.7141 | 2.7141 | 0.42219 | 0.038381 | 2.9311 | Energy Star certified clothes washers (Tier 3) | 3250 | 70.6869 | 490.7405 | 70.6869 | 490.7405 | 5398.1454 | 562329.451 | 207187.5 | 355141.951 | 2.7141 | 207187.5 | 2.7141
Energy Star certified clothes dryers | Res Other | ROB/NEW | 12 | N/A | 25 | 35 | N/A | N/A | 196.6416 | 63.75 | 0 | 63.75 | 132.8916 | 196.6416 | 75.8259 | 100% | 0.3856 | 1.1894 | 2.3305 | 0.19421 | 1.5911 | Energy Star certified clothes dryers | 3000 | 120.1963 | 82.0636 | 120.1963 | 82.0636 | 984.7635 | 227477.5719 | 589924.6612 | -362447.0893 | 0.3856 | 191250 | 1.1894
Dimmer Switches | Res Lighting | RET | 10 | 3.3333 | 8.2 | 1.6115 | 8.2 | 1.6115 | 19.9352 | 2.55 | 0 | 2.55 | 17.3852 | 19.9352 | 10.2154 | 100% | 0.3302 | 4.0061 | 0.28421 | 0.028421 | 1.3823 | Dimmer Switches | 6300 | 11.6218 | 56.5254 | 11.6218 | 56.5254 | 565.2543 | 64357.2953 | 194906.8619 | -130549.5666 | 0.3302 | 16065 | 4.0061
Cordless electric lawn mowers | Res Other | ROB/NEW | 8 | N/A | 13.8 | 0 | N/A | N/A | 297.696 | 25.5 | 0 | 25.5 | 272.196 | 297.696 | 11.8443 | 100% | 0.039787 | 0.46448 | 1.6888 | 0.2111 | N/A | Cordless electric lawn mowers | 250 | 0 | 3.7749 | 0 | 3.7749 | 30.1994 | 2961.0839 | 74423.9988 | -71462.9149 | 0.039787 | 6375 | 0.46448
MHEEP | [21 empty] | MHEEP Total
Measure Name | Technology Type | Decision Type | Measure Life | Remaining Useful Life | Gross Annual Energy Savings per Unit at Meter (kWh) Pre-RUL | Gross Peak Demand Savings per Unit at Meter (Watts) Pre-RUL | Gross Annual Energy Savings per Unit at Meter (kWh) Post-RUL | Gross Peak Demand Savings per Unit at Meter (Watts) Post-RUL | Gross Per Unit One-Time Incremental Measure Cost ($) | Per Unit Incentive ($) | Per Unit Direct Installation Cost ($) | Per Unit DSM Administrator Cost (Incentive + Direct Installation Cost) ($) | Per Unit DSM Customer Cost (Incremental Measure Cost - Incentive) ($) | Total Per Unit DSM Cost ($) | Per Unit Present Value Electric Avoided Cost Benefits ($) | Net-To-Gross Ratio | Net Total Resource Benefit-Cost Ratio (TRC) | Net Program Administrator Benefit-Cost Ratio (PAC) | Net First-Year Unit Cost / kWh at Generator ($/kWh) | Net Lifetime Unit Cost / kWh at Generator ($/kWh) | Net Unit Cost / Watt at Generator ($/W) | Measure Name | Participation (Units) | Total Peak Demand Savings (kW) | Total First Year Energy Savings (MWh) | Total Cumulative Peak Demand Savings (kW) | Total Cumulative First Year Energy Savings (MWh) | Total Lifetime Energy Savings (MWh) | Total Electric Avoided Cost Benefits ($) | TRC Costs ($) | Total TRC Net Resource Benefits ($) | TRC Ratio | PAC Costs ($) | PAC Ratio
Programmable thermostats | Res HVAC | RET | 10 | 3.3333 | 221 | 0 | 221 | 0 | 0 | 0 | 192.5111 | 192.5111 | 0 | 192.5111 | 234.7369 | 100% | 1.2193 | 1.2193 | 0.79573 | 0.079573 | N/A | Programmable thermostats for electric heat (not modelled) | 92.34 | 0 | 22.3397 | 0 | 22.3397 | 223.397 | 21675.607 | 17776.4772 | 3899.1298 | 1.2193 | 17776.4772 | 1.2193
MHEEP Whole Home | Res HVAC | RET | 20.8 | 6.9333 | 1673.752 | 1078.9079 | 1673.752 | 1078.9079 | 0 | 0 | 2629.5503 | 2629.5503 | 0 | 2629.5503 | 4874.2578 | 100% | 1.8536 | 1.8536 | 1.4351 | 0.068997 | 2.1256 | MHEEP Whole Home (modelled) | 180 | 222.6738 | 329.8062 | 222.6738 | 329.8062 | 6859.9698 | 877366.4068 | 473319.0568 | 404047.35 | 1.8536 | 473319.0568 | 1.8536
E Audit | Res Other | RET | 1 | 0.33333 | 0 | 0 | 0 | 0 | 0 | 0 | 615.0741 | 615.0741 | 0 | 615.0741 | 0 | 100% | 0 | 0 | N/A | N/A | N/A | E Audit | 180 | 0 | 0 | 0 | 0 | 0 | 0 | 110713.3437 | -110713.3437 | 0 | 110713.3437 | 0
D Audit | Res Other | RET | 1 | 0.33333 | 0 | 0 | 0 | 0 | 0 | 0 | 328.204 | 328.204 | 0 | 328.204 | 0 | 100% | 0 | 0 | N/A | N/A | N/A | D Audit | 163 | 0 | 0 | 0 | 0 | 0 | 0 | 53497.2561 | -53497.2561 | 0 | 53497.2561 | 0
Residential Behaviour | [21 empty] | Residential Behaviour Total
Measure Name | Technology Type | Decision Type | Measure Life | Remaining Useful Life | Gross Annual Energy Savings per Unit at Meter (kWh) Pre-RUL | Gross Peak Demand Savings per Unit at Meter (Watts) Pre-RUL | Gross Annual Energy Savings per Unit at Meter (kWh) Post-RUL | Gross Peak Demand Savings per Unit at Meter (Watts) Post-RUL | Gross Per Unit One-Time Incremental Measure Cost ($) | Per Unit Incentive ($) | Per Unit Direct Installation Cost ($) | Per Unit DSM Administrator Cost (Incentive + Direct Installation Cost) ($) | Per Unit DSM Customer Cost (Incremental Measure Cost - Incentive) ($) | Total Per Unit DSM Cost ($) | Per Unit Present Value Electric Avoided Cost Benefits ($) | Net-To-Gross Ratio | Net Total Resource Benefit-Cost Ratio (TRC) | Net Program Administrator Benefit-Cost Ratio (PAC) | Net First-Year Unit Cost / kWh at Generator ($/kWh) | Net Lifetime Unit Cost / kWh at Generator ($/kWh) | Net Unit Cost / Watt at Generator ($/W) | Measure Name | Participation (Units) | Total Peak Demand Savings (kW) | Total First Year Energy Savings (MWh) | Total Cumulative Peak Demand Savings (kW) | Total Cumulative First Year Energy Savings (MWh) | Total Lifetime Energy Savings (MWh) | Total Electric Avoided Cost Benefits ($) | TRC Costs ($) | Total TRC Net Resource Benefits ($) | TRC Ratio | PAC Costs ($) | PAC Ratio
Home Energy Report | Res Other | RET | 1 | 0.33333 | 75.753 | 0 | 75.753 | 0 | 0 | 0 | 6.106 | 6.106 | 0 | 6.106 | 11.3558 | 100% | 1.8598 | 1.8598 | 0.073631 | 0.073631 | N/A | Home Energy Report | 205000 | 0 | 17000.0052 | 0 | 17000.0052 | 17000.0054 | 2327940.8639 | 1251730 | 1076210.8639 | 1.8598 | 1251730 | 1.8598
SEM | [21 empty] | SEM Total
Measure Name | Technology Type | Decision Type | Measure Life | Remaining Useful Life | Gross Annual Energy Savings per Unit at Meter (kWh) Pre-RUL | Gross Peak Demand Savings per Unit at Meter (Watts) Pre-RUL | Gross Annual Energy Savings per Unit at Meter (kWh) Post-RUL | Gross Peak Demand Savings per Unit at Meter (Watts) Post-RUL | Gross Per Unit One-Time Incremental Measure Cost ($) | Per Unit Incentive ($) | Per Unit Direct Installation Cost ($) | Per Unit DSM Administrator Cost (Incentive + Direct Installation Cost) ($) | Per Unit DSM Customer Cost (Incremental Measure Cost - Incentive) ($) | Total Per Unit DSM Cost ($) | Per Unit Present Value Electric Avoided Cost Benefits ($) | Net-To-Gross Ratio | Net Total Resource Benefit-Cost Ratio (TRC) | Net Program Administrator Benefit-Cost Ratio (PAC) | Net First-Year Unit Cost / kWh at Generator ($/kWh) | Net Lifetime Unit Cost / kWh at Generator ($/kWh) | Net Unit Cost / Watt at Generator ($/W) | Measure Name | Participation (Units) | Total Peak Demand Savings (kW) | Total First Year Energy Savings (MWh) | Total Cumulative Peak Demand Savings (kW) | Total Cumulative First Year Energy Savings (MWh) | Total Lifetime Energy Savings (MWh) | Total Electric Avoided Cost Benefits ($) | TRC Costs ($) | Total TRC Net Resource Benefits ($) | TRC Ratio | PAC Costs ($) | PAC Ratio
Custom - Strategic Energy Management | BNI Other | ROB/NEW | 5.4549 | N/A | 1000000 | 100000 | N/A | N/A | 52030.2005 | 160000 | 0 | 160000 | -107969.7995 | 52030.2005 | 737991.1084 | 100% | 4.6124 | 4.6124 | 0.1529 | 0.02803 | 1.5321 | Custom - Strategic Energy Management | 3.8 | 396.8478 | 3976.4718 | 396.8478 | 3976.4718 | 21691.2364 | 2804366.2119 | 608000 | 2196366.2119 | 4.6124 | 608000 | 4.6124
Small Business Energy Solutions | [21 empty] | Small Business Energy Solutions Total
Measure Name | Technology Type | Decision Type | Measure Life | Remaining Useful Life | Gross Annual Energy Savings per Unit at Meter (kWh) Pre-RUL | Gross Peak Demand Savings per Unit at Meter (Watts) Pre-RUL | Gross Annual Energy Savings per Unit at Meter (kWh) Post-RUL | Gross Peak Demand Savings per Unit at Meter (Watts) Post-RUL | Gross Per Unit One-Time Incremental Measure Cost ($) | Per Unit Incentive ($) | Per Unit Direct Installation Cost ($) | Per Unit DSM Administrator Cost (Incentive + Direct Installation Cost) ($) | Per Unit DSM Customer Cost (Incremental Measure Cost - Incentive) ($) | Total Per Unit DSM Cost ($) | Per Unit Present Value Electric Avoided Cost Benefits ($) | Net-To-Gross Ratio | Net Total Resource Benefit-Cost Ratio (TRC) | Net Program Administrator Benefit-Cost Ratio (PAC) | Net First-Year Unit Cost / kWh at Generator ($/kWh) | Net Lifetime Unit Cost / kWh at Generator ($/kWh) | Net Unit Cost / Watt at Generator ($/W) | Measure Name | Participation (Units) | Total Peak Demand Savings (kW) | Total First Year Energy Savings (MWh) | Total Cumulative Peak Demand Savings (kW) | Total Cumulative First Year Energy Savings (MWh) | Total Lifetime Energy Savings (MWh) | Total Electric Avoided Cost Benefits ($) | TRC Costs ($) | Total TRC Net Resource Benefits ($) | TRC Ratio | PAC Costs ($) | PAC Ratio
SBES - Refrigeration | BNI Refrigeration | RET | 13.761 | 4.587 | 4828.3501 | 757.7892 | 4828.3501 | 757.7892 | 6086.5757 | 2172.7576 | 0 | 2172.7576 | 3913.8182 | 6086.5757 | 5461.4285 | 80% | 1.1216 | 2.5136 | 0.52525 | 0.03817 | 3.2837 | SBES - Refrigeration | 23.4 | 15.4832 | 96.7966 | 15.4832 | 96.7966 | 1332.0171 | 127797.4274 | 113940.6976 | 13856.7298 | 1.1216 | 50842.527 | 2.5136
SBES - Other | BNI Other | RET | 11.9056 | 3.9685 | 16259.6878 | 3799.194 | 16259.6878 | 3799.194 | 37429.6608 | 7316.8595 | 0 | 7316.8595 | 30112.8013 | 37429.6608 | 18220.222 | 80% | 0.60848 | 2.4902 | 0.52525 | 0.044118 | 2.2057 | SBES - Other | 1 | 3.3173 | 13.9302 | 3.3173 | 13.9302 | 165.847 | 18220.222 | 29943.7286 | -11723.5066 | 0.60848 | 7316.8595 | 2.4902
SBES - Motors | BNI Process | RET | 14.124 | 4.708 | 22020.7119 | 2268.485 | 22020.7119 | 2268.485 | 46402.5755 | 9909.3204 | 0 | 9909.3204 | 36493.2552 | 46402.5755 | 24054.7014 | 80% | 0.64799 | 2.4275 | 0.52525 | 0.037188 | 5.0028 | SBES - Motors | 1 | 1.9808 | 18.8659 | 1.9808 | 18.8659 | 266.4624 | 24054.7014 | 37122.0604 | -13067.3591 | 0.64799 | 9909.3204 | 2.4275
SBES - Lighting - Outdoor | BNI Lighting | RET | 14.4608 | 4.8203 | 25691.8525 | 5484.5682 | 25691.8525 | 5484.5682 | 14723.9414 | 11561.3336 | 0 | 11561.3336 | 3162.6078 | 14723.9414 | 31876.9453 | 80% | 2.7062 | 2.7572 | 0.52525 | 0.036322 | 2.4142 | SBES - Lighting - Outdoor | 60 | 287.3354 | 1320.6632 | 287.3354 | 1320.6632 | 19097.8259 | 1912616.7188 | 706749.1893 | 1205867.5296 | 2.7062 | 693680.018 | 2.7572
SBES - Lighting - Indoor | BNI Lighting | RET | 14.6503 | 4.8834 | 22175.1926 | 3756.774 | 22175.1926 | 3756.774 | 15569.142 | 9978.8367 | 0 | 9978.8367 | 5590.3054 | 15569.142 | 26584.6351 | 80% | 2.1344 | 2.6641 | 0.52525 | 0.035853 | 3.0421 | SBES - Lighting - Indoor | 102 | 334.5882 | 1937.818 | 334.5882 | 1937.818 | 28389.6434 | 2711632.7775 | 1270441.9903 | 1441190.7871 | 2.1344 | 1017841.3411 | 2.6641
SBES - Lighting - Controls | BNI Lighting | RET | 10.2325 | 3.4108 | 4128.5 | 673.7469 | 4128.5 | 673.7469 | 8594.2727 | 1857.825 | 0 | 1857.825 | 6736.4477 | 8594.2727 | 3937.1369 | 80% | 0.57264 | 2.1192 | 0.52525 | 0.051332 | 3.158 | SBES - Lighting - Controls | 7.2 | 4.2357 | 25.4666 | 4.2357 | 25.4666 | 260.5857 | 28347.3859 | 49503.0109 | -21155.625 | 0.57264 | 13376.3401 | 2.1192
SBES - HVAC | BNI HVAC | RET | 17.5305 | 5.8435 | 22860.34 | 6869.5419 | 22860.34 | 6869.5419 | 24099.7388 | 10287.153 | 0 | 10287.153 | 13812.5858 | 24099.7388 | 36381.4342 | 80% | 1.887 | 3.5366 | 0.52525 | 0.029962 | 1.715 | SBES - HVAC | 110.0807 | 660.2895 | 2155.9528 | 660.2895 | 2155.9528 | 37794.9752 | 4004893.4792 | 2122332.7476 | 1882560.7316 | 1.887 | 1132416.926 | 3.5366
SBES - DHW | BNI Domestic Hot Water (DHW) | RET | 13.6532 | 4.5511 | 11451.9328 | 2644.0796 | 11451.9328 | 2644.0796 | 8361.4448 | 5153.3698 | 0 | 5153.3698 | 3208.075 | 8361.4448 | 14008.6567 | 80% | 2.0942 | 2.7183 | 0.52525 | 0.038471 | 2.2321 | SBES - DHW | 5.932 | 13.6953 | 58.2002 | 13.6953 | 58.2002 | 794.6163 | 83099.1655 | 39679.9837 | 43419.1818 | 2.0942 | 30569.7211 | 2.7183
SBES - Commercial Kitchen | BNI Cooking and Laundry | RET | 12.3329 | 4.111 | 4683.3107 | 947.0326 | 4683.3107 | 947.0326 | 14423.1965 | 2107.4898 | 0 | 2107.4898 | 12315.7067 | 14423.1965 | 5213.6896 | 80% | 0.45185 | 2.4739 | 0.52525 | 0.042589 | 2.5486 | SBES - Commercial Kitchen | 4 | 3.3077 | 16.0494 | 3.3077 | 16.0494 | 197.9358 | 20854.7585 | 46154.2289 | -25299.4704 | 0.45185 | 8429.9592 | 2.4739
SBES - Agriculture | BNI Process | RET | 14.9345 | 4.9782 | 23851.8723 | 5552.5022 | 23851.8723 | 5552.5022 | 45929.6337 | 10733.3425 | 0 | 10733.3425 | 35196.2912 | 45929.6337 | 30566.4347 | 80% | 0.83188 | 2.8478 | 0.52525 | 0.03517 | 2.2139 | SBES - Agriculture | 6 | 29.0894 | 122.6081 | 29.0894 | 122.6081 | 1831.0877 | 183398.6079 | 220462.2418 | -37063.6339 | 0.83188 | 64400.0551 | 2.8478
CDI - Tank Wrap - Electrical Heating | BNI Domestic Hot Water (DHW) | RET | 7 | 2.3333 | 113.685 | 1.81 | 113.685 | 1.81 | 0 | 0 | 36.8948 | 36.8948 | 0 | 36.8948 | 90.8663 | 100% | 2.4628 | 2.4628 | 0.30304 | 0.043292 | 18.6759 | CDI - Tank Wrap - Electrical Heating | 7 | 0.013829 | 0.85223 | 0.013829 | 0.85223 | 5.9656 | 636.0644 | 258.2637 | 377.8007 | 2.4628 | 258.2637 | 2.4628
CDI - Smart thermostats for mini-split heat pumps | BNI HVAC | RET | 10 | 3.3333 | 312 | 0 | 312 | 0 | 0 | 0 | 211.9351 | 211.9351 | 0 | 211.9351 | 323.4209 | 100% | 1.526 | 1.526 | 0.6343 | 0.06343 | N/A | CDI - Smart thermostats for mini-split heat pumps | 20.6719 | 0 | 6.907 | 0 | 6.907 | 69.0701 | 6685.7163 | 4381.0967 | 2304.6197 | 1.526 | 4381.0967 | 1.526
CDI - Smart thermostats for in-floor heat | BNI HVAC | RET | 10 | 3.3333 | 564 | 0 | 564 | 0 | 0 | 0 | 309.5161 | 309.5161 | 0 | 309.5161 | 584.6455 | 100% | 1.8889 | 1.8889 | 0.51245 | 0.051245 | N/A | CDI - Smart thermostats for in-floor heat | 1 | 0 | 0.604 | 0 | 0.604 | 6.04 | 584.6455 | 309.5161 | 275.1294 | 1.8889 | 309.5161 | 1.8889
CDI - Smart thermostats for electric baseboards | BNI HVAC | RET | 10 | 3.3333 | 312 | 0 | 312 | 0 | 0 | 0 | 167.6257 | 167.6257 | 0 | 167.6257 | 323.4209 | 100% | 1.9294 | 1.9294 | 0.50168 | 0.050168 | N/A | CDI - Smart thermostats for electric baseboards | 6.3 | 0 | 2.105 | 0 | 2.105 | 21.0499 | 2037.5516 | 1056.0418 | 981.5098 | 1.9294 | 1056.0418 | 1.9294
CDI - Smart thermostats for central air source heat pumps | BNI HVAC | RET | 10 | 3.3333 | 1128 | 0 | 1128 | 0 | 0 | 0 | 419.0163 | 419.0163 | 0 | 419.0163 | 1169.2909 | 100% | 2.7906 | 2.7906 | 0.34687 | 0.034687 | N/A | CDI - Smart thermostats for central air source heat pumps | 3.15 | 0 | 3.8052 | 0 | 3.8052 | 38.0518 | 3683.2664 | 1319.9013 | 2363.3652 | 2.7906 | 1319.9013 | 2.7906
CDI - Showerhead - 1gpm improvement | BNI Domestic Hot Water (DHW) | RET | 10 | 3.3333 | 429 | 82.4 | 429 | 82.4 | 0 | 0 | 60.5512 | 60.5512 | 0 | 60.5512 | 519.4643 | 100% | 8.5789 | 8.5789 | 0.1318 | 0.01318 | 0.67327 | CDI - Showerhead - 1gpm improvement | 9 | 0.80942 | 4.1348 | 0.80942 | 4.1348 | 41.3481 | 4675.1791 | 544.9611 | 4130.218 | 8.5789 | 544.9611 | 8.5789
CDI - Showerhead - 0.5gpm improvement | BNI Domestic Hot Water (DHW) | RET | 10 | 3.3333 | 215 | 41.3 | 215 | 41.3 | 0 | 0 | 60.5512 | 60.5512 | 0 | 60.5512 | 260.3421 | 100% | 4.2995 | 4.2995 | 0.26298 | 0.026298 | 1.3433 | CDI - Showerhead - 0.5gpm improvement | 3 | 0.13523 | 0.69074 | 0.13523 | 0.69074 | 6.9074 | 781.0263 | 181.6537 | 599.3726 | 4.2995 | 181.6537 | 4.2995
CDI - Shower Valve - on 2.5gpm shower | BNI Domestic Hot Water (DHW) | RET | 10 | 3.3333 | 135 | 25.9 | 135 | 25.9 | 0 | 0 | 50.4843 | 50.4843 | 0 | 50.4843 | 163.4338 | 100% | 3.2373 | 3.2373 | 0.34919 | 0.034919 | 1.7859 | CDI - Shower Valve - on 2.5gpm shower | 1 | 0.028269 | 0.14457 | 0.028269 | 0.14457 | 1.4457 | 163.4338 | 50.4843 | 112.9495 | 3.2373 | 50.4843 | 3.2373
CDI - Pipe Wrap - Electrical Heating | BNI Domestic Hot Water (DHW) | RET | 13 | 4.3333 | 9.0805 | 0.244 | 9.0805 | 0.244 | 0 | 0 | 2.6961 | 2.6961 | 0 | 2.6961 | 10.9751 | 100% | 4.0707 | 4.0707 | 0.27725 | 0.021327 | 10.1236 | CDI - Pipe Wrap - Electrical Heating | 25.5 | 0.006791 | 0.24797 | 0.006791 | 0.24797 | 3.2237 | 279.8639 | 68.75 | 211.114 | 4.0707 | 68.75 | 4.0707
CDI - PAR38 15W - replacing 90W | BNI Lighting | RET | 1 | 0.33333 | 257.31 | 38.984 | 257.31 | 38.984 | 0 | 0 | 21.3087 | 21.3087 | 0 | 21.3087 | 44.56 | 100% | 2.0912 | 2.0912 | 0.077329 | 0.077329 | 0.5008 | CDI - PAR38 15W - replacing 90W | 4 | 0.1702 | 1.1022 | 0.1702 | 1.1022 | 1.1022 | 178.2401 | 85.2348 | 93.0053 | 2.0912 | 85.2348 | 2.0912
CDI - PAR38 15W - replacing 150W | BNI Lighting | RET | 1 | 0.33333 | 463.158 | 70.136 | 463.158 | 70.136 | 0 | 0 | 21.3087 | 21.3087 | 0 | 21.3087 | 80.2023 | 100% | 3.7638 | 3.7638 | 0.042961 | 0.042961 | 0.27836 | CDI - PAR38 15W - replacing 150W | 8 | 0.6124 | 3.968 | 0.6124 | 3.968 | 3.968 | 641.6185 | 170.4697 | 471.1488 | 3.7638 | 170.4697 | 3.7638
CDI - PAR20 7W - replacing 50W | BNI Lighting | RET | 1 | 0.33333 | 147.715 | 22.352 | 147.715 | 22.352 | 0 | 0 | 8.7435 | 8.7435 | 0 | 8.7435 | 25.5762 | 100% | 2.9252 | 2.9252 | 0.055272 | 0.055272 | 0.3584 | CDI - PAR20 7W - replacing 50W | 35 | 0.85387 | 5.5367 | 0.85387 | 5.5367 | 5.5367 | 895.1681 | 306.0224 | 589.1457 | 2.9252 | 306.0224 | 2.9252
CDI - Packaged Terminal Heat Pump | BNI HVAC | RET | 15 | 5 | 1797.3229 | 0 | 1797.3229 | 0 | 0 | 0 | 23973.6853 | 23973.6853 | 0 | 23973.6853 | 2456.3794 | 100% | 0.10246 | 0.10246 | 12.4553 | 0.83035 | N/A | CDI - Packaged Terminal Heat Pump | 8.3853 | 0 | 16.1399 | 0 | 16.1399 | 242.0981 | 20597.478 | 201026.5437 | -180429.0658 | 0.10246 | 201026.5437 | 0.10246
CDI - LED Nightlight | BNI Lighting | RET | 1 | 0.33333 | 27.9229 | 3.476 | 27.9229 | 3.476 | 0 | 0 | 4.5963 | 4.5963 | 0 | 4.5963 | 4.7122 | 100% | 1.0252 | 1.0252 | 0.15371 | 0.15371 | 1.2115 | CDI - LED Nightlight | 13 | 0.049321 | 0.38874 | 0.049321 | 0.38874 | 0.38874 | 61.259 | 59.7523 | 1.5067 | 1.0252 | 59.7523 | 1.0252
CDI - Kitchen Aerator | BNI Domestic Hot Water (DHW) | RET | 10 | 3.3333 | 269 | 51.6 | 269 | 51.6 | 0 | 0 | 26.3225 | 26.3225 | 0 | 26.3225 | 325.6477 | 100% | 12.3715 | 12.3715 | 0.091373 | 0.0091373 | 0.46738 | CDI - Kitchen Aerator | 11 | 0.61951 | 3.1688 | 0.61951 | 3.1688 | 31.6884 | 3582.1251 | 289.547 | 3292.5781 | 12.3715 | 289.547 | 12.3715
CDI - GU10 - replacing 50W | BNI Lighting | RET | 1 | 0.33333 | 147.715 | 22.352 | 147.715 | 22.352 | 0 | 0 | 7.7163 | 7.7163 | 0 | 7.7163 | 25.5762 | 100% | 3.3146 | 3.3146 | 0.048779 | 0.048779 | 0.31629 | CDI - GU10 - replacing 50W | 35 | 0.85387 | 5.5367 | 0.85387 | 5.5367 | 5.5367 | 895.1681 | 270.0713 | 625.0968 | 3.3146 | 270.0713 | 3.3146
CDI - G25 (Globe) | BNI Lighting | RET | 1 | 0.33333 | 113.407 | 17.16 | 113.407 | 17.16 | 0 | 0 | 6.9389 | 6.9389 | 0 | 6.9389 | 19.6359 | 100% | 2.8298 | 2.8298 | 0.057134 | 0.057134 | 0.37048 | CDI - G25 (Globe) | 8 | 0.14983 | 0.9716 | 0.14983 | 0.9716 | 0.9716 | 157.0868 | 55.5115 | 101.5753 | 2.8298 | 55.5115 | 2.8298
CDI - E12 Chandelier | BNI Lighting | RET | 1 | 0.33333 | 120.078 | 18.216 | 120.078 | 18.216 | 0 | 0 | 7.5596 | 7.5596 | 0 | 7.5596 | 20.7985 | 100% | 2.7513 | 2.7513 | 0.058787 | 0.058787 | 0.38022 | CDI - E12 Chandelier | 40 | 0.79528 | 5.1437 | 0.79528 | 5.1437 | 5.1437 | 831.9408 | 302.3827 | 529.5581 | 2.7513 | 302.3827 | 2.7513
CDI - Ductless Mini-Split Heat Pump | BNI HVAC | RET | 18 | 6 | 5481.7351 | 2140.7043 | 5481.7351 | 2140.7043 | 0 | 0 | 10250.3923 | 10250.3923 | 0 | 10250.3923 | 11900.7428 | 100% | 1.161 | 1.161 | 1.7461 | 0.097005 | 4.3871 | CDI - Ductless Mini-Split Heat Pump | 38.1024 | 89.0255 | 223.6793 | 89.0255 | 223.6793 | 4026.2275 | 453446.861 | 390564.5487 | 62882.3123 | 1.161 | 390564.5487 | 1.161
CDI - Bathroom Aerator | BNI Domestic Hot Water (DHW) | RET | 10 | 3.3333 | 269 | 51.6 | 269 | 51.6 | 0 | 0 | 26.3225 | 26.3225 | 0 | 26.3225 | 325.6477 | 100% | 12.3715 | 12.3715 | 0.091373 | 0.0091373 | 0.46738 | CDI - Bathroom Aerator | 11.5 | 0.64767 | 3.3129 | 0.64767 | 3.3129 | 33.1288 | 3744.949 | 302.7082 | 3442.2407 | 12.3715 | 302.7082 | 12.3715
CDI - 9W LED - replacing 72W | BNI Lighting | RET | 1 | 0.33333 | 207.6778 | 31.4266 | 207.6778 | 31.4266 | 0 | 0 | 8.5248 | 8.5248 | 0 | 8.5248 | 35.9587 | 100% | 4.2181 | 4.2181 | 0.03833 | 0.03833 | 0.24853 | CDI - 9W LED - replacing 72W | 4 | 0.1372 | 0.88962 | 0.1372 | 0.88962 | 0.88962 | 143.8348 | 34.0993 | 109.7355 | 4.2181 | 34.0993 | 4.2181
CDI - 9W LED - replacing 60W | BNI Lighting | RET | 1 | 0.33333 | 168.3379 | 25.4285 | 168.3379 | 25.4285 | 0 | 0 | 8.5248 | 8.5248 | 0 | 8.5248 | 29.1398 | 100% | 3.4182 | 3.4182 | 0.047288 | 0.047288 | 0.30716 | CDI - 9W LED - replacing 60W | 160 | 4.4406 | 28.8441 | 4.4406 | 28.8441 | 28.8441 | 4662.3657 | 1363.9723 | 3298.3935 | 3.4182 | 1363.9723 | 3.4182
CDI - 9W LED - replacing 40W | BNI Lighting | RET | 1 | 0.33333 | 102.4666 | 15.4598 | 102.4666 | 15.4598 | 0 | 0 | 8.5248 | 8.5248 | 0 | 8.5248 | 17.7343 | 100% | 2.0803 | 2.0803 | 0.077687 | 0.077687 | 0.50521 | CDI - 9W LED - replacing 40W | 75 | 1.2655 | 8.23 | 1.2655 | 8.23 | 8.23 | 1330.0694 | 639.362 | 690.7074 | 2.0803 | 639.362 | 2.0803
CDI - 9W LED - replacing 29W | BNI Lighting | RET | 1 | 0.33333 | 65.8714 | 9.9686 | 65.8714 | 9.9686 | 0 | 0 | 8.5248 | 8.5248 | 0 | 8.5248 | 11.4055 | 100% | 1.3379 | 1.3379 | 0.12085 | 0.12085 | 0.78351 | CDI - 9W LED - replacing 29W | 5 | 0.054402 | 0.35271 | 0.054402 | 0.35271 | 0.35271 | 57.0276 | 42.6241 | 14.4035 | 1.3379 | 42.6241 | 1.3379
CDI - 9W LED - replacing 25W | BNI Lighting | RET | 1 | 0.33333 | 52.6971 | 7.9411 | 52.6971 | 7.9411 | 0 | 0 | 8.5248 | 8.5248 | 0 | 8.5248 | 9.1189 | 100% | 1.0697 | 1.0697 | 0.15106 | 0.15106 | 0.98355 | CDI - 9W LED - replacing 25W | 7 | 0.060672 | 0.39504 | 0.060672 | 0.39504 | 0.39504 | 63.8323 | 59.6738 | 4.1585 | 1.0697 | 59.6738 | 1.0697
CDI - 9W LED - replacing 100W | BNI Lighting | RET | 1 | 0.33333 | 300.0806 | 45.3658 | 300.0806 | 45.3658 | 0 | 0 | 8.5248 | 8.5248 | 0 | 8.5248 | 51.9508 | 100% | 6.0941 | 6.0941 | 0.026527 | 0.026527 | 0.17217 | CDI - 9W LED - replacing 100W | 31 | 1.535 | 9.9622 | 1.535 | 9.9622 | 9.9622 | 1610.4761 | 264.2696 | 1346.2064 | 6.0941 | 264.2696 | 6.0941
CDI - 9.5W LED - replacing 60W | BNI Lighting | RET | 1 | 0.33333 | 166.5082 | 25.175 | 166.5082 | 25.175 | 0 | 0 | 8.5248 | 8.5248 | 0 | 8.5248 | 28.8268 | 100% | 3.3815 | 3.3815 | 0.047807 | 0.047807 | 0.31025 | CDI - 9.5W LED - replacing 60W | 35 | 0.96171 | 6.2411 | 0.96171 | 6.2411 | 6.2411 | 1008.9381 | 298.3689 | 710.5692 | 3.3815 | 298.3689 | 3.3815
CDI - 9.5W LED - replacing 40W | BNI Lighting | RET | 1 | 0.33333 | 100.6368 | 15.2064 | 100.6368 | 15.2064 | 0 | 0 | 8.5248 | 8.5248 | 0 | 8.5248 | 17.4213 | 100% | 2.0436 | 2.0436 | 0.079099 | 0.079099 | 0.51363 | CDI - 9.5W LED - replacing 40W | 24.5 | 0.40663 | 2.6405 | 0.40663 | 2.6405 | 2.6405 | 426.8212 | 208.8583 | 217.963 | 2.0436 | 208.8583 | 2.0436
CDI - 18W LED - replacing 75W | BNI Lighting | RET | 1 | 0.33333 | 187.5504 | 28.3853 | 187.5504 | 28.3853 | 0 | 0 | 15.4389 | 15.4389 | 0 | 15.4389 | 32.4745 | 100% | 2.1034 | 2.1034 | 0.076868 | 0.076868 | 0.49833 | CDI - 18W LED - replacing 75W | 12 | 0.37177 | 2.4102 | 0.37177 | 2.4102 | 2.4102 | 389.6935 | 185.2672 | 204.4263 | 2.1034 | 185.2672 | 2.1034
CDI - 18W LED - replacing 100W | BNI Lighting | RET | 1 | 0.33333 | 269.8896 | 40.8883 | 269.8896 | 40.8883 | 0 | 0 | 15.4389 | 15.4389 | 0 | 15.4389 | 46.7383 | 100% | 3.0273 | 3.0273 | 0.053417 | 0.053417 | 0.34595 | CDI - 18W LED - replacing 100W | 12 | 0.53553 | 3.4683 | 0.53553 | 3.4683 | 3.4683 | 560.8593 | 185.2672 | 375.592 | 3.0273 | 185.2672 | 3.0273