## Summary RTT
| Fixture Count Fcst Multiplier | 1
| Fixture Count Fcst Multiplier-LED | 1.0151
| Unsmoothed Revenue | [8 empty] | COSS | 2026 | 2027 COSS
|  |  |  | COSS Operation |  | 13167382.4405
| Electric Service rate increase | 0.046041 |  | Streetlight Revenue |  | 13165041.7266 |  |  |  | Electric Service Only | 4.6565 | 5.0339
[6 empty] | -2340.7139 |  |  |  | Street light Fixtures | 7.6684 | 8.1335
[10 empty] | Total | 12.3249 | 13.1674
At Proposed 2027Rates | Unmetered Service | kWh Sales | Electric Service |  |  | Streetlight Fixture Maintenance | Streetlight Fixture Capital | Total Non-fuel | Total
|  |  | Fuel | Non-Fuel | Total
| Street / crosswalk lighting study | 53222975.16 | 0 | 8200302.7681 | 12164818.6882 | 810546.9458 | 7389755.8224 | 8200302.7681 | 12164818.6882
| Unmetered service - misc. small loads rates | 23777024.84 | 0 | 1000223.0384 | 1000223.0384 | 0 | 0 | 1000223.0384 | 1000223.0384
| Total | 77000000 | 0 | 9200525.8065 | 13165041.7266 | 810546.9458 | 7389755.8224 | 9200525.8065 | 13165041.7266
Rates Schedule
|  |  | 2026 Proposed | 2027 Proposed
Outdoor Recreational Lighting Tariff
| Minimum Charge | $/month | 4.7014 | 4.8136
| Minimum Bill | $/month | 22.1564 | 22.1564
Energy Charges
| Base cost of fuel | ¢/kWh | 0 | 0
| Non-fuel | ¢/kWh | 0 | 0
| Subtotal |  | 0 | 0
Unmetered Service Rates: Miscellaneous Lighting & Small Loads
| Minimum Charge | $/month | 4.7014 | 4.8136
| Minimum Bill | $/month | 22.1564 | 22.1564
| Demand Charge | $/kW | 23.9881 | 25.0926
Energy Charges
First 200 kWhs per kW of Max Demand
| Base cost of fuel | ¢/kWh | 0 | 0
| Non-fuel | ¢/kWh | 0 | 0
| Subtotal |  | 0 | 0
All Additional KWhs
| Base cost of fuel | ¢/kWh | 0 | 0
| Non-fuel | ¢/kWh | 0 | 0
| Subtotal |  | 0 | 0

## Summary
| Fixture Count Fcst Multiplier | 1
| Fixture Count Fcst Multiplier-LED | 1.0034
Unsmoothed Revenue
|  |  |  | Proof of Revenue |  | 22962220.6574
| Electric Service rate increase | 2.386% |  | Streetlight File |  | 22962168.2393
-52.4181
At Proposed 2027Rates | Unmetered Service | kWh Sales | Electric Service |  |  | Streetlight Fixture Maintenance | Streetlight Fixture Capital | Total Non-fuel | Total
|  |  | Fuel | Non-Fuel | Total
| Street / crosswalk lighting study | 53222975.16 | 4212394.8022 | 6560759.5219 | 10773154.3241 | 810546.9458 | 7389755.8224 | 14761062.2901 | 18973457.0923
| Unmetered service - misc. small loads rates | 23777024.84 | 1881860.5226 | 2106850.6244 | 3988711.147 | 0 | 0 | 2106850.6244 | 3988711.147
| Total | 77000000 | 6094255.3247 | 8667610.1464 | 14761865.4711 | 810546.9458 | 7389755.8224 | 16867912.9145 | 22962168.2393
At Proposed 2026 Rates | Unmetered Service | kWh Sales | Electric Service |  |  | Streetlight Fixture Maintenance | Streetlight Fixture Capital | Total Non-fuel | Total
|  |  | Fuel | Non-Fuel | Total
| Street / crosswalk lighting study | 53222975.16 | 4321661.0159 | 6198649.4456 | 10520310.4615 | 794590.7364 | 6899374.6969 | 13892614.8789 | 18214275.8948
| Unmetered service - misc. small loads rates | 23777024.84 | 1930674.5069 | 1375416.955 | 3306091.462 | 0 | 0 | 1375416.955 | 3306091.462
| Total | 77000000 | 6252335.5228 | 7574066.4006 | 13826401.9235 | 794590.7364 | 6899374.6969 | 15268031.8339 | 21520367.3567
Variance | Unmetered Service | kWh Sales | Electric Service |  |  | Streetlight Fixture Maintenance | Streetlight Fixture Capital | Total Non-fuel | Total
|  |  | Fuel | Non-Fuel | Total
| Street / crosswalk lighting study | 0 | -109266.2137 | 362110.0763 | 252843.8626 | 15956.2094 | 490381.1255 | 868447.4112 | 759181.1975
| Unmetered service - misc. small loads rates | 0 | -48813.9844 | 731433.6694 | 682619.6851 | 0 | 0 | 731433.6694 | 682619.6851
| Total | 0 | -158080.1981 | 1093543.7458 | 935463.5477 | 15956.2094 | 490381.1255 | 1599881.0806 | 1441800.8825
% Variance | Unmetered Service | kWh Sales | Electric Service |  |  | Streetlight Fixture Maintenance | Streetlight Fixture Capital | Total Non-fuel | Total
|  |  | Fuel | Non-Fuel | Total
| Street / crosswalk lighting study | 0% | -2.528% | 5.842% | 2.403% | 2.008% | 7.108% | 6.251% | 4.168%
| Unmetered service - misc. small loads rates | 0% | -2.528% | 53.18% | 20.65% | NA | NA | NA | 20.65%
| Total | 0% | -2.528% | 14.44% | 6.766% | 2.008% | 7.108% | 10.48% | 6.7%
Smoothed Revenue
|  |  |  | Proof of Revenue |  | 23367319.2784
| Electric Service rate increase | 7.914% |  | Revenue |  | 23368307.5158
988.2374
| Unmetered Service | kWh Sales | Electric Service |  |  | Streetlight Fixture Maintenance | Streetlight Fixture Capital | Total Non-fuel | Total
|  |  | Fuel | Non-Fuel | Total
| Street / crosswalk lighting study | 53222975.16 | 4492401.9949 | 6582898.2497 | 11075300.2447 | 810546.9458 | 7389755.8224 | 14783201.0179 | 19275603.0128
| Unmetered service - misc. small loads rates | 23777024.84 | 2006951.9508 | 2085752.5521 | 4092704.5029 | 0 | 0 | 2085752.5521 | 4092704.5029
| Total | 77000000 | 6499353.9457 | 8668650.8019 | 15168004.7476 | 810546.9458 | 7389755.8224 | 16868953.57 | 23368307.5158
Rates Schedule
|  |  | 2026 Proposed Unsmoothed | 2026 Proposed Smoothed | 2027 Proposed Unsmoothed | 2027Proposed Smoothed
Outdoor Recreational Lighting Tariff
| Maximum | $/month | 4.7014 | 4.5847 | 4.8136 | 5.0735
| Minimum | $/month | 22.1564 | 22.1564 | 23.069 | 23.069
Energy Charges
| Base cost of fuel | ¢/kWh | 8.1199 | 7.6498 | 7.9146 | 8.4407
| Non-fuel | ¢/kWh | 3.2711 | 3.4585 | 3.7483 | 3.8518
| Subtotal |  | 11.3911 | 11.1084 | 11.6629 | 12.2925
Unmetered Service Rates: Miscellaneous Lighting & Small Loads
| Maximum | $/month | 4.7014 | 4.5847 | 4.8136 | 5.0735
| Minimum | $/month | 22.1564 | 22.1564 | 23.069 | 23.069
| Demand Charge | $/kW | 13.843 | 13.4995 | 14.1734 | 14.5678
Energy Charges
First 200 kWhs per kW of Max Demand
| Base cost of fuel | ¢/kWh | 8.1199 | 7.6498 | 7.9146 | 8.4407
| Non-fuel | ¢/kWh | 9.6518 | 9.6809 | 10.2812 | 10.2615
| Subtotal |  | 17.7718 | 17.3307 | 18.1958 | 18.7022
All Additional KWhs
| Base cost of fuel | ¢/kWh | 8.1199 | 7.6498 | 7.9146 | 8.4407
| Non-fuel | ¢/kWh | 4.3323 | 4.4934 | 4.8348 | 4.6635
| Subtotal |  | 12.4523 | 12.1432 | 12.7494 | 13.1042

## Schedule 1
SCHEDULE 1
STREET / CROSSWALK LIGHTING STUDY
Data input Units
[5 empty] | GRA 2023 (Quantity) |  |  |  | February 2025 (Quantity) |  |  |  |  | GRA 2026-2027 (Quantity)
Full Charge | Energy & Maint | Energy Only | Rate Code | Description | Full Charge | Energy & Maint | Energy Only | Total | Full Charge | Energy & Maint | Energy Only | Total |  | Full Charge | Energy & Maint | Energy Only | Total | Applicable to GRA Schedule
1 | 3 |  | 001/003 | Incandescent < 300 Watts | 17.184 | 0 | 5.0541 | 22.2381 | 13 | 6 | 0 | 19 |  | 13 | 6 | 0 | 19 | 19
2 |  |  | 002 | Incandescent > 300 Watts | 1.0108 | 0 | 0 | 1.0108 | 1 | 0 | 0 | 1 |  | 1 | 0 | 0 | 1 | 1
[5 empty] | 18.1948 | 0 | 5.0541 | 23.249 | 14 | 6 | 0 | 20 |  | 14 | 6 | 0 | 20 | 20
0
100 |  |  | 100 | Mercury Vapour 100 Watts | 102.0932 | 0 | 0 | 102.0932 | 82 | 0 | 0 | 82 |  | 82 | 0 | 0 | 82 | 82
101 | 201 | 301 | 101/201/301 | Mercury Vapour 125 Watts | 1140.2097 | 2.0216 | 1.0108 | 1143.2422 | 931 | 1 | 1 | 933 |  | 931 | 1 | 1 | 933 | 933
102 | 202 | 302 | 102/202/302 | Mercury Vapour 175 Watts | 994.651 | 10.1082 | 5.0541 | 1009.8134 | 895 | 10 | 5 | 910 |  | 895 | 10 | 5 | 910 | 910
103 | 203 | 303 | 103/203/303 | Mercury Vapour 250 Watts | 215.3056 | 7.0758 | 67.7252 | 290.1066 | 182 | 7 | 36 | 225 |  | 182 | 7 | 36 | 225 | 225
104 | 204 | 304 | 104/204/304 | Mercury Vapour 400 Watts | 366.9292 | 10.1082 | 12.1299 | 389.1673 | 293 | 8 | 13 | 314 |  | 293 | 8 | 13 | 314 | 314
105 | 205 | 305 | 105/205/305 | Mercury Vapour 700 Watts | 2.0216 | 0 | 1.0108 | 3.0325 | 2 | 0 | 1 | 3 |  | 2 | 0 | 1 | 3 | 3
106 | 206 | 306 | 106/206/306 | Mercury Vapour 1000 Watts | 121.2989 | 8.0866 | 0 | 129.3855 | 79 | 8 | 0 | 87 |  | 79 | 8 | 0 | 87 | 87
107 |  |  | 107 | Mercury Vapour 250 Watt Cont. Oper. | 1.0108 | 0 | 0 | 1.0108 | 1 | 0 | 0 | 1 |  | 1 | 0 | 0 | 1 | 1
[5 empty] | 2943.5201 | 37.4005 | 86.9309 | 3067.8515 | 2465 | 34 | 56 | 2555 |  | 2465 | 34 | 56 | 2555 | 2555
0
110 |  |  | 110 | Fluorescent 2x24" 70 Watts | 28.3031 | 0 | 0 | 28.3031 | 22 | 0 | 0 | 22 |  | 22 | 0 | 0 | 22 | 22
111 |  |  | 111 | Fluorescent 2x48" 220 Watts | 57.617 | 0 | 0 | 57.617 | 51 | 0 | 0 | 51 |  | 51 | 0 | 0 | 51 | 51
112 |  |  | 112 | Fluorescent 2x72" 300 Watts | 3.0325 | 0 | 0 | 3.0325 | 3 | 0 | 0 | 3 |  | 3 | 0 | 0 | 3 | 3
113 | 213 |  | 113/213 | Fluorescent 4x72" 600 Watts | 0 | 2.0216 | 0 | 2.0216 | 0 | 2 | 0 | 2 |  | 0 | 2 | 0 | 2 | 2
114 | 214 |  | 114/214 | Fluorescent 1x96" 110 Watts | 0 | 0 | 0 | 0 | 0 | 0 | 0 | 0 |  | 0 | 0 | 0 | 0 | 0
115 | 215 |  | 115/215 | Fluorescent 1x72" 150 Watts | 0 | 3.0325 | 0 | 3.0325 | 0 | 3 | 0 | 3 |  | 0 | 3 | 0 | 3 | 3
116 |  |  | 116 | Fluorescent 4x48" 440 Watts | 0 | 0 | 0 | 0 | 0 | 0 | 0 | 0 |  | 0 | 0 | 0 | 0 | 0
| 217 |  | 217 | Fluorescent 1x48" | 0 | 1.0108 | 0 | 1.0108 | 0 | 0 | 0 | 0 |  | 0 | 0 | 0 | 0 | 0
|  |  | 218 | Fluorescent 2x48" | 0 | 0 | 0 | 0 | 0 | 0 | 0 | 0 |  | 0 | 0 | 0 | 0 | 0
|  |  | 330 | Fluorescent 4x35" | 0 | 0 | 2.0216 | 2.0216 | 0 | 0 | 0 | 0 |  | 0 | 0 | 0 | 0 | 0
|  |  | 350 | Fluorescent 4x96" | 0 | 0 | 34.368 | 34.368 | 0 | 0 | 0 | 0 |  | 0 | 0 | 0 | 0 | 0
[5 empty] | 88.9525 | 6.0649 | 36.3897 | 131.4071 | 76 | 5 | 0 | 81 |  | 76 | 5 | 0 | 81 | 81
0
117 |  |  | 117 | Fluorescent Crosswalk Cont. 4x72" | 1.0108 | 0 | 0 | 1.0108 | 1 | 0 | 0 | 1 |  | 1 | 0 | 0 | 1 | 1
118 |  |  | 118 | Fluorescent Crosswalk Cont. 2x24" | 17.184 | 0 | 0 | 17.184 | 17 | 0 | 0 | 17 |  | 17 | 0 | 0 | 17 | 17
119 |  |  | 119 | Fluorescent Crosswalk Cont. 4x48" | 20.2165 | 0 | 0 | 20.2165 | 20 | 0 | 0 | 20 |  | 20 | 0 | 0 | 20 | 20
120 |  |  | 120 | Fluorescent Crosswalk Cont. 2x96" | 29.3139 | 0 | 0 | 29.3139 | 29 | 0 | 0 | 29 |  | 29 | 0 | 0 | 29 | 29
150 |  |  | 150 | Fluorescent Crosswalk Cont. 4x96" | 20.2165 | 0 | 0 | 20.2165 | 21 | 0 | 0 | 21 |  | 21 | 0 | 0 | 21 | 21
[5 empty] | 87.9417 | 0 | 0 | 87.9417 | 88 | 0 | 0 | 88 |  | 88 | 0 | 0 | 88 | 88
0
|  | 310 | 310 | Fluorescent Crosswalk 2x24" | 0 | 0 | 2.0216 | 2.0216 | 0 | 0 | 2 | 2 |  | 0 | 0 | 2 | 2 | 2
|  | 311 | 311 | Fluorescent Crosswalk 4x48" | 0 | 0 | 3.0325 | 3.0325 | 0 | 0 | 3 | 3 |  | 0 | 0 | 3 | 3 | 3
|  | 312 | 312 | Fluorescent Crosswalk 2x72" | 0 | 0 | 0 | 0 | 0 | 0 | 0 | 0 |  | 0 | 0 | 0 | 0 | 0
|  | 313 | 313 | Fluorescent Crosswalk 4x72" | 0 | 0 | 1.0108 | 1.0108 | 0 | 0 | 1 | 1 |  | 0 | 0 | 1 | 1 | 1
|  | 314 | 314 | Fluorescent Crosswalk 1x96" | 0 | 0 | 22.2381 | 22.2381 | 0 | 0 | 22 | 22 |  | 0 | 0 | 22 | 22 | 22
|  | 315 | 315 | Fluorescent Crosswalk 1x72" | 0 | 0 | 1.0108 | 1.0108 | 0 | 0 | 1 | 1 |  | 0 | 0 | 1 | 1 | 1
[5 empty] | 0 | 0 | 29.3139 | 29.3139 | 0 | 0 | 29 | 29 |  | 0 | 0 | 29 | 29 | 29
0
121 | 221 | 321 | 121/221/321 | High Pressure Sodium 250 Watts | 1979.1938 | 112.2015 | 35.3788 | 2126.7742 | 1701 | 98 | 37 | 1836 |  | 1701 | 98 | 37 | 1836 | 1836
122 |  | 326 | 122/326 | High Pressure Sodium 400 Watts | 2041.8649 | 0 | 48.5196 | 2090.3845 | 1460 | 0 | 41 | 1501 |  | 1460 | 0 | 41 | 1501 | 1501
123 | 222 | 322 | 123/222/322 | High Pressure Sodium 70 Watts | 2184.3911 | 72.7793 | 762.1615 | 3019.332 | 1768 | 60 | 698 | 2526 |  | 1768 | 60 | 698 | 2526 | 2526
124 | 223 | 323 | 124/223/323 | High Pressure Sodium 100 Watts | 15976.0768 | 16.1732 | 329.5287 | 16321.7787 | 12037 | 11 | 288 | 12336 |  | 12037 | 11 | 288 | 12336 | 12336
125 | 224 | 324 | 125/224/324 | High Pressure Sodium 150 Watts | 2172.2613 | 91.985 | 173.8618 | 2438.108 | 1716 | 89 | 140 | 1945 |  | 1716 | 89 | 140 | 1945 | 1945
126 |  | 126 | 126 | HP Sodium 100 Watts - Cont. Oper. | 8.0866 | 0 | 0 | 8.0866 | 7 | 0 | 7 | 14 |  | 7 | 0 | 7 | 14 | 14
|  | 327 | 327 | High Pressure Sodium 500 Watts | 0 | 0 | 2.0216 | 2.0216 | 0 | 0 | 1 | 1 |  | 0 | 0 | 1 | 1 | 1
|  | 328 | 328 | High Pressure Sodium 1000 Watts | 0 | 0 | 4.0433 | 4.0433 | 0 | 0 | 0 | 0 |  | 0 | 0 | 0 | 0 | 0
|  | 329 | 329 | High Pressure Sodium 1500 Watts | 0 | 0 | 0 | 0 | 0 | 0 | 0 | 0 |  | 0 | 0 | 0 | 0 | 0
[5 empty] | 24361.8746 | 293.139 | 1355.5153 | 26010.5289 | 18689 | 258 | 1212 | 20159 |  | 18689 | 258 | 1212 | 20159 | 20159
0
130 | 0 |  | 130 | Low Pressure Sodium 135 Watts | 1.0108 | 0 | 0 | 1.0108 | 1 | 0 | 0 | 1 |  | 1 | 0 | 0 | 1 | 1
131 | 231 | 331 | 131/231/331 | Low Pressure Sodium 180 Watts | 31.3356 | 1.0108 | 1.0108 | 33.3572 | 29 | 1 | 0 | 30 |  | 29 | 1 | 0 | 30 | 30
132 |  |  | 132 | Low Pressure Sodium 90 Watts | 0 | 0 | 0 | 0 | 0 | 0 | 0 | 0 |  | 0 | 0 | 0 | 0 | 0
[5 empty] | 32.3464 | 1.0108 | 1.0108 | 34.368 | 30 | 1 | 0 | 31 |  | 30 | 1 | 0 | 31 | 31
0
140 |  | 342 | 140/342 | Metallic Arc 400 Watts | 877.3954 | 0 | 48.5196 | 925.915 | 639 | 0 | 50 | 689 |  | 639 | 0 | 50 | 689 | 689
141 |  | 341 | 141/341 | Metallic Arc 1000 Watts | 634.7976 | 0 | 14.1515 | 648.9492 | 401 | 0 | 14 | 415 |  | 401 | 0 | 14 | 415 | 415
142 |  | 343 | 142/343 | Metallic Arc 250 Watts | 85.9201 | 0 | 48.5196 | 134.4396 | 72 | 0 | 48 | 120 |  | 72 | 0 | 48 | 120 | 120
143 |  |  | 143 | Metallic Arc 150 Watts | 4.0433 | 0 | 0 | 4.0433 | 3 | 0 | 0 | 3 |  | 3 | 0 | 0 | 3 | 3
144 |  |  | 144 | Metallic Arc 100 Watts | 1.0108 | 0 | 0 | 1.0108 | 1 | 0 | 0 | 1 |  | 1 | 0 | 0 | 1 | 1
|  | 344 | 344 | Metallic Arc 175 Watts | 0 | 0 | 33.3572 | 33.3572 | 0 | 0 | 29 | 29 |  | 0 | 0 | 29 | 29 | 29
|  | 345 | 345 | Metallic Arc 150 Watts | 0 | 0 | 6.0649 | 6.0649 | 0 | 0 | 7 | 7 |  | 0 | 0 | 7 | 7 | 7
|  | 346 | 346 | Metallic Arc 100 Watts | 0 | 0 | 10.1082 | 10.1082 | 0 | 0 | 10 | 10 |  | 0 | 0 | 10 | 10 | 10
[5 empty] | 1603.1672 | 0 | 160.7211 | 1763.8883 | 1116 | 0 | 158 | 1274 |  | 1116 | 0 | 158 | 1274 | 1274
0
|  | 530 | 530 | <30WLED Traffic Light Non Cont | 0 | 0 | 6965.5897 | 6965.5897 | 0 | 0 | 7132 | 7132 |  | 0 | 0 | 7156.2419 | 7156.2419 | 7156.2419
|  | 531 | 531 | >30WLED Traffic Light Non Cont | 0 | 0 | 6401.5498 | 6401.5498 | 0 | 0 | 6796 | 6796 |  | 0 | 0 | 6819.0999 | 6819.0999 | 6819.0999
|  | 532 | 532 | LED 44 Watts | 0 | 0 | 1768.9424 | 1768.9424 | 0 | 0 | 1834 | 1834 |  | 0 | 0 | 1840.2338 | 1840.2338 | 1840.2338
|  | 533 | 533 | LED 66 Watts | 0 | 0 | 2.0216 | 2.0216 | 0 | 0 | 4 | 4 |  | 0 | 0 | 4.0136 | 4.0136 | 4.0136
|  | 534 | 534 | LED 88 Watts | 0 | 0 | 187.0025 | 187.0025 | 0 | 0 | 182 | 182 |  | 0 | 0 | 182.6186 | 182.6186 | 182.6186
|  | 535 | 535 | LED 92 Watts | 0 | 0 | 754.0749 | 754.0749 | 0 | 0 | 747 | 747 |  | 0 | 0 | 749.5391 | 749.5391
|  | 536 | 536 | LED 105 Watts | 0 | 0 | 952.1964 | 952.1964 | 0 | 0 | 944 | 944 |  | 0 | 0 | 947.2087 | 947.2087
|  | 537 | 537 | LED 173 Watts | 0 | 0 | 264.8359 | 264.8359 | 0 | 0 | 369 | 369 |  | 0 | 0 | 370.2542 | 370.2542 | 370.2542
|  | 538 | 538 | LED 44 Watts | 0 | 0 | 0 | 0 | 0 | 0 | 0 | 0 |  | 0 | 0 | 0 | 0 | 0
|  | 539 | 539 | LED 110 Watts | 0 | 0 | 3006.1912 | 3006.1912 | 0 | 0 | 2941 | 2941 |  | 0 | 0 | 2950.9966 | 2950.9966 | 2950.9966
|  | 540 | 540 | LED 65 Watts | 0 | 0 | 804.6161 | 804.6161 | 0 | 0 | 804 | 804 |  | 0 | 0 | 806.7328 | 806.7328 | 806.7328
|  | 541 | 541 | LED 55 Watts | 0 | 0 | 3083.0139 | 3083.0139 | 0 | 0 | 3300 | 3300 |  | 0 | 0 | 3311.2168 | 3311.2168 | 3311.2168
|  | 542 | 542 | LED 83 Watts | 0 | 0 | 866.2764 | 866.2764 | 0 | 0 | 850 | 850 |  | 0 | 0 | 852.8892 | 852.8892 | 852.8892
|  | 543 | 543 | LED 48 Watts | 0 | 0 | 4.0433 | 4.0433 | 0 | 0 | 6 | 6 |  | 0 | 0 | 6.0204 | 6.0204 | 6.0204
|  | 544 | 544 | LED 72 Watts | 0 | 0 | 1658.7625 | 1658.7625 | 0 | 0 | 1651 | 1651 |  | 0 | 0 | 1656.6118 | 1656.6118 | 1656.6118
|  | 546 | 546 | Lighting Emitting Diode 43 Watts | 0 | 0 | 1965.0423 | 1965.0423 | 0 | 0 | 1756 | 1756 |  | 0 | 0 | 1761.9687 | 1761.9687 | 1761.9687
|  | 547 | 547 | Lighting Emitting Diode 50 Watts | 0 | 0 | 95.0175 | 95.0175 | 0 | 0 | 109 | 109 |  | 0 | 0 | 109.3705 | 109.3705 | 109.3705
|  | 548 | 548 | Lighting Emitting Diode 53 Watts | 0 | 0 | 2.0216 | 2.0216 | 0 | 0 | 2 | 2 |  | 0 | 0 | 2.0068 | 2.0068 | 2.0068
|  | 549 | 549 | Lighting Emitting Diode 80 Watts | 0 | 0 | 7809.6279 | 7809.6279 | 0 | 0 | 8068 | 8068 |  | 0 | 0 | 8095.4234 | 8095.4234 | 8095.4234
|  | 550 | 550 | Lighting Emitting Diode 200 Watts | 0 | 0 | 242.5978 | 242.5978 | 0 | 0 | 241 | 241 |  | 0 | 0 | 241.8192 | 241.8192 | 241.8192
|  | 551 | 551 | Lighting Emitting Diode 60 Watts | 0 | 0 | 50.5412 | 50.5412 | 0 | 0 | 51 | 51 |  | 0 | 0 | 51.1734 | 51.1734 | 51.1734
|  | 552 | 552 | Lighting Emitting Diode 70 Watts | 0 | 0 | 1913.4903 | 1913.4903 | 0 | 0 | 1942 | 1942 |  | 0 | 0 | 1948.6009 | 1948.6009 | 1948.6009
|  | 553 | 553 | Lighting Emitting Diode 87 Watts | 0 | 0 | 2.0216 | 2.0216 | 0 | 0 | 2 | 2 |  | 0 | 0 | 2.0068 | 2.0068 | 2.0068
|  | 554 | 554 | Lighting Emitting Diode 173 Watts | 0 | 0 | 38.4113 | 38.4113 | 0 | 0 | 38 | 38 |  | 0 | 0 | 38.1292 | 38.1292 | 38.1292
|  | 555 | 555 | Lighting Emitting Diode 35 Watts | 0 | 0 | 7426.5256 | 7426.5256 | 0 | 0 | 7377 | 7377 |  | 0 | 0 | 7402.0747 | 7402.0747 | 7402.0747
|  | 556 | 556 | Lighting Emitting Diode 51 Watts | 0 | 0 | 381.0807 | 381.0807 | 0 | 0 | 377 | 377 |  | 0 | 0 | 378.2814 | 378.2814 | 378.2814
|  | 557 | 557 | Lighting Emitting Diode 172 Watts | 0 | 0 | 100.0716 | 100.0716 | 0 | 0 | 99 | 99 |  | 0 | 0 | 99.3365 | 99.3365 | 99.3365
|  | 558 | 558 | Lighting Emitting Diode 91 Watts | 0 | 0 | 13.1407 | 13.1407 | 0 | 0 | 17 | 17 |  | 0 | 0 | 17.0578 | 17.0578 | 17.0578
|  | 559 | 559 | Lighting Emitting Diode 42 Watts | 0 | 0 | 103.1041 | 103.1041 | 0 | 0 | 102 | 102 |  | 0 | 0 | 102.3467 | 102.3467 | 102.3467
|  | 560 | 560 | Lighting Emitting Diode 13 Watts | 0 | 0 | 12.1299 | 12.1299 | 0 | 0 | 12 | 12 |  | 0 | 0 | 12.0408 | 12.0408 | 12.0408
|  | 561 | 561 | Lighting Emitting Diode 8 Watts | 0 | 0 | 8.0866 | 8.0866 | 0 | 0 | 8 | 8 |  | 0 | 0 | 8.0272 | 8.0272 | 8.0272
|  | 562 | 562 | Lighting Emitting Diode 150 Watts | 0 | 0 | 89.9634 | 89.9634 | 0 | 0 | 92 | 92 |  | 0 | 0 | 92.3127 | 92.3127 | 92.3127
|  | 563 | 563 | Lighting Emitting Diode 60 Watts | 0 | 0 | 2427.9998 | 2427.9998 | 0 | 0 | 2402 | 2402 |  | 0 | 0 | 2410.1645 | 2410.1645 | 2410.1645
|  | 564 | 564 | Lighting Emitting Diode 28 Watts | 0 | 0 | 50.5412 | 50.5412 | 0 | 0 | 61 | 61 |  | 0 | 0 | 61.2073 | 61.2073 | 61.2073
|  | 565 | 565 | Lighting Emitting Diode 86 Watts | 0 | 0 | 344.6911 | 344.6911 | 0 | 0 | 348 | 348 |  | 0 | 0 | 349.1829 | 349.1829 | 349.1829
|  | 567 | 567 | Lighting Emitting Diode 100 Watts | 0 | 0 | 669.1656 | 669.1656 | 0 | 0 | 671 | 671 |  | 0 | 0 | 673.2808 | 673.2808 | 673.2808
|  | 569 | 569 | Lighting Emitting Diode 143 Watts | 0 | 0 | 11.1191 | 11.1191 | 0 | 0 | 13 | 13 |  | 0 | 0 | 13.0442 | 13.0442 | 13.0442
|  | 570 | 570 | Lighting Emitting Diode 200 Watts | 0 | 0 | 8.0866 | 8.0866 | 0 | 0 | 9 | 9 |  | 0 | 0 | 9.0306 | 9.0306 | 9.0306
|  | 572 | 572 | Lighting Emitting Diode 250 Watts | 0 | 0 | 118.2664 | 118.2664 | 0 | 0 | 130 | 130 |  | 0 | 0 | 130.4419 | 130.4419 | 130.4419
|  | 573 | 573 | Lighting Emitting Diode 52 Watts | 0 | 0 | 1430.3163 | 1430.3163 | 0 | 0 | 1422 | 1422 |  | 0 | 0 | 1426.8334 | 1426.8334 | 1426.8334
|  | 574 | 574 | Lighting Emitting Diode 140 Watts | 0 | 0 | 273.9334 | 273.9334 | 0 | 0 | 272 | 272 |  | 0 | 0 | 272.9245 | 272.9245 | 272.9245
|  | 575 | 575 | Lighting Emitting Diode 185 Watts | 0 | 0 | 284.0416 | 284.0416 | 0 | 0 | 280 | 280 |  | 0 | 0 | 280.9517 | 280.9517 | 280.9517
|  | 576 | 576 | Lighting Emitting Diode 95 Watts | 0 | 0 | 1.0108 | 1.0108 | 0 | 0 | 2 | 2 |  | 0 | 0 | 2.0068 | 2.0068 | 2.0068
|  | 578 | 578 | Lighting Emitting Diode 75 Watts | 0 | 0 | 533.7152 | 533.7152 | 0 | 0 | 522 | 522 |  | 0 | 0 | 523.7743 | 523.7743 | 523.7743
|  | 579 | 579 | Lighting Emitting Diode 138 Watts | 0 | 0 | 10.1082 | 10.1082 | 0 | 0 | 21 | 21 |  | 0 | 0 | 21.0714 | 21.0714 | 21.0714
|  | 582 | 582 | Lighting Emitting Diode 54 Watts | 0 | 0 | 10661.1631 | 10661.1631 | 0 | 0 | 10581 | 10581 |  | 0 | 0 | 10616.9652 | 10616.9652 | 10616.9652
|  | 583 | 583 | Lighting Emitting Diode 175 Watts | 0 | 0 | 14.1515 | 14.1515 | 0 | 0 | 381 | 381 |  | 0 | 0 | 382.295 | 382.295 | 382.295
|  | 584 | 584 | Lighting Emitting Diode 46 Watts | 0 | 0 | 2930.3794 | 2930.3794 | 0 | 0 | 2963 | 2963 |  | 0 | 0 | 2973.0714 | 2973.0714 | 2973.0714
|  | 585 | 585 | Lighting Emitting Diode 69 Watts | 0 | 0 | 1657.7517 | 1657.7517 | 0 | 0 | 1590 | 1590 |  | 0 | 0 | 1595.4045 | 1595.4045 | 1595.4045
|  | 586 | 586 | Lighting Emitting Diode 108 Watts | 0 | 0 | 1902.3712 | 1902.3712 | 0 | 0 | 1886 | 1886 |  | 0 | 0 | 1892.4106 | 1892.4106 | 1892.4106
|  | 587 | 587 | Lighting Emitting Diode 158 Watts | 0 | 0 | 1827.5702 | 1827.5702 | 0 | 0 | 1813 | 1813 |  | 0 | 0 | 1819.1625 | 1819.1625 | 1819.1625
|  | 589 | 589 | Lighting Emitting Diode 48 Watts | 0 | 0 | 1.0108 | 1.0108 | 0 | 0 | 1 | 1 |  | 0 | 0 | 1.0034 | 1.0034 | 1.0034
|  | 590 | 590 | Lighting Emitting Diode 90 Watts | 0 | 0 | 281.0091 | 281.0091 | 0 | 0 | 306 | 306 |  | 0 | 0 | 307.0401 | 307.0401 | 307.0401
|  | 591 | 591 | Lighting Emitting Diode 240 Watts | 0 | 0 | 2.0216 | 2.0216 | 0 | 0 | 2 | 2 |  | 0 | 0 | 2.0068 | 2.0068 | 2.0068
|  | 592 | 592 | Lighting Emitting Diode 135 Watts | 0 | 0 | 1230.1731 | 1230.1731 | 0 | 0 | 1242 | 1242 |  | 0 | 0 | 1246.2216 | 1246.2216 | 1246.2216
|  | 593 | 593 | Lighting Emitting Diode 30 Watts | 0 | 0 | 726.7826 | 726.7826 | 0 | 0 | 718 | 718 |  | 0 | 0 | 720.4405 | 720.4405 | 720.4405
|  | 594 | 594 | Lighting Emitting Diode 133 Watts | 0 | 0 | 225.4138 | 225.4138 | 0 | 0 | 230 | 230 |  | 0 | 0 | 230.7818 | 230.7818 | 230.7818
|  | 595 | 595 | Lighting Emitting Diode 55 Watts | 0 | 0 | 1.0108 | 1.0108 | 0 | 0 | 1 | 1 |  | 0 | 0 | 1.0034 | 1.0034 | 1.0034
|  | 596 | 596 | Lighting Emitting Diode 52 Watts | 0 | 0 | 3.0325 | 3.0325 | 0 | 0 | 3 | 3 |  | 0 | 0 | 3.0102 | 3.0102 | 3.0102
|  | 597 | 597 | Lighting Emitting Diode 41 Watts | 0 | 0 | 1043.1706 | 1043.1706 | 0 | 0 | 1050 | 1050 |  | 0 | 0 | 1053.569 | 1053.569 | 1053.569
|  | 598 | 598 | Lighting Emitting Diode 68 Watts | 0 | 0 | 471.0441 | 471.0441 | 0 | 0 | 469 | 469 |  | 0 | 0 | 470.5941 | 470.5941 | 470.5941
|  | 599 | 599 | Lighting Emitting Diode 117 Watts | 0 | 0 | 524.6178 | 524.6178 | 0 | 0 | 519 | 519 |  | 0 | 0 | 520.7641 | 520.7641 | 520.7641
|  |  |  | Total | 0 | 0 | 76637.66 | 76637.66 | 0 | 0 | 77761 | 77761 |  | 0 | 0 | 78025.3127 | 78025.3127 | 78025.3127
615 |  |  | 615 | Lighting Emitting Diode 44W | 3889 |  |  | 3889 | 3957 | 0 | 0 | 3957 |  | 3957 |  |  | 3957 | 3957
616 |  |  | 616 | Lighting Emitting Diode 55W | 30423 |  |  | 30423 | 29081 | 0 | 0 | 29081 |  | 29081 |  |  | 29081 | 29081
623 |  |  | 623 | Lighting Emitting Diode 28W | 36 |  |  | 36 | 36 | 0 | 0 | 36 |  | 36 |  |  | 36 | 36
624 |  |  | 624 | Lighting Emitting Diode 50W | 268 |  |  | 268 | 281 | 0 | 0 | 281 |  | 281 |  |  | 281 | 281
625 |  |  | 625 | Lighting Emitting Diode 72W | 6974 |  |  | 6974 | 6780 | 0 | 0 | 6780 |  | 6780 |  |  | 6780 | 6780
626 |  |  | 626 | Lighting Emitting Diode 100W | 280 |  |  | 280 | 285 | 0 | 0 | 285 |  | 285 |  |  | 285 | 285
627 |  |  | 627 | Lighting Emitting Diode 200W | 97 |  |  | 97 | 132 | 0 | 0 | 132 |  | 132 |  |  | 132 | 132
|  |  |  | Total | 41967 | 0 | 0 | 41967 | 40552 | 0 | 0 | 40552 |  | 40552 | 0 | 0 | 40552 | 40552
724 |  |  | 724 | Lighting Emitting Diode 55 Watts | 2765.6151 | 0 | 0 | 2765.6151 | 9324 | 0 | 0 | 9324 |  | 9355.6926 | 0 | 0 | 9355.6926 | 9355.6926
740 |  |  | 740 | Lighting Emitting Diode 190 Watts | 287.0741 | 0 | 0 | 287.0741 | 994 | 0 | 0 | 994 |  | 997.3786 | 0 | 0 | 997.3786 | 997.3786
741 |  |  | 741 | Lighting Emitting Diode 261 Watts | 384.1132 | 0 | 0 | 384.1132 | 944 | 0 | 0 | 944 |  | 947.2087 | 0 | 0 | 947.2087 | 947.2087
742 |  |  | 742 | Lighting Emitting Diode 124 Watts | 176.8942 | 0 | 0 | 176.8942 | 845 | 0 | 0 | 845 |  | 847.8722 | 0 | 0 | 847.8722 | 847.8722
743 |  |  | 743 | Lighting Emitting Diode 84 Watts | 325.4854 | 0 | 0 | 325.4854 | 1295 | 0 | 0 | 1295 |  | 1299.4018 | 0 | 0 | 1299.4018 | 1299.4018
[5 empty] | 3939.182 | 0 | 0 | 3939.182 | 13402 | 0 | 0 | 13402 |  | 13447.5539 | 0 | 0 | 13447.5539 | 13447.5539
|  |  |  | Total | 75042.1794 | 337.6153 | 78312.5957 | 153692.3904 | 76432 | 304 | 79216 | 155952 |  | 76477.5539 | 304 | 79480.3127 | 156261.8666 | 156261.8666
[9 empty] | 76432 | 304 | 79216 | 155952
Check | [8 empty] | 0 | 0 | 0 | 0
NON-LED
|  |  |  | Full Charge | 29135.9974 |  |  |  | 22478 |  |  |  | 8000 | 22478 | 0
|  |  |  | Energy & Maint | 337.6153 |  |  |  | 304 |  |  |  |  | 304 | 0
|  |  |  | Energy Only | 1674.9357 |  |  |  | 1455 |  |  |  |  | 1455 | 0
[5 empty] | 31148.5484 |  |  |  | 24237 |  |  |  |  | 24237 | 0
LED
|  |  |  | Full Charge | 45906.182 |  |  |  | 53954 |  |  |  |  | 53999.5539 | 45.5539
|  |  |  | Energy & Maint | 0 |  |  |  | 0
|  |  |  | Energy Only | 76637.66 |  |  |  | 77761 |  |  |  |  | 78025.3127 | 264.3127
[5 empty] | 122543.842 |  |  |  | 131715 |  |  |  |  | 132024.8666 | 309.8666
|  |  |  | Total | 153692.3904 |  |  |  | 155952 |  |  |  |  | 156261.8666 | 309.8666
|  |  |  | Full Charge | 75042.1794 |  |  |  | 76432
|  |  |  | Energy & Maint | 337.6153 |  |  |  | 304
|  |  |  | Energy Only | 78312.5957 |  |  |  | 79216
[5 empty] | 153692.3904 |  |  |  | 155952

## Schedule 2
SCHEDULE 2
STREET / CROSSWALK LIGHTING STUDY
CALCULATION OF MAINTENANCE COSTS BY FIXTURE TYPE
[6 empty] | Eligible |  | Eligible For Maint..
ALL
(A) | (B) | (C) | (D) | (E) | (F) | (F) | (G) | (G) | (G)
# of Full Chg
|  | Service | Maintenance | & Eng.+Maint. | Weighting | Weighting | Cost | Cost | Cost
Code | Lamp Type | Life (Years) | Weighting Factors | Fixtures | Total | Total | Per Year | Per Year | Per Month
A | Mercury Vapour | 6 | 1 | 1622 | 1622 | 1622 | 15.0676 | 15.0676 | 1.2556 | 0.16667
B | Mercury Vapour - 125W | 4.5 | 1.3333 | 933 | 1244 | 1244 | 20.0902 | 20.0902 | 1.6742 | 0.22222
C | Fluorescent | 3 | 2 | 22 | 44 | 44 | 30.1353 | 30.1353 | 2.5113 | 0.33333
D | High Pressure Sodium (Note1) | 6 | 1 | 20159 | 20159 | 20159 | 15.0676 | 15.0676 | 1.2556 | 0.16667
E | Metallic Arc 100W, 150W & 250W | 2.5 | 2.4 | 124 | 297.6 | 297.6 | 36.1623 | 36.1623 | 3.0135 | 0.4
F | Metallic Arc 400W | 3.75 | 1.6 | 689 | 1102.4 | 1102.4 | 24.1082 | 24.1082 | 2.009 | 0.26667
G | Metallic Arc 1000W | 2.5 | 2.4 | 415 | 996 | 996 | 36.1623 | 36.1623 | 3.0135 | 0.4
H | Low Pressure Sodium | 2 | 3 | 3 | 9 | 9 | 45.2029 | 45.2029 | 3.7669 | 0.5
I | LED Streetlight | 10 | 0.6 | 40552 | 24331.2 | 24331.2 | 9.0406 | 9.0406 | 0.75338 | 0.1
J | Flood Light Lighting Emitting Diode 55 Watts | 20 | 0.3 | 9355.6926 | 2806.7078 | 2806.7078 | 4.5203 | 4.5203 | 0.37669 | 0.05
K | Flood Light Lighting Emitting Diode 190 Watts | 10 | 0.6 | 997.3786 | 598.4272 | 598.4272 | 9.0406 | 9.0406 | 0.75338 | 0.1
L | Flood Light Lighting Emitting Diode 261 Watts | 10 | 0.6 | 947.2087 | 568.3252 | 568.3252 | 9.0406 | 9.0406 | 0.75338 | 0.1
M | Flood Light Lighting Emitting Diode 124 Watts | 10 | 0.6 | 847.8722 | 508.7233 | 508.7233 | 9.0406 | 9.0406 | 0.75338 | 0.1
N | Flood Light Lighting Emitting Diode 84 Watts | 10 | 0.6 | 1299.4018 | 779.6411 | 779.6411 | 9.0406 | 9.0406 | 0.75338 | 0.1
0.21468
Total |  |  |  | 77966.5539 | 55067.0246 | 55067.0246
Street Lighting Maint. Expenses
| (from COSS, Exhibit 6A), Cell M 20 |  | 829730.0595 | 829730.0595
Annual Cost of High Pressure Sodium
($829,730.06 / 55067.0245600835 weighted fixtures) |  |  | 15.0676 | 15.0676
Note 1: | Maintenance weighting factors relative to High Pressure Sodium fixture, index = 1.0
Factor is: HPS service life / various fixture service lives
Note 2: | Maintenance Charges are applicable to LED customers for the non-LED lights are being replaced when they fail
|  | Rate Stabilization | 0%

## Schedule 3
SCHEDULE 3
STREET / CROSSWALK LIGHTING STUDY
CAPITAL COST-NON LED | [9 empty] | CAPITAL COST- LED
Gross Plant Value (including installation costs) less Retirements of | [7 empty] | Total | Total | Gross Plant Value (including installation costs) less Retirements of
Non-LED Street Lighting Equipment, Average | [7 empty] | 23250597.9709 | 23250597.9709 | LED Street Lighting and Area Light Equipment, Average | [6 empty] | 43623336.5006
[13 empty] | # | # | Avg # of
|  | Unit Cost | Unit Cost | Unit Cost | #of Fixtures | #of Fixtures | Avg # of Fixtures |  |  |  |  | Unit Cost | of Fixtures | of Fixtures | Fixtures
Description | Mar/1977 | 2022 GRA | 2024 | Inflation to Date | Beg. Of Year | End. of Year | Average Year | Material value |  |  |  | 2025 | Beginning g of Year | Ending of Year | End of Year
Incandescent < 300 Watts | 51.36 | 77.5536 | 51.36 | 84.5334 | 13 | 13 | 13 | 1098.9345
Incandescent > 300 Watts | 63.62 | 96.0662 | 63.62 | 104.7122 | 1 | 1 | 1 | 104.7122 |  | 615 | Lighting Emitting Diode 44W | 434.58 | 3957 | 3957 | 3957 | 1719633.06
Mercury Vapour 100 Watts | 76.55 | 229.5473 | 122.41 | 250.2066 | 82 | 82 | 82 | 20516.9377 |  | 616 | Lighting Emitting Diode 55W | 528.22 | 29081 | 29081 | 29081 | 15361165.82
Mercury Vapour 125 Watts | 77.16 | 204.7819 | 102.95 | 223.2123 | 931 | 931 | 931 | 207810.6243 |  | 623 | Lighting Emitting Diode 28W | 458.88 | 36 | 36 | 36 | 16519.68
Mercury Vapour 175 Watts | 85.3 | 201.2716 | 102.95 | 219.386 | 895 | 895 | 895 | 196350.5094 |  | 624 | Lighting Emitting Diode 50W | 452.57 | 281 | 281 | 281 | 127172.17
Mercury Vapour 250 Watts | 87.24 | 291.3753 | 189.8 | 317.5991 | 182 | 182 | 182 | 57803.032 |  | 625 | Lighting Emitting Diode 72W | 532.97 | 6780 | 6780 | 6780 | 3613536.6
Mercury Vapour 400 Watts | 107.82 | 301.45 | 198.75 | 328.5805 | 293 | 293 | 293 | 96274.0865 |  | 626 | Lighting Emitting Diode 100W | 528.22 | 285 | 285 | 285 | 150542.7
Mercury Vapour 700 Watts | 485.12 | 449.7813 | 318.97 | 490.2616 | 2 | 2 | 2 | 980.5232 |  | 627 | Lighting Emitting Diode 200W | 775.43 | 132 | 132 | 132 | 102356.76
Mercury Vapour 1000 Watts | 492.29 | 579.2528 | 439.19 | 631.3856 | 79 | 79 | 79 | 49879.4586 |  | 724 | Lighting Emitting Diode 55 Watts | 318.39 | 9324 | 9355.6926 | 9339.8463 | 2973713.6696
Mercury Vapour 250 Watt Cont. Oper. | 87.24 | 291.3753 | 189.8 | 317.5991 | 1 | 1 | 1 | 317.5991 |  | 740 | Lighting Emitting Diode 190 Watts | 1020.39 | 994 | 997.3786 | 995.6893 | 1015991.4276
Fluorescent 2x24" 70 Watts | 106.44 | 160.7244 | 106.44 | 175.1896 | 22 | 22 | 22 | 3854.1711 |  | 741 | Lighting Emitting Diode 261 Watts | 1174.39 | 944 | 947.2087 | 945.6043 | 1110508.2883
Fluorescent 2x48" 220 Watts | 131.91 | 199.1841 | 131.91 | 217.1107 | 51 | 51 | 51 | 11072.6441 |  | 742 | Lighting Emitting Diode 124 Watts | 766.39 | 845 | 847.8722 | 846.4361 | 648700.158
Fluorescent 2x72" 300 Watts | 178.72 | 269.8672 | 178.72 | 294.1552 | 3 | 3 | 3 | 882.4657 |  | 743 | Lighting Emitting Diode 84 Watts | 706.39 | 1295 | 1299.4018 | 1297.2009 | 916329.728
Fluorescent 4x72" 600 Watts | 293.72 | 443.5172 | 293.72 | 483.4337 | 0 | 0 | 0 | 0
Fluorescent 1x96" 110 Watts | 160 | 241.6 | 160 | 263.344 | 0 | 0 | 0 | 0
Fluorescent 1x72" 150 Watts | 121.22 | 183.0422 | 121.22 | 199.516 | 0 | 0 | 0 | 0
Fluorescent 4x48" 440 Watts | 188.91 | 285.2541 | 188.91 | 310.927 | 0 | 0 | 0 | 0
High Pressure Sodium 70 Watts | N/A | 207.5098 | 0 | 226.1857 | 1768 | 1768 | 1768 | 399896.2858
High Pressure Sodium 100 Watts | N/A | 210.646 | 0 | 229.6041 | 12044 | 12044 | 12044 | 2765352.2622
High Pressure Sodium 150 Watts | N/A | 232.6647 | 0 | 253.6045 | 1716 | 1716 | 1716 | 435185.3615
High Pressure Sodium 250 Watts | 156.49 | 231.6748 | 0 | 252.5255 | 1701 | 1701 | 1701 | 429545.9299
High Pressure Sodium 400 Watts | 173.73 | 246.2127 | 0 | 268.3718 | 1460 | 1460 | 1460 | 391822.8908
High Pressure Sodium 1000 Watts | N/A | 615.5317 | 0 | 670.9296 | 0 | 0 | 0 | 0
Low Pressure Sodium 90 Watts | N/A | 554.5303 | 0 | 604.438 | 0 | 0 | 0 | 0
Low Pressure Sodium 135 Watts | 371.69 | 554.5303 | 0 | 604.438 | 1 | 1 | 1 | 604.438
Low Pressure Sodium 180 Watts | 226.1 | 880.1387 | 0 | 959.3512 | 29 | 29 | 29 | 27821.1843
Metallic Additive 250 Watts | N/A | 298.3271 | 0 | 325.1765 | 75 | 75 | 75 | 24388.2404
Metallic Additive 400 Watts | 358.84 | 305.7586 | 0 | 333.2769 | 639 | 639 | 639 | 212963.9225
Metallic Additive 1000 Watts | 560.49 | 526.1561 | 0 | 573.5101 | 401 | 401 | 401 | 229977.5697
Metallic Additive 100 Watts | N/A | N/A |  |  | 1 | 1 | 1 | 0
[5 empty] | 22390 | 22390 | 22390 | 5564503.7835 | 5564503.7835 | [5 empty] | 53976.777 |  | 27756170.0616
[8 empty] | 17686094.1874 | [8 empty] | 15867166.4389
Labour Cost ( Gross Plant less Cost of Materials
Labour Cost | [7 empty] | 789.9104 | [8 empty] | 293.9628
[5 empty] | Labor related to Retirement |  |  | 789.9104
Inflation rate from 2014 to 2024 (1)
|  | 2014 |  | 2014 to 2024 |  | 2024
Escalation Factor (Incandescent) |  | 151% |  | 109% |  | 160% |  | 29.28%
Escalation Factor (Fluorescent) |  | 151% |  | 109% |  | 160% |  |  |  |  | Note
600 series are Streetlight and Roadway lights offered to Municipal customers.
Note: 2026 costs are based on stores material inventory cost as of 2024 with the exception | [10 empty] | 700 series are the Floood and Area lights offered to mass market customers.
Those without cost is escalated by 2024 escalator ( Inflation rate from 2014 to 2024)
Sample Material Cost - 100 Watt High Intensity (Pressure) Sodium :
Inventory Prices as of March 2011
Fixture, Ballast & Photocell |  | 201.73
Bracket Assembly (Davit) |  | 70.74
Wire |  | 0
Miscellaneous Hardware |  | 0
Lamp Replacement |  | 14.78
TOTAL |  | 287.25
-1 |  | Consumer Price Index, annual average, not seasonally adjusted (statcan.gc.ca)
NWT Bureau of Statistics - CPI - Historical Inflation Rate

## Schedule 4
SCHEDULE 4
STREET / CROSSWALK LIGHTING STUDY
Capital Cost Rate Component Calculation
Revenue Correction factor
| Non Led | LED | [12 empty] | Non LED | LED
Depreciation Rate | 5.33% | 5.33% | [9 empty] | Simulated at current meth. |  |  | 3698555.9199 | 6939320.4279
# of Years | 18.7617 | 18.7617 | [9 empty] | Total cost per COSS (and adjusted for energy) |  |  | 1816358.2983 | 5519637.9226
Tax Adjusted Weighted Average Cost of Capital | 8.4% | 8.4% | [9 empty] | Revenue Correction Factor |  |  | 0.4911 | 0.79541
Pre-tax WACC | 5.67% | 5.67%
Tax-related Gross-up Depreciation factor | 29% | 29%
Salvage Rate (% of Depreciation) | 0% | 0%
Salvage Rate incl in Depr. Rate | 0% | 0%
# of Years | N/A | N/A
|  |  |  | Before Correction Factor |  |  |  | Correction Factor | Aligned with COSS results |  | 2026 Forecast
[9 empty] | Total | [6 empty] | Total
| Material Cost |  |  | Depreciation | Cost of | CCA | Total |  | Annual | Monthly | # of fixtures | Depreciation expense | cost of capital | CCA | Revenue | Annual scaled
| 2026 | Labour Cost Scen 2 | Total | Expense | Capital | Benefit | Cost |  | Cost | Cost
Incandescent < 300 Watts | 84.5334 | 789.9104 | 874.4438 | 65.6449 | 73.456 | 0 | 139.1009 | 49.11% | 68.3124 | 5.6927 | 13 | 853.3833 | 954.9286 | 0 | 1808.3119 | 888.0607
Incandescent > 300 Watts | 104.7122 | 789.9104 | 894.6226 | 67.1597 | 75.1511 | 0 | 142.3108 | 49.11% | 69.8887 | 5.8241 | 1 | 67.1597 | 75.1511 | 0 | 142.3108 | 69.8887
Mercury Vapour 100 Watts | 250.2066 | 789.9104 | 1040.117 | 78.082 | 87.3731 | 0 | 165.4551 | 49.11% | 81.2549 | 6.7712 | 82 | 6402.7257 | 7164.5952 | 0 | 13567.3209 | 6662.9021
Mercury Vapour 125 Watts | 223.2123 | 789.9104 | 1013.1227 | 76.0555 | 85.1055 | 0 | 161.1611 | 49.11% | 79.1461 | 6.5955 | 931 | 70807.7153 | 79233.2273 | 0 | 150040.9426 | 73685.0049
Mercury Vapour 175 Watts | 219.386 | 789.9104 | 1009.2965 | 75.7683 | 84.7841 | 0 | 160.5524 | 49.11% | 78.8472 | 6.5706 | 895 | 67812.6389 | 75881.7624 | 0 | 143694.4013 | 70568.2228
Mercury Vapour 250 Watts | 317.5991 | 789.9104 | 1107.5095 | 83.1412 | 93.0343 | 0 | 176.1755 | 49.11% | 86.5197 | 7.21 | 182 | 15131.6994 | 16932.2421 | 0 | 32063.9415 | 15746.5799
Mercury Vapour 400 Watts | 328.5805 | 789.9104 | 1118.4909 | 83.9656 | 93.9568 | 0 | 177.9224 | 49.11% | 87.3775 | 7.2815 | 293 | 24601.9166 | 27529.334 | 0 | 52131.2506 | 25601.6217
Mercury Vapour 700 Watts | 490.2616 | 789.9104 | 1280.172 | 96.1031 | 107.5385 | 0 | 203.6416 | 49.11% | 100.0082 | 8.334 | 2 | 192.2061 | 215.077 | 0 | 407.2831 | 200.0165
Mercury Vapour 1000 Watts | 631.3856 | 789.9104 | 1421.296 | 106.6973 | 119.3934 | 0 | 226.0906 | 49.11% | 111.033 | 9.2527 | 79 | 8429.0858 | 9432.0749 | 0 | 17861.1607 | 8771.6039
Mercury Vapour 250 Watt Cont. Oper. | 317.5991 | 789.9104 | 1107.5095 | 83.1412 | 93.0343 | 0 | 176.1755 | 49.11% | 86.5197 | 7.21 | 1 | 83.1412 | 93.0343 | 0 | 176.1755 | 86.5197
Fluorescent 2x24" 70 Watts | 175.1896 | 789.9104 | 965.1 | 72.4505 | 81.0715 | 0 | 153.5219 | 49.11% | 75.3945 | 6.2829 | 22 | 1593.9102 | 1783.5719 | 0 | 3377.4822 | 1658.6792
Fluorescent 2x48" 220 Watts | 217.1107 | 789.9104 | 1007.0211 | 75.5975 | 84.593 | 0 | 160.1905 | 49.11% | 78.6694 | 6.5558 | 51 | 3855.4724 | 4314.2406 | 0 | 8169.713 | 4012.1405
Fluorescent 2x72" 300 Watts | 294.1552 | 789.9104 | 1084.0657 | 81.3813 | 91.0649 | 0 | 172.4462 | 49.11% | 84.6882 | 7.0574 | 3 | 244.1438 | 273.1948 | 0 | 517.3386 | 254.0646
Fluorescent 4x72" 600 Watts | 483.4337 | 789.9104 | 1273.3442 | 95.5905 | 106.9649 | 0 | 202.5554 | 49.11% | 99.4748 | 8.2896 | 0 | 0 | 0 | 0 | 0 | 0
Fluorescent 1x96" 110 Watts | 263.344 | 789.9104 | 1053.2544 | 79.0683 | 88.4767 | 0 | 167.545 | 49.11% | 82.2812 | 6.8568 | 0 | 0 | 0 | 0 | 0 | 0
Fluorescent 1x72" 150 Watts | 199.516 | 789.9104 | 989.4264 | 74.2767 | 83.1149 | 0 | 157.3916 | 49.11% | 77.2949 | 6.4412 | 0 | 0 | 0 | 0 | 0 | 0
Fluorescent 4x48" 440 Watts | 310.927 | 789.9104 | 1100.8374 | 82.6403 | 92.4738 | 0 | 175.1141 | 49.11% | 85.9984 | 7.1665 | 0 | 0 | 0 | 0 | 0 | 0
High Pressure Sodium 70 Watts | 226.1857 | 789.9104 | 1016.0961 | 76.2788 | 85.3553 | 0 | 161.634 | 49.11% | 79.3784 | 6.6149 | 1768 | 134860.8536 | 150908.1407 | 0 | 285768.9942 | 140340.9588
High Pressure Sodium 100 Watts | 229.6041 | 789.9104 | 1019.5146 | 76.5354 | 85.6424 | 0 | 162.1778 | 49.11% | 79.6454 | 6.6371 | 12044 | 921792.218 | 1031477.6012 | 0 | 1953269.8192 | 959249.4806
High Pressure Sodium 150 Watts | 253.6045 | 789.9104 | 1043.5149 | 78.3371 | 87.6586 | 0 | 165.9957 | 49.11% | 81.5204 | 6.7934 | 1716 | 134426.4761 | 150422.0761 | 0 | 284848.5522 | 139888.9304
High Pressure Sodium 250 Watts | 252.5255 | 789.9104 | 1042.4359 | 78.2561 | 87.5679 | 0 | 165.824 | 49.11% | 81.4361 | 6.7863 | 1701 | 133113.638 | 148953.0214 | 0 | 282066.6594 | 138522.7447
High Pressure Sodium 400 Watts | 268.3718 | 789.9104 | 1058.2823 | 79.4457 | 88.8991 | 0 | 168.3448 | 49.11% | 82.674 | 6.8895 | 1460 | 115990.7165 | 129792.6189 | 0 | 245783.3354 | 120704.029
High Pressure Sodium 1000 Watts | 670.9296 | 789.9104 | 1460.84 | 109.6659 | 122.7152 | 0 | 232.3811 | 49.11% | 114.1222 | 9.5102 | 0 | 0 | 0 | 0 | 0 | 0
Low Pressure Sodium 90 Watts | 604.438 | 789.9104 | 1394.3484 | 104.6743 | 117.1297 | 0 | 221.804 | 49.11% | 108.9278 | 9.0773 | 0 | 0 | 0 | 0 | 0 | 0
Low Pressure Sodium 135 Watts | 604.438 | 789.9104 | 1394.3484 | 104.6743 | 117.1297 | 0 | 221.804 | 49.11% | 108.9278 | 9.0773 | 1 | 104.6743 | 117.1297 | 0 | 221.804 | 108.9278
Low Pressure Sodium 180 Watts | 959.3512 | 789.9104 | 1749.2616 | 131.3178 | 146.9435 | 0 | 278.2613 | 49.11% | 136.6539 | 11.3878 | 29 | 3808.2164 | 4261.3616 | 0 | 8069.578 | 3962.9643
Metallic Arc 250 Watts | 325.1765 | 789.9104 | 1115.087 | 83.71 | 93.6708 | 0 | 177.3809 | 49.11% | 87.1116 | 7.2593 | 75 | 6278.2537 | 7025.3121 | 0 | 13303.5658 | 6533.3721
Metallic Arc 400 Watts | 333.2769 | 789.9104 | 1123.1873 | 84.3181 | 94.3513 | 0 | 178.6694 | 49.11% | 87.7444 | 7.312 | 639 | 53879.2942 | 60290.469 | 0 | 114169.7633 | 56068.6931
Metallic Arc 1000 Watts | 573.5101 | 789.9104 | 1363.4206 | 102.3526 | 114.5316 | 0 | 216.8842 | 49.11% | 106.5117 | 8.876 | 401 | 41043.3757 | 45927.1861 | 0 | 86970.5617 | 42711.1838
Metallic Additive 100 Watts | 0 | 789.9104 | 789.9104 | 59.2989 | 66.355 | 0 | 125.6539 | 49.11% | 61.7085 | 5.1424 | 1 | 59.2989 | 66.355 | 0 | 125.6539 | 61.7085
Total NON-LED | [10 empty] | 22390 | 1745432.2139 | 1953123.7061 |  | 3698555.9199 | 1816358.2983
|  |  |  | Before Correction Factor |  |  |  | Correction Factor | Aligned with COSS results |  | 2022 Forecast
LED Streetlight | [8 empty] | Total | [6 empty] | Total
Lighting Emitting Diode 44W | 434.58 | 293.9628 | 728.5428 | 54.692 | 61.1999 | 0 | 115.8919 | 79.54% | 92.1821 | 7.6818 | 3957 | 216416.3174 | 242168.0066 | 0 | 458584.3239 | 364764.7419
Lighting Emitting Diode 55W | 528.22 | 293.9628 | 822.1828 | 61.7216 | 69.066 | 0 | 130.7876 | 79.54% | 104.0304 | 8.6692 | 29081 | 1794926.225 | 2008507.0808 | 0 | 3803433.3058 | 3025307.0064
Lighting Emitting Diode 28W | 458.88 | 293.9628 | 752.8428 | 56.5162 | 63.2412 | 0 | 119.7574 | 79.54% | 95.2568 | 7.9381 | 36 | 2034.5843 | 2276.6824 | 0 | 4311.2667 | 3429.2452
Lighting Emitting Diode 50W | 452.57 | 293.9628 | 746.5328 | 56.0425 | 62.7111 | 0 | 118.7537 | 79.54% | 94.4584 | 7.8715 | 281 | 15747.9525 | 17621.824 | 0 | 33369.7765 | 26542.8129
Lighting Emitting Diode 72W | 532.97 | 293.9628 | 826.9328 | 62.0782 | 69.465 | 0 | 131.5432 | 79.54% | 104.6314 | 8.7193 | 6780 | 420890.1785 | 470972.5068 | 0 | 891862.6853 | 709400.7476
Lighting Emitting Diode 100W | 528.22 | 293.9628 | 822.1828 | 61.7216 | 69.066 | 0 | 130.7876 | 79.54% | 104.0304 | 8.6692 | 285 | 17590.6597 | 19683.7976 | 0 | 37274.4573 | 29648.6537
Lighting Emitting Diode 200W | 775.43 | 293.9628 | 1069.3928 | 80.2798 | 89.8324 | 0 | 170.1121 | 79.54% | 135.3097 | 11.2758 | 132 | 10596.9299 | 11857.8739 | 0 | 22454.8038 | 17860.8824
| 530.1243 | 293.9628 | 824.0871 | 61.8646 | 69.2259 | 0 | 131.0905 | 79.54% | 104.2713 | 8.6893
LED Area Lights
Lighting Emitting Diode 55 Watts | 318.39 | 293.9628 | 612.3528 | 45.9696 | 51.4396 | 0 | 97.4092 | 79.54% | 77.4807 | 6.4567 | 9339.8463 | 429348.87 | 480437.7102 | 0 | 909786.5802 | 723657.6782
Lighting Emitting Diode 190 Watts | 1020.39 | 293.9628 | 1314.3528 | 98.669 | 110.4098 | 0 | 209.0788 | 79.54% | 166.3044 | 13.8587 | 995.6893 | 98243.6924 | 109933.8508 | 0 | 208177.5432 | 165587.4915
Lighting Emitting Diode 261 Watts | 1174.39 | 293.9628 | 1468.3528 | 110.2299 | 123.3463 | 0 | 233.5761 | 79.54% | 185.7899 | 15.4825 | 945.6043 | 104233.8421 | 116636.7771 | 0 | 220870.6192 | 175683.7515
Lighting Emitting Diode 124 Watts | 766.39 | 293.9628 | 1060.3528 | 79.6011 | 89.073 | 0 | 168.6741 | 79.54% | 134.1659 | 11.1805 | 846.4361 | 67377.2742 | 75394.593 | 0 | 142771.8672 | 113562.8511
Lighting Emitting Diode 84 Watts | 706.39 | 293.9628 | 1000.3528 | 75.0969 | 84.0328 | 0 | 159.1297 | 79.54% | 126.5741 | 10.5478 | 1297.2009 | 97415.7777 | 109007.4213 | 0 | 206423.199 | 164192.0602
| 797.19 | 293.9628 | 1091.1528 | 81.9133 | 91.6603 | 0 | 173.5736 | 79.54% | 138.063 | 11.5052
Total LED | [10 empty] | 53976.777 | 3274822.3035 | 3664498.1244 |  | 6939320.4279 | 5519637.9226

## Schedule 5
SCHEDULE 5
STREET / CROSSWALK LIGHTING STUDY
Tax-Adjusted Weighted Average Cost of Capital Rate by Components
For 2027 Street Light Rates
a) Weighted Average Cost of Capital - Pretax |  |  |  |  | Non-LED |  | LED
|  | Proportion | Cost | Extended
| ST Debt | 4.828% | 2.731% | 0.1318% | 0.1318% | 0.1318% | 0.1318%
| LT Debt | 55.17% | 3.513% | 1.938% | 1.938% | 1.938% | 1.938%
| Common Equity | 40% | 9% | 3.6% | 3.6% | 3.6% | 3.6%
|  | 100% |  | 5.67% | 5.67% | 5.67% | 5.67%
| WACC - pretax cost |  |  |  | 5.67% |  | 5.67%
b) Additional income tax for common equity
| Extended equity cost |  |  | 3.6% |  | 3.6%
| Effective tax rate (excluding surtax) |  |  | 29% |  | 29%
| Income tax |  |  | 1.471% |  | 1.471%
| WACC - equity tax cost |  |  |  | 1.47% |  | 1.47%
c) Large Corporations Tax
| Ave. Net Plant Value - Street Lighting |  |  | 11.6469 |  | 24.3942
| Ave. Net Plant Value - Assigned GP Plt. |  |  | 2.2826 |  | 4.7809
| Ave. Deferred Chgs & W/C |  |  | 2.8352 |  | 5.9383
| Net Plant Value - Total Street Lighting |  |  | 16.7647 |  | 35.1134
d) Grants in Lieu of Property Tax
| Total 2026 Forecasted Expense |  |  | 51.5485 |  | 43.5423
| Street lights % of Total Electric Plant |  |  | 0.4868% |  | 1.02%
| Street lights Allocated Amount |  |  | 0.25096 |  | 0.44399
| Percentage of Net Plant Value |  |  | 1.497% |  | 1.264%
| WACC - Grants in Lieu of Property Tax |  |  |  | 1.5% |  | 1.26%
Total WACC - Interest / Carrying Cost |  |  |  |  | 8.64% |  | 8.4%

## Schedule 5A
SCHEDULE 5A
STREET / CROSSWALK LIGHTING STUDY
For 2026 Street Light Rates
For 2012 Street Light Rates
Capital Cost Expenses (Net Plant Value)
|  | Non LED | LED | Total | COSS
Gross Plant Value (YA) |  | 23250.598 | 43623.3365 | 66873.9345
Net Plant Value (YA) |  | 10908.2661 | 24496.9795 | 35405.2456 | 36112.9289
Distr CWIP amount to Streetlight |  | -22.0789 | -49.5832 |  | 71.6621
Net Plant Value (YA) |  | 10886.1872 | 24447.3963 | 35333.5835 | 36041.2668
INTEREST NET OF AFUDC |  | 279.7406 | 628.2208 | 907.9614 | 909.5814
PREFERRED DIVIDENDS |  | 0 | 0 | 0 | 0
RETURN (PROFIT/LOSS) |  | 385.1878 | 865.0263 | 1250.2141 | 1253.6449
CORPORATE TAXES |  | 31.8645 | 71.5589 | 103.4234 | 64.9863
GRANTS IN LIEU OF TAXES |  | 97.4668 | 218.8837 | 316.3504 | 317.4761
Subtotal Financing Expense |  | 794.2596 | 1783.6897 | 2577.9494
DEPRECIATION |  | 984.8405 | 3599.7633 | 4584.6038 | 4758.0469
Accretion and others |  | 37.2581 | 136.1849 | 173.443 | 173.443
Total Depreciation Expense and Accretions |  | 1022.0987 | 3735.9482 | 4758.0469 | 4758.0469 | 0
CCA |  | 0 | 0
TOTAL CAPITAL COST EXPENSE |  | 1816.3583 | 5519.6379 | 7335.9962
2026
2027
|  | 5000 Street Lights Dist Plant | 9000 LED Street Lights Dist Plant | Total
2026 | 2026 Gross Plan Value | 23250597.9709 | 43623336.5006 | 66873934.4715
| 2026 CWIP | -18740.8314 | 354704.371 | 335963.5397
| 2026 Net Plant Value | 10908266.0759 | 24496979.5017 | 35405245.5777
| 2026 Depreciation | 984840.5387 | 3599763.2897 | 4584603.8284
2027 | 2027 Gross Plan Value | 23250597.9709 | 43623336.5006 | 66873934.4715
| 2027 CWIP | -18740.8314 | 354704.371 | 335963.5397
| 2027 Net Plant Value | 10908266.0759 | 24496979.5017 | 35405245.5777
| 2027 Depreciation | 984840.5387 | 3599763.2897
| Average Gross Plan Value | 23250597.9709 | 43623336.5006
| Average CWIP | -18740.8314 | 354704.371
| Average Net Plant Value | 10908266.0759 | 24496979.5017
| 2026 Depreciation | 984840.5387 | 3599763.2897

## Schedule 6
SCHEDULE 6
STREET / CROSSWALK LIGHTING STUDY
AREA LIGHTING MATERIAL COST ANALYSIS
Light Type | Material | Fixture | Lamp | Photocell | Davit | Wire | Connectors | Fasteners
Street Lights | Cost
Incandescent < 300 Watts | 51.36 | 0 | 0 | 0 | 0 | 0 | 0 | 0
Incandescent > 300 Watts | 63.62 | 0 | 0 | 0 | 0 | 0 | 0 | 0
Mercury Vapour 100 Watts | 122.41 | 122.41 | 0 | 0 | 0 | 0 | 0 | 0
Mercury Vapour 125 Watts | 102.95 | 102.95 | 0 | 0 | 0 | 0 | 0 | 0
Mercury Vapour 175 Watts | 102.95 | 102.95 | 0 | 0 | 0 | 0 | 0 | 0
Mercury Vapour 250 Watts | 189.8 | 189.8 | 0 | 0 | 0 | 0 | 0 | 0
Mercury Vapour 400 Watts | 198.75 | 198.75 | 0 | 0 | 0 | 0 | 0 | 0
Mercury Vapour 700 Watts | 318.97 | 318.97 | 0 | 0 | 0 | 0 | 0 | 0
Mercury Vapour 1000 Watts | 439.19 | 439.19 | 0 | 0 | 0 | 0 | 0 | 0
Mercury Vapour 250 Watt Cont. Oper. | 189.8 | 189.8 | 0 | 0 | 0 | 0 | 0 | 0
Fluorescent 2x24" 70 Watts | 106.44 | 0 | 0 | 0 | 0 | 0 | 0 | 0
Fluorescent 2x48" 220 Watts | 131.91 | 0 | 0 | 0 | 0 | 0 | 0 | 0
Fluorescent 2x72" 300 Watts | 178.72 | 0 | 0 | 0 | 0 | 0 | 0 | 0
Fluorescent 4x72" 600 Watts | 293.72 | 0 | 0 | 0 | 0 | 0 | 0 | 0
Fluorescent 1x96" 110 Watts | 160 | 0 | 0 | 0 | 0 | 0 | 0 | 0
Fluorescent 1x72" 150 Watts | 121.22 | 0 | 0 | 0 | 0 | 0 | 0 | 0
Fluorescent 4x48" 440 Watts | 188.91 | 0 | 0 | 0 | 0 | 0 | 0 | 0
High Pressure Sodium 70W | 0 | 0 | 0 | 0 | 0 | 0 | 0 | 0
High Pressure Sodium 100W | 0 | 0 | 0 | 0 | 0 | 0 | 0 | 0
High Pressure Sodium 150W | 0 | 0 | 0 | 0 | 0 | 0 | 0 | 0
High Pressure Sodium 250 Watts | 0 | 0 | 0 | 0 | 0 | 0 | 0 | 0
High Pressure Sodium 400 Watts | 0 | 0 | 0 | 0 | 0 | 0 | 0 | 0
Low Pressure Sodium 90W | 0 | 0 | 0 | 0 | 0 | 0 | 0 | 0
Low Pressure Sodium 135 Watts | 0 | 0 | 0 | 0 | 0 | 0 | 0 | 0
Low Pressure Sodium 180 Watts | 0 | 0 | 0 | 0 | 0 | 0 | 0 | 0
Metallic Additive 250W | 0 | 0 | 0 | 0 | 0 | 0 | 0 | 0
Metallic Arc 400 Watts | 0 | 0 | 0 | 0 | 0 | 0 | 0 | 0
Metallic Arc 1000 Watts | 0 | 0 | 0 | 0 | 0 | 0 | 0 | 0
LED Yard Light 100 Watts | 318.39 | 190 | 0 | 23.39 | 105 | 0 | 0 | 0
Light Type | Material | Fixture | Lamp | Photocell | Davit | Wire | Connectors | Fasteners
Cost
Mercury Vapour 175 Watts | 0 | 0 | 0 | 0 | 0 | 0 | 0 | 0
Mercury Vapour 250 Watts | 0 | 0 | 0 | 0 | 0 | 0 | 0 | 0
Mercury Vapour 400 Watts | 0 | 0 | 0 | 0 | 0 | 0 | 0 | 0
Mercury Vapour 1000 Watts | 0 | 0 | 0 | 0 | 0 | 0 | 0 | 0
HIS 150W | 0 | 0 | 0 | 0 | 0 | 0 | 0 | 0
High Intensity Sodium 250 Watts | 0 | 0 | 0 | 0 | 0 | 0 | 0 | 0
High Intensity Sodium 400 Watts | 0 | 0 | 0 | 0 | 0 | 0 | 0 | 0
Metallic Additive 250W | 0 | 0 | 0 | 0 | 0 | 0 | 0 | 0
Metallic Arc 400 Watts | 0 | 0 | 0 | 0 | 0 | 0 | 0 | 0
Metallic Arc 1000 Watts | 0 | 0 | 0 | 0 | 0 | 0 | 0 | 0
Dusk-to-Dawn 70W HPS | 0 | 0 | 0 | 0 | 0 | 0 | 0 | 0
Dusk-to-Dawn 100W HPS | 0 | 0 | 0 | 0 | 0 | 0 | 0 | 0
LED Flood light 124 Watts | 1020.39 | 892 | 0 | 23.39 | 105 | 0 | 0 | 0
LED Flood Light 261Watts | 1174.39 | 1046 | 0 | 23.39 | 105 | 0 | 0 | 0
LED Flood Light 190 Watts | 766.39 | 638 | 0 | 23.39 | 105 | 0 | 0 | 0
LED Flood Light 84 Watts | 706.39 | 578 | 0 | 23.39 | 105 | 0 | 0 | 0
28W LED Street Light Satellite Fixture | 458.88 | 299.3 | 0 | 19.25 | 106.435 | 28.485 | 2.94 | 2.47
44W LED Street Light Satellite Fixture | 434.58 | 275 | 0 | 19.25 | 106.435 | 28.485 | 2.94 | 2.47
35W NXT Street Light Fixture, equivalent to 168205 | 288.58 | 129 | 0 | 19.25 | 106.435 | 28.485 | 2.94 | 2.47
50W LED Street Light Satellite Fixture | 452.57 | 292.99 | 0 | 19.25 | 106.435 | 28.485 | 2.94 | 2.47
41W NXT Street Light Fixture, equivalent to 169379 | 439.41 | 279.83 | 0 | 19.25 | 106.435 | 28.485 | 2.94 | 2.47
55W LED Street Light Satellite Fixture | 528.22 | 368.64 | 0 | 19.25 | 106.435 | 28.485 | 2.94 | 2.47
46W NXT Street Light Fixture, equivalent to 169380 | 439.41 | 279.83 | 0 | 19.25 | 106.435 | 28.485 | 2.94 | 2.47
100W LED Street Light Satellite Fixture | 528.22 | 368.64 | 0 | 19.25 | 106.435 | 28.485 | 2.94 | 2.47
80W NXT Street Light Fixture, equivalent to 169382 | 453.43 | 293.85 | 0 | 19.25 | 106.435 | 28.485 | 2.94 | 2.47
72W LED Street Light Satellite Fixture | 532.97 | 373.39 | 0 | 19.25 | 106.435 | 28.485 | 2.94 | 2.47
60W NXT Street Light Fixture, equivalent to 169206 | 453.43 | 293.85 | 0 | 19.25 | 106.435 | 28.485 | 2.94 | 2.47
200W LED Street Light Satellite Fixture | 775.43 | 615.85 | 0 | 19.25 | 106.435 | 28.485 | 2.94 | 2.47
135W NXT Fixture, equivalent to 168207 | 571.56 | 411.98 | 0 | 19.25 | 106.435 | 28.485 | 2.94 | 2.47

## Schedule 7
SCHEDULE 7
STREET / CROSSWALK LIGHTING STUDY
AREA LIGHTING MATERIAL COST ANALYSIS
ITEM | ITEM | DESCRIPTION | AVG COST 2021 | AVG COST 2024 | Location
0000386440 | 0000386440 | LAMP FLUORESCENT 40W 48 | 1.348 | #N/A
0000386450 | 0000386450 | LAMP FLUORESCENT 40W 48 | 2.39 | 2.39
0000386700 | 0000386700 | LAMP FLUORESCENT 75W 96 | 3.49 | #N/A
0000386710 | 0000386710 | LAMP FLUORESCENT 205W | 3.9463 | #N/A
0000387070 | 0000387070 | LAMP FLUORESCENT 35W 24 | 6.92 | 6.92
0000387190 | 0000387190 | LAMP FLUORESCENT 60W 48 | 12.12 | 12.12
0000387360 | 0000387360 | LAMP FLUORESCENT 85W 72 | 6.5429 | #N/A
0000388000 | 0000388000 | LAMP 100 WATT M.V. | 15.987 | #N/A
0000388180 | 0000388180 | LAMP 125 WATT M.V. | 15.19 | 15.19
0000388330 | 0000388330 | LAMP 175 WATT M.V. | 9.67 | 9.67
0000388500 | 0000388500 | LAMP 250 WATT M.V. | 18.83 | 18.83
0000388660 | 0000388660 | LAMP 400 WATT M.V. | 10.17 | 10.17
0000388770 | 0000388770 | LAMP 700 WATT M.V. | 37.096 | #N/A
0000388980 | 0000388980 | LAMP 1000 WATT MV | 67.5 | 67.5
0000388990 | 0000388990 | LAMP 70 WATT H.P.S. | 26.98 | 26.98
0000389000 | 0000389000 | LAMP 100 WATT H.P.S. | 14.78 | 14.78
0000389030 | 0000389030 | LAMP 135 WATT L.P.S. | 39.8 | 39.8
0000389040 | 0000389040 | LAMP 150 WATT HPS 100V | Unknown | #N/A
0000389060 | 0000389060 | LAMP 150 WATT H.P.S.55V | 13.77 | 13.77
0000389090 | 0000389090 | LAMP 180 WATT L.P.S. | 54.77 | 54.77
0000389250 | 0000389250 | LAMP 250 WATT H.P.S. | 14.79 | 14.79
0000389400 | 0000389400 | LAMP 400 WATT H.P.S. | 15.2 | 15.2
0000389450 | 0000389450 | LAMP 1000W HPS | 52.11 | 52.11
0000389700 | 0000389700 | LAMP HALIDE 250W | 15.79 | 16.18
0000389770 | 0000389770 | LAMP HALIDE 400W | 14.79 | 14.79
0000389810 | 0000389810 | LAMP HALIDE 1000W | 35.06 | 35.09
0000389900 | 0000389900 | LAMP STREET LITE SIGNAL | Unknown | #N/A
0002103270 | 0002103270 | CONDUIT FLEX BLK 1/2" | 4.32 | 4.81
0050091540 | 0050091540 | BOLT LAG 1/2"X 4" GALV | 0.73 | 1.24
0050103120 | 0050103120 | BOLT MACHINE 5/8" X 12" | 1.74 | 2.78
0054223510 | 0054223510 | CRIMPIT #2/0- #8 WR139 | 0.57 | 0.89
0057151000 | 0057151000 | BRACKET 10'L | 54.85 | 54.85
0057152040 | 0057152040 | BRACKET 1 1/4"X4' FIXED | 74.95 | 121.8
0057152220 | 0057152220 | BRACKET 4'X 2' 16" TEN | Unknown | #N/A
0057154060 | 0057154060 | BRACKET 1 1/4"X6' LOWER | 70.74 | 70.74
0057155060 | 0057155060 | BRACKET SWIVEL 1 1/4 X6 | Unknown | #N/A
0057155720 | 0057155720 | BRACKET TAPERED 6' X 2" | Unknown | #N/A
0057155723 | 0057155723 | BRACKET TAPERED 8' | Unknown | #N/A
0057155725 | 0057155725 | BRACKET TAPERED 2"X10' | 106.435 | #N/A
0057156020 | 0057156020 | BRACKET LOWER 2" X 6' | 65.42 | 65.42
0057156080 | 0057156080 | BRACKET FIXED 2" X 8' | Unknown | #N/A
0057157010 | 0057157010 | BRACKET TAPERED 12'L | 91.18 | 91.18
0057158140 | 0057158140 | PLATE POLE ST LITE 1 1/ | 9.4629 | #N/A
0057158220 | 0057158220 | PLATE POLE ST LIGHT 2" | Unknown | #N/A
0057350350 | 0057350350 | LUMINAIRE LPS 135W | 463.38 | #N/A
0057350720 | 0057350720 | LUM LPS 180W 120/240/347 V | 783.42 | 783.42 | R04B
0057350750 | 0057350750 | LUMINAIRE LPS 180W 240V | 493.3 | #N/A | XX
0057350800 | 0057350800 | LUMINAIRE LPS 180W 347V | 780.2 | 780.2 | XX
0057350830 | 0057350830 | LUMINAIRE HPS 70W POLY | Unknown | #N/A | XX
0057350835 | 0057350835 | LUM. 70W POLY C/W LAMP | 99.23 | 0 | XX
0057350836 | 0057350836 | LUM 70W POLY ALUM.ALLOY | 97.6968 | 0 | XX
0057350837 | 0057350837 | LUMINAIRE 70W HPS CWA ACRYLIC | 178.19 | 178.19 | C01A
0057350850 | 0057350850 | LUMINAIRE HPS 70W GLASS | Unknown | #N/A | XX
0057350855 | 0057350855 | LUM. 70W GLASS C/W LAMP | Unknown | #N/A | C03A
0057350856 | 0057350856 | LUM 70W GLASS AL. ALLOY | 99.3736 | #N/A | M12D
0057350857 | 0057350857 | LUM. 70W GLASS CWI BAL. | Unknown | #N/A | M08A
0057350860 | 0057350860 | LUM 100W HPS POLY | Unknown | #N/A | XX
0057350865 | 0057350865 | LUM. 100W POLY C/W LAMP | 201.73 | 201.73 | XX
0057350866 | 0057350866 | LUMINAIRE 100W ACRYLIC HPS CWA | 201.73 | 201.73 | C07A
0057350867 | 0057350867 | LUM 100W POLY AL. ALLOY | 98.3662 | #N/A | XX
0057350875 | 0057350875 | LUM. 100W GLASS C/WLAMP | 98.76 | 0 | XX
0057350877 | 0057350877 | LUM. 100W GLASS CWI BAL | 135.75 | #N/A | XX
0057350880 | 0057350880 | LUMINAIRE HPS 150W GLAS | 82.27 | #N/A | XX
0057350885 | 0057350885 | LUM. 150W GLASS C/WLAMP | 100.95 | 0 | XX
0057350886 | 0057350886 | LUMINAIRE 150W HPS CWI GLASS | 193.37 | 193.37 | M05A
0057350887 | 0057350887 | LUM. 150W HPS 240V GLAS | 150.88 | #N/A | C09A
0057350890 | 0057350890 | LUMINAIRE HPS 150W POLY | 79.237 | 0 | XX
0057350895 | 0057350895 | LUM. 150W POLY C/W LAMP | 102.95 | 0 | XX
0057351315 | 0057351315 | LUMINAIRE 250W HPS CWI GLASS | 196.86 | 196.86 | C07A
0057351400 | 0057351400 | LUMINAIRE 250W HPS CWI 347V | 160.68 | 160.68 | C05A
0057351710 | 0057351710 | LUMINAIRE HPS 400W GLAS | 109.5951 | 0 | XX
0057351715 | 0057351715 | LUMINAIRE 400W HPS CWI 120/240 | 214.71 | 214.71 | M12A
0057351720 | 0057351720 | LUMINAIRE HPS 400W 240V | 170.8 | 170.8 | XX
0057351730 | 0057351730 | LUMINAIRE HPS 400W 347V | 196 | #N/A | XX
0057351760 | 0057351760 | LUMINAIRE 400W 600V HPS CWI GL | 170.8 | 170.8 | M12A
0057353330 | 0057353330 | LUMINAIRE MTL-HLDE 400W | Unknown | #N/A | XX
0057353500 | 0057353500 | LUMINAIRE HALIDE 1000 W | Unknown | #N/A | XX
0057353550 | 0057353550 | LUMINAIRE HALIDE 1000 W | Unknown | #N/A | T01C
0057400920 | 0057400920 | AREA LIGHT MV 125 W | Unknown | #N/A | XX
0057401200 | 0057401200 | LUMINAIRES 70W H-P.S. | 107.7981 | 0 | D14B
0057401205 | 0057401205 | DUSK-T-DAWN 70W HPS CWA | 153.67 | 153.67 | D08B
0057402020 | 0057402020 | AREA LIGHT MV 175 W | Unknown | #N/A | XX
0057402100 | 0057402100 | LUMINAIRES 100W H.P.S. | 106.365 | 0 | XX
0057402105 | 0057402105 | DUSK-T-DAWN 100W HPS CWA | 233.12 | 233.12 | C15A
0057402150 | 0057402150 | FLOODLIGHT 150W HPS CWI | 227.44 | 227.44 | C17A
0057402240 | 0057402240 | FLOODLIGHT M.V. 175W | Unknown | #N/A
0057403330 | 0057403330 | FLOODLIGHT M V 250 W | Unknown | #N/A | XX
0057403500 | 0057403500 | FLOODLIGHT 250W HPS CWI | 233.94 | 233.94
0057404050 | 0057404050 | FLOODLIGHT M V 400 W | Unknown | #N/A | XX
0057404600 | 0057404600 | FLOODLIGHT 400W HPS CWI | 281.35 | 281.35 | C11A
0057408250 | 0057408250 | FLOODLIGHT MTL HAL.250W | 280.83 | 280.83 | D05B
0057408500 | 0057408500 | FLOODLIGHT 400W MTL-HAL CWI | 277.93 | 277.93 | D03A
0057409000 | 0057409000 | FLOODLIGHT 1000W MH CWI | 529 | 529
0057409380 | 0057409380 | FLOODLIGHT M V 1000 W | Unknown | #N/A | XX
0057600450 | 0057600450 | BRACKET & ADAPTORS | 10.85 | 10.85
0057601010 | 0057601010 | CAP SHORTING TWIST LOCK | 5.59 | 7.1
0057601200 | 0057601200 | CONTROL 120 V PHOTO | Unknown | #N/A
0057601400 | 0057601400 | CONTROL ELECT 120V PHOTOCELL | 8.8 | 8.8
0057602000 | 0057602000 | PHOTO CONTROL 120V HD | 23.48 | 24.07
0057602400 | 0057602400 | CONTROL 240V ELECT PHOTOCELL | 12 | 12
0057602960 | 0057602960 | GUARD WIRE FOR ST-LITE | Unknown | #N/A
0057603800 | 0057603800 | REFRACTOR GLASS | Unknown | #N/A
0057603900 | 0057603900 | REFRACTORS POLYCARBON # | Unknown | #N/A
0057604020 | 0057604020 | REFRACTOR POLY LU B2214 | Unknown | #N/A
0057604050 | 0057604050 | REFRACTOR POLY LU B2217 | Unknown | #N/A
0057604080 | 0057604080 | REFRACTOR POLYCARBON #9 | Unknown | #N/A
0057604170 | 0057604170 | REFRACTOR GLASS | 66.37 | #N/A
0057604200 | 0057604200 | REFRACTOR ACRYLIC VB15 | Unknown | #N/A
0057604210 | 0057604210 | REFRACTOR POLY LUM VB15 | 78.675 | #N/A
0057604220 | 0057604220 | REFRACTOR AREA LIGHT | 19.04 | 19.04
0057604240 | 0057604240 | REFRACTOR GLASS OV15 | 16.004 | 0
0057604250 | 0057604250 | REFRACTOR POLY LUM 0V15 | 24 | 0
0057604255 | 0057604255 | REFRACTOR STREETLIGHT OV | 24.04 | 24.04
0057604270 | 0057604270 | REFRACTOR GLASS OV25 | 25.885 | #N/A
0057604280 | 0057604280 | REFRACTOR POLY OV25 | 92.87 | #N/A
0057604300 | 0057604300 | REFRACTOR GLASS OV50 | Unknown | #N/A
0057605800 | 0057605800 | REDUCER LAMPHOLDER, | 6.25 | #N/A
0057606100 | 0057606100 | REFRACTOR 125 W M V | Unknown | #N/A
0057606500 | 0057606500 | REFRACTOR FOR SODIUM | Unknown | #N/A
0057606550 | 0057606550 | REFRACTOR FOR SODIUM | 88.615 | #N/A
0057606700 | 0057606700 | REFRACTOR 250 W M V | Unknown | #N/A
0057606950 | 0057606950 | REFRACTOR 400 W M V | 33.01 | 0
0057607300 | 0057607300 | RELAY 30 AMP 110 V MURC | 33.89 | #N/A
0057607330 | 0057607330 | RELAY 30 AMP 125 V | Unknown | #N/A
0057607400 | 0057607400 | RELAY 60 AMP 115 V | 259.55 | 259.55
0057607440 | 0057607440 | RELAY 60 AMP 250 V | Unknown | #N/A
0057608690 | 0057608690 | STARTERS HPS LUMINAIRES | 31.63 | #N/A
0057608700 | 0057608700 | STARTER FOR HPS 70-150W | 40.951 | #N/A
0057608703 | 0057608703 | STARTER FOR HPS 55V | Unknown | #N/A
0057608710 | 0057608710 | STARTER FOR SODIUM | Unknown | #N/A
0057608713 | 0057608713 | STARTER KIT HPS 55V 70/ | 31.75 | #N/A
0057608720 | 0057608720 | STARTER FOR HPS 150-400 | Unknown | #N/A
0057608722 | 0057608722 | STARTER FOR HPS 100V | 36.3533 | 0
0057608730 | 0057608730 | STARTER FOR SODIUM | 48.16 | 0
0065734220 | 0065734220 | CABLE CU ST-LITE 2C #12 | 1.1 | 1.1
168204 | 168204 | 28W LED Satellite Fixture | 299.3
168205 | 168205 | 44W LED Satellite Fixture | 275
195534 | 195534 | 35W NXT Fixture, equivalent to 168205 | 129
169379 | 169379 | 50W LED Satellite Fixture | 292.99
193535 | 193535 | 41W NXT Fixture, equivalent to 169379 | 279.83
169380 | 169380 | 55W LED Satellite Fixture | 368.64
193364 | 193364 | 46W NXT Fixture, equivalent to 169380 | 279.83
169382 | 169382 | 100W LED Satellite Fixture | 368.64
193365 | 193365 | 80W NXT Fixture, equivalent to 169382 | 293.85
168206 | 168206 | 72W LED Satellite Fixture | 373.39
193366 | 193366 | 60W NXT Fixture, equivalent to 169206 | 293.85
168207 | 168207 | 200W LED Satellite Fixture | 615.85
193367 | 193367 | 135W NXT Fixture, equivalent to 168207 | 411.98
160441 | 160441 | Long Life Photocell | 19.25
168605 | 168605 | #10 AWG Copper Ground Wire, Green | 0.635
138912 | 138912 | Servit Grounding Connector | 1.8

## Schedule 8
SCHEDULE 8
STREET / CROSSWALK LIGHTING STUDY
LAMP LIFE ANALYSIS
Assumptions: |  |  | Total annual photocell operating time is based on 4,000 hours per year or 333 hours per month.
All Average Rated Life Spans are as indicated in the IES Lighting Handbook, 1981 Edition
(IES = Illuminating Engineering Society)
Lamp Type | Statistical Earlier | Average | Average | Burning Hours | Service Life | Life Relative | Replacements Relative
| Failure | Life (Hrs) | Life (Hrs) | per Year | (Years) | to 100W HPS | to 100W HPS
Incandescent |  | 2500 | 2500 | 4000 | 0.625 | 0.10417 | 9.6
Fluorescent (48 in., T12, Recess Base) |  | 12000 | 12000 | 4000 | 3 | 0.5 | 2
Mercury Vapour |  | 24000 | 24000 | 4000 | 6 | 1 | 1
Mercury Vapour 125W *See Note |  | 18000 | 18000 | 4000 | 4.5 | 0.75 | 1.3333
Metal Halide 175W |  | 7500 | 7500 | 4000 | 1.875 | 0.3125 | 3.2
Metal Halide 250W |  | 10000 | 10000 | 4000 | 2.5 | 0.41667 | 2.4
Metal Halide 400W |  | 15000 | 15000 | 4000 | 3.75 | 0.625 | 1.6
Metal Halide 1000W |  | 10000 | 10000 | 4000 | 2.5 | 0.41667 | 2.4
High Pressure Sodium 70W |  | 24000 | 24000 | 4000 | 6 | 1 | 1
High Pressure Sodium 100W |  | 24000 | 24000 | 4000 | 6 | 1 | 1
Low Pressure Sodium |  | 8000 | 8000 | 4000 | 2 | 0.33333 | 3
LED Street Light adjusted for photo cell replacement | 0 | 40000 | 40000 | 4000 | 10 | 1.6667 | 0.6
LED Flood Light adjusted for photo cell replacement | 0 | 80000 | 80000 | 4000 | 20 | 3.3333 | 0.3
LED Yard Light adjusted for photo cell replacement | 0 | 40000 | 40000 | 4000 | 10 | 1.6667 | 0.6
* No Average life data was available for this lamp size in the references listed above. 75% of the quoted life for all Mercury Lamps was used.
This is gives a life that is consistent with previous rate calculations.

## Schedule 9
Nova Scotia Power Inc. |  |  | Schedule 9
SCHEDULE 9
This tab intentionally left blank.

## StLgt Assets
Determination of Assigned and Average Fixed Assets
For 2027 Street Light Rates
| End of year | End of year
For 2027 Street Light Rates | 2026 | 2027 |  | AVERAGE
Current & Long Term Assets
Financing Charges | 21.0991 | 19.9929 |  | 20.546
Pension Charges | 170.2854 | 197.7854 |  | 184.0354
FAM Deferral | 9.2744 | 0.00012644 |  | 4.6373
Storm Rider Deferral | -0.0020926 | -0.0021814 |  | -0.002137
Rate Stabilization (RS) Deferral | 0 | 0 |  | 0
DSM Rider Deferral | 0.79518 | 0.096958 |  | 0.44607
DSM Deferral | 7.627e-07 | 7.627e-07 |  | 7.627e-07
Other General Charges | 24.8967 | 16.8786 |  | 20.8876
Retired Assets (Roseway, Annapolis, and SmartGrid) | 5.1713 | 27.1004 |  | 16.1358
Deferred Decarbonization Asset | 0 | 0 |  | 0
Cost of Removal Liability | -2.3818 | -31.229 |  | -16.8054
Asset Retirement Obligation | -149.7086 | -157.6011 |  | -153.6549
Deferred Income Taxes | 23.9249 | 16.0698 |  | 19.9973
Other Deferred Credits | -30.1275 | -31.7534 |  | -30.9405
Long term receivable | 95.3311 | 99.523 |  | 97.4271
Allowance for materials and supplies | 301.9708 | 286.9934 |  | 294.4821
Allowance for working capital | 135.7099 | 114.643 |  | 125.1764
Total Assigned to Fixed Assets | 606.2387 | 558.498 |  | 582.3684
% Allocated To Non LED Street Lighting |  |  |  | 0.4868%
% Allocated To LED Street Lighting |  |  |  | 1.02%
Additional Deferred Charges. & Working Capital assigned to LED Street Lighting |  |  |  | 2.8352
Additional Deferred Charges. & Working Capital assigned to Non LED Street Lighting |  |  |  | 5.9383
| End of year | End of year
| 2026 | 2027 |  | AVERAGE
Rate Base
Gross Plant Value ( GPV)
Steam Total | 2079.5867 | 2150.7444 |  | 2115.1656 | Steam Generation Plant - S
Hydro Total | 873.9425 | 894.3099 |  | 884.1262 | Hydro Generation Plant - H
Wind | 325.8688 | 327.0533 |  | 326.4611 | Wind Generation Plant - W
SOLAR/Smart Grid | 1.5791 | 1.5791 |  | 1.5791 | Solar - E
LM6000 TC 4 | 60.754 | 69.1369 |  | 64.9455 | LM 6000 TC 4
LM6000 TC 5 | 45.0763 | 46.4115 |  | 45.7439 | LM 6000 TC 5
Gas Turbine -Other | 212.7728 | 226.0037 |  | 219.3883 | Gas Turbine Generation Plant - G
General Property | 987.0032 | 1043.59 |  | 1015.2966 | General Plant - P
Transmission Plant Total | 1712.156 | 1799.9152 | -198.0017 | 1558.0339 | Transmission Plant - T
Distribution Plant Total | 2491.66 | 2650.5374 | 198.0017 | 2769.1004 | Distribution Plant - D
-- Street Lighting | 66.8739 | 66.8739 |  | 66.8739
General Property | 987.0032 | 1043.59 |  | 1015.2966 | General Plant - P
% of Street Lighting to Dist. Assets |  |  |  | 2.4%
Total Gross Plant Value of Fixed Assets | 8790.3995 | 9209.2814 |  | 8999.8404
% Street Lighting to Total Assets |  |  |  | 0.8375%
Additional Deferred Chgs. & W/C assigned to Street Lighting |  |  |  | 4.8776
Net Plant Value ( NPV)
Steam Total | 767.4039 | 822.7184 |  | 795.0611 | Steam Generation Plant - S
Hydro Total | 690.8153 | 719.8972 |  | 705.3563 | Hydro Generation Plant - H
Wind | 158.3538 | 148.5133 |  | 153.4335 | Wind Generation Plant - W
SOLAR/Smart Grid | 1.2546 | 1.1932 |  | 1.2239 | Solar - E
LM6000 TC 4 | 53.6894 | 61.4134 |  | 57.5514 | LM 6000 TC 4
LM6000 TC 5 | 38.9314 | 37.7844 |  | 38.3579 | LM 6000 TC 5
Gas Turbine -Other | 168.3661 | 176.6183 |  | 172.4922 | Gas Turbine Generation Plant - G
General Property | 469.8045 | 467.9153 |  | 468.8599 | General Plant - P
Transmission Plant Total | 1195.4662 | 1264.4452 | -187.9061 | 1042.0497 | Transmission Plant - T
Distribution Plant Total | 1430.9334 | 1557.7011 | 187.9061 | 1682.2233 | Distribution Plant - D
General Property | 469.8045 | 467.9153 |  | 468.8599 | General Plant - P
-- Street Lights (Non LED) | 10.9083 | 12.3856 |  | 11.6469 | 5000 Street Lights Dist Plant
-- Street Lights (LED) | 24.497 | 24.2914 |  | 24.3942 | 9000 LED Street Lights Dist Plant
General Property | 469.8045 | 467.9153 |  | 468.8599 | General Plant - P
Total Net Plant Value of Fixed Assets | 2818.4235 | 2903.9688 |  | 2861.1962
% Non LED Street Lighting to Total Assets | 0.4645% | 0.5084% |  | 0.4868%
% LED Street Lighting to Total Assets | 1.043% | 0.9972% |  | 1.02%

## Schedule 10
SCHEDULE 10
SCHEDULE 10
STREET / CROSSWALK LIGHTING STUDY
|  |  |  | ANALYSIS & COMPARISON OF 2026 PROPOSED SMOOTHED RATES TO CURRENT RATES | [28 empty] | DETAIL BY COST COMPONENT AT PROPOSED RATES | [5 empty] | DETAIL BY COST COMPONENT AT CURRENT RATES |  |  |  |  | DETAIL OF STREET LIGHT ENERGY USAGE
|  |  |  | EFFECTIVE JANUARY 1, 2026 | [28 empty] | EFFECTIVE JANUARY 1, 2026 | [5 empty] | EFFECTIVE JANUARY 1, 2025 |  |  |  |  | EFFECTIVE JANUARY 1, 2026
[9 empty] | 2 |  | 3 | 4 | 5
|  | 2027 Proposed Unsmoothed | [6 empty] | 2026 | [6 empty] | % Change |  |  |  | BUNDLED |  |  | UNBUNDLED
[7 empty] | 2026 | [12 empty] | 2027 |  |  | 2027 |  |  | 2026 | 2014 | [5 empty] | Power | [5 empty] | Power
| Rate |  | Power & Energy |  |  |  | Distrib. | Bundled |  | Power & Energy |  |  |  | Distr. | Bundled | Percent |  |  |  | Proposed | 2026 | Revenue | Proposed | 2026 | Revenue | GRA | GRA | Percent | Connected | Total | Continuous |  | & Energy | Maint. | Capital |  |  |  | & Energy | Maintenance | Capital |  |  |  |  | Total Monthly | Total Annual | Maintenance | Capital |  | Units
Description | Code | kW.h/Mo. | Distrib. | Bundled | Maint. | Capital | Rates |  | kW.h/Mo. | Distrib. | Bundled | Maint. | Capital |  | Rates | Power & Energy | Maint. | Capital | % Change | Revenue | Revenue | Variance | Revenue | Revenue | Variance | Units | Units | Change | Load (kW) | Load (kW) | Load (kW) | Annual kWhs used in Rev Calc | Revenue | Revenue | Revenue |  | Total |  | Revenue | Revenue | Revenue |  | Total | UNITS | Usage/Mo. | kWh Usage | kWh Usage | Rates Use | Rates Use | Maintenance & Capital | Capital | Maintenance only
Incandescent :
Incandescent < 300 Watts | 001 | 97 | 7.3 | 19.66 | 1.2556 | 5.6927 | 14.2483 | 26.6083 | 97 | 6.98 | 19.2 | 1.2309 | 5.1832 | 13.3941 | 25.6141 | 2.396% | 2.008% | 9.83% | 3.882% | 4150.9 | 3995.798 | 155 | 2222.74 | 2089.478 | 133.262 | 13 | 34 |  | 0.291 | 3.783 |  | 15132 | 3066.96 | 195.8793 | 888.0607 |  | 4150.9 |  | 2995.2 | 192.0233 | 808.5748 |  | 3995.798 | 13 | 97 | 1261 | 15132 | 15132 | 15132 | 13 | 13 | 0
Incandescent > 300 Watts | 002 | 154 | 11.59 | 31.21 | 1.2556 | 5.8241 | 18.6697 | 38.2897 | 154 | 11.08 | 30.49 | 1.2309 | 5.3077 | 17.6186 | 37.0286 | 2.361% | 2.008% | 9.729% | 3.406% | 459.4764 | 444.3431 | 15 | 224.0364 | 211.4231 | 15 | 1 | 2 |  | 0.462 | 0.462 |  | 1848 | 374.52 | 15.0676 | 69.8887 |  | 459.4764 |  | 365.88 | 14.771 | 63.6921 |  | 444.3431 | 1 | 154 | 154 | 1848 | 1848 | 1848 | 1 | 1 | 0
[32 empty] | 0 | [15 empty] | 0 |  | 0 | 0 | 0
Incandescent < 300 Watts | 003 | 97 | 7.3 | 19.66 | 0 | 0 | 7.3 | 19.66 | 97 | 6.98 | 19.2 | 0 | 0 | 6.98 | 19.2 | 2.396% | 0% | 0% | 2.396% | 0 | 0 | 0 | 0 | 0 | 0 | 0 | 0 |  | 0.291 | 0 |  | 0 | 0 | 0 | 0 |  | 0 |  | 0 | 0 | 0 |  | 0 | 0 | 97 | 0 | 0 | 0 | 0 | 0 | 0 | 0
[20 empty] | 4610.3764 | 4440.1412 | 170 | 2446.7764 | 2300.9012 | 148.262 | 14 | 36 | [22 empty] | 0 | 0 | 0
Mercury Vapour : | [49 empty] | 0 | 0 | 0
[50 empty] | 0 | 0 | 0
Mercury Vapour 100 Watts | 100 | 43 | 3.24 | 8.72 | 1.2556 | 6.7712 | 11.2669 | 16.7469 | 43 | 3.09 | 8.51 | 1.2309 | 6.2054 | 10.5263 | 15.9463 | 2.468% | 2.008% | 9.119% | 5.02% | 16478.9285 | 15691.1761 | 788 | 11086.6085 | 10357.8961 | 788 | 82 | 188.6397 |  | 0.129 | 10.578 |  | 42312 | 8580.48 | 1235.5464 | 6662.9021 |  | 16478.9285 |  | 8373.84 | 1211.2238 | 6106.1123 |  | 15691.1761 | 82 | 43 | 3526 | 42312 | 42312 | 42312 | 82 | 82 | 0
Mercury Vapour 125 Watts | 101 | 52 | 3.91 | 10.54 | 1.6742 | 6.5955 | 12.1797 | 18.8097 | 52 | 3.74 | 10.29 | 1.6412 | 6.0388 | 11.4201 | 17.9701 | 2.43% | 2.008% | 9.218% | 4.672% | 210141.8477 | 200761.563 | 9380 | 136071.4877 | 127584.963 | 9380 | 931 | 7777.8172 |  | 0.156 | 145.236 |  | 580944 | 117752.88 | 18703.9628 | 73685.0049 |  | 210141.8477 |  | 114959.88 | 18335.7616 | 67465.9213 |  | 200761.563 | 931 | 52 | 48412 | 580944 | 580944 | 580944 | 931 | 931 | 0
Mercury Vapour 175 Watts | 102 | 69 | 5.19 | 13.99 | 1.2556 | 6.5706 | 13.0162 | 21.8162 | 69 | 4.97 | 13.66 | 1.2309 | 6.0152 | 12.2162 | 20.9062 | 2.416% | 2.008% | 9.233% | 4.353% | 234306.3599 | 224532.0529 | 9774 | 139794.3599 | 131201.4529 | 9774 | 895 | 1859.341 |  | 0.207 | 185.265 |  | 741060 | 150252.6 | 13485.5371 | 70568.2228 |  | 234306.3599 |  | 146708.4 | 13220.0645 | 64603.5885 |  | 224532.0529 | 895 | 69 | 61755 | 741060 | 741060 | 741060 | 895 | 895 | 0
Mercury Vapour 250 Watts | 103 | 97 | 7.3 | 19.66 | 1.2556 | 7.21 | 15.7656 | 28.1256 | 97 | 6.98 | 19.2 | 1.2309 | 6.6212 | 14.8321 | 27.0521 | 2.396% | 2.008% | 8.892% | 3.968% | 61426.3302 | 59081.8712 | 2344 | 34432.0902 | 32393.3912 | 2344 | 182 | 716.2296 |  | 0.291 | 52.962 |  | 211848 | 42937.44 | 2742.3103 | 15746.5799 |  | 61426.3302 |  | 41932.8 | 2688.326 | 14460.7452 |  | 59081.8712 | 182 | 97 | 17654 | 211848 | 211848 | 211848 | 182 | 182 | 0
Mercury Vapour 400 Watts | 104 | 154 | 11.59 | 31.21 | 1.2556 | 7.2815 | 20.1271 | 39.7471 | 154 | 11.08 | 30.49 | 1.2309 | 6.689 | 18.9999 | 38.4099 | 2.361% | 2.008% | 8.858% | 3.481% | 139750.8 | 135049.1936 | 4702 | 70766.88 | 66803.6336 | 4702 | 293 | 695.9376 |  | 0.462 | 135.366 |  | 541464 | 109734.36 | 4414.8183 | 25601.6217 |  | 139750.8 |  | 107202.84 | 4327.9094 | 23518.4442 |  | 135049.1936 | 293 | 154 | 45122 | 541464 | 541464 | 541464 | 293 | 293 | 0
Mercury Vapour 700 Watts | 105 | 260 | 19.57 | 52.7 | 1.2556 | 8.334 | 29.1597 | 62.2897 | 260 | 18.71 | 51.47 | 1.2309 | 7.6866 | 27.6275 | 60.3875 | 2.39% | 2.008% | 8.423% | 3.15% | 1494.9517 | 1449.2998 | 46 | 699.8317 | 663.0598 | 46 | 2 | 11 |  | 0.78 | 1.56 |  | 6240 | 1264.8 | 30.1353 | 200.0165 |  | 1494.9517 |  | 1235.28 | 29.542 | 184.4778 |  | 1449.2998 | 2 | 260 | 520 | 6240 | 6240 | 6240 | 2 | 2 | 0
Mercury Vapour 1000 Watts | 106 | 363 | 27.33 | 73.58 | 1.2556 | 9.2527 | 37.8384 | 84.0884 | 363 | 26.12 | 71.86 | 1.2309 | 8.5573 | 35.9082 | 81.6482 | 2.394% | 2.008% | 8.127% | 2.989% | 79715.7874 | 77402.538 | 2313 | 35870.7874 | 34041.018 | 2313 | 79 | 86 |  | 1.089 | 86.031 |  | 344124 | 69753.84 | 1190.3435 | 8771.6039 |  | 79715.7874 |  | 68123.28 | 1166.9107 | 8112.3473 |  | 77402.538 | 79 | 363 | 28677 | 344124 | 344124 | 344124 | 79 | 79 | 0
Mercury Vapour 250 Watt Cont. Oper. | 107 | 212 | 7.29 | 34.31 | 2.5113 | 7.21 | 17.0112 | 44.0312 | 212 | 6.97 | 33.51 | 2.4618 | 6.6212 | 16.0531 | 42.5931 | 2.387% | 2.008% | 8.892% | 3.377% | 528.3749 | 511.1167 | 17 | 204.1349 | 192.6367 | 17 | 1 | 3 |  | 0.291 | 0.291 | 0.291 | 2544 | 411.72 | 30.1353 | 86.5197 |  | 528.3749 |  | 402.12 | 29.542 | 79.4546 |  | 511.1167 | 1 | 212 | 212 | 2544 | 2544 | 2544 | 1 | 1 | 0
[32 empty] | 0 | [11 empty] | 0 | [5 empty] | 0 | 0 | 0
Mercury Vapour 125 Watts | 201 | 52 | 3.91 | 10.54 | 1.6742 | 0 | 5.5842 | 12.2142 | 52 | 3.74 | 10.29 | 1.6412 | 0 | 5.3812 | 11.9312 | 2.43% | 2.008% | 0% | 2.372% | 146.5702 | 143.1747 | 3 | 67.0102 | 64.5747 | 3 | 1 | 7 |  | 0.156 | 0.156 |  | 624 | 126.48 | 20.0902 | 0 |  | 146.5702 |  | 123.48 | 19.6947 | 0 |  | 143.1747 | 1 | 52 | 52 | 624 | 624 | 0 | 1 | 0 | 1
Mercury Vapour 175 Watts | 202 | 69 | 5.19 | 13.99 | 1.2556 | 0 | 6.4456 | 15.2456 | 69 | 4.97 | 13.66 | 1.2309 | 0 | 6.2009 | 14.8909 | 2.416% | 2.008% | 0% | 2.382% | 1829.4764 | 1786.9102 | 43 | 773.4764 | 744.1102 | 43 | 10 | 21 |  | 0.207 | 2.07 |  | 8280 | 1678.8 | 150.6764 | 0 |  | 1829.4764 |  | 1639.2 | 147.7102 | 0 |  | 1786.9102 | 10 | 69 | 690 | 8280 | 8280 | 0 | 10 | 0 | 10
Mercury Vapour 250 Watts | 203 | 97 | 7.3 | 19.66 | 1.2556 | 0 | 8.5556 | 20.9156 | 97 | 6.98 | 19.2 | 1.2309 | 0 | 8.2109 | 20.4309 | 2.396% | 2.008% | 0% | 2.372% | 1756.9135 | 1716.1972 | 41 | 718.6735 | 689.7172 | 41 | 7 | 35 |  | 0.291 | 2.037 |  | 8148 | 1651.44 | 105.4735 | 0 |  | 1756.9135 |  | 1612.8 | 103.3972 | 0 |  | 1716.1972 | 7 | 97 | 679 | 8148 | 8148 | 0 | 7 | 0 | 7
Mercury Vapour 400 Watts | 204 | 154 | 11.59 | 31.21 | 1.2556 | 0 | 12.8456 | 32.4656 | 154 | 11.08 | 30.49 | 1.2309 | 0 | 12.3109 | 31.7209 | 2.361% | 2.008% | 0% | 2.348% | 3116.7011 | 3045.2082 | 71 | 1233.1811 | 1181.8482 | 71 | 8 | 9 |  | 0.462 | 3.696 |  | 14784 | 2996.16 | 120.5411 | 0 |  | 3116.7011 |  | 2927.04 | 118.1682 | 0 |  | 3045.2082 | 8 | 154 | 1232 | 14784 | 14784 | 0 | 8 | 0 | 8
Mercury Vapour 700 Watts | 205 | 260 | 19.57 | 52.7 | 1.2556 | 0 | 20.8256 | 53.9556 | 260 | 18.71 | 51.47 | 1.2309 | 0 | 19.9409 | 52.7009 | 2.39% | 2.008% | 0% | 2.381% | 0 | 0 | 0 | 0 | 0 | 0 | 0 | 0 |  | 0.78 | 0 |  | 0 | 0 | 0 | 0 |  | 0 |  | 0 | 0 | 0 |  | 0 | 0 | 260 | 0 | 0 | 0 | 0 | 0 | 0 | 0
Mercury Vapour 1000 Watts | 206 | 363 | 27.33 | 73.58 | 1.2556 | 0 | 28.5856 | 74.8356 | 363 | 26.12 | 71.86 | 1.2309 | 0 | 27.3509 | 73.0909 | 2.394% | 2.008% | 0% | 2.387% | 7184.2211 | 7016.7282 | 167 | 2744.2211 | 2625.6882 | 167 | 8 | 22 |  | 1.089 | 8.712 |  | 34848 | 7063.68 | 120.5411 | 0 |  | 7184.2211 |  | 6898.56 | 118.1682 | 0 |  | 7016.7282 | 8 | 363 | 2904 | 34848 | 34848 | 0 | 8 | 0 | 8
[32 empty] | 0 | [11 empty] | 0 |  |  |  | 0 |  | 0 | 0 | 0
Mercury Vapour 125 Watts | 301 | 52 | 3.91 | 10.54 | 0 | 0 | 3.91 | 10.54 | 52 | 3.74 | 10.29 | 0 | 0 | 3.74 | 10.29 | 2.43% | 0% | 0% | 2.43% | 126.48 | 123.48 | 3 | 46.92 | 44.88 | 3 | 1 | 11 |  | 0.156 | 0.156 |  | 624 | 126.48 | 0 | 0 |  | 126.48 |  | 123.48 | 0 | 0 |  | 123.48 | 1 | 52 | 52 | 624 | 0 | 0 | 0 | 0 | 0
Mercury Vapour 175 Watts | 302 | 69 | 5.19 | 13.99 | 0 | 0 | 5.19 | 13.99 | 69 | 4.97 | 13.66 | 0 | 0 | 4.97 | 13.66 | 2.416% | 0% | 0% | 2.416% | 839.4 | 819.6 | 20 | 311.4 | 298.2 | 20 | 5 | 157 |  | 0.207 | 1.035 |  | 4140 | 839.4 | 0 | 0 |  | 839.4 |  | 819.6 | 0 | 0 |  | 819.6 | 5 | 69 | 345 | 4140 | 0 | 0 | 0 | 0 | 0
Mercury Vapour 250 Watts | 303 | 97 | 7.3 | 19.66 | 0 | 0 | 7.3 | 19.66 | 97 | 6.98 | 19.2 | 0 | 0 | 6.98 | 19.2 | 2.396% | 0% | 0% | 2.396% | 8493.12 | 8294.4 | 199 | 3153.6 | 3015.36 | 199 | 36 | 54 |  | 0.291 | 10.476 |  | 41904 | 8493.12 | 0 | 0 |  | 8493.12 |  | 8294.4 | 0 | 0 |  | 8294.4 | 36 | 97 | 3492 | 41904 | 0 | 0 | 0 | 0 | 0
Mercury Vapour 400 Watts | 304 | 154 | 11.59 | 31.21 | 0 | 0 | 11.59 | 31.21 | 154 | 11.08 | 30.49 | 0 | 0 | 11.08 | 30.49 | 2.361% | 0% | 0% | 2.361% | 4868.76 | 4756.44 | 112 | 1808.04 | 1728.48 | 112 | 13 | 15 |  | 0.462 | 6.006 |  | 24024 | 4868.76 | 0 | 0 |  | 4868.76 |  | 4756.44 | 0 | 0 |  | 4756.44 | 13 | 154 | 2002 | 24024 | 0 | 0 | 0 | 0 | 0
Mercury Vapour 700 Watts | 305 | 260 | 19.57 | 52.7 | 0 | 0 | 19.57 | 52.7 | 260 | 18.71 | 51.47 | 0 | 0 | 18.71 | 51.47 | 2.39% | 0% | 0% | 2.39% | 632.4 | 617.64 | 15 | 234.84 | 224.52 | 15 | 1 | 1 |  | 0.78 | 0.78 |  | 3120 | 632.4 | 0 | 0 |  | 632.4 |  | 617.64 | 0 | 0 |  | 617.64 | 1 | 260 | 260 | 3120 | 0 | 0 | 0 | 0 | 0
Mercury Vapour 1000 Watts | 306 | 363 | 27.33 | 73.58 | 0 | 0 | 27.33 | 73.58 | 363 | 26.12 | 71.86 | 0 | 0 | 26.12 | 71.86 | 2.394% | 0% | 0% | 2.394% | 0 | 0 | 0 | 0 | 0 | 0 | 0 | 7 |  | 1.089 | 0 |  | 0 | 0 | 0 | 0 |  | 0 |  | 0 | 0 | 0 |  | 0 | 0 | 363 | 0 | 0 | 0 | 0 | 0 | 0 | 0
[20 empty] | 772837.4228 | 742798.5896 |  | 440017.5428 | 413855.4296 |  | 2555 | 11676.965 | -78.12% |  |  |  | 0 | [17 empty] | 0 | 0 | 0
Fluorescent : | [31 empty] | 0 | [17 empty] | 0 | 0 | 0
[32 empty] | 0 | [17 empty] | 0 | 0 | 0
Fluorescent 2x24" 70 Watts | 110 | 30 | 2.26 | 6.08 | 2.5113 | 6.2829 | 11.0541 | 14.8741 | 30 | 2.16 | 5.94 | 2.4618 | 5.7425 | 10.3644 | 14.1444 | 2.357% | 2.008% | 9.409% | 5.159% | 3926.7753 | 3734.1137 | 193 | 2918.2953 | 2736.1937 | 193 | 22 | 897 |  | 0.091 | 2.002 |  | 7920 | 1605.12 | 662.9761 | 1658.6792 |  | 3926.7753 |  | 1568.16 | 649.925 | 1516.0288 |  | 3734.1137 | 22 | 30 | 660 | 7920 | 7920 | 7920 | 22 | 22 | 0
Fluorescent 2x48" 220 Watts | 111 | 85 | 6.4 | 17.23 | 2.5113 | 6.5558 | 15.4671 | 26.2971 | 85 | 6.12 | 16.83 | 2.4618 | 6.0012 | 14.583 | 25.293 | 2.377% | 2.008% | 9.241% | 3.97% | 16093.7997 | 15479.3339 | 614 | 9465.8397 | 8924.8139 | 614 | 51 | 114 |  | 0.254 | 12.954 |  | 52020 | 10544.76 | 1536.8992 | 4012.1405 |  | 16093.7997 |  | 10299.96 | 1506.6442 | 3672.7297 |  | 15479.3339 | 51 | 85 | 4335 | 52020 | 52020 | 52020 | 51 | 51 | 0
Fluorescent 2x72" 300 Watts | 112 | 116 | 8.73 | 23.51 | 2.5113 | 7.0574 | 18.2986 | 33.0786 | 116 | 8.35 | 22.96 | 2.4618 | 6.4766 | 17.2884 | 31.8984 | 2.395% | 2.008% | 8.967% | 3.7% | 1190.8305 | 1148.3426 | 42 | 658.7505 | 622.3826 | 42 | 3 | 67 |  | 0.348 | 1.044 |  | 4176 | 846.36 | 90.4058 | 254.0646 |  | 1190.8305 |  | 826.56 | 88.6261 | 233.1565 |  | 1148.3426 | 3 | 116 | 348 | 4176 | 4176 | 4176 | 3 | 3 | 0
Fluorescent 4x72" 600 Watts | 113 | 222 | 16.71 | 45 | 2.5113 | 8.2896 | 27.5108 | 55.8008 | 222 | 15.98 | 43.95 | 2.4618 | 7.6444 | 26.0863 | 54.0563 | 2.389% | 2.008% | 8.439% | 3.227% | 0 | 0 | 0 | 0 | 0 | 0 | 0 | 15 |  | 0.665 | 0 |  | 0 | 0 | 0 | 0 |  | 0 |  | 0 | 0 | 0 |  | 0 | 0 | 222 | 0 | 0 | 0 | 0 | 0 | 0 | 0
Fluorescent 1x96" 110 Watts | 114 | 47 | 3.54 | 9.53 | 2.5113 | 6.8568 | 12.908 | 18.898 | 47 | 3.38 | 9.3 | 2.4618 | 6.2865 | 12.1283 | 18.0483 | 2.473% | 2.008% | 9.072% | 4.708% | 0 | 0 | 0 | 0 | 0 | 0 | 0 | 5 |  | 0.141 | 0 |  | 0 | 0 | 0 | 0 |  | 0 |  | 0 | 0 | 0 |  | 0 | 0 | 47 | 0 | 0 | 0 | 0 | 0 | 0 | 0
Fluorescent 1x72" 150 Watts | 115 | 60 | 4.52 | 12.16 | 2.5113 | 6.4412 | 13.4725 | 21.1125 | 60 | 4.32 | 11.88 | 2.4618 | 5.8926 | 12.6745 | 20.2345 | 2.357% | 2.008% | 9.31% | 4.339% | 0 | 0 | 0 | 0 | 0 | 0 | 0 | 1 |  | 0.18 | 0 |  | 0 | 0 | 0 | 0 |  | 0 |  | 0 | 0 | 0 |  | 0 | 0 | 60 | 0 | 0 | 0 | 0 | 0 | 0 | 0
Fluorescent 4x48" 440 Watts | 116 | 166 | 12.5 | 33.65 | 2.5113 | 7.1665 | 22.1778 | 43.3278 | 166 | 11.95 | 32.86 | 2.4618 | 6.5801 | 20.9919 | 41.9019 | 2.404% | 2.008% | 8.913% | 3.403% | 0 | 0 | 0 | 0 | 0 | 0 | 0 | 2 |  | 0.499 | 0 |  | 0 | 0 | 0 | 0 |  | 0 |  | 0 | 0 | 0 |  | 0 | 0 | 166 | 0 | 0 | 0 | 0 | 0 | 0 | 0
[20 empty] | 21211.4055 | 20361.7902 | 849 | 13042.8855 | 12283.3902 | 849 | 76 | 1101 | -93.1% |  |  |  | 0 | [17 empty] | 0 | 0 | 0
[32 empty] | 0 | [17 empty] | 0 | 0 | 0
Fluorescent 4x72" 600 Watts | 213 | 222 | 16.71 | 45 | 2.5113 | 0 | 19.2213 | 47.5113 | 222 | 15.98 | 43.95 | 2.4618 | 0 | 18.4418 | 46.4118 | 2.389% | 2.008% | 0% | 2.369% | 1140.2706 | 1113.8841 | 26 | 461.3106 | 442.6041 | 26 | 2 | 0 |  | 0.665 | 1.33 |  | 5328 | 1080 | 60.2706 | 0 |  | 1140.2706 |  | 1054.8 | 59.0841 | 0 |  | 1113.8841 | 2 | 222 | 444 | 5328 | 5328 | 0 | 2 | 0 | 2
Fluorescent 1x96" 110 Watts | 214 | 47 | 3.54 | 9.53 | 2.5113 | 0 | 6.0513 | 12.0413 | 47 | 3.38 | 9.3 | 2.4618 | 0 | 5.8418 | 11.7618 | 2.473% | 2.008% | 0% | 2.376% | 0 | 0 | 0 | 0 | 0 | 0 | 0 | 26 |  | 0.141 | 0 |  | 0 | 0 | 0 | 0 |  | 0 |  | 0 | 0 | 0 |  | 0 | 0 | 47 | 0 | 0 | 0 | 0 | 0 | 0 | 0
Fluorescent 1x72" 150 Watts | 215 | 60 | 4.52 | 12.16 | 2.5113 | 0 | 7.0313 | 14.6713 | 60 | 4.32 | 11.88 | 2.4618 | 0 | 6.7818 | 14.3418 | 2.357% | 2.008% | 0% | 2.297% | 528.1658 | 516.3061 | 12 | 253.1258 | 244.1461 | 12 | 3 | 3 |  | 0.18 | 0.54 |  | 2160 | 437.76 | 90.4058 | 0 |  | 528.1658 |  | 427.68 | 88.6261 | 0 |  | 516.3061 | 3 | 60 | 180 | 2160 | 2160 | 0 | 3 | 0 | 3
Fluorescent 4x48" 440 Watts | 216 | 166 | 12.5 | 33.65 | 2.5113 | 0 | 15.0113 | 36.1613 | 166 | 11.95 | 32.86 | 2.4618 | 0 | 14.4118 | 35.3218 | 2.404% | 2.008% | 0% | 2.377% | 0 | 0 | 0 | 0 | 0 | 0 | 0 | 0 |  | 0.499 | 0 |  | 0 | 0 | 0 | 0 |  | 0 |  | 0 | 0 | 0 |  | 0 | 0 | 166 | 0 | 0 | 0 | 0 | 0 | 0 | 0
Fluorescent 1x48" 120 Watts | 217 | 49 | 3.69 | 9.93 | 2.5113 | 0 | 6.2013 | 12.4413 | 49 | 3.53 | 9.7 | 2.4618 | 0 | 5.9918 | 12.1618 | 2.371% | 2.008% | 0% | 2.298% | 0 | 0 | 0 | 0 | 0 | 0 | 0 | 1 |  | 0.146 | 0 |  | 0 | 0 | 0 | 0 |  | 0 |  | 0 | 0 | 0 |  | 0 | 0 | 49 | 0 | 0 | 0 | 0 | 0 | 0 | 0
Fluorescent 2x48" 220 Watts | 218 | 85 | 6.4 | 17.23 | 2.5113 | 0 | 8.9113 | 19.7413 | 85 | 6.12 | 16.83 | 2.4618 | 0 | 8.5818 | 19.2918 | 2.377% | 2.008% | 0% | 2.33% | 0 | 0 | 0 | 0 | 0 | 0 | 0 | 0 |  | 0.254 | 0 |  | 0 | 0 | 0 | 0 |  | 0 |  | 0 | 0 | 0 |  | 0 | 0 | 85 | 0 | 0 | 0 | 0 | 0 | 0 | 0
[32 empty] | 0 | [15 empty] | 0 |  | 0 | 0 | 0
Fluorescent 4x35" | 330 | 47 | 3.54 | 9.53 | 0 | 0 | 3.54 | 9.53 | 47 | 3.38 | 9.3 | 0 | 0 | 3.38 | 9.3 | 2.473% | 0% | 0% | 2.473% | 0 | 0 | 0 | 0 | 0 | 0 | 0 | 2 |  | 0.14 | 0 |  | 0 | 0 | 0 | 0 |  | 0 |  | 0 | 0 | 0 |  | 0 | 0 | 47 | 0 | 0 | 0 | 0 | 0 | 0 | 0
[20 empty] | 1668.4364 | 1630.1902 | 38 | 714.4364 | 686.7502 | 38 | 5 | 32 | -84.38% |  |  |  | 0 | [15 empty] | 0 |  | 0 | 0 | 0
[32 empty] | 0 | [17 empty] | 0 | 0 | 0
Fluorescent Crosswalk - Continuous | [31 empty] | 0 | [15 empty] | 0 |  | 0 | 0 | 0
Burning - Customer Owned : | [31 empty] | 0 | [15 empty] | 0 |  | 0 | 0 | 0
[32 empty] | 0 | [15 empty] | 0 |  | 0 | 0 | 0
Fluorescent 4x72" 600 Watts | 117 | 486 | 16.71 | 78.65 | 0 | 0 | 16.71 | 78.65 | 486 | 15.97 | 76.82 | 0 | 0 | 15.97 | 76.82 | 2.382% | 0% | 0% | 2.382% | 943.8 | 921.84 | 22 | 200.52 | 191.64 | 22 | 1 | 1 |  | 0.665 | 0.665 | 0.665 | 5832 | 943.8 | 0 | 0 |  | 943.8 |  | 921.84 | 0 | 0 |  | 921.84 | 1 | 486 | 486 | 5832 | 0 | 0 | 0 | 0 | 0
Fluorescent 2x24" 70 Watts | 118 | 66 | 2.27 | 10.68 | 0 | 0 | 2.27 | 10.68 | 66 | 2.17 | 10.43 | 0 | 0 | 2.17 | 10.43 | 2.397% | 0% | 0% | 2.397% | 2178.72 | 2127.72 | 51 | 463.08 | 442.68 | 51 | 17 | 17 |  | 0.091 | 1.547 | 1.547 | 13464 | 2178.72 | 0 | 0 |  | 2178.72 |  | 2127.72 | 0 | 0 |  | 2127.72 | 17 | 66 | 1122 | 13464 | 0 | 0 | 0 | 0 | 0
Fluorescent 4x48" 440 Watts | 119 | 364 | 12.51 | 58.91 | 0 | 0 | 12.51 | 58.91 | 364 | 11.96 | 57.53 | 0 | 0 | 11.96 | 57.53 | 2.399% | 0% | 0% | 2.399% | 14138.4 | 13807.2 | 331 | 3002.4 | 2870.4 | 331 | 20 | 23 |  | 0.499 | 9.98 | 9.98 | 87360 | 14138.4 | 0 | 0 |  | 14138.4 |  | 13807.2 | 0 | 0 |  | 13807.2 | 20 | 364 | 7280 | 87360 | 0 | 0 | 0 | 0 | 0
Fluorescent 2x96" | 120 | 254 | 8.73 | 41.11 | 0 | 0 | 8.73 | 41.11 | 254 | 8.35 | 40.15 | 0 | 0 | 8.35 | 40.15 | 2.391% | 0% | 0% | 2.391% | 14306.28 | 13972.2 | 334 | 3038.04 | 2905.8 | 334 | 29 | 30 |  | 0.348 | 10.092 | 10.092 | 88392 | 14306.28 | 0 | 0 |  | 14306.28 |  | 13972.2 | 0 | 0 |  | 13972.2 | 29 | 254 | 7366 | 88392 | 0 | 0 | 0 | 0 | 0
Fluorescent 4x96" | 150 | 613 | 21.07 | 99.2 | 0 | 0 | 21.07 | 99.2 | 613 | 20.14 | 96.89 | 0 | 0 | 20.14 | 96.89 | 2.384% | 0% | 0% | 2.384% | 24998.4 | 24416.28 | 582 | 5309.64 | 5075.28 | 582 | 21 | 21 |  | 0.84 | 17.64 | 17.64 | 154476 | 24998.4 | 0 | 0 |  | 24998.4 |  | 24416.28 | 0 | 0 |  | 24416.28 | 21 | 613 | 12873 | 154476 | 0 | 0 | 0 | 0 | 0
[20 empty] | 56565.6 | 55245.24 | 1320 | 12013.68 | 11485.8 | 1320 | 88 | 92 | -4.348% |  |  |  | 0 | [17 empty] | 0 | 0 | 0
Fluorescent Crosswalk - Photocell | [31 empty] | 0 | [17 empty] | 0 | 0 | 0
Burning - Customer Owned : | [31 empty] | 0 | [17 empty] | 0 | 0 | 0
[32 empty] | 0 | [17 empty] | 0 | 0 | 0
Fluorescent 2x24" 70 Watts | 310 | 30 | 2.26 | 6.08 | 0 | 0 | 2.26 | 6.08 | 30 | 2.16 | 5.94 | 0 | 0 | 2.16 | 5.94 | 2.357% | 0% | 0% | 2.357% | 145.92 | 142.56 | 3 | 54.24 | 51.84 | 3 | 2 | 2 |  | 0.091 | 0.182 |  | 720 | 145.92 | 0 | 0 |  | 145.92 |  | 142.56 | 0 | 0 |  | 142.56 | 2 | 30 | 60 | 720 | 0 | 0 | 0 | 0 | 0
Fluorescent 4x48" 440 Watts | 311 | 166 | 12.5 | 33.65 | 0 | 0 | 12.5 | 33.65 | 166 | 11.95 | 32.86 | 0 | 0 | 11.95 | 32.86 | 2.404% | 0% | 0% | 2.404% | 1211.4 | 1182.96 | 28 | 450 | 430.2 | 28 | 3 | 5 |  | 0.499 | 1.497 |  | 5976 | 1211.4 | 0 | 0 |  | 1211.4 |  | 1182.96 | 0 | 0 |  | 1182.96 | 3 | 166 | 498 | 5976 | 0 | 0 | 0 | 0 | 0
Fluorescent 2x72" 300 Watts | 312 | 116 | 8.73 | 23.51 | 0 | 0 | 8.73 | 23.51 | 116 | 8.35 | 22.96 | 0 | 0 | 8.35 | 22.96 | 2.395% | 0% | 0% | 2.395% | 0 | 0 | 0 | 0 | 0 | 0 | 0 | 1 |  | 0.348 | 0 |  | 0 | 0 | 0 | 0 |  | 0 |  | 0 | 0 | 0 |  | 0 | 0 | 116 | 0 | 0 | 0 | 0 | 0 | 0 | 0
Fluorescent 4x72" 600 Watts | 313 | 222 | 16.71 | 45 | 0 | 0 | 16.71 | 45 | 222 | 15.98 | 43.95 | 0 | 0 | 15.98 | 43.95 | 2.389% | 0% | 0% | 2.389% | 540 | 527.4 | 13 | 200.52 | 191.76 | 13 | 1 | 0 |  | 0.665 | 0.665 |  | 2664 | 540 | 0 | 0 |  | 540 |  | 527.4 | 0 | 0 |  | 527.4 | 1 | 222 | 222 | 2664 | 0 | 0 | 0 | 0 | 0
Fluorescent 1x96" 110 Watts | 314 | 47 | 3.54 | 9.53 | 0 | 0 | 3.54 | 9.53 | 47 | 3.38 | 9.3 | 0 | 0 | 3.38 | 9.3 | 2.473% | 0% | 0% | 2.473% | 2515.92 | 2455.2 | 61 | 934.56 | 892.32 | 61 | 22 | 25 |  | 0.142 | 3.124 |  | 12408 | 2515.92 | 0 | 0 |  | 2515.92 |  | 2455.2 | 0 | 0 |  | 2455.2 | 22 | 47 | 1034 | 12408 | 0 | 0 | 0 | 0 | 0
Fluorescent 1x72" 150 Watts | 315 | 60 | 4.52 | 12.16 | 0 | 0 | 4.52 | 12.16 | 60 | 4.32 | 11.88 | 0 | 0 | 4.32 | 11.88 | 2.357% | 0% | 0% | 2.357% | 145.92 | 142.56 | 3 | 54.24 | 51.84 | 3 | 1 | 0 |  | 0.18 | 0.18 |  | 720 | 145.92 | 0 | 0 |  | 145.92 |  | 142.56 | 0 | 0 |  | 142.56 | 1 | 60 | 60 | 720 | 0 | 0 | 0 | 0 | 0
Fluorescent 4x96" | 350 | 280 | 21.08 | 56.75 | 0 | 0 | 21.08 | 56.75 | 280 | 20.15 | 55.43 | 0 | 0 | 20.15 | 55.43 | 2.381% | 0% | 0% | 2.381% | 0 | 0 | 0 | 0 | 0 | 0 | 0 | 76 |  | 0.841 | 0 |  | 0 | 0 | 0 | 0 |  | 0 |  | 0 | 0 | 0 |  | 0 | 0 | 280 | 0 | 0 | 0 | 0 | 0 | 0 | 0
[20 empty] | 4559.16 | 4450.68 | 108 | 1693.56 | 1617.96 | 108 | 29 | 109 | -73.39% |  |  |  | 0 | [17 empty] | 0 | 0 | 0
Low Pressure Sodium : | [31 empty] | 0 | [17 empty] | 0 | 0 | 0
[32 empty] | 0 | [17 empty] | 0 | 0 | 0
Low Pressure Sodium 135 Watts | 130 | 60 | 4.52 | 12.16 | 3.7669 | 9.0773 | 17.3642 | 25.0042 | 60 | 4.32 | 11.88 | 3.6928 | 8.3911 | 16.4038 | 23.9638 | 2.357% | 2.008% | 8.178% | 4.342% | 300.0507 | 287.5658 | 12 | 208.3707 | 196.8458 | 12 | 1 | 39.8323 |  | 0.18 | 0.18 |  | 720 | 145.92 | 45.2029 | 108.9278 |  | 300.0507 |  | 142.56 | 44.3131 | 100.6927 |  | 287.5658 | 1 | 60 | 60 | 720 | 720 | 720 | 1 | 1 | 0
Low Pressure Sodium 180 Watts | 131 | 80 | 6.02 | 16.22 | 3.7669 | 11.3878 | 21.1747 | 31.3747 | 80 | 5.76 | 15.84 | 3.6928 | 10.5809 | 20.0337 | 30.1137 | 2.399% | 2.008% | 7.626% | 4.188% | 10918.4089 | 10479.5604 | 439 | 7368.8089 | 6971.7204 | 439 | 29 | 364.503 |  | 0.24 | 6.96 |  | 27840 | 5644.56 | 1310.8846 | 3962.9643 |  | 10918.4089 |  | 5512.32 | 1285.0789 | 3682.1615 |  | 10479.5604 | 29 | 80 | 2320 | 27840 | 27840 | 27840 | 29 | 29 | 0
Low Pressure Sodium 90 Watts | 132 | 45 | 3.39 | 9.12 | 3.7669 | 9.0773 | 16.2342 | 21.9642 | 45 | 3.24 | 8.91 | 3.6928 | 8.3911 | 15.3238 | 20.9938 | 2.357% | 2.008% | 8.178% | 4.622% | 0 | 0 | 0 | 0 | 0 | 0 | 0 | 0 |  | 0.135 | 0 |  | 0 | 0 | 0 | 0 |  | 0 |  | 0 | 0 | 0 |  | 0 | 0 | 45 | 0 | 0 | 0 | 0 | 0 | 0 | 0
[32 empty] | 0 | [15 empty] | 0 |  | 0 | 0 | 0
Low Pressure Sodium 180 Watts E&M | 231 | 80 | 6.02 | 16.22 | 3.7669 | 0 | 9.7869 | 19.9869 | 80 | 5.76 | 15.84 | 3.6928 | 0 | 9.4528 | 19.5328 | 2.399% | 2.008% | 0% | 2.325% | 239.8429 | 234.3931 | 5 | 117.4429 | 113.4331 | 5 | 1 | 39 |  | 0.24 | 0.24 |  | 960 | 194.64 | 45.2029 | 0 |  | 239.8429 |  | 190.08 | 44.3131 | 0 |  | 234.3931 | 1 | 80 | 80 | 960 | 960 | 0 | 1 | 0 | 1
[32 empty] | 0 | [15 empty] | 0 |  | 0 | 0 | 0
Low Pressure Sodium 180 Watts E/O | 331 | 80 | 6.02 | 16.22 | 0 | 0 | 6.02 | 16.22 | 80 | 5.76 | 15.84 | 0 | 0 | 5.76 | 15.84 | 2.399% | 0% | 0% | 2.399% | 0 | 0 | 0 | 0 | 0 | 0 | 0 | 37 |  | 0.24 | 0 |  | 0 | 0 | 0 | 0 |  | 0 |  | 0 | 0 | 0 |  | 0 | 0 | 80 | 0 | 0 | 0 | 0 | 0 | 0 | 0
[20 empty] | 11458.3025 | 11001.5192 | 456 | 7694.6225 | 7281.9992 | 456 | 31 | 480.3353 | -93.55% |  |  |  | 0 | [17 empty] | 0 | 0 | 0
High Pressure Sodium : | [31 empty] | 0 | [17 empty] | 0 | 0 | 0
[32 empty] | 0 | [17 empty] | 0 | 0 | 0
High Pressure Sodium 250 Watts | 121 | 100 | 7.53 | 20.27 | 1.2556 | 6.7863 | 15.572 | 28.312 | 100 | 7.2 | 19.8 | 1.2309 | 6.2197 | 14.6506 | 27.2506 | 2.374% | 2.008% | 9.11% | 3.895% | 577904.0391 | 556239.7701 | 21664 | 317855.1591 | 299048.5701 | 21664 | 1701 | 3244.4523 |  | 0.3 | 510.3 |  | 2041200 | 413751.24 | 25630.0543 | 138522.7447 |  | 577904.0391 |  | 404157.6 | 25125.508 | 126956.6621 |  | 556239.7701 | 1701 | 100 | 170100 | 2041200 | 2041200 | 2041200 | 1701 | 1701 | 0
High Pressure Sodium 400 Watts | 122 | 150 | 11.29 | 30.4 | 1.2556 | 6.8895 | 19.4351 | 38.5451 | 150 | 10.79 | 29.7 | 1.2309 | 6.3175 | 18.3384 | 37.2484 | 2.357% | 2.008% | 9.055% | 3.481% | 675310.7822 | 652591.9619 | 22719 | 340503.5822 | 321288.7619 | 22719 | 1460 | 2187.0179 |  | 0.45 | 657 |  | 2628000 | 532608 | 21998.7533 | 120704.029 |  | 675310.7822 |  | 520344 | 21565.6917 | 110682.2702 |  | 652591.9619 | 1460 | 150 | 219000 | 2628000 | 2628000 | 2628000 | 1460 | 1460 | 0
High Pressure Sodium 70 Watts | 123 | 32 | 2.41 | 6.49 | 1.2556 | 6.6149 | 10.2805 | 14.3605 | 32 | 2.3 | 6.33 | 1.2309 | 6.0572 | 9.5881 | 13.6181 | 2.528% | 2.008% | 9.207% | 5.452% | 304672.385 | 288921.7142 | 15751 | 218111.105 | 203421.2342 | 15751 | 1768 | 27040.1086 |  | 0.096 | 169.728 |  | 678912 | 137691.84 | 26639.5862 | 140340.9588 |  | 304672.385 |  | 134297.28 | 26115.1664 | 128509.2678 |  | 288921.7142 | 1768 | 32 | 56576 | 678912 | 678912 | 678912 | 1768 | 1768 | 0
High Pressure Sodium 100 Watts | 124 | 45 | 3.39 | 9.12 | 1.2556 | 6.6371 | 11.2828 | 17.0128 | 45 | 3.24 | 8.91 | 1.2309 | 6.0783 | 10.5492 | 16.2192 | 2.357% | 2.008% | 9.194% | 4.893% | 2457390.416 | 2342765.7362 | 114625 | 1629726.296 | 1523768.2562 | 114625 | 12037 | 32612.1501 |  | 0.135 | 1624.995 |  | 6499980 | 1317329.28 | 181369.1734 | 958691.9626 |  | 2457390.416 |  | 1286996.04 | 177798.7886 | 877970.9076 |  | 2342765.7362 | 12037 | 45 | 541665 | 6499980 | 6499980 | 6499980 | 12037 | 12037 | 0
High Pressure Sodium 150 Watts | 125 | 65 | 4.89 | 13.18 | 1.2556 | 6.7934 | 12.939 | 21.229 | 65 | 4.68 | 12.87 | 1.2309 | 6.2264 | 12.1373 | 20.3273 | 2.409% | 2.008% | 9.106% | 4.436% | 437147.5593 | 418579.4146 | 18568 | 266439.8793 | 249930.9346 | 18568 | 1716 | 3938.8868 |  | 0.195 | 334.62 |  | 1338480 | 271402.56 | 25856.0689 | 139888.9304 |  | 437147.5593 |  | 265019.04 | 25347.0733 | 128213.3013 |  | 418579.4146 | 1716 | 65 | 111540 | 1338480 | 1338480 | 1338480 | 1716 | 1716 | 0
HP Sodium 100 Watts - Cont. Oper. | 126 | 99 | 3.4 | 16.02 | 2.5113 | 6.6371 | 12.5484 | 25.1684 | 99 | 3.25 | 15.65 | 2.4618 | 6.0783 | 11.7901 | 24.1901 | 2.364% | 2.008% | 9.194% | 4.044% | 2114.1449 | 2031.9697 | 82 | 1054.0649 | 990.3697 | 82 | 7 | 15 |  | 0.135 | 0.945 | 0.945 | 8316 | 1345.68 | 210.9469 | 557.518 |  | 2114.1449 |  | 1314.6 | 206.7943 | 510.5754 |  | 2031.9697 | 7 | 99 | 693 | 8316 | 8316 | 8316 | 7 | 7 | 0
[7 empty] | 0 | [6 empty] | 0 | [17 empty] | 0 | [11 empty] | 0 | [5 empty] | 0 | 0 | 0
High Pressure Sodium 250 Watts | 221 | 100 | 7.53 | 20.27 | 1.2556 | 0 | 8.7856 | 21.5256 | 100 | 7.2 | 19.8 | 1.2309 | 0 | 8.4309 | 21.0309 | 2.374% | 2.008% | 0% | 2.352% | 25314.1486 | 24732.3601 | 582 | 10331.9086 | 9914.7601 | 582 | 98 | 171 |  | 0.3 | 29.4 |  | 117600 | 23837.52 | 1476.6286 | 0 |  | 25314.1486 |  | 23284.8 | 1447.5601 | 0 |  | 24732.3601 | 98 | 100 | 9800 | 117600 | 117600 | 0 | 98 | 0 | 98
High Pressure Sodium 70 Watts | 222 | 32 | 2.41 | 6.49 | 1.2556 | 0 | 3.6656 | 7.7456 | 32 | 2.3 | 6.33 | 1.2309 | 0 | 3.5309 | 7.5609 | 2.528% | 2.008% | 0% | 2.443% | 5576.8584 | 5443.8613 | 133 | 2639.2584 | 2542.2613 | 133 | 60 | 258 |  | 0.096 | 5.76 |  | 23040 | 4672.8 | 904.0584 | 0 |  | 5576.8584 |  | 4557.6 | 886.2613 | 0 |  | 5443.8613 | 60 | 32 | 1920 | 23040 | 23040 | 0 | 60 | 0 | 60
High Pressure Sodium 100 Watts | 223 | 45 | 3.39 | 9.12 | 1.2556 | 0 | 4.6456 | 10.3756 | 45 | 3.24 | 8.91 | 1.2309 | 0 | 4.4709 | 10.1409 | 2.357% | 2.008% | 0% | 2.315% | 1369.584 | 1338.6012 | 31 | 613.224 | 590.1612 | 31 | 11 | 135 |  | 0.135 | 1.485 |  | 5940 | 1203.84 | 165.744 | 0 |  | 1369.584 |  | 1176.12 | 162.4812 | 0 |  | 1338.6012 | 11 | 45 | 495 | 5940 | 5940 | 0 | 11 | 0 | 11
High Pressure Sodium 150 Watts | 224 | 65 | 4.89 | 13.18 | 1.2556 | 0 | 6.1456 | 14.4356 | 65 | 4.68 | 12.87 | 1.2309 | 0 | 5.9109 | 14.1009 | 2.409% | 2.008% | 0% | 2.374% | 15417.2599 | 15059.7809 | 357 | 6563.5399 | 6312.8609 | 357 | 89 | 230 |  | 0.195 | 17.355 |  | 69420 | 14076.24 | 1341.0199 | 0 |  | 15417.2599 |  | 13745.16 | 1314.6209 | 0 |  | 15059.7809 | 89 | 65 | 5785 | 69420 | 69420 | 0 | 89 | 0 | 89
[32 empty] | 0 | [15 empty] | 0 |  | 0 | 0 | 0
High Pressure Sodium 250 Watts | 321 | 100 | 7.53 | 20.27 | 0 | 0 | 7.53 | 20.27 | 100 | 7.2 | 19.8 | 0 | 0 | 7.2 | 19.8 | 2.374% | 0% | 0% | 2.374% | 8999.88 | 8791.2 | 209 | 3343.32 | 3196.8 | 209 | 37 | 964 |  | 0.3 | 11.1 |  | 44400 | 8999.88 | 0 | 0 |  | 8999.88 |  | 8791.2 | 0 | 0 |  | 8791.2 | 37 | 100 | 3700 | 44400 | 0 | 0 | 0 | 0 | 0
High Pressure Sodium 70 Watts | 322 | 32 | 2.41 | 6.49 | 0 | 0 | 2.41 | 6.49 | 32 | 2.3 | 6.33 | 0 | 0 | 2.3 | 6.33 | 2.528% | 0% | 0% | 2.528% | 54360.24 | 53020.08 | 1340 | 20186.16 | 19264.8 | 1340 | 698 | 5978 |  | 0.096 | 67.008 |  | 268032 | 54360.24 | 0 | 0 |  | 54360.24 |  | 53020.08 | 0 | 0 |  | 53020.08 | 698 | 32 | 22336 | 268032 | 0 | 0 | 0 | 0 | 0
High Pressure Sodium 100 Watts | 323 | 45 | 3.39 | 9.12 | 0 | 0 | 3.39 | 9.12 | 45 | 3.24 | 8.91 | 0 | 0 | 3.24 | 8.91 | 2.357% | 0% | 0% | 2.357% | 31518.72 | 30792.96 | 726 | 11715.84 | 11197.44 | 726 | 288 | 2377 |  | 0.135 | 38.88 |  | 155520 | 31518.72 | 0 | 0 |  | 31518.72 |  | 30792.96 | 0 | 0 |  | 30792.96 | 288 | 45 | 12960 | 155520 | 0 | 0 | 0 | 0 | 0
High Pressure Sodium 150 Watts | 324 | 65 | 4.89 | 13.18 | 0 | 0 | 4.89 | 13.18 | 65 | 4.68 | 12.87 | 0 | 0 | 4.68 | 12.87 | 2.409% | 0% | 0% | 2.409% | 22142.4 | 21621.6 | 521 | 8215.2 | 7862.4 | 521 | 140 | 125 |  | 0.195 | 27.3 |  | 109200 | 22142.4 | 0 | 0 |  | 22142.4 |  | 21621.6 | 0 | 0 |  | 21621.6 | 140 | 65 | 9100 | 109200 | 0 | 0 | 0 | 0 | 0
High Pressure Sodium 400 Watts | 326 | 150 | 11.29 | 30.4 | 0 | 0 | 11.29 | 30.4 | 150 | 10.79 | 29.7 | 0 | 0 | 10.79 | 29.7 | 2.357% | 0% | 0% | 2.357% | 14956.8 | 14612.4 | 344 | 5554.68 | 5308.68 | 344 | 41 | 89 |  | 0.45 | 18.45 |  | 73800 | 14956.8 | 0 | 0 |  | 14956.8 |  | 14612.4 | 0 | 0 |  | 14612.4 | 41 | 150 | 6150 | 73800 | 0 | 0 | 0 | 0 | 0
High Pressure Sodium 500 Watts | 327 | 183 | 13.78 | 37.09 | 0 | 0 | 13.78 | 37.09 | 183 | 13.17 | 36.23 | 0 | 0 | 13.17 | 36.23 | 2.374% | 0% | 0% | 2.374% | 445.08 | 434.76 | 10 | 165.36 | 158.04 | 10 | 1 | 3 |  | 0.55 | 0.55 |  | 2196 | 445.08 | 0 | 0 |  | 445.08 |  | 434.76 | 0 | 0 |  | 434.76 | 1 | 183 | 183 | 2196 | 0 | 0 | 0 | 0 | 0
[32 empty] | 0 | [15 empty] | 0 |  | 0 | 0 | 0
High Pressure Sodium 1000 Watts | 328 | 363 | 27.33 | 73.58 | 0 | 0 | 27.33 | 73.58 | 363 | 26.12 | 71.86 | 0 | 0 | 26.12 | 71.86 | 2.394% | 0% | 0% | 2.394% | 0 | 0 | 0 | 0 | 0 | 0 | 0 | 14 |  | 1.09 | 0 |  | 0 | 0 | 0 | 0 |  | 0 |  | 0 | 0 | 0 |  | 0 | 0 | 363 | 0 | 0 | 0 | 0 | 0 | 0 | 0
High Pressure Sodium 1500 Watts | 329 | 500 | 37.64 | 101.35 | 0 | 0 | 37.64 | 101.35 | 500 | 35.98 | 98.98 | 0 | 0 | 35.98 | 98.98 | 2.394% | 0% | 0% | 2.394% | 0 | 0 | 0 | 0 | 0 | 0 | 0 | 1 |  | 1.09 | 0 |  | 0 | 0 | 0 | 0 |  | 0 |  | 0 | 0 | 0 |  | 0 | 0 | 500 | 0 | 0 | 0 | 0 | 0 | 0 | 0
[20 empty] | 4634640.2974 | 4436978.1703 | 197662 | 2843018.5774 | 2664796.3303 | 197662 | 20152 | 79382.6157 | -74.61% |  |  |  | 0 | [17 empty] | 0 | 0 | 0
[5 empty] | . | [6 empty] | . | [19 empty] | 0 | [17 empty] | 0 | 0 | 0
Metallic Additive : | [31 empty] | 0 | [17 empty] | 0 | 0 | 0
[32 empty] | 0 | [17 empty] | 0 | 0 | 0
Metallic Arc 400 Watts | 140 | 150 | 11.29 | 30.4 | 2.009 | 7.312 | 20.6111 | 39.7211 | 150 | 10.79 | 29.7 | 1.9695 | 6.718 | 19.4774 | 38.3874 | 2.357% | 2.008% | 8.843% | 3.474% | 304581.0475 | 294354.7686 | 10226 | 158045.5675 | 149352.8886 | 10226 | 639 | 911.6332 |  | 0.45 | 287.55 |  | 1150200 | 233107.2 | 15405.1543 | 56068.6931 |  | 304581.0475 |  | 227739.6 | 15101.8926 | 51513.276 |  | 294354.7686 | 639 | 150 | 95850 | 1150200 | 1150200 | 1150200 | 639 | 639 | 0
Metallic Arc 1000 Watts | 141 | 360 | 27.1 | 72.97 | 3.0135 | 8.876 | 38.9895 | 84.8595 | 360 | 25.91 | 71.27 | 2.9542 | 8.2002 | 37.0644 | 82.4244 | 2.385% | 2.008% | 8.241% | 2.954% | 408343.9197 | 396626.3719 | 11718 | 187617.4797 | 178354.0519 | 11718 | 401 | 981 |  | 1.08 | 433.08 |  | 1732320 | 351131.64 | 14501.096 | 42711.1838 |  | 408343.9197 |  | 342951.24 | 14215.6313 | 39459.5005 |  | 396626.3719 | 401 | 360 | 144360 | 1732320 | 1732320 | 1732320 | 401 | 401 | 0
Metallic Arc 250 Watts | 142 | 100 | 7.53 | 20.27 | 3.0135 | 7.2593 | 17.8028 | 30.5428 | 100 | 7.2 | 19.8 | 2.9542 | 6.668 | 16.8222 | 29.4222 | 2.374% | 2.008% | 8.868% | 3.809% | 26389.0053 | 25420.7624 | 968 | 15381.6453 | 14534.3624 | 968 | 72 | 74.1615 |  | 0.3 | 21.6 |  | 86400 | 17513.28 | 2603.6881 | 6272.0372 |  | 26389.0053 |  | 17107.2 | 2552.4326 | 5761.1299 |  | 25420.7624 | 72 | 100 | 7200 | 86400 | 86400 | 86400 | 72 | 72 | 0
[32 empty] | 0 | [17 empty] | 0 | 0 | 0
Metallic Arc 150 Watts | 143 | 67 | 5.04 | 13.58 | 3.0135 | 7.2593 | 15.3128 | 23.8528 | 67 | 4.82 | 13.26 | 2.9542 | 6.668 | 14.4422 | 22.8822 | 2.413% | 2.008% | 8.868% | 4.242% | 858.7019 | 823.7584 | 35 | 551.2619 | 519.9184 | 35 | 3 | 4 |  | 0.2 | 0.6 |  | 2412 | 488.88 | 108.487 | 261.3349 |  | 858.7019 |  | 477.36 | 106.3514 | 240.0471 |  | 823.7584 | 3 | 67 | 201 | 2412 | 2412 | 2412 | 3 | 3 | 0
[7 empty] | 0 | [6 empty] | 0 | [17 empty] | 0 | [17 empty] | 0 | 0 | 0
Metallic Arc 100 Watts | 144 | 50 | 3.76 | 10.13 | 3.0135 | 7.2593 | 14.0328 | 20.4028 | 50 | 3.6 | 9.9 | 2.9542 | 6.668 | 13.2222 | 19.5222 | 2.323% | 2.008% | 8.868% | 4.511% | 244.834 | 234.2661 | 11 | 168.394 | 158.6661 | 11 | 1 | 4.3595 |  | 0.15 | 0.15 |  | 600 | 121.56 | 36.1623 | 87.1116 |  | 244.834 |  | 118.8 | 35.4505 | 80.0157 |  | 234.2661 | 1 | 50 | 50 | 600 | 600 | 600 | 1 | 1 | 0
[7 empty] | 0 | [6 empty] | 0 | [17 empty] | 0 | [17 empty] | 0 | 0 | 0
Metallic Arc 1000 Watts | 341 | 360 | 27.1 | 72.97 | 0 | 0 | 27.1 | 72.97 | 360 | 25.91 | 71.27 | 0 | 0 | 25.91 | 71.27 | 2.385% | 0% | 0% | 2.385% | 12258.96 | 11973.36 | 286 | 4552.8 | 4352.88 | 286 | 14 | 22 |  | 1.08 | 15.12 |  | 60480 | 12258.96 | 0 | 0 |  | 12258.96 |  | 11973.36 | 0 | 0 |  | 11973.36 | 14 | 360 | 5040 | 60480 | 0 | 0 | 0 | 0 | 0
Metallic Arc 400 Watts | 342 | 150 | 11.29 | 30.4 | 0 | 0 | 11.29 | 30.4 | 150 | 10.79 | 29.7 | 0 | 0 | 10.79 | 29.7 | 2.357% | 0% | 0% | 2.357% | 18240 | 17820 | 420 | 6774 | 6474 | 420 | 50 | 159 |  | 0.45 | 22.5 |  | 90000 | 18240 | 0 | 0 |  | 18240 |  | 17820 | 0 | 0 |  | 17820 | 50 | 150 | 7500 | 90000 | 0 | 0 | 0 | 0 | 0
Metallic Arc 250 Watts | 343 | 100 | 7.53 | 20.27 | 0 | 0 | 7.53 | 20.27 | 100 | 7.2 | 19.8 | 0 | 0 | 7.2 | 19.8 | 2.374% | 0% | 0% | 2.374% | 11675.52 | 11404.8 | 271 | 4337.28 | 4147.2 | 271 | 48 | 84 |  | 0.3 | 14.4 |  | 57600 | 11675.52 | 0 | 0 |  | 11675.52 |  | 11404.8 | 0 | 0 |  | 11404.8 | 48 | 100 | 4800 | 57600 | 0 | 0 | 0 | 0 | 0
Metallic Arc 175 Watts | 344 | 75 | 5.65 | 15.2 | 0 | 0 | 5.65 | 15.2 | 75 | 5.4 | 14.85 | 0 | 0 | 5.4 | 14.85 | 2.357% | 0% | 0% | 2.357% | 5289.6 | 5167.8 | 122 | 1966.2 | 1879.2 | 122 | 29 | 112 |  | 0.225 | 6.525 |  | 26100 | 5289.6 | 0 | 0 |  | 5289.6 |  | 5167.8 | 0 | 0 |  | 5167.8 | 29 | 75 | 2175 | 26100 | 0 | 0 | 0 | 0 | 0
Metallic Arc 150 Watts | 345 | 67 | 5.04 | 13.58 | 0 | 0 | 5.04 | 13.58 | 67 | 4.82 | 13.26 | 0 | 0 | 4.82 | 13.26 | 2.413% | 0% | 0% | 2.413% | 1140.72 | 1113.84 | 27 | 423.36 | 404.88 | 27 | 7 | 20 |  | 0.2 | 1.4 |  | 5628 | 1140.72 | 0 | 0 |  | 1140.72 |  | 1113.84 | 0 | 0 |  | 1113.84 | 7 | 67 | 469 | 5628 | 0 | 0 | 0 | 0 | 0
Metallic Arc 100 Watts | 346 | 50 | 3.76 | 10.13 | 0 | 0 | 3.76 | 10.13 | 50 | 3.6 | 9.9 | 0 | 0 | 3.6 | 9.9 | 2.323% | 0% | 0% | 2.323% | 1215.6 | 1188 | 28 | 451.2 | 432 | 28 | 10 | 0 |  | 0.15 | 1.5 |  | 6000 | 1215.6 | 0 | 0 |  | 1215.6 |  | 1188 | 0 | 0 |  | 1188 | 10 | 50 | 500 | 6000 | 0 | 0 | 0 | 0 | 0
[32 empty] | 0 | [17 empty] | 0 | 0 | 0
[26 empty] | 1274 | 2372.1542 | -46.29% |  |  |  | 0
Light Emitting Diode - Traffic Lights 1 | [31 empty] | 0 | [17 empty] | 0 | 0 | 0
[32 empty] | 0 | [17 empty] | 0 | 0 | 0
Light Emitting Diode 4.6 Watts | 530 | 3 | 0.12 | 0.61 | 0 | 0 | 0.12 | 0.61 | 3 | 0.12 | 0.59 | 0 | 0 | 0.12 | 0.59 | 3.39% | 0% | 0% | 3.39% | 52383.691 | 50666.193 | 1717 | 10304.9884 | 10304.9884 | 1717 | 7156.2419 | 5964 |  | 0.046 | 329.1871 |  | 257624.71 | 52383.691 | 0 | 0 |  | 52383.691 |  | 50666.193 | 0 | 0 |  | 50666.193 | 7156.2419 | 3 | 21468.7258 | 257624.71 | 0 | 0 | 0 | 0 | 0
Light Emitting Diode 7.5 Watts | 531 | 5 | 0.19 | 1.01 | 0 | 0 | 0.19 | 1.01 | 5 | 0.19 | 0.99 | 0 | 0 | 0.19 | 0.99 | 2.02% | 0% | 0% | 2.02% | 82647.4904 | 81010.9064 | 1637 | 15547.5477 | 15547.5477 | 1637 | 6819.0999 | 4461 |  | 0.075 | 511.4325 |  | 409145.9921 | 82647.4904 | 0 | 0 |  | 82647.4904 |  | 81010.9064 | 0 | 0 |  | 81010.9064 | 6819.0999 | 5 | 34095.4993 | 409145.9921 | 0 | 0 | 0 | 0 | 0
[20 empty] | 135031.1814 | 131677.0994 |  | 25852.5361 | 25852.5361 |  | 13975.3418 | 10425 |  |  |  |  | 0 | [15 empty] | 0 |  | 0 | 0 | 0
Light Emitting Diode (Energy Only) | [31 empty] | 0 | [15 empty] | 0 |  | 0 | 0 | 0
Lighting Emitting Diode 44 Watts | 532 | 15 | 1.13 | 3.04 | 0 | 0 | 1.13 | 3.04 | 15 | 1.08 | 2.97 | 0 | 0 | 1.08 | 2.97 | 2.357% | 0% | 0% | 2.357% | 67131.7304 | 65585.934 | 1546 | 24953.5708 | 23849.4305 | 1546 | 1840.2338 | 1732 |  | 0.44 | 809.7029 |  | 331242.0907 | 67131.7304 | 0 | 0 |  | 67131.7304 |  | 65585.934 | 0 | 0 |  | 65585.934 | 1840.2338 | 15 | 27603.5076 | 331242.0907 | 0 | 0 | 0 | 0 | 0
Lighting Emitting Diode 66 Watts | 533 | 22 | 1.66 | 4.46 | 0 | 0 | 1.66 | 4.46 | 22 | 1.58 | 4.36 | 0 | 0 | 1.58 | 4.36 | 2.294% | 0% | 0% | 2.294% | 214.8077 | 209.9914 | 5 | 79.9508 | 76.0978 | 5 | 4.0136 | 138 |  | 0.66 | 2.649 |  | 1059.5894 | 214.8077 | 0 | 0 |  | 214.8077 |  | 209.9914 | 0 | 0 |  | 209.9914 | 4.0136 | 22 | 88.2991 | 1059.5894 | 0 | 0 | 0 | 0 | 0
Lighting Emitting Diode 88 Watts | 534 | 29 | 2.18 | 5.88 | 0 | 0 | 2.18 | 5.88 | 29 | 2.09 | 5.74 | 0 | 0 | 2.09 | 5.74 | 2.439% | 0% | 0% | 2.439% | 12885.5702 | 12578.7709 | 307 | 4777.3032 | 4580.0751 | 307 | 182.6186 | 513 |  | 0.88 | 160.7044 |  | 63551.2815 | 12885.5702 | 0 | 0 |  | 12885.5702 |  | 12578.7709 | 0 | 0 |  | 12578.7709 | 182.6186 | 29 | 5295.9401 | 63551.2815 | 0 | 0 | 0 | 0 | 0
Lighting Emitting Diode 92 Watts | 535 | 31 | 2.33 | 6.28 | 0 | 0 | 2.33 | 6.28 | 31 | 2.23 | 6.14 | 0 | 0 | 2.23 | 6.14 | 2.28% | 0% | 0% | 2.28% | 56485.2652 | 55226.0396 | 1259 | 20957.1127 | 20057.6658 | 1259 | 749.5391 | 0 |  | 0.92 | 689.576 |  | 278828.5385 | 56485.2652 | 0 | 0 |  | 56485.2652 |  | 55226.0396 | 0 | 0 |  | 55226.0396 | 749.5391 | 31 | 23235.7115 | 278828.5385 | 0 | 0 | 0 | 0 | 0
Lighting Emitting Diode 105 Watts | 536 | 35 | 2.63 | 7.09 | 0 | 0 | 2.63 | 7.09 | 35 | 2.52 | 6.93 | 0 | 0 | 2.52 | 6.93 | 2.309% | 0% | 0% | 2.309% | 80588.5156 | 78769.8749 | 1819 | 29893.9063 | 28643.5909 | 1819 | 947.2087 | 0 |  | 0.105 | 99.4569 |  | 397827.651 | 80588.5156 | 0 | 0 |  | 80588.5156 |  | 78769.8749 | 0 | 0 |  | 78769.8749 | 947.2087 | 35 | 33152.3042 | 397827.651 | 0 | 0 | 0 | 0 | 0
Lighting Emitting Diode 173 Watts | 537 | 57 | 4.29 | 11.55 | 0 | 0 | 4.29 | 11.55 | 57 | 4.1 | 11.28 | 0 | 0 | 4.1 | 11.28 | 2.394% | 0% | 0% | 2.394% | 51317.2384 | 50117.6147 | 1200 | 19060.6886 | 18216.5089 | 1200 | 370.2542 | 38 |  | 0.17 | 62.9432 |  | 253253.9038 | 51317.2384 | 0 | 0 |  | 51317.2384 |  | 50117.6147 | 0 | 0 |  | 50117.6147 | 370.2542 | 57 | 21104.492 | 253253.9038 | 0 | 0 | 0 | 0 | 0
Lighting Emitting Diode 44 Watts | 538 | 15 | 1.13 | 3.04 | 0 | 0 | 1.13 | 3.04 | 15 | 1.08 | 2.97 | 0 | 0 | 1.08 | 2.97 | 2.357% | 0% | 0% | 2.357% | 0 | 0 | 0 | 0 | 0 | 0 | 0 | 0 |  | 0.17 | 0 |  | 0 | 0 | 0 | 0 |  | 0 |  | 0 | 0 | 0 |  | 0 | 0 | 15 | 0 | 0 | 0 | 0 | 0 | 0 | 0
Lighting Emitting Diode 110 Watts | 539 | 37 | 2.79 | 7.5 | 0 | 0 | 2.79 | 7.5 | 37 | 2.66 | 7.32 | 0 | 0 | 2.66 | 7.32 | 2.459% | 0% | 0% | 2.459% | 265589.6916 | 259215.539 | 6374 | 98799.3653 | 94195.8106 | 6374 | 2950.9966 | 2609 |  | 0.11 | 324.6096 |  | 1310242.4786 | 265589.6916 | 0 | 0 |  | 265589.6916 |  | 259215.539 | 0 | 0 |  | 259215.539 | 2950.9966 | 37 | 109186.8732 | 1310242.4786 | 0 | 0 | 0 | 0 | 0
Lighting Emitting Diode 65 Watts | 540 | 22 | 1.66 | 4.46 | 0 | 0 | 1.66 | 4.46 | 22 | 1.58 | 4.36 | 0 | 0 | 1.58 | 4.36 | 2.294% | 0% | 0% | 2.294% | 43176.3409 | 42208.2615 | 968 | 16070.1179 | 15295.6544 | 968 | 806.7328 | 464 |  | 0.65 | 524.3763 |  | 212977.4664 | 43176.3409 | 0 | 0 |  | 43176.3409 |  | 42208.2615 | 0 | 0 |  | 42208.2615 | 806.7328 | 22 | 17748.1222 | 212977.4664 | 0 | 0 | 0 | 0 | 0
Lighting Emitting Diode 55 Watts | 541 | 18 | 1.35 | 3.65 | 0 | 0 | 1.35 | 3.65 | 18 | 1.3 | 3.56 | 0 | 0 | 1.3 | 3.56 | 2.528% | 0% | 0% | 2.528% | 145031.2971 | 141455.1829 | 3576 | 53641.7126 | 51654.9825 | 3576 | 3311.2168 | 736 |  | 0.55 | 1821.1693 |  | 715222.8349 | 145031.2971 | 0 | 0 |  | 145031.2971 |  | 141455.1829 | 0 | 0 |  | 141455.1829 | 3311.2168 | 18 | 59601.9029 | 715222.8349 | 0 | 0 | 0 | 0 | 0
Lighting Emitting Diode 83 Watts | 542 | 28 | 2.11 | 5.68 | 0 | 0 | 2.11 | 5.68 | 28 | 2.02 | 5.54 | 0 | 0 | 2.02 | 5.54 | 2.527% | 0% | 0% | 2.527% | 58132.9267 | 56700.0729 | 1433 | 21595.1541 | 20674.0338 | 1433 | 852.8892 | 1039 |  | 0.83 | 707.898 |  | 286570.7655 | 58132.9267 | 0 | 0 |  | 58132.9267 |  | 56700.0729 | 0 | 0 |  | 56700.0729 | 852.8892 | 28 | 23880.8971 | 286570.7655 | 0 | 0 | 0 | 0 | 0
Lighting Emitting Diode 48 Watts | 543 | 16 | 1.2 | 3.24 | 0 | 0 | 1.2 | 3.24 | 16 | 1.15 | 3.17 | 0 | 0 | 1.15 | 3.17 | 2.208% | 0% | 0% | 2.208% | 234.0729 | 229.0158 | 5 | 86.6937 | 83.0814 | 5 | 6.0204 | 72 |  | 0.048 | 0.28898 |  | 1155.9157 | 234.0729 | 0 | 0 |  | 234.0729 |  | 229.0158 | 0 | 0 |  | 229.0158 | 6.0204 | 16 | 96.3263 | 1155.9157 | 0 | 0 | 0 | 0 | 0
Lighting Emitting Diode 72 Watts | 544 | 24 | 1.81 | 4.86 | 0 | 0 | 1.81 | 4.86 | 24 | 1.73 | 4.75 | 0 | 0 | 1.73 | 4.75 | 2.316% | 0% | 0% | 2.316% | 96613.6009 | 94426.8734 | 2187 | 35981.6086 | 34391.2612 | 2187 | 1656.6118 | 308 |  | 0.72 | 1192.7605 |  | 477104.2022 | 96613.6009 | 0 | 0 |  | 96613.6009 |  | 94426.8734 | 0 | 0 |  | 94426.8734 | 1656.6118 | 24 | 39758.6835 | 477104.2022 | 0 | 0 | 0 | 0 | 0
Lighting Emitting Diode 43 Watts | 546 | 14 | 1.05 | 2.84 | 0 | 0 | 1.05 | 2.84 | 14 | 1.01 | 2.77 | 0 | 0 | 1.01 | 2.77 | 2.527% | 0% | 0% | 2.527% | 60047.8937 | 58567.84 | 1480 | 22200.8058 | 21355.0608 | 1480 | 1761.9687 | 0 |  | 0.043 | 75.7647 |  | 296010.7437 | 60047.8937 | 0 | 0 |  | 60047.8937 |  | 58567.84 | 0 | 0 |  | 58567.84 | 1761.9687 | 14 | 24667.562 | 296010.7437 | 0 | 0 | 0 | 0 | 0
Lighting Emitting Diode 50 Watts | 547 | 17 | 1.28 | 3.45 | 0 | 0 | 1.28 | 3.45 | 17 | 1.22 | 3.37 | 0 | 0 | 1.22 | 3.37 | 2.374% | 0% | 0% | 2.374% | 4527.9385 | 4422.9428 | 105 | 1679.9308 | 1601.1841 | 105 | 109.3705 | 0 |  | 0.05 | 5.4685 |  | 22311.581 | 4527.9385 | 0 | 0 |  | 4527.9385 |  | 4422.9428 | 0 | 0 |  | 4422.9428 | 109.3705 | 17 | 1859.2984 | 22311.581 | 0 | 0 | 0 | 0 | 0
Lighting Emitting Diode 53 Watts | 548 | 18 | 1.35 | 3.65 | 0 | 0 | 1.35 | 3.65 | 18 | 1.3 | 3.56 | 0 | 0 | 1.3 | 3.56 | 2.528% | 0% | 0% | 2.528% | 87.8978 | 85.7304 | 2 | 32.5101 | 31.3061 | 2 | 2.0068 | 0 |  | 0.053 | 0.10636 |  | 433.4684 | 87.8978 | 0 | 0 |  | 87.8978 |  | 85.7304 | 0 | 0 |  | 85.7304 | 2.0068 | 18 | 36.1224 | 433.4684 | 0 | 0 | 0 | 0 | 0
Lighting Emitting Diode 80 Watts | 549 | 27 | 2.03 | 5.47 | 0 | 0 | 2.03 | 5.47 | 27 | 1.94 | 5.35 | 0 | 0 | 1.94 | 5.35 | 2.243% | 0% | 0% | 2.243% | 531383.595 | 519726.1852 | 11657 | 197204.5151 | 188461.4578 | 11657 | 8095.4234 | 0 |  | 0.08 | 647.6339 |  | 2622917.1965 | 531383.595 | 0 | 0 |  | 531383.595 |  | 519726.1852 | 0 | 0 |  | 519726.1852 | 8095.4234 | 27 | 218576.433 | 2622917.1965 | 0 | 0 | 0 | 0 | 0
Lighting Emitting Diode 200 Watts | 550 | 67 | 5.04 | 13.58 | 0 | 0 | 5.04 | 13.58 | 67 | 4.82 | 13.26 | 0 | 0 | 4.82 | 13.26 | 2.413% | 0% | 0% | 2.413% | 39406.8517 | 38478.2661 | 929 | 14625.2233 | 13986.8207 | 929 | 241.8192 | 0 |  | 0.2 | 48.3638 |  | 194422.6114 | 39406.8517 | 0 | 0 |  | 39406.8517 |  | 38478.2661 | 0 | 0 |  | 38478.2661 | 241.8192 | 67 | 16201.8843 | 194422.6114 | 0 | 0 | 0 | 0 | 0
Lighting Emitting Diode 60 Watts | 551 | 20 | 1.51 | 4.05 | 0 | 0 | 1.51 | 4.05 | 20 | 1.44 | 3.96 | 0 | 0 | 1.44 | 3.96 | 2.273% | 0% | 0% | 2.273% | 2487.0249 | 2431.7576 | 55 | 927.2611 | 884.2755 | 55 | 51.1734 |  |  | 0.06 | 3.0704 |  | 12281.6042 | 2487.0249 | 0 | 0 |  | 2487.0249 |  | 2431.7576 | 0 | 0 |  | 2431.7576 | 51.1734 | 20 | 1023.467 | 12281.6042 | 0 | 0 | 0 | 0 | 0
Lighting Emitting Diode 70 Watts | 552 | 23 | 1.73 | 4.66 | 0 | 0 | 1.73 | 4.66 | 23 | 1.66 | 4.55 | 0 | 0 | 1.66 | 4.55 | 2.418% | 0% | 0% | 2.418% | 108965.7642 | 106393.611 | 2572 | 40452.9554 | 38816.1306 | 2572 | 1948.6009 | 0 |  | 0.07 | 136.4021 |  | 537813.8577 | 108965.7642 | 0 | 0 |  | 108965.7642 |  | 106393.611 | 0 | 0 |  | 106393.611 | 1948.6009 | 23 | 44817.8215 | 537813.8577 | 0 | 0 | 0 | 0 | 0
Lighting Emitting Diode 87 Watts | 553 | 29 | 2.18 | 5.88 | 0 | 0 | 2.18 | 5.88 | 29 | 2.09 | 5.74 | 0 | 0 | 2.09 | 5.74 | 2.439% | 0% | 0% | 2.439% | 141.5997 | 138.2283 | 3 | 52.4978 | 50.3305 | 3 | 2.0068 | 0 |  | 0.087 | 0.17459 |  | 698.3657 | 141.5997 | 0 | 0 |  | 141.5997 |  | 138.2283 | 0 | 0 |  | 138.2283 | 2.0068 | 29 | 58.1971 | 698.3657 | 0 | 0 | 0 | 0 | 0
Lighting Emitting Diode 173 Watts | 554 | 58 | 4.37 | 11.76 | 0 | 0 | 4.37 | 11.76 | 58 | 4.17 | 11.48 | 0 | 0 | 4.17 | 11.48 | 2.439% | 0% | 0% | 2.439% | 5380.7876 | 5252.6736 | 128 | 1999.4933 | 1907.9833 | 128 | 38.1292 | 0 |  | 0.173 | 6.5963 |  | 26537.8978 | 5380.7876 | 0 | 0 |  | 5380.7876 |  | 5252.6736 | 0 | 0 |  | 5252.6736 | 38.1292 | 58 | 2211.4915 | 26537.8978 | 0 | 0 | 0 | 0 | 0
Lighting Emitting Diode 35 Watts | 555 | 12 | 0.9 | 2.43 | 0 | 0 | 0.9 | 2.43 | 12 | 0.86 | 2.38 | 0 | 0 | 0.86 | 2.38 | 2.101% | 0% | 0% | 2.101% | 215844.4985 | 211403.2537 | 4441 | 79942.4069 | 76389.411 | 4441 | 7402.0747 | 0 |  | 0.035 | 259.0726 |  | 1065898.7583 | 215844.4985 | 0 | 0 |  | 215844.4985 |  | 211403.2537 | 0 | 0 |  | 211403.2537 | 7402.0747 | 12 | 88824.8965 | 1065898.7583 | 0 | 0 | 0 | 0 | 0
Lighting Emitting Diode 51 Watts | 556 | 17 | 1.28 | 3.45 | 0 | 0 | 1.28 | 3.45 | 17 | 1.22 | 3.37 | 0 | 0 | 1.22 | 3.37 | 2.374% | 0% | 0% | 2.374% | 15660.8515 | 15297.7013 | 363 | 5810.4029 | 5538.0402 | 363 | 378.2814 | 0 |  | 0.051 | 19.2924 |  | 77169.4133 | 15660.8515 | 0 | 0 |  | 15660.8515 |  | 15297.7013 | 0 | 0 |  | 15297.7013 | 378.2814 | 17 | 6430.7844 | 77169.4133 | 0 | 0 | 0 | 0 | 0
Lighting Emitting Diode 172 Watts | 557 | 57 | 4.29 | 11.55 | 0 | 0 | 4.29 | 11.55 | 57 | 4.1 | 11.28 | 0 | 0 | 4.1 | 11.28 | 2.394% | 0% | 0% | 2.394% | 13768.0396 | 13446.1893 | 322 | 5113.8433 | 4887.356 | 322 | 99.3365 | 0 |  | 0.172 | 17.0859 |  | 67946.1693 | 13768.0396 | 0 | 0 |  | 13768.0396 |  | 13446.1893 | 0 | 0 |  | 13446.1893 | 99.3365 | 57 | 5662.1808 | 67946.1693 | 0 | 0 | 0 | 0 | 0
Lighting Emitting Diode 91 Watts | 558 | 30 | 2.26 | 6.08 | 0 | 0 | 2.26 | 6.08 | 30 | 2.16 | 5.94 | 0 | 0 | 2.16 | 5.94 | 2.357% | 0% | 0% | 2.357% | 1244.5359 | 1215.8788 | 29 | 462.6071 | 442.1378 | 29 | 17.0578 | 0 |  | 0.091 | 1.5523 |  | 6140.8021 | 1244.5359 | 0 | 0 |  | 1244.5359 |  | 1215.8788 | 0 | 0 |  | 1215.8788 | 17.0578 | 30 | 511.7335 | 6140.8021 | 0 | 0 | 0 | 0 | 0
Lighting Emitting Diode 42 Watts | 559 | 14 | 1.05 | 2.84 | 0 | 0 | 1.05 | 2.84 | 14 | 1.01 | 2.77 | 0 | 0 | 1.01 | 2.77 | 2.527% | 0% | 0% | 2.527% | 3487.9756 | 3402.0044 | 86 | 1289.5684 | 1240.442 | 86 | 102.3467 |  |  | 0.013 | 1.3305 |  | 17194.2459 | 3487.9756 | 0 | 0 |  | 3487.9756 |  | 3402.0044 | 0 | 0 |  | 3402.0044 | 102.3467 | 14 | 1432.8538 | 17194.2459 | 0 | 0 | 0 | 0 | 0
Lighting Emitting Diode 13 Watts | 560 | 4 | 0.3 | 0.81 | 0 | 0 | 0.3 | 0.81 | 4 | 0.29 | 0.79 | 0 | 0 | 0.29 | 0.79 | 2.532% | 0% | 0% | 2.532% | 117.0365 | 114.1467 | 3 | 43.3468 | 41.9019 | 3 | 12.0408 | 0 |  | 0.013 | 0.15653 |  | 577.9578 | 117.0365 | 0 | 0 |  | 117.0365 |  | 114.1467 | 0 | 0 |  | 114.1467 | 12.0408 | 4 | 48.1632 | 577.9578 | 0 | 0 | 0 | 0 | 0
Lighting Emitting Diode 8 Watts | 561 | 3 | 0.23 | 0.61 | 0 | 0 | 0.23 | 0.61 | 3 | 0.22 | 0.59 | 0 | 0 | 0.22 | 0.59 | 3.39% | 0% | 0% | 3.39% | 58.759 | 56.8325 | 2 | 22.1551 | 21.1918 | 2 | 8.0272 | 0 |  | 0.008 | 0.064218 |  | 288.9789 | 58.759 | 0 | 0 |  | 58.759 |  | 56.8325 | 0 | 0 |  | 56.8325 | 8.0272 | 3 | 24.0816 | 288.9789 | 0 | 0 | 0 | 0 | 0
Lighting Emitting Diode 150 Watts | 562 | 50 | 3.76 | 10.13 | 0 | 0 | 3.76 | 10.13 | 50 | 3.6 | 9.9 | 0 | 0 | 3.6 | 9.9 | 2.323% | 0% | 0% | 2.323% | 11221.5332 | 10966.7501 | 255 | 4165.1495 | 3987.9091 | 255 | 92.3127 | 0 |  | 0.15 | 13.8469 |  | 55387.6269 | 11221.5332 | 0 | 0 |  | 11221.5332 |  | 10966.7501 | 0 | 0 |  | 10966.7501 | 92.3127 | 50 | 4615.6356 | 55387.6269 | 0 | 0 | 0 | 0 | 0
Lighting Emitting Diode 60 Watts | 563 | 20 | 1.51 | 4.05 | 0 | 0 | 1.51 | 4.05 | 20 | 1.44 | 3.96 | 0 | 0 | 1.44 | 3.96 | 2.273% | 0% | 0% | 2.273% | 117133.9943 | 114531.0166 | 2603 | 43672.1806 | 41647.6424 | 2603 | 2410.1645 | 0 |  | 0.06 | 144.6099 |  | 578439.478 | 117133.9943 | 0 | 0 |  | 117133.9943 |  | 114531.0166 | 0 | 0 |  | 114531.0166 | 2410.1645 | 20 | 48203.2898 | 578439.478 | 0 | 0 | 0 | 0 | 0
Lighting Emitting Diode 28 Watts | 564 | 9 | 0.68 | 1.82 | 0 | 0 | 0.68 | 1.82 | 9 | 0.65 | 1.78 | 0 | 0 | 0.65 | 1.78 | 2.247% | 0% | 0% | 2.247% | 1336.7683 | 1307.3888 | 29 | 499.4519 | 477.4173 | 29 | 61.2073 | 0 |  | 0.028 | 1.7138 |  | 6610.3929 | 1336.7683 | 0 | 0 |  | 1336.7683 |  | 1307.3888 | 0 | 0 |  | 1307.3888 | 61.2073 | 9 | 550.8661 | 6610.3929 | 0 | 0 | 0 | 0 | 0
Lighting Emitting Diode 86 Watts | 565 | 29 | 2.18 | 5.88 | 0 | 0 | 2.18 | 5.88 | 29 | 2.09 | 5.74 | 0 | 0 | 2.09 | 5.74 | 2.439% | 0% | 0% | 2.439% | 24638.343 | 24051.7158 | 587 | 9134.6238 | 8757.5063 | 587 | 349.1829 | 0 |  | 0.086 | 30.0297 |  | 121515.6372 | 24638.343 | 0 | 0 |  | 24638.343 |  | 24051.7158 | 0 | 0 |  | 24051.7158 | 349.1829 | 29 | 10126.3031 | 121515.6372 | 0 | 0 | 0 | 0 | 0
Lighting Emitting Diode 100 Watts | 567 | 33 | 2.48 | 6.69 | 0 | 0 | 2.48 | 6.69 | 33 | 2.37 | 6.53 | 0 | 0 | 2.37 | 6.53 | 2.45% | 0% | 0% | 2.45% | 54050.979 | 52758.28 | 1293 | 20036.8353 | 19148.1047 | 1293 | 673.2808 | 0 |  | 0.1 | 67.3281 |  | 266619.179 | 54050.979 | 0 | 0 |  | 54050.979 |  | 52758.28 | 0 | 0 |  | 52758.28 | 673.2808 | 33 | 22218.2649 | 266619.179 | 0 | 0 | 0 | 0 | 0
Lighting Emitting Diode 143 Watts | 569 | 48 | 3.61 | 9.73 | 0 | 0 | 3.61 | 9.73 | 48 | 3.45 | 9.5 | 0 | 0 | 3.45 | 9.5 | 2.421% | 0% | 0% | 2.421% | 1523.0393 | 1487.0374 | 36 | 565.0742 | 540.0294 | 36 | 13.0442 | 0 |  | 0.143 | 1.8653 |  | 7513.452 | 1523.0393 | 0 | 0 |  | 1523.0393 |  | 1487.0374 | 0 | 0 |  | 1487.0374 | 13.0442 | 48 | 626.121 | 7513.452 | 0 | 0 | 0 | 0 | 0
Lighting Emitting Diode 200 Watts | 570 | 67 | 5.04 | 13.58 | 0 | 0 | 5.04 | 13.58 | 67 | 4.82 | 13.26 | 0 | 0 | 4.82 | 13.26 | 2.413% | 0% | 0% | 2.413% | 1471.6252 | 1436.9477 | 35 | 546.1702 | 522.3294 | 35 | 9.0306 | 0 |  | 0.2 | 1.8061 |  | 7260.5954 | 1471.6252 | 0 | 0 |  | 1471.6252 |  | 1436.9477 | 0 | 0 |  | 1436.9477 | 9.0306 | 67 | 605.0496 | 7260.5954 | 0 | 0 | 0 | 0 | 0
Lighting Emitting Diode 250 Watts | 572 | 83 | 6.25 | 16.82 | 0 | 0 | 6.25 | 16.82 | 83 | 5.97 | 16.43 | 0 | 0 | 5.97 | 16.43 | 2.374% | 0% | 0% | 2.374% | 26328.3881 | 25717.9201 | 610 | 9783.1406 | 9344.8559 | 610 | 130.4419 | 0 |  | 0.25 | 32.6105 |  | 129920.1076 | 26328.3881 | 0 | 0 |  | 26328.3881 |  | 25717.9201 | 0 | 0 |  | 25717.9201 | 130.4419 | 83 | 10826.6756 | 129920.1076 | 0 | 0 | 0 | 0 | 0
Lighting Emitting Diode 52 Watts | 573 | 17 | 1.28 | 3.45 | 0 | 0 | 1.28 | 3.45 | 17 | 1.22 | 3.37 | 0 | 0 | 1.22 | 3.37 | 2.374% | 0% | 0% | 2.374% | 59070.9041 | 57701.144 | 1370 | 21916.1615 | 20888.8415 | 1370 | 1426.8334 | 0 |  | 0.052 | 74.1953 |  | 291074.0204 | 59070.9041 | 0 | 0 |  | 59070.9041 |  | 57701.144 | 0 | 0 |  | 57701.144 | 1426.8334 | 17 | 24256.1684 | 291074.0204 | 0 | 0 | 0 | 0 | 0
Lighting Emitting Diode 140 Watts | 574 | 47 | 3.54 | 9.53 | 0 | 0 | 3.54 | 9.53 | 47 | 3.38 | 9.3 | 0 | 0 | 3.38 | 9.3 | 2.473% | 0% | 0% | 2.473% | 31211.6502 | 30458.3785 | 753 | 11593.8344 | 11069.8193 | 753 | 272.9245 | 0 |  | 0.14 | 38.2094 |  | 153929.4398 | 31211.6502 | 0 | 0 |  | 31211.6502 |  | 30458.3785 | 0 | 0 |  | 30458.3785 | 272.9245 | 47 | 12827.4533 | 153929.4398 | 0 | 0 | 0 | 0 | 0
Lighting Emitting Diode 185 Watts | 575 | 62 | 4.67 | 12.57 | 0 | 0 | 4.67 | 12.57 | 62 | 4.46 | 12.27 | 0 | 0 | 4.46 | 12.27 | 2.445% | 0% | 0% | 2.445% | 42378.7591 | 41367.3329 | 1011 | 15744.535 | 15036.5366 | 1011 | 280.9517 | 0 |  | 0.185 | 51.9761 |  | 209028.0878 | 42378.7591 | 0 | 0 |  | 42378.7591 |  | 41367.3329 | 0 | 0 |  | 41367.3329 | 280.9517 | 62 | 17419.0073 | 209028.0878 | 0 | 0 | 0 | 0 | 0
Lighting Emitting Diode 95 Watts | 576 | 32 | 2.41 | 6.49 | 0 | 0 | 2.41 | 6.49 | 32 | 2.3 | 6.33 | 0 | 0 | 2.3 | 6.33 | 2.528% | 0% | 0% | 2.528% | 156.2894 | 152.4364 | 4 | 58.0366 | 55.3876 | 4 | 2.0068 | 0 |  | 0.095 | 0.19065 |  | 770.6105 | 156.2894 | 0 | 0 |  | 156.2894 |  | 152.4364 | 0 | 0 |  | 152.4364 | 2.0068 | 32 | 64.2175 | 770.6105 | 0 | 0 | 0 | 0 | 0
Lighting Emitting Diode 75 Watts | 578 | 25 | 1.88 | 5.07 | 0 | 0 | 1.88 | 5.07 | 25 | 1.8 | 4.95 | 0 | 0 | 1.8 | 4.95 | 2.424% | 0% | 0% | 2.424% | 31866.4283 | 31112.1933 | 754 | 11816.3482 | 11313.5248 | 754 | 523.7743 | 0 |  | 0.075 | 39.2831 |  | 157132.2895 | 31866.4283 | 0 | 0 |  | 31866.4283 |  | 31112.1933 | 0 | 0 |  | 31112.1933 | 523.7743 | 25 | 13094.3575 | 157132.2895 | 0 | 0 | 0 | 0 | 0
Lighting Emitting Diode 138 Watts | 579 | 46 | 3.46 | 9.32 | 0 | 0 | 3.46 | 9.32 | 46 | 3.31 | 9.11 | 0 | 0 | 3.31 | 9.11 | 2.305% | 0% | 0% | 2.305% | 2356.6231 | 2303.5232 | 53 | 874.8837 | 836.9552 | 53 | 21.0714 | 0 |  | 0.138 | 2.9079 |  | 11631.4017 | 2356.6231 | 0 | 0 |  | 2356.6231 |  | 2303.5232 | 0 | 0 |  | 2303.5232 | 21.0714 | 46 | 969.2835 | 11631.4017 | 0 | 0 | 0 | 0 | 0
Lighting Emitting Diode 54 Watts | 582 | 18 | 1.35 | 3.65 | 0 | 0 | 1.35 | 3.65 | 18 | 1.3 | 3.56 | 0 | 0 | 1.3 | 3.56 | 2.528% | 0% | 0% | 2.528% | 465023.0771 | 453556.7547 | 11466 | 171994.8367 | 165624.6576 | 11466 | 10616.9652 | 0 |  | 0.054 | 573.3161 |  | 2293264.4898 | 465023.0771 | 0 | 0 |  | 465023.0771 |  | 453556.7547 | 0 | 0 |  | 453556.7547 | 10616.9652 | 18 | 191105.3742 | 2293264.4898 | 0 | 0 | 0 | 0 | 0
Lighting Emitting Diode 175 Watts | 583 | 58 | 4.37 | 11.76 | 0 | 0 | 4.37 | 11.76 | 58 | 4.17 | 11.48 | 0 | 0 | 4.17 | 11.48 | 2.439% | 0% | 0% | 2.439% | 53949.4752 | 52664.9639 | 1285 | 20047.5516 | 19130.0435 | 1285 | 382.295 | 0 |  | 0.175 | 66.9016 |  | 266077.3435 | 53949.4752 | 0 | 0 |  | 53949.4752 |  | 52664.9639 | 0 | 0 |  | 52664.9639 | 382.295 | 58 | 22173.112 | 266077.3435 | 0 | 0 | 0 | 0 | 0
Lighting Emitting Diode 46 Watts | 584 | 15 | 1.13 | 3.04 | 0 | 0 | 1.13 | 3.04 | 15 | 1.08 | 2.97 | 0 | 0 | 1.08 | 2.97 | 2.357% | 0% | 0% | 2.357% | 108457.6429 | 105960.263 | 2497 | 40314.8475 | 38531.0047 | 2497 | 2973.0714 | 0 |  | 0.046 | 136.7613 |  | 535152.8434 | 108457.6429 | 0 | 0 |  | 108457.6429 |  | 105960.263 | 0 | 0 |  | 105960.263 | 2973.0714 | 15 | 44596.0703 | 535152.8434 | 0 | 0 | 0 | 0 | 0
Lighting Emitting Diode 69 Watts | 585 | 23 | 1.73 | 4.66 | 0 | 0 | 1.73 | 4.66 | 23 | 1.66 | 4.55 | 0 | 0 | 1.66 | 4.55 | 2.418% | 0% | 0% | 2.418% | 89215.0181 | 87109.0842 | 2106 | 33120.5968 | 31780.4571 | 2106 | 1595.4045 | 0 |  | 0.069 | 110.0829 |  | 440331.6342 | 89215.0181 | 0 | 0 |  | 89215.0181 |  | 87109.0842 | 0 | 0 |  | 87109.0842 | 1595.4045 | 23 | 36694.3029 | 440331.6342 | 0 | 0 | 0 | 0 | 0
Lighting Emitting Diode 108 Watts | 586 | 36 | 2.71 | 7.3 | 0 | 0 | 2.71 | 7.3 | 36 | 2.59 | 7.13 | 0 | 0 | 2.59 | 7.13 | 2.384% | 0% | 0% | 2.384% | 165775.1675 | 161914.6499 | 3861 | 61541.1923 | 58816.1211 | 3861 | 1892.4106 | 0 |  | 0.108 | 204.3803 |  | 817521.3738 | 165775.1675 | 0 | 0 |  | 165775.1675 |  | 161914.6499 | 0 | 0 |  | 161914.6499 | 1892.4106 | 36 | 68126.7811 | 817521.3738 | 0 | 0 | 0 | 0 | 0
Lighting Emitting Diode 158 Watts | 587 | 53 | 3.99 | 10.74 | 0 | 0 | 3.99 | 10.74 | 53 | 3.81 | 10.49 | 0 | 0 | 3.81 | 10.49 | 2.383% | 0% | 0% | 2.383% | 234453.6575 | 228996.1702 | 5457 | 87101.4985 | 83172.1076 | 5457 | 1819.1625 | 0 |  | 0.158 | 287.4277 |  | 1156987.323 | 234453.6575 | 0 | 0 |  | 234453.6575 |  | 228996.1702 | 0 | 0 |  | 228996.1702 | 1819.1625 | 53 | 96415.6103 | 1156987.323 | 0 | 0 | 0 | 0 | 0
Lighting Emitting Diode 48 Watts | 589 | 16 | 1.2 | 3.24 | 0 | 0 | 1.2 | 3.24 | 16 | 1.15 | 3.17 | 0 | 0 | 1.15 | 3.17 | 2.208% | 0% | 0% | 2.208% | 39.0122 | 38.1693 | 1 | 14.4489 | 13.8469 | 1 | 1.0034 | 0 |  | 0.048 | 0.048163 |  | 192.6526 | 39.0122 | 0 | 0 |  | 39.0122 |  | 38.1693 | 0 | 0 |  | 38.1693 | 1.0034 | 16 | 16.0544 | 192.6526 | 0 | 0 | 0 | 0 | 0
Lighting Emitting Diode 90 Watts | 590 | 30 | 2.26 | 6.08 | 0 | 0 | 2.26 | 6.08 | 30 | 2.16 | 5.94 | 0 | 0 | 2.16 | 5.94 | 2.357% | 0% | 0% | 2.357% | 22401.6461 | 21885.8187 | 516 | 8326.9277 | 7958.4795 | 516 | 307.0401 | 0 |  | 0.09 | 27.6336 |  | 110534.4381 | 22401.6461 | 0 | 0 |  | 22401.6461 |  | 21885.8187 | 0 | 0 |  | 21885.8187 | 307.0401 | 30 | 9211.2032 | 110534.4381 | 0 | 0 | 0 | 0 | 0
Lighting Emitting Diode 240 Watts | 591 | 80 | 6.02 | 16.22 | 0 | 0 | 6.02 | 16.22 | 80 | 5.76 | 15.84 | 0 | 0 | 5.76 | 15.84 | 2.399% | 0% | 0% | 2.399% | 390.6032 | 381.4522 | 9 | 144.9711 | 138.7099 | 9 | 2.0068 |  |  | 0.24 | 0.48163 |  | 1926.5262 | 390.6032 | 0 | 0 |  | 390.6032 |  | 381.4522 | 0 | 0 |  | 381.4522 | 2.0068 | 80 | 160.5438 | 1926.5262 | 0 | 0 | 0 | 0 | 0
Lighting Emitting Diode 135 Watts | 592 | 45 | 3.39 | 9.12 | 0 | 0 | 3.39 | 9.12 | 45 | 3.24 | 8.91 | 0 | 0 | 3.24 | 8.91 | 2.357% | 0% | 0% | 2.357% | 136386.4926 | 133246.0141 | 3140 | 50696.2949 | 48453.0961 | 3140 | 1246.2216 |  |  | 0.135 | 168.2399 |  | 672959.6674 | 136386.4926 | 0 | 0 |  | 136386.4926 |  | 133246.0141 | 0 | 0 |  | 133246.0141 | 1246.2216 | 45 | 56079.9723 | 672959.6674 | 0 | 0 | 0 | 0 | 0
Lighting Emitting Diode 30 Watts | 593 | 10 | 0.75 | 2.03 | 0 | 0 | 0.75 | 2.03 | 10 | 0.72 | 1.98 | 0 | 0 | 0.72 | 1.98 | 2.525% | 0% | 0% | 2.525% | 17549.9308 | 17117.6665 | 432 | 6483.9646 | 6224.606 | 432 | 720.4405 |  |  | 0.03 | 21.6132 |  | 86452.8612 | 17549.9308 | 0 | 0 |  | 17549.9308 |  | 17117.6665 | 0 | 0 |  | 17117.6665 | 720.4405 | 10 | 7204.4051 | 86452.8612 | 0 | 0 | 0 | 0 | 0
Lighting Emitting Diode 133 Watts | 594 | 44 | 3.31 | 8.92 | 0 | 0 | 3.31 | 8.92 | 44 | 3.17 | 8.71 | 0 | 0 | 3.17 | 8.71 | 2.411% | 0% | 0% | 2.411% | 24702.8816 | 24121.3115 | 582 | 9166.6523 | 8778.9389 | 582 | 230.7818 |  |  | 0.133 | 30.694 |  | 121852.7793 | 24702.8816 | 0 | 0 |  | 24702.8816 |  | 24121.3115 | 0 | 0 |  | 24121.3115 | 230.7818 | 44 | 10154.3983 | 121852.7793 | 0 | 0 | 0 | 0 | 0
Lighting Emitting Diode 55 Watts | 595 | 18 | 1.35 | 3.65 | 0 | 0 | 1.35 | 3.65 | 18 | 1.3 | 3.56 | 0 | 0 | 1.3 | 3.56 | 2.528% | 0% | 0% | 2.528% | 43.9489 | 42.8652 | 1 | 16.2551 | 15.653 | 1 | 1.0034 |  |  | 0.055 | 0.055187 |  | 216.7342 | 43.9489 | 0 | 0 |  | 43.9489 |  | 42.8652 | 0 | 0 |  | 42.8652 | 1.0034 | 18 | 18.0612 | 216.7342 | 0 | 0 | 0 | 0 | 0
Lighting Emitting Diode 52 Watts | 596 | 17 | 1.28 | 3.45 | 0 | 0 | 1.28 | 3.45 | 17 | 1.22 | 3.37 | 0 | 0 | 1.22 | 3.37 | 2.374% | 0% | 0% | 2.374% | 124.6222 | 121.7324 | 3 | 46.2366 | 44.0693 | 3 | 3.0102 |  |  | 0.052 | 0.15653 |  | 614.0802 | 124.6222 | 0 | 0 |  | 124.6222 |  | 121.7324 | 0 | 0 |  | 121.7324 | 3.0102 | 17 | 51.1734 | 614.0802 | 0 | 0 | 0 | 0 | 0
Lighting Emitting Diode 41 Watts | 597 | 14 | 1.05 | 2.84 | 0 | 0 | 1.05 | 2.84 | 14 | 1.01 | 2.77 | 0 | 0 | 1.01 | 2.77 | 2.527% | 0% | 0% | 2.527% | 35905.6312 | 35020.6333 | 885 | 13274.9693 | 12769.2562 | 885 | 1053.569 | 0 |  | 0.041 | 43.1963 |  | 176999.5905 | 35905.6312 | 0 | 0 |  | 35905.6312 |  | 35020.6333 | 0 | 0 |  | 35020.6333 | 1053.569 | 14 | 14749.9659 | 176999.5905 | 0 | 0 | 0 | 0 | 0
Lighting Emitting Diode 68 Watts | 598 | 23 | 1.73 | 4.66 | 0 | 0 | 1.73 | 4.66 | 23 | 1.66 | 4.55 | 0 | 0 | 1.66 | 4.55 | 2.418% | 0% | 0% | 2.418% | 26315.6248 | 25694.4405 | 621 | 9769.5345 | 9374.2355 | 621 | 470.5941 | 0 |  | 0.068 | 32.0004 |  | 129883.9852 | 26315.6248 | 0 | 0 |  | 26315.6248 |  | 25694.4405 | 0 | 0 |  | 25694.4405 | 470.5941 | 23 | 10823.6654 | 129883.9852 | 0 | 0 | 0 | 0 | 0
Lighting Emitting Diode 117 Watts | 599 | 39 | 2.94 | 7.91 | 0 | 0 | 2.94 | 7.91 | 39 | 2.81 | 7.72 | 0 | 0 | 2.81 | 7.72 | 2.461% | 0% | 0% | 2.461% | 49430.9285 | 48243.5863 | 1187 | 18372.5575 | 17560.1655 | 1187 | 520.7641 | 0 |  | 0.117 | 60.9294 |  | 243717.5994 | 49430.9285 | 0 | 0 |  | 49430.9285 |  | 48243.5863 | 0 | 0 |  | 48243.5863 | 520.7641 | 39 | 20309.7999 | 243717.5994 | 0 | 0 | 0 | 0 | 0
[20 empty] | 877401.0577 | 856723.1708 | 20679 | 325897.1847 | 311718.193 | 20679 | 64049.9709 | 7649 | 737.4% |  |  |  | 0 | [17 empty] | 0 | 0 | 0
0
Light Emitting Diode (Energy, Maintenance& Capital | [31 empty] | 0
Lighting Emitting Diode 44W | 615 | 15 | 1.13 | 3.04 | 0.75338 | 8.6893 | 10.5727 | 12.4827 | 15 | 1.08 | 2.97 | 0.73855 | 8.1643 | 9.9828 | 11.8728 | 2.357% | 2.008% | 6.43% | 5.136% | 592726.5305 | 563769.573 | 28957 | 502032.0905 | 474024.813 | 28957 | 3957 | 15020.7398 |  | 0.44 | 1741.08 |  | 712260 | 144351.36 | 35773.5891 | 412601.5814 |  | 592726.5305 |  | 141027.48 | 35069.3598 | 387672.7332 |  | 563769.573 | 3957 | 15 | 59355 | 712260 | 712260 | 712260 | 3957 | 3957 | 0
Lighting Emitting Diode 55W | 616 | 18 | 1.35 | 3.65 | 0.75338 | 8.6893 | 10.7927 | 13.0927 | 18 | 1.3 | 3.56 | 0.73855 | 8.1643 | 10.2028 | 12.4628 | 2.528% | 2.008% | 6.43% | 5.054% | 4568971.0331 | 4349179.5431 | 219791 | 3766335.4331 | 3560502.8231 | 219791 | 29081 | 823.2628 |  | 0.55 | 15994.55 |  | 6281496 | 1273747.8 | 262909.2099 | 3032314.0232 |  | 4568971.0331 |  | 1242340.32 | 257733.6498 | 2849105.5733 |  | 4349179.5431 | 29081 | 18 | 523458 | 6281496 | 6281496 | 6281496 | 29081 | 29081 | 0
Lighting Emitting Diode 28W | 623 | 9 | 0.68 | 1.82 | 0.75338 | 8.6893 | 10.1227 | 11.2627 | 9 | 0.65 | 1.78 | 0.73855 | 8.1643 | 9.5528 | 10.6828 | 2.247% | 2.008% | 6.43% | 5.428% | 4865.4682 | 4614.9836 | 250 | 4372.9882 | 4126.8236 | 250 | 36 | 515.6995 |  | 0.28 | 10.08 |  | 3888 | 786.24 | 325.461 | 3753.7672 |  | 4865.4682 |  | 768.96 | 319.0541 | 3526.9695 |  | 4614.9836 | 36 | 9 | 324 | 3888 | 3888 | 3888 | 36 | 36 | 0
Lighting Emitting Diode 50W | 624 | 17 | 1.28 | 3.45 | 0.75338 | 8.6893 | 10.7227 | 12.8927 | 17 | 1.22 | 3.37 | 0.73855 | 8.1643 | 10.1228 | 12.2728 | 2.374% | 2.008% | 6.43% | 5.05% | 43474.0426 | 41383.9908 | 2090 | 36156.8026 | 34134.1908 | 2090 | 281 | 14446.3647 |  | 0.5 | 140.5 |  | 57324 | 11633.4 | 2540.404 | 29300.2387 |  | 43474.0426 |  | 11363.64 | 2490.3943 | 27529.9565 |  | 41383.9908 | 281 | 17 | 4777 | 57324 | 57324 | 57324 | 281 | 281 | 0
Lighting Emitting Diode 72W | 625 | 24 | 1.81 | 4.86 | 0.75338 | 8.6893 | 11.2527 | 14.3027 | 24 | 1.73 | 4.75 | 0.73855 | 8.1643 | 10.6328 | 13.6528 | 2.316% | 2.008% | 6.43% | 4.76% | 1163664.2515 | 1110794.4428 | 52870 | 915516.2515 | 865087.2428 | 52870 | 6780 | 179.028 |  | 0.72 | 4881.6 |  | 1952640 | 395409.6 | 61295.1564 | 706959.4951 |  | 1163664.2515 |  | 386460 | 60088.5164 | 664245.9264 |  | 1110794.4428 | 6780 | 24 | 162720 | 1952640 | 1952640 | 1952640 | 6780 | 6780 | 0
Lighting Emitting Diode 100W | 626 | 33 | 2.48 | 6.69 | 0.75338 | 8.6893 | 11.9227 | 16.1327 | 33 | 2.37 | 6.53 | 0.73855 | 8.1643 | 11.2728 | 15.4328 | 2.45% | 2.008% | 6.43% | 4.535% | 55173.6902 | 52780.2868 | 2393 | 40775.4902 | 38553.0868 | 2393 | 285 | 2061.1518 |  | 0.1 | 28.5 |  | 112860 | 22879.8 | 2576.5663 | 29717.3239 |  | 55173.6902 |  | 22332.6 | 2525.8447 | 27921.842 |  | 52780.2868 | 285 | 33 | 9405 | 112860 | 112860 | 112860 | 285 | 285 | 0
Lighting Emitting Diode 200W | 627 | 67 | 5.04 | 13.58 | 0.75338 | 8.6893 | 14.4827 | 23.0227 | 67 | 4.82 | 13.26 | 0.73855 | 8.1643 | 13.7228 | 22.1628 | 2.413% | 2.008% | 6.43% | 3.88% | 36467.8902 | 35105.9265 | 1362 | 22940.5302 | 21736.9665 | 1362 | 132 | 3116.6851 |  | 0.2 | 26.4 |  | 106128 | 21510.72 | 1193.357 | 13763.8132 |  | 36467.8902 |  | 21003.84 | 1169.8649 | 12932.2216 |  | 35105.9265 | 132 | 67 | 8844 | 106128 | 106128 | 106128 | 132 | 132 | 0
[20 empty] | 6465342.9064 | 6157628.7465 | 396203 | 5288129.5864 | 4998165.9465 | 396203 | 40552 | 36162.9317 | 12.14% |  |  |  | 0
Light Emitting Diode (Operating, Maintenance & Capital - Full Charge) | [31 empty] | 0
Lighting Emitting Diode 55 Watts | 724 | 18 | 1.35 | 3.65 | 0.37669 | 6.4567 | 8.1834 | 10.4834 | 18 | 1.3 | 3.56 | 0.36928 | 5.9977 | 7.667 | 9.927 | 2.528% | 2.008% | 7.653% | 5.605% | 1176955.2599 | 1114485.0462 | 62470 | 918738.1431 | 860758.6618 | 62470 | 9355.6926 | 0 |  | 0.55 | 5145.631 |  | 2020829.61 | 409779.3376 | 42290.4604 | 724885.4619 |  | 1176955.2599 |  | 399675.1895 | 41457.9418 | 673351.9149 |  | 1114485.0462 | 9355.6926 | 18 | 168402.4675 | 2020829.61 | 2020829.61 | 2020829.61
Lighting Emitting Diode 190 Watts | 740 | 63 | 4.74 | 12.77 | 0.75338 | 13.8587 | 19.3521 | 27.3821 | 63 | 4.53 | 12.47 | 0.73855 | 13.1809 | 18.4495 | 26.3895 | 2.406% | 2.008% | 5.142% | 3.761% | 327723.6217 | 315843.8199 | 11880 | 231616.2155 | 220813.5826 | 11880 | 997.3786 | 0 |  | 0.19 | 189.5019 |  | 754018.2554 | 152838.3035 | 9016.885 | 165868.4332 |  | 327723.6217 |  | 149247.7404 | 8839.381 | 157756.6985 |  | 315843.8199 | 997.3786 | 63 | 62834.8546 | 754018.2554 | 754018.2554 | 754018.2554
Lighting Emitting Diode 261 Watts | 741 | 87 | 6.55 | 17.63 | 0.75338 | 15.4825 | 22.7859 | 33.8659 | 87 | 6.26 | 17.22 | 0.73855 | 14.7568 | 21.7553 | 32.7153 | 2.381% | 2.008% | 4.918% | 3.517% | 384936.6132 | 371858.6588 | 13078 | 258995.7455 | 247281.7716 | 13078 | 947.2087 | 0 |  | 0.261 | 247.2215 |  | 988885.8752 | 200391.471 | 8563.3193 | 175981.8229 |  | 384936.6132 |  | 195731.2043 | 8394.7441 | 167732.7104 |  | 371858.6588 | 947.2087 | 87 | 82407.1563 | 988885.8752 | 988885.8752 | 988885.8752
Lighting Emitting Diode 124 Watts | 742 | 41 | 3.09 | 8.31 | 0.75338 | 11.1805 | 15.0239 | 20.2439 | 41 | 2.95 | 8.12 | 0.73855 | 10.5819 | 14.2704 | 19.4404 | 2.34% | 2.008% | 5.657% | 4.133% | 205970.5998 | 197796.0001 | 8175 | 152859.886 | 145194.0096 | 8175 | 847.8722 | 0 |  | 0.124 | 105.1362 |  | 417153.1164 | 84549.8146 | 7665.2593 | 113755.5259 |  | 205970.5998 |  | 82616.666 | 7514.3631 | 107664.971 |  | 197796.0001 | 847.8722 | 41 | 34762.7597 | 417153.1164 | 417153.1164 | 417153.1164
Lighting Emitting Diode 84 Watts | 743 | 28 | 2.11 | 5.68 | 0.75338 | 10.5478 | 13.4112 | 16.9812 | 28 | 2.02 | 5.54 | 0.73855 | 9.9679 | 12.7265 | 16.2465 | 2.527% | 2.008% | 5.818% | 4.523% | 264785.2081 | 253328.4224 | 11457 | 209118.8369 | 198441.6922 | 11457 | 1299.4018 | 0 |  | 0.84 | 1091.4975 |  | 436598.9898 | 88567.2236 | 11747.3501 | 164470.6343 |  | 264785.2081 |  | 86384.2287 | 11516.0949 | 155428.0987 |  | 253328.4224 | 1299.4018 | 28 | 36383.2492 | 436598.9898 | 436598.9898 | 436598.9898
[20 empty] | 2360371.3027 | 2253311.9474 | 107060 | 1771328.8269 | 1672489.7178 | 107060 | 13447.5539 | 0
[49 empty] | 0 |  | 0
TOTALS | [19 empty] | 18973457.0923 | 18214275.8948 | 693559 | 12164818.6882 | 11490812.3396 | 693537.262 | 156248.8666 | 139094.0019 | 12.33% |  | 45371.8597 | 41.16 | 53222975.16 | 10773154.3241 | 810546.9458 | 7389755.8224 | 0 | 18973457.0923 |  | 10520310.4615 | 794590.7364 | 6899374.6969 | 0 | 18214275.8948 | 156248.8666 | 14033 | 4435247.93 | 53222975.16 | 32882225.8468 | 32591093.8468 | 63240 | 62942 | 298
Unpublished | [19 empty] | 3988711.147 | 3306091.462 | 3.655% | 0 | 0 | 3.655% | [6 empty] | 23777024.84 | 3988711.147 | [5 empty] | 3306091.462 | [7 empty] | 23777024.84 |  |  |  | -298
Grand Total | [19 empty] | 22962168.2393 | 21520367.3567 |  | 12164818.6882 | 11490812.3396 | [7 empty] | 77000000 | 14761865.4711 | 810546.9458 | 7389755.8224 | 0 | 22962168.2393 |  | 13826401.9235 | 794590.7364 | 6899374.6969 | 0 | 21520367.3567 |  |  |  | 77000000
Non LED | [25 empty] | 24224 | 95282.0702 | -74.58% |  |  |  |  | 4116755.28 | 364649.928 | 1816383.7014 | 0 | 6297788.9094 |  | 4021057.44 | 357471.5275 | 1664505.0808 | 0 | 6043034.0482 | 24224 | 11739 | 1698577 | 20382924 | 19038144 | 18747012
LED | [25 empty] | 132024.8666 | 54236.9317 | 143.4% |  |  |  |  | 6656399.0441 | 445897.0178 | 5573372.121 | 0 | 12675668.1828 |  | 6499253.0215 | 437119.2089 | 5234869.6162 | 0 | 12171241.8465 | 132024.8666 | 2294 | 2736670.93 | 32840051.16 | 13844081.8468 | 13844081.8468
Total | [25 empty] | 156248.8666 | 149519.0019 | 4.501% |  | 139094.0019 |  |  | 10773154.3241 | 810546.9458 | 7389755.8224 | 0 | 18973457.0923 |  | 10520310.4615 | 794590.7364 | 6899374.6969 | 0 | 18214275.8948 | 156248.8666 | 14033 | 4435247.93 | 53222975.16 | 32882225.8468 | 32591093.8468
Non LED
Energy Only | [25 empty] | 22390 | 83892.0702 | [5 empty] | 3799407.48 | 360049.2755 | 1816383.7014 | 0 | 5975840.4569 |  | 3711171.84 | 352961.4422 | 1664505.0808 | 0 | 5728638.3629 | 22390 | 3585 | 1562251 | 18747012 | 18747012 | 18747012
Maintenance | [25 empty] | 298 | 957 | [5 empty] | 59019.36 | 4600.6525 | 0 | 0 | 63620.0125 |  | 57637.32 | 4510.0853 | 0 | 0 | 62147.4053 | 298 | 1946 | 24261 | 291132 | 291132 | 0
Capital | [25 empty] | 1536 | 10433 | [5 empty] | 258328.44 | 0 | 0 | 0 | 258328.44 |  | 252248.28 | 0 | 0 | 0 | 252248.28 | 1536 | 6163 | 112065 | 1344780 | 0 | 0
Total | [25 empty] | 24224 | 95282.0702 | -74.58% |  |  |  |  | 4116755.28 | 364649.928 | 1816383.7014 | 0 | 6297788.9094 |  | 4021057.44 | 357471.5275 | 1664505.0808 | 0 | 6043034.0482 | 24224 | 11694 | 1698577 | 20382924 | 19038144 | 18747012
LED
Energy Only | [25 empty] | 78025.3127 | 18074 | [5 empty] | 3849953.9738 | 0 | 0 | 0 | 3849953.9738 | 0 | 3760301.1526 | 0 | 0 | 0 | 3760301.1526 | 78025.3127 | 1874 | 1582997.4428 | 18995969.3132 | 0 | 0
Capital | [25 empty] | 53999.5539 | 36162.9317 | [5 empty] | 2806445.0704 | 445897.0178 | 5573372.121 | 0 | 8825714.2091 |  | 2738951.8689 | 437119.2089 | 5234869.6162 | 0 | 8410940.6939 | 53999.5539 | 420 | 1153673.4872 | 13844081.8468 | 13844081.8468 | 13844081.8468
Total | [25 empty] | 132024.8666 | 54236.9317 | 143.4% |  |  |  |  | 6656399.0441 | 445897.0178 | 5573372.121 | 0 | 12675668.1828 |  | 6499253.0215 | 437119.2089 | 5234869.6162 | 0 | 12171241.8465 | 132024.8666 | 2294 | 2736670.93 | 32840051.16 | 13844081.8468 | 13844081.8468
Grand Total | [21 empty] | St Light |  |  | St Light | 156248.8666 | 149519.0019 | 4.501% | 94.21% |  |  |  | 10773154.3241 | 810546.9458 | 7389755.8224 | 0 | 18973457.0923 |  | 10520310.4615 | 794590.7364 | 6899374.6969 | 0 | 18214275.8948 | 156248.8666 | 13988 | 4435247.93 | 53222975.16 | 32882225.8468 | 32591093.8468
[22 empty] | Unm |  |  | Unm | 9604 | [6 empty] | 0 | 0 | 0 | 0 | 0 |  | 0 | 0 | 0 | 0 | 0 | 0 | 0 | 0 | 0 | 0 | 0
[5 empty] | Count = | 154 | [15 empty] | Total |  |  | Total | 165852.8666 | 149519.0019
|  | Bundled |  | Unbundled | [8 empty] | Bundled |  | Unbundled
|  | 2026 | 2027 | 2026 | 2027 | [5 empty] | 2026 | 2027 | 2026 | 2027 | 2026 | 2027
Miscellaneous Small Loads Rate | [6 empty] | Calculation of Power & Energy Rate :
Demand Charge | $/kW | 13.843 | 14.1734 | 23.9881 | 25.0926 |  | Based on Misc. Small Loads Tariff Rate Components & 1kW lighting load
Block 1 Energy | [6 empty] | Photocell Operation (4000 burning hours per year)
Base cost of fuel | ¢/kWh | 8.1199 | 7.9146 |  |  |  | Demand Charge $/kW (annual) |  |  |  | 13.843 | 14.1734 | 166.1165 | 170.0805 | 287.8577 | 301.1109
Non-fuel | ¢/kWh | 9.6518 | 10.2812 |  |  |  | Energy Charge :
FAM BA | ¢/kWh | 0 | 0 |  |  |  | 1st Block : 1st 200 kW.h (annual) |  | 2400 |  | 0.17772 | 0.18196 | 426.5222 | 436.6999 | 0 | 0
DSM PCR | ¢/kWh | 0 | 0 |  |  |  | 2nd Block : All additional (annual) |  | 1600 |  | 0.12452 | 0.12749 | 199.2362 | 203.9904 | 0 | 0
Total Energy Charge, block 1 (first 200kWh * demand) | ¢/kWh | 17.7718 | 18.1958 | [9 empty] | 791.8749 | 810.7708 | 287.8577 | 301.1109
Block 2 Energy | [6 empty] | Rate per kW.h |  | 4000 |  |  |  | 0.19797 | 0.20269 | 0.071964 | 0.075278
Base cost of fuel | ¢/kWh | 8.1199 | 7.9146
Non-fuel | ¢/kWh | 4.3323 | 4.8348 |  |  |  | Continuous Burning (8760 burning hours per year)
FAM BA | ¢/kWh | 0 | 0 |  |  |  | Demand Charge $/kW (annual) |  |  |  | 13.843 | 14.1734 | 166.1165 | 170.0805 | 287.8577 | 301.1109
DSM PCR | ¢/kWh | 0 | 0 |  |  |  | Energy Charge :
Total Energy Charge, block 2 | ¢/kWh | 12.4523 | 12.7494 |  |  |  | 1st Block : 1st 200 kW.h (annual) |  | 2400 |  | 0.17772 | 0.18196 | 426.5222 | 436.6999 | 0 | 0
[7 empty] | 2nd Block : All additional (annual) |  | 6360 |  | 0.12452 | 0.12749 | 791.9637 | 810.8618 | 0 | 0
[13 empty] | 1384.6024 | 1417.6422 | 287.8577 | 301.1109
[7 empty] | Rate per kW.h |  | 8760 |  |  |  | 0.15806 | 0.16183 | 0.032861 | 0.034373

## Schedule 10 Smoothed
SCHEDULE 10
SCHEDULE 10
STREET / CROSSWALK LIGHTING STUDY
|  |  |  | ANALYSIS & COMPARISON OF 2026 PROPOSED SMOOTHED RATES TO CURRENT RATES | [28 empty] | DETAIL BY COST COMPONENT AT PROPOSED RATES | [5 empty] | DETAIL BY COST COMPONENT AT CURRENT RATES |  |  |  |  | DETAIL OF STREET LIGHT ENERGY USAGE
|  |  |  | EFFECTIVE JANUARY 1, 2027 | [28 empty] | EFFECTIVE JANUARY 1, 2026 | [5 empty] | EFFECTIVE JANUARY 1, 2025 |  |  |  |  | EFFECTIVE JANUARY 1, 2026
[9 empty] | 2 |  | 3 | 4 | 5
|  | 2027 Proposed Unsmoothed | [6 empty] | 2026 | [6 empty] | % Change |  |  |  | BUNDLED |  |  | UNBUNDLED
[7 empty] | 2026 | [12 empty] | 2027 |  |  | 2027 |  |  | 2026 | 2014 | [5 empty] | Power | [5 empty] | Power
| Rate |  | Power & Energy |  |  |  | Distrib. | Bundled |  | Power & Energy |  |  |  | Distr. | Bundled | Percent |  |  |  | Proposed | 2026 | Revenue | Proposed | 2026 | Revenue | GRA | GRA | Percent | Connected | Total | Continuous |  | & Energy | Maint. | Capital |  |  |  | & Energy | Maintenance | Capital |  |  |  |  | Total Monthly | Total Annual | Maintenance | Capital |  | Units
Description | Code | kW.h/Mo. | Distrib. | Bundled | Maint. | Capital | Rates |  | kW.h/Mo. | Distrib. | Bundled | Maint. | Capital |  | Rates | Power & Energy | Maint. | Capital | % Change | Revenue | Revenue | Variance | Revenue | Revenue | Variance | Units | Units | Change | Load (kW) | Load (kW) | Load (kW) | Annual kWhs used in Rev Calc | Revenue | Revenue | Revenue |  | Total |  | Revenue | Revenue | Revenue |  | Total | UNITS | Usage/Mo. | kWh Usage | kWh Usage | Rates Use | Rates Use | Maintenance & Capital | Capital | Maintenance only
Incandescent :
Incandescent < 300 Watts | 001 | 97 | 7.3 | 20.21 | 1.2556 | 5.6927 | 14.2483 | 27.1583 | 97 | 6.98 | 18.73 | 1.2309 | 5.1832 | 13.3941 | 25.1441 | 7.902% | 2.008% | 9.83% | 8.011% | 4236.7 | 3922.478 | 314 | 2222.74 | 2089.478 | 133.262 | 13 | 34 |  | 0.291 | 3.783 |  | 15132 | 3152.76 | 195.8793 | 888.0607 |  | 4236.7 |  | 2921.88 | 192.0233 | 808.5748 |  | 3922.478 | 13 | 97 | 1261 | 15132 | 15132 | 15132 | 13 | 13 | 0
Incandescent > 300 Watts | 002 | 154 | 11.59 | 32.08 | 1.2556 | 5.8241 | 18.6697 | 39.1597 | 154 | 11.08 | 29.73 | 1.2309 | 5.3077 | 17.6186 | 36.2686 | 7.904% | 2.008% | 9.729% | 7.971% | 469.9164 | 435.2231 | 35 | 224.0364 | 211.4231 | 35 | 1 | 2 |  | 0.462 | 0.462 |  | 1848 | 384.96 | 15.0676 | 69.8887 |  | 469.9164 |  | 356.76 | 14.771 | 63.6921 |  | 435.2231 | 1 | 154 | 154 | 1848 | 1848 | 1848 | 1 | 1 | 0
[32 empty] | 0 | [15 empty] | 0 |  | 0 | 0 | 0
Incandescent < 300 Watts | 003 | 97 | 7.3 | 20.21 | 0 | 0 | 7.3 | 20.21 | 97 | 6.98 | 18.73 | 0 | 0 | 6.98 | 18.73 | 7.902% | 0% | 0% | 7.902% | 0 | 0 | 0 | 0 | 0 | 0 | 0 | 0 |  | 0.291 | 0 |  | 0 | 0 | 0 | 0 |  | 0 |  | 0 | 0 | 0 |  | 0 | 0 | 97 | 0 | 0 | 0 | 0 | 0 | 0 | 0
[20 empty] | 4706.6164 | 4357.7012 | 349 | 2446.7764 | 2300.9012 | 168.262 | 14 | 36 | [22 empty] | 0 | 0 | 0
Mercury Vapour : | [49 empty] | 0 | 0 | 0
[50 empty] | 0 | 0 | 0
Mercury Vapour 100 Watts | 100 | 43 | 3.24 | 8.96 | 1.2556 | 6.7712 | 11.2669 | 16.9869 | 43 | 3.09 | 8.3 | 1.2309 | 6.2054 | 10.5263 | 15.7363 | 7.952% | 2.008% | 9.119% | 7.947% | 16715.0885 | 15484.5361 | 1231 | 11086.6085 | 10357.8961 | 1231 | 82 | 188.6397 |  | 0.129 | 10.578 |  | 42312 | 8816.64 | 1235.5464 | 6662.9021 |  | 16715.0885 |  | 8167.2 | 1211.2238 | 6106.1123 |  | 15484.5361 | 82 | 43 | 3526 | 42312 | 42312 | 42312 | 82 | 82 | 0
Mercury Vapour 125 Watts | 101 | 52 | 3.91 | 10.83 | 1.6742 | 6.5955 | 12.1797 | 19.0997 | 52 | 3.74 | 10.04 | 1.6412 | 6.0388 | 11.4201 | 17.7201 | 7.869% | 2.008% | 9.218% | 7.786% | 213381.7277 | 197968.563 | 15413 | 136071.4877 | 127584.963 | 15413 | 931 | 7777.8172 |  | 0.156 | 145.236 |  | 580944 | 120992.76 | 18703.9628 | 73685.0049 |  | 213381.7277 |  | 112166.88 | 18335.7616 | 67465.9213 |  | 197968.563 | 931 | 52 | 48412 | 580944 | 580944 | 580944 | 931 | 931 | 0
Mercury Vapour 175 Watts | 102 | 69 | 5.19 | 14.38 | 1.2556 | 6.5706 | 13.0162 | 22.2062 | 69 | 4.97 | 13.32 | 1.2309 | 6.0152 | 12.2162 | 20.5662 | 7.958% | 2.008% | 9.233% | 7.975% | 238494.9599 | 220880.4529 | 17615 | 139794.3599 | 131201.4529 | 17615 | 895 | 1859.341 |  | 0.207 | 185.265 |  | 741060 | 154441.2 | 13485.5371 | 70568.2228 |  | 238494.9599 |  | 143056.8 | 13220.0645 | 64603.5885 |  | 220880.4529 | 895 | 69 | 61755 | 741060 | 741060 | 741060 | 895 | 895 | 0
Mercury Vapour 250 Watts | 103 | 97 | 7.3 | 20.21 | 1.2556 | 7.21 | 15.7656 | 28.6756 | 97 | 6.98 | 18.73 | 1.2309 | 6.6212 | 14.8321 | 26.5821 | 7.902% | 2.008% | 8.892% | 7.875% | 62627.5302 | 58055.3912 | 4572 | 34432.0902 | 32393.3912 | 4572 | 182 | 716.2296 |  | 0.291 | 52.962 |  | 211848 | 44138.64 | 2742.3103 | 15746.5799 |  | 62627.5302 |  | 40906.32 | 2688.326 | 14460.7452 |  | 58055.3912 | 182 | 97 | 17654 | 211848 | 211848 | 211848 | 182 | 182 | 0
Mercury Vapour 400 Watts | 104 | 154 | 11.59 | 32.08 | 1.2556 | 7.2815 | 20.1271 | 40.6171 | 154 | 11.08 | 29.73 | 1.2309 | 6.689 | 18.9999 | 37.6499 | 7.904% | 2.008% | 8.858% | 7.881% | 142809.72 | 132377.0336 | 10433 | 70766.88 | 66803.6336 | 10433 | 293 | 695.9376 |  | 0.462 | 135.366 |  | 541464 | 112793.28 | 4414.8183 | 25601.6217 |  | 142809.72 |  | 104530.68 | 4327.9094 | 23518.4442 |  | 132377.0336 | 293 | 154 | 45122 | 541464 | 541464 | 541464 | 293 | 293 | 0
Mercury Vapour 700 Watts | 105 | 260 | 19.57 | 54.17 | 1.2556 | 8.334 | 29.1597 | 63.7597 | 260 | 18.71 | 50.19 | 1.2309 | 7.6866 | 27.6275 | 59.1075 | 7.93% | 2.008% | 8.423% | 7.871% | 1530.2317 | 1418.5798 | 112 | 699.8317 | 663.0598 | 112 | 2 | 11 |  | 0.78 | 1.56 |  | 6240 | 1300.08 | 30.1353 | 200.0165 |  | 1530.2317 |  | 1204.56 | 29.542 | 184.4778 |  | 1418.5798 | 2 | 260 | 520 | 6240 | 6240 | 6240 | 2 | 2 | 0
Mercury Vapour 1000 Watts | 106 | 363 | 27.33 | 75.63 | 1.2556 | 9.2527 | 37.8384 | 86.1384 | 363 | 26.12 | 70.08 | 1.2309 | 8.5573 | 35.9082 | 79.8682 | 7.92% | 2.008% | 8.127% | 7.851% | 81659.1874 | 75715.098 | 5944 | 35870.7874 | 34041.018 | 5944 | 79 | 86 |  | 1.089 | 86.031 |  | 344124 | 71697.24 | 1190.3435 | 8771.6039 |  | 81659.1874 |  | 66435.84 | 1166.9107 | 8112.3473 |  | 75715.098 | 79 | 363 | 28677 | 344124 | 344124 | 344124 | 79 | 79 | 0
Mercury Vapour 250 Watt Cont. Oper. | 107 | 212 | 7.29 | 35.26 | 2.5113 | 7.21 | 17.0112 | 44.9812 | 212 | 6.97 | 32.68 | 2.4618 | 6.6212 | 16.0531 | 41.7631 | 7.895% | 2.008% | 8.892% | 7.706% | 539.7749 | 501.1567 | 39 | 204.1349 | 192.6367 | 39 | 1 | 3 |  | 0.291 | 0.291 | 0.291 | 2544 | 423.12 | 30.1353 | 86.5197 |  | 539.7749 |  | 392.16 | 29.542 | 79.4546 |  | 501.1567 | 1 | 212 | 212 | 2544 | 2544 | 2544 | 1 | 1 | 0
[32 empty] | 0 | [11 empty] | 0 | [5 empty] | 0 | 0 | 0
Mercury Vapour 125 Watts | 201 | 52 | 3.91 | 10.83 | 1.6742 | 0 | 5.5842 | 12.5042 | 52 | 3.74 | 10.04 | 1.6412 | 0 | 5.3812 | 11.6812 | 7.869% | 2.008% | 0% | 7.045% | 150.0502 | 140.1747 | 10 | 67.0102 | 64.5747 | 10 | 1 | 7 |  | 0.156 | 0.156 |  | 624 | 129.96 | 20.0902 | 0 |  | 150.0502 |  | 120.48 | 19.6947 | 0 |  | 140.1747 | 1 | 52 | 52 | 624 | 624 | 0 | 1 | 0 | 1
Mercury Vapour 175 Watts | 202 | 69 | 5.19 | 14.38 | 1.2556 | 0 | 6.4456 | 15.6356 | 69 | 4.97 | 13.32 | 1.2309 | 0 | 6.2009 | 14.5509 | 7.958% | 2.008% | 0% | 7.455% | 1876.2764 | 1746.1102 | 130 | 773.4764 | 744.1102 | 130 | 10 | 21 |  | 0.207 | 2.07 |  | 8280 | 1725.6 | 150.6764 | 0 |  | 1876.2764 |  | 1598.4 | 147.7102 | 0 |  | 1746.1102 | 10 | 69 | 690 | 8280 | 8280 | 0 | 10 | 0 | 10
Mercury Vapour 250 Watts | 203 | 97 | 7.3 | 20.21 | 1.2556 | 0 | 8.5556 | 21.4656 | 97 | 6.98 | 18.73 | 1.2309 | 0 | 8.2109 | 19.9609 | 7.902% | 2.008% | 0% | 7.538% | 1803.1135 | 1676.7172 | 126 | 718.6735 | 689.7172 | 126 | 7 | 35 |  | 0.291 | 2.037 |  | 8148 | 1697.64 | 105.4735 | 0 |  | 1803.1135 |  | 1573.32 | 103.3972 | 0 |  | 1676.7172 | 7 | 97 | 679 | 8148 | 8148 | 0 | 7 | 0 | 7
Mercury Vapour 400 Watts | 204 | 154 | 11.59 | 32.08 | 1.2556 | 0 | 12.8456 | 33.3356 | 154 | 11.08 | 29.73 | 1.2309 | 0 | 12.3109 | 30.9609 | 7.904% | 2.008% | 0% | 7.67% | 3200.2211 | 2972.2482 | 228 | 1233.1811 | 1181.8482 | 228 | 8 | 9 |  | 0.462 | 3.696 |  | 14784 | 3079.68 | 120.5411 | 0 |  | 3200.2211 |  | 2854.08 | 118.1682 | 0 |  | 2972.2482 | 8 | 154 | 1232 | 14784 | 14784 | 0 | 8 | 0 | 8
Mercury Vapour 700 Watts | 205 | 260 | 19.57 | 54.17 | 1.2556 | 0 | 20.8256 | 55.4256 | 260 | 18.71 | 50.19 | 1.2309 | 0 | 19.9409 | 51.4209 | 7.93% | 2.008% | 0% | 7.788% | 0 | 0 | 0 | 0 | 0 | 0 | 0 | 0 |  | 0.78 | 0 |  | 0 | 0 | 0 | 0 |  | 0 |  | 0 | 0 | 0 |  | 0 | 0 | 260 | 0 | 0 | 0 | 0 | 0 | 0 | 0
Mercury Vapour 1000 Watts | 206 | 363 | 27.33 | 75.63 | 1.2556 | 0 | 28.5856 | 76.8856 | 363 | 26.12 | 70.08 | 1.2309 | 0 | 27.3509 | 71.3109 | 7.92% | 2.008% | 0% | 7.817% | 7381.0211 | 6845.8482 | 535 | 2744.2211 | 2625.6882 | 535 | 8 | 22 |  | 1.089 | 8.712 |  | 34848 | 7260.48 | 120.5411 | 0 |  | 7381.0211 |  | 6727.68 | 118.1682 | 0 |  | 6845.8482 | 8 | 363 | 2904 | 34848 | 34848 | 0 | 8 | 0 | 8
[12 empty] | 0 | 0 | [18 empty] | 0 | [11 empty] | 0 |  |  |  | 0 |  | 0 | 0 | 0
Mercury Vapour 125 Watts | 301 | 52 | 3.91 | 10.83 | 0 | 0 | 3.91 | 10.83 | 52 | 3.74 | 10.04 | 0 | 0 | 3.74 | 10.04 | 7.869% | 0% | 0% | 7.869% | 129.96 | 120.48 | 9 | 46.92 | 44.88 | 9 | 1 | 11 |  | 0.156 | 0.156 |  | 624 | 129.96 | 0 | 0 |  | 129.96 |  | 120.48 | 0 | 0 |  | 120.48 | 1 | 52 | 52 | 624 | 0 | 0 | 0 | 0 | 0
Mercury Vapour 175 Watts | 302 | 69 | 5.19 | 14.38 | 0 | 0 | 5.19 | 14.38 | 69 | 4.97 | 13.32 | 0 | 0 | 4.97 | 13.32 | 7.958% | 0% | 0% | 7.958% | 862.8 | 799.2 | 64 | 311.4 | 298.2 | 64 | 5 | 157 |  | 0.207 | 1.035 |  | 4140 | 862.8 | 0 | 0 |  | 862.8 |  | 799.2 | 0 | 0 |  | 799.2 | 5 | 69 | 345 | 4140 | 0 | 0 | 0 | 0 | 0
Mercury Vapour 250 Watts | 303 | 97 | 7.3 | 20.21 | 0 | 0 | 7.3 | 20.21 | 97 | 6.98 | 18.73 | 0 | 0 | 6.98 | 18.73 | 7.902% | 0% | 0% | 7.902% | 8730.72 | 8091.36 | 639 | 3153.6 | 3015.36 | 639 | 36 | 54 |  | 0.291 | 10.476 |  | 41904 | 8730.72 | 0 | 0 |  | 8730.72 |  | 8091.36 | 0 | 0 |  | 8091.36 | 36 | 97 | 3492 | 41904 | 0 | 0 | 0 | 0 | 0
Mercury Vapour 400 Watts | 304 | 154 | 11.59 | 32.08 | 0 | 0 | 11.59 | 32.08 | 154 | 11.08 | 29.73 | 0 | 0 | 11.08 | 29.73 | 7.904% | 0% | 0% | 7.904% | 5004.48 | 4637.88 | 367 | 1808.04 | 1728.48 | 367 | 13 | 15 |  | 0.462 | 6.006 |  | 24024 | 5004.48 | 0 | 0 |  | 5004.48 |  | 4637.88 | 0 | 0 |  | 4637.88 | 13 | 154 | 2002 | 24024 | 0 | 0 | 0 | 0 | 0
Mercury Vapour 700 Watts | 305 | 260 | 19.57 | 54.17 | 0 | 0 | 19.57 | 54.17 | 260 | 18.71 | 50.19 | 0 | 0 | 18.71 | 50.19 | 7.93% | 0% | 0% | 7.93% | 650.04 | 602.28 | 48 | 234.84 | 224.52 | 48 | 1 | 1 |  | 0.78 | 0.78 |  | 3120 | 650.04 | 0 | 0 |  | 650.04 |  | 602.28 | 0 | 0 |  | 602.28 | 1 | 260 | 260 | 3120 | 0 | 0 | 0 | 0 | 0
Mercury Vapour 1000 Watts | 306 | 363 | 27.33 | 75.63 | 0 | 0 | 27.33 | 75.63 | 363 | 26.12 | 70.08 | 0 | 0 | 26.12 | 70.08 | 7.92% | 0% | 0% | 7.92% | 0 | 0 | 0 | 0 | 0 | 0 | 0 | 7 |  | 1.089 | 0 |  | 0 | 0 | 0 | 0 |  | 0 |  | 0 | 0 | 0 |  | 0 | 0 | 363 | 0 | 0 | 0 | 0 | 0 | 0 | 0
[20 empty] | 787546.9028 | 730033.1096 |  | 440017.5428 | 413855.4296 |  | 2555 | 11676.965 | -78.12% |  |  |  | 0 | [17 empty] | 0 | 0 | 0
Fluorescent : | [31 empty] | 0 | [17 empty] | 0 | 0 | 0
[32 empty] | 0 | [17 empty] | 0 | 0 | 0
Fluorescent 2x24" 70 Watts | 110 | 30 | 2.26 | 6.25 | 2.5113 | 6.2829 | 11.0541 | 15.0441 | 30 | 2.16 | 5.79 | 2.4618 | 5.7425 | 10.3644 | 13.9944 | 7.945% | 2.008% | 9.409% | 7.501% | 3971.6553 | 3694.5137 | 277 | 2918.2953 | 2736.1937 | 277 | 22 | 897 |  | 0.091 | 2.002 |  | 7920 | 1650 | 662.9761 | 1658.6792 |  | 3971.6553 |  | 1528.56 | 649.925 | 1516.0288 |  | 3694.5137 | 22 | 30 | 660 | 7920 | 7920 | 7920 | 22 | 22 | 0
Fluorescent 2x48" 220 Watts | 111 | 85 | 6.4 | 17.71 | 2.5113 | 6.5558 | 15.4671 | 26.7771 | 85 | 6.12 | 16.41 | 2.4618 | 6.0012 | 14.583 | 24.873 | 7.922% | 2.008% | 9.241% | 7.655% | 16387.5597 | 15222.2939 | 1165 | 9465.8397 | 8924.8139 | 1165 | 51 | 114 |  | 0.254 | 12.954 |  | 52020 | 10838.52 | 1536.8992 | 4012.1405 |  | 16387.5597 |  | 10042.92 | 1506.6442 | 3672.7297 |  | 15222.2939 | 51 | 85 | 4335 | 52020 | 52020 | 52020 | 51 | 51 | 0
Fluorescent 2x72" 300 Watts | 112 | 116 | 8.73 | 24.17 | 2.5113 | 7.0574 | 18.2986 | 33.7386 | 116 | 8.35 | 22.39 | 2.4618 | 6.4766 | 17.2884 | 31.3284 | 7.95% | 2.008% | 8.967% | 7.693% | 1214.5905 | 1127.8226 | 87 | 658.7505 | 622.3826 | 87 | 3 | 67 |  | 0.348 | 1.044 |  | 4176 | 870.12 | 90.4058 | 254.0646 |  | 1214.5905 |  | 806.04 | 88.6261 | 233.1565 |  | 1127.8226 | 3 | 116 | 348 | 4176 | 4176 | 4176 | 3 | 3 | 0
Fluorescent 4x72" 600 Watts | 113 | 222 | 16.71 | 46.25 | 2.5113 | 8.2896 | 27.5108 | 57.0508 | 222 | 15.98 | 42.86 | 2.4618 | 7.6444 | 26.0863 | 52.9663 | 7.909% | 2.008% | 8.439% | 7.712% | 0 | 0 | 0 | 0 | 0 | 0 | 0 | 15 |  | 0.665 | 0 |  | 0 | 0 | 0 | 0 |  | 0 |  | 0 | 0 | 0 |  | 0 | 0 | 222 | 0 | 0 | 0 | 0 | 0 | 0 | 0
Fluorescent 1x96" 110 Watts | 114 | 47 | 3.54 | 9.79 | 2.5113 | 6.8568 | 12.908 | 19.158 | 47 | 3.38 | 9.07 | 2.4618 | 6.2865 | 12.1283 | 17.8183 | 7.938% | 2.008% | 9.072% | 7.519% | 0 | 0 | 0 | 0 | 0 | 0 | 0 | 5 |  | 0.141 | 0 |  | 0 | 0 | 0 | 0 |  | 0 |  | 0 | 0 | 0 |  | 0 | 0 | 47 | 0 | 0 | 0 | 0 | 0 | 0 | 0
Fluorescent 1x72" 150 Watts | 115 | 60 | 4.52 | 12.5 | 2.5113 | 6.4412 | 13.4725 | 21.4525 | 60 | 4.32 | 11.58 | 2.4618 | 5.8926 | 12.6745 | 19.9345 | 7.945% | 2.008% | 9.31% | 7.615% | 0 | 0 | 0 | 0 | 0 | 0 | 0 | 1 |  | 0.18 | 0 |  | 0 | 0 | 0 | 0 |  | 0 |  | 0 | 0 | 0 |  | 0 | 0 | 60 | 0 | 0 | 0 | 0 | 0 | 0 | 0
Fluorescent 4x48" 440 Watts | 116 | 166 | 12.5 | 34.58 | 2.5113 | 7.1665 | 22.1778 | 44.2578 | 166 | 11.95 | 32.05 | 2.4618 | 6.5801 | 20.9919 | 41.0919 | 7.894% | 2.008% | 8.913% | 7.704% | 0 | 0 | 0 | 0 | 0 | 0 | 0 | 2 |  | 0.499 | 0 |  | 0 | 0 | 0 | 0 |  | 0 |  | 0 | 0 | 0 |  | 0 | 0 | 166 | 0 | 0 | 0 | 0 | 0 | 0 | 0
[20 empty] | 21573.8055 | 20044.6302 | 1529 | 13042.8855 | 12283.3902 | 1529 | 76 | 1101 | -93.1% |  |  |  | 0 | [17 empty] | 0 | 0 | 0
[32 empty] | 0 | [17 empty] | 0 | 0 | 0
Fluorescent 4x72" 600 Watts | 213 | 222 | 16.71 | 46.25 | 2.5113 | 0 | 19.2213 | 48.7613 | 222 | 15.98 | 42.86 | 2.4618 | 0 | 18.4418 | 45.3218 | 7.909% | 2.008% | 0% | 7.589% | 1170.2706 | 1087.7241 | 83 | 461.3106 | 442.6041 | 83 | 2 | 0 |  | 0.665 | 1.33 |  | 5328 | 1110 | 60.2706 | 0 |  | 1170.2706 |  | 1028.64 | 59.0841 | 0 |  | 1087.7241 | 2 | 222 | 444 | 5328 | 5328 | 0 | 2 | 0 | 2
Fluorescent 1x96" 110 Watts | 214 | 47 | 3.54 | 9.79 | 2.5113 | 0 | 6.0513 | 12.3013 | 47 | 3.38 | 9.07 | 2.4618 | 0 | 5.8418 | 11.5318 | 7.938% | 2.008% | 0% | 6.672% | 0 | 0 | 0 | 0 | 0 | 0 | 0 | 26 |  | 0.141 | 0 |  | 0 | 0 | 0 | 0 |  | 0 |  | 0 | 0 | 0 |  | 0 | 0 | 47 | 0 | 0 | 0 | 0 | 0 | 0 | 0
Fluorescent 1x72" 150 Watts | 215 | 60 | 4.52 | 12.5 | 2.5113 | 0 | 7.0313 | 15.0113 | 60 | 4.32 | 11.58 | 2.4618 | 0 | 6.7818 | 14.0418 | 7.945% | 2.008% | 0% | 6.904% | 540.4058 | 505.5061 | 35 | 253.1258 | 244.1461 | 35 | 3 | 3 |  | 0.18 | 0.54 |  | 2160 | 450 | 90.4058 | 0 |  | 540.4058 |  | 416.88 | 88.6261 | 0 |  | 505.5061 | 3 | 60 | 180 | 2160 | 2160 | 0 | 3 | 0 | 3
Fluorescent 4x48" 440 Watts | 216 | 166 | 12.5 | 34.58 | 2.5113 | 0 | 15.0113 | 37.0913 | 166 | 11.95 | 32.05 | 2.4618 | 0 | 14.4118 | 34.5118 | 7.894% | 2.008% | 0% | 7.474% | 0 | 0 | 0 | 0 | 0 | 0 | 0 | 0 |  | 0.499 | 0 |  | 0 | 0 | 0 | 0 |  | 0 |  | 0 | 0 | 0 |  | 0 | 0 | 166 | 0 | 0 | 0 | 0 | 0 | 0 | 0
Fluorescent 1x48" 120 Watts | 217 | 49 | 3.69 | 10.21 | 2.5113 | 0 | 6.2013 | 12.7213 | 49 | 3.53 | 9.46 | 2.4618 | 0 | 5.9918 | 11.9218 | 7.928% | 2.008% | 0% | 6.706% | 0 | 0 | 0 | 0 | 0 | 0 | 0 | 1 |  | 0.146 | 0 |  | 0 | 0 | 0 | 0 |  | 0 |  | 0 | 0 | 0 |  | 0 | 0 | 49 | 0 | 0 | 0 | 0 | 0 | 0 | 0
Fluorescent 2x48" 220 Watts | 218 | 85 | 6.4 | 17.71 | 2.5113 | 0 | 8.9113 | 20.2213 | 85 | 6.12 | 16.41 | 2.4618 | 0 | 8.5818 | 18.8718 | 7.922% | 2.008% | 0% | 7.151% | 0 | 0 | 0 | 0 | 0 | 0 | 0 | 0 |  | 0.254 | 0 |  | 0 | 0 | 0 | 0 |  | 0 |  | 0 | 0 | 0 |  | 0 | 0 | 85 | 0 | 0 | 0 | 0 | 0 | 0 | 0
[32 empty] | 0 | [15 empty] | 0 |  | 0 | 0 | 0
Fluorescent 4x35" | 330 | 47 | 3.54 | 9.79 | 0 | 0 | 3.54 | 9.79 | 47 | 3.38 | 9.07 | 0 | 0 | 3.38 | 9.07 | 7.938% | 0% | 0% | 7.938% | 0 | 0 | 0 | 0 | 0 | 0 | 0 | 2 |  | 0.14 | 0 |  | 0 | 0 | 0 | 0 |  | 0 |  | 0 | 0 | 0 |  | 0 | 0 | 47 | 0 | 0 | 0 | 0 | 0 | 0 | 0
[20 empty] | 1710.6764 | 1593.2302 | 118 | 714.4364 | 686.7502 | 118 | 5 | 32 | -84.38% |  |  |  | 0 | [15 empty] | 0 |  | 0 | 0 | 0
[32 empty] | 0 | [17 empty] | 0 | 0 | 0
Fluorescent Crosswalk - Continuous | [31 empty] | 0 | [15 empty] | 0 |  | 0 | 0 | 0
Burning - Customer Owned : | [31 empty] | 0 | [15 empty] | 0 |  | 0 | 0 | 0
[32 empty] | 0 | [15 empty] | 0 |  | 0 | 0 | 0
Fluorescent 4x72" 600 Watts | 117 | 486 | 16.71 | 80.84 | 0 | 0 | 16.71 | 80.84 | 486 | 15.97 | 74.91 | 0 | 0 | 15.97 | 74.91 | 7.916% | 0% | 0% | 7.916% | 970.08 | 898.92 | 71 | 200.52 | 191.64 | 71 | 1 | 1 |  | 0.665 | 0.665 | 0.665 | 5832 | 970.08 | 0 | 0 |  | 970.08 |  | 898.92 | 0 | 0 |  | 898.92 | 1 | 486 | 486 | 5832 | 0 | 0 | 0 | 0 | 0
Fluorescent 2x24" 70 Watts | 118 | 66 | 2.27 | 10.98 | 0 | 0 | 2.27 | 10.98 | 66 | 2.17 | 10.17 | 0 | 0 | 2.17 | 10.17 | 7.965% | 0% | 0% | 7.965% | 2239.92 | 2074.68 | 165 | 463.08 | 442.68 | 165 | 17 | 17 |  | 0.091 | 1.547 | 1.547 | 13464 | 2239.92 | 0 | 0 |  | 2239.92 |  | 2074.68 | 0 | 0 |  | 2074.68 | 17 | 66 | 1122 | 13464 | 0 | 0 | 0 | 0 | 0
Fluorescent 4x48" 440 Watts | 119 | 364 | 12.51 | 60.55 | 0 | 0 | 12.51 | 60.55 | 364 | 11.96 | 56.11 | 0 | 0 | 11.96 | 56.11 | 7.913% | 0% | 0% | 7.913% | 14532 | 13466.4 | 1066 | 3002.4 | 2870.4 | 1066 | 20 | 23 |  | 0.499 | 9.98 | 9.98 | 87360 | 14532 | 0 | 0 |  | 14532 |  | 13466.4 | 0 | 0 |  | 13466.4 | 20 | 364 | 7280 | 87360 | 0 | 0 | 0 | 0 | 0
Fluorescent 2x96" | 120 | 254 | 8.73 | 42.25 | 0 | 0 | 8.73 | 42.25 | 254 | 8.35 | 39.15 | 0 | 0 | 8.35 | 39.15 | 7.918% | 0% | 0% | 7.918% | 14703 | 13624.2 | 1079 | 3038.04 | 2905.8 | 1079 | 29 | 30 |  | 0.348 | 10.092 | 10.092 | 88392 | 14703 | 0 | 0 |  | 14703 |  | 13624.2 | 0 | 0 |  | 13624.2 | 29 | 254 | 7366 | 88392 | 0 | 0 | 0 | 0 | 0
Fluorescent 4x96" | 150 | 613 | 21.07 | 101.96 | 0 | 0 | 21.07 | 101.96 | 613 | 20.14 | 94.49 | 0 | 0 | 20.14 | 94.49 | 7.906% | 0% | 0% | 7.906% | 25693.92 | 23811.48 | 1882 | 5309.64 | 5075.28 | 1882 | 21 | 21 |  | 0.84 | 17.64 | 17.64 | 154476 | 25693.92 | 0 | 0 |  | 25693.92 |  | 23811.48 | 0 | 0 |  | 23811.48 | 21 | 613 | 12873 | 154476 | 0 | 0 | 0 | 0 | 0
[20 empty] | 58138.92 | 53875.68 | 4263 | 12013.68 | 11485.8 | 4263 | 88 | 92 | -4.348% |  |  |  | 0 | [17 empty] | 0 | 0 | 0
Fluorescent Crosswalk - Photocell | [31 empty] | 0 | [17 empty] | 0 | 0 | 0
Burning - Customer Owned : | [31 empty] | 0 | [17 empty] | 0 | 0 | 0
[32 empty] | 0 | [17 empty] | 0 | 0 | 0
Fluorescent 2x24" 70 Watts | 310 | 30 | 2.26 | 6.25 | 0 | 0 | 2.26 | 6.25 | 30 | 2.16 | 5.79 | 0 | 0 | 2.16 | 5.79 | 7.945% | 0% | 0% | 7.945% | 150 | 138.96 | 11 | 54.24 | 51.84 | 11 | 2 | 2 |  | 0.091 | 0.182 |  | 720 | 150 | 0 | 0 |  | 150 |  | 138.96 | 0 | 0 |  | 138.96 | 2 | 30 | 60 | 720 | 0 | 0 | 0 | 0 | 0
Fluorescent 4x48" 440 Watts | 311 | 166 | 12.5 | 34.58 | 0 | 0 | 12.5 | 34.58 | 166 | 11.95 | 32.05 | 0 | 0 | 11.95 | 32.05 | 7.894% | 0% | 0% | 7.894% | 1244.88 | 1153.8 | 91 | 450 | 430.2 | 91 | 3 | 5 |  | 0.499 | 1.497 |  | 5976 | 1244.88 | 0 | 0 |  | 1244.88 |  | 1153.8 | 0 | 0 |  | 1153.8 | 3 | 166 | 498 | 5976 | 0 | 0 | 0 | 0 | 0
Fluorescent 2x72" 300 Watts | 312 | 116 | 8.73 | 24.17 | 0 | 0 | 8.73 | 24.17 | 116 | 8.35 | 22.39 | 0 | 0 | 8.35 | 22.39 | 7.95% | 0% | 0% | 7.95% | 0 | 0 | 0 | 0 | 0 | 0 | 0 | 1 |  | 0.348 | 0 |  | 0 | 0 | 0 | 0 |  | 0 |  | 0 | 0 | 0 |  | 0 | 0 | 116 | 0 | 0 | 0 | 0 | 0 | 0 | 0
Fluorescent 4x72" 600 Watts | 313 | 222 | 16.71 | 46.25 | 0 | 0 | 16.71 | 46.25 | 222 | 15.98 | 42.86 | 0 | 0 | 15.98 | 42.86 | 7.909% | 0% | 0% | 7.909% | 555 | 514.32 | 41 | 200.52 | 191.76 | 41 | 1 | 0 |  | 0.665 | 0.665 |  | 2664 | 555 | 0 | 0 |  | 555 |  | 514.32 | 0 | 0 |  | 514.32 | 1 | 222 | 222 | 2664 | 0 | 0 | 0 | 0 | 0
Fluorescent 1x96" 110 Watts | 314 | 47 | 3.54 | 9.79 | 0 | 0 | 3.54 | 9.79 | 47 | 3.38 | 9.07 | 0 | 0 | 3.38 | 9.07 | 7.938% | 0% | 0% | 7.938% | 2584.56 | 2394.48 | 190 | 934.56 | 892.32 | 190 | 22 | 25 |  | 0.142 | 3.124 |  | 12408 | 2584.56 | 0 | 0 |  | 2584.56 |  | 2394.48 | 0 | 0 |  | 2394.48 | 22 | 47 | 1034 | 12408 | 0 | 0 | 0 | 0 | 0
Fluorescent 1x72" 150 Watts | 315 | 60 | 4.52 | 12.5 | 0 | 0 | 4.52 | 12.5 | 60 | 4.32 | 11.58 | 0 | 0 | 4.32 | 11.58 | 7.945% | 0% | 0% | 7.945% | 150 | 138.96 | 11 | 54.24 | 51.84 | 11 | 1 | 0 |  | 0.18 | 0.18 |  | 720 | 150 | 0 | 0 |  | 150 |  | 138.96 | 0 | 0 |  | 138.96 | 1 | 60 | 60 | 720 | 0 | 0 | 0 | 0 | 0
Fluorescent 4x96" | 350 | 280 | 21.08 | 58.33 | 0 | 0 | 21.08 | 58.33 | 280 | 20.15 | 54.06 | 0 | 0 | 20.15 | 54.06 | 7.899% | 0% | 0% | 7.899% | 0 | 0 | 0 | 0 | 0 | 0 | 0 | 76 |  | 0.841 | 0 |  | 0 | 0 | 0 | 0 |  | 0 |  | 0 | 0 | 0 |  | 0 | 0 | 280 | 0 | 0 | 0 | 0 | 0 | 0 | 0
[20 empty] | 4684.44 | 4340.52 | 344 | 1693.56 | 1617.96 | 344 | 29 | 109 | -73.39% |  |  |  | 0 | [17 empty] | 0 | 0 | 0
Low Pressure Sodium : | [31 empty] | 0 | [17 empty] | 0 | 0 | 0
[32 empty] | 0 | [17 empty] | 0 | 0 | 0
Low Pressure Sodium 135 Watts | 130 | 60 | 4.52 | 12.5 | 3.7669 | 9.0773 | 17.3642 | 25.3442 | 60 | 4.32 | 11.58 | 3.6928 | 8.3911 | 16.4038 | 23.6638 | 7.945% | 2.008% | 8.178% | 7.101% | 304.1307 | 283.9658 | 20 | 208.3707 | 196.8458 | 20 | 1 | 39.8323 |  | 0.18 | 0.18 |  | 720 | 150 | 45.2029 | 108.9278 |  | 304.1307 |  | 138.96 | 44.3131 | 100.6927 |  | 283.9658 | 1 | 60 | 60 | 720 | 720 | 720 | 1 | 1 | 0
Low Pressure Sodium 180 Watts | 131 | 80 | 6.02 | 16.67 | 3.7669 | 11.3878 | 21.1747 | 31.8247 | 80 | 5.76 | 15.44 | 3.6928 | 10.5809 | 20.0337 | 29.7137 | 7.966% | 2.008% | 7.626% | 7.105% | 11075.0089 | 10340.3604 | 735 | 7368.8089 | 6971.7204 | 735 | 29 | 364.503 |  | 0.24 | 6.96 |  | 27840 | 5801.16 | 1310.8846 | 3962.9643 |  | 11075.0089 |  | 5373.12 | 1285.0789 | 3682.1615 |  | 10340.3604 | 29 | 80 | 2320 | 27840 | 27840 | 27840 | 29 | 29 | 0
Low Pressure Sodium 90 Watts | 132 | 45 | 3.39 | 9.38 | 3.7669 | 9.0773 | 16.2342 | 22.2242 | 45 | 3.24 | 8.69 | 3.6928 | 8.3911 | 15.3238 | 20.7738 | 7.94% | 2.008% | 8.178% | 6.982% | 0 | 0 | 0 | 0 | 0 | 0 | 0 | 0 |  | 0.135 | 0 |  | 0 | 0 | 0 | 0 |  | 0 |  | 0 | 0 | 0 |  | 0 | 0 | 45 | 0 | 0 | 0 | 0 | 0 | 0 | 0
[12 empty] | 0 | 0 | [18 empty] | 0 | [15 empty] | 0 |  | 0 | 0 | 0
Low Pressure Sodium 180 Watts E&M | 231 | 80 | 6.02 | 16.67 | 3.7669 | 0 | 9.7869 | 20.4369 | 80 | 5.76 | 15.44 | 3.6928 | 0 | 9.4528 | 19.1328 | 7.966% | 2.008% | 0% | 6.816% | 245.2429 | 229.5931 | 16 | 117.4429 | 113.4331 | 16 | 1 | 39 |  | 0.24 | 0.24 |  | 960 | 200.04 | 45.2029 | 0 |  | 245.2429 |  | 185.28 | 44.3131 | 0 |  | 229.5931 | 1 | 80 | 80 | 960 | 960 | 0 | 1 | 0 | 1
[12 empty] | 0 | 0 | [18 empty] | 0 | [15 empty] | 0 |  | 0 | 0 | 0
Low Pressure Sodium 180 Watts E/O | 331 | 80 | 6.02 | 16.67 | 0 | 0 | 6.02 | 16.67 | 80 | 5.76 | 15.44 | 0 | 0 | 5.76 | 15.44 | 7.966% | 0% | 0% | 7.966% | 0 | 0 | 0 | 0 | 0 | 0 | 0 | 37 |  | 0.24 | 0 |  | 0 | 0 | 0 | 0 |  | 0 |  | 0 | 0 | 0 |  | 0 | 0 | 80 | 0 | 0 | 0 | 0 | 0 | 0 | 0
[20 empty] | 11624.3825 | 10853.9192 | 771 | 7694.6225 | 7281.9992 | 771 | 31 | 480.3353 | -93.55% |  |  |  | 0 | [17 empty] | 0 | 0 | 0
High Pressure Sodium : | [31 empty] | 0 | [17 empty] | 0 | 0 | 0
[32 empty] | 0 | [17 empty] | 0 | 0 | 0
High Pressure Sodium 250 Watts | 121 | 100 | 7.53 | 20.83 | 1.2556 | 6.7863 | 15.572 | 28.872 | 100 | 7.2 | 19.31 | 1.2309 | 6.2197 | 14.6506 | 26.7606 | 7.872% | 2.008% | 9.11% | 7.89% | 589334.7591 | 546237.8901 | 43097 | 317855.1591 | 299048.5701 | 43097 | 1701 | 3244.4523 |  | 0.3 | 510.3 |  | 2041200 | 425181.96 | 25630.0543 | 138522.7447 |  | 589334.7591 |  | 394155.72 | 25125.508 | 126956.6621 |  | 546237.8901 | 1701 | 100 | 170100 | 2041200 | 2041200 | 2041200 | 1701 | 1701 | 0
High Pressure Sodium 400 Watts | 122 | 150 | 11.29 | 31.25 | 1.2556 | 6.8895 | 19.4351 | 39.3951 | 150 | 10.79 | 28.96 | 1.2309 | 6.3175 | 18.3384 | 36.5084 | 7.907% | 2.008% | 9.055% | 7.907% | 690202.7822 | 639627.1619 | 50576 | 340503.5822 | 321288.7619 | 50576 | 1460 | 2187.0179 |  | 0.45 | 657 |  | 2628000 | 547500 | 21998.7533 | 120704.029 |  | 690202.7822 |  | 507379.2 | 21565.6917 | 110682.2702 |  | 639627.1619 | 1460 | 150 | 219000 | 2628000 | 2628000 | 2628000 | 1460 | 1460 | 0
High Pressure Sodium 70 Watts | 123 | 32 | 2.41 | 6.67 | 1.2556 | 6.6149 | 10.2805 | 14.5405 | 32 | 2.3 | 6.18 | 1.2309 | 6.0572 | 9.5881 | 13.4681 | 7.929% | 2.008% | 9.207% | 7.962% | 308491.265 | 285739.3142 | 22752 | 218111.105 | 203421.2342 | 22752 | 1768 | 27040.1086 |  | 0.096 | 169.728 |  | 678912 | 141510.72 | 26639.5862 | 140340.9588 |  | 308491.265 |  | 131114.88 | 26115.1664 | 128509.2678 |  | 285739.3142 | 1768 | 32 | 56576 | 678912 | 678912 | 678912 | 1768 | 1768 | 0
High Pressure Sodium 100 Watts | 124 | 45 | 3.39 | 9.38 | 1.2556 | 6.6371 | 11.2828 | 17.2728 | 45 | 3.24 | 8.69 | 1.2309 | 6.0783 | 10.5492 | 15.9992 | 7.94% | 2.008% | 9.194% | 7.96% | 2494945.856 | 2310988.0562 | 183958 | 1629726.296 | 1523768.2562 | 183958 | 12037 | 32612.1501 |  | 0.135 | 1624.995 |  | 6499980 | 1354884.72 | 181369.1734 | 958691.9626 |  | 2494945.856 |  | 1255218.36 | 177798.7886 | 877970.9076 |  | 2310988.0562 | 12037 | 45 | 541665 | 6499980 | 6499980 | 6499980 | 12037 | 12037 | 0
High Pressure Sodium 150 Watts | 125 | 65 | 4.89 | 13.54 | 1.2556 | 6.7934 | 12.939 | 21.589 | 65 | 4.68 | 12.55 | 1.2309 | 6.2264 | 12.1373 | 20.0073 | 7.888% | 2.008% | 9.106% | 7.906% | 444560.6793 | 411989.9746 | 32571 | 266439.8793 | 249930.9346 | 32571 | 1716 | 3938.8868 |  | 0.195 | 334.62 |  | 1338480 | 278815.68 | 25856.0689 | 139888.9304 |  | 444560.6793 |  | 258429.6 | 25347.0733 | 128213.3013 |  | 411989.9746 | 1716 | 65 | 111540 | 1338480 | 1338480 | 1338480 | 1716 | 1716 | 0
HP Sodium 100 Watts - Cont. Oper. | 126 | 99 | 3.4 | 16.47 | 2.5113 | 6.6371 | 12.5484 | 25.6184 | 99 | 3.25 | 15.26 | 2.4618 | 6.0783 | 11.7901 | 23.8001 | 7.929% | 2.008% | 9.194% | 7.64% | 2151.9449 | 1999.2097 | 153 | 1054.0649 | 990.3697 | 153 | 7 | 15 |  | 0.135 | 0.945 | 0.945 | 8316 | 1383.48 | 210.9469 | 557.518 |  | 2151.9449 |  | 1281.84 | 206.7943 | 510.5754 |  | 1999.2097 | 7 | 99 | 693 | 8316 | 8316 | 8316 | 7 | 7 | 0
[7 empty] | 0 |  |  |  |  | 0 | 0 | 0 | [17 empty] | 0 | [11 empty] | 0 | [5 empty] | 0 | 0 | 0
High Pressure Sodium 250 Watts | 221 | 100 | 7.53 | 20.83 | 1.2556 | 0 | 8.7856 | 22.0856 | 100 | 7.2 | 19.31 | 1.2309 | 0 | 8.4309 | 20.5409 | 7.872% | 2.008% | 0% | 7.52% | 25972.7086 | 24156.1201 | 1817 | 10331.9086 | 9914.7601 | 1817 | 98 | 171 |  | 0.3 | 29.4 |  | 117600 | 24496.08 | 1476.6286 | 0 |  | 25972.7086 |  | 22708.56 | 1447.5601 | 0 |  | 24156.1201 | 98 | 100 | 9800 | 117600 | 117600 | 0 | 98 | 0 | 98
High Pressure Sodium 70 Watts | 222 | 32 | 2.41 | 6.67 | 1.2556 | 0 | 3.6656 | 7.9256 | 32 | 2.3 | 6.18 | 1.2309 | 0 | 3.5309 | 7.4109 | 7.929% | 2.008% | 0% | 6.945% | 5706.4584 | 5335.8613 | 371 | 2639.2584 | 2542.2613 | 371 | 60 | 258 |  | 0.096 | 5.76 |  | 23040 | 4802.4 | 904.0584 | 0 |  | 5706.4584 |  | 4449.6 | 886.2613 | 0 |  | 5335.8613 | 60 | 32 | 1920 | 23040 | 23040 | 0 | 60 | 0 | 60
High Pressure Sodium 100 Watts | 223 | 45 | 3.39 | 9.38 | 1.2556 | 0 | 4.6456 | 10.6356 | 45 | 3.24 | 8.69 | 1.2309 | 0 | 4.4709 | 9.9209 | 7.94% | 2.008% | 0% | 7.204% | 1403.904 | 1309.5612 | 94 | 613.224 | 590.1612 | 94 | 11 | 135 |  | 0.135 | 1.485 |  | 5940 | 1238.16 | 165.744 | 0 |  | 1403.904 |  | 1147.08 | 162.4812 | 0 |  | 1309.5612 | 11 | 45 | 495 | 5940 | 5940 | 0 | 11 | 0 | 11
High Pressure Sodium 150 Watts | 224 | 65 | 4.89 | 13.54 | 1.2556 | 0 | 6.1456 | 14.7956 | 65 | 4.68 | 12.55 | 1.2309 | 0 | 5.9109 | 13.7809 | 7.888% | 2.008% | 0% | 7.363% | 15801.7399 | 14718.0209 | 1084 | 6563.5399 | 6312.8609 | 1084 | 89 | 230 |  | 0.195 | 17.355 |  | 69420 | 14460.72 | 1341.0199 | 0 |  | 15801.7399 |  | 13403.4 | 1314.6209 | 0 |  | 14718.0209 | 89 | 65 | 5785 | 69420 | 69420 | 0 | 89 | 0 | 89
[12 empty] | 0 | 0 | [18 empty] | 0 | [15 empty] | 0 |  | 0 | 0 | 0
High Pressure Sodium 250 Watts | 321 | 100 | 7.53 | 20.83 | 0 | 0 | 7.53 | 20.83 | 100 | 7.2 | 19.31 | 0 | 0 | 7.2 | 19.31 | 7.872% | 0% | 0% | 7.872% | 9248.52 | 8573.64 | 675 | 3343.32 | 3196.8 | 675 | 37 | 964 |  | 0.3 | 11.1 |  | 44400 | 9248.52 | 0 | 0 |  | 9248.52 |  | 8573.64 | 0 | 0 |  | 8573.64 | 37 | 100 | 3700 | 44400 | 0 | 0 | 0 | 0 | 0
High Pressure Sodium 70 Watts | 322 | 32 | 2.41 | 6.67 | 0 | 0 | 2.41 | 6.67 | 32 | 2.3 | 6.18 | 0 | 0 | 2.3 | 6.18 | 7.929% | 0% | 0% | 7.929% | 55867.92 | 51763.68 | 4104 | 20186.16 | 19264.8 | 4104 | 698 | 5978 |  | 0.096 | 67.008 |  | 268032 | 55867.92 | 0 | 0 |  | 55867.92 |  | 51763.68 | 0 | 0 |  | 51763.68 | 698 | 32 | 22336 | 268032 | 0 | 0 | 0 | 0 | 0
High Pressure Sodium 100 Watts | 323 | 45 | 3.39 | 9.38 | 0 | 0 | 3.39 | 9.38 | 45 | 3.24 | 8.69 | 0 | 0 | 3.24 | 8.69 | 7.94% | 0% | 0% | 7.94% | 32417.28 | 30032.64 | 2385 | 11715.84 | 11197.44 | 2385 | 288 | 2377 |  | 0.135 | 38.88 |  | 155520 | 32417.28 | 0 | 0 |  | 32417.28 |  | 30032.64 | 0 | 0 |  | 30032.64 | 288 | 45 | 12960 | 155520 | 0 | 0 | 0 | 0 | 0
High Pressure Sodium 150 Watts | 324 | 65 | 4.89 | 13.54 | 0 | 0 | 4.89 | 13.54 | 65 | 4.68 | 12.55 | 0 | 0 | 4.68 | 12.55 | 7.888% | 0% | 0% | 7.888% | 22747.2 | 21084 | 1663 | 8215.2 | 7862.4 | 1663 | 140 | 125 |  | 0.195 | 27.3 |  | 109200 | 22747.2 | 0 | 0 |  | 22747.2 |  | 21084 | 0 | 0 |  | 21084 | 140 | 65 | 9100 | 109200 | 0 | 0 | 0 | 0 | 0
High Pressure Sodium 400 Watts | 326 | 150 | 11.29 | 31.25 | 0 | 0 | 11.29 | 31.25 | 150 | 10.79 | 28.96 | 0 | 0 | 10.79 | 28.96 | 7.907% | 0% | 0% | 7.907% | 15375 | 14248.32 | 1127 | 5554.68 | 5308.68 | 1127 | 41 | 89 |  | 0.45 | 18.45 |  | 73800 | 15375 | 0 | 0 |  | 15375 |  | 14248.32 | 0 | 0 |  | 14248.32 | 41 | 150 | 6150 | 73800 | 0 | 0 | 0 | 0 | 0
High Pressure Sodium 500 Watts | 327 | 183 | 13.78 | 38.13 | 0 | 0 | 13.78 | 38.13 | 183 | 13.17 | 35.33 | 0 | 0 | 13.17 | 35.33 | 7.925% | 0% | 0% | 7.925% | 457.56 | 423.96 | 34 | 165.36 | 158.04 | 34 | 1 | 3 |  | 0.55 | 0.55 |  | 2196 | 457.56 | 0 | 0 |  | 457.56 |  | 423.96 | 0 | 0 |  | 423.96 | 1 | 183 | 183 | 2196 | 0 | 0 | 0 | 0 | 0
[32 empty] | 0 | [15 empty] | 0 |  | 0 | 0 | 0
High Pressure Sodium 1000 Watts | 328 | 363 | 27.33 | 75.63 | 0 | 0 | 27.33 | 75.63 | 363 | 26.12 | 70.08 | 0 | 0 | 26.12 | 70.08 | 7.92% | 0% | 0% | 7.92% | 0 | 0 | 0 | 0 | 0 | 0 | 0 | 14 |  | 1.09 | 0 |  | 0 | 0 | 0 | 0 |  | 0 |  | 0 | 0 | 0 |  | 0 | 0 | 363 | 0 | 0 | 0 | 0 | 0 | 0 | 0
High Pressure Sodium 1500 Watts | 329 | 500 | 37.64 | 104.17 | 0 | 0 | 37.64 | 104.17 | 500 | 35.98 | 96.53 | 0 | 0 | 35.98 | 96.53 | 7.915% | 0% | 0% | 7.915% | 0 | 0 | 0 | 0 | 0 | 0 | 0 | 1 |  | 1.09 | 0 |  | 0 | 0 | 0 | 0 |  | 0 |  | 0 | 0 | 0 |  | 0 | 0 | 500 | 0 | 0 | 0 | 0 | 0 | 0 | 0
[20 empty] | 4714685.5774 | 4368227.4103 | 346461 | 2843018.5774 | 2664796.3303 | 346461 | 20152 | 79382.6157 | -74.61% |  |  |  | 0 | [17 empty] | 0 | 0 | 0
[5 empty] | . | [26 empty] | 0 | [17 empty] | 0 | 0 | 0
Metallic Additive : | [31 empty] | 0 | [17 empty] | 0 | 0 | 0
[32 empty] | 0 | [17 empty] | 0 | 0 | 0
Metallic Arc 400 Watts | 140 | 150 | 11.29 | 31.25 | 2.009 | 7.312 | 20.6111 | 40.5711 | 150 | 10.79 | 28.96 | 1.9695 | 6.718 | 19.4774 | 37.6474 | 7.907% | 2.008% | 8.843% | 7.766% | 311098.8475 | 288680.4486 | 22418 | 158045.5675 | 149352.8886 | 22418 | 639 | 911.6332 |  | 0.45 | 287.55 |  | 1150200 | 239625 | 15405.1543 | 56068.6931 |  | 311098.8475 |  | 222065.28 | 15101.8926 | 51513.276 |  | 288680.4486 | 639 | 150 | 95850 | 1150200 | 1150200 | 1150200 | 639 | 639 | 0
Metallic Arc 1000 Watts | 141 | 360 | 27.1 | 75 | 3.0135 | 8.876 | 38.9895 | 86.8895 | 360 | 25.91 | 69.5 | 2.9542 | 8.2002 | 37.0644 | 80.6544 | 7.914% | 2.008% | 8.241% | 7.731% | 418112.2797 | 388109.1319 | 30003 | 187617.4797 | 178354.0519 | 30003 | 401 | 981 |  | 1.08 | 433.08 |  | 1732320 | 360900 | 14501.096 | 42711.1838 |  | 418112.2797 |  | 334434 | 14215.6313 | 39459.5005 |  | 388109.1319 | 401 | 360 | 144360 | 1732320 | 1732320 | 1732320 | 401 | 401 | 0
Metallic Arc 250 Watts | 142 | 100 | 7.53 | 20.83 | 3.0135 | 7.2593 | 17.8028 | 31.1028 | 100 | 7.2 | 19.31 | 2.9542 | 6.668 | 16.8222 | 28.9322 | 7.872% | 2.008% | 8.868% | 7.503% | 26872.8453 | 24997.4024 | 1875 | 15381.6453 | 14534.3624 | 1875 | 72 | 74.1615 |  | 0.3 | 21.6 |  | 86400 | 17997.12 | 2603.6881 | 6272.0372 |  | 26872.8453 |  | 16683.84 | 2552.4326 | 5761.1299 |  | 24997.4024 | 72 | 100 | 7200 | 86400 | 86400 | 86400 | 72 | 72 | 0
[12 empty] | 0 | 0 | [18 empty] | 0 | [17 empty] | 0 | 0 | 0
Metallic Arc 150 Watts | 143 | 67 | 5.04 | 13.96 | 3.0135 | 7.2593 | 15.3128 | 24.2328 | 67 | 4.82 | 12.93 | 2.9542 | 6.668 | 14.4422 | 22.5522 | 7.966% | 2.008% | 8.868% | 7.452% | 872.3819 | 811.8784 | 61 | 551.2619 | 519.9184 | 61 | 3 | 4 |  | 0.2 | 0.6 |  | 2412 | 502.56 | 108.487 | 261.3349 |  | 872.3819 |  | 465.48 | 106.3514 | 240.0471 |  | 811.8784 | 3 | 67 | 201 | 2412 | 2412 | 2412 | 3 | 3 | 0
[7 empty] | 0 |  |  |  |  | 0 | 0 | 0 | [17 empty] | 0 | [17 empty] | 0 | 0 | 0
Metallic Arc 100 Watts | 144 | 50 | 3.76 | 10.42 | 3.0135 | 7.2593 | 14.0328 | 20.6928 | 50 | 3.6 | 9.65 | 2.9542 | 6.668 | 13.2222 | 19.2722 | 7.979% | 2.008% | 8.868% | 7.372% | 248.314 | 231.2661 | 17 | 168.394 | 158.6661 | 17 | 1 | 4.3595 |  | 0.15 | 0.15 |  | 600 | 125.04 | 36.1623 | 87.1116 |  | 248.314 |  | 115.8 | 35.4505 | 80.0157 |  | 231.2661 | 1 | 50 | 50 | 600 | 600 | 600 | 1 | 1 | 0
[7 empty] | 0 |  |  |  |  | 0 | 0 | 0 | [17 empty] | 0 | [17 empty] | 0 | 0 | 0
Metallic Arc 1000 Watts | 341 | 360 | 27.1 | 75 | 0 | 0 | 27.1 | 75 | 360 | 25.91 | 69.5 | 0 | 0 | 25.91 | 69.5 | 7.914% | 0% | 0% | 7.914% | 12600 | 11676 | 924 | 4552.8 | 4352.88 | 924 | 14 | 22 |  | 1.08 | 15.12 |  | 60480 | 12600 | 0 | 0 |  | 12600 |  | 11676 | 0 | 0 |  | 11676 | 14 | 360 | 5040 | 60480 | 0 | 0 | 0 | 0 | 0
Metallic Arc 400 Watts | 342 | 150 | 11.29 | 31.25 | 0 | 0 | 11.29 | 31.25 | 150 | 10.79 | 28.96 | 0 | 0 | 10.79 | 28.96 | 7.907% | 0% | 0% | 7.907% | 18750 | 17376 | 1374 | 6774 | 6474 | 1374 | 50 | 159 |  | 0.45 | 22.5 |  | 90000 | 18750 | 0 | 0 |  | 18750 |  | 17376 | 0 | 0 |  | 17376 | 50 | 150 | 7500 | 90000 | 0 | 0 | 0 | 0 | 0
Metallic Arc 250 Watts | 343 | 100 | 7.53 | 20.83 | 0 | 0 | 7.53 | 20.83 | 100 | 7.2 | 19.31 | 0 | 0 | 7.2 | 19.31 | 7.872% | 0% | 0% | 7.872% | 11998.08 | 11122.56 | 876 | 4337.28 | 4147.2 | 876 | 48 | 84 |  | 0.3 | 14.4 |  | 57600 | 11998.08 | 0 | 0 |  | 11998.08 |  | 11122.56 | 0 | 0 |  | 11122.56 | 48 | 100 | 4800 | 57600 | 0 | 0 | 0 | 0 | 0
Metallic Arc 175 Watts | 344 | 75 | 5.65 | 15.63 | 0 | 0 | 5.65 | 15.63 | 75 | 5.4 | 14.48 | 0 | 0 | 5.4 | 14.48 | 7.942% | 0% | 0% | 7.942% | 5439.24 | 5039.04 | 400 | 1966.2 | 1879.2 | 400 | 29 | 112 |  | 0.225 | 6.525 |  | 26100 | 5439.24 | 0 | 0 |  | 5439.24 |  | 5039.04 | 0 | 0 |  | 5039.04 | 29 | 75 | 2175 | 26100 | 0 | 0 | 0 | 0 | 0
Metallic Arc 150 Watts | 345 | 67 | 5.04 | 13.96 | 0 | 0 | 5.04 | 13.96 | 67 | 4.82 | 12.93 | 0 | 0 | 4.82 | 12.93 | 7.966% | 0% | 0% | 7.966% | 1172.64 | 1086.12 | 87 | 423.36 | 404.88 | 87 | 7 | 20 |  | 0.2 | 1.4 |  | 5628 | 1172.64 | 0 | 0 |  | 1172.64 |  | 1086.12 | 0 | 0 |  | 1086.12 | 7 | 67 | 469 | 5628 | 0 | 0 | 0 | 0 | 0
Metallic Arc 100 Watts | 346 | 50 | 3.76 | 10.42 | 0 | 0 | 3.76 | 10.42 | 50 | 3.6 | 9.65 | 0 | 0 | 3.6 | 9.65 | 7.979% | 0% | 0% | 7.979% | 1250.4 | 1158 | 92 | 451.2 | 432 | 92 | 10 | 0 |  | 0.15 | 1.5 |  | 6000 | 1250.4 | 0 | 0 |  | 1250.4 |  | 1158 | 0 | 0 |  | 1158 | 10 | 50 | 500 | 6000 | 0 | 0 | 0 | 0 | 0
[12 empty] | 0 | 0 | [18 empty] | 0 | [17 empty] | 0 | 0 | 0
[12 empty] | 0 | 0 | [12 empty] | 1274 | 2372.1542 | -46.29% |  |  |  | 0
Light Emitting Diode - Traffic Lights 1 | [11 empty] | 0 | 0 | [18 empty] | 0 | [17 empty] | 0 | 0 | 0
[12 empty] | 0 | 0 | [18 empty] | 0 | [17 empty] | 0 | 0 | 0
Light Emitting Diode 4.6 Watts | 530 | 3 | 0.12 | 0.63 | 0 | 0 | 0.12 | 0.63 | 3 | 0.12 | 0.58 | 0 | 0 | 0.12 | 0.58 | 8.621% | 0% | 0% | 8.621% | 54101.1891 | 49807.4439 | 4294 | 10304.9884 | 10304.9884 | 4294 | 7156.2419 | 5964 |  | 0.046 | 329.1871 |  | 257624.71 | 54101.1891 | 0 | 0 |  | 54101.1891 |  | 49807.4439 | 0 | 0 |  | 49807.4439 | 7156.2419 | 3 | 21468.7258 | 257624.71 | 0 | 0 | 0 | 0 | 0
Light Emitting Diode 7.5 Watts | 531 | 5 | 0.19 | 1.04 | 0 | 0 | 0.19 | 1.04 | 5 | 0.19 | 0.97 | 0 | 0 | 0.19 | 0.97 | 7.216% | 0% | 0% | 7.216% | 85102.3664 | 79374.3225 | 5728 | 15547.5477 | 15547.5477 | 5728 | 6819.0999 | 4461 |  | 0.075 | 511.4325 |  | 409145.9921 | 85102.3664 | 0 | 0 |  | 85102.3664 |  | 79374.3225 | 0 | 0 |  | 79374.3225 | 6819.0999 | 5 | 34095.4993 | 409145.9921 | 0 | 0 | 0 | 0 | 0
[12 empty] | 0 | 0 | [6 empty] | 139203.5555 | 129181.7664 |  | 25852.5361 | 25852.5361 |  | 13975.3418 | 10425 |  |  |  |  | 0 | [15 empty] | 0 |  | 0 | 0 | 0
Light Emitting Diode (Energy Only) | [11 empty] | 0 | 0 | [18 empty] | 0 | [15 empty] | 0 |  | 0 | 0 | 0
Lighting Emitting Diode 44 Watts | 532 | 15 | 1.13 | 3.13 | 0 | 0 | 1.13 | 3.13 | 15 | 1.08 | 2.9 | 0 | 0 | 1.08 | 2.9 | 7.931% | 0% | 0% | 7.931% | 69119.1829 | 64040.1375 | 5079 | 24953.5708 | 23849.4305 | 5079 | 1840.2338 | 1732 |  | 0.44 | 809.7029 |  | 331242.0907 | 69119.1829 | 0 | 0 |  | 69119.1829 |  | 64040.1375 | 0 | 0 |  | 64040.1375 | 1840.2338 | 15 | 27603.5076 | 331242.0907 | 0 | 0 | 0 | 0 | 0
Lighting Emitting Diode 66 Watts | 533 | 22 | 1.66 | 4.58 | 0 | 0 | 1.66 | 4.58 | 22 | 1.58 | 4.25 | 0 | 0 | 1.58 | 4.25 | 7.765% | 0% | 0% | 7.765% | 220.5872 | 204.6934 | 16 | 79.9508 | 76.0978 | 16 | 4.0136 | 138 |  | 0.66 | 2.649 |  | 1059.5894 | 220.5872 | 0 | 0 |  | 220.5872 |  | 204.6934 | 0 | 0 |  | 204.6934 | 4.0136 | 22 | 88.2991 | 1059.5894 | 0 | 0 | 0 | 0 | 0
Lighting Emitting Diode 88 Watts | 534 | 29 | 2.18 | 6.04 | 0 | 0 | 2.18 | 6.04 | 29 | 2.09 | 5.6 | 0 | 0 | 2.09 | 5.6 | 7.857% | 0% | 0% | 7.857% | 13236.1979 | 12271.9716 | 964 | 4777.3032 | 4580.0751 | 964 | 182.6186 | 513 |  | 0.88 | 160.7044 |  | 63551.2815 | 13236.1979 | 0 | 0 |  | 13236.1979 |  | 12271.9716 | 0 | 0 |  | 12271.9716 | 182.6186 | 29 | 5295.9401 | 63551.2815 | 0 | 0 | 0 | 0 | 0
Lighting Emitting Diode 92 Watts | 535 | 31 | 2.33 | 6.46 | 0 | 0 | 2.33 | 6.46 | 31 | 2.23 | 5.98 | 0 | 0 | 2.23 | 5.98 | 8.027% | 0% | 0% | 8.027% | 58104.2696 | 53786.9245 | 4317 | 20957.1127 | 20057.6658 | 4317 | 749.5391 | 0 |  | 0.92 | 689.576 |  | 278828.5385 | 58104.2696 | 0 | 0 |  | 58104.2696 |  | 53786.9245 | 0 | 0 |  | 53786.9245 | 749.5391 | 31 | 23235.7115 | 278828.5385 | 0 | 0 | 0 | 0 | 0
Lighting Emitting Diode 105 Watts | 536 | 35 | 2.63 | 7.29 | 0 | 0 | 2.63 | 7.29 | 35 | 2.52 | 6.76 | 0 | 0 | 2.52 | 6.76 | 7.84% | 0% | 0% | 7.84% | 82861.8164 | 76837.5692 | 6024 | 29893.9063 | 28643.5909 | 6024 | 947.2087 | 0 |  | 0.105 | 99.4569 |  | 397827.651 | 82861.8164 | 0 | 0 |  | 82861.8164 |  | 76837.5692 | 0 | 0 |  | 76837.5692 | 947.2087 | 35 | 33152.3042 | 397827.651 | 0 | 0 | 0 | 0 | 0
Lighting Emitting Diode 173 Watts | 537 | 57 | 4.29 | 11.88 | 0 | 0 | 4.29 | 11.88 | 57 | 4.1 | 11 | 0 | 0 | 4.1 | 11 | 8% | 0% | 0% | 8% | 52783.4452 | 48873.5604 | 3910 | 19060.6886 | 18216.5089 | 3910 | 370.2542 | 38 |  | 0.17 | 62.9432 |  | 253253.9038 | 52783.4452 | 0 | 0 |  | 52783.4452 |  | 48873.5604 | 0 | 0 |  | 48873.5604 | 370.2542 | 57 | 21104.492 | 253253.9038 | 0 | 0 | 0 | 0 | 0
Lighting Emitting Diode 44 Watts | 538 | 15 | 1.13 | 3.13 | 0 | 0 | 1.13 | 3.13 | 15 | 1.08 | 2.9 | 0 | 0 | 1.08 | 2.9 | 7.931% | 0% | 0% | 7.931% | 0 | 0 | 0 | 0 | 0 | 0 | 0 | 0 |  | 0.17 | 0 |  | 0 | 0 | 0 | 0 |  | 0 |  | 0 | 0 | 0 |  | 0 | 0 | 15 | 0 | 0 | 0 | 0 | 0 | 0 | 0
Lighting Emitting Diode 110 Watts | 539 | 37 | 2.79 | 7.71 | 0 | 0 | 2.79 | 7.71 | 37 | 2.66 | 7.14 | 0 | 0 | 2.66 | 7.14 | 7.983% | 0% | 0% | 7.983% | 273026.203 | 252841.3864 | 20185 | 98799.3653 | 94195.8106 | 20185 | 2950.9966 | 2609 |  | 0.11 | 324.6096 |  | 1310242.4786 | 273026.203 | 0 | 0 |  | 273026.203 |  | 252841.3864 | 0 | 0 |  | 252841.3864 | 2950.9966 | 37 | 109186.8732 | 1310242.4786 | 0 | 0 | 0 | 0 | 0
Lighting Emitting Diode 65 Watts | 540 | 22 | 1.66 | 4.58 | 0 | 0 | 1.66 | 4.58 | 22 | 1.58 | 4.25 | 0 | 0 | 1.58 | 4.25 | 7.765% | 0% | 0% | 7.765% | 44338.0362 | 41143.3742 | 3195 | 16070.1179 | 15295.6544 | 3195 | 806.7328 | 464 |  | 0.65 | 524.3763 |  | 212977.4664 | 44338.0362 | 0 | 0 |  | 44338.0362 |  | 41143.3742 | 0 | 0 |  | 41143.3742 | 806.7328 | 22 | 17748.1222 | 212977.4664 | 0 | 0 | 0 | 0 | 0
Lighting Emitting Diode 55 Watts | 541 | 18 | 1.35 | 3.75 | 0 | 0 | 1.35 | 3.75 | 18 | 1.3 | 3.47 | 0 | 0 | 1.3 | 3.47 | 8.069% | 0% | 0% | 8.069% | 149004.7573 | 137879.0687 | 11126 | 53641.7126 | 51654.9825 | 11126 | 3311.2168 | 736 |  | 0.55 | 1821.1693 |  | 715222.8349 | 149004.7573 | 0 | 0 |  | 149004.7573 |  | 137879.0687 | 0 | 0 |  | 137879.0687 | 3311.2168 | 18 | 59601.9029 | 715222.8349 | 0 | 0 | 0 | 0 | 0
Lighting Emitting Diode 83 Watts | 542 | 28 | 2.11 | 5.83 | 0 | 0 | 2.11 | 5.83 | 28 | 2.02 | 5.41 | 0 | 0 | 2.02 | 5.41 | 7.763% | 0% | 0% | 7.763% | 59668.1272 | 55369.5658 | 4299 | 21595.1541 | 20674.0338 | 4299 | 852.8892 | 1039 |  | 0.83 | 707.898 |  | 286570.7655 | 59668.1272 | 0 | 0 |  | 59668.1272 |  | 55369.5658 | 0 | 0 |  | 55369.5658 | 852.8892 | 28 | 23880.8971 | 286570.7655 | 0 | 0 | 0 | 0 | 0
Lighting Emitting Diode 48 Watts | 543 | 16 | 1.2 | 3.33 | 0 | 0 | 1.2 | 3.33 | 16 | 1.15 | 3.09 | 0 | 0 | 1.15 | 3.09 | 7.767% | 0% | 0% | 7.767% | 240.575 | 223.2362 | 17 | 86.6937 | 83.0814 | 17 | 6.0204 | 72 |  | 0.048 | 0.28898 |  | 1155.9157 | 240.575 | 0 | 0 |  | 240.575 |  | 223.2362 | 0 | 0 |  | 223.2362 | 6.0204 | 16 | 96.3263 | 1155.9157 | 0 | 0 | 0 | 0 | 0
Lighting Emitting Diode 72 Watts | 544 | 24 | 1.81 | 5 | 0 | 0 | 1.81 | 5 | 24 | 1.73 | 4.63 | 0 | 0 | 1.73 | 4.63 | 7.991% | 0% | 0% | 7.991% | 99396.7088 | 92041.3523 | 7355 | 35981.6086 | 34391.2612 | 7355 | 1656.6118 | 308 |  | 0.72 | 1192.7605 |  | 477104.2022 | 99396.7088 | 0 | 0 |  | 99396.7088 |  | 92041.3523 | 0 | 0 |  | 92041.3523 | 1656.6118 | 24 | 39758.6835 | 477104.2022 | 0 | 0 | 0 | 0 | 0
Lighting Emitting Diode 43 Watts | 546 | 14 | 1.05 | 2.92 | 0 | 0 | 1.05 | 2.92 | 14 | 1.01 | 2.7 | 0 | 0 | 1.01 | 2.7 | 8.148% | 0% | 0% | 8.148% | 61739.3837 | 57087.7863 | 4652 | 22200.8058 | 21355.0608 | 4652 | 1761.9687 | 0 |  | 0.043 | 75.7647 |  | 296010.7437 | 61739.3837 | 0 | 0 |  | 61739.3837 |  | 57087.7863 | 0 | 0 |  | 57087.7863 | 1761.9687 | 14 | 24667.562 | 296010.7437 | 0 | 0 | 0 | 0 | 0
Lighting Emitting Diode 50 Watts | 547 | 17 | 1.28 | 3.54 | 0 | 0 | 1.28 | 3.54 | 17 | 1.22 | 3.28 | 0 | 0 | 1.22 | 3.28 | 7.927% | 0% | 0% | 7.927% | 4646.0586 | 4304.8227 | 341 | 1679.9308 | 1601.1841 | 341 | 109.3705 | 0 |  | 0.05 | 5.4685 |  | 22311.581 | 4646.0586 | 0 | 0 |  | 4646.0586 |  | 4304.8227 | 0 | 0 |  | 4304.8227 | 109.3705 | 17 | 1859.2984 | 22311.581 | 0 | 0 | 0 | 0 | 0
Lighting Emitting Diode 53 Watts | 548 | 18 | 1.35 | 3.75 | 0 | 0 | 1.35 | 3.75 | 18 | 1.3 | 3.47 | 0 | 0 | 1.3 | 3.47 | 8.069% | 0% | 0% | 8.069% | 90.3059 | 83.5631 | 7 | 32.5101 | 31.3061 | 7 | 2.0068 | 0 |  | 0.053 | 0.10636 |  | 433.4684 | 90.3059 | 0 | 0 |  | 90.3059 |  | 83.5631 | 0 | 0 |  | 83.5631 | 2.0068 | 18 | 36.1224 | 433.4684 | 0 | 0 | 0 | 0 | 0
Lighting Emitting Diode 80 Watts | 549 | 27 | 2.03 | 5.63 | 0 | 0 | 2.03 | 5.63 | 27 | 1.94 | 5.21 | 0 | 0 | 1.94 | 5.21 | 8.061% | 0% | 0% | 8.061% | 546926.808 | 506125.8738 | 40801 | 197204.5151 | 188461.4578 | 40801 | 8095.4234 | 0 |  | 0.08 | 647.6339 |  | 2622917.1965 | 546926.808 | 0 | 0 |  | 546926.808 |  | 506125.8738 | 0 | 0 |  | 506125.8738 | 8095.4234 | 27 | 218576.433 | 2622917.1965 | 0 | 0 | 0 | 0 | 0
Lighting Emitting Diode 200 Watts | 550 | 67 | 5.04 | 13.96 | 0 | 0 | 5.04 | 13.96 | 67 | 4.82 | 12.93 | 0 | 0 | 4.82 | 12.93 | 7.966% | 0% | 0% | 7.966% | 40509.5471 | 37520.6622 | 2989 | 14625.2233 | 13986.8207 | 2989 | 241.8192 | 0 |  | 0.2 | 48.3638 |  | 194422.6114 | 40509.5471 | 0 | 0 |  | 40509.5471 |  | 37520.6622 | 0 | 0 |  | 37520.6622 | 241.8192 | 67 | 16201.8843 | 194422.6114 | 0 | 0 | 0 | 0 | 0
Lighting Emitting Diode 60 Watts | 551 | 20 | 1.51 | 4.17 | 0 | 0 | 1.51 | 4.17 | 20 | 1.44 | 3.86 | 0 | 0 | 1.44 | 3.86 | 8.031% | 0% | 0% | 8.031% | 2560.7145 | 2370.3496 | 190 | 927.2611 | 884.2755 | 190 | 51.1734 |  |  | 0.06 | 3.0704 |  | 12281.6042 | 2560.7145 | 0 | 0 |  | 2560.7145 |  | 2370.3496 | 0 | 0 |  | 2370.3496 | 51.1734 | 20 | 1023.467 | 12281.6042 | 0 | 0 | 0 | 0 | 0
Lighting Emitting Diode 70 Watts | 552 | 23 | 1.73 | 4.79 | 0 | 0 | 1.73 | 4.79 | 23 | 1.66 | 4.44 | 0 | 0 | 1.66 | 4.44 | 7.883% | 0% | 0% | 7.883% | 112005.5817 | 103821.4577 | 8184 | 40452.9554 | 38816.1306 | 8184 | 1948.6009 | 0 |  | 0.07 | 136.4021 |  | 537813.8577 | 112005.5817 | 0 | 0 |  | 112005.5817 |  | 103821.4577 | 0 | 0 |  | 103821.4577 | 1948.6009 | 23 | 44817.8215 | 537813.8577 | 0 | 0 | 0 | 0 | 0
Lighting Emitting Diode 87 Watts | 553 | 29 | 2.18 | 6.04 | 0 | 0 | 2.18 | 6.04 | 29 | 2.09 | 5.6 | 0 | 0 | 2.09 | 5.6 | 7.857% | 0% | 0% | 7.857% | 145.4527 | 134.8568 | 11 | 52.4978 | 50.3305 | 11 | 2.0068 | 0 |  | 0.087 | 0.17459 |  | 698.3657 | 145.4527 | 0 | 0 |  | 145.4527 |  | 134.8568 | 0 | 0 |  | 134.8568 | 2.0068 | 29 | 58.1971 | 698.3657 | 0 | 0 | 0 | 0 | 0
Lighting Emitting Diode 173 Watts | 554 | 58 | 4.37 | 12.08 | 0 | 0 | 4.37 | 12.08 | 58 | 4.17 | 11.2 | 0 | 0 | 4.17 | 11.2 | 7.857% | 0% | 0% | 7.857% | 5527.2035 | 5124.5596 | 403 | 1999.4933 | 1907.9833 | 403 | 38.1292 | 0 |  | 0.173 | 6.5963 |  | 26537.8978 | 5527.2035 | 0 | 0 |  | 5527.2035 |  | 5124.5596 | 0 | 0 |  | 5124.5596 | 38.1292 | 58 | 2211.4915 | 26537.8978 | 0 | 0 | 0 | 0 | 0
Lighting Emitting Diode 35 Watts | 555 | 12 | 0.9 | 2.5 | 0 | 0 | 0.9 | 2.5 | 12 | 0.86 | 2.32 | 0 | 0 | 0.86 | 2.32 | 7.759% | 0% | 0% | 7.759% | 222062.2413 | 206073.7599 | 15988 | 79942.4069 | 76389.411 | 15988 | 7402.0747 | 0 |  | 0.035 | 259.0726 |  | 1065898.7583 | 222062.2413 | 0 | 0 |  | 222062.2413 |  | 206073.7599 | 0 | 0 |  | 206073.7599 | 7402.0747 | 12 | 88824.8965 | 1065898.7583 | 0 | 0 | 0 | 0 | 0
Lighting Emitting Diode 51 Watts | 556 | 17 | 1.28 | 3.54 | 0 | 0 | 1.28 | 3.54 | 17 | 1.22 | 3.28 | 0 | 0 | 1.22 | 3.28 | 7.927% | 0% | 0% | 7.927% | 16069.3955 | 14889.1574 | 1180 | 5810.4029 | 5538.0402 | 1180 | 378.2814 | 0 |  | 0.051 | 19.2924 |  | 77169.4133 | 16069.3955 | 0 | 0 |  | 16069.3955 |  | 14889.1574 | 0 | 0 |  | 14889.1574 | 378.2814 | 17 | 6430.7844 | 77169.4133 | 0 | 0 | 0 | 0 | 0
Lighting Emitting Diode 172 Watts | 557 | 57 | 4.29 | 11.88 | 0 | 0 | 4.29 | 11.88 | 57 | 4.1 | 11 | 0 | 0 | 4.1 | 11 | 8% | 0% | 0% | 8% | 14161.4121 | 13112.4186 | 1049 | 5113.8433 | 4887.356 | 1049 | 99.3365 | 0 |  | 0.172 | 17.0859 |  | 67946.1693 | 14161.4121 | 0 | 0 |  | 14161.4121 |  | 13112.4186 | 0 | 0 |  | 13112.4186 | 99.3365 | 57 | 5662.1808 | 67946.1693 | 0 | 0 | 0 | 0 | 0
Lighting Emitting Diode 91 Watts | 558 | 30 | 2.26 | 6.25 | 0 | 0 | 2.26 | 6.25 | 30 | 2.16 | 5.79 | 0 | 0 | 2.16 | 5.79 | 7.945% | 0% | 0% | 7.945% | 1279.3338 | 1185.1748 | 94 | 462.6071 | 442.1378 | 94 | 17.0578 | 0 |  | 0.091 | 1.5523 |  | 6140.8021 | 1279.3338 | 0 | 0 |  | 1279.3338 |  | 1185.1748 | 0 | 0 |  | 1185.1748 | 17.0578 | 30 | 511.7335 | 6140.8021 | 0 | 0 | 0 | 0 | 0
Lighting Emitting Diode 42 Watts | 559 | 14 | 1.05 | 2.92 | 0 | 0 | 1.05 | 2.92 | 14 | 1.01 | 2.7 | 0 | 0 | 1.01 | 2.7 | 8.148% | 0% | 0% | 8.148% | 3586.2284 | 3316.0331 | 270 | 1289.5684 | 1240.442 | 270 | 102.3467 |  |  | 0.013 | 1.3305 |  | 17194.2459 | 3586.2284 | 0 | 0 |  | 3586.2284 |  | 3316.0331 | 0 | 0 |  | 3316.0331 | 102.3467 | 14 | 1432.8538 | 17194.2459 | 0 | 0 | 0 | 0 | 0
Lighting Emitting Diode 13 Watts | 560 | 4 | 0.3 | 0.83 | 0 | 0 | 0.3 | 0.83 | 4 | 0.29 | 0.77 | 0 | 0 | 0.29 | 0.77 | 7.792% | 0% | 0% | 7.792% | 119.9263 | 111.2569 | 9 | 43.3468 | 41.9019 | 9 | 12.0408 | 0 |  | 0.013 | 0.15653 |  | 577.9578 | 119.9263 | 0 | 0 |  | 119.9263 |  | 111.2569 | 0 | 0 |  | 111.2569 | 12.0408 | 4 | 48.1632 | 577.9578 | 0 | 0 | 0 | 0 | 0
Lighting Emitting Diode 8 Watts | 561 | 3 | 0.23 | 0.63 | 0 | 0 | 0.23 | 0.63 | 3 | 0.22 | 0.58 | 0 | 0 | 0.22 | 0.58 | 8.621% | 0% | 0% | 8.621% | 60.6856 | 55.8693 | 5 | 22.1551 | 21.1918 | 5 | 8.0272 | 0 |  | 0.008 | 0.064218 |  | 288.9789 | 60.6856 | 0 | 0 |  | 60.6856 |  | 55.8693 | 0 | 0 |  | 55.8693 | 8.0272 | 3 | 24.0816 | 288.9789 | 0 | 0 | 0 | 0 | 0
Lighting Emitting Diode 150 Watts | 562 | 50 | 3.76 | 10.42 | 0 | 0 | 3.76 | 10.42 | 50 | 3.6 | 9.65 | 0 | 0 | 3.6 | 9.65 | 7.979% | 0% | 0% | 7.979% | 11542.7815 | 10689.812 | 853 | 4165.1495 | 3987.9091 | 853 | 92.3127 | 0 |  | 0.15 | 13.8469 |  | 55387.6269 | 11542.7815 | 0 | 0 |  | 11542.7815 |  | 10689.812 | 0 | 0 |  | 10689.812 | 92.3127 | 50 | 4615.6356 | 55387.6269 | 0 | 0 | 0 | 0 | 0
Lighting Emitting Diode 60 Watts | 563 | 20 | 1.51 | 4.17 | 0 | 0 | 1.51 | 4.17 | 20 | 1.44 | 3.86 | 0 | 0 | 1.44 | 3.86 | 8.031% | 0% | 0% | 8.031% | 120604.6312 | 111638.8192 | 8966 | 43672.1806 | 41647.6424 | 8966 | 2410.1645 | 0 |  | 0.06 | 144.6099 |  | 578439.478 | 120604.6312 | 0 | 0 |  | 120604.6312 |  | 111638.8192 | 0 | 0 |  | 111638.8192 | 2410.1645 | 20 | 48203.2898 | 578439.478 | 0 | 0 | 0 | 0 | 0
Lighting Emitting Diode 28 Watts | 564 | 9 | 0.68 | 1.88 | 0 | 0 | 0.68 | 1.88 | 9 | 0.65 | 1.74 | 0 | 0 | 0.65 | 1.74 | 8.046% | 0% | 0% | 8.046% | 1380.8376 | 1278.0093 | 103 | 499.4519 | 477.4173 | 103 | 61.2073 | 0 |  | 0.028 | 1.7138 |  | 6610.3929 | 1380.8376 | 0 | 0 |  | 1380.8376 |  | 1278.0093 | 0 | 0 |  | 1278.0093 | 61.2073 | 9 | 550.8661 | 6610.3929 | 0 | 0 | 0 | 0 | 0
Lighting Emitting Diode 86 Watts | 565 | 29 | 2.18 | 6.04 | 0 | 0 | 2.18 | 6.04 | 29 | 2.09 | 5.6 | 0 | 0 | 2.09 | 5.6 | 7.857% | 0% | 0% | 7.857% | 25308.7741 | 23465.0886 | 1844 | 9134.6238 | 8757.5063 | 1844 | 349.1829 | 0 |  | 0.086 | 30.0297 |  | 121515.6372 | 25308.7741 | 0 | 0 |  | 25308.7741 |  | 23465.0886 | 0 | 0 |  | 23465.0886 | 349.1829 | 29 | 10126.3031 | 121515.6372 | 0 | 0 | 0 | 0 | 0
Lighting Emitting Diode 100 Watts | 567 | 33 | 2.48 | 6.88 | 0 | 0 | 2.48 | 6.88 | 33 | 2.37 | 6.37 | 0 | 0 | 2.37 | 6.37 | 8.006% | 0% | 0% | 8.006% | 55586.0591 | 51465.5809 | 4120 | 20036.8353 | 19148.1047 | 4120 | 673.2808 | 0 |  | 0.1 | 67.3281 |  | 266619.179 | 55586.0591 | 0 | 0 |  | 55586.0591 |  | 51465.5809 | 0 | 0 |  | 51465.5809 | 673.2808 | 33 | 22218.2649 | 266619.179 | 0 | 0 | 0 | 0 | 0
Lighting Emitting Diode 143 Watts | 569 | 48 | 3.61 | 10 | 0 | 0 | 3.61 | 10 | 48 | 3.45 | 9.27 | 0 | 0 | 3.45 | 9.27 | 7.875% | 0% | 0% | 7.875% | 1565.3025 | 1451.0354 | 114 | 565.0742 | 540.0294 | 114 | 13.0442 | 0 |  | 0.143 | 1.8653 |  | 7513.452 | 1565.3025 | 0 | 0 |  | 1565.3025 |  | 1451.0354 | 0 | 0 |  | 1451.0354 | 13.0442 | 48 | 626.121 | 7513.452 | 0 | 0 | 0 | 0 | 0
Lighting Emitting Diode 200 Watts | 570 | 67 | 5.04 | 13.96 | 0 | 0 | 5.04 | 13.96 | 67 | 4.82 | 12.93 | 0 | 0 | 4.82 | 12.93 | 7.966% | 0% | 0% | 7.966% | 1512.8047 | 1401.1866 | 112 | 546.1702 | 522.3294 | 112 | 9.0306 | 0 |  | 0.2 | 1.8061 |  | 7260.5954 | 1512.8047 | 0 | 0 |  | 1512.8047 |  | 1401.1866 | 0 | 0 |  | 1401.1866 | 9.0306 | 67 | 605.0496 | 7260.5954 | 0 | 0 | 0 | 0 | 0
Lighting Emitting Diode 250 Watts | 572 | 83 | 6.25 | 17.29 | 0 | 0 | 6.25 | 17.29 | 83 | 5.97 | 16.02 | 0 | 0 | 5.97 | 16.02 | 7.928% | 0% | 0% | 7.928% | 27064.0802 | 25076.1461 | 1988 | 9783.1406 | 9344.8559 | 1988 | 130.4419 | 0 |  | 0.25 | 32.6105 |  | 129920.1076 | 27064.0802 | 0 | 0 |  | 27064.0802 |  | 25076.1461 | 0 | 0 |  | 25076.1461 | 130.4419 | 83 | 10826.6756 | 129920.1076 | 0 | 0 | 0 | 0 | 0
Lighting Emitting Diode 52 Watts | 573 | 17 | 1.28 | 3.54 | 0 | 0 | 1.28 | 3.54 | 17 | 1.22 | 3.28 | 0 | 0 | 1.22 | 3.28 | 7.927% | 0% | 0% | 7.927% | 60611.8842 | 56160.1639 | 4452 | 21916.1615 | 20888.8415 | 4452 | 1426.8334 | 0 |  | 0.052 | 74.1953 |  | 291074.0204 | 60611.8842 | 0 | 0 |  | 60611.8842 |  | 56160.1639 | 0 | 0 |  | 56160.1639 | 1426.8334 | 17 | 24256.1684 | 291074.0204 | 0 | 0 | 0 | 0 | 0
Lighting Emitting Diode 140 Watts | 574 | 47 | 3.54 | 9.79 | 0 | 0 | 3.54 | 9.79 | 47 | 3.38 | 9.07 | 0 | 0 | 3.38 | 9.07 | 7.938% | 0% | 0% | 7.938% | 32063.1748 | 29705.1068 | 2358 | 11593.8344 | 11069.8193 | 2358 | 272.9245 | 0 |  | 0.14 | 38.2094 |  | 153929.4398 | 32063.1748 | 0 | 0 |  | 32063.1748 |  | 29705.1068 | 0 | 0 |  | 29705.1068 | 272.9245 | 47 | 12827.4533 | 153929.4398 | 0 | 0 | 0 | 0 | 0
Lighting Emitting Diode 185 Watts | 575 | 62 | 4.67 | 12.92 | 0 | 0 | 4.67 | 12.92 | 62 | 4.46 | 11.97 | 0 | 0 | 4.46 | 11.97 | 7.937% | 0% | 0% | 7.937% | 43558.7564 | 40355.9066 | 3203 | 15744.535 | 15036.5366 | 3203 | 280.9517 | 0 |  | 0.185 | 51.9761 |  | 209028.0878 | 43558.7564 | 0 | 0 |  | 43558.7564 |  | 40355.9066 | 0 | 0 |  | 40355.9066 | 280.9517 | 62 | 17419.0073 | 209028.0878 | 0 | 0 | 0 | 0 | 0
Lighting Emitting Diode 95 Watts | 576 | 32 | 2.41 | 6.67 | 0 | 0 | 2.41 | 6.67 | 32 | 2.3 | 6.18 | 0 | 0 | 2.3 | 6.18 | 7.929% | 0% | 0% | 7.929% | 160.6241 | 148.8241 | 12 | 58.0366 | 55.3876 | 12 | 2.0068 | 0 |  | 0.095 | 0.19065 |  | 770.6105 | 160.6241 | 0 | 0 |  | 160.6241 |  | 148.8241 | 0 | 0 |  | 148.8241 | 2.0068 | 32 | 64.2175 | 770.6105 | 0 | 0 | 0 | 0 | 0
Lighting Emitting Diode 75 Watts | 578 | 25 | 1.88 | 5.21 | 0 | 0 | 1.88 | 5.21 | 25 | 1.8 | 4.83 | 0 | 0 | 1.8 | 4.83 | 7.867% | 0% | 0% | 7.867% | 32746.3691 | 30357.9583 | 2388 | 11816.3482 | 11313.5248 | 2388 | 523.7743 | 0 |  | 0.075 | 39.2831 |  | 157132.2895 | 32746.3691 | 0 | 0 |  | 32746.3691 |  | 30357.9583 | 0 | 0 |  | 30357.9583 | 523.7743 | 25 | 13094.3575 | 157132.2895 | 0 | 0 | 0 | 0 | 0
Lighting Emitting Diode 138 Watts | 579 | 46 | 3.46 | 9.58 | 0 | 0 | 3.46 | 9.58 | 46 | 3.31 | 8.88 | 0 | 0 | 3.31 | 8.88 | 7.883% | 0% | 0% | 7.883% | 2422.3658 | 2245.3662 | 177 | 874.8837 | 836.9552 | 177 | 21.0714 | 0 |  | 0.138 | 2.9079 |  | 11631.4017 | 2422.3658 | 0 | 0 |  | 2422.3658 |  | 2245.3662 | 0 | 0 |  | 2245.3662 | 21.0714 | 46 | 969.2835 | 11631.4017 | 0 | 0 | 0 | 0 | 0
Lighting Emitting Diode 54 Watts | 582 | 18 | 1.35 | 3.75 | 0 | 0 | 1.35 | 3.75 | 18 | 1.3 | 3.47 | 0 | 0 | 1.3 | 3.47 | 8.069% | 0% | 0% | 8.069% | 477763.4354 | 442090.4322 | 35673 | 171994.8367 | 165624.6576 | 35673 | 10616.9652 | 0 |  | 0.054 | 573.3161 |  | 2293264.4898 | 477763.4354 | 0 | 0 |  | 477763.4354 |  | 442090.4322 | 0 | 0 |  | 442090.4322 | 10616.9652 | 18 | 191105.3742 | 2293264.4898 | 0 | 0 | 0 | 0 | 0
Lighting Emitting Diode 175 Watts | 583 | 58 | 4.37 | 12.08 | 0 | 0 | 4.37 | 12.08 | 58 | 4.17 | 11.2 | 0 | 0 | 4.17 | 11.2 | 7.857% | 0% | 0% | 7.857% | 55417.4881 | 51380.4525 | 4037 | 20047.5516 | 19130.0435 | 4037 | 382.295 | 0 |  | 0.175 | 66.9016 |  | 266077.3435 | 55417.4881 | 0 | 0 |  | 55417.4881 |  | 51380.4525 | 0 | 0 |  | 51380.4525 | 382.295 | 58 | 22173.112 | 266077.3435 | 0 | 0 | 0 | 0 | 0
Lighting Emitting Diode 46 Watts | 584 | 15 | 1.13 | 3.13 | 0 | 0 | 1.13 | 3.13 | 15 | 1.08 | 2.9 | 0 | 0 | 1.08 | 2.9 | 7.931% | 0% | 0% | 7.931% | 111668.56 | 103462.8831 | 8206 | 40314.8475 | 38531.0047 | 8206 | 2973.0714 | 0 |  | 0.046 | 136.7613 |  | 535152.8434 | 111668.56 | 0 | 0 |  | 111668.56 |  | 103462.8831 | 0 | 0 |  | 103462.8831 | 2973.0714 | 15 | 44596.0703 | 535152.8434 | 0 | 0 | 0 | 0 | 0
Lighting Emitting Diode 69 Watts | 585 | 23 | 1.73 | 4.79 | 0 | 0 | 1.73 | 4.79 | 23 | 1.66 | 4.44 | 0 | 0 | 1.66 | 4.44 | 7.883% | 0% | 0% | 7.883% | 91703.849 | 85003.1503 | 6701 | 33120.5968 | 31780.4571 | 6701 | 1595.4045 | 0 |  | 0.069 | 110.0829 |  | 440331.6342 | 91703.849 | 0 | 0 |  | 91703.849 |  | 85003.1503 | 0 | 0 |  | 85003.1503 | 1595.4045 | 23 | 36694.3029 | 440331.6342 | 0 | 0 | 0 | 0 | 0
Lighting Emitting Diode 108 Watts | 586 | 36 | 2.71 | 7.5 | 0 | 0 | 2.71 | 7.5 | 36 | 2.59 | 6.95 | 0 | 0 | 2.59 | 6.95 | 7.914% | 0% | 0% | 7.914% | 170316.9529 | 157827.043 | 12490 | 61541.1923 | 58816.1211 | 12490 | 1892.4106 | 0 |  | 0.108 | 204.3803 |  | 817521.3738 | 170316.9529 | 0 | 0 |  | 170316.9529 |  | 157827.043 | 0 | 0 |  | 157827.043 | 1892.4106 | 36 | 68126.7811 | 817521.3738 | 0 | 0 | 0 | 0 | 0
Lighting Emitting Diode 158 Watts | 587 | 53 | 3.99 | 11.04 | 0 | 0 | 3.99 | 11.04 | 53 | 3.81 | 10.23 | 0 | 0 | 3.81 | 10.23 | 7.918% | 0% | 0% | 7.918% | 241002.6424 | 223320.3833 | 17682 | 87101.4985 | 83172.1076 | 17682 | 1819.1625 | 0 |  | 0.158 | 287.4277 |  | 1156987.323 | 241002.6424 | 0 | 0 |  | 241002.6424 |  | 223320.3833 | 0 | 0 |  | 223320.3833 | 1819.1625 | 53 | 96415.6103 | 1156987.323 | 0 | 0 | 0 | 0 | 0
Lighting Emitting Diode 48 Watts | 589 | 16 | 1.2 | 3.33 | 0 | 0 | 1.2 | 3.33 | 16 | 1.15 | 3.09 | 0 | 0 | 1.15 | 3.09 | 7.767% | 0% | 0% | 7.767% | 40.0958 | 37.206 | 3 | 14.4489 | 13.8469 | 3 | 1.0034 | 0 |  | 0.048 | 0.048163 |  | 192.6526 | 40.0958 | 0 | 0 |  | 40.0958 |  | 37.206 | 0 | 0 |  | 37.206 | 1.0034 | 16 | 16.0544 | 192.6526 | 0 | 0 | 0 | 0 | 0
Lighting Emitting Diode 90 Watts | 590 | 30 | 2.26 | 6.25 | 0 | 0 | 2.26 | 6.25 | 30 | 2.16 | 5.79 | 0 | 0 | 2.16 | 5.79 | 7.945% | 0% | 0% | 7.945% | 23028.0079 | 21333.1466 | 1695 | 8326.9277 | 7958.4795 | 1695 | 307.0401 | 0 |  | 0.09 | 27.6336 |  | 110534.4381 | 23028.0079 | 0 | 0 |  | 23028.0079 |  | 21333.1466 | 0 | 0 |  | 21333.1466 | 307.0401 | 30 | 9211.2032 | 110534.4381 | 0 | 0 | 0 | 0 | 0
Lighting Emitting Diode 240 Watts | 591 | 80 | 6.02 | 16.67 | 0 | 0 | 6.02 | 16.67 | 80 | 5.76 | 15.44 | 0 | 0 | 5.76 | 15.44 | 7.966% | 0% | 0% | 7.966% | 401.4399 | 371.8195 | 30 | 144.9711 | 138.7099 | 30 | 2.0068 |  |  | 0.24 | 0.48163 |  | 1926.5262 | 401.4399 | 0 | 0 |  | 401.4399 |  | 371.8195 | 0 | 0 |  | 371.8195 | 2.0068 | 80 | 160.5438 | 1926.5262 | 0 | 0 | 0 | 0 | 0
Lighting Emitting Diode 135 Watts | 592 | 45 | 3.39 | 9.38 | 0 | 0 | 3.39 | 9.38 | 45 | 3.24 | 8.69 | 0 | 0 | 3.24 | 8.69 | 7.94% | 0% | 0% | 7.94% | 140274.704 | 129955.9891 | 10319 | 50696.2949 | 48453.0961 | 10319 | 1246.2216 |  |  | 0.135 | 168.2399 |  | 672959.6674 | 140274.704 | 0 | 0 |  | 140274.704 |  | 129955.9891 | 0 | 0 |  | 129955.9891 | 1246.2216 | 45 | 56079.9723 | 672959.6674 | 0 | 0 | 0 | 0 | 0
Lighting Emitting Diode 30 Watts | 593 | 10 | 0.75 | 2.08 | 0 | 0 | 0.75 | 2.08 | 10 | 0.72 | 1.93 | 0 | 0 | 0.72 | 1.93 | 7.772% | 0% | 0% | 7.772% | 17982.1951 | 16685.4022 | 1297 | 6483.9646 | 6224.606 | 1297 | 720.4405 |  |  | 0.03 | 21.6132 |  | 86452.8612 | 17982.1951 | 0 | 0 |  | 17982.1951 |  | 16685.4022 | 0 | 0 |  | 16685.4022 | 720.4405 | 10 | 7204.4051 | 86452.8612 | 0 | 0 | 0 | 0 | 0
Lighting Emitting Diode 133 Watts | 594 | 44 | 3.31 | 9.17 | 0 | 0 | 3.31 | 9.17 | 44 | 3.17 | 8.49 | 0 | 0 | 3.17 | 8.49 | 8.009% | 0% | 0% | 8.009% | 25395.227 | 23512.0476 | 1883 | 9166.6523 | 8778.9389 | 1883 | 230.7818 |  |  | 0.133 | 30.694 |  | 121852.7793 | 25395.227 | 0 | 0 |  | 25395.227 |  | 23512.0476 | 0 | 0 |  | 23512.0476 | 230.7818 | 44 | 10154.3983 | 121852.7793 | 0 | 0 | 0 | 0 | 0
Lighting Emitting Diode 55 Watts | 595 | 18 | 1.35 | 3.75 | 0 | 0 | 1.35 | 3.75 | 18 | 1.3 | 3.47 | 0 | 0 | 1.3 | 3.47 | 8.069% | 0% | 0% | 8.069% | 45.153 | 41.7815 | 3 | 16.2551 | 15.653 | 3 | 1.0034 |  |  | 0.055 | 0.055187 |  | 216.7342 | 45.153 | 0 | 0 |  | 45.153 |  | 41.7815 | 0 | 0 |  | 41.7815 | 1.0034 | 18 | 18.0612 | 216.7342 | 0 | 0 | 0 | 0 | 0
Lighting Emitting Diode 52 Watts | 596 | 17 | 1.28 | 3.54 | 0 | 0 | 1.28 | 3.54 | 17 | 1.22 | 3.28 | 0 | 0 | 1.22 | 3.28 | 7.927% | 0% | 0% | 7.927% | 127.8732 | 118.4814 | 9 | 46.2366 | 44.0693 | 9 | 3.0102 |  |  | 0.052 | 0.15653 |  | 614.0802 | 127.8732 | 0 | 0 |  | 127.8732 |  | 118.4814 | 0 | 0 |  | 118.4814 | 3.0102 | 17 | 51.1734 | 614.0802 | 0 | 0 | 0 | 0 | 0
Lighting Emitting Diode 41 Watts | 597 | 14 | 1.05 | 2.92 | 0 | 0 | 1.05 | 2.92 | 14 | 1.01 | 2.7 | 0 | 0 | 1.01 | 2.7 | 8.148% | 0% | 0% | 8.148% | 36917.0574 | 34135.6353 | 2781 | 13274.9693 | 12769.2562 | 2781 | 1053.569 | 0 |  | 0.041 | 43.1963 |  | 176999.5905 | 36917.0574 | 0 | 0 |  | 36917.0574 |  | 34135.6353 | 0 | 0 |  | 34135.6353 | 1053.569 | 14 | 14749.9659 | 176999.5905 | 0 | 0 | 0 | 0 | 0
Lighting Emitting Diode 68 Watts | 598 | 23 | 1.73 | 4.79 | 0 | 0 | 1.73 | 4.79 | 23 | 1.66 | 4.44 | 0 | 0 | 1.66 | 4.44 | 7.883% | 0% | 0% | 7.883% | 27049.7517 | 25073.2563 | 1976 | 9769.5345 | 9374.2355 | 1976 | 470.5941 | 0 |  | 0.068 | 32.0004 |  | 129883.9852 | 27049.7517 | 0 | 0 |  | 27049.7517 |  | 25073.2563 | 0 | 0 |  | 25073.2563 | 470.5941 | 23 | 10823.6654 | 129883.9852 | 0 | 0 | 0 | 0 | 0
Lighting Emitting Diode 117 Watts | 599 | 39 | 2.94 | 8.13 | 0 | 0 | 2.94 | 8.13 | 39 | 2.81 | 7.53 | 0 | 0 | 2.81 | 7.53 | 7.968% | 0% | 0% | 7.968% | 50805.7457 | 47056.2442 | 3750 | 18372.5575 | 17560.1655 | 3750 | 520.7641 | 0 |  | 0.117 | 60.9294 |  | 243717.5994 | 50805.7457 | 0 | 0 |  | 50805.7457 |  | 47056.2442 | 0 | 0 |  | 47056.2442 | 520.7641 | 39 | 20309.7999 | 243717.5994 | 0 | 0 | 0 | 0 | 0
[12 empty] | 0 | 0 | [6 empty] | 901999.9069 | 835512.8403 | 66487 | 325897.1847 | 311718.193 | 66487 | 64049.9709 | 7649 | 737.4% |  |  |  | 0 | [17 empty] | 0 | 0 | 0
[12 empty] | 0 | 0 | [18 empty] | 0
Light Emitting Diode (Energy, Maintenance& Capital | [11 empty] | 0 | 0 | [18 empty] | 0
Lighting Emitting Diode 44W | 615 | 15 | 1.13 | 3.13 | 0.75338 | 8.6893 | 10.5727 | 12.5727 | 15 | 1.08 | 2.9 | 0.73855 | 8.1643 | 9.9828 | 11.8028 | 7.931% | 2.008% | 6.43% | 6.522% | 597000.0905 | 560445.693 | 36554 | 502032.0905 | 474024.813 | 36554 | 3957 | 15020.7398 |  | 0.44 | 1741.08 |  | 712260 | 148624.92 | 35773.5891 | 412601.5814 |  | 597000.0905 |  | 137703.6 | 35069.3598 | 387672.7332 |  | 560445.693 | 3957 | 15 | 59355 | 712260 | 712260 | 712260 | 3957 | 3957 | 0
Lighting Emitting Diode 55W | 616 | 18 | 1.35 | 3.75 | 0.75338 | 8.6893 | 10.7927 | 13.1927 | 18 | 1.3 | 3.47 | 0.73855 | 8.1643 | 10.2028 | 12.3728 | 8.069% | 2.008% | 6.43% | 6.626% | 4603868.2331 | 4317772.0631 | 286096 | 3766335.4331 | 3560502.8231 | 286096 | 29081 | 823.2628 |  | 0.55 | 15994.55 |  | 6281496 | 1308645 | 262909.2099 | 3032314.0232 |  | 4603868.2331 |  | 1210932.84 | 257733.6498 | 2849105.5733 |  | 4317772.0631 | 29081 | 18 | 523458 | 6281496 | 6281496 | 6281496 | 29081 | 29081 | 0
Lighting Emitting Diode 28W | 623 | 9 | 0.68 | 1.88 | 0.75338 | 8.6893 | 10.1227 | 11.3227 | 9 | 0.65 | 1.74 | 0.73855 | 8.1643 | 9.5528 | 10.6428 | 8.046% | 2.008% | 6.43% | 6.388% | 4891.3882 | 4597.7036 | 294 | 4372.9882 | 4126.8236 | 294 | 36 | 515.6995 |  | 0.28 | 10.08 |  | 3888 | 812.16 | 325.461 | 3753.7672 |  | 4891.3882 |  | 751.68 | 319.0541 | 3526.9695 |  | 4597.7036 | 36 | 9 | 324 | 3888 | 3888 | 3888 | 36 | 36 | 0
Lighting Emitting Diode 50W | 624 | 17 | 1.28 | 3.54 | 0.75338 | 8.6893 | 10.7227 | 12.9827 | 17 | 1.22 | 3.28 | 0.73855 | 8.1643 | 10.1228 | 12.1828 | 7.927% | 2.008% | 6.43% | 6.565% | 43777.5226 | 41080.5108 | 2697 | 36156.8026 | 34134.1908 | 2697 | 281 | 14446.3647 |  | 0.5 | 140.5 |  | 57324 | 11936.88 | 2540.404 | 29300.2387 |  | 43777.5226 |  | 11060.16 | 2490.3943 | 27529.9565 |  | 41080.5108 | 281 | 17 | 4777 | 57324 | 57324 | 57324 | 281 | 281 | 0
Lighting Emitting Diode 72W | 625 | 24 | 1.81 | 5 | 0.75338 | 8.6893 | 11.2527 | 14.4427 | 24 | 1.73 | 4.63 | 0.73855 | 8.1643 | 10.6328 | 13.5328 | 7.991% | 2.008% | 6.43% | 6.723% | 1175054.6515 | 1101031.2428 | 74023 | 915516.2515 | 865087.2428 | 74023 | 6780 | 179.028 |  | 0.72 | 4881.6 |  | 1952640 | 406800 | 61295.1564 | 706959.4951 |  | 1175054.6515 |  | 376696.8 | 60088.5164 | 664245.9264 |  | 1101031.2428 | 6780 | 24 | 162720 | 1952640 | 1952640 | 1952640 | 6780 | 6780 | 0
Lighting Emitting Diode 100W | 626 | 33 | 2.48 | 6.88 | 0.75338 | 8.6893 | 11.9227 | 16.3227 | 33 | 2.37 | 6.37 | 0.73855 | 8.1643 | 11.2728 | 15.2728 | 8.006% | 2.008% | 6.43% | 6.874% | 55823.4902 | 52233.0868 | 3590 | 40775.4902 | 38553.0868 | 3590 | 285 | 2061.1518 |  | 0.1 | 28.5 |  | 112860 | 23529.6 | 2576.5663 | 29717.3239 |  | 55823.4902 |  | 21785.4 | 2525.8447 | 27921.842 |  | 52233.0868 | 285 | 33 | 9405 | 112860 | 112860 | 112860 | 285 | 285 | 0
Lighting Emitting Diode 200W | 627 | 67 | 5.04 | 13.96 | 0.75338 | 8.6893 | 14.4827 | 23.4027 | 67 | 4.82 | 12.93 | 0.73855 | 8.1643 | 13.7228 | 21.8328 | 7.966% | 2.008% | 6.43% | 7.19% | 37069.8102 | 34583.2065 | 2487 | 22940.5302 | 21736.9665 | 2487 | 132 | 3116.6851 |  | 0.2 | 26.4 |  | 106128 | 22112.64 | 1193.357 | 13763.8132 |  | 37069.8102 |  | 20481.12 | 1169.8649 | 12932.2216 |  | 34583.2065 | 132 | 67 | 8844 | 106128 | 106128 | 106128 | 132 | 132 | 0
[20 empty] | 6517485.1864 | 6111743.5065 | 694998 | 5288129.5864 | 4998165.9465 | 694998 | 40552 | 36162.9317 | 12.14% |  |  |  | 0
Light Emitting Diode (Operating, Maintenance & Capital - Full Charge) | [31 empty] | 0
Lighting Emitting Diode 55 Watts | 724 | 18 | 1.35 | 3.75 | 0.37669 | 6.4567 | 8.1834 | 10.5834 | 18 | 1.3 | 3.47 | 0.36928 | 5.9977 | 7.667 | 9.837 | 8.069% | 2.008% | 7.653% | 7.588% | 1188182.0911 | 1104380.8981 | 83801 | 918738.1431 | 860758.6618 | 83801 | 9355.6926 | 0 |  | 0.55 | 5145.631 |  | 2020829.61 | 421006.1687 | 42290.4604 | 724885.4619 |  | 1188182.0911 |  | 389571.0415 | 41457.9418 | 673351.9149 |  | 1104380.8981 | 9355.6926 | 18 | 168402.4675 | 2020829.61 | 2020829.61 | 2020829.61
Lighting Emitting Diode 190 Watts | 740 | 63 | 4.74 | 13.13 | 0.75338 | 13.8587 | 19.3521 | 27.7421 | 63 | 4.53 | 12.16 | 0.73855 | 13.1809 | 18.4495 | 26.0795 | 7.977% | 2.008% | 5.142% | 6.375% | 332032.2974 | 312133.5713 | 19899 | 231616.2155 | 220813.5826 | 19899 | 997.3786 | 0 |  | 0.19 | 189.5019 |  | 754018.2554 | 157146.9793 | 9016.885 | 165868.4332 |  | 332032.2974 |  | 145537.4918 | 8839.381 | 157756.6985 |  | 312133.5713 | 997.3786 | 63 | 62834.8546 | 754018.2554 | 754018.2554 | 754018.2554
Lighting Emitting Diode 261 Watts | 741 | 87 | 6.55 | 18.13 | 0.75338 | 15.4825 | 22.7859 | 34.3659 | 87 | 6.26 | 16.8 | 0.73855 | 14.7568 | 21.7553 | 32.2953 | 7.917% | 2.008% | 4.918% | 6.411% | 390619.8654 | 367084.727 | 23535 | 258995.7455 | 247281.7716 | 23535 | 947.2087 | 0 |  | 0.261 | 247.2215 |  | 988885.8752 | 206074.7232 | 8563.3193 | 175981.8229 |  | 390619.8654 |  | 190957.2725 | 8394.7441 | 167732.7104 |  | 367084.727 | 947.2087 | 87 | 82407.1563 | 988885.8752 | 988885.8752 | 988885.8752
Lighting Emitting Diode 124 Watts | 742 | 41 | 3.09 | 8.54 | 0.75338 | 11.1805 | 15.0239 | 20.4739 | 41 | 2.95 | 7.92 | 0.73855 | 10.5819 | 14.2704 | 19.2404 | 7.828% | 2.008% | 5.657% | 6.411% | 208310.7271 | 195761.1068 | 12550 | 152859.886 | 145194.0096 | 12550 | 847.8722 | 0 |  | 0.124 | 105.1362 |  | 417153.1164 | 86889.9418 | 7665.2593 | 113755.5259 |  | 208310.7271 |  | 80581.7727 | 7514.3631 | 107664.971 |  | 195761.1068 | 847.8722 | 41 | 34762.7597 | 417153.1164 | 417153.1164 | 417153.1164
Lighting Emitting Diode 84 Watts | 743 | 28 | 2.11 | 5.83 | 0.75338 | 10.5478 | 13.4112 | 17.1312 | 28 | 2.02 | 5.41 | 0.73855 | 9.9679 | 12.7265 | 16.1165 | 7.763% | 2.008% | 5.818% | 6.296% | 267124.1313 | 251301.3556 | 15823 | 209118.8369 | 198441.6922 | 15823 | 1299.4018 | 0 |  | 0.84 | 1091.4975 |  | 436598.9898 | 90906.1468 | 11747.3501 | 164470.6343 |  | 267124.1313 |  | 84357.162 | 11516.0949 | 155428.0987 |  | 251301.3556 | 1299.4018 | 28 | 36383.2492 | 436598.9898 | 436598.9898 | 436598.9898
[20 empty] | 2386269.1122 | 2230661.659 | 155608 | 1771328.8269 | 1672489.7178 | 155608 | 13447.5539 | 0
[49 empty] | 0 |  | 0
TOTALS | [19 empty] | 19275603.0128 | 17952875.7805 | 1107335 | 12164818.6882 | 11490812.3396 | 1107154.262 | 156248.8666 | 139094.0019 | 12.33% |  | 45371.8597 | 41.16 | 53222975.16 | 11075300.2447 | 810546.9458 | 7389755.8224 | 0 | 19275603.0128 |  | 10258910.3473 | 794590.7364 | 6899374.6969 | 0 | 17952875.7805 | 156248.8666 | 14033 | 4435247.93 | 53222975.16 | 32882225.8468 | 32591093.8468 | 63240 | 62942 | 298
Unpublished | [19 empty] | 4092704.5029 | 3306091.462 | 5.745% | 0 | 0 | 5.744% | [6 empty] | 23777024.84 | 4092704.5029 | [5 empty] | 3306091.462 | [7 empty] | 23777024.84 |  |  |  | -298
Grand Total | [19 empty] | 23368307.5158 | 21258967.2425 |  | 12164818.6882 | 11490812.3396 | [7 empty] | 77000000 | 15168004.7476 | 810546.9458 | 7389755.8224 | 0 | 23368307.5158 |  | 13565001.8092 | 794590.7364 | 6899374.6969 | 0 | 21258967.2425 |  |  |  | 77000000
Non LED | [25 empty] | 24224 | 95282.0702 | -74.58% |  |  |  |  | 4232052.72 | 364649.928 | 1816383.7014 | 0 | 6413086.3494 |  | 3921637.44 | 357471.5275 | 1664505.0808 | 0 | 5943614.0482 | 24224 | 11739 | 1698577 | 20382924 | 19038144 | 18747012
LED | [25 empty] | 132024.8666 | 54236.9317 | 143.4% |  |  |  |  | 6843247.5247 | 445897.0178 | 5573372.121 | 0 | 12862516.6634 |  | 6337272.9073 | 437119.2089 | 5234869.6162 | 0 | 12009261.7323 | 132024.8666 | 2294 | 2736670.93 | 32840051.16 | 13844081.8468 | 13844081.8468
Total | [25 empty] | 156248.8666 | 149519.0019 | 4.501% |  | 139094.0019 |  |  | 11075300.2447 | 810546.9458 | 7389755.8224 | 0 | 19275603.0128 |  | 10258910.3473 | 794590.7364 | 6899374.6969 | 0 | 17952875.7805 | 156248.8666 | 14033 | 4435247.93 | 53222975.16 | 32882225.8468 | 32591093.8468
Non LED
Energy Only | [25 empty] | 22390 | 83892.0702 | [5 empty] | 3905876.76 | 360049.2755 | 1816383.7014 | 0 | 6082309.7369 |  | 3619372.68 | 352961.4422 | 1664505.0808 | 0 | 5636839.2029 | 22390 | 3585 | 1562251 | 18747012 | 18747012 | 18747012
Maintenance | [25 empty] | 298 | 957 | [5 empty] | 60650.76 | 4600.6525 | 0 | 0 | 65251.4125 |  | 56213.4 | 4510.0853 | 0 | 0 | 60723.4853 | 298 | 1946 | 24261 | 291132 | 291132 | 0
Capital | [25 empty] | 1536 | 10433 | [5 empty] | 265525.2 | 0 | 0 | 0 | 265525.2 |  | 246051.36 | 0 | 0 | 0 | 246051.36 | 1536 | 6163 | 112065 | 1344780 | 0 | 0
Total | [25 empty] | 24224 | 95282.0702 | -74.58% |  |  |  |  | 4232052.72 | 364649.928 | 1816383.7014 | 0 | 6413086.3494 |  | 3921637.44 | 357471.5275 | 1664505.0808 | 0 | 5943614.0482 | 24224 | 11694 | 1698577 | 20382924 | 19038144 | 18747012
LED
Energy Only | [25 empty] | 78025.3127 | 18074 | [5 empty] | 3958762.3649 | 0 | 0 | 0 | 3958762.3649 | 0 | 3666856.5668 | 0 | 0 | 0 | 3666856.5668 | 78025.3127 | 1874 | 1582997.4428 | 18995969.3132 | 0 | 0
Capital | [25 empty] | 53999.5539 | 36162.9317 | [5 empty] | 2884485.1598 | 445897.0178 | 5573372.121 | 0 | 8903754.2986 |  | 2670416.3405 | 437119.2089 | 5234869.6162 | 0 | 8342405.1655 | 53999.5539 | 420 | 1153673.4872 | 13844081.8468 | 13844081.8468 | 13844081.8468
Total | [25 empty] | 132024.8666 | 54236.9317 | 143.4% |  |  |  |  | 6843247.5247 | 445897.0178 | 5573372.121 | 0 | 12862516.6634 |  | 6337272.9073 | 437119.2089 | 5234869.6162 | 0 | 12009261.7323 | 132024.8666 | 2294 | 2736670.93 | 32840051.16 | 13844081.8468 | 13844081.8468
Grand Total | [21 empty] | St Light |  |  | St Light | 156248.8666 | 149519.0019 | 4.501% | 94.21% |  |  |  | 11075300.2447 | 810546.9458 | 7389755.8224 | 0 | 19275603.0128 |  | 10258910.3473 | 794590.7364 | 6899374.6969 | 0 | 17952875.7805 | 156248.8666 | 13988 | 4435247.93 | 53222975.16 | 32882225.8468 | 32591093.8468
[22 empty] | Unm |  |  | Unm | 9604 | [6 empty] | 0 | 0 | 0 | 0 | 0 |  | 0 | 0 | 0 | 0 | 0 | 0 | 0 | 0 | 0 | 0 | 0
[5 empty] | Count = | 154 | [15 empty] | Total |  |  | Total | 165852.8666 | 149519.0019
|  | Bundled |  | Unbundled | [8 empty] | Bundled |  | Unbundled
|  | 2026 Smoothed | 2027 Smoothed | 2026 Smoothed | 2027 Smoothed | [5 empty] | 2026 Smoothed | 2027 Smoothed | 2026 Smoothed | 2027 Smoothed | 2026 Smoothed | 2027 Smoothed
Miscellaneous Small Loads Rate | [6 empty] | Calculation of Power & Energy Rate :
Demand Charge | $/kW | 13.4995 | 14.5678 | 23.9881 | 25.0926 |  | Based on Misc. Small Loads Tariff Rate Components & 1kW lighting load
Block 1 Energy | [6 empty] | Photocell Operation (4000 burning hours per year)
Base cost of fuel | ¢/kWh | 7.6498 | 8.4407 |  |  |  | Demand Charge $/kW (annual) |  |  |  | 13.4995 | 14.5678 | 161.9938 | 174.8135 | 287.8577 | 301.1109
Non-fuel | ¢/kWh | 9.6809 | 10.2615 |  |  |  | Energy Charge :
FAM BA | ¢/kWh | 0 | 0 |  |  |  | 1st Block : 1st 200 kW.h (annual) |  | 2400 |  | 0.17331 | 0.18702 | 415.9368 | 448.8528 | 0 | 0
DSM PCR | ¢/kWh | 0 | 0 |  |  |  | 2nd Block : All additional (annual) |  | 1600 |  | 0.12143 | 0.13104 | 194.2915 | 209.6672 | 0 | 0
Total Energy Charge, block 1 (first 200kWh * demand) | ¢/kWh | 17.3307 | 18.7022 | [9 empty] | 772.2221 | 833.3335 | 287.8577 | 301.1109
Block 2 Energy | [6 empty] | Rate per kW.h |  | 4000 |  |  |  | 0.19306 | 0.20833 | 0.071964 | 0.075278
Base cost of fuel | ¢/kWh | 7.6498 | 8.4407
Non-fuel | ¢/kWh | 4.4934 | 4.6635 |  |  |  | Continuous Burning (8760 burning hours per year)
FAM BA | ¢/kWh |  | 0 |  |  |  | Demand Charge $/kW (annual) |  |  |  | 13.4995 | 14.5678 | 161.9938 | 174.8135 | 287.8577 | 301.1109
DSM PCR | ¢/kWh | [5 empty] | Energy Charge :
Total Energy Charge, block 2 | ¢/kWh | 12.1432 | 13.1042 |  |  |  | 1st Block : 1st 200 kW.h (annual) |  | 2400 |  | 0.17331 | 0.18702 | 415.9368 | 448.8528 | 0 | 0
[7 empty] | 2nd Block : All additional (annual) |  | 6360 |  | 0.12143 | 0.13104 | 772.3089 | 833.427 | 0 | 0
[13 empty] | 1350.2395 | 1457.0933 | 287.8577 | 301.1109
[7 empty] | Rate per kW.h |  | 8760 |  |  |  | 0.15414 | 0.16633 | 0.032861 | 0.034373

## 2027 Stlgt Rates
"PROPOSED STREET & CROSSWALK LIGHTING SMOOTHED RATES - EFFECTIVE JANUARY 1, 2027"
Rate Increase/(Decrease): |  | 2.386%
NOVA SCOTIA POWER INC.
STREET LIGHTING SMOOTHED RATES - BY COST COMPONENT
|  | Rate | Number of |  | Power &
| Description | Code | Bulbs | kW.h / Month | Energy | Maintenance | Capital | Total
1) | Incandescent:
| 300 Watts and Less | 001 |  | 97 | 19.66 | 1.2556 | 5.6927 | 26.6083
| Greater than 300 Watts | 002 |  | 154 | 31.21 | 1.2556 | 5.8241 | 38.2897
| 300 Watts and Less | 003 |  | 97 | 19.66 | 1.2556 | 7.21 | 28.1256
2) | Mercury Vapour:
Full Charge Rate (Operating, Maintenance & Capital)
| 100 Watts | 100 |  | 43 | 8.72 | 1.2556 | 6.7712 | 16.7469
| 125 Watts | 101 |  | 52 | 10.54 | 1.6742 | 6.5955 | 18.8097
| 175 Watts | 102 |  | 69 | 13.99 | 1.2556 | 6.5706 | 21.8162
| 250 Watts | 103 |  | 97 | 19.66 | 1.2556 | 7.21 | 28.1256
| 400 Watts | 104 |  | 154 | 31.21 | 1.2556 | 7.2815 | 39.7471
| 700 Watts | 105 |  | 260 | 52.7 | 1.2556 | 8.334 | 62.2897
| 1000 Watts | 106 |  | 363 | 73.58 | 1.2556 | 9.2527 | 84.0884
| 250 Watts | 107 |  | 212 | 34.31 | 2.5113 | 7.21 | 44.0312 | Continuous Operation
Operating & Maintenance Only
| 125 Watts | 201 |  | 52 | 10.54 | 1.6742 | 0 | 12.2142 | Operating & Maint. Only
| 175 Watts | 202 |  | 69 | 13.99 | 1.2556 | 0 | 15.2456 | Operating & Maint. Only
| 250 Watts | 203 |  | 97 | 19.66 | 1.2556 | 0 | 20.9156 | Operating & Maint. Only
| 400 Watts | 204 |  | 154 | 31.21 | 1.2556 | 0 | 32.4656 | Operating & Maint. Only
| 700 Watts | 205 |  | 260 | 52.7 | 1.2556 | 0 | 53.9556 | Operating & Maint. Only
| 1000 Watts | 206 |  | 363 | 73.58 | 1.2556 | 0 | 74.8356 | Operating & Maint. Only
Operating Only
| 125 Watts | 301 |  | 52 | 10.54 | 0 | 0 | 10.54
| 175 Watts | 302 |  | 69 | 13.99 | 0 | 0 | 13.99
| 250 Watts | 303 |  | 97 | 19.66 | 0 | 0 | 19.66
| 400 Watts | 304 |  | 154 | 31.21 | 0 | 0 | 31.21
| 700 Watts | 305 |  | 260 | 52.7 | 0 | 0 | 52.7
| 1000 Watts | 306 |  | 363 | 73.58 | 0 | 0 | 73.58
3) | Fluorescent:
Bulb Length
Full Charge Rate (Operating, Maintenance & Capital)
| 24" | 110 | 2 | 30 | 6.08 | 2.5113 | 6.2829 | 14.8741
| 48" | 111 | 2 | 85 | 17.23 | 2.5113 | 6.5558 | 26.2971
| 72" | 112 | 2 | 116 | 23.51 | 2.5113 | 7.0574 | 33.0786
| 72" | 113 | 4 | 222 | 45 | 2.5113 | 8.2896 | 55.8008
| 96" | 114 | 1 | 47 | 9.53 | 2.5113 | 6.8568 | 18.898
| 72" | 115 | 1 | 60 | 12.16 | 2.5113 | 6.4412 | 21.1125
| 48" | 116 | 4 | 166 | 33.65 | 2.5113 | 7.1665 | 43.3278
Operating & Maintenance Only
| 72" | 213 | 4 | 222 | 45 | 2.5113 | 0 | 47.5113 | Operating & Maint. Only
| 96" | 214 | 1 | 47 | 9.53 | 2.5113 | 0 | 12.0413 | Operating & Maint. Only
| 72" | 215 | 1 | 60 | 12.16 | 2.5113 | 0 | 14.6713 | Operating & Maint. Only
| 48" | 216 | 4 | 166 | 33.65 | 2.5113 | 0 | 36.1613 | Operating & Maint. Only
| 48" | 217 | 1 | 49 | 9.93 | 2.5113 | 0 | 12.4413 | Operating & Maint. Only
| 48" | 218 | 2 | 85 | 17.23 | 2.5113 | 0 | 19.7413 | Operating & Maint. Only
Operating Only
| 35" | 330 | 4 | 47 | 9.53 | 0 | 0 | 9.53
4) | Fluorescent Crosswalk:
A) Continuous Burning - Operating Only
Bulb Length
| 72" | 117 | 4 | 486 | 78.65 | 0 | 0 | 78.65
| 24" | 118 | 2 | 66 | 10.68 | 0 | 0 | 10.68
| 48" | 119 | 4 | 364 | 58.91 | 0 | 0 | 58.91
| 96" | 120 | 2 | 254 | 41.11 | 0 | 0 | 41.11
| 96" | 150 | 4 | 613 | 99.2 | 0 | 0 | 99.2
B) Photocell Operation - Operating Only
Bulb Length
| 24" | 310 | 2 | 30 | 6.08 | 0 | 0 | 6.08
| 48" | 311 | 4 | 166 | 33.65 | 0 | 0 | 33.65
| 72" | 312 | 2 | 116 | 23.51 | 0 | 0 | 23.51
| 72" | 313 | 4 | 222 | 45 | 0 | 0 | 45
| 96" | 314 | 1 | 47 | 9.53 | 0 | 0 | 9.53
| 72" | 315 | 1 | 60 | 12.16 | 0 | 0 | 12.16
| 96" | 350 | 4 | 280 | 56.75 | 0 | 0 | 56.75
5) | Low Pressure Sodium:
Watts
Full Charge Rate (Operating, Maintenance & Capital)
| 135 | 130 |  | 60 | 12.16 | 3.7669 | 9.0773 | 25.0042
| 180 | 131 |  | 80 | 16.22 | 3.7669 | 11.3878 | 31.3747
| 090 | 132 |  | 45 | 9.12 | 3.7669 | 9.0773 | 21.9642
Operating & Maintenance Only
| 180 | 231 |  | 80 | 16.22 | 3.7669 | 0 | 19.9869 | Operating & Maint. Only
Operating Only
| 180 | 331 |  | 80 | 16.22 | 0 | 0 | 16.22
6) | High Pressure Sodium:
Watts
Full Charge Rate (Operating, Maintenance & Capital)
| 250 | 121 |  | 100 | 20.27 | 1.2556 | 6.7863 | 28.312
| 400 | 122 |  | 150 | 30.4 | 1.2556 | 6.8895 | 38.5451
| 070 | 123 |  | 32 | 6.49 | 1.2556 | 6.6149 | 14.3605
| 100 | 124 |  | 45 | 9.12 | 1.2556 | 6.6371 | 17.0128
| 150 | 125 |  | 65 | 13.18 | 1.2556 | 6.7934 | 21.229
| 100 | 126 |  | 99 | 16.02 | 2.5113 | 6.6371 | 25.1684 | Continuous Operation
Operating & Maintenance Only
| 250 | 221 |  | 100 | 20.27 | 1.2556 | 0 | 21.5256 | Operating & Maint. Only
| 070 | 222 |  | 32 | 6.49 | 1.2556 | 0 | 7.7456 | Operating & Maint. Only
| 100 | 223 |  | 45 | 9.12 | 1.2556 | 0 | 10.3756 | Operating & Maint. Only
| 150 | 224 |  | 65 | 13.18 | 1.2556 | 0 | 14.4356 | Operating & Maint. Only
Operating Only
| 250 | 321 |  | 100 | 20.27 | 0 | 0 | 20.27
| 70 | 322 |  | 32 | 6.49 | 0 | 0 | 6.49
| 100 | 323 |  | 45 | 9.12 | 0 | 0 | 9.12
| 150 | 324 |  | 65 | 13.18 | 0 | 0 | 13.18
| 400 | 326 |  | 150 | 30.4 | 0 | 0 | 30.4
| 500 | 327 |  | 183 | 37.09 | 0 | 0 | 37.09
| 1000 | 328 |  | 363 | 73.58 | 0 | 0 | 73.58
| 1500 | 329 |  | 500 | 101.35 | 0 | 0 | 101.35
7) | Metallic Additive:
Watts
Full Charge Rate ( Operating, Maintenance & Capital)
| 0400 | 140 |  | 150 | 30.4 | 2.009 | 7.312 | 39.7211
| 1000 | 141 |  | 360 | 72.97 | 3.0135 | 8.876 | 84.8595
| 0250 | 142 |  | 100 | 20.27 | 3.0135 | 7.2593 | 30.5428
| 0150 | 143 |  | 67 | 13.58 | 3.0135 | 7.2593 | 23.8528
| 0100 | 144 |  | 50 | 10.13 | 3.0135 | 7.2593 | 20.4028
Operating Only
| 1000 | 341 |  | 360 | 72.97 | 0 | 0 | 72.97
| 400 | 342 |  | 150 | 30.4 | 0 | 0 | 30.4
| 250 | 343 |  | 100 | 20.27 | 0 | 0 | 20.27
| 175 | 344 |  | 75 | 15.2 | 0 | 0 | 15.2
| 150 | 345 |  | 67 | 13.58 | 0 | 0 | 13.58
| 100 | 346 |  | 50 | 10.13 | 0 | 0 | 10.13
Maintenance and Capital Only
| 1000 | 441 |  | 0 | 0 | 3.0135 | 8.876 | 11.8895
8) | Light Emitting Diode (LED) Less than 30 Watts for Traffic Control Signals only:
Watts
| 4.6 | 530 |  | 3 | 0.61 | 0 | 0 | 0.61 | Non- Continuous
| 7.5 | 531 |  | 5 | 1.01 | 0 | 0 | 1.01 | Continuous
9) | Light Emitting Diode (LED) - Pilot Streelighting Project
Operating Only
Watts
| Lighting Emitting Diode 44 Watts | 532 |  | 15 | 3.04 | 0 | 0 | 3.04
| Lighting Emitting Diode 66 Watts | 533 |  | 22 | 4.46 | 0 | 0 | 4.46
| Lighting Emitting Diode 88 Watts | 534 |  | 29 | 5.88 | 0 | 0 | 5.88
| Lighting Emitting Diode 92 Watts | 535 |  | 31 | 6.28 | 0 | 0 | 6.28
| Lighting Emitting Diode 105 Watts | 536 |  | 35 | 7.09 | 0 | 0 | 7.09
| Lighting Emitting Diode 173 Watts | 537 |  | 57 | 11.55 | 0 | 0 | 11.55
| Lighting Emitting Diode 44 Watts | 538 |  | 15 | 3.04 | 0 | 0 | 3.04
| Lighting Emitting Diode 110 Watts | 539 |  | 37 | 7.5 | 0 | 0 | 7.5
| Lighting Emitting Diode 65 Watts | 540 |  | 22 | 4.46 | 0 | 0 | 4.46
| Lighting Emitting Diode 55 Watts | 541 |  | 18 | 3.65 | 0 | 0 | 3.65
| Lighting Emitting Diode 83 Watts | 542 |  | 28 | 5.68 | 0 | 0 | 5.68
| Lighting Emitting Diode 48 Watts | 543 |  | 16 | 3.24 | 0 | 0 | 3.24
| Lighting Emitting Diode 72 Watts | 544 |  | 24 | 4.86 | 0 | 0 | 4.86
| Lighting Emitting Diode 43 Watts | 546 |  | 14 | 2.84 | 0 | 0 | 2.84
| Lighting Emitting Diode 50 Watts | 547 |  | 17 | 3.45 | 0 | 0 | 3.45
| Lighting Emitting Diode 53 Watts | 548 |  | 18 | 3.65 | 0 | 0 | 3.65
| Lighting Emitting Diode 80 Watts | 549 |  | 27 | 5.47 | 0 | 0 | 5.47
| Lighting Emitting Diode 200 Watts | 550 |  | 67 | 13.58 | 0 | 0 | 13.58
| Lighting Emitting Diode 60 Watts | 551 |  | 20 | 4.05 | 0 | 0 | 4.05
| Lighting Emitting Diode 70 Watts | 552 |  | 23 | 4.66 | 0 | 0 | 4.66
| Lighting Emitting Diode 87 Watts | 553 |  | 29 | 5.88 | 0 | 0 | 5.88
| Lighting Emitting Diode 173 Watts | 554 |  | 58 | 11.76 | 0 | 0 | 11.76
| Lighting Emitting Diode 35 Watts | 555 |  | 12 | 2.43 | 0 | 0 | 2.43
| Lighting Emitting Diode 51 Watts | 556 |  | 17 | 3.45 | 0 | 0 | 3.45
| Lighting Emitting Diode 172 Watts | 557 |  | 57 | 11.55 | 0 | 0 | 11.55
| Lighting Emitting Diode 91 Watts | 558 |  | 30 | 6.08 | 0 | 0 | 6.08
| Lighting Emitting Diode 42 Watts | 559 |  | 14 | 2.84 | 0 | 0 | 2.84
| Lighting Emitting Diode 13 Watts | 560 |  | 4 | 0.81 | 0 | 0 | 0.81
| Lighting Emitting Diode 8 Watts | 561 |  | 3 | 0.61 | 0 | 0 | 0.61
| Lighting Emitting Diode 150 Watts | 562 |  | 50 | 10.13 | 0 | 0 | 10.13
| Lighting Emitting Diode 60 Watts | 563 |  | 20 | 4.05 | 0 | 0 | 4.05
| Lighting Emitting Diode 28 Watts | 564 |  | 9 | 1.82 | 0 | 0 | 1.82
| Lighting Emitting Diode 86 Watts | 565 |  | 29 | 5.88 | 0 | 0 | 5.88
| Lighting Emitting Diode 100 Watts | 567 |  | 33 | 6.69 | 0 | 0 | 6.69
| Lighting Emitting Diode 143 Watts | 569 |  | 48 | 9.73 | 0 | 0 | 9.73
| Lighting Emitting Diode 200 Watts | 570 |  | 67 | 13.58 | 0 | 0 | 13.58
| Lighting Emitting Diode 250 Watts | 572 |  | 83 | 16.82 | 0 | 0 | 16.82
| Lighting Emitting Diode 52 Watts | 573 |  | 17 | 3.45 | 0 | 0 | 3.45
| Lighting Emitting Diode 140 Watts | 574 |  | 47 | 9.53 | 0 | 0 | 9.53
| Lighting Emitting Diode 185 Watts | 575 |  | 62 | 12.57 | 0 | 0 | 12.57
| Lighting Emitting Diode 95 Watts | 576 |  | 32 | 6.49 | 0 | 0 | 6.49
| Lighting Emitting Diode 75 Watts | 578 |  | 25 | 5.07 | 0 | 0 | 5.07
| Lighting Emitting Diode 138 Watts | 579 |  | 46 | 9.32 | 0 | 0 | 9.32
| Lighting Emitting Diode 54 Watts | 582 |  | 18 | 3.65 | 0 | 0 | 3.65
| Lighting Emitting Diode 175 Watts | 583 |  | 58 | 11.76 | 0 | 0 | 11.76
| Lighting Emitting Diode 46 Watts | 584 |  | 15 | 3.04 | 0 | 0 | 3.04
| Lighting Emitting Diode 69 Watts | 585 |  | 23 | 4.66 | 0 | 0 | 4.66
| Lighting Emitting Diode 108 Watts | 586 |  | 36 | 7.3 | 0 | 0 | 7.3
| Lighting Emitting Diode 158 Watts | 587 |  | 53 | 10.74 | 0 | 0 | 10.74
| Lighting Emitting Diode 48 Watts | 589 |  | 16 | 3.24 | 0 | 0 | 3.24
| Lighting Emitting Diode 90 Watts | 590 |  | 30 | 6.08 | 0 | 0 | 6.08
| Lighting Emitting Diode 240 Watts | 591 |  | 80 | 16.22 | 0 | 0 | 16.22
| Lighting Emitting Diode 135 Watts | 592 |  | 45 | 9.12 | 0 | 0 | 9.12
| Lighting Emitting Diode 30 Watts | 593 |  | 10 | 2.03 | 0 | 0 | 2.03
| Lighting Emitting Diode 133 Watts | 594 |  | 44 | 8.92 | 0 | 0 | 8.92
| Lighting Emitting Diode 55 Watts | 595 |  | 18 | 3.65 | 0 | 0 | 3.65
| Lighting Emitting Diode 52 Watts | 596 |  | 17 | 3.45 | 0 | 0 | 3.45
| Lighting Emitting Diode 41 Watts | 597 |  | 14 | 2.84 | 0 | 0 | 2.84
| Lighting Emitting Diode 68 Watts | 598 |  | 23 | 4.66 | 0 | 0 | 4.66
| Lighting Emitting Diode 117 Watts | 599 |  | 39 | 7.91 | 0 | 0 | 7.91
(Power,Maintenance& Capital)
| Lighting Emitting Diode 44W | 615 |  | 15 | 3.04 | 0.75338 | 8.6893 | 12.4827
| Lighting Emitting Diode 55W | 616 |  | 18 | 3.65 | 0.75338 | 8.6893 | 13.0927
| Lighting Emitting Diode 28W | 623 |  | 9 | 1.82 | 0.75338 | 8.6893 | 11.2627
| Lighting Emitting Diode 50W | 624 |  | 17 | 3.45 | 0.75338 | 8.6893 | 12.8927
| Lighting Emitting Diode 72W | 625 |  | 24 | 4.86 | 0.75338 | 8.6893 | 14.3027
| Lighting Emitting Diode 100W | 626 |  | 33 | 6.69 | 0.75338 | 8.6893 | 16.1327
| Lighting Emitting Diode 200W | 627 |  | 67 | 13.58 | 0.75338 | 8.6893 | 23.0227
(Power,Maintenance& Capital)
| Flood Light Lighting Emitting Diode 55 Watts | 724 |  | 15 | 3.65 | 0.37669 | 6.4567 | 10.4834
| Flood Light Lighting Emitting Diode 190 Watts | 740 |  | 18 | 12.77 | 0.75338 | 13.8587 | 27.3821
| Flood Light Lighting Emitting Diode 261 Watts | 741 |  | 9 | 17.63 | 0.75338 | 15.4825 | 33.8659
| Flood Light Lighting Emitting Diode 124 Watts | 742 |  | 17 | 8.31 | 0.75338 | 11.1805 | 20.2439
| Flood Light Lighting Emitting Diode 84 Watts | 743 |  | 24 | 5.68 | 0.75338 | 10.5478 | 16.9812
(Power & Capital)
| RATE COUNT: | 155

## 2027 Unpublished Rates
UNMETERED SERVICE - MISC. SMALL LOADS SMOOTHED RATES
UNPUBLISHED RATES
PROPOSED RATES - EFFECTIVE JANUARY 1, 2027
Components of Misc. Small Loads Rate:
|  |  | Demand Charge |  | 14.1734 |  | Minimum Charge |  | 22.1564 | / month
|  |  | 1st Block Energy Charge @ 200 kW.h |  | 0.18196 |  | Minimum Bill |  | 4.8136 | / month
|  |  | All Additional kW.h Energy Charge |  | 0.12749
[7 empty] | 2025 | [7 empty] | Continuous |  |  |  |  | Jan 2027 |  |  | Rate
[6 empty] | Current Information |  |  | Inv. Level | Annual | Annual | Annual | Connected | Total | Connected | Calculated Information |  | Difference |  | NEW RATES |  |  | Increase | EXPLANATION | Annual | Annual
Inv. Level_2023 GRA | Inv. Level_2025 | Variance | Rate Code | Description | Wattage | Energy | Bundled Cost | With FAM AABA | Inv. Level | Energy | Elect. Rev. | C&M. Rev. | Load (kW) | Load (kW) | Load (kW) | Energy | Cost | Energy | Cost | Energy | Bundled Cost | With FAM AABA |  |  | Elect. Rev. | C&M. Rev.
238 | 229 | -9 | 300 | Telephone Booths |  | 78 | 10.45 | 10.45 | 229 | 214344 | 28716.6 |  | 0.107 | 24.503 | 24.503 | 78 | 10.45 | --- | -2.16 | OK | 12.61 | 12.61 | 20.67% |  | 34652.28
5 | 5 | 0 | 352 | Misc. Crosswalk Sign | 756 | 511 | 69.2 | 69.2 | 5 | 30660 | 4152 |  | 0.756 | 3.78 |  | 511 | 69.2 | --- | -14.28 | OK | 83.48 | 83.48 | 20.64% |  | 5008.8
54 | 95 | 41 | 360 | RA-5 Crosswalk /w Fluorescent | 393 | 93 | 17.28 | 17.28 | 95 | 106020 | 19699.2 |  | 0.418 | 39.71 |  | 93 | 17.28 | --- | -3.55 | OK | 20.83 | 20.83 | 20.54% |  | 23746.2
24 | 29 | 5 | 361 | RA-5 Crosswalk | 295 | 70 | 12.99 | 12.99 | 29 | 24360 | 4520.52 |  | 0.295 | 8.555 |  | 70 | 12.99 | --- | -2.67 | OK | 15.66 | 15.66 | 20.55% |  | 5449.68
6 | 6 | 0 | 362 | Crosswalk /w 2 - 175W - Photocell | 350 | 128 | 21.54 | 21.54 | 6 | 9216 | 1550.88 |  | 0.385 | 2.31 |  | 128 | 21.54 | --- | -4.43 | OK | 25.97 | 25.97 | 20.57% |  | 1869.84
1 | 1 | 0 | 363 | Misc. Crosswalk Sign | 1126 | 311 | 55.9 | 55.9 | 1 | 3732 | 670.8 |  | 1.239 | 1.239 |  | 311 | 55.9 | --- | -11.5 | OK | 67.4 | 67.4 | 20.57% |  | 808.8
1 | 1 | 0 | 364 | Misc. Crosswalk Sign | 1003 | 334 | 56.17 | 56.17 | 1 | 4008 | 674.04 |  | 1.003 | 1.003 |  | 334 | 56.17 | --- | -11.58 | OK | 67.75 | 67.75 | 20.62% |  | 813
2 | 2 | 0 | 365 | Misc. Crosswalk Sign | 701 | 265 | 45.14 | 45.14 | 2 | 6360 | 1083.36 |  | 0.823 | 1.646 |  | 265 | 45.14 | --- | -9.29 | OK | 54.43 | 54.43 | 20.58% |  | 1306.32
1 | 1 | 0 | 366 | Misc. Crosswalk Sign | 650 | 238 | 40.02 | 40.02 | 1 | 2856 | 480.24 |  | 0.715 | 0.715 |  | 238 | 40.02 | --- | -8.24 | OK | 48.26 | 48.26 | 20.59% |  | 579.12
4 | 8 | 4 | 367 | Misc. Crosswalk Sign | 590 | 216 | 36.33 | 36.33 | 8 | 20736 | 3487.68 |  | 0.649 | 5.192 |  | 216 | 36.33 | --- | -7.48 | OK | 43.81 | 43.81 | 20.59% |  | 4205.76
1 | 1 | 0 | 368 | Misc. Crosswalk Sign | 250 | 92 | 15.45 | 15.45 | 1 | 1104 | 185.4 |  | 0.275 | 0.275 |  | 92 | 15.45 | --- | -3.18 | OK | 18.63 | 18.63 | 20.58% |  | 223.56
1 | 1 | 0 | 369 | Misc. Crosswalk Sign | 175 | 64 | 10.79 | 10.79 | 1 | 768 | 129.48 |  | 0.193 | 0.193 |  | 64 | 10.79 | --- | -2.23 | OK | 13.02 | 13.02 | 20.67% |  | 156.24
46 | 45 | -1 | 370 | Water PRV Control |  | 150 | 40.3 | 40.3 | 45 | 81000 | 21762 |  | 1.5 | 67.5 |  | 150 | 40.3 | --- | -8.25 | OK | 48.55 | 48.55 | 20.47% |  | 26217
7 | 6 | -1 | 371 | Water Reservoir Control |  | 200 | 47.84 | 47.84 | 6 | 14400 | 3444.48 |  | 1.5 | 9 |  | 200 | 47.84 | --- | -9.81 | OK | 57.65 | 57.65 | 20.51% |  | 4150.8
2 | 2 | 0 | 372 | Water Fill Station |  | 150 | 40.3 | 40.3 | 2 | 3600 | 967.2 |  | 1.5 | 3 |  | 150 | 40.3 | --- | -8.25 | OK | 48.55 | 48.55 | 20.47% |  | 1165.2
4 | 4 | 0 | 376 | MTT Booster Box - Unmetered |  | 710 | 122.8668 | 122.8668 | 4 | 34080 | 5897.6056 |  | 0.973 | 3.892 | 3.892 | 710 | 122.8668 | --- | -24.2796 | OK | 147.1464 | 147.1464 | 19.76% | Calculated using Small General tariff | 7063.0287
97 | 95 | -2 | 378 | Aliant #52B Power Cable Cabinet |  | 700 | 95.39 | 95.39 | 95 | 798000 | 108744.6 |  | 2.5 | 237.5 | 237.5 | 700 | 95.39 | --- | -19.69 | OK | 115.08 | 115.08 | 20.64% |  | 131191.2
1 | 1 | 0 | 379 | DFO Lighthouse - Torbay |  | 395 | 77.2868 | 77.2868 | 1 | 4740 | 927.4414 |  | 0.542 | 0.542 |  | 395 | 77.2868 | --- | -16.0296 | OK | 93.3164 | 93.3164 | 20.74% | Calculated using Small General tariff | 1119.7972
1 | 1 | 0 | 380 | DFO Lighthouse - Wallace |  | 274 | 59.7868 | 59.7868 | 1 | 3288 | 717.4414 |  | 0.375 | 0.375 |  | 274 | 59.7868 | --- | -12.8596 | OK | 72.6464 | 72.6464 | 21.51% | Calculated using Small General tariff | 871.7572
5 | 5 | 0 | 381 | Misc. Crosswalk Sign | 563 | 219 | 37.09 | 37.09 | 5 | 13140 | 2225.4 |  | 0.671 | 3.355 |  | 219 | 37.09 | --- | -7.64 | OK | 44.73 | 44.73 | 20.6% |  | 2683.8
1 | 1 | 0 | 382 | DFO Lighthouse - Cape Sharpe |  | 608 | 108.1068 | 108.1068 | 1 | 7296 | 1297.2814 |  | 0.833 | 0.833 |  | 608 | 108.1068 | --- | -21.6096 | OK | 129.7164 | 129.7164 | 19.99% | Calculated using Small General tariff | 1556.5972
1 | 0 | -1 | 384 | DFO Lighthouse - Candlebox Is. |  | 1369 | 218.2168 | 218.2168 | 0 | 0 | 0 |  | 1.875 | 0 |  | 1369 | 218.2168 | --- | -41.5496 | OK | 259.7664 | 259.7664 | 19.04% | Calculated using Small General tariff | 0
9 | 9 | 0 | 386 | Aliant #51B Power Cable Cabinet | 2920 | 1995 | 271.5 | 271.5 | 9 | 215460 | 29322 |  | 2.92 | 26.28 |  | 1995 | 271.5 | --- | -56.06 | OK | 327.56 | 327.56 | 20.65% |  | 35376.48
95 | 93 | -2 | 387 | Aliant 51B AC Pwr Cab (1Unit) | 1460 | 540 | 73.89 | 73.89 | 93 | 602640 | 82461.24 |  | 1.46 | 135.78 | 120.9 | 540 | 73.89 | --- | -15.26 | OK | 89.15 | 89.15 | 20.65% |  | 99491.4
2 | 2 | 0 | 389 | 1500W Heater HRM (8hrs/day) | 1500 | 151 | 40.45 | 40.45 | 2 | 3624 | 970.8 |  | 1.5 | 3 |  | 151 | 40.45 | --- | -8.29 | OK | 48.74 | 48.74 | 20.49% |  | 1169.76
1 | 1 | 0 | 390 | 325W Bus Shelter Sydney - Cont. | 325 | 261 | 35.03 | 35.03 | 1 | 3132 | 420.36 |  | 0.358 | 0.358 |  | 261 | 35.03 | --- | -7.24 | OK | 42.27 | 42.27 | 20.67% |  | 507.24
1 | 1 | 0 | 391 | 348W Chemical Detector - HPA | 348 | 254 | 34.09 | 34.09 | 1 | 3048 | 409.08 |  | 0.348 | 0.348 |  | 254 | 34.09 | --- | -7.04 | OK | 41.13 | 41.13 | 20.65% |  | 493.56
188 | 193 | 5 | 400 | CN Level Crossing Signal |  | 34 | 4.3479 | 4.3479 | 193 | 78744 | 10069.7078 |  | 0.1 | 19.3 |  | 34 | 4.3479 | --- | -0.4657 | OK | 4.8136 | 4.8136 | 10.71% | Minimum Charge applied | 11148.2585
25 | 27 | 2 | 401 | CN Level Crossing Signal/Gate |  | 34 | 5.26 | 5.26 | 27 | 11016 | 1704.24 |  | 0.1 | 2.7 |  | 34 | 5.26 | --- | -1.07 | OK | 6.33 | 6.33 | 20.34% | Manually Adjusted by 0.26% Rate Increase | 2050.92
4 | 4 | 0 | 402 | CN Train Signal |  | 90 | 12.08 | 12.08 | 4 | 4320 | 579.84 |  | 0.123 | 0.492 |  | 90 | 12.08 | --- | -2.5 | OK | 14.58 | 14.58 | 20.7% | Manually Adjusted by 0.26% Rate Increase | 699.84
16 | 14 | -2 | 441 | Metallic Additive (Capital & Maint.) | 1000 | 0 | 22.2958 | 22.2958 | 14 | 0 | 3745.6967 | 3580.8819 | 1 | 14 |  | 0 | 22.2958 | --- | -45.2242 | OK | 67.52 | 67.52 | 202.8% | Cap. & Maint. Chg. for 1000W M/A Light | 11343.36 | 11343.36
13 | 4 | -9 | 452 | HPS - Photocell | 1000 | 363 | 61.04 | 61.04 | 4 | 17424 | 2929.92 | 1783.5759 | 1.09 | 4.36 |  | 363 | 61.04 | --- | -12.57 | OK | 73.61 | 73.61 | 20.59% | + Cap. & Maint. Chg. for 1000 HPS Light | 3533.28 | 1783.5759
1 | 0 | -1 | 453 | Sign |  | 0 | 31.38 | 31.38 | 0 | 0 | 0 |  |  |  |  | 0 | 31.38 | --- | -0.75 | OK | 32.13 | 32.13 | 2.39% |  | 0
1 | 1 | 0 | 454 | Sign |  | 0 | 40.06 | 40.06 | 1 | 0 | 480.72 |  |  |  |  | 0 | 40.06 | --- | -0.96 | OK | 41.02 | 41.02 | 2.396% |  | 492.24
2 | 2 | 0 | 462 | Flat Rate |  | 0 | 6.18 | 6.18 | 2 | 0 | 148.32 |  |  |  |  | 0 | 6.18 | --- | -0.15 | OK | 6.33 | 6.33 | 2.427% |  | 151.92
1 | 1 | 0 | 464 | Flat Rate |  | 0 | 15.72 | 15.72 | 1 | 0 | 188.64 |  |  |  |  | 0 | 15.72 | --- | -0.38 | OK | 16.1 | 16.1 | 2.417% |  | 193.2
1 | 1 | 0 | 465 | Flat Rate |  | 0 | 7.73 | 7.73 | 1 | 0 | 92.76 |  |  |  |  | 0 | 7.73 | --- | -0.18 | OK | 7.91 | 7.91 | 2.329% |  | 94.92
1 | 1 | 0 | 472 | Sign |  | 0 | 75.56 | 75.56 | 1 | 0 | 906.72 |  |  |  |  | 0 | 75.56 | --- | -1.803 | OK | 77.363 | 77.363 | 2.386% |  | 928.3564
1 | 1 | 0 | 473 | Mercury Vapour Light - Photocell | 175 | 69 | 11.59 | 11.59 | 1 | 828 | 139.08 |  | 0.207 | 0.207 |  | 69 | 11.59 | --- | -2.37 | OK | 13.96 | 13.96 | 20.45% |  | 167.52
2 | 1 | -1 | 475 | High Pressure Sodium - Photocell | 70 | 32 | 5.37 | 5.37 | 1 | 384 | 64.44 |  | 0.096 | 0.096 |  | 32 | 5.37 | --- | -1.11 | OK | 6.48 | 6.48 | 20.67% |  | 77.76
19 | 19 | 0 | 500 | Traffic Control Lights | 210 | 51 | 9.76 | 9.76 | 19 | 11628 | 2225.28 |  | 0.21 | 1.995 |  | 51 | 9.76 | --- | -2.01 | OK | 11.77 | 11.77 | 20.59% |  | 2683.56
1733 | 1739 | 6 | 501 | Traffic Control Lights | 69 | 17 | 2.29 | 2.29 | 1739 | 354756 | 47787.72 |  | 0.023 | 19.9985 |  | 17 | 2.29 | --- | -0.48 | OK | 2.77 | 2.77 | 20.96% |  | 57804.36
57 | 57 | 0 | 502 | Traffic Control Lights | 80 | 20 | 2.65 | 2.65 | 57 | 13680 | 1812.6 |  | 0.027 | 0.7695 |  | 20 | 2.65 | --- | -0.55 | OK | 3.2 | 3.2 | 20.75% |  | 2188.8
375 | 375 | 0 | 503 | Traffic Control Lights | 100 | 24 | 3.25 | 3.25 | 375 | 108000 | 14625 |  | 0.033 | 6.1875 |  | 24 | 3.25 | --- | -0.66 | OK | 3.91 | 3.91 | 20.31% |  | 17595
150 | 150 | 0 | 504 | Traffic Control Lights | 116 | 28 | 3.78 | 3.78 | 150 | 50400 | 6804 |  | 0.039 | 2.925 |  | 28 | 3.78 | --- | -0.78 | OK | 4.56 | 4.56 | 20.63% |  | 8208
428 | 476 | 48 | 505 | Traffic Control Lights | 150 | 37 | 4.95 | 4.95 | 476 | 211344 | 28274.4 |  | 0.05 | 11.9 |  | 37 | 4.95 | --- | -1.02 | OK | 5.97 | 5.97 | 20.61% |  | 34100.64
12 | 12 | 0 | 506 | Traffic Control Lights | 200 | 49 | 9.34 | 9.34 | 12 | 7056 | 1344.96 |  | 0.2 | 1.2 |  | 49 | 9.34 | --- | -1.92 | OK | 11.26 | 11.26 | 20.56% |  | 1621.44
5 | 5 | 0 | 507 | Traffic Control Lights | 860 | 209 | 39.99 | 39.99 | 5 | 12540 | 2399.4 |  | 0.86 | 2.15 |  | 209 | 39.99 | --- | -8.22 | OK | 48.21 | 48.21 | 20.56% |  | 2892.6
147 | 635 | 488 | 508 | Traffic Control Lights | 60 | 15 | 2 | 2 | 635 | 114300 | 15240 |  | 0.02 | 6.35 |  | 15 | 2 | --- | -0.41 | OK | 2.41 | 2.41 | 20.5% |  | 18364.2
66 | 66 | 0 | 509 | Traffic Control Lights | 135 | 33 | 4.42 | 4.42 | 66 | 26136 | 3500.64 |  | 0.045 | 1.485 |  | 33 | 4.42 | --- | -0.92 | OK | 5.34 | 5.34 | 20.81% |  | 4229.28
66 | 66 | 0 | 510 | Traffic Control Lights | 20 | 5 | 0.65 | 0.65 | 66 | 3960 | 514.8 |  | 0.007 | 0.231 |  | 5 | 0.65 | --- | -0.14 | OK | 0.79 | 0.79 | 21.54% |  | 625.68
2 | 34 | 32 | 527 | 12" LED Amber Traffic Light | 22 | 2 | 0.56 | 0.56 | 34 | 816 | 228.48 |  | 0.022 | 0.374 |  | 2 | 0.56 | --- | -0.11 | OK | 0.67 | 0.67 | 19.64% |  | 273.36
34 | 24 | -10 | 600 | Range Light - Continuous | 116 | 85 | 11.39 | 11.39 | 24 | 24480 | 3280.32 |  | 0.116 | 2.784 | 2.784 | 85 | 11.39 | --- | -2.34 | OK | 13.73 | 13.73 | 20.54% |  | 3954.24
5 | 5 | 0 | 601 | Misc. Unmetered - Photocell "same as RC997" | 500 | 167 | 28.06 | 28.06 | 5 | 10020 | 1683.6 |  | 0.5 | 2.5 |  | 167 | 28.06 | --- | -5.77 | OK | 33.83 | 33.83 | 20.56% |  | 2029.8
5 | 5 | 0 | 602 | Range Light - Continuous | 400 | 337 | 45.19 | 45.19 | 5 | 20220 | 2711.4 |  | 0.462 | 2.31 | 2.31 | 337 | 45.19 | --- | -9.34 | OK | 54.53 | 54.53 | 20.67% |  | 3271.8
8 | 7 | -1 | 603 | Misc. Unmetered - Photocell | 100 | 33 | 5.57 | 5.57 | 7 | 2772 | 467.88 |  | 0.1 | 0.7 |  | 33 | 5.57 | --- | -1.15 | OK | 6.72 | 6.72 | 20.65% |  | 564.48
5 | 5 | 0 | 604 | Range Light - Photocell | 276 | 92 | 15.46 | 15.46 | 5 | 5520 | 927.6 |  | 0.276 | 1.38 |  | 92 | 15.46 | --- | -3.18 | OK | 18.64 | 18.64 | 20.57% |  | 1118.4
1 | 1 | 0 | 606 | Misc. Small Loads Rate | 480 | 87 | 18.77 | 18.77 | 1 | 1044 | 225.24 |  | 0.48 | 0.48 |  | 87 | 18.77 | --- | -3.86 | OK | 22.63 | 22.63 | 20.56% |  | 271.56
1 | 1 | 0 | 607 | Misc Unmetered - Photocell | 4440 | 1480 | 248.77 | 248.77 | 1 | 17760 | 2985.24 |  | 4.44 | 4.44 |  | 1480 | 248.77 | --- | -51.22 | OK | 299.99 | 299.99 | 20.59% |  | 3599.88
7 | 7 | 0 | 609 | Range Light - Photocell | 175 | 58 | 9.77 | 9.77 | 7 | 4872 | 820.68 |  | 0.175 | 1.225 |  | 58 | 9.77 | --- | -2.01 | OK | 11.78 | 11.78 | 20.57% |  | 989.52
30 | 26 | -4 | 610 | Range Light - Photocell | 244 | 81 | 13.64 | 13.64 | 26 | 25272 | 4255.68 |  | 0.244 | 6.344 |  | 81 | 13.64 | --- | -2.82 | OK | 16.46 | 16.46 | 20.67% |  | 5135.52
1 | 1 | 0 | 702 | Police Sirens 3 HP |  | 0 | 24.1 | 24.1 | 1 | 0 | 289.2 |  |  |  |  | 0 | 24.1 | --- | -0.58 | OK | 24.68 | 24.68 | 2.407% |  | 296.16
3 | 0 | -3 | 705 | Misc. Unmetered - Continuous | 60 | 44 | 5.54 | 5.54 | 0 | 0 | 0 |  | 0.06 | 0 | 0 | 44 | 5.54 | --- | -0.13 | OK | 5.67 | 5.67 | 2.347% |  | 0
5 | 6 | 1 | 801 | Cable Vision Power Supplies | 100 | 73 | 9.8 | 9.8 | 6 | 5256 | 705.6 |  | 0.1 | 0.6 | 0.6 | 73 | 9.8 | --- | -2.02 | OK | 11.82 | 11.82 | 20.61% |  | 851.04
1 | 1 | 0 | 802 | Cable Vision Power Supplies | 150 | 110 | 14.75 | 14.75 | 1 | 1320 | 177 |  | 0.15 | 0.15 | 0.15 | 110 | 14.75 | --- | -3.04 | OK | 17.79 | 17.79 | 20.61% |  | 213.48
10 | 8 | -2 | 803 | Cable Vision Power Supplies | 200 | 146 | 19.58 | 19.58 | 8 | 14016 | 1879.68 |  | 0.2 | 1.6 | 1.6 | 146 | 19.58 | --- | -4.04 | OK | 23.62 | 23.62 | 20.63% |  | 2267.52
33 | 34 | 1 | 804 | Cable Vision Power Supplies | 250 | 183 | 24.52 | 24.52 | 34 | 74664 | 10004.16 |  | 0.25 | 8.5 | 8.5 | 183 | 24.52 | --- | -5.08 | OK | 29.6 | 29.6 | 20.72% |  | 12076.8
6 | 6 | 0 | 805 | Cable Vision Power Supplies | 300 | 219 | 29.37 | 29.37 | 6 | 15768 | 2114.64 |  | 0.3 | 1.8 | 1.8 | 219 | 29.37 | --- | -6.07 | OK | 35.44 | 35.44 | 20.67% |  | 2551.68
219 | 215 | -4 | 806 | Cable Vision Power Supplies | 350 | 256 | 34.32 | 34.32 | 215 | 660480 | 88545.6 |  | 0.35 | 75.25 | 75.25 | 256 | 34.32 | --- | -7.09 | OK | 41.41 | 41.41 | 20.66% |  | 106837.8
5 | 5 | 0 | 807 | Cable Vision Power Supplies | 400 | 292 | 39.17 | 39.17 | 5 | 17520 | 2350.2 |  | 0.4 | 2 | 2 | 292 | 39.17 | --- | -8.09 | OK | 47.26 | 47.26 | 20.65% |  | 2835.6
10 | 11 | 1 | 809 | Cable Vision Power Supplies | 500 | 365 | 48.96 | 48.96 | 11 | 48180 | 6462.72 |  | 0.5 | 5.5 | 5.5 | 365 | 48.96 | --- | -10.12 | OK | 59.08 | 59.08 | 20.67% |  | 7798.56
55 | 56 | 1 | 810 | Cable Vision Power Supplies | 550 | 402 | 53.91 | 53.91 | 56 | 270144 | 36227.52 |  | 0.55 | 30.8 | 30.8 | 402 | 53.91 | --- | -11.14 | OK | 65.05 | 65.05 | 20.66% |  | 43713.6
2414 | 2477 | 63 | 811 | Cable Vision Power Supplies | 600 | 438 | 58.75 | 58.75 | 2477 | 13019112 | 1746285 |  | 0.6 | 1486.2 | 1486.2 | 438 | 58.75 | --- | -12.12 | OK | 70.87 | 70.87 | 20.63% |  | 2106539.88
7 | 7 | 0 | 812 | Cable Vision Power Supplies | 650 | 475 | 63.7 | 63.7 | 7 | 39900 | 5350.8 |  | 0.65 | 4.55 | 4.55 | 475 | 63.7 | --- | -13.15 | OK | 76.85 | 76.85 | 20.64% |  | 6455.4
43 | 43 | 0 | 820 | Weather Camera Station - DOT |  | 89 | 18.15 | 18.15 | 43 | 45924 | 9365.4 |  | 0.42 | 18.06 | 18.06 | 89 | 18.15 | --- | -3.72 | OK | 21.87 | 21.87 | 20.5% |  | 11284.92
3 | 2 | -1 | 821 | HI-VOL Air Quality Monitor |  | 230 | 44.29 | 44.29 | 2 | 5520 | 1062.96 |  | 0.96 | 1.92 | 1.92 | 230 | 44.29 | --- | -9.1 | OK | 53.39 | 53.39 | 20.55% |  | 1281.36
1 | 1 | 0 | 822 | 900W Misc. Unmetered - Reduced | 900 | 270 | 47.25 | 47.25 | 1 | 3240 | 567 |  | 0.9 | 0.9 |  | 270 | 47.25 | --- | -9.73 | OK | 56.98 | 56.98 | 20.59% |  | 683.76
1 | 1 | 0 | 823 | 38.4W Misc. Unmetered - Continuous | 38.4 | 34 | 4.3479 | 4.3479 | 1 | 408 | 52.1747 |  | 0.038 | 0.038 | 0.038 | 34 | 4.3479 | --- | -0.4657 | OK | 4.8136 | 4.8136 | 10.71% | Minimum Charge applied | 57.763
1 | 1 | 0 | 824 | Fire Pump - 75 HP |  | 0 | 16.4568 | 16.4568 | 1 | 0 | 197.4814 |  | 0 | 0 |  | 0 | 16.4568 | --- | -5.6996 | OK | 22.1564 | 22.1564 | 34.63% | Fixed at Minimum Bill Charge | 265.8772
1 | 1 | 0 | 825 | 3248W U/G Surge Chamber - Reduced | 3248 | 401 | 97.61 | 97.61 | 1 | 4812 | 1171.32 |  | 3.248 | 3.248 |  | 401 | 97.61 | --- | -20.04 | OK | 117.65 | 117.65 | 20.53% |  | 1411.8
1 | 0 | -1 | 827 | Remote Cabinet - Eastlink | 600 | 365 | 51.04 | 51.04 | 0 | 0 | 0 |  | 0.6 | 0 | 0 | 365 | 51.04 | --- | -10.53 | OK | 61.57 | 61.57 | 20.63% |  | 0
2 | 2 | 0 | 828 | U/G Valve Chamber - Reduced | 2400 | 244 | 65.07 | 65.07 | 2 | 5856 | 1561.68 |  | 2.4 | 4.8 |  | 244 | 65.07 | --- | -13.35 | OK | 78.42 | 78.42 | 20.52% |  | 1882.08
1 | 1 | 0 | 830 | 1HP Vehicle Card Scanner | 871 | 61 | 18.87 | 18.87 | 1 | 732 | 226.44 |  | 0.871 | 0.871 |  | 61 | 18.87 | --- | -3.87 | OK | 22.74 | 22.74 | 20.51% |  | 272.88
1 | 1 | 0 | 831 | 3140W 216C & 800 Pwr. Cab. | 3140 | 1136 | 187.3 | 187.3 | 1 | 13632 | 2247.6 |  | 3.231 | 3.231 | 3.231 | 1136 | 187.3 | --- | -38.57 | OK | 225.87 | 225.87 | 20.59% |  | 2710.44
1 | 1 | 0 | 832 | Pictou - Town Clock | 103 | 82 | 11.04 | 11.04 | 1 | 984 | 132.48 |  | 0.113 | 0.113 |  | 82 | 11.04 | --- | -2.27 | OK | 13.31 | 13.31 | 20.56% |  | 159.72
3 | 3 | 0 | 901 | Misc. Unmetered - Photocell | 2800 | 933 | 156.85 | 156.85 | 3 | 33588 | 5646.6 |  | 2.8 | 8.4 |  | 933 | 156.85 | --- | -32.3 | OK | 189.15 | 189.15 | 20.59% |  | 6809.4
1 | 1 | 0 | 902 | Misc. Unmetered - Continuous | 192 | 140 | 18.76 | 18.76 | 1 | 1680 | 225.12 |  | 0.192 | 0.192 | 0.192 | 140 | 18.76 | --- | -3.87 | OK | 22.63 | 22.63 | 20.63% |  | 271.56
1 | 1 | 0 | 903 | Misc. Unmetered - Photocell | 175 | 58 | 9.77 | 9.77 | 1 | 696 | 117.24 |  | 0.175 | 0.175 |  | 58 | 9.77 | --- | -2.01 | OK | 11.78 | 11.78 | 20.57% |  | 141.36
2 | 2 | 0 | 904 | Misc. Unmetered - Photocell | 250 | 83 | 13.96 | 13.96 | 2 | 1992 | 335.04 |  | 0.25 | 0.5 |  | 83 | 13.96 | --- | -2.89 | OK | 16.85 | 16.85 | 20.7% |  | 404.4
1 | 0 | -1 | 906 | Misc. Unmetered - 6 hrs / day | 768 | 140 | 30.16 | 30.16 | 0 | 0 | 0 |  | 0.768 | 0 |  | 140 | 30.16 | --- | -6.2 | OK | 36.36 | 36.36 | 20.56% |  | 0
3 | 3 | 0 | 908 | Misc. Unmetered - Photocell | 800 | 267 | 44.86 | 44.86 | 3 | 9612 | 1614.96 |  | 0.8 | 2.4 |  | 267 | 44.86 | --- | -9.23 | OK | 54.09 | 54.09 | 20.58% |  | 1947.24
1 | 1 | 0 | 909 | Misc. Unmetered - 1 hr / day | 420 | 13 | 6.91 | 6.91 | 1 | 156 | 82.92 |  | 0.42 | 0.42 |  | 13 | 6.91 | --- | -1.41 | OK | 8.32 | 8.32 | 20.41% |  | 99.84
2 | 2 | 0 | 910 | Misc. Unmetered - Continuous | 660 | 482 | 64.64 | 64.64 | 2 | 11568 | 1551.36 |  | 0.66 | 1.32 | 1.32 | 482 | 64.64 | --- | -13.35 | OK | 77.99 | 77.99 | 20.65% |  | 1871.76
36 | 37 | 1 | 911 | Misc. Unmetered - Continuous | 75 | 55 | 7.36 | 7.36 | 37 | 24420 | 3267.84 |  | 0.075 | 2.775 | 2.775 | 55 | 7.36 | --- | -1.53 | OK | 8.89 | 8.89 | 20.79% |  | 3947.16
9 | 11 | 2 | 912 | Misc. Unmetered - Capital & Maint. | 400 | 0 | 8.4884 | 8.4884 | 11 | 0 | 1120.471 | 916.749 | 0 | 0 |  | 0 | 8.4884 | --- | --- | OK | 8.4884 | 8.4884 | 0% | Cap. & Maint. Chg. for 400W HPS Light | 1120.471 | 1120.471
37 | 40 | 3 | 914 | F48T12 Fluor - Photo | 40 | 34 | 4.3479 | 4.3479 | 40 | 16320 | 2086.9861 |  | 0.048 | 1.92 |  | 34 | 4.3479 | --- | -0.4657 | OK | 4.8136 | 4.8136 | 10.71% | Minimum Charge applied | 2310.5199
8 | 8 | 0 | 915 | F48T12 Fluor - Cont | 48 | 35 | 4.72 | 4.72 | 8 | 3360 | 453.12 |  | 0.048 | 0.384 | 0.384 | 35 | 4.72 | --- | -0.97 | OK | 5.69 | 5.69 | 20.55% |  | 546.24
4 | 4 | 0 | 916 | F96T12VHO Fluorescent - Photocell | 215 | 72 | 12.08 | 12.08 | 4 | 3456 | 579.84 |  | 0.215 | 0.86 |  | 72 | 12.08 | --- | -2.49 | OK | 14.57 | 14.57 | 20.61% |  | 699.36
4 | 4 | 0 | 917 | F96T12/HO Fluor - 6 hrs / day | 130 | 23 | 5 | 5 | 4 | 1104 | 240 |  | 0.13 | 0.52 |  | 23 | 5 | --- | -1.03 | OK | 6.03 | 6.03 | 20.6% |  | 289.44
26 | 26 | 0 | 918 | F64T12HO Fluorescent - Photocell | 80 | 34 | 5.05 | 5.05 | 26 | 10608 | 1575.6 |  | 0.09 | 2.34 |  | 34 | 5.05 | --- | -1.04 | OK | 6.09 | 6.09 | 20.59% | Manually Adjusted by 0.26% Rate Increase | 1900.08
47 | 47 | 0 | 919 | F96T12/HO Fluor - Photo | 130 | 43 | 7.25 | 7.25 | 47 | 24252 | 4089 |  | 0.13 | 6.11 |  | 43 | 7.25 | --- | -1.49 | OK | 8.74 | 8.74 | 20.55% |  | 4929.36
1 | 1 | 0 | 921 | Misc. Unmetered - 6 hrs / day | 4582 | 830 | 179.17 | 179.17 | 1 | 9960 | 2150.04 |  | 4.582 | 4.582 |  | 830 | 179.17 | --- | -36.8 | OK | 215.97 | 215.97 | 20.54% |  | 2591.64
2 | 2 | 0 | 923 | Misc. Unmetered - Photocell | 3510 | 1170 | 196.66 | 196.66 | 2 | 28080 | 4719.84 |  | 3.51 | 7.02 |  | 1170 | 196.66 | --- | -40.49 | OK | 237.15 | 237.15 | 20.59% |  | 5691.6
2 | 2 | 0 | 924 | Misc. Unmetered - Photocell | 205 | 79 | 13.26 | 13.26 | 2 | 1896 | 318.24 |  | 0.237 | 0.474 |  | 79 | 13.26 | --- | -2.73 | OK | 15.99 | 15.99 | 20.59% |  | 383.76
1 | 1 | 0 | 926 | Misc. Unmetered - Photocell | 330 | 127 | 21.35 | 21.35 | 1 | 1524 | 256.2 |  | 0.381 | 0.381 |  | 127 | 21.35 | --- | -4.38 | OK | 25.73 | 25.73 | 20.52% |  | 308.76
1 | 1 | 0 | 929 | Misc. Unmetered - Continuous | 550 | 402 | 53.91 | 53.91 | 1 | 4824 | 646.92 |  | 0.55 | 0.55 | 0.55 | 402 | 53.91 | --- | -11.14 | OK | 65.05 | 65.05 | 20.66% |  | 780.6
20 | 20 | 0 | 930 | Misc. Unmetered - Photocell | 88 | 29 | 4.91 | 4.91 | 20 | 6960 | 1178.4 |  | 0.088 | 1.76 |  | 29 | 4.91 | --- | -1.01 | OK | 5.92 | 5.92 | 20.57% |  | 1420.8
2 | 2 | 0 | 931 | Misc. Unmetered - Flashing | 132 | 53 | 8.61 | 8.61 | 2 | 1272 | 206.64 |  | 0.145 | 0.29 |  | 53 | 8.61 | --- | -1.79 | OK | 10.4 | 10.4 | 20.79% |  | 249.6
1 | 1 | 0 | 932 | Misc. Unmetered - Photocell | 180 | 69 | 11.59 | 11.59 | 1 | 828 | 139.08 |  | 0.207 | 0.207 |  | 69 | 11.59 | --- | -2.37 | OK | 13.96 | 13.96 | 20.45% | Manually Adjusted by 0.26% Rate Increase | 167.52
2 | 2 | 0 | 933 | Misc. Unmetered - Continuous | 1000 | 730 | 97.92 | 97.92 | 2 | 17520 | 2350.08 |  | 1 | 2 | 2 | 730 | 97.92 | --- | -20.21 | OK | 118.13 | 118.13 | 20.64% |  | 2835.12
15 | 15 | 0 | 935 | Misc. Unmetered - Photocell ( + Capital & Maint.) | 1000 | 367 | 76.6532 | 76.6532 | 15 | 66060 | 13797.5722 | 2057.9722 | 1.1 | 16.5 |  | 367 | 76.6532 | --- | 3.85 | OK | 72.8032 | 72.8032 | -5.023% | + Cap. & Maint. Chg. for 1000 HPS Light | 13104.5722 | 2057.9722
9 | 9 | 0 | 937 | Misc. Unmetered - Photocell | 528 | 176 | 29.6 | 29.6 | 9 | 19008 | 3196.8 |  | 0.528 | 4.752 |  | 176 | 29.6 | --- | -6.09 | OK | 35.69 | 35.69 | 20.57% |  | 3854.52
1 | 1 | 0 | 938 | Misc. Unmetered - Photocell | 360 | 120 | 20.17 | 20.17 | 1 | 1440 | 242.04 |  | 0.36 | 0.36 |  | 120 | 20.17 | --- | -4.15 | OK | 24.32 | 24.32 | 20.58% |  | 291.84
2 | 2 | 0 | 939 | Misc. Unmetered - Continuous | 150 | 110 | 14.75 | 14.75 | 2 | 2640 | 354 |  | 0.15 | 0.3 | 0.3 | 110 | 14.75 | --- | -3.04 | OK | 17.79 | 17.79 | 20.61% |  | 426.96
2 | 2 | 0 | 940 | Misc. Unmetered - Photocell | 675 | 225 | 37.82 | 37.82 | 2 | 5400 | 907.68 |  | 0.675 | 1.35 |  | 225 | 37.82 | --- | -7.78 | OK | 45.6 | 45.6 | 20.57% |  | 1094.4
1 | 1 | 0 | 943 | Misc. Unmetered - Photocell | 1290 | 430 | 72.27 | 72.27 | 1 | 5160 | 867.24 |  | 1.29 | 1.29 |  | 430 | 72.27 | --- | -14.89 | OK | 87.16 | 87.16 | 20.6% |  | 1045.92
3 | 3 | 0 | 944 | Misc. Unmetered - Continuous | 200 | 146 | 19.58 | 19.58 | 3 | 5256 | 704.88 |  | 0.2 | 0.6 | 0.6 | 146 | 19.58 | --- | -4.04 | OK | 23.62 | 23.62 | 20.63% |  | 850.32
1 | 1 | 0 | 945 | Misc. Unmetered - 1hp Motor | 1380 | 34 | 4.1 | 4.1 | 1 | 408 | 49.2 |  | 1.38 | 1.38 |  | 34 | 4.1 | --- | --- | OK | 4.1 | 4.1 | 0% | Subject to 10% Billing Load Factor Cap | 49.2
4 | 4 | 0 | 946 | Misc. Unmetered - Photocell | 1800 | 660 | 110.94 | 110.94 | 4 | 31680 | 5325.12 |  | 1.98 | 7.92 |  | 660 | 110.94 | --- | -22.84 | OK | 133.78 | 133.78 | 20.59% |  | 6421.44
2 | 2 | 0 | 947 | Misc. Unmetered - Flashing | 300 | 34 | 4.3479 | 4.3479 | 2 | 816 | 104.3493 |  | 0.3 | 0.6 |  | 34 | 4.3479 | --- | -0.63211 | OK | 4.98 | 4.98 | 14.54% | Minimum Charge applied | 119.52
2 | 1 | -1 | 948 | Misc. Unmetered - Photocell | 1344 | 448 | 75.31 | 75.31 | 1 | 5376 | 903.72 |  | 1.344 | 1.344 |  | 448 | 75.31 | --- | -15.51 | OK | 90.82 | 90.82 | 20.59% |  | 1089.84
5 | 3 | -2 | 949 | Misc. Unmetered - Photocell | 75 | 34 | 4.3479 | 4.3479 | 3 | 1224 | 156.524 |  | 0.075 | 0.225 |  | 34 | 4.3479 | --- | -0.71211 | OK | 5.06 | 5.06 | 16.38% | Minimum Charge applied | 182.16
2 | 1 | -1 | 951 | Misc. Unmetered - Photocell | 2000 | 667 | 112.09 | 112.09 | 1 | 8004 | 1345.08 |  | 2 | 2 |  | 667 | 112.09 | --- | -23.08 | OK | 135.17 | 135.17 | 20.59% |  | 1622.04
1 | 1 | 0 | 953 | Misc. Unmetered - Continuous | 1548 | 1130 | 151.59 | 151.59 | 1 | 13560 | 1819.08 |  | 1.548 | 1.548 | 1.548 | 1130 | 151.59 | --- | -31.31 | OK | 182.9 | 182.9 | 20.65% |  | 2194.8
3 | 0 | -3 | 955 | Misc. Unmetered - Capital & Maint. | 100 | 0 | 8.2048 | 8.2048 | 0 | 0 | 0 | 295.3737 | 0.1 | 0 |  | 0 | 8.2048 | --- | --- | OK | 8.2048 | 8.2048 | 0% | Cap. & Maint. Chg. for 100W HPS Light | 0 | 0
3 | 3 | 0 | 956 | Misc. Unmetered - Continuous | 250 | 183 | 24.52 | 24.52 | 3 | 6588 | 882.72 |  | 0.25 | 0.75 | 0.75 | 183 | 24.52 | --- | -5.08 | OK | 29.6 | 29.6 | 20.72% |  | 1065.6
7 | 7 | 0 | 957 | Misc. Unmetered - Photocell | 90 | 33 | 5.56 | 5.56 | 7 | 2772 | 467.04 |  | 0.099 | 0.693 |  | 33 | 5.56 | --- | -1.14 | OK | 6.7 | 6.7 | 20.5% | Manually Adjusted by 0.26% Rate Increase | 562.8
5 | 5 | 0 | 958 | Misc. Unmetered - Photocell | 850 | 283 | 47.59 | 47.59 | 5 | 16980 | 2855.4 |  | 0.85 | 4.25 |  | 283 | 47.59 | --- | -9.8 | OK | 57.39 | 57.39 | 20.59% |  | 3443.4
1 | 0 | -1 | 959 | Misc. Unmetered - Photocell | 980 | 327 | 54.94 | 54.94 | 0 | 0 | 0 |  | 0.98 | 0 |  | 327 | 54.94 | --- | -11.31 | OK | 66.25 | 66.25 | 20.59% |  | 0
2 | 2 | 0 | 961 | Misc. Unmetered - Continuous | 5 | 34 | 4.3479 | 4.3479 | 2 | 816 | 104.3493 |  | 0.005 | 0.01 | 0.01 | 34 | 4.3479 | --- | -0.4657 | OK | 4.8136 | 4.8136 | 10.71% | Minimum Charge applied | 115.526
22 | 20 | -2 | 964 | Misc. Unmetered - Photocell | 319 | 117 | 19.65 | 19.65 | 20 | 28080 | 4716 |  | 0.351 | 7.02 |  | 117 | 19.65 | --- | -4.05 | OK | 23.7 | 23.7 | 20.61% | Manually Adjusted by 0.26% Rate Increase | 5688
2 | 2 | 0 | 965 | Misc. Unmetered - Photocell | 2420 | 807 | 135.63 | 135.63 | 2 | 19368 | 3255.12 |  | 2.42 | 4.84 |  | 807 | 135.63 | --- | -27.92 | OK | 163.55 | 163.55 | 20.59% |  | 3925.2
1 | 1 | 0 | 966 | Misc. Unmetered - 30 hrs / week | 6500 | 845 | 204.03 | 204.03 | 1 | 10140 | 2448.36 |  | 6.5 | 6.5 |  | 845 | 204.03 | --- | -41.85 | OK | 245.88 | 245.88 | 20.51% |  | 2950.56
5 | 5 | 0 | 968 | Misc. Unmetered - Continuous | 473 | 345 | 46.3 | 46.3 | 5 | 20700 | 2778 |  | 0.473 | 2.365 | 2.365 | 345 | 46.3 | --- | -9.56 | OK | 55.86 | 55.86 | 20.65% |  | 3351.6
2 | 1 | -1 | 969 | Misc. Unmetered - Photocell | 1488 | 496 | 83.39 | 83.39 | 1 | 5952 | 1000.68 |  | 1.488 | 1.488 |  | 496 | 83.39 | --- | -17.16 | OK | 100.55 | 100.55 | 20.58% |  | 1206.6
1 | 1 | 0 | 970 | Misc. Unmetered - Photocell | 3200 | 1067 | 179.33 | 179.33 | 1 | 12804 | 2151.96 |  | 3.2 | 3.2 |  | 1067 | 179.33 | --- | -36.91 | OK | 216.24 | 216.24 | 20.58% |  | 2594.88
9 | 9 | 0 | 971 | Misc. Unmetered - Photocell | 49 | 34 | 4.3479 | 4.3479 | 9 | 3672 | 469.5719 |  | 0.049 | 0.441 |  | 34 | 4.3479 | --- | -0.4657 | OK | 4.8136 | 4.8136 | 10.71% | Minimum Charge applied | 519.867
11 | 11 | 0 | 972 | Misc. Unmetered - Continuous | 25 | 34 | 4.3479 | 4.3479 | 11 | 4488 | 573.9212 |  | 0.025 | 0.275 | 0.275 | 34 | 4.3479 | --- | -0.4657 | OK | 4.8136 | 4.8136 | 10.71% | Minimum Charge applied | 635.393
12 | 13 | 1 | 973 | Misc. Unmetered - Photocell | 180 | 66 | 11.11 | 11.11 | 13 | 10296 | 1733.16 |  | 0.198 | 2.574 |  | 66 | 11.11 | --- | -2.29 | OK | 13.4 | 13.4 | 20.61% | Manually Adjusted by 0.26% Rate Increase | 2090.4
1 | 1 | 0 | 974 | Misc. Unmetered - Photocell | 700 | 256 | 42.99 | 42.99 | 1 | 3072 | 515.88 |  | 0.767 | 0.767 |  | 256 | 42.99 | --- | -8.84 | OK | 51.83 | 51.83 | 20.56% | Manually Adjusted by 0.26% Rate Increase | 621.96
2 | 8 | 6 | 975 | Misc. Unmetered - Photocell | 324 | 108 | 18.17 | 18.17 | 8 | 10368 | 1744.32 |  | 0.324 | 2.592 |  | 108 | 18.17 | --- | -3.73 | OK | 21.9 | 21.9 | 20.53% |  | 2102.4
10 | 10 | 0 | 976 | Misc. Unmetered - 152 hrs / month | 300 | 46 | 10.47 | 10.47 | 10 | 5520 | 1256.4 |  | 0.3 | 3 |  | 46 | 10.47 | --- | -2.15 | OK | 12.62 | 12.62 | 20.53% |  | 1514.4
4 | 4 | 0 | 977 | Misc. Unmetered - Continuous | 50 | 37 | 4.95 | 4.95 | 4 | 1776 | 237.6 |  | 0.05 | 0.2 | 0.2 | 37 | 4.95 | --- | -1.02 | OK | 5.97 | 5.97 | 20.61% |  | 286.56
2 | 2 | 0 | 979 | Misc. Unmetered - Photocell | 1100 | 367 | 61.66 | 61.66 | 2 | 8808 | 1479.84 |  | 1.1 | 2.2 |  | 367 | 61.66 | --- | -12.7 | OK | 74.36 | 74.36 | 20.6% |  | 1784.64
1 | 1 | 0 | 980 | Misc. Unmetered - Photocell | 2148 | 716 | 120.37 | 120.37 | 1 | 8592 | 1444.44 |  | 2.148 | 2.148 |  | 716 | 120.37 | --- | -24.77 | OK | 145.14 | 145.14 | 20.58% |  | 1741.68
11 | 11 | 0 | 981 | Misc. Unmetered - Continuous | 216 | 158 | 21.17 | 21.17 | 11 | 20856 | 2794.44 |  | 0.216 | 2.376 | 2.376 | 158 | 21.17 | --- | -4.37 | OK | 25.54 | 25.54 | 20.64% |  | 3371.28
19 | 19 | 0 | 982 | Misc. Unmetered - 7 hrs per day | 400 | 85 | 17.31 | 17.31 | 19 | 19380 | 3946.68 |  | 0.4 | 7.6 |  | 85 | 17.31 | --- | -3.56 | OK | 20.87 | 20.87 | 20.57% |  | 4758.36
6 | 5 | -1 | 983 | Misc. Unmetered - Photocell | 420 | 140 | 23.53 | 23.53 | 5 | 8400 | 1411.8 |  | 0.42 | 2.1 |  | 140 | 23.53 | --- | -4.84 | OK | 28.37 | 28.37 | 20.57% |  | 1702.2
28 | 26 | -2 | 985 | Misc. Unmetered - Photocell | 1200 | 400 | 67.24 | 67.24 | 26 | 124800 | 20978.88 |  | 1.2 | 31.2 |  | 400 | 67.24 | --- | -13.84 | OK | 81.08 | 81.08 | 20.58% |  | 25296.96
10 | 10 | 0 | 986 | Misc. Unmetered - 3 hp | 2300 | 10 | 28.6 | 28.6 | 10 | 1200 | 3432 |  | 2.3 | 23 |  | 10 | 28.6 | --- | -5.82 | OK | 34.42 | 34.42 | 20.35% |  | 4130.4
1 | 1 | 0 | 988 | Misc. Unmetered - 152 hrs / month | 176 | 27 | 6.14 | 6.14 | 1 | 324 | 73.68 |  | 0.176 | 0.176 |  | 27 | 6.14 | --- | -1.26 | OK | 7.4 | 7.4 | 20.52% |  | 88.8
3 | 3 | 0 | 989 | Misc. Unmetered - Photocell | 624 | 208 | 34.97 | 34.97 | 3 | 7488 | 1258.92 |  | 0.624 | 1.872 |  | 208 | 34.97 | --- | -7.19 | OK | 42.16 | 42.16 | 20.56% |  | 1517.76
3 | 3 | 0 | 990 | Misc. Unmetered - Photocell | 745 | 218 | 38.54 | 38.54 | 3 | 7848 | 1387.44 |  | 0.745 | 2.235 |  | 218 | 38.54 | --- | -7.93 | OK | 46.47 | 46.47 | 20.58% |  | 1672.92
1 | 1 | 0 | 991 | Misc. Unmetered - Photocell | 5000 | 1667 | 280.19 | 280.19 | 1 | 20004 | 3362.28 |  | 5 | 5 |  | 1667 | 280.19 | --- | -57.68 | OK | 337.87 | 337.87 | 20.59% |  | 4054.44
15 | 15 | 0 | 992 | Misc. Unmetered - Continuous | 100 | 73 | 9.8 | 9.8 | 15 | 13140 | 1764 |  | 0.1 | 1.5 | 1.5 | 73 | 9.8 | --- | -2.02 | OK | 11.82 | 11.82 | 20.61% |  | 2127.6
6 | 6 | 0 | 993 | Misc. Unmetered - 198 hrs / month | 200 | 40 | 8.39 | 8.39 | 6 | 2880 | 604.08 |  | 0.2 | 1.2 |  | 40 | 8.39 | --- | -1.72 | OK | 10.11 | 10.11 | 20.5% |  | 727.92
1 | 1 | 0 | 994 | Misc. Unmetered - Photocell | 1650 | 550 | 92.44 | 92.44 | 1 | 6600 | 1109.28 |  | 1.65 | 1.65 |  | 550 | 92.44 | --- | -19.05 | OK | 111.49 | 111.49 | 20.61% |  | 1337.88
82 | 83 | 1 | 995 | Misc. Unmetered - Continuous | 336 | 245 | 32.87 | 32.87 | 83 | 244020 | 32738.52 |  | 0.336 | 27.888 | 27.888 | 245 | 32.87 | --- | -6.77 | OK | 39.64 | 39.64 | 20.6% |  | 39481.44
1 | 1 | 0 | 996 | Misc. Unmetered - Photocell | 336 | 112 | 18.82 | 18.82 | 1 | 1344 | 225.84 |  | 0.336 | 0.336 |  | 112 | 18.82 | --- | -3.87 | OK | 22.69 | 22.69 | 20.56% |  | 272.28
10 | 8 | -2 | 997 | Misc. Unmetered - Photocell | 500 | 167 | 28.06 | 28.06 | 8 | 16032 | 2693.76 |  | 0.5 | 4 |  | 167 | 28.06 | --- | -5.77 | OK | 33.83 | 33.83 | 20.56% |  | 3247.68
213 | 213 | 0 | 998 | Misc. Unmetered - DMS IU Pwr. Cabinet | 764 | 654 | 87.71 | 87.71 | 213 | 1671624 | 224186.76 |  | 0.896 | 190.848 | 190.848 | 654 | 87.71 | --- | -18.12 | OK | 105.83 | 105.83 | 20.66% | Manually Adjusted by 0.26% Rate Increase | 270501.48
9 | 8 | -1 | 999 | Misc. Unmetered - Continuous | 144 | 105 | 14.1 | 14.1 | 8 | 10080 | 1353.6 |  | 0.144 | 1.152 | 1.152 | 105 | 14.1 | --- | -2.91 | OK | 17.01 | 17.01 | 20.64% |  | 1632.96
4 | 4 | 0 | 1003 | Misc. Unmetered Fluor - Photo | 825 | 330 | 55.47 | 55.47 | 4 | 15840 | 2662.56 |  | 0.99 | 3.96 |  | 330 | 55.47 | --- | -11.42 | OK | 66.89 | 66.89 | 20.59% |  | 3210.72
3 | 3 | 0 | 1004 | Misc Unmetered - Photocell | 720 | 264 | 44.36 | 44.36 | 3 | 9504 | 1596.96 |  | 0.792 | 2.376 |  | 264 | 44.36 | --- | -9.13 | OK | 53.49 | 53.49 | 20.58% |  | 1925.64
1 | 0 | -1 | 1006 | Misc Unmetered - Photocell | 700 | 256 | 43.06 | 43.06 | 0 | 0 | 0 |  | 0.769 | 0 |  | 256 | 43.06 | --- | -8.86 | OK | 51.92 | 51.92 | 20.58% |  | 0
3 | 3 | 0 | 1009 | Misc Unmetered - Photocell | 200 | 3 | 12.29 | 12.29 | 3 | 108 | 442.44 |  | 0.22 | 0.66 |  | 3 | 12.29 | --- | -2.54 | OK | 14.83 | 14.83 | 20.67% |  | 533.88
107 | 102 | -5 | 1010 | DSLAM Power Cabinet | 603 | 380 | 54.59 | 54.59 | 102 | 465120 | 66818.16 |  | 0.693 | 70.686 | 70.686 | 380 | 54.59 | --- | -11.26 | OK | 65.85 | 65.85 | 20.63% |  | 80600.4
1 | 1 | 0 | 1012 | Misc Unmetered - Photocell | 408 | 150 | 25.21 | 25.21 | 1 | 1800 | 302.52 |  | 0.449 | 0.449 |  | 150 | 25.21 | --- | -5.18 | OK | 30.39 | 30.39 | 20.55% |  | 364.68
1 | 1 | 0 | 1013 | Misc Unmetered - Photocell | 395 | 145 | 24.36 | 24.36 | 1 | 1740 | 292.32 |  | 0.435 | 0.435 |  | 145 | 24.36 | --- | -5.02 | OK | 29.38 | 29.38 | 20.61% |  | 352.56
1 | 1 | 0 | 1015 | Misc Unmetered - Photocell | 2844 | 2505 | 421.06 | 421.06 | 1 | 30060 | 5052.72 |  | 7.515 | 7.515 |  | 2505 | 421.06 | --- | -86.69 | OK | 507.75 | 507.75 | 20.59% |  | 6093
1 | 1 | 0 | 1018 | Misc Unmetered - 12 hrs/day | 330 | 120 | 19.55 | 19.55 | 1 | 1440 | 234.6 |  | 0.33 | 0.33 |  | 120 | 19.55 | --- | -4.02 | OK | 23.57 | 23.57 | 20.56% |  | 282.84
1 | 1 | 0 | 1019 | Misc Unmetered - Continuous | 228 | 183 | 24.53 | 24.53 | 1 | 2196 | 294.36 |  | 0.251 | 0.251 | 0.251 | 183 | 24.53 | --- | -5.08 | OK | 29.61 | 29.61 | 20.71% |  | 355.32
1 | 1 | 0 | 1020 | Misc Unmetered - Photocell | 320 | 117 | 19.67 | 19.67 | 1 | 1404 | 236.04 |  | 0.352 | 0.352 |  | 117 | 19.67 | --- | -4.05 | OK | 23.72 | 23.72 | 20.59% |  | 284.64
1 | 1 | 0 | 1021 | Misc Unmetered - Photocell | 1955 | 652 | 109.57 | 109.57 | 1 | 7824 | 1314.84 |  | 1.955 | 1.955 |  | 652 | 109.57 | --- | -22.57 | OK | 132.14 | 132.14 | 20.6% |  | 1585.68
1 | 1 | 0 | 1022 | Misc Unmetered - Photocell | 75 | 30 | 5.05 | 5.05 | 1 | 360 | 60.6 |  | 0.09 | 0.09 |  | 30 | 5.05 | --- | -1.04 | OK | 6.09 | 6.09 | 20.59% |  | 73.08
1 | 1 | 0 | 1023 | Misc Unmetered - Photocell | 1640 | 546 | 91.81 | 91.81 | 1 | 6552 | 1101.72 |  | 1.64 | 1.64 |  | 546 | 91.81 | --- | -18.9 | OK | 110.71 | 110.71 | 20.59% |  | 1328.52
1 | 1 | 0 | 1024 | Misc Unmetered - Photocell | 390 | 143 | 24.04 | 24.04 | 1 | 1716 | 288.48 |  | 0.429 | 0.429 |  | 143 | 24.04 | --- | -4.96 | OK | 29 | 29 | 20.63% |  | 348
1 | 1 | 0 | 1025 | Misc Unmetered - Photocell | 300 | 110 | 18.5 | 18.5 | 1 | 1320 | 222 |  | 0.33 | 0.33 |  | 110 | 18.5 | --- | -3.8 | OK | 22.3 | 22.3 | 20.54% |  | 267.6
2 | 2 | 0 | 1026 | Misc Unmetered - Photocell | 440 | 161 | 27.09 | 27.09 | 2 | 3864 | 650.16 |  | 0.484 | 0.968 |  | 161 | 27.09 | --- | -5.58 | OK | 32.67 | 32.67 | 20.6% |  | 784.08
1 | 1 | 0 | 1030 | Misc. Unmetered - Photocell | 1032 | 378 | 63.57 | 63.57 | 1 | 4536 | 762.84 |  | 1.135 | 1.135 |  | 378 | 63.57 | --- | -13.07 | OK | 76.64 | 76.64 | 20.56% |  | 919.68
1 | 1 | 0 | 1032 | Misc. Unmetered - Continuous | 216 | 173 | 23.24 | 23.24 | 1 | 2076 | 278.88 |  | 0.238 | 0.238 | 0.238 | 173 | 23.24 | --- | -4.8 | OK | 28.04 | 28.04 | 20.65% |  | 336.48
1 | 1 | 0 | 1033 | Misc. Unmetered - Photocell | 375 | 138 | 23.19 | 23.19 | 1 | 1656 | 278.28 |  | 0.413 | 0.413 |  | 138 | 23.19 | --- | -4.77 | OK | 27.96 | 27.96 | 20.57% |  | 335.52
4 | 4 | 0 | 1034 | Misc. Unmetered - Photocell | 560 | 205 | 34.47 | 34.47 | 4 | 9840 | 1654.56 |  | 0.616 | 2.464 |  | 205 | 34.47 | --- | -7.09 | OK | 41.56 | 41.56 | 20.57% |  | 1994.88
1 | 1 | 0 | 1038 | Misc. Unmetered - Photocell | 360 | 133 | 22.38 | 22.38 | 1 | 1596 | 268.56 |  | 0.4 | 0.4 |  | 133 | 22.38 | --- | -4.61 | OK | 26.99 | 26.99 | 20.6% |  | 323.88
1 | 1 | 0 | 1039 | Misc. Unmetered - Photocell | 672 | 267 | 44.86 | 44.86 | 1 | 3204 | 538.32 |  | 0.8 | 0.8 |  | 267 | 44.86 | --- | -9.23 | OK | 54.09 | 54.09 | 20.58% |  | 649.08
1 | 1 | 0 | 1040 | Misc. Unmetered - Photocell | 140 | 56 | 9.43 | 9.43 | 1 | 672 | 113.16 |  | 0.168 | 0.168 |  | 56 | 9.43 | --- | -1.94 | OK | 11.37 | 11.37 | 20.57% |  | 136.44
1 | 1 | 0 | 1043 | Misc. Unmetered - Photocell | 1300 | 586 | 98.46 | 98.46 | 1 | 7032 | 1181.52 |  | 1.757 | 1.757 |  | 586 | 98.46 | --- | -20.28 | OK | 118.74 | 118.74 | 20.6% |  | 1424.88
1 | 1 | 0 | 1044 | Misc. Unmetered - Photocell | 340 | 123 | 20.69 | 20.69 | 1 | 1476 | 248.28 |  | 0.37 | 0.37 |  | 123 | 20.69 | --- | -4.26 | OK | 24.95 | 24.95 | 20.59% |  | 299.4
1 | 1 | 0 | 1045 | Misc. Unmetered - Photocell | 720 | 275 | 46.21 | 46.21 | 1 | 3300 | 554.52 |  | 0.824 | 0.824 |  | 275 | 46.21 | --- | -9.51 | OK | 55.72 | 55.72 | 20.58% |  | 668.64
1 | 1 | 0 | 1046 | Misc. Unmetered - Photocell | 360 | 137 | 23.03 | 23.03 | 1 | 1644 | 276.36 |  | 0.412 | 0.412 |  | 137 | 23.03 | --- | -4.74 | OK | 27.77 | 27.77 | 20.58% |  | 333.24
6 | 2 | -4 | 1047 | 250 & 400 M/A Light ( Maint. & Cap. Only) | 0 | 0 | 17.9378 | 17.9378 | 2 | 0 | 430.507 | 1291.5209 | 0 | 0 |  | 0 | 17.9378 | --- | --- | OK | 17.9378 | 17.9378 | 0% | Cap. & Maint. Chg. for 250W M/A Light | 430.507 | 430.507
1 | 1 | 0 | 1049 | Misc. Unmetered - Photocell | 150 | 60 | 10.08 | 10.08 | 1 | 720 | 120.96 |  | 0.18 | 0.18 |  | 60 | 10.08 | --- | -2.08 | OK | 12.16 | 12.16 | 20.63% |  | 145.92
1 | 1 | 0 | 1050 | Misc. Unmetered - Continuous | 400 | 321 | 43.06 | 43.06 | 1 | 3852 | 516.72 |  | 0.44 | 0.44 | 0.44 | 321 | 43.06 | --- | -8.9 | OK | 51.96 | 51.96 | 20.67% |  | 623.52
1 | 1 | 0 | 1051 | Misc. Unmetered - Photocell | 1435 | 574 | 96.47 | 96.47 | 1 | 6888 | 1157.64 |  | 1.722 | 1.722 |  | 574 | 96.47 | --- | -19.84 | OK | 116.31 | 116.31 | 20.57% |  | 1395.72
1 | 1 | 0 | 1054 | Misc. Unmetered - Photocell | 4725 | 1818 | 305.59 | 305.59 | 1 | 21816 | 3667.08 |  | 5.454 | 5.454 |  | 1818 | 305.59 | --- | -62.91 | OK | 368.5 | 368.5 | 20.59% |  | 4422
1 | 1 | 0 | 1055 | Misc. Unmetered - Continuous | 90 | 66 | 8.85 | 8.85 | 1 | 792 | 106.2 |  | 0.09 | 0.09 | 0.09 | 66 | 8.85 | --- | -1.83 | OK | 10.68 | 10.68 | 20.68% |  | 128.16
1 | 1 | 0 | 1057 | Misc. Unmetered - Photocell | 1260 | 436 | 73.3 | 73.3 | 1 | 5232 | 879.6 |  | 1.308 | 1.308 |  | 436 | 73.3 | --- | -15.09 | OK | 88.39 | 88.39 | 20.59% |  | 1060.68
1 | 0 | -1 | 1060 | Misc. Unmetered - Photocell | 320 | 124 | 20.82 | 20.82 | 0 | 0 | 0 |  | 0.372 | 0 |  | 124 | 20.82 | --- | -4.28 | OK | 25.1 | 25.1 | 20.56% |  | 0
1 | 1 | 0 | 1062 | Misc. Unmetered - Photocell | 228 | 99 | 16.61 | 16.61 | 1 | 1188 | 199.32 |  | 0.296 | 0.296 |  | 99 | 16.61 | --- | -3.43 | OK | 20.04 | 20.04 | 20.65% |  | 240.48
1 | 1 | 0 | 1063 | Misc. Unmetered - Photocell | 510 | 200 | 33.62 | 33.62 | 1 | 2400 | 403.44 |  | 0.6 | 0.6 |  | 200 | 33.62 | --- | -6.91 | OK | 40.53 | 40.53 | 20.55% |  | 486.36
3 | 3 | 0 | 1064 | Misc. Unmetered - Photocell | 40 | 13 | 4.3479 | 4.3479 | 3 | 468 | 156.524 |  | 0.04 | 0.12 |  | 13 | 4.3479 | --- | -0.4657 | OK | 4.8136 | 4.8136 | 10.71% | Miniumum rate Applied | 173.289
1 | 1 | 0 | 1066 | Misc. Unmetered - Photocell | 550 | 205 | 34.45 | 34.45 | 1 | 2460 | 413.4 |  | 0.55 | 0.55 |  | 205 | 34.45 | --- | -7.08 | OK | 41.53 | 41.53 | 20.55% |  | 498.36
2 | 2 | 0 | 1067 | Misc. Unmetered - Photocell | 400 | 73 | 12.29 | 12.29 | 2 | 1752 | 294.96 |  | 0.4 | 0.8 |  | 73 | 12.29 | --- | -2.54 | OK | 14.83 | 14.83 | 20.67% |  | 355.92
1 | 1 | 0 | 1068 | Misc. Unmetered - Photocell | 880 | 336 | 56.49 | 56.49 | 1 | 4032 | 677.88 |  | 0.88 | 0.88 |  | 336 | 56.49 | --- | -11.64 | OK | 68.13 | 68.13 | 20.61% |  | 817.56
1 | 1 | 0 | 1069 | Misc. Unmetered - Photocell | 5004 | 1668 | 280.38 | 280.38 | 1 | 20016 | 3364.56 |  | 5.004 | 5.004 |  | 1668 | 280.38 | --- | -57.72 | OK | 338.1 | 338.1 | 20.59% |  | 4057.2
1 | 1 | 0 | 1071 | Misc. Unmetered - Photocell | 825 | 340 | 57.15 | 57.15 | 1 | 4080 | 685.8 |  | 0.96 | 0.96 |  | 340 | 57.15 | --- | -11.77 | OK | 68.92 | 68.92 | 20.59% |  | 827.04
1 | 1 | 0 | 1073 | Misc. Unmetered - Photocell | 434 | 172 | 28.89 | 28.89 | 1 | 2064 | 346.68 |  | 0.516 | 0.516 |  | 172 | 28.89 | --- | -5.95 | OK | 34.84 | 34.84 | 20.6% |  | 418.08
1 | 1 | 0 | 1075 | Misc. Unmetered - Photocell | 1320 | 480 | 80.69 | 80.69 | 1 | 5760 | 968.28 |  | 1.44 | 1.44 |  | 480 | 80.69 | --- | -16.6 | OK | 97.29 | 97.29 | 20.57% |  | 1167.48
1 | 1 | 0 | 1076 | Misc. Unmetered - Photocell | 590 | 226 | 37.94 | 37.94 | 1 | 2712 | 455.28 |  | 0.676 | 0.676 |  | 226 | 37.94 | --- | -7.8 | OK | 45.74 | 45.74 | 20.56% |  | 548.88
4 | 2 | -2 | 1077 | Misc. Unmetered - Continuous | 700 | 561 | 75.25 | 75.25 | 2 | 13464 | 1806 |  | 0.768 | 1.536 | 1.536 | 561 | 75.25 | --- | -15.54 | OK | 90.79 | 90.79 | 20.65% |  | 2178.96
1 | 1 | 0 | 1078 | Misc. Unmetered - Continuous | 1870 | 1679 | 225.22 | 225.22 | 1 | 20148 | 2702.64 |  | 2.3 | 2.3 | 2.3 | 1679 | 225.22 | --- | -46.5 | OK | 271.72 | 271.72 | 20.65% |  | 3260.64
1 | 1 | 0 | 1079 | Misc. Unmetered - Photocell | 600 | 224 | 37.63 | 37.63 | 1 | 2688 | 451.56 |  | 0.672 | 0.672 |  | 224 | 37.63 | --- | -7.74 | OK | 45.37 | 45.37 | 20.57% |  | 544.44
1 | 1 | 0 | 1081 | Misc. Unmetered - Photocell | 102 | 37 | 6.22 | 6.22 | 1 | 444 | 74.64 |  | 0.112 | 0.112 |  | 37 | 6.22 | --- | -1.28 | OK | 7.5 | 7.5 | 20.58% |  | 90
1 | 1 | 0 | 1082 | Misc. Unmetered - Photocell | 1320 | 504 | 84.7 | 84.7 | 1 | 6048 | 1016.4 |  | 1.512 | 1.512 |  | 504 | 84.7 | --- | -17.43 | OK | 102.13 | 102.13 | 20.58% |  | 1225.56
1 | 1 | 0 | 1083 | Misc. Unmetered - Photocell | 450 | 165 | 27.74 | 27.74 | 1 | 1980 | 332.88 |  | 0.495 | 0.495 |  | 165 | 27.74 | --- | -5.7 | OK | 33.44 | 33.44 | 20.55% |  | 401.28
1 | 1 | 0 | 1084 | Misc. Unmetered - Photocell | 162 | 59 | 9.96 | 9.96 | 1 | 708 | 119.52 |  | 0.178 | 0.178 |  | 59 | 9.96 | --- | -2.05 | OK | 12.01 | 12.01 | 20.58% |  | 144.12
1 | 1 | 0 | 1086 | Misc. Unmetered - Photocell | 720 | 264 | 44.36 | 44.36 | 1 | 3168 | 532.32 |  | 0.792 | 0.792 |  | 264 | 44.36 | --- | -9.13 | OK | 53.49 | 53.49 | 20.58% |  | 641.88
4 | 4 | 0 | 1088 | Misc. Unmetered - Photocell | 1800 | 684 | 114.95 | 114.95 | 4 | 32832 | 5517.6 |  | 2.052 | 8.208 |  | 684 | 114.95 | --- | -23.66 | OK | 138.61 | 138.61 | 20.58% |  | 6653.28
1 | 1 | 0 | 1090 | Misc. Unmetered - Photocell | 792 | 264 | 44.36 | 44.36 | 1 | 3168 | 532.32 |  | 0.792 | 0.792 |  | 264 | 44.36 | --- | -9.13 | OK | 53.49 | 53.49 | 20.58% |  | 641.88
1 | 1 | 0 | 1091 | Misc. Unmetered - Photocell | 1520 | 793 | 115.4 | 115.4 | 1 | 9516 | 1384.8 |  | 1.52 | 1.52 |  | 793 | 115.4 | --- | -23.79 | OK | 139.19 | 139.19 | 20.62% |  | 1670.28
1 | 1 | 0 | 1092 | Misc. Unmetered - Photocell | 2400 | 58 | 37.01 | 37.01 | 1 | 696 | 444.12 |  | 2.4 | 2.4 |  | 58 | 37.01 | --- | -7.56 | OK | 44.57 | 44.57 | 20.43% |  | 534.84
1 | 1 | 0 | 1093 | Misc. Unmetered - Photocell | 120 | 44 | 7.37 | 7.37 | 1 | 528 | 88.44 |  | 0.132 | 0.132 |  | 44 | 7.37 | --- | -1.52 | OK | 8.89 | 8.89 | 20.62% |  | 106.68
1 | 1 | 0 | 1094 | Misc. Unmetered - Photocell | 385 | 128 | 30.25 | 30.25 | 1 | 1536 | 363 |  | 0.385 | 0.385 |  | 128 | 30.25 | --- | -6.23 | OK | 36.48 | 36.48 | 20.6% | -6.23 | 437.76
1 | 1 | 0 | 393 | Misc. Unmetered - Photocell | 75 | 25 | 4.3379 | 4.3379 | 1 | 300 | 52.0547 |  | 0.075 | 0.075 |  | 25 | 4.3379 | --- | -0.71211 | OK | 5.05 | 5.05 | 16.42% | Minimumrate applied | 60.6
2 | 2 | 0 | 394 | Misc. Unmetered - Photocell | 900 | 657 | 88.12 | 88.12 | 2 | 15768 | 2114.88 |  | 0.9 | 1.8 |  | 657 | 88.12 | --- | -18.2 | OK | 106.32 | 106.32 | 20.65% |  | 2551.68
3 | 1 | -2 | 395 | Misc. Unmetered - Photocell | 137 | 47 | 7.79 | 7.79 | 1 | 564 | 93.48 |  | 0.137 | 0.137 |  | 47 | 7.79 | --- | -1.61 | OK | 9.4 | 9.4 | 20.67% |  | 112.8
1 | 1 | 0 | 396 | Misc. Unmetered - Photocell | 124 | 48 | 7.66 | 7.66 | 1 | 576 | 91.92 |  | 0.124 | 0.124 |  | 48 | 7.66 | --- | -1.58 | OK | 9.24 | 9.24 | 20.63% |  | 110.88
1 | 1 | 0 | 397 | CN Rail - Switch at Parrsborro |  | 461 | 86.8368 | 86.8368 | 1 | 5530 | 1042.0414 |  | 0 | 0 |  | 461 | 86.8368 | --- | -17.7596 | OK | 104.5964 | 104.5964 | 20.45% | Calculated using Small General tariff | 1255.1572
1 | 1 | 0 | 398 | CN Rail - Switch at Parrsborro |  | 519 | 95.2268 | 95.2268 | 1 | 6223 | 1142.7214 |  | 0 | 0 |  | 519 | 95.2268 | --- | -19.2796 | OK | 114.5064 | 114.5064 | 20.25% | Calculated using Small General tariff | 1374.0772
1 | 1 | 0 | 353 | Misc. Unmetered - Photocell | 1100 | 403 | 67.77 | 67.77 | 1 | 4836 | 813.24 |  | 1.21 | 1.21 |  | 403 | 67.77 | --- | -13.94 | OK | 81.71 | 81.71 | 20.57% |  | 980.52
1 | 1 | 0 | 1095 | Misc. Unmetered - Photocell | 690 | 304 | 51.14 | 51.14 | 1 | 3648 | 613.68 |  | 0.913 | 0.913 | 0.913 | 304 | 51.14 | --- | -10.54 | OK | 61.68 | 61.68 | 20.61% |  | 740.16
1 | 1 | 0 | 1096 | Misc. Unmetered - Photocell | 2165 | 866 | 145.59 | 145.59 | 1 | 10392 | 1747.08 |  | 2.598 | 2.598 | 2.598 | 866 | 145.59 | --- | -29.97 | OK | 175.56 | 175.56 | 20.59% |  | 2106.72
1 | 0 | -1 | 1097 | Misc. Unmetered - Photocell | 300 | 115 | 19.32 | 19.32 | 0 | 0 | 0 |  | 0.344 | 0 |  | 115 | 19.32 | --- | -3.98 | OK | 23.3 | 23.3 | 20.6% |  | 0
1 | 1 | 0 | 1098 | Misc. Unmetered - Photocell | 375 | 132 | 22.18 | 22.18 | 1 | 1584 | 266.16 |  | 0.396 | 0.396 |  | 132 | 22.18 | --- | -4.56 | OK | 26.74 | 26.74 | 20.56% |  | 320.88
1 | 1 | 0 | 1099 | Misc. Unmetered - Photocell | 0 | 3 | 16.4568 | 16.4568 | 1 | 36 | 197.4814 |  | 0 | 0 |  | 3 | 16.4568 | --- | -5.6996 | OK | 22.1564 | 22.1564 | 34.63% | Fixed - Based on minimum charge | 265.8772
1 | 1 | 0 | 1100 | Misc. Unmetered - Photocell | 500 | 100 | 20.98 | 20.98 | 1 | 1200 | 251.76 |  | 0.5 | 0.5 |  | 100 | 20.98 | --- | -4.31 | OK | 25.29 | 25.29 | 20.54% |  | 303.48
1 | 1 | 0 | 1104 | Misc. Unmetered - Photocell | 1000 | 240 | 46.17 | 46.17 | 1 | 2880 | 554.04 |  | 1 | 1 |  | 240 | 46.17 | --- | -9.49 | OK | 55.66 | 55.66 | 20.55% |  | 667.92
30 | 28 | -2 | 834 | 1 - 375W Eastlink Power Supply | 595 | 344 | 47.07 | 47.07 | 28 | 115584 | 15815.52 |  |  |  |  | 344 | 47.07 | --- | -10.05 | OK | 57.12 | 57.12 | 21.35% | Adjust the rate to agreeto 2015 | 19192.32
1 | 1 | 0 | 1105 | CN Railway Switch - Londonberry |  | 129 | 33.69 | 33.69 | 1 | 1548 | 404.28 |  |  |  |  | 129 | 33.69 | --- | -3.36 | OK | 37.05 | 37.05 | 9.973% |  | 444.6
1 | 1 | 0 | 1106 | CN Railway Switch - Parrsboro |  | 5 | 13.47 | 13.47 | 1 | 60 | 161.64 |  |  |  |  | 5 | 13.47 | --- | -0.13 | OK | 13.6 | 13.6 | 0.9651% |  | 163.2
1 | 1 | 0 | 1108 | 204W Misc Unmetered Continuous | 204 | 173 | 23.19 | 23.19 | 1 | 2076 | 278.28 |  |  |  |  | 173 | 23.19 | --- | -4.78 | OK | 27.97 | 27.97 | 20.61% |  | 335.64
1 | 2 | 1 | 1109 | 660W Misc Unmetered - Photocell | 660 | 248 | 41.69 | 41.69 | 2 | 5952 | 1000.56 |  |  |  |  | 248 | 41.69 | --- | -8.58 | OK | 50.27 | 50.27 | 20.58% |  | 1206.48
1 | 1 | 0 | 1113 | 1680W Misc Unmetered - Continuous | 1680 | 1382 | 185.4 | 185.4 | 1 | 16584 | 2224.8 |  |  |  |  | 1382 | 185.4 | --- | -38.27 | OK | 223.67 | 223.67 | 20.64% |  | 2684.04
5 | 5 | 0 | 1115 | Halifax Bridge Commission - Signage | 7500 | 1095 | 146.88 | 146.88 | 5 | 65700 | 8812.8 |  |  |  |  | 1095 | 146.88 | --- | -30.33 | OK | 177.21 | 177.21 | 20.65% |  | 10632.6
10 | 10 | 0 | 1118 | 40W Traffic Camera | 40 | 15 | 17.51 | 17.51 | 10 | 1800 | 2101.2 |  |  |  |  | 15 | 17.51 | --- | --- | OK | 17.51 | 17.51 | 0% | Minimum Charge applied | 2101.2
1 | 0 | -1 | 1121 | Misc Unmetered - 180W Photocell | 180 | 66 | 11.11 | 11.11 | 0 | 0 | 0 |  |  |  |  | 66 | 11.11 | --- | -2.29 | OK | 13.4 | 13.4 | 20.61% |  | 0
1 | 1 | 0 | 1122 | Misc Unmetered - 82W | 82 | 27 | 16.4568 | 16.4568 | 1 | 324 | 197.4814 |  |  |  |  | 27 | 16.4568 | --- | -5.6996 | OK | 22.1564 | 22.1564 | 34.63% | Minimum Charge applied | 265.8772
1 | 1 | 0 | 1123 | 110W Misc Unmetered - Photocell | 110 | 37 | 6.2 | 6.2 | 1 | 444 | 74.4 |  |  |  |  | 37 | 6.2 | --- | -1.27 | OK | 7.47 | 7.47 | 20.48% |  | 89.64
1 | 1 | 0 | 1125 | 1200W Misc Unmetered Photocell | 1200 | 486 | 81.72 | 81.72 | 1 | 5832 | 980.64 |  |  |  |  | 486 | 81.72 | --- | -16.82 | OK | 98.54 | 98.54 | 20.58% |  | 1182.48
1 | 1 | 0 | 1127 | 2420W Misc Unmetered-Photocell | 2420 | 981 | 164.92 | 164.92 | 1 | 11772 | 1979.04 |  |  |  |  | 981 | 164.92 | --- | -33.94 | OK | 198.86 | 198.86 | 20.58% |  | 2386.32
1 | 1 | 0 | 1131 | Misc. Sign 425W Photocell | 425 | 163 | 27.4 | 27.4 | 1 | 1956 | 328.8 |  |  |  |  | 163 | 27.4 | --- | -5.65 | OK | 33.05 | 33.05 | 20.62% |  | 396.6
1 | 1 | 0 | 1133 | Misc. Sign 1890W - Photocell | 1890 | 693 | 116.49 | 116.49 | 1 | 8316 | 1397.88 |  |  |  |  | 693 | 116.49 | --- | -23.99 | OK | 140.48 | 140.48 | 20.59% |  | 1685.76
1 | 1 | 0 | 1140 | Misc LED Sign | 2040 | 1092 | 162 | 162 | 1 | 13104 | 1944 |  |  |  |  | 1092 | 162 | --- | -33.42 | OK | 195.42 | 195.42 | 20.63% |  | 2345.04
54 | 54 | 0 | 1144 | 82w Individual Decorative Light | 82 | 27 | 4.54 | 4.54 | 54 | 17496 | 2941.92 |  |  |  |  | 27 | 4.54 | --- | -0.93 | OK | 5.47 | 5.47 | 20.48% |  | 3544.56
1 | 1 | 0 | 1145 | 230W Misc LED Lights | 230 | 77 | 12.92 | 12.92 | 1 | 924 | 155.04 |  |  |  |  | 77 | 12.92 | --- | -2.66 | OK | 15.58 | 15.58 | 20.59% |  | 186.96
1 | 1 | 0 | 1146 | 280W Business Sign | 280 | 204 | 25.59 | 25.59 | 1 | 2448 | 307.08 |  |  |  |  | 204 | 25.59 | --- | -5.65 | OK | 31.24 | 31.24 | 22.08% |  | 374.88
3 | 4 | 1 | 1149 | 1 - 129W LED Street Light | 129 | 4.83 | 7.24 | 7.24 | 4 | 231.84 | 347.52 |  |  |  |  | 4.83 | 7.24 | --- | -1.49 | OK | 8.73 | 8.73 | 20.58% |  | 419.04
1 | 1 | 0 | 1150 | 200W Business Sign - Continuous | 200 | 186 | 16.4568 | 16.4568 | 1 | 2232 | 197.4814 |  |  |  |  | 186 | 16.4568 | --- | -5.6996 | OK | 22.1564 | 22.1564 | 34.63% |  | 265.8772
1 | 1 | 0 | 1151 | 2400W Misc Lights | 2400 | 840 | 141.19 | 141.19 | 1 | 10080 | 1694.28 |  |  |  |  | 840 | 141.19 | --- | -29.08 | OK | 170.27 | 170.27 | 20.6% |  | 2043.24
1 | 1 | 0 | 1152 | 8 - 250W High Pressure Sodium Lights - Photocell | 2000 | 813 | 136.68 | 136.68 | 1 | 9756 | 1640.16 |  |  |  |  | 813 | 136.68 | --- | -28.14 | OK | 164.82 | 164.82 | 20.59% |  | 1977.84
1 | 1 | 0 | 1153 | 705 Msc Sign - Photocell | 705 | 271 | 45.59 | 45.59 | 1 | 3252 | 547.08 |  |  |  |  | 271 | 45.59 | --- | -9.39 | OK | 54.98 | 54.98 | 20.6% |  | 659.76
1 | 1 | 0 | 1154 | 2 - 400W Meal Halide - Photocell | 800 | 293 | 64.1268 | 64.1268 | 1 | 3516 | 769.5214 |  |  |  |  | 293 | 64.1268 | --- | -13.6396 | OK | 77.7664 | 77.7664 | 21.27% |  | 933.1972
1 | 1 | 0 | 1157 | 4 - 15W Misc Sign | 60 | 23 | 4.3479 | 4.3479 | 1 | 276 | 52.1747 |  |  |  |  | 23 | 4.3479 | --- | -0.4657 | OK | 4.8136 | 4.8136 | 10.71% | Minimum Charge applied | 57.763
3 | 3 | 0 | 1158 | 396W -Crosswalk Light | 396 | 148 | 24.91 | 24.91 | 3 | 5328 | 896.76 |  |  |  |  | 148 | 24.91 | --- | -5.13 | OK | 30.04 | 30.04 | 20.59% |  | 1081.44
1 | 1 | 0 | 1161 | 660W Pylon Sign | 660 | 220 | 36.97 | 36.97 | 1 | 2640 | 443.64 |  |  |  |  | 220 | 36.97 | --- | -7.62 | OK | 44.59 | 44.59 | 20.61% |  | 535.08
1 | 1 | 0 | 1162 | Misc Camera | 495 | 45 | 16.4568 | 16.4568 | 1 | 540 | 197.4814 |  |  |  |  | 45 | 16.4568 | --- | -5.6996 | OK | 22.1564 | 22.1564 | 34.63% | Minimum Charge applied | 265.8772
1 | 1 | 0 | 1163 | 300W Metal Halide Sign | 300 | 95 | 16.5 | 16.5 | 1 | 1140 | 198 |  |  |  |  | 95 | 16.5 | --- | -3.41 | OK | 19.91 | 19.91 | 20.67% |  | 238.92
1 | 1 | 0 | 1164 | 1188W Pylon Sign | 1188 | 479 | 80.5 | 80.5 | 1 | 5748 | 966 |  |  |  |  | 479 | 80.5 | --- | -16.56 | OK | 97.06 | 97.06 | 20.57% |  | 1164.72
1 | 0 | -1 | 1166 | Flow Meter | 17 | 12 | 4.3479 | 4.3479 | 0 | 0 | 0 |  |  |  |  | 12 | 4.3479 | --- | -0.4657 | OK | 4.8136 | 4.8136 | 10.71% | Minimum Charge applied | 0
1 | 1 | 0 | 1167 | Misc Wireless Camera Cont | 25 | 18 | 4.3479 | 4.3479 | 1 | 216 | 52.1747 |  |  |  |  | 18 | 4.3479 | --- | -0.4657 | OK | 4.8136 | 4.8136 | 10.71% | Minimum Charge applied | 57.763
1 | 1 | 0 | 1168 | 38 - Induction Ligths | 3040 | 740 | 141.46 | 141.46 | 1 | 8880 | 1697.52 |  |  |  |  | 740 | 141.46 | --- | -29.09 | OK | 170.55 | 170.55 | 20.56% |  | 2046.6
1 | 1 | 0 | 1169 | 1 - Power Fence | 12 | 9 | 4.3479 | 4.3479 | 1 | 108 | 52.1747 |  |  |  |  | 9 | 4.3479 | --- | -0.4657 | OK | 4.8136 | 4.8136 | 10.71% | Minimum Charge applied | 57.763
1 | 1 | 0 | 1170 | 1 - 1920W Led Cont | 1920 | 1402 | 188.04 | 188.04 | 1 | 16824 | 2256.48 |  |  |  |  | 1402 | 188.04 | --- | -38.83 | OK | 226.87 | 226.87 | 20.65% |  | 2722.44
1 | 1 | 0 | 1171 | 1 - 96W LED 168 Hrs | 96 | 1 | 4.3479 | 4.3479 | 1 | 12 | 52.1747 |  |  |  |  | 1 | 4.3479 | --- | -0.4657 | OK | 4.8136 | 4.8136 | 10.71% | Minimum Charge applied | 57.763
1 | 1 | 0 | 1172 | 4858W Pylon Sign | 4858 | 2285 | 342.5 | 342.5 | 1 | 27420 | 4110 |  |  |  |  | 2285 | 342.5 | --- | -70.61 | OK | 413.11 | 413.11 | 20.62% |  | 4957.32
1 | 1 | 0 | 1173 | 12 - 12W LED Light | 144 | 48 | 8.08 | 8.08 | 1 | 576 | 96.96 |  |  |  |  | 48 | 8.08 | --- | -1.66 | OK | 9.74 | 9.74 | 20.54% |  | 116.88
1 | 1 | 0 | 1174 | 1 - 768W Misc Sign | 768 | 308 | 51.78 | 51.78 | 1 | 3696 | 621.36 |  |  |  |  | 308 | 51.78 | --- | -10.66 | OK | 62.44 | 62.44 | 20.59% |  | 749.28
1 | 1 | 0 | 1177 | 1 - 1000W MA | 1000 | 162 | 37.1 | 37.1 | 1 | 1944 | 445.2 |  |  |  |  | 162 | 37.1 | --- | -7.62 | OK | 44.72 | 44.72 | 20.54% |  | 536.64
1 | 1 | 0 | 1185 | 623W Fluorescent Sign | 623 | 208 | 34.96 | 34.96 | 1 | 2496 | 419.52 |  |  |  |  | 208 | 34.96 | --- | -7.19 | OK | 42.15 | 42.15 | 20.57% |  | 505.8
1 | 1 | 0 | 1186 | 450W LED Sign | 450 | 150 | 25.22 | 25.22 | 1 | 1800 | 302.64 |  |  |  |  | 150 | 25.22 | --- | -5.19 | OK | 30.41 | 30.41 | 20.58% |  | 364.92
1 | 1 | 0 | 1187 | 4284W Sign | 4284 | 1428 | 240.03 | 240.03 | 1 | 17136 | 2880.36 |  |  |  |  | 1428 | 240.03 | --- | -49.43 | OK | 289.46 | 289.46 | 20.59% |  | 3473.52
1 | 1 | 0 | 1188 | 3046W Sign | 3046 | 1016 | 170.72 | 170.72 | 1 | 12192 | 2048.64 |  |  |  |  | 1016 | 170.72 | --- | -35.17 | OK | 205.89 | 205.89 | 20.6% |  | 2470.68
1 | 1 | 0 | 1189 | 940W Sign | 940 | 313 | 52.63 | 52.63 | 1 | 3756 | 631.56 |  |  |  |  | 313 | 52.63 | --- | -10.84 | OK | 63.47 | 63.47 | 20.6% |  | 761.64
1 | 0 | -1 | 1190 | 128W Plyon Sign | 128 | 43 | 7.23 | 7.23 | 0 | 0 | 0 |  |  |  |  | 43 | 7.23 | --- | -1.48 | OK | 8.71 | 8.71 | 20.47% |  | 0
3 | 3 | 0 | 1191 | 240W Fire Alarm Radio | 240 | 80 | 13.45 | 13.45 | 3 | 2880 | 484.2 |  |  |  |  | 80 | 13.45 | --- | -2.76 | OK | 16.21 | 16.21 | 20.52% |  | 583.56
5 | 9 | 4 | 1192 | 60W LED Light | 60 | 44 | 3.36 | 3.36 | 9 | 4752 | 362.88 |  |  |  |  | 44 | 3.36 | --- | -0.69 | OK | 4.05 | 4.05 | 20.54% |  | 437.4
1 | 1 | 0 | 1198 | 1395W Fluorescent Sign | 1395 | 465 | 78.16 | 78.16 | 1 | 5580 | 937.92 |  |  |  |  | 465 | 78.16 | --- | -16.09 | OK | 94.25 | 94.25 | 20.59% |  | 1131
1 | 1 | 0 | 1199 | 2000W Cell Phone Micro Po | 2000 | 1460 | 195.83 | 195.83 | 1 | 17520 | 2349.96 |  |  |  |  | 1460 | 195.83 | --- | -40.44 | OK | 236.27 | 236.27 | 20.65% |  | 2835.24
1 | 1 | 0 | 1201 | 876W Pylon Sign | 876 | 292 | 49.08 | 49.08 | 1 | 3504 | 588.96 |  |  |  |  | 292 | 49.08 | --- | -10.1 | OK | 59.18 | 59.18 | 20.58% |  | 710.16
96 | 94 | -2 | 1203 | 134W LED Sign | 134 | 45 | 7.55 | 7.55 | 94 | 50760 | 8516.4 |  |  |  |  | 45 | 7.55 | --- | -1.55 | OK | 9.1 | 9.1 | 20.53% |  | 10264.8
1 | 1 | 0 | 1206 | 1632W Misc Unmetered | 1632 | 8 | 20.43 | 20.43 | 1 | 96 | 245.16 |  |  |  |  | 8 | 20.43 | --- | -4.16 | OK | 24.59 | 24.59 | 20.36% |  | 295.08
1 | 1 | 0 | 1207 | 11W LED Light | 11 | 4 | 1.06 | 1.06 | 1 | 48 | 12.72 |  |  |  |  | 4 | 1.06 | --- | -0.22 | OK | 1.28 | 1.28 | 20.75% |  | 15.36
1 | 1 | 0 | 1209 | Sewer Flow Meter | 105.12 | 9 | 17.9268 | 17.9268 | 1 | 108 | 215.1214 |  |  |  |  | 9 | 17.9268 | --- | -5.9296 | OK | 23.8564 | 23.8564 | 33.08% | Applied the Small General customer charge | 286.2772
1 | 1 | 0 | 1210 | 3817W Pylon Sign | 3817 | 1272 | 213.81 | 213.81 | 1 | 15264 | 2565.72 |  |  |  |  | 1272 | 213.81 | --- | -44.01 | OK | 257.82 | 257.82 | 20.58% |  | 3093.84
1 | 1 | 0 | 1211 | 442.5W Crosswalk Sign | 425 | 142 | 17.51 | 17.51 | 1 | 1704 | 210.12 |  |  |  |  | 142 | 17.51 | --- | --- | OK | 17.51 | 17.51 | 0% |  | 210.12
1 | 1 | 0 | 1212 | 6000W LED Light | 6000 | 2000 | 336.17 | 336.17 | 1 | 24000 | 4034.04 |  |  |  |  | 2000 | 336.17 | --- | -69.22 | OK | 405.39 | 405.39 | 20.59% |  | 4864.68
6 | 6 | 0 | 1213 | 97W LED Light | 97 | 71 | 9.5 | 9.5 | 6 | 5112 | 684 |  |  |  |  | 71 | 9.5 | --- | -1.96 | OK | 11.46 | 11.46 | 20.63% |  | 825.12
2 | 2 | 0 | 1215 | 720W Pylon Sign - Continu | 720 | 526 | 40.34 | 40.34 | 2 | 12624 | 968.16 |  |  |  |  | 526 | 40.34 | --- | -8.3 | OK | 48.64 | 48.64 | 20.58% |  | 1167.36
1 | 1 | 0 | 1216 | 922W Crosswalk Light | 922 | 338 | 56.96 | 56.96 | 1 | 4056 | 683.52 |  |  |  |  | 338 | 56.96 | --- | -11.75 | OK | 68.71 | 68.71 | 20.63% |  | 824.52
1 | 1 | 0 | 1218 | 875W Decorative Light | 875 | 304 | 97.92 | 97.92 | 1 | 3648 | 1175.04 |  |  |  |  | 304 | 97.92 | --- | -20.22 | OK | 118.14 | 118.14 | 20.65% |  | 1417.68
1 | 1 | 0 | 1220 | Fire Dept Pager | 25 | 1 | 2.24 | 2.24 | 1 | 12 | 26.88 |  |  |  |  | 1 | 2.24 | --- | -0.46 | OK | 2.7 | 2.7 | 20.54% |  | 32.4
1 | 1 | 0 | 1221 | 400W Continuous Crosswalk | 350 | 329 | 39.17 | 39.17 | 1 | 3948 | 470.04 |  |  |  |  | 329 | 39.17 | --- | -8.09 | OK | 47.26 | 47.26 | 20.65% |  | 567.12
1 | 1 | 0 | 1223 | 46W Business Sign | 46 | 15 | 2.53 | 2.53 | 1 | 180 | 30.36 |  |  |  |  | 15 | 2.53 | --- | -0.52 | OK | 3.05 | 3.05 | 20.55% |  | 36.6
1 | 1 | 0 | 1224 | 1800W Business Sign | 1800 | 652 | 109.59 | 109.59 | 1 | 7824 | 1315.08 |  |  |  |  | 652 | 109.59 | --- | -22.57 | OK | 132.16 | 132.16 | 20.59% |  | 1585.92
5 | 5 | 0 | 1227 | 1 - 4600W Misc Sign | 3400 | 3358 | 450.41 | 450.41 | 5 | 201480 | 27024.6 |  |  |  |  | 3358 | 450.41 | --- | -93.02 | OK | 543.43 | 543.43 | 20.65% |  | 32605.8
1 | 1 | 0 | 1229 | 800W Pylon Sign | 800 | 339 | 57.03 | 57.03 | 1 | 4068 | 684.36 |  |  |  |  | 339 | 57.03 | --- | -11.73 | OK | 68.76 | 68.76 | 20.57% |  | 825.12
1 | 1 | 0 | 1233 | 288W Pylon Sign | 288 | 210 | 28.19 | 28.19 | 1 | 2520 | 338.28 |  |  |  |  | 210 | 28.19 | --- | -5.82 | OK | 34.01 | 34.01 | 20.65% |  | 408.12
6 | 4 | -2 | 1234 | 1000W Crosswalk | 1000 | 271 | 51.53 | 51.53 | 4 | 13008 | 2473.44 |  |  |  |  | 271 | 51.53 | --- | -10.59 | OK | 62.12 | 62.12 | 20.55% |  | 2981.76
1 | 1 | 0 | 1236 | 696W Pylon Sign | 696 | 256 | 42.98 | 42.98 | 1 | 3072 | 515.76 |  |  |  |  | 256 | 42.98 | --- | -8.84 | OK | 51.82 | 51.82 | 20.57% |  | 621.84
1 | 0 | -1 | 331 | 180W LP Sodium Energy Onl | 70 | 80 | 13.17 | 13.17 | 0 | 0 | 0 |  |  |  |  | 80 | 13.17 | --- | --- | OK | 13.17 | 13.17 | 0% |  | 0
5 | 5 | 0 | 333 | 175W HP Sodium Energy Onl | 175 | 76 | 12.79 | 12.79 | 5 | 4560 | 767.4 |  |  |  |  | 76 | 12.79 | --- | -2.62 | OK | 15.41 | 15.41 | 20.48% |  | 924.6
1 | 1 | 0 | 1240 | 900W Decorative St Lighti | 900 | 300 | 50.42 | 50.42 | 1 | 3600 | 605.04 |  |  |  |  | 300 | 50.42 | --- | -10.39 | OK | 60.81 | 60.81 | 20.61% |  | 729.72
1 | 1 | 0 | 1243 | 1 - 518.4 W Pylon Sign | 518.4 | 71 | 16.82 | 16.82 | 1 | 852 | 201.84 |  |  |  |  | 71 | 16.82 | --- | -3.45 | OK | 20.27 | 20.27 | 20.51% |  | 243.24
1 | 1 | 0 | 1244 | 1 - 561.6W Pylon Sign | 561.6 | 266 | 44.74 | 44.74 | 1 | 3192 | 536.88 |  |  |  |  | 266 | 44.74 | --- | -9.21 | OK | 53.95 | 53.95 | 20.59% |  | 647.4
1 | 1 | 0 | 1247 | 324W LED Sign | 85 | 108 | 12.32 | 12.32 | 1 | 1296 | 147.84 |  |  |  |  | 108 | 12.32 | --- | -2.55 | OK | 14.87 | 14.87 | 20.7% |  | 178.44
1 | 1 | 0 | 1252 | 1 - 394W LED Billboard sign | 393.6 | 131 | 22.05 | 22.05 | 1 | 1572 | 264.6 |  |  |  |  | 131 | 22.05 | --- | -4.53 | OK | 26.58 | 26.58 | 20.54% |  | 318.96
1 | 1 | 0 | 1253 | 10-20 W Light | 15 | 5 | 0.84 | 0.84 | 1 | 60 | 10.08 |  |  |  |  | 5 | 0.84 | --- | -0.17 | OK | 1.01 | 1.01 | 20.24% |  | 12.12
1 | 1 | 0 | 1254 | 1-1000W LED Sign | 1000 | 304 | 55.97 | 55.97 | 1 | 3648 | 671.64 |  |  |  |  | 304 | 55.97 | --- | -11.6 | OK | 67.57 | 67.57 | 20.73% |  | 810.84
3 | 3 | 0 | 1257 | 250W Directional Light | 249.6 | 128 | 18.72 | 18.72 | 3 | 4608 | 673.92 |  |  |  |  | 128 | 18.72 | --- | -3.86 | OK | 22.58 | 22.58 | 20.62% |  | 812.88
1 | 1 | 0 | 1258 | 234W LED Sign | 234 | 78 | 13.12 | 13.12 | 1 | 936 | 157.44 |  |  |  |  | 78 | 13.12 | --- | -2.7 | OK | 15.82 | 15.82 | 20.58% |  | 189.84
1 | 1 | 0 | 1261 | 1 - 700W Road Sign | 720 | 117 | 25.89 | 25.89 | 1 | 1404 | 310.68 |  |  |  |  | 117 | 25.89 | --- | -5.32 | OK | 31.21 | 31.21 | 20.55% |  | 374.52
1 | 1 | 0 | 1262 | 1 - 320 W LED Flood Light | 320 | 107 | 17.97 | 17.97 | 1 | 1284 | 215.64 |  |  |  |  | 107 | 17.97 | --- | -3.7 | OK | 21.67 | 21.67 | 20.59% |  | 260.04
1 | 1 | 0 | 1263 | 1- 2000W Misc. Unmetered | 2000 | 122 | 41.95 | 41.95 | 1 | 1464 | 503.4 |  |  |  |  | 122 | 41.95 | --- | -8.6 | OK | 50.55 | 50.55 | 20.5% |  | 606.6
1 | 1 | 0 | 1265 | 4-145W Lights | 580 | 194 | 32.57 | 32.57 | 1 | 2328 | 390.84 |  |  |  |  | 194 | 32.57 | --- | -6.7 | OK | 39.27 | 39.27 | 20.57% |  | 471.24
1 | 1 | 0 | 1266 | 4-200W lights | 800 | 100 | 24.51 | 24.51 | 1 | 1200 | 294.12 |  |  |  |  | 100 | 24.51 | --- | -5.03 | OK | 29.54 | 29.54 | 20.52% |  | 354.48
6 | 6 | 0 | 1267 | 2-40W LED Crosswalk lights | 80 | 27 | 4.51 | 4.51 | 6 | 1944 | 324.72 |  |  |  |  | 27 | 4.51 | --- | -0.93 | OK | 5.44 | 5.44 | 20.62% |  | 391.68
1 | 1 | 0 | 1269 | 59W Security Camera | 59 | 43 | 5.77 | 5.77 | 1 | 516 | 69.24 |  |  |  |  | 43 | 5.77 | --- | -1.2 | OK | 6.97 | 6.97 | 20.8% |  | 83.64
1 | 0 | -1 | 1271 | 128 W Track and Triangular top Sign. | 128 | 43 | 7.23 | 7.23 | 0 | 0 | 0 |  |  |  |  | 43 | 7.23 | --- | -1.48 | OK | 8.71 | 8.71 | 20.47% |  | 0
8 | 6 | -2 | 1275 | 1000W Flood Light | 1000 | 333 | 55.99 | 55.99 | 6 | 23976 | 4031.28 |  |  |  |  | 333 | 55.99 | --- | -11.53 | OK | 67.52 | 67.52 | 20.59% |  | 4861.44
437 | 471 | 34 | 1277 | 1 - 305W Misc. Unmetered - Continuous | 304.7 | 222 | 29.79 | 29.79 | 471 | 1254744 | 168373.08 |  |  |  |  | 222 | 29.79 | --- | -6.16 | OK | 35.95 | 35.95 | 20.68% |  | 203189.4
1 | 1 | 0 | 1279 | 1064W Pylon message board | 1064 | 777 | 104.22 | 104.22 | 1 | 9324 | 1250.64 |  |  |  |  | 777 | 104.22 | --- | -21.53 | OK | 125.75 | 125.75 | 20.66% |  | 1509
1 | 1 | 0 | 1280 | 13-200W LED Luminaries | 2600 | 867 | 145.71 | 145.71 | 1 | 10404 | 1748.52 |  |  |  |  | 867 | 145.71 | --- | -30 | OK | 175.71 | 175.71 | 20.59% |  | 2108.52
1 | 1 | 0 | 1281 | 4-110W LED Luminaries | 440 | 147 | 24.69 | 24.69 | 1 | 1764 | 296.28 |  |  |  |  | 147 | 24.69 | --- | -5.08 | OK | 29.77 | 29.77 | 20.58% |  | 357.24
1 | 1 | 0 | 1282 | 1-720W Pylon Sign | 720 | 240 | 40.34 | 40.34 | 1 | 2880 | 484.08 |  |  |  |  | 240 | 40.34 | --- | -8.3 | OK | 48.64 | 48.64 | 20.58% |  | 583.68
1 | 1 | 0 | 1283 | 1-1920W LED Road Sign | 1920 | 934 | 138.62 | 138.62 | 1 | 11208 | 1663.44 |  |  |  |  | 934 | 138.62 | --- | -28.58 | OK | 167.2 | 167.2 | 20.62% |  | 2006.4
1 | 1 | 0 | 1286 | 67.5W Pylon Sign | 67.5 | 23 | 3.85 | 3.85 | 1 | 276 | 46.2 |  |  |  |  | 23 | 3.85 | --- | -0.81 | OK | 4.66 | 4.66 | 21.04% |  | 55.92
2 | 2 | 0 | 1288 | 30W Miscl. Unmetered | 30 | 30 | 2.95 | 2.95 | 2 | 720 | 70.8 |  |  |  |  | 30 | 2.95 | --- | -0.61 | OK | 3.56 | 3.56 | 20.68% |  | 85.44
5 | 6 | 1 | 1289 | 400W Metal Halide Photocell | 400 | 400 | 22.38 | 22.38 | 6 | 28800 | 1611.36 |  |  |  |  | 400 | 22.38 | --- | -4.61 | OK | 26.99 | 26.99 | 20.6% |  | 1943.28
1 | 1 | 0 | 1290 | 742.5W LED Electronic Sign | 742.5 | 407 | 58.46 | 58.46 | 1 | 4884 | 701.52 |  |  |  |  | 407 | 58.46 | --- | -12.06 | OK | 70.52 | 70.52 | 20.63% |  | 846.24
1 | 1 | 0 | 1292 | 1 - 1000W LED sign | 720 | 333 | 70.54 | 70.54 | 1 | 3996 | 846.48 |  |  |  |  | 333 | 70.54 | --- | -14.56 | OK | 85.1 | 85.1 | 20.64% |  | 1021.2
1 | 1 | 0 | 1293 | 1123.5 W Pylon Sign | 2508 | 375 | 153.75 | 153.75 | 1 | 4500 | 1845 |  |  |  |  | 375 | 153.75 | --- | -31.88 | OK | 185.63 | 185.63 | 20.73% |  | 2227.56
1 | 1 | 0 | 1294 | 10560 W Electronic Billbaord | 10560 | 7709 | 1034.03 | 1034.03 | 1 | 92508 | 12408.36 |  |  |  |  | 7709 | 1034.03 | --- | -213.52 | OK | 1247.55 | 1247.55 | 20.65% |  | 14970.6
32 | 32 | 0 | 1299 | 1-27W LED Holiday Lights | 27 | 27 | 1.58 | 1.58 | 32 | 10368 | 606.72 |  |  |  |  | 27 | 1.58 | --- | -0.33 | OK | 1.91 | 1.91 | 20.89% |  | 733.44
1 | 1 | 0 | 1300 | 544 W Crosswalk Sign | 544 | 181 | 30.45 | 30.45 | 1 | 2172 | 365.4 |  |  |  |  | 181 | 30.45 | --- | -6.27 | OK | 36.72 | 36.72 | 20.59% |  | 440.64
1 | 1 | 0 | 1301 | 1380 LED sign board Sign | 1380 | 460 | 77.32 | 77.32 | 1 | 5520 | 927.84 |  |  |  |  | 460 | 77.32 | --- | -15.92 | OK | 93.24 | 93.24 | 20.59% |  | 1118.88
1 | 1 | 0 | 1304 | 2-38 W LED Signs | 76 | 25 | 4.22 | 4.22 | 1 | 300 | 50.64 |  |  |  |  | 25 | 4.22 | --- | -0.86 | OK | 5.08 | 5.08 | 20.38% |  | 60.96
1 | 0 | -1 | 1305 | 1584 W LED Signs | 1584 | 1156 | 155.07 | 155.07 | 0 | 0 | 0 |  |  |  |  | 1156 | 155.07 | --- | -32.03 | OK | 187.1 | 187.1 | 20.66% |  | 0
97 | 97 | 0 | 1306 | 12W Misc. Small Loads | 12 | 9 | 1.18 | 1.18 | 97 | 10476 | 1373.52 |  |  |  |  | 9 | 1.18 | --- | -0.24 | OK | 1.42 | 1.42 | 20.34% |  | 1652.88
1 | 1 | 0 | 1307 | 60W LED Cross walk signs | 60 | 20 | 3.36 | 3.36 | 1 | 240 | 40.32 |  |  |  |  | 20 | 3.36 | --- | -0.69 | OK | 4.05 | 4.05 | 20.54% |  | 48.6
1 | 1 | 0 | 1308 | 1800W 3 Sided LED Pylon Sign | 1800 | 600 | 100.85 | 100.85 | 1 | 7200 | 1210.2 |  |  |  |  | 600 | 100.85 | --- | -20.76 | OK | 121.61 | 121.61 | 20.59% |  | 1459.32
15 | 15 | 0 | 1310 | 60W LED Caster Lighting | 60 | 20 | 3.36 | 3.36 | 15 | 3600 | 604.8 |  |  |  |  | 20 | 3.36 | --- | -0.69 | OK | 4.05 | 4.05 | 20.54% |  | 729
1 | 1 | 0 | 1311 | 2400 W Misc. Small Loads | 2400 | 1752 | 234.99 | 234.99 | 1 | 21024 | 2819.88 |  |  |  |  | 1752 | 234.99 | --- | -48.54 | OK | 283.53 | 283.53 | 20.66% |  | 3402.36
1 | 1 | 0 | 1312 | 1 - 60 W Misc. Unmetered - Continous | 60 | 44 | 5.9 | 5.9 | 1 | 528 | 70.8 |  |  |  |  | 44 | 5.9 | --- | -1.21 | OK | 7.11 | 7.11 | 20.51% |  | 85.32
1 | 1 | 0 | 1314 | 1 - 748 W Misc. Load-Continous | 748 | 546 | 73.26 | 73.26 | 1 | 6552 | 879.12 |  |  |  |  | 546 | 73.26 | --- | -15.12 | OK | 88.38 | 88.38 | 20.64% |  | 1060.56
4 | 4 | 0 | 1317 | 1 - 2611W Miscl Loads | 2611 | 1046 | 164.46 | 164.46 | 4 | 50208 | 7894.08 |  |  |  |  | 1046 | 164.46 | --- | -33.91 | OK | 198.37 | 198.37 | 20.62% |  | 9521.76
1 | 1 | 0 | 1319 | 1 - 1363W Miscl Small Load | 1363.3 | 456 | 76.56 | 76.56 | 1 | 5472 | 918.72 |  |  |  |  | 456 | 76.56 | --- | -15.76 | OK | 92.32 | 92.32 | 20.59% |  | 1107.84
1 | 1 | 0 | 1320 | 400W Metal Halide Op Only | 400 | 150 | 68.42 | 68.42 | 1 | 1800 | 821.04 |  |  |  |  | 150 | 68.42 | --- | 38.01 | OK | 30.41 | 30.41 | -55.55% |  | 364.92
2 | 2 | 0 | 1321 | 1 - 698.5W Miscl Small Load | 698.5 | 510 | 68.42 | 68.42 | 2 | 12240 | 1642.08 |  |  |  |  | 510 | 68.42 | --- | -14.12 | OK | 82.54 | 82.54 | 20.64% |  | 1980.96
1 | 1 | 0 | 1322 | 30W Sign | 30 | 10 | 1.68 | 1.68 | 1 | 120 | 20.16 |  |  |  |  | 10 | 1.68 | --- | -0.35 | OK | 2.03 | 2.03 | 20.83% |  | 24.36
1 | 0 | -1 | 1323 | 1 - 1528.2 W LED Light | 1528.2 | 186 | 46.06 | 46.06 | 0 | 0 | 0 |  |  |  |  | 186 | 46.06 | --- | -9.44 | OK | 55.5 | 55.5 | 20.5% |  | 0
2 | 2 | 0 | 1324 | 1 - Misc. Crosswalk Sign - 336W | 336 | 164 | 26.69 | 26.69 | 2 | 3936 | 640.56 |  |  |  |  | 164 | 26.69 | --- | -5.5 | OK | 32.19 | 32.19 | 20.61% |  | 772.56
1 | 0 | -1 | 1325 | 122W Miscl Cont. Small Load | 122 | 89 | 11.92 | 11.92 | 0 | 0 | 0 |  |  |  |  | 89 | 11.92 | --- | -2.47 | OK | 14.39 | 14.39 | 20.72% |  | 0
1 | 1 | 0 | 1330 | 1 - 1836W Misc Unmetered Sign | 1836 | 612 | 102.86 | 102.86 | 1 | 7344 | 1234.32 |  |  |  |  | 612 | 102.86 | --- | -21.18 | OK | 124.04 | 124.04 | 20.59% |  | 1488.48
1 | 1 | 0 | 1332 | 1056W Misc Unmetered Lights | 1056 | 352 | 59.16 | 59.16 | 1 | 4224 | 709.92 |  |  |  |  | 352 | 59.16 | --- | -12.18 | OK | 71.34 | 71.34 | 20.59% |  | 856.08
1 | 1 | 0 | 1335 | 1000 W Metal Halide | 1000 | 376 | 110.41 | 110.41 | 1 | 4512 | 1324.92 |  |  |  |  | 376 | 110.41 | --- | -22.8 | OK | 133.21 | 133.21 | 20.65% |  | 1598.52
1 | 1 | 0 | 1340 | 112.6 W Miscl Loads | 45 | 83 | 11.13 | 11.13 | 1 | 996 | 133.56 |  |  |  |  | 83 | 11.13 | --- | -2.3 | OK | 13.43 | 13.43 | 20.66% |  | 161.16
1 | 1 | 0 | 1341 | 198 W Cross Walk Signs | 198 | 66 | 11.11 | 11.11 | 1 | 792 | 133.32 |  |  |  |  | 66 | 11.11 | --- | -2.29 | OK | 13.4 | 13.4 | 20.61% |  | 160.8
1 | 1 | 0 | 1342 | 1240W Sign | 1240 | 413 | 69.43 | 69.43 | 1 | 4956 | 833.16 |  |  |  |  | 413 | 69.43 | --- | -14.31 | OK | 83.74 | 83.74 | 20.61% |  | 1004.88
1 | 1 | 0 | 1345 | 35 W Miscl. Loads | 30 | 22 | 2.95 | 2.95 | 1 | 264 | 35.4 |  |  |  |  | 22 | 2.95 | --- | -0.61 | OK | 3.56 | 3.56 | 20.68% |  | 42.72
1 | 1 | 0 | 1347 | 1 - 120W Radar Speed Sign | 120 | 88 | 11.79 | 11.79 | 1 | 1056 | 141.48 |  |  |  |  | 88 | 11.79 | --- | -2.44 | OK | 14.23 | 14.23 | 20.7% |  | 170.76
1 | 1 | 0 | 1348 | 1113.6 Misc. Unmetered -Photocell | 1113.6 | 371 | 62.38 | 62.38 | 1 | 4452 | 748.56 |  |  |  |  | 371 | 62.38 | --- | -12.85 | OK | 75.23 | 75.23 | 20.6% |  | 902.76
2 | 2 | 0 | 1351 | 22.8 W LED Light | 22.8 | 8 | 1.34 | 1.34 | 2 | 192 | 32.16 |  |  |  |  | 8 | 1.34 | --- | -0.27 | OK | 1.61 | 1.61 | 20.15% |  | 38.64
1 | 1 | 0 | 1353 | 240W Unmetered Misc. Load | 240 | 175 | 23.48 | 23.48 | 1 | 2100 | 281.76 |  |  |  |  | 175 | 23.48 | --- | -4.84 | OK | 28.32 | 28.32 | 20.61% |  | 339.84
1 | 0 | -1 | 1354 | 1000W Metal Halide St Lig | 1000 | 333 | 55.99 | 55.99 | 0 | 0 | 0 |  |  |  |  | 333 | 55.99 | --- | -11.53 | OK | 67.52 | 67.52 | 20.59% |  | 0
29 | 29 | 0 | 1355 | 150W Flood light | 150 | 50 | 8.41 | 8.41 | 29 | 17400 | 2926.68 |  |  |  |  | 50 | 8.41 | --- | -1.73 | OK | 10.14 | 10.14 | 20.57% |  | 3528.72
1 | 1 | 0 | 1356 | 2070W Light | 2070 | 630 | 109.65 | 109.65 | 1 | 7560 | 1315.8 |  |  |  |  | 630 | 109.65 | --- | -22.56 | OK | 132.21 | 132.21 | 20.57% |  | 1586.52
3 | 4 | 1 | 1358 | 260W Flood Light | 260 | 87 | 14.6 | 14.6 | 4 | 4176 | 700.8 |  |  |  |  | 87 | 14.6 | --- | -3.01 | OK | 17.61 | 17.61 | 20.62% |  | 845.28
1 | 2 | 1 | 1360 | 130W Flood Light | 130 | 43 | 7.25 | 7.25 | 2 | 1032 | 174 |  |  |  |  | 43 | 7.25 | --- | -1.49 | OK | 8.74 | 8.74 | 20.55% |  | 209.76
1 | 1 | 0 | 1361 | 3000W Pylong Sign | 300 | 100 | 16.8 | 16.8 | 1 | 1200 | 201.6 |  |  |  |  | 100 | 16.8 | --- | -3.47 | OK | 20.27 | 20.27 | 20.65% |  | 243.24
1 | 1 | 0 | 514 | 1 - 300W LED Traffic Light | 300 | 73 | 13.95 | 13.95 | 1 | 876 | 167.4 |  |  |  |  | 73 | 13.95 | --- | -2.88 | OK | 16.83 | 16.83 | 20.65% |  | 201.96
87 | 83 | -4 | 516 | 1 - 129W LED Traffic Light | 129 | 31 | 5.97 | 5.97 | 83 | 30876 | 5946.12 |  |  |  |  | 31 | 5.97 | --- | -1.23 | OK | 7.2 | 7.2 | 20.6% |  | 7171.2
27 | 8 | -19 | 835 | 44.8W Eastlink Repeater | 44.8 | 33 | 16.4568 | 16.4568 | 8 | 3168 | 1579.8513 |  |  |  |  | 33 | 16.4568 | --- | -5.6996 | OK | 22.1564 | 22.1564 | 34.63% | Fixed - Based on minimum charge | 2127.0174
1 | 1 | 0 | 628 | 65W LED Lights 600 Series | 65 | 22 | 10.86 | 10.86 | 1 | 264 | 130.32 |  |  |  |  | 22 | 10.86 | --- | -0.76 | OK | 11.62 | 11.62 | 6.998% |  | 139.44
1 | 1 | 0 | 1120 | 120W Miscellaneous Sign | 120 | 49 | 7.67 | 7.67 | 1 | 588 | 92.04 |  |  |  |  | 49 | 7.67 | --- | -1.59 | OK | 9.26 | 9.26 | 20.73% |  | 111.12
1 | 1 | 0 | 1254 | 1000W LED Sign | 1000 | 304 | 55.97 | 55.97 | 1 | 3648 | 671.64 |  |  |  |  | 304 | 55.97 | --- | -11.6 | OK | 67.57 | 67.57 | 20.73% |  | 810.84
3 | 4 | 1 | 1358 | 1-260W Flood Light | 260 | 87 | 14.6 | 14.6 | 4 | 4176 | 700.8 |  |  |  |  | 87 | 14.6 | --- | -3.01 | OK | 17.61 | 17.61 | 20.62% |  | 845.28
1 | 2 | 1 | 1360 | 130W Flood Light | 130 | 43 | 7.25 | 7.25 | 2 | 1032 | 174 |  |  |  |  | 43 | 7.25 | --- | -1.49 | OK | 8.74 | 8.74 | 20.55% |  | 209.76
1 | 1 | 0 | 1361 | 300W Pylon Sign | 300 | 100 | 16.8 | 16.8 | 1 | 1200 | 201.6 |  |  |  |  | 100 | 16.8 | --- | -3.47 | OK | 20.27 | 20.27 | 20.65% |  | 243.24
2 | 2 | 0 | 1367 | 50W Radar Speed Sign | 50 | 37 | 4.95 | 4.95 | 2 | 888 | 118.8 |  |  |  |  | 37 | 4.95 | --- | -1.02 | OK | 5.97 | 5.97 | 20.61% |  | 143.28
1 | 1 | 0 | 1368 | 1 1200W Misc Unmetered Photocell | 1200 | 437 | 71.14 | 71.14 | 1 | 5244 | 853.68 |  |  |  |  | 437 | 71.14 | --- | -14.66 | OK | 85.8 | 85.8 | 20.61% |  | 1029.6
2 | 2 | 0 | 1370 | 120W Speed Rader | 120 | 88 | 11.79 | 11.79 | 2 | 2112 | 282.96 |  |  |  |  | 88 | 11.79 | --- | -2.44 | OK | 14.23 | 14.23 | 20.7% |  | 341.52
1 | 1 | 0 | 1371 | 240W Miscl. Load | 240 | 175 | 23.48 | 23.48 | 1 | 2100 | 281.76 |  |  |  |  | 175 | 23.48 | --- | -4.84 | OK | 28.32 | 28.32 | 20.61% |  | 339.84
1 | 1 | 0 | 1374 | 144W LED Pylon Sign | 144 | 35 | 6.7 | 6.7 | 1 | 420 | 80.4 |  |  |  |  | 35 | 6.7 | --- | -1.38 | OK | 8.08 | 8.08 | 20.6% |  | 96.96
1 | 3 | 2 | 1378 | 2315W Misc. Load | 2315 | 1690 | 226.68 | 226.68 | 3 | 60840 | 8160.48 |  | 2.315 | 6.945 | 6.945 | 1690 | 226.68 | --- | -46.82 | OK | 273.5 | 273.5 | 20.65% |  | 9846
1 | 1 | 0 | 1382 | 2760W Pylong Sign | 2760 | 682 | 128.44 | 128.44 | 1 | 8184 | 1541.28 |  | 2.76 | 2.76 | 2.76 | 682 | 128.44 | --- | -26.42 | OK | 154.86 | 154.86 | 20.57% |  | 1858.32
Unaccounted for
8974 | 9604 | 630 |  | TOTALS |  |  |  |  | 9604 | 23777024.84 | 3306091.462 | 9926.0736 |  | 2947.0285 | 2357.878 | [7 empty] | 9604 | 23777024.84 | 3988711.147 | 16735.8861
RATE COUNT:
|  |  | 395 |  |  |  | PER MONTH = |  |  | 1981418.7367 | 276334.7946 | [13 empty] | 3988711.147
[7 empty] | 2025 Unit Revenue |  |  | 0.13905 | [13 empty] | 0.16775 | 20.65%

## 2027 Rates
"PROPOSED SMOOTHED RATES - EFFECTIVE JANUARY 1, 2027"
Components of Small General Tariff
CALCULATION OF UNMETERED SERVICE RATES
[13 empty] | RATE INC./(DEC.): |  | 0%
Components of Misc. Small Loads Rate |  |  |  |  | RATE INC./(DEC.): |  | 2.386% |  | RATE INC./(DEC.): |  | 0%
[12 empty] | Customer Charge |  |  | 22.1564
Demand Charge |  |  | 14.1734 |  | Recreational Area Lighting Rate: |  |  |  | Large Industrial Tariff: |  |  | 1st Block Energy Charge @ 200 kW.h |  |  | 0.18918
1st Block Energy Charge @ 200 kW.h |  |  | 0.18196 | [8 empty] | All Additional kW.h Energy Charge |  |  | 0.17089
All Additional kW.h Energy Charge |  |  | 0.12749 |  | Energy Charge |  | 0.11663 |  | Energy Charge |  | 0.10095
Minimum Charge | 4.8136 | / month | 14.1734
Minimum Bill | 22.1564 | / month
10% cap unit cost
CROSSWALK SIGNS
|  | Demand | Ballast | Demand | Energy per Month |  | Demand | 1st Block | 1st Block | All Addional Energy |  | All Add. Energy Charge |  | Total Monthly Charge
Rate Code | Wattage | in KW | % | incl. Ballast | Photocell | Continuous | Charge | Energy | Energy Chg. | Photocell | Continuous | Photocell | Continuous | Photocell | Continuous
DEMAND & ENERGY CALCULATION ONLY FOR 100, 200 & 300 SERIES RATE CODES
100 | 100 | 0.1 | 29% | 0.129 | 43 | 94 | 1.83 | 26 | 4.73 | 17 |  | 2.17 |  | 8.73 | N/A
101 | 125 | 0.125 | 24.8% | 0.156 | 52 | 114 | 2.21 | 31 | 5.64 | 21 |  | 2.68 |  | 10.53 | N/A
102 | 175 | 0.175 | 18.29% | 0.20701 | 69 | 151 | 2.93 | 41 | 7.46 | 28 |  | 3.57 |  | 13.96 | N/A
103 | 250 | 0.25 | 16.4% | 0.291 | 97 | 212 | 4.12 | 58 | 10.55 | 39 |  | 4.97 |  | 19.64 | N/A
104 | 400 | 0.4 | 15.5% | 0.462 | 154 | 337 | 6.55 | 92 | 16.74 | 62 |  | 7.9 |  | 31.19 | 54.53
105 | 700 | 0.7 | 11.4% | 0.7798 | 260 | 569 | 11.05 | 156 | 28.39 | 104 |  | 13.26 |  | 52.7 | 92.1
106 | 1000 | 1 | 8.9% | 1.089 | 363 | 795 | 15.43 | 218 | 39.67 | 145 |  | 18.49 |  | 73.59 | 128.66
107 | 250 | 0.25 | 16.4% | 0.291 | 97 | 212 | 4.12 | 58 | 10.55 | 39 |  | 4.97 |  | N/A | 34.3
110 | 48 | 0.048 | 90% | 0.0912 | 30 | 67 | 1.29 | 18 | 3.28 | 12 |  | 1.53 |  | 6.1 | 10.82
111 | 96 | 0.096 | 165% | 0.2544 | 85 | 186 | 3.61 | 51 | 9.28 | 34 |  | 4.33 |  | 17.22 | 30.1
112 | 144 | 0.144 | 142% | 0.34848 | 116 | 254 | 4.94 | 70 | 12.74 | 46 |  | 5.86 |  | 23.54 | 41.14
113 | 288 | 0.288 | 131% | 0.66528 | 222 | 486 | 9.43 | 133 | 24.2 | 89 |  | 11.35 |  | 44.98 | 78.64
114 | 96 | 0.096 | 46.88% | 0.141 | 47 | 103 | 2 | 28 | 5.09 | 19 |  | 2.42 |  | 9.51 | 16.65
115 | 72 | 0.072 | 150% | 0.18 | 60 | 131 | 2.55 | 36 | 6.55 | 24 |  | 3.06 |  | 12.16 | 21.21
116 | 192 | 0.192 | 160% | 0.4992 | 166 | 364 | 7.08 | 100 | 18.2 | 66 |  | 8.41 |  | 33.69 | 58.94
117 | 288 | 0.288 | 131% | 0.66528 | 222 | 486 | 9.43 | 133 | 24.2 | 89 |  | 11.35 |  | 44.98 | 78.64
118 | 48 | 0.048 | 87.5% | 0.09 | 30 | 66 | 1.28 | 18 | 3.28 | 12 |  | 1.53 |  | 6.09 | 10.68
119 | 192 | 0.192 | 160% | 0.4992 | 166 | 364 | 7.08 | 100 | 18.2 | 66 |  | 8.41 |  | 33.69 | 58.94
120 | 192 | 0.192 | 81% | 0.34752 | 116 | 254 | 4.93 | 70 | 12.74 | 46 |  | 5.86 |  | 23.53 | 41.13
121 | 250 | 0.25 | 20% | 0.3 | 100 | 219 | 4.25 | 60 | 10.92 | 40 |  | 5.1 |  | 20.27 | 35.44
122 | 400 | 0.4 | 12.5% | 0.45 | 150 | 329 | 6.38 | 90 | 16.38 | 60 |  | 7.65 |  | 30.41 | 53.23
123 | 70 | 0.07 | 37% | 0.0959 | 32 | 70 | 1.36 | 19 | 3.46 | 13 |  | 1.66 |  | 6.48 | 11.32
124 | 100 | 0.1 | 35% | 0.135 | 45 | 99 | 1.91 | 27 | 4.91 | 18 |  | 2.29 |  | 9.11 | 16
125 | 150 | 0.15 | 30% | 0.195 | 65 | 142 | 2.76 | 39 | 7.1 | 26 |  | 3.31 |  | 13.17 | 22.99
126 | 100 | 0.1 | 35% | 0.135 | 45 | 99 | 1.91 | 27 | 4.91 | 18 |  | 2.29 |  | 9.11 | 16
130 | 135 | 0.135 | 33.33% | 0.18 | 60 | 131 | 2.55 | 36 | 6.55 | 24 |  | 3.06 |  | 12.16 | 21.21
131 | 180 | 0.18 | 33.33% | 0.23999 | 80 | 175 | 3.4 | 48 | 8.73 | 32 |  | 4.08 |  | 16.21 | 28.32
132 | 90 | 0.09 | 50% | 0.135 | 45 | 99 | 1.91 | 27 | 4.91 | 18 |  | 2.29 |  | 9.11 | 16
140 | 400 | 0.4 | 12.5% | 0.45 | 150 | 329 | 6.38 | 90 | 16.38 | 60 |  | 7.65 |  | 30.41 | 53.23
141 | 1000 | 1 | 8% | 1.08 | 360 | 788 | 15.31 | 216 | 39.3 | 144 |  | 18.36 |  | 72.97 | 127.54
142 | 250 | 0.25 | 20% | 0.3 | 100 | 219 | 4.25 | 60 | 10.92 | 40 |  | 5.1 |  | 20.27 | 35.44
143 | 150 | 0.15 | 33.33% | 0.19999 | 67 | 146 | 2.83 | 40 | 7.28 | 27 |  | 3.44 |  | 13.55 | 23.62
144 | 100 | 0.1 | 50% | 0.15 | 50 | 110 | 2.13 | 30 | 5.46 | 20 |  | 2.55 |  | 10.14 | 17.79
150 | 840 | 0.84 | 0% | 0.84 | 280 | 613 | 11.91 | 168 | 30.57 | 112 |  | 14.28 |  | 56.76 | 99.21
201 | 125 | 0.125 | 24.8% | 0.156 | 52 | 114 | 2.21 | 31 | 5.64 | 21 |  | 2.68 |  | 10.53 | 18.43
202 | 175 | 0.175 | 18.29% | 0.20701 | 69 | 151 | 2.93 | 41 | 7.46 | 28 |  | 3.57 |  | 13.96 | 24.41
203 | 250 | 0.25 | 16.4% | 0.291 | 97 | 212 | 4.12 | 58 | 10.55 | 39 |  | 4.97 |  | 19.64 | 34.3
204 | 400 | 0.4 | 15.5% | 0.462 | 154 | 337 | 6.55 | 92 | 16.74 | 62 |  | 7.9 |  | 31.19 | 54.53
205 | 700 | 0.7 | 11.4% | 0.7798 | 260 | 569 | 11.05 | 156 | 28.39 | 104 |  | 13.26 |  | 52.7 | 92.1
206 | 1000 | 1 | 8.9% | 1.089 | 363 | 795 | 15.43 | 218 | 39.67 | 145 |  | 18.49 |  | 73.59 | 128.66
213 | 340 | 0.34 | 96% | 0.6664 | 222 | 486 | 9.45 | 133 | 24.2 | 89 |  | 11.35 |  | 45 | 78.66
214 | 110 | 0.11 | 28% | 0.1408 | 47 | 103 | 2 | 28 | 5.09 | 19 |  | 2.42 |  | 9.51 | 16.65
215 | 85 | 0.085 | 110% | 0.1785 | 60 | 130 | 2.53 | 36 | 6.55 | 24 |  | 3.06 |  | 12.14 | 21.06
216 | 240 | 0.24 | 108% | 0.4992 | 166 | 364 | 7.08 | 100 | 18.2 | 66 |  | 8.41 |  | 33.69 | 58.94
217 | 60 | 0.06 | 145% | 0.147 | 49 | 107 | 2.08 | 29 | 5.28 | 20 |  | 2.55 |  | 9.91 | 17.3
218 | 120 | 0.12 | 113% | 0.2556 | 85 | 187 | 3.62 | 51 | 9.28 | 34 |  | 4.33 |  | 17.23 | 30.24
221 | 250 | 0.25 | 20% | 0.3 | 100 | 219 | 4.25 | 60 | 10.92 | 40 |  | 5.1 |  | 20.27 | 35.44
222 | 70 | 0.07 | 37% | 0.0959 | 32 | 70 | 1.36 | 19 | 3.46 | 13 |  | 1.66 |  | 6.48 | 11.32
223 | 100 | 0.1 | 35% | 0.135 | 45 | 99 | 1.91 | 27 | 4.91 | 18 |  | 2.29 |  | 9.11 | 16
224 | 150 | 0.15 | 30% | 0.195 | 65 | 142 | 2.76 | 39 | 7.1 | 26 |  | 3.31 |  | 13.17 | 22.99
231 | 180 | 0.18 | 33.33% | 0.23999 | 80 | 175 | 3.4 | 48 | 8.73 | 32 |  | 4.08 |  | 16.21 | 28.32
300 | 100 | 0.1 | 7% | 0.107 | 36 | 78 | 1.52 | 21 | 3.82 | 15 |  | 1.91 |  | 7.25 | 12.61
301 | 125 | 0.125 | 24.8% | 0.156 | 52 | 114 | 2.21 | 31 | 5.64 | 21 |  | 2.68 |  | 10.53 | 18.43
302 | 175 | 0.175 | 18.29% | 0.20701 | 69 | 151 | 2.93 | 41 | 7.46 | 28 |  | 3.57 |  | 13.96 | 24.41
303 | 250 | 0.25 | 16.4% | 0.291 | 97 | 212 | 4.12 | 58 | 10.55 | 39 |  | 4.97 |  | 19.64 | 34.3
304 | 400 | 0.4 | 15.5% | 0.462 | 154 | 337 | 6.55 | 92 | 16.74 | 62 |  | 7.9 |  | 31.19 | 54.53
305 | 700 | 0.7 | 11.4% | 0.7798 | 260 | 569 | 11.05 | 156 | 28.39 | 104 |  | 13.26 |  | 52.7 | 92.1
306 | 1000 | 1 | 8.9% | 1.089 | 363 | 795 | 15.43 | 218 | 39.67 | 145 |  | 18.49 |  | 73.59 | 128.66
310 | 60 | 0.06 | 50% | 0.09 | 30 | 66 | 1.28 | 18 | 3.28 | 12 |  | 1.53 |  | 6.09 | 10.68
311 | 240 | 0.24 | 108% | 0.4992 | 166 | 364 | 7.08 | 100 | 18.2 | 66 |  | 8.41 |  | 33.69 | 58.94
312 | 170 | 0.17 | 105% | 0.3485 | 116 | 254 | 4.94 | 70 | 12.74 | 46 |  | 5.86 |  | 23.54 | 41.14
313 | 340 | 0.34 | 96% | 0.6664 | 222 | 486 | 9.45 | 133 | 24.2 | 89 |  | 11.35 |  | 45 | 78.66
314 | 110 | 0.11 | 28% | 0.1408 | 47 | 103 | 2 | 28 | 5.09 | 19 |  | 2.42 |  | 9.51 | 16.65
315 | 85 | 0.085 | 110% | 0.1785 | 60 | 130 | 2.53 | 36 | 6.55 | 24 |  | 3.06 |  | 12.14 | 21.06
321 | 250 | 0.25 | 20% | 0.3 | 100 | 219 | 4.25 | 60 | 10.92 | 40 |  | 5.1 |  | 20.27 | 35.44
322 | 70 | 0.07 | 37% | 0.0959 | 32 | 70 | 1.36 | 19 | 3.46 | 13 |  | 1.66 |  | 6.48 | 11.32
323 | 100 | 0.1 | 35% | 0.135 | 45 | 99 | 1.91 | 27 | 4.91 | 18 |  | 2.29 |  | 9.11 | 16
324 | 150 | 0.15 | 30% | 0.195 | 65 | 142 | 2.76 | 39 | 7.1 | 26 |  | 3.31 |  | 13.17 | 22.99
326 | 400 | 0.4 | 12.5% | 0.45 | 150 | 329 | 6.38 | 90 | 16.38 | 60 |  | 7.65 |  | 30.41 | 53.23
327 | 500 | 0.5 | 10% | 0.55 | 183 | 402 | 7.8 | 110 | 20.02 | 73 |  | 9.31 |  | 37.13 | 65.05
328 | 1000 | 1 | 9% | 1.09 | 363 | 796 | 15.45 | 218 | 39.67 | 145 |  | 18.49 |  | 73.61 | 128.81
330 | 140 | 0.14 | 0% | 0.14 | 47 | 102 | 1.98 | 28 | 5.09 | 19 |  | 2.42 |  | 9.49 | 16.5
331 | 180 | 0.18 | 33.33% | 0.23999 | 80 | 175 | 3.4 | 48 | 8.73 | 32 |  | 4.08 |  | 16.21 | 28.32
341 | 1000 | 1 | 8% | 1.08 | 360 | 788 | 15.31 | 216 | 39.3 | 144 |  | 18.36 |  | 72.97 | 127.54
342 | 400 | 0.4 | 12.5% | 0.45 | 150 | 329 | 6.38 | 90 | 16.38 | 60 |  | 7.65 |  | 30.41 | 53.23
343 | 250 | 0.25 | 20% | 0.3 | 100 | 219 | 4.25 | 60 | 10.92 | 40 |  | 5.1 |  | 20.27 | 35.44
344 | 175 | 0.175 | 28.57% | 0.225 | 75 | 164 | 3.19 | 45 | 8.19 | 30 |  | 3.82 |  | 15.2 | 26.55
345 | 150 | 0.15 | 33.33% | 0.19999 | 67 | 146 | 2.83 | 40 | 7.28 | 27 |  | 3.44 |  | 13.55 | 23.62
346 | 100 | 0.1 | 50% | 0.15 | 50 | 110 | 2.13 | 30 | 5.46 | 20 |  | 2.55 |  | 10.14 | 17.79
350 | 384 | 0.384 | 119% | 0.84096 | 280 | 614 | 11.92 | 168 | 30.57 | 112 |  | 14.28 |  | 56.77 | 99.35
351 | 400 | 0.4 | 33.33% | 0.53332 | 178 | 389 | 7.56 | 107 | 19.47 | 71 |  | 9.05 |  | 36.08 | 62.98
| 56 | 0.056 | 0% | 0.056 | 0 | 41 | 0.79 | 0 | 0 | 0 | 41 | 0 | 5.23 | 0.79 | 6.02
| 700 | 0.7 | 0% | 0.7 | 233 | 511 | 9.92 | 140 | 25.47 | 93 | 371 | 11.86 | 47.3 | 47.25 | 82.69
352 | [5 empty] | 511 | [8 empty] | 83.48
| 105 | 0.105 | 14% | 0.1197 | 40 | N/A | 1.7 | 24 | 4.37 | 16 |  | 2.04 |  | 8.11 | N/A
| 150 | 0.15 | 6.5% | 0.15975 | 53 | N/A | 2.26 | 32 | 5.82 | 21 |  | 2.68 |  | 10.76 | N/A
| 138 | 0.138 | 0% | 0.138 | 0 | N/A | 1.96 | 0 | 0 | 0 |  | 0 |  | 1.96 | N/A
360 |  |  |  |  | 93 | [8 empty] | 20.83
| 175 | 0.175 | 0% | 0.175 | 58 | N/A | 2.48 | 35 | 6.37 | 23 | N/A | 2.93 | N/A | 11.78 | N/A
| 120 | 0.12 | 0% | 0.12 | 12 | N/A | 1.7 | 12 | 2.18 | 0 | N/A | 0 | N/A | 3.88 | N/A
361 |  |  |  |  | 70 | [8 empty] | 15.66
362 | 350 | 0.35 | 10% | 0.385 | 128 | N/A | 5.46 | 77 | 14.01 | 51 | N/A | 6.5 | N/A | 25.97 | N/A
| 500 | 0.5 | 10% | 0.55 | 183 | N/A | 7.8 | 110 | 20.02 | 73 | N/A | 9.31 | N/A | 37.13 | N/A
| 350 | 0.35 | 10% | 0.385 | 128 | N/A | 5.46 | 77 | 14.01 | 51 | N/A | 6.5 | N/A | 25.97 | N/A
| 276 | 0.276 | 10% | 0.3036 | 0 | N/A | 4.3 | 0 | 0 | 0 | N/A | 0 | N/A | 4.3 | N/A
363 |  |  |  |  | 311 | [8 empty] | 67.4
364 | 912 | 0.912 | 10% | 1.0032 | 334 | N/A | 14.22 | 201 | 36.57 | 133 | N/A | 16.96 | N/A | 67.75 | N/A
365 | 701 | 0.701 | 17.4% | 0.82297 | 265 | N/A | 11.66 | 165 | 30.02 | 100 | N/A | 12.75 | N/A | 54.43 | N/A
366 | 650 | 0.65 | 10% | 0.715 | 238 | N/A | 10.13 | 143 | 26.02 | 95 | N/A | 12.11 | N/A | 48.26 | N/A
367 | 590 | 0.59 | 10% | 0.649 | 216 | N/A | 9.2 | 130 | 23.65 | 86 | N/A | 10.96 | N/A | 43.81 | N/A
368 | 250 | 0.25 | 10% | 0.275 | 92 | N/A | 3.9 | 55 | 10.01 | 37 | N/A | 4.72 | N/A | 18.63 | N/A
369 | 175 | 0.175 | 10% | 0.1925 | 64 | N/A | 2.73 | 39 | 7.1 | 25 | N/A | 3.19 | N/A | 13.02 | N/A
370 | 1500 | 1.5 | 0% | 1.5 | 150 | 1095 | 21.26 | 150 | 27.29 | 0 | 945 | 0 | 120.48 | 48.55 | N/A
371 | 1500 | 1.5 | 0% | 1.5 | 200 | 1095 | 21.26 | 200 | 36.39 | 0 |  | 0 |  | 57.65 | N/A
372 | 1500 | 1.5 | 0% | 1.5 | 150 | 1095 | 21.26 | 150 | 27.29 | 0 | 945 | 0 | 120.48 | 48.55 | N/A
373 | 480 | 0.48 | 0% | 0.48 | 8 | 350 | 6.8 | 8 | 1.46 | 0 | 342 | 0 | 43.6 | 8.26 | N/A
374 | 330 | 0.33 | 0% | 0.33 | 120 | 241 | 4.68 | 66 | 12.01 | 54 | 175 | 6.88 | 22.31 | 23.57 | N/A
375 | 36 | 0.036 | 0% | 0.036 | 12 | 26 | 0.51 | 7 | 1.27 | 5 | 19 | 0.64 | 2.42 | 2.42 | N/A
|  |  |  | 1st Block | Additional
| Annual | Monthly | Customer | Energy | Energy | Monthly
| Energy | Energy | Charge | Charge | Charge | Charge
7.74
376 | 8525 | 710 | 22.1564 | 37.84 | 87.15 | 147.1464 |  |  | 0.088 |  |  |  |  | 147.1464 | 147.1464
0.0582
377 | 2190 | 183 | 22.1564 | 34.62 | 0 | 56.7764
378-2005 | 2500 | 2.5 | 0% | 2.5 | 833 | 1825 | 19.35 | 500 | 44 | 333 | 1325 | 19.38 | 77.12 | 82.73 | 140.47
| 2500 | 2.5 | 0% | 2.5 | 833 | 1825 | 35.43 | 500 | 90.98 | 333 | 1325 | 42.46 | 168.93 | 168.87 | 295.34
|  |  |  | 1st Block | Additional
| Annual | Monthly | Customer | Energy | Energy | Monthly
| Energy | Energy | Charge | Charge | Charge | Charge
379 | 4745 | 395 | 22.1564 | 37.84 | 33.32 | 93.3164 | [8 empty] | 93.3164
|  |  |  | 1st Block | Additional
| Annual | Monthly | Customer | Energy | Energy | Monthly
| Energy | Energy | Charge | Charge | Charge | Charge
380 | 3285 | 274 | 22.1564 | 37.84 | 12.65 | 72.6464 | [8 empty] | 72.6464
| 175 | 0.175 | 25% | 0.21875 | 73 | 160 | 3.1 | 44 | 8.01 | 29 | 116 | 3.7 | 14.79 | 14.81 | N/A
| 250 | 0.25 | 20% | 0.3 | 100 | 219 | 4.25 | 60 | 10.92 | 40 | 159 | 5.1 | 20.27 | 20.27 | N/A
| 138 | 0.138 | 10% | 0.1518 | 46 | 111 | 2.15 | 30 | 5.46 | 16 | 81 | 2.04 | 10.33 | 9.65 | N/A
381 | 563 |  |  |  | 219 | [8 empty] | 44.73 | 44.73
|  |  |  | 1st Block | Additional
| Annual | Monthly | Customer | Energy | Energy | Monthly
| Energy | Energy | Charge | Charge | Charge | Charge
382 | 7300 | 608 | 22.1564 | 37.84 | 69.72 | 129.7164 | [8 empty] | 129.7164
|  |  |  | 1st Block | Additional
| Annual | Monthly | Customer | Energy | Energy | Monthly
| Energy | Energy | Charge | Charge | Charge | Charge
383 | 10950 | 913 | 22.1564 | 37.84 | 121.84 | 181.8364 | [8 empty] | 181.8364
|  |  |  | 1st Block | Additional
| Annual | Monthly | Customer | Energy | Energy | Monthly
| Energy | Energy | Charge | Charge | Charge | Charge
384 | 16425 | 1369 | 22.1564 | 37.84 | 199.77 | 259.7664 | [8 empty] | 259.7664
|  |  |  | 1st Block | Additional
| Annual | Monthly | Customer | Energy | Energy | Monthly
| Energy | Energy | Charge | Charge | Charge | Charge
385 | 11315 | 943 | 22.1564 | 37.84 | 126.97 | 186.9664 | [8 empty] | 186.9664
| 2600 | 2.6 | 0% | 2.6 | 867 | 1898 | 36.85 | 520 | 94.62 | 347 | 1378 | 44.24 | 175.69 | 175.71 | 307.16
| 320 | 0.32 | 0% | 0.32 | 97 | 234 | 4.54 | 64 | 11.65 | 33 | 170 | 4.21 | 21.67 | 20.4 | 37.86
386 |  | 2.92 |  |  |  | 1995 | [8 empty] | 327.56
| 1300 | 1.3 | 0% | 1.3 | 433 | 949 | 18.43 | 260 | 47.31 | 173 | 689 | 22.06 | 87.84 | 87.8 | 153.58
| 160 | 0.16 | 0% | 0.16 | 49 | 117 | 2.27 | 32 | 5.82 | 17 | 85 | 2.17 | 10.84 | 10.26 | 18.93
387 | 1460 | 1.46 |  |  |  | 998 | [8 empty] | 163.84
388 | 150 | 0.15 | 0% | 0.15 | 50 | 110 | 2.13 | 30 | 5.46 | 20 | 80 | 2.55 | 10.2 | 10.14 | 17.79
389 | 1500 | 1.5 | 0% | 1.5 | 151 | 1095 | 21.26 | 151 | 27.48 | 0 | 944 | 0 | 120.35 | 48.74 | 169.09
390 | 325 | 0.325 | 10% | 0.3575 | 119 | 261 | 5.07 | 72 | 13.1 | 47 | 189 | 5.99 | 24.1 | 24.16 | 42.27
391 | 348 | 0.348 | 0% | 0.348 | 116 | 254 | 4.93 | 70 | 12.74 | 46 | 184 | 5.86 | 23.46 | 23.53 | 41.13
392 |  | 0 | 0% | 0 | 0 | 0 | 0 | 0 | 0 | 0 | 0 | 0 | 0 | 0 | 22.1564
399 | 2400 | 2.4 | 7.5% | 2.58 | 314 | 1883 | 36.57 | 314 | 57.13 | 0 | 1569 | 0 | 200.04 | 93.7 | N/A
|  |  |  | 1st Block | Additional
| Annual | Monthly | Customer | Energy | Energy | Monthly | Annual
Rate Code | Energy | Energy | Charge | Charge | Charge | Charge | Charge
397 | 5529.75 | 461 | 22.1564 | 37.84 | 44.6 | 104.5964 | 1255.1572 | [7 empty] | 104.5964
|  |  |  | 1st Block | Additional
| Annual | Monthly | Customer | Energy | Energy | Monthly | Annual
Rate Code | Energy | Energy | Charge | Charge | Charge | Charge | Charge
398 | 6223.25 | 519 | 22.1564 | 37.84 | 54.51 | 114.5064 | 1374.0772 | [7 empty] | 114.5064
DEMAND & ENERGY CALCULATION ONLY FOR 400 SERIES & Kentville Electric RATE CODES
400 | 100 | 0.1 | 0% | 0.1 | 15 | 73 | 1.42 | 15 | 2.73 | 0 | 58 | 0 | 7.39 | 4.15 | 11.54
401 | 100 | 0.1 | 0% | 0.1 | 30 | 73 | 1.42 | 20 | 3.64 | 10 | 53 | 1.27 | 6.76 | 6.33 | 11.82
402 | 100 | 0.1 | 23% | 0.123 | 37 | 90 | 1.74 | 25 | 4.55 | 12 | 65 | 1.53 | 8.29 | 7.82 | 14.58
441 | 1000 | 1 | 0% | 1 | 333 | 730 | 14.17 | 200 | 36.39 | 133 | 530 | 16.96 | 67.57 | 67.52 | 118.13
444
Kentville Electric Unmetered Service Rates
449
450
451
452 | 1000 | 1 | 9% | 1.09 | 363 | 796 | 15.45 | 218 | 39.67 | 145 | 578 | 18.49 | 73.69 | 73.61 | 128.81
453 | [13 empty] | 32.13
454 | [13 empty] | 41.02
455
456
457
458
459
460
461
462 | [13 empty] | 6.33
463
464 | [13 empty] | 16.1
465 | [13 empty] | 7.91
470
471
472 | [13 empty] | 77.363
473 | 175 | 0.175 | 18.29% | 0.20701 | 69 | 151 | 2.93 | 41 | 7.46 | 28 | 110 | 3.57 | 14.02 | 13.96 | 24.41
474 | 125 | 0.125 | 24.8% | 0.156 | 52 | 114 | 2.21 | 31 | 5.64 | 21 | 83 | 2.68 | 10.58 | 10.53 | 18.43
475 | 70 | 0.07 | 37% | 0.0959 | 32 | 70 | 1.36 | 19 | 3.46 | 13 | 51 | 1.66 | 6.5 | 6.48 | 11.32
476
477
478 |  |  |  |  | 1938
DEMAND & ENERGY CALCULATION ONLY FOR 500 SERIES (Traffic Control Lights)
500 | 210 | 0.21 | 0% | 0.21 | 51 | 153 | 2.98 | 42 | 7.64 | 9 | 111 | 1.15 | 14.15 | 11.77 | 24.77
501 | 23 | 0.023 | 0% | 0.023 | 6 | 17 | 0.33 | 5 | 0.91 | 1 | 12 | 0.13 | 1.53 | 1.37 | 2.77
502 | 27 | 0.027 | 0% | 0.027 | 7 | 20 | 0.38 | 5 | 0.91 | 2 | 15 | 0.25 | 1.91 | 1.54 | 3.2
503 | 33 | 0.033 | 0% | 0.033 | 8 | 24 | 0.47 | 7 | 1.27 | 1 | 17 | 0.13 | 2.17 | 1.87 | 3.91
504 | 39 | 0.039 | 0% | 0.039 | 9 | 28 | 0.55 | 8 | 1.46 | 1 | 20 | 0.13 | 2.55 | 2.14 | 4.56
505 | 50 | 0.05 | 0% | 0.05 | 12 | 37 | 0.71 | 10 | 1.82 | 2 | 27 | 0.25 | 3.44 | 2.78 | 5.97
506 | 200 | 0.2 | 0% | 0.2 | 49 | 146 | 2.83 | 40 | 7.28 | 9 | 106 | 1.15 | 13.51 | 11.26 | 23.62
507 | 860 | 0.86 | 0% | 0.86 | 209 | 628 | 12.19 | 172 | 31.3 | 37 | 456 | 4.72 | 58.14 | 48.21 | 101.63
508 | 20 | 0.02 | 0% | 0.02 | 5 | 15 | 0.28 | 4 | 0.73 | 1 | 11 | 0.13 | 1.4 | 1.14 | 2.41
509 | 45 | 0.045 | 0% | 0.045 | 11 | 33 | 0.64 | 9 | 1.64 | 2 | 24 | 0.25 | 3.06 | 2.53 | 5.34
510 | 7 | 0.007 | 0% | 0.007 | 2 | 5 | 0.1 | 1 | 0.18 | 1 | 4 | 0.13 | 0.51 | 0.41 | 0.79
511 | 17 | 0.017 | 0% | 0.017 | 4 | 12 | 0.24 | 3 | 0.55 | 1 | 9 | 0.13 | 1.15 | 0.92 | 1.94
512 | 25 | 0.025 | 0% | 0.025 | 6 | 18 | 0.35 | 5 | 0.91 | 1 | 13 | 0.13 | 1.66 | 1.39 | 2.92
513 | 60 | 0.06 | 0% | 0.06 | 22 | 44 | 0.85 | 12 | 2.18 | 10 | 32 | 1.27 | 4.08 | 4.3 | 7.11
NEW LED TRAFFIC CONTROL SIGNALS
520 | 7 | 0.007 | 0% | 0.007 | 3 | 5 | 0.1 | 1 | 0.18 | 2 | 4 | 0.25 | 0.51 | 0.53 | 0.79
521 | 7 | 0.007 | 0% | 0.007 | 2 | 5 | 0.1 | 1 | 0.18 | 1 | 4 | 0.13 | 0.51 | 0.41 | 0.79
522 | 10 | 0.01 | 0% | 0.01 | 4 | 7 | 0.14 | 2 | 0.36 | 2 | 5 | 0.25 | 0.64 | 0.75 | 1.14
523 | 10 | 0.01 | 0% | 0.01 | 2 | 7 | 0.14 | 2 | 0.36 | 0 | 5 | 0 | 0.64 | 0.5 | 1.14
524 | 12 | 0.012 | 0% | 0.012 | 3 | 9 | 0.17 | 2 | 0.36 | 1 | 7 | 0.13 | 0.89 | 0.66 | 1.42
525 | 14.5 | 0.0145 | 0% | 0.0145 | 1 | 11 | 0.21 | 1 | 0.18 | 0 | 10 | 0 | 1.27 | 0.39 | 1.66
526 | 20 | 0.02 | 0% | 0.02 | 9 | 15 | 0.28 | 4 | 0.73 | 5 | 11 | 0.64 | 1.4 | 1.65 | 2.41
527 | 22 | 0.022 | 0% | 0.022 | 2 | 16 | 0.31 | 2 | 0.36 | 0 | 14 | 0 | 1.78 | 0.67 | 2.45
528 | 6 | 0.006 | 0% | 0.006 | 0 | 4 | 0.09 | 0 | 0 | 0 | 4 | 0 | 0.51 | N/A | 0.6
529 | 9 | 0.009 | 0% | 0.009 | 2 | 7 | 0.13 | 2 | 0.36 | 0 | 5 | 0 | 0.64 | 0.49 | 1.13
530 Non-Cont. LED TCS | 4.6 | 0.0046 | 0% | 0.0046 | 1 | 3 | 0.07 | 1 | 0.18 | 0 | 2 | 0 | 0.25 | 0.25 | 0.5
531 Cont. LED TCS | 7.5 | 0.0075 | 0% | 0.0075 | 2 | 5 | 0.11 | 2 | 0.36 | 0 | 3 | 0 | 0.38 | 0.47 | 0.85
14.13
DEMAND & ENERGY CALCULATION ONLY FOR 600 SERIES (Miscellaneous Lighting)
600 | 116 | 0.116 | 0% | 0.116 | 39 | 85 | 1.64 | 23 | 4.19 | 16 | 62 | 2.04 | 7.9 | 7.87 | 13.73
601 | 500 | 0.5 | 0% | 0.5 | 167 | 365 | 7.09 | 100 | 18.2 | 67 | 265 | 8.54 | 33.79 | 33.83 | 59.08
602 | 400 | 0.4 | 15.5% | 0.462 | 154 | 337 | 6.55 | 92 | 16.74 | 62 | 245 | 7.9 | 31.24 | 31.19 | 54.53
603 | 100 | 0.1 | 0% | 0.1 | 33 | 73 | 1.42 | 20 | 3.64 | 13 | 53 | 1.66 | 6.76 | 6.72 | 11.82
604 | 276 | 0.276 | 0% | 0.276 | 92 | 201 | 3.91 | 55 | 10.01 | 37 | 146 | 4.72 | 18.61 | 18.64 | 32.53
605 | 10 | 0.01 | 0% | 0.01 | 3 | 7 | 0.14 | 2 | 0.36 | 1 | 5 | 0.13 | 0.64 | 0.63 | 1.14
606 | 480 | 0.48 | 0% | 0.48 | 87 | 350 | 6.8 | 87 | 15.83 | 0 | 263 | 0 | 33.53 | 22.63 | 56.16
607 | 4440 | 4.44 | 0% | 4.44 | 1480 | 3241 | 62.93 | 888 | 161.58 | 592 | 2353 | 75.48 | 299.99 | 299.99 | 524.5
608 | 138 | 0.138 | 0% | 0.138 | 46 | 101 | 1.96 | 28 | 5.09 | 18 | 73 | 2.29 | 9.31 | 9.34 | 16.36
609 | 175 | 0.175 | 0% | 0.175 | 58 | 128 | 2.48 | 35 | 6.37 | 23 | 93 | 2.93 | 11.86 | 11.78 | 20.71
610 | 244 | 0.244 | 0% | 0.244 | 81 | 178 | 3.46 | 49 | 8.92 | 32 | 129 | 4.08 | 16.45 | 16.46 | 28.83
DEMAND & ENERGY CALCULATION ONLY FOR 700 SERIES (Police Sirens)
700 |  |  |  |  | 13 | [8 empty] | 4.8136
701 |  |  |  |  | 0 | [8 empty] | 22.1564
702 |  |  |  |  | 0 | [8 empty] | 24.68
703 |  |  |  |  | 0
704 |  |  |  |  | 0 | [8 empty] | 4.8136
705 |  |  |  |  | 44 | [8 empty] | 5.67
DEMAND & ENERGY CALCULATION ONLY FOR 800 SERIES (CATV Power Supply)
801 | 100 | 0.1 | 0% | 0.1 | 33 | 73 | 1.42 | 20 | 3.64 | 13 | 53 | 1.66 | 6.76 | 6.72 | 11.82
802 | 150 | 0.15 | 0% | 0.15 | 50 | 110 | 2.13 | 30 | 5.46 | 20 | 80 | 2.55 | 10.2 | 10.14 | 17.79
803 | 200 | 0.2 | 0% | 0.2 | 67 | 146 | 2.83 | 40 | 7.28 | 27 | 106 | 3.44 | 13.51 | 13.55 | 23.62
804 | 250 | 0.25 | 0% | 0.25 | 83 | 183 | 3.54 | 50 | 9.1 | 33 | 133 | 4.21 | 16.96 | 16.85 | 29.6
805 | 300 | 0.3 | 0% | 0.3 | 100 | 219 | 4.25 | 60 | 10.92 | 40 | 159 | 5.1 | 20.27 | 20.27 | 35.44
806 | 350 | 0.35 | 0% | 0.35 | 117 | 256 | 4.96 | 70 | 12.74 | 47 | 186 | 5.99 | 23.71 | 23.69 | 41.41
807 | 400 | 0.4 | 0% | 0.4 | 133 | 292 | 5.67 | 80 | 14.56 | 53 | 212 | 6.76 | 27.03 | 26.99 | 47.26
808 | 450 | 0.45 | 0% | 0.45 | 150 | 329 | 6.38 | 90 | 16.38 | 60 | 239 | 7.65 | 30.47 | 30.41 | 53.23
809 | 500 | 0.5 | 0% | 0.5 | 167 | 365 | 7.09 | 100 | 18.2 | 67 | 265 | 8.54 | 33.79 | 33.83 | 59.08
810 | 550 | 0.55 | 0% | 0.55 | 183 | 402 | 7.8 | 110 | 20.02 | 73 | 292 | 9.31 | 37.23 | 37.13 | 65.05
811 | 600 | 0.6 | 0% | 0.6 | 200 | 438 | 8.5 | 120 | 21.83 | 80 | 318 | 10.2 | 40.54 | 40.53 | 70.87
812 | 650 | 0.65 | 0% | 0.65 | 217 | 475 | 9.21 | 130 | 23.65 | 87 | 345 | 11.09 | 43.99 | 43.95 | 76.85
813 | 700 | 0.7 | 0% | 0.7 | 233 | 511 | 9.92 | 140 | 25.47 | 93 | 371 | 11.86 | 47.3 | 47.25 | 82.69
820 | 420 | 0.42 | 0% | 0.42 | 89 | 307 | 5.95 | 84 | 15.28 | 5 | 223 | 0.64 | 28.43 | 21.87 | 49.66
821 | 960 | 0.96 | 0% | 0.96 | 230 | 701 | 13.61 | 192 | 34.94 | 38 | 509 | 4.84 | 64.89 | 53.39 | 113.44
822 | 900 | 0.9 | 0% | 0.9 | 270 | 657 | 12.76 | 180 | 32.75 | 90 | 477 | 11.47 | 60.81 | 56.98 | 106.32
823 | 38.4 | 0.0384 | 0% | 0.0384 | 13 | 28 | 0.54 | 8 | 1.46 | 5 | 20 | 0.64 | 2.55 | 2.64 | 4.55
824 | 0 | 0 | 0% | 0 | 0 | 0 | 0 | 0 | 0 | 0 | 0 | 0 | 0 | 22.1564 | 0
825 | 3248 | 3.248 | 0% | 3.248 | 401 | 2371 | 46.04 | 376 | 68.42 | 25 | 1995 | 3.19 | 254.35 | 117.65 | 368.81
826 | 450 | 0.45 | 0% | 0.45 | 96 | 329 | 6.38 | 90 | 16.38 | 6 | 239 | 0.76 | 30.47 | 23.52 | 53.23
827 | 600 | 0.6 | 0% | 0.6 | 128 | 365 | 8.5 | 120 | 21.83 | 8 | 245 | 1.02 | 31.24 | 31.35 | 61.57
| 300 | 0.3 | 0% | 0.3 | 1 | 219 | 4.25 | 1 | 0.18 | 0 | 218 | 0 | 27.79 | 4.43 | 32.22
| 100 | 0.1 | 0% | 0.1 | 0 | 73 | 1.42 | 0 | 0 | 0 | 73 | 0 | 9.31 | 1.42 | 10.73
| 2000 | 2 | 0% | 2 | 243 | 1460 | 28.35 | 243 | 44.22 | 0 | 1217 | 0 | 155.16 | 72.57 | 227.73
828 | 2400 |  |  |  | 244 | [8 empty] | 78.42
829 | 4.4 | 0.0044 | 0% | 0.0044 | 1 | 3 | 0.06 | 1 | 0.18 | 0 | 2 | 0 | 0.25 | 0.24 | 0.49
| 746 | 0.746 | 0% | 0.746 | 23 | 545 | 10.57 | 23 | 4.19 | 0 | 522 | 0 | 66.55 | 14.76 | 81.31
| 125 | 0.125 | 0% | 0.125 | 38 | 91 | 1.77 | 25 | 4.55 | 13 | 66 | 1.66 | 8.41 | 7.98 | 14.73
830 | 871 |  |  |  | 61 | [8 empty] | 22.74
| 302.4 | 0.3024 | 15% | 0.34776 | 116 | 254 | 4.93 | 70 | 12.74 | 46 | 184 | 5.86 | 23.46 | 23.53 | 41.13
| 300 | 0.3 | 15% | 0.345 | 126 | 252 | 4.89 | 69 | 12.56 | 57 | 183 | 7.27 | 23.33 | 24.72 | 40.78
| 2538 | 2.538 | 0% | 2.538 | 756 | 1853 | 35.97 | 508 | 92.43 | 248 | 1345 | 31.62 | 171.48 | 160.02 | 299.88
831 | 3140.4 |  |  |  | 998 | [8 empty] | 225.87
| 3 | 0.003 | 10% | 0.0033 | 1 | 2 | 0.05 | 1 | 0.18 | 0 | 1 | 0 | 0.13 | 0.23 | 0.36
| 100 | 0.1 | 10% | 0.11 | 37 | 80 | 1.56 | 22 | 4 | 15 | 58 | 1.91 | 7.39 | 7.47 | 12.95
832 | 103 |  |  |  |  | 82 | [8 empty] | 13.31
833 | 35 | 0.035 | 0% | 0.035 | 12 | 26 | 0.5 | 7 | 1.27 | 5 | 19 | 0.64 | 2.42 | 2.41 | 4.19
DEMAND & ENERGY CALCULATION ONLY FOR 900 SERIES RATE CODES
|  | Demand | Ballast | Demand | Energy per Month |  | Demand | 1st Block | 1st Block | All Addional Energy |  | All Add. Energy Charge |  | Total Monthly Charge
Rate Code | Wattage | in KW | % | incl. Ballast | Photocell | Continuous | Charge | Energy | Energy Chg. | Photocell | Continuous | Photocell | Continuous | Photocell | Continuous
901 | 2800 | 2.8 | 0% | 2.8 | 933 | 2044 | 39.69 | 560 | 101.9 | 373 | 1484 | 47.56 | 189.2 | 189.15 | 330.79
902 | 192 | 0.192 | 0% | 0.192 | 64 | 140 | 2.72 | 38 | 6.91 | 26 | 102 | 3.31 | 13 | 12.94 | 22.63
903 | 175 | 0.175 | 0% | 0.175 | 58 | 128 | 2.48 | 35 | 6.37 | 23 | 93 | 2.93 | 11.86 | 11.78 | 20.71
904 | 250 | 0.25 | 0% | 0.25 | 83 | 183 | 3.54 | 50 | 9.1 | 33 | 133 | 4.21 | 16.96 | 16.85 | 29.6
905 | 885 | 0.885 | 0% | 0.885 | 295 | 646 | 12.54 | 177 | 32.21 | 118 | 469 | 15.04 | 59.79 | 59.79 | 104.54
906 | 768 | 0.768 | 0% | 0.768 | 140 | 561 | 10.89 | 140 | 25.47 | 0 | 421 | 0 | 53.67 | 36.36 | 90.03
907 | 885 | 0.885 | 0% | 0.885 | 295 | 646 | 12.54 | 177 | 32.21 | 118 | 469 | 15.04 | 59.79 | 59.79 | 104.54
908 | 800 | 0.8 | 0% | 0.8 | 267 | 584 | 11.34 | 160 | 29.11 | 107 | 424 | 13.64 | 54.06 | 54.09 | 94.51
909 | 420 | 0.42 | 0% | 0.42 | 13 | 307 | 5.95 | 13 | 2.37 | 0 | 294 | 0 | 37.48 | 8.32 | 45.8
910 | 660 | 0.66 | 0% | 0.66 | 220 | 482 | 9.35 | 132 | 24.02 | 88 | 350 | 11.22 | 44.62 | 44.59 | 77.99
911 | 75 | 0.075 | 0% | 0.075 | 25 | 55 | 1.06 | 15 | 2.73 | 10 | 40 | 1.27 | 5.1 | 5.06 | 8.89
912 | 400 | 0.4 | 0% | 0.4 | 133 | 292 | 5.67 | 80 | 14.56 | 53 | 212 | 6.76 | 27.03 | 8.4884 | 47.26
913 | 33800 | 33.8 | 0% | 33.8 | 11267 | 24674 | 479.06 | 6760 | 1230.04 | 4507 | 17914 | 574.62 | 2283.93 | 2283.72 | 3993.03
914 | 40 | 0.04 | 20% | 0.048 | 16 | 35 | 0.68 | 10 | 1.82 | 6 | 25 | 0.76 | 3.19 | 3.26 | 5.69
915 | 40 | 0.04 | 20% | 0.048 | 16 | 35 | 0.68 | 10 | 1.82 | 6 | 25 | 0.76 | 3.19 | 3.26 | 5.69
916 | 215 | 0.215 | 0% | 0.215 | 72 | 157 | 3.05 | 43 | 7.82 | 29 | 114 | 3.7 | 14.53 | 14.57 | 25.4
917 | 110 | 0.11 | 18.2% | 0.13002 | 23 | 95 | 1.84 | 23 | 4.19 | 0 | 72 | 0 | 9.18 | 6.03 | 15.21
918 | 80 | 0.08 | 12.5% | 0.09 | 30 | 66 | 1.28 | 18 | 3.28 | 12 | 48 | 1.53 | 6.12 | 6.09 | 10.68
919 | 110 | 0.11 | 18% | 0.1298 | 43 | 95 | 1.84 | 26 | 4.73 | 17 | 69 | 2.17 | 8.8 | 8.74 | 15.37
920 | 360 | 0.36 | 0% | 0.36 | 88 | 263 | 5.1 | 72 | 13.1 | 16 | 191 | 2.04 | 24.35 | 20.24 | 42.55
921 | 4582 | 4.582 | 0% | 4.582 | 830 | 3345 | 64.94 | 830 | 151.03 | 0 | 2515 | 0 | 320.65 | 215.97 | 536.62
922 | 150 | 0.15 | 16% | 0.174 | 58 | 127 | 2.47 | 35 | 6.37 | 23 | 92 | 2.93 | 11.73 | 11.77 | 20.57
923 | 3510 | 3.51 | 0% | 3.51 | 1170 | 2562 | 49.75 | 702 | 127.73 | 468 | 1860 | 59.67 | 237.14 | 237.15 | 414.62
924 | 205 | 0.205 | 15.6% | 0.23698 | 79 | 173 | 3.36 | 47 | 8.55 | 32 | 126 | 4.08 | 16.06 | 15.99 | 27.97
925 | 2040 | 2.04 | 0% | 2.04 | 680 | 1489 | 28.91 | 408 | 74.24 | 272 | 1081 | 34.68 | 137.82 | 137.83 | 240.97
926 | 330 | 0.33 | 15.45% | 0.38099 | 127 | 278 | 5.4 | 76 | 13.83 | 51 | 202 | 6.5 | 25.75 | 25.73 | 44.98
927 | 2190 | 2.19 | 0% | 2.19 | 730 | 1599 | 31.04 | 438 | 79.7 | 292 | 1161 | 37.23 | 148.02 | 147.97 | 258.76
928 | 2850 | 2.85 | 0% | 2.85 | 950 | 2081 | 40.39 | 570 | 103.72 | 380 | 1511 | 48.45 | 192.64 | 192.56 | 336.75
929 | 550 | 0.55 | 0% | 0.55 | 183 | 402 | 7.8 | 110 | 20.02 | 73 | 292 | 9.31 | 37.23 | 37.13 | 65.05
930 | 70 | 0.07 | 25% | 0.0875 | 29 | 64 | 1.24 | 18 | 3.28 | 11 | 46 | 1.4 | 5.86 | 5.92 | 10.38
931 | 132 | 0.132 | 10% | 0.1452 | 53 | 106 | 2.06 | 29 | 5.28 | 24 | 77 | 3.06 | 9.82 | 10.4 | 17.16
932 | 180 | 0.18 | 15% | 0.207 | 69 | 151 | 2.93 | 41 | 7.46 | 28 | 110 | 3.57 | 14.02 | 13.96 | 24.41
933 | 1000 | 1 | 0% | 1 | 333 | 730 | 14.17 | 200 | 36.39 | 133 | 530 | 16.96 | 67.57 | 67.52 | 118.13
934 | 55 | 0.055 | 40% | 0.077 | 26 | 56 | 1.09 | 15 | 2.73 | 11 | 41 | 1.4 | 5.23 | 5.22 | 9.05
935 | 1000 | 1 | 10% | 1.1 | 367 | 803 | 15.59 | 220 | 40.03 | 147 | 583 | 18.74 | 74.33 | 74.36 | 129.95
936 | 125 |  | 0% | 0 | 0 | 0 | 0 | 0 | 0 | 0 | 0 | 0 | 0 | 9.8765 | 0
937 | 528 | 0.528 | 0% | 0.528 | 176 | 385 | 7.48 | 106 | 19.29 | 70 | 279 | 8.92 | 35.57 | 35.69 | 62.34
938 | 360 | 0.36 | 0% | 0.36 | 120 | 263 | 5.1 | 72 | 13.1 | 48 | 191 | 6.12 | 24.35 | 24.32 | 42.55
939 | 150 | 0.15 | 0% | 0.15 | 50 | 110 | 2.13 | 30 | 5.46 | 20 | 80 | 2.55 | 10.2 | 10.14 | 17.79
940 | 675 | 0.675 | 0% | 0.675 | 225 | 493 | 9.57 | 135 | 24.56 | 90 | 358 | 11.47 | 45.64 | 45.6 | 79.77
941 | 7440 | 7.44 | 0% | 7.44 | 2480 | 5431 | 105.45 | 1488 | 270.75 | 992 | 3943 | 126.47 | 502.71 | 502.67 | 878.91
942 | 2200 | 2.2 | 0% | 2.2 | 733 | 1606 | 31.18 | 440 | 80.06 | 293 | 1166 | 37.36 | 148.66 | 148.6 | 259.9
943 | 1290 | 1.29 | 0% | 1.29 | 430 | 942 | 18.28 | 258 | 46.95 | 172 | 684 | 21.93 | 87.21 | 87.16 | 152.44
944 | 200 | 0.2 | 0% | 0.2 | 67 | 146 | 2.83 | 40 | 7.28 | 27 | 106 | 3.44 | 13.51 | 13.55 | 23.62
945 | 1380 | 1.38 | 0% | 1.38 | 2 | 1007 | 19.56 | 2 | 0.36 | 0 | 1005 | 0 | 128.13 | 19.92 | 148.05
946 | 1800 | 1.8 | 10% | 1.98 | 660 | 1445 | 28.06 | 396 | 72.06 | 264 | 1049 | 33.66 | 133.74 | 133.78 | 233.86
947 | 300 | 0.3 | 0% | 0.3 | 4 | 219 | 4.25 | 4 | 0.73 | 0 | 215 | 0 | 27.41 | 4.98 | 32.39
948 | 1344 | 1.344 | 0% | 1.344 | 448 | 981 | 19.05 | 269 | 48.95 | 179 | 712 | 22.82 | 90.78 | 90.82 | 158.78
949 | 75 | 0.075 | 0% | 0.075 | 25 | 55 | 1.06 | 15 | 2.73 | 10 | 40 | 1.27 | 5.1 | 5.06 | 8.89
950 | 1440 | 1.44 | 0% | 1.44 | 480 | 1051 | 20.41 | 288 | 52.4 | 192 | 763 | 24.48 | 97.28 | 97.29 | 170.09
951 | 2000 | 2 | 0% | 2 | 667 | 1460 | 28.35 | 400 | 72.78 | 267 | 1060 | 34.04 | 135.14 | 135.17 | 236.27
952 | 1119 | 1.119 | 0% | 1.119 | 0 | 0 | 15.86 | 0 | 0 | 0 | 0 | 0 | 0 | 15.86 | 15.86
953 | 1548 | 1.548 | 0% | 1.548 | 516 | 1130 | 21.94 | 310 | 56.41 | 206 | 820 | 26.26 | 104.55 | 104.61 | 182.9
954 | 175 |  | 0% | 0 | 0 | 0 | 0 | 0 | 0 | 0 | 0 | 0 | 0 | 8.1301 | 0
955 | 100 |  | 0% | 0 | 0 | 0 | 0 | 0 | 0 | 0 | 0 | 0 | 0 | 8.2048 | 0
956 | 250 | 0.25 | 0% | 0.25 | 83 | 183 | 3.54 | 50 | 9.1 | 33 | 133 | 4.21 | 16.96 | 16.85 | 29.6
957 | 90 | 0.09 | 10% | 0.099 | 33 | 72 | 1.4 | 20 | 3.64 | 13 | 52 | 1.66 | 6.63 | 6.7 | 11.67
958 | 850 | 0.85 | 0% | 0.85 | 283 | 621 | 12.05 | 170 | 30.93 | 113 | 451 | 14.41 | 57.5 | 57.39 | 100.48
959 | 980 | 0.98 | 0% | 0.98 | 327 | 715 | 13.89 | 196 | 35.66 | 131 | 519 | 16.7 | 66.17 | 66.25 | 115.72
960 | 2400 | 2.4 | 0% | 2.4 | 800 | 1752 | 34.02 | 480 | 87.34 | 320 | 1272 | 40.8 | 162.17 | 162.16 | 283.53
961 | 5 | 0.005 | 0% | 0.005 | 2 | 4 | 0.07 | 1 | 0.18 | 1 | 3 | 0.13 | 0.38 | 0.38 | 0.63
962 | 100 | 0.1 | 0% | 0.1 | 0 | 73 | 1.42 | 0 | 0 | 0 | 73 | 0 | 9.31 | 1.42 | 10.73
963 | 249 | 0.249 | 0% | 0.249 | 1 | 182 | 3.53 | 1 | 0.18 | 0 | 181 | 0 | 23.08 | 3.71 | 26.79
964 | 319 | 0.319 | 10% | 0.3509 | 117 | 256 | 4.97 | 70 | 12.74 | 47 | 186 | 5.99 | 23.71 | 23.7 | 41.42
965 | 2420 | 2.42 | 0% | 2.42 | 807 | 1767 | 34.3 | 484 | 88.07 | 323 | 1283 | 41.18 | 163.57 | 163.55 | 285.94
966 | 6500 | 6.5 | 0% | 6.5 | 845 | 4745 | 92.13 | 845 | 153.75 | 0 | 3900 | 0 | 497.23 | 245.88 | 743.11
967 | 2500 | 2.5 | 0% | 2.5 | 833 | 1320 | 35.43 | 500 | 90.98 | 333 | 820 | 42.46 | 104.55 | 168.87 | 230.96
968 | 473 | 0.473 | 0% | 0.473 | 158 | 345 | 6.7 | 95 | 17.29 | 63 | 250 | 8.03 | 31.87 | 32.02 | 55.86
969 | 1488 | 1.488 | 0% | 1.488 | 496 | 1086 | 21.09 | 298 | 54.22 | 198 | 788 | 25.24 | 100.47 | 100.55 | 175.78
970 | 3200 | 3.2 | 0% | 3.2 | 1067 | 2336 | 45.35 | 640 | 116.45 | 427 | 1696 | 54.44 | 216.23 | 216.24 | 378.03
971 | 49 | 0.049 | 0% | 0.049 | 16 | 36 | 0.69 | 10 | 1.82 | 6 | 26 | 0.76 | 3.31 | 3.27 | 5.82
972 | 25 | 0.025 | 0% | 0.025 | 8 | 18 | 0.35 | 5 | 0.91 | 3 | 13 | 0.38 | 1.66 | 1.64 | 2.92
973 | 180 | 0.18 | 10% | 0.198 | 66 | 145 | 2.81 | 40 | 7.28 | 26 | 105 | 3.31 | 13.39 | 13.4 | 23.48
974 | 700 | 0.7 | 9.5% | 0.7665 | 256 | 560 | 10.86 | 153 | 27.84 | 103 | 407 | 13.13 | 51.89 | 51.83 | 90.59
975 | 324 | 0.324 | 0% | 0.324 | 108 | 237 | 4.59 | 65 | 11.83 | 43 | 172 | 5.48 | 21.93 | 21.9 | 38.35
976 | 300 | 0.3 | 0% | 0.3 | 46 | 219 | 4.25 | 46 | 8.37 | 0 | 173 | 0 | 22.06 | 12.62 | 34.68
977 | 50 | 0.05 | 0% | 0.05 | 17 | 37 | 0.71 | 10 | 1.82 | 7 | 27 | 0.89 | 3.44 | 3.42 | 5.97
978 | 648 | 0.648 | 0% | 0.648 | 126 | 473 | 9.18 | 126 | 22.93 | 0 | 347 | 0 | 44.24 | 32.11 | 76.35
979 | 1100 | 1.1 | 0% | 1.1 | 367 | 803 | 15.59 | 220 | 40.03 | 147 | 583 | 18.74 | 74.33 | 74.36 | 129.95
980 | 2148 | 2.148 | 0% | 2.148 | 716 | 1568 | 30.44 | 430 | 78.24 | 286 | 1138 | 36.46 | 145.09 | 145.14 | 253.77
981 | 216 | 0.216 | 0% | 0.216 | 72 | 158 | 3.06 | 43 | 7.82 | 29 | 115 | 3.7 | 14.66 | 14.58 | 25.54
982 | 400 | 0.4 | 0% | 0.4 | 85 | 292 | 5.67 | 80 | 14.56 | 5 | 212 | 0.64 | 27.03 | 20.87 | 47.26
983 | 420 | 0.42 | 0% | 0.42 | 140 | 307 | 5.95 | 84 | 15.28 | 56 | 223 | 7.14 | 28.43 | 28.37 | 49.66
984 | 746 | 0.746 | 0% | 0.746 | 42 | 545 | 10.57 | 42 | 7.64 | 0 | 503 | 0 | 64.13 | 18.21 | 82.34
985 | 1200 | 1.2 | 0% | 1.2 | 400 | 876 | 17.01 | 240 | 43.67 | 160 | 636 | 20.4 | 81.09 | 81.08 | 141.77
986 | 2300 | 2.3 | 0% | 2.3 | 10 | 1679 | 32.6 | 10 | 1.82 | 0 | 1669 | 0 | 212.79 | 34.42 | 247.21
987 | 1990 | 1.99 | 0% | 1.99 | 663 | 1453 | 28.21 | 398 | 72.42 | 265 | 1055 | 33.79 | 134.51 | 134.42 | 235.14
988 | 160 | 0.16 | 10% | 0.176 | 27 | 128 | 2.49 | 27 | 4.91 | 0 | 101 | 0 | 12.88 | 7.4 | 20.28
989 | 624 | 0.624 | 0% | 0.624 | 208 | 456 | 8.84 | 125 | 22.74 | 83 | 331 | 10.58 | 42.2 | 42.16 | 73.78
990 | 745 | 0.745 | 0% | 0.745 | 218 | 544 | 10.56 | 149 | 27.11 | 69 | 395 | 8.8 | 50.36 | 46.47 | 88.03
991 | 5000 | 5 | 0% | 5 | 1667 | 3650 | 70.87 | 1000 | 181.96 | 667 | 2650 | 85.04 | 337.86 | 337.87 | 590.69
992 | 100 | 0.1 | 0% | 0.1 | 33 | 73 | 1.42 | 20 | 3.64 | 13 | 53 | 1.66 | 6.76 | 6.72 | 11.82
993 | 200 | 0.2 | 0% | 0.2 | 40 | 146 | 2.83 | 40 | 7.28 | 0 | 106 | 0 | 13.51 | 10.11 | 23.62
994 | 1650 | 1.65 | 0% | 1.65 | 550 | 1205 | 23.39 | 330 | 60.05 | 220 | 875 | 28.05 | 111.56 | 111.49 | 195
995 | 336 | 0.336 | 0% | 0.336 | 112 | 245 | 4.76 | 67 | 12.19 | 45 | 178 | 5.74 | 22.69 | 22.69 | 39.64
996 | 336 | 0.336 | 0% | 0.336 | 112 | 245 | 4.76 | 67 | 12.19 | 45 | 178 | 5.74 | 22.69 | 22.69 | 39.64
997 | 500 | 0.5 | 0% | 0.5 | 167 | 365 | 7.09 | 100 | 18.2 | 67 | 265 | 8.54 | 33.79 | 33.83 | 59.08
998 | 764 | 0.764 | 17.25% | 0.89579 | 299 | 654 | 12.7 | 179 | 32.57 | 120 | 475 | 15.3 | 60.56 | 60.57 | 105.83
999 | 144 | 0.144 | 0% | 0.144 | 48 | 105 | 2.04 | 29 | 5.28 | 19 | 76 | 2.42 | 9.69 | 9.74 | 17.01
1000 | 86 | 0.086 | 36% | 0.11696 | 39 | 85 | 1.66 | 23 | 4.19 | 16 | 62 | 2.04 | 7.9 | 7.89 | 13.75
1001 | 720 | 0.72 | 25% | 0.9 | 300 | 657 | 12.76 | 180 | 32.75 | 120 | 477 | 15.3 | 60.81 | 60.81 | 106.32
1002 | 11104 | 11.104 | 10% | 12.2144 | 4087 | 8917 | 173.12 | 2443 | 444.52 | 1644 | 6474 | 209.6 | 825.4 | 827.24 | 1443.04
1003 | 825 | 0.825 | 20% | 0.99 | 330 | 723 | 14.03 | 198 | 36.03 | 132 | 525 | 16.83 | 66.93 | 66.89 | 116.99
1004 | 720 | 0.72 | 10% | 0.792 | 264 | 578 | 11.23 | 158 | 28.75 | 106 | 420 | 13.51 | 53.55 | 53.49 | 93.53
1005 | 680 | 0.68 | 10% | 0.748 | 249 | 546 | 10.6 | 150 | 27.29 | 99 | 396 | 12.62 | 50.49 | 50.51 | 88.38
1006 | 700 | 0.7 | 9.9% | 0.7693 | 256 | 562 | 10.9 | 154 | 28.02 | 102 | 408 | 13 | 52.02 | 51.92 | 90.94
1007 | 690 | 0.69 | 13.19% | 0.78101 | 260 | 570 | 11.07 | 156 | 28.39 | 104 | 414 | 13.26 | 52.78 | 52.72 | 92.24
1008 | 550 | 0.55 | 10% | 0.605 | 3 | 442 | 8.57 | 3 | 0.55 | 0 | 439 | 0 | 55.97 | 9.12 | 65.09
1009 | 200 | 0.2 | 10% | 0.22 | 73 | 161 | 3.12 | 44 | 8.01 | 29 | 117 | 3.7 | 14.92 | 14.83 | 26.05
1010 | 603 | 0.603 | 15% | 0.69345 | 253 | 380 | 9.83 | 139 | 25.29 | 114 | 241 | 14.53 | 30.73 | 49.65 | 65.85
1011 | 35 | 0.035 | 0% | 0.035 | 12 | 26 | 0.5 | 7 | 1.27 | 5 | 19 | 0.64 | 2.42 | 2.41 | 4.19
1012 | 408 | 0.408 | 10% | 0.4488 | 150 | 328 | 6.36 | 90 | 16.38 | 60 | 238 | 7.65 | 30.34 | 30.39 | 53.08
1013 | 395 | 0.395 | 10% | 0.4345 | 145 | 317 | 6.16 | 87 | 15.83 | 58 | 230 | 7.39 | 29.32 | 29.38 | 51.31
1014 | 180 | 0.18 | 10% | 0.198 | 66 | 145 | 2.81 | 40 | 7.28 | 26 | 105 | 3.31 | 13.39 | 13.4 | 23.48
1015 | 5844 | 5.844 | 28.6% | 7.5154 | 2505 | 5486 | 106.52 | 1503 | 273.48 | 1002 | 3983 | 127.75 | 507.81 | 507.75 | 887.81
1016 | 875 | 0.875 | 28.5% | 1.1244 | 375 | 821 | 15.94 | 225 | 40.94 | 150 | 596 | 19.12 | 75.99 | 76 | 132.87
1017 | 100 | 0.1 | 10% | 0.11 | 37 | 80 | 1.56 | 22 | 4 | 15 | 58 | 1.91 | 7.39 | 7.47 | 12.95
1018 | 300 | 0.3 | 10% | 0.33 | 120 | 241 | 4.68 | 66 | 12.01 | 54 | 175 | 6.88 | 22.31 | 23.57 | 39
1019 | 228 | 0.228 | 10% | 0.2508 | 84 | 183 | 3.55 | 50 | 9.1 | 34 | 133 | 4.33 | 16.96 | 16.98 | 29.61
1020 | 320 | 0.32 | 10% | 0.352 | 117 | 257 | 4.99 | 70 | 12.74 | 47 | 187 | 5.99 | 23.84 | 23.72 | 41.57
1021 | 1955 | 1.955 | 0% | 1.955 | 652 | 1427 | 27.71 | 391 | 71.15 | 261 | 1036 | 33.28 | 132.08 | 132.14 | 230.94
1022 | 75 | 0.075 | 20% | 0.09 | 30 | 66 | 1.28 | 18 | 3.28 | 12 | 48 | 1.53 | 6.12 | 6.09 | 10.68
1023 | 1640 | 1.64 | 0% | 1.64 | 546 | 1197 | 23.24 | 328 | 59.68 | 218 | 869 | 27.79 | 110.79 | 110.71 | 193.71
1024 | 390 | 0.39 | 10% | 0.429 | 143 | 313 | 6.08 | 86 | 15.65 | 57 | 227 | 7.27 | 28.94 | 29 | 50.67
1025 | 300 | 0.3 | 10% | 0.33 | 110 | 241 | 4.68 | 66 | 12.01 | 44 | 175 | 5.61 | 22.31 | 22.3 | 39
1026 | 440 | 0.44 | 10% | 0.484 | 161 | 353 | 6.86 | 97 | 17.65 | 64 | 256 | 8.16 | 32.64 | 32.67 | 57.15
1027 | 210 | 0.21 | 10% | 0.231 | 42 | 169 | 3.27 | 42 | 7.64 | 0 | 127 | 0 | 16.19 | 10.91 | 27.1
1028 | 840 | 0.84 | 10% | 0.924 | 308 | 675 | 13.1 | 185 | 33.66 | 123 | 490 | 15.68 | 62.47 | 62.44 | 109.23
1029 | 80 | 0.08 | 10% | 0.088 | 16 | 64 | 1.25 | 16 | 2.91 | 0 | 48 | 0 | 6.12 | 4.16 | 10.28
1030 | 1032 | 1.032 | 10% | 1.1352 | 378 | 829 | 16.09 | 227 | 41.3 | 151 | 602 | 19.25 | 76.75 | 76.64 | 134.14
1031 | 516 | 0.516 | 10% | 0.5676 | 189 | 414 | 8.04 | 114 | 20.74 | 75 | 300 | 9.56 | 38.25 | 38.34 | 67.03
1032 | 216 | 0.216 | 10% | 0.2376 | 79 | 173 | 3.37 | 48 | 8.73 | 31 | 125 | 3.95 | 15.94 | 16.05 | 28.04
1033 | 375 | 0.375 | 10% | 0.4125 | 138 | 301 | 5.85 | 83 | 15.1 | 55 | 218 | 7.01 | 27.79 | 27.96 | 48.74
1034 | 560 | 0.56 | 10% | 0.616 | 205 | 450 | 8.73 | 123 | 22.38 | 82 | 327 | 10.45 | 41.69 | 41.56 | 72.8
1035 | 350 | 0.35 | 0% | 0.35 | 128 | 256 | 4.96 | 70 | 12.74 | 58 | 186 | 7.39 | 23.71 | 25.09 | 41.41
1036 | 300 | 0.3 | 14.67% | 0.34401 | 115 | 251 | 4.88 | 69 | 12.56 | 46 | 182 | 5.86 | 23.2 | 23.3 | 40.64
1037 | 585 | 0.585 | 33.33% | 0.77998 | 260 | 569 | 11.05 | 156 | 28.39 | 104 | 413 | 13.26 | 52.66 | 52.7 | 92.1
1038 | 360 | 0.36 | 11.11% | 0.4 | 133 | 292 | 5.67 | 80 | 14.56 | 53 | 212 | 6.76 | 27.03 | 26.99 | 47.26
1039 | 672 | 0.672 | 19.05% | 0.80002 | 267 | 584 | 11.34 | 160 | 29.11 | 107 | 424 | 13.64 | 54.06 | 54.09 | 94.51
1040 | 140 | 0.14 | 20% | 0.168 | 56 | 123 | 2.38 | 34 | 6.19 | 22 | 89 | 2.8 | 11.35 | 11.37 | 19.92
1041 | 570 | 0.57 | 10% | 0.627 | 209 | 458 | 8.89 | 125 | 22.74 | 84 | 333 | 10.71 | 42.46 | 42.34 | 74.09
1042 | 1320 | 1.32 | 4.7% | 1.382 | 461 | 1009 | 19.59 | 276 | 50.22 | 185 | 733 | 23.59 | 93.45 | 93.4 | 163.26
1043 | 1300 | 1.3 | 35.17% | 1.7572 | 586 | 1283 | 24.91 | 351 | 63.87 | 235 | 932 | 29.96 | 118.82 | 118.74 | 207.6
1044 | 340 | 0.34 | 8.82% | 0.36999 | 123 | 270 | 5.24 | 74 | 13.46 | 49 | 196 | 6.25 | 24.99 | 24.95 | 43.69
1045 | 720 | 0.72 | 14.44% | 0.82397 | 275 | 601 | 11.68 | 165 | 30.02 | 110 | 436 | 14.02 | 55.59 | 55.72 | 97.29
1046 | 360 | 0.36 | 14.44% | 0.41198 | 137 | 301 | 5.84 | 82 | 14.92 | 55 | 219 | 7.01 | 27.92 | 27.77 | 48.68
1047 |  | 0 | 0% | 0 | 0 | 0 | 0 | 0 | 0 | 0 | 0 | 0 | 0 | 17.9378 | 0
1048 | 320 | 0.32 | 11.5% | 0.3568 | 119 | 260 | 5.06 | 71 | 12.92 | 48 | 189 | 6.12 | 24.1 | 24.1 | 42.08
1049 | 150 | 0.15 | 20% | 0.18 | 60 | 131 | 2.55 | 36 | 6.55 | 24 | 95 | 3.06 | 12.11 | 12.16 | 21.21
1050 | 400 | 0.4 | 10% | 0.44 | 147 | 321 | 6.24 | 88 | 16.01 | 59 | 233 | 7.52 | 29.71 | 29.77 | 51.96
| 380 | 0.38 | 21.58% | 0.462 | 154 | 337 | 6.55 | 92 | 16.74 | 62 | 245 | 7.9 | 31.24 | 31.19 | 54.53
| 510 | 0.51 | 17.65% | 0.60001 | 200 | 438 | 8.5 | 120 | 21.83 | 80 | 318 | 10.2 | 40.54 | 40.53 | 70.87
| 145 | 0.145 | 19.31% | 0.173 | 58 | 126 | 2.45 | 35 | 6.37 | 23 | 91 | 2.93 | 11.6 | 11.75 | 20.42
| 400 | 0.4 | 21.75% | 0.487 | 162 | 356 | 6.9 | 97 | 17.65 | 65 | 259 | 8.29 | 33.02 | 32.84 | 57.57
1051 | 1435 |  |  |  | 574 | [8 empty] | 116.31
1052 | 180 | 0.18 | 21.67% | 0.21901 | 73 | 160 | 3.1 | 44 | 8.01 | 29 | 116 | 3.7 | 14.79 | 14.81 | 25.9
| 3960 | 3.96 | 14.55% | 4.5362 | 1512 | 3311 | 64.29 | 907 | 165.04 | 605 | 2404 | 77.13 | 306.5 | 306.46 | 535.83
| 765 | 0.765 | 20% | 0.918 | 306 | 670 | 13.01 | 184 | 33.48 | 122 | 486 | 15.55 | 61.96 | 62.04 | 108.45
1054 | 4725 |  |  |  | 1818 | [8 empty] | 368.5
1055 | 90 | 0.09 | 0% | 0.09 | 30 | 66 | 1.28 | 18 | 3.28 | 12 | 48 | 1.53 | 6.12 | 6.09 | 10.68
1056 | 4608 | 4.608 | 0% | 4.608 | 1536 | 3364 | 65.31 | 922 | 167.77 | 614 | 2442 | 78.28 | 311.34 | 311.36 | 544.42
1057 | 1260 | 1.26 | 3.8% | 1.3079 | 436 | 955 | 18.54 | 262 | 47.67 | 174 | 693 | 22.18 | 88.35 | 88.39 | 154.56
1058 | 3432 | 3.432 | 0% | 3.432 | 1144 | 2505 | 48.64 | 686 | 124.82 | 458 | 1819 | 58.39 | 231.91 | 231.85 | 405.37
1059 | 660 | 0.66 | 14.55% | 0.75603 | 252 | 552 | 10.72 | 151 | 27.48 | 101 | 401 | 12.88 | 51.13 | 51.08 | 89.33
1060 | 320 | 0.32 | 16.25% | 0.372 | 124 | 272 | 5.27 | 74 | 13.46 | 50 | 198 | 6.37 | 25.24 | 25.1 | 43.97
1061 | 950 | 0.95 | 21.58% | 1.155 | 385 | 843 | 16.37 | 231 | 42.03 | 154 | 612 | 19.63 | 78.03 | 78.03 | 136.43
1062 | 228 | 0.228 | 30% | 0.2964 | 99 | 216 | 4.2 | 59 | 10.74 | 40 | 157 | 5.1 | 20.02 | 20.04 | 34.96
1063 | 510 | 0.51 | 17.65% | 0.60001 | 200 | 438 | 8.5 | 120 | 21.83 | 80 | 318 | 10.2 | 40.54 | 40.53 | 70.87
1064 | 40 | 0.04 | 0% | 0.04 | 13 | 29 | 0.57 | 8 | 1.46 | 5 | 21 | 0.64 | 2.68 | 2.67 | 4.71
1065 | 440 | 0.44 | 22.73% | 0.54001 | 180 | 394 | 7.65 | 108 | 19.65 | 72 | 286 | 9.18 | 36.46 | 36.48 | 63.76
1066 | 550 | 0.55 | 11.64% | 0.61402 | 205 | 448 | 8.7 | 123 | 22.38 | 82 | 325 | 10.45 | 41.44 | 41.53 | 72.52
1067 | 200 | 0.2 | 10% | 0.22 | 73 | 161 | 3.12 | 44 | 8.01 | 29 | 117 | 3.7 | 14.92 | 14.83 | 26.05
1068 | 880 | 0.88 | 14.55% | 1.008 | 336 | 736 | 14.29 | 202 | 36.76 | 134 | 534 | 17.08 | 68.08 | 68.13 | 119.13
1069 | 5004 | 5.004 | 0% | 5.004 | 1668 | 3653 | 70.92 | 1001 | 182.14 | 667 | 2652 | 85.04 | 338.11 | 338.1 | 591.17
1070 | 720 | 0.72 | 10.83% | 0.79798 | 266 | 583 | 11.31 | 160 | 29.11 | 106 | 423 | 13.51 | 53.93 | 53.93 | 94.35
1071 | 825 | 0.825 | 23.64% | 1.02 | 340 | 745 | 14.46 | 204 | 37.12 | 136 | 541 | 17.34 | 68.97 | 68.92 | 120.55
1072 | 624 | 0.624 | 16.67% | 0.72802 | 243 | 531 | 10.32 | 146 | 26.57 | 97 | 385 | 12.37 | 49.09 | 49.26 | 85.98
| 84 | 0.084 | 0% | 0.084 | 28 | 61 | 1.19 | 17 | 3.09 | 11 | 44 | 1.4 | 5.61 | 5.68 | 9.89
| 350 | 0.35 | 23.43% | 0.432 | 144 | 315 | 6.12 | 86 | 15.65 | 58 | 229 | 7.39 | 29.2 | 29.16 | 50.97
1073 | 434 |  |  |  | 172 | [8 empty] | 34.84
1075 | 1320 | 1.32 | 9.09% | 1.44 | 480 | 1051 | 20.41 | 288 | 52.4 | 192 | 763 | 24.48 | 97.28 | 97.29 | 170.09
| 120 | 0.12 | 14.55% | 0.13746 | 46 | 100 | 1.95 | 27 | 4.91 | 19 | 73 | 2.42 | 9.31 | 9.28 | 16.17
| 300 | 0.3 | 14.55% | 0.34365 | 115 | 251 | 4.87 | 69 | 12.56 | 46 | 182 | 5.86 | 23.2 | 23.29 | 40.63
| 170 | 0.17 | 14.55% | 0.19474 | 65 | 142 | 2.76 | 39 | 7.1 | 26 | 103 | 3.31 | 13.13 | 13.17 | 22.99
1076 | 590 |  |  |  | 226 | [8 empty] | 45.74
1077 | 700 | 0.7 | 9.71% | 0.76797 | 256 | 561 | 10.88 | 154 | 28.02 | 102 | 407 | 13 | 51.89 | 51.9 | 90.79
1078 | 1870 | 1.87 | 23% | 2.3001 | 767 | 1679 | 32.6 | 460 | 83.7 | 307 | 1219 | 39.14 | 155.42 | 155.44 | 271.72
1079 | 600 | 0.6 | 12% | 0.672 | 224 | 491 | 9.52 | 134 | 24.38 | 90 | 357 | 11.47 | 45.52 | 45.37 | 79.42
1080 | 384 | 0.384 | 20.3% | 0.46195 | 154 | 337 | 6.55 | 92 | 16.74 | 62 | 245 | 7.9 | 31.24 | 31.19 | 54.53
| 52 | 0.052 | 10% | 0.0572 | 19 | 42 | 0.81 | 11 | 2 | 8 | 31 | 1.02 | 3.95 | 3.83 | 6.76
| 50 | 0.05 | 10% | 0.055 | 18 | 40 | 0.78 | 11 | 2 | 7 | 29 | 0.89 | 3.7 | 3.67 | 6.48
1081 | 102 |  |  |  | 37 | [8 empty] | 7.5
1082 | 1320 | 1.32 | 14.55% | 1.5121 | 504 | 1104 | 21.43 | 302 | 54.95 | 202 | 802 | 25.75 | 102.25 | 102.13 | 178.63
1083 | 450 | 0.45 | 10% | 0.495 | 165 | 361 | 7.02 | 99 | 18.01 | 66 | 262 | 8.41 | 33.4 | 33.44 | 58.43
1084 | 162 | 0.162 | 10% | 0.1782 | 59 | 130 | 2.53 | 36 | 6.55 | 23 | 94 | 2.93 | 11.98 | 12.01 | 21.06
1085 | 425 | 0.425 | 10% | 0.4675 | 156 | 341 | 6.63 | 94 | 17.1 | 62 | 247 | 7.9 | 31.49 | 31.63 | 55.22
1086 | 720 | 0.72 | 10% | 0.792 | 264 | 578 | 11.23 | 158 | 28.75 | 106 | 420 | 13.51 | 53.55 | 53.49 | 93.53
1087 | 1200 | 1.2 | 20% | 1.44 | 480 | 1051 | 20.41 | 288 | 52.4 | 192 | 763 | 24.48 | 97.28 | 97.29 | 170.09
1088 | 1800 | 1.8 | 14% | 2.052 | 684 | 1498 | 29.08 | 410 | 74.6 | 274 | 1088 | 34.93 | 138.71 | 138.61 | 242.39
1089 | 1800 | 1.8 | 0% | 1.8 | 600 | 1314 | 25.51 | 360 | 65.5 | 240 | 954 | 30.6 | 121.63 | 121.61 | 212.64
1090 | 792 | 0.792 | 0% | 0.792 | 264 | 578 | 11.23 | 158 | 28.75 | 106 | 420 | 13.51 | 53.55 | 53.49 | 93.53
| 800 | 0.8 | 0% | 0.8 | 267 | 584 | 11.34 | 160 | 29.11 | 107 | 424 | 13.64 | 54.06 | 54.09 | 94.51
| 720 | 0.72 | 0% | 0.72 | 240 | 526 | 10.2 | 144 | 26.2 | 96 | 382 | 12.24 | 48.7 | 48.64 | 85.1
1091 | 1520 |  |  |  |  | 793 | [8 empty] | 139.19
1092 | 2400 | 2.4 | 0% | 2.4 | 58 | 1752 | 34.02 | 58 | 10.55 | 0 | 1694 | 0 | 215.97 | 44.57 | 260.54
1093 | 120 | 0.12 | 10% | 0.132 | 44 | 96 | 1.87 | 26 | 4.73 | 18 | 70 | 2.29 | 8.92 | 8.89 | 15.52
1094 | 540 | 0.54 | 0% | 0.54 | 180 | 394 | 7.65 | 108 | 19.65 | 72 | 286 | 9.18 | 36.46 | 36.48 | 63.76
393 | 75 | 0.075 | 0% | 0.075 | 25 | 55 | 1.06 | 15 | 2.73 | 10 | 40 | 1.27 | 5.1 | 5.06 | 8.89
394 | 900 | 0.9 | 0% | 0.9 | 300 | 657 | 12.76 | 180 | 32.75 | 120 | 477 | 15.3 | 60.81 | 60.81 | 106.32
| 12 | 0.012 | 0% | 0.012 | 4 | 9 | 0.17 | 2 | 0.36 | 2 | 7 | 0.25 | 0.89 | 0.78 | 1.42
395 | 125 | 0.125 | 0% | 0.125 | 38 | 91 | 1.77 | 25 | 4.55 | 13 | 66 | 1.66 | 8.41 | 7.98 | 14.73
[5 empty] | 47 |  | 0 | 0 | 0 | 47 | 0 | 5.99 | 0 | 9.4 | 0
| 24 | 0.024 | 0% | 0.024 | 8 | 18 | 0.34 | 5 | 0.91 | 3 | 13 | 0.38 | 1.66 | 1.63 | 2.91
| 100 | 0.1 | 0% | 0.1 | 30 | 73 | 1.42 | 20 | 3.64 | 10 | 53 | 1.27 | 6.76 | 6.33 | 11.82
396 |  |  |  |  | 48 |  | 0 | 0 | 0 | 48 | 0 | 6.12 | 0 | 9.24 | 0
| 800 | 0.8 | 10% | 0.88 | 293 | 642 | 12.47 | 176 | 32.02 | 117 | 466 | 14.92 | 59.41 | 59.41 | 103.9
| 300 | 0.3 | 10% | 0.33 | 110 | 241 | 4.68 | 66 | 12.01 | 44 | 175 | 5.61 | 22.31 | 22.3 | 39
353 | 1100 |  |  |  | 403 |  | 0 | 0 | 0 | 403 | 0 | 51.38 | 0 | 81.71 | 0
| 650 | 0.65 | 0% | 0.65 | 217 | 475 | 9.21 | 130 | 23.65 | 87 | 345 | 11.09 | 43.99 | 43.95 | 76.85
| 160 | 0.16 | 0% | 0.16 | 65 | 117 | 2.27 | 32 | 5.82 | 33 | 85 | 4.21 | 10.84 | 12.3 | 18.93
387 | 810 |  |  |  |  | 540 | 0 | 0 | 0 | 0 | 540 | 0 | 68.85 | 0 | 89.15
| 871 | 0.871 | 0% | 0.871 | 290 | 636 | 12.35 | 174 | 31.66 | 116 | 462 | 14.79 | 58.9 | 58.8 | 102.91
| 160 | 0.16 | 0% | 0.16 | 64 | 117 | 2.27 | 32 | 5.82 | 32 | 85 | 4.08 | 10.84 | 12.17 | 18.93
378 | 1031 |  |  |  |  | 700 | 0 | 0 | 0 | 0 | 700 | 0 | 89.25 | 0 | 115.08
| 660 | 0.66 | 21.74% | 0.80348 | 268 | 587 | 11.39 | 161 | 29.3 | 107 | 426 | 13.64 | 54.31 | 54.33 | 95
| 60 | 0.06 | 21.74% | 0.073044 | 24 | 53 | 1.04 | 15 | 2.73 | 9 | 38 | 1.15 | 4.84 | 4.92 | 8.61
| 30 | 0.03 | 21.74% | 0.036522 | 12 | 27 | 0.52 | 7 | 1.27 | 5 | 20 | 0.64 | 2.55 | 2.43 | 4.34
1095 | 690 |  |  |  | 304 |  | 0 | 0 | 0 | 304 | 0 | 38.76 | 0 | 61.68 | 0
| 2090 | 2.09 | 20% | 2.508 | 836 | 1831 | 35.55 | 502 | 91.34 | 334 | 1329 | 42.58 | 169.44 | 169.47 | 296.33
| 75 | 0.075 | 20% | 0.09 | 30 | 66 | 1.28 | 18 | 3.28 | 12 | 48 | 1.53 | 6.12 | 6.09 | 10.68
1096 | 2165 |  |  |  | 866 |  | 0 | 0 | 0 | 866 | 0 | 110.41 | 0 | 175.56 | 0
1097 | 300 | 0.3 | 14.67% | 0.34401 | 115 | 251 | 4.88 | 69 | 12.56 | 46 | 182 | 5.86 | 23.2 | 23.3 | 40.64
1098 | 375 | 0.375 | 5.6% | 0.396 | 132 | 289 | 5.61 | 79 | 14.37 | 53 | 210 | 6.76 | 26.77 | 26.74 | 46.75
1099 | 0 | 0 | 0% | 0 | 0 | 0 | 0 | 0 | 0 | 0 | 0 | 0 | 0 | 22.1564 | 0
1100 | 500 | 0.5 | 0% | 0.5 | 100 | 365 | 7.09 | 100 | 18.2 | 0 | 265 | 0 | 33.79 | 25.29 | 59.08
1101 | 2486 | 2.486 | 0% | 2.486 | 829 | 1815 | 35.24 | 497 | 90.43 | 332 | 1318 | 42.33 | 168.04 | 168 | 293.71
1102 | 5.4 | 0.0054 | 0% | 0.0054 | 2 | 4 | 0.08 | 1 | 0.18 | 1 | 3 | 0.13 | 0.38 | 0.39 | 0.64
1103 | 280 | 0.28 | 0% | 0.28 | 93 | 204 | 3.97 | 56 | 10.19 | 37 | 148 | 4.72 | 18.87 | 22.1564 | 33.03
1104 | 1000 | 1 | 0% | 1 | 240 | 730 | 14.17 | 200 | 36.39 | 40 | 530 | 5.1 | 67.57 | 55.66 | 118.13
834 | 595 | 0.595 | 0% | 0.595 | 143 | 344 | 8.43 | 119 | 21.65 | 24 | 225 | 3.06 | 28.69 | 33.14 | 57.12
1109 | 660 | 0.66 | 12.7% | 0.74382 | 248 | 543 | 10.54 | 149 | 27.11 | 99 | 394 | 12.62 | 50.23 | 50.27 | 87.88
1108 | 204 | 0.204 | 16.05% | 0.23674 | 79 | 173 | 3.36 | 47 | 8.55 | 32 | 126 | 4.08 | 16.06 | 15.99 | 27.97
1106 | 64.97 | 5 | 12.65 | 0.95 | 0 | 13.6
1105 | 1547.6 | 129 | 12.65 | 24.4 | 0 | 37.05
1110 | 20 | 0.02 | 0% | 0.02 | 7 | 15 | 0.28 | 4 | 0.73 | 3 | 11 | 0.38 | 1.4 | 22.1564 | 13.89
| 1200 | 1.2 | 0% | 1.2 | 400 | 876 | 17.01 | 240 | 43.67 | 160 | 636 | 20.4 | 81.09 | 81.08 | 141.77
| 360 | 0.36 | 0% | 0.36 | 263 | 263 | 5.1 | 72 | 13.1 | 191 | 191 | 24.35 | 24.35 | 42.55 | 42.55
1111 |  |  |  |  | 663 | [8 empty] | 123.63
1112 | 660 | 0.66 | 0% | 0.66 | 220 | 482 | 9.35 | 132 | 24.02 | 88 | 350 | 11.22 | 44.62 | 44.59 | 77.99
1113 | 1680 | 1.68 | 12.69% | 1.8932 | 631 | 1382 | 26.83 | 379 | 68.96 | 252 | 1003 | 32.13 | 127.88 | 127.92 | 223.67
1114 | 700 | 0.7 | 10% | 0.77 | 257 | 562 | 10.91 | 154 | 28.02 | 103 | 408 | 13.13 | 52.02 | 52.06 | 90.95
| 3500 | 3.5 | 0% | 3.5 | 2555 | 2555 | 49.61 | 700 | 127.37 | 1855 | 1855 | 236.5 | 236.5 | 413.48 | 413.48
| 1000 | 1 | 0% | 1 | 304 | 730 | 14.17 | 200 | 36.39 | 104 | 530 | 13.26 | 67.57 | 63.82 | 118.13
| 500 | 0.5 | 0% | 0.5 | 213 | 365 | 7.09 | 100 | 18.2 | 113 | 265 | 14.41 | 33.79 | 39.7 | 59.08
1115 | 5000 |  |  |  | 517 | 1095 | [7 empty] | 103.52 | 177.21
1116 | 935 | 0.935 | 16.04% | 1.085 | 362 | 792 | 15.38 | 217 | 39.48 | 145 | 575 | 18.49 | 73.31 | 73.35 | 128.17
| 360 | 0.36 | 13.9% | 0.41004 | 137 | 299 | 5.81 | 82 | 14.92 | 55 | 217 | 7.01 | 27.67 | 27.74 | 48.4
| 70 | 0.07 | 18.6% | 0.08302 | 28 | 61 | 1.18 | 17 | 3.09 | 11 | 44 | 1.4 | 5.61 | 5.67 | 9.88
| 80 | 0.08 | 18.4% | 0.09472 | 32 | 69 | 1.34 | 19 | 3.46 | 13 | 50 | 1.66 | 6.37 | 6.46 | 11.17
| 1200 | 1.2 | 17.8% | 1.4136 | 471 | 1032 | 20.04 | 283 | 51.49 | 188 | 749 | 23.97 | 95.49 | 95.5 | 167.02
1117 | 1710 |  |  |  | 668 | [8 empty] | 135.37
1118 | 40 | 0.04 | 10% | 0.044 | 15 | 32 | 0.62 | 176 | 32.02 | 117 | 466 | 14.92 | 59.41 | 17.51 | 92.05
1119 | 3234 | 3.234 | 0% | 3.234 | 202 | 2361 | 45.84 | 202 | 36.76 | 0 | 2159 | 0 | 275.26 | 82.6 | 357.86
1120 | 120 | 0.12 | 21.67% | 0.146 | 49 | 107 | 2.07 | 29 | 5.28 | 20 | 78 | 2.55 | 9.94 | 9.9 | 17.29
1121 | 180 | 0.18 | 10% | 0.198 | 66 | 145 | 2.81 | 40 | 7.28 | 26 | 105 | 3.31 | 13.39 | 13.4 | 23.48
1122 | 82 | 0.082 | 0% | 0.082 | 27 | 60 | 1.16 | 16 | 2.91 | 11 | 44 | 1.4 | 5.61 | 22.1564 | 9.68
1123 | 110 | 0.11 | 0% | 0.11 | 37 | 80 | 1.56 | 22 | 4 | 15 | 58 | 1.91 | 7.39 | 7.47 | 12.95
1124 | 1200 | 1.2 | 5% | 1.26 | 420 | 920 | 17.86 | 252 | 45.85 | 168 | 668 | 21.42 | 85.17 | 85.13 | 148.88
1125 | 1200 | 1.2 | 21.6% | 1.4592 | 486 | 1065 | 20.68 | 292 | 53.13 | 194 | 773 | 24.73 | 98.55 | 98.54 | 172.36
1126 | 440.5 | 0.4405 | 21.6% | 0.53565 | 179 | 391 | 7.59 | 107 | 19.47 | 72 | 284 | 9.18 | 36.21 | 36.24 | 63.27
1127 | 2420 | 2.42 | 21.6% | 2.9427 | 981 | 2148 | 41.71 | 589 | 107.17 | 392 | 1559 | 49.98 | 198.76 | 198.86 | 347.64
1128 | 860 | 0.86 | 17.21% | 1.008 | 336 | 736 | 14.29 | 202 | 36.76 | 134 | 534 | 17.08 | 68.08 | 68.13 | 119.13
1129 | 4380 | 4.38 | 17.81% | 5.16 | 1720 | 3767 | 73.13 | 1032 | 187.78 | 688 | 2735 | 87.72 | 348.7 | 348.63 | 609.61
1130 | 1530 | 1.53 | 15% | 1.7595 | 587 | 1284 | 24.94 | 352 | 64.05 | 235 | 932 | 29.96 | 118.82 | 118.95 | 207.81
1131 | 425 | 0.425 | 15% | 0.48875 | 163 | 357 | 6.93 | 98 | 17.83 | 65 | 259 | 8.29 | 33.02 | 33.05 | 57.78
1132 | 240 | 0.24 | 10% | 0.264 | 88 | 193 | 3.74 | 53 | 9.64 | 35 | 140 | 4.46 | 17.85 | 17.84 | 31.23
1133 | 1890 | 1.89 | 10% | 2.079 | 693 | 1518 | 29.47 | 416 | 75.69 | 277 | 1102 | 35.32 | 140.5 | 140.48 | 245.66
1134 | 84 | 0.084 | 10% | 0.0924 | 31 | 67 | 1.31 | 18 | 3.28 | 13 | 49 | 1.66 | 6.25 | 6.25 | 22.1564
1135 | 420 | 0.42 | 10% | 0.462 | 98 | 337 | 6.55 | 92 | 16.74 | 6 | 245 | 0.76 | 31.24 | 24.05 | 54.53
| 1242 | 1.242 | 0% | 1.242 | 18 |  | 17.6 | 18 | 3.28 | 0 | -18 | 0 | -2.29 | 20.88 | 18.59
| 120 | 0.12 | 0% | 0.12 | 88 |  | 1.7 | 24 | 4.37 | 64 | -24 | 8.16 | -3.06 | 14.23 | 3.01
1136 | 1362 |  |  |  | 106 |  | 0 |  | 0 |  |  |  |  | 35.11 | 21.6
1137 | 17 | 0.017 | 0% | 0.017 | 12 | 12 | 0.24 | 3 | 0.55 | 9 | 9 | 1.15 | 1.15 | 1.94 | 1.94
1138 | 2316 | 2.316 | 10% | 2.5476 | 849 | 1860 | 36.11 | 510 | 92.8 | 339 | 1350 | 43.22 | 172.12 | 172.13 | 301.03
1139 | 1440 | 1.44 | 0% | 1.44 | 1051 | 1051 | 20.41 | 288 | 52.4 | 763 | 763 | 97.28 | 97.28 | 170.09 | 170.09
| 1920 | 1.92 | 10% | 2.112 | 1028 | 1542 | 29.93 | 422 | 76.79 | 606 | 1120 | 77.26 | 142.79 | 183.98 | 249.51
| 120 | 0.12 | 10% | 0.132 | 64 | 96 | 1.87 | 26 | 4.73 | 38 | 70 | 4.84 | 8.92 | 11.44 | 15.52
1140 | 2040 |  |  |  | 1092 | [8 empty] | 195.42
1141 | 2090 | 2.09 | 20.57% | 2.52 | 840 | 1840 | 35.72 | 504 | 91.71 | 336 | 1336 | 42.84 | 170.33 | 170.27 | 297.76
1142 | 2316 | 2.316 | 0% | 2.316 | 1691 | 1691 | 32.83 | 463 | 84.25 | 1228 | 1228 | 156.56 | 156.56 | 273.64 | 273.64
| 25 | 0.025 | 0% | 0.025 | 18 | 18 | 0.35 | 5 | 0.91 | 13 | 13 | 1.66 | 1.66 | 6.76 | 2.92
| 75 | 0.075 | 0% | 0.075 | 41 | 55 | 1.06 | 15 | 2.73 | 26 | 40 | 3.31 | 5.1
1143 |  |  |  |  | 59 | [7 empty] | 6.76
1144 | 82 | 0.082 | 0% | 0.082 | 27 | 60 | 1.16 | 16 | 2.91 | 11 | 44 | 1.4 | 5.61 | 5.47 | 9.68
1145 | 230 | 0.23 | 0% | 0.23 | 77 | 168 | 3.26 | 46 | 8.37 | 31 | 122 | 3.95 | 15.55 | 15.58 | 27.18
1146 | 280 | 0.28 | 0% | 0.28 | 93 | 204 | 3.97 | 56 | 10.19 | 37 | 148 | 4.72 | 18.87 | 18.88 | 31.24
1147 | 450 | 0.45 | 5% | 0.4725 | 158 | 345 | 6.7 | 95 | 17.29 | 63 | 250 | 8.03 | 31.87 | 32.02 | 55.86
1148 | 800 | 0.8 | 5% | 0.84 | 280 | 613 | 11.91 | 168 | 30.57 | 112 | 445 | 14.28 | 56.73 | 56.76 | 99.21
1149 | 129 | 0.129 | 0% | 0.129 | 43 | 94 | 1.83 | 26 | 4.73 | 17 | 68 | 2.17 | 8.67 | 8.73 | 15.23
| 120 | 0.12 | 25% | 0.15 | 50 | 110 | 2.13 | 30 | 5.46 | 20 | 80 | 2.55 | 10.2 | 10.14 | 17.79
| 80 | 0.08 | 30% | 0.104 | 35 | 76 | 1.47 | 21 | 3.82 | 14 | 55 | 1.78 | 7.01 | 7.07 | 12.3
1150 | 200 |  |  |  | 85 | [8 empty] | 22.1564
1151 | 2400 | 2.4 | 5% | 2.52 | 840 | 1840 | 35.72 | 504 | 91.71 | 336 | 1336 | 42.84 | 170.33 | 170.27 | 297.76
1152 | 2000 | 2 | 22% | 2.44 | 813 | 1781 | 34.58 | 488 | 88.8 | 325 | 1293 | 41.44 | 164.85 | 164.82 | 288.23
| 455 | 0.455 | 17.65% | 0.53531 | 178 | 391 | 7.59 | 107 | 19.47 | 71 | 284 | 9.05 | 36.21 | 36.11 | 63.27
| 250 | 0.25 | 11.75% | 0.27937 | 93 | 204 | 3.96 | 56 | 10.19 | 37 | 148 | 4.72 | 18.87 | 18.87 | 33.02
1153 | 705 |  |  |  | 271 | [8 empty] | 54.98
|  |  |  | 1st Block | Additional
| Annual | Monthly | Customer | Energy | Energy | Monthly | Annual
Rate Code | Energy | Energy | Charge | Charge | Charge | Charge | Charge
1154 | 3650 | 304 | 22.1564 | 37.84 | 17.77 | 77.7664 | 933.1972
1155 | 84 | 0.084 | 5% | 0.0882 | 5 | 64 | 1.25 | 5 | 0.91 | 0 | 59 | 0 | 7.52 | 2.16 | 9.68
1156 | 1000 | 1 | 12.75% | 1.1275 | 376 | 823 | 15.98 | 226 | 41.12 | 150 | 597 | 19.12 | 76.11 | 76.22 | 133.21
1157 | 60 | 0.06 | 13% | 0.0678 | 23 | 49 | 0.96 | 14 | 2.55 | 9 | 35 | 1.15 | 4.46 | 4.66 | 7.97
| 350 | 0.35 | 14.3% | 0.40005 | 133 | 292 | 5.67 | 80 | 14.56 | 53 | 212 | 6.76 | 27.03 | 26.99 | 47.26
| 46 | 0.046 | 0% | 0.046 | 15 | 34 | 0.65 | 9 | 1.64 | 6 | 25 | 0.76 | 3.19 | 3.05 | 5.48
1158 | 396 |  |  |  | 148 | [8 empty] | 30.04
1159 | 1200 | 1.2 | 10% | 1.32 | 120 | 964 | 18.71 | 120 | 21.83 | 0 | 844 | 0 | 107.6 | 40.54 | 148.14
1160 | 450 | 0.45 | 0% | 0.45 | 150 | 329 | 6.38 | 90 | 16.38 | 60 | 239 | 7.65 | 30.47 | 30.41 | 53.23
1161 | 660 | 0.66 | 0% | 0.66 | 220 | 482 | 9.35 | 132 | 24.02 | 88 | 350 | 11.22 | 44.62 | 44.59 | 77.99
1162 | 495 | 0.495 | 0% | 0.495 | 45 | 361 | 7.02 | 45 | 8.19 | 0 | 316 | 0 | 40.29 | 22.1564 | 55.5
1163 | 300 | 0.3 | 4% | 0.312 | 95 | 228 | 4.42 | 62 | 11.28 | 33 | 166 | 4.21 | 21.16 | 19.91 | 36.86
1164 | 1188 | 1.188 | 20.91% | 1.4364 | 479 | 1049 | 20.36 | 287 | 52.22 | 192 | 762 | 24.48 | 97.15 | 97.06 | 169.73
1165 | 96 | 0.096 | 0% | 0.096 | 32 | 70 | 1.36 | 19 | 3.46 | 13 | 51 | 1.66 | 6.5 | 6.48 | 11.32
1166 | 17 | 0.017 | 0% | 0.017 | 6 | 12 | 0.24 | 3 | 0.55 | 3 | 9 | 0.38 | 1.15 | 1.17 | 1.94
1167 | 25 | 0.025 | 0% | 0.025 | 8 | 18 | 0.35 | 5 | 0.91 | 3 | 13 | 0.38 | 1.66 | 1.64 | 2.92
1168 | 3040 | 3.04 | 0% | 3.04 | 740 | 2219 | 43.09 | 608 | 110.63 | 132 | 1611 | 16.83 | 205.39 | 170.55 | 359.11
1169 | 12 | 0.012 | 0% | 0.012 | 4 | 9 | 0.17 | 2 | 0.36 | 2 | 7 | 0.25 | 0.89 | 0.78 | 2.96
1170 | 1920 | 1.92 | 0% | 1.92 | 467 | 1402 | 27.21 | 384 | 69.87 | 83 | 1018 | 10.58 | 129.79 | 107.66 | 226.87
1171 | 96 | 0.096 | 0% | 0.096 | 23 | 1 | 1.36 | 19 | 3.46 | 4 | -18 | 0.51 | -2.29 | 5.33 | 2.53
| 420 | 0.42 | 0% | 0.42 | 140 | 307 | 5.95 | 84 | 15.28 | 56 | 223 | 7.14 | 28.43 | 28.37 | 49.66
| 1260 | 1.26 | 0% | 1.26 | 420 | 920 | 17.86 | 252 | 45.85 | 168 | 668 | 21.42 | 85.17 | 85.13 | 148.88
| 1498 | 1.498 | 0% | 1.498 | 499 | 1094 | 21.23 | 300 | 54.59 | 199 | 794 | 25.37 | 101.23 | 101.19 | 177.05
| 1680 | 1.68 | 0% | 1.68 | 560 | 1226 | 23.81 | 336 | 61.14 | 224 | 890 | 28.56 | 113.47 | 113.51 | 198.42
1172 | 4858 |  |  |  |  | 2285 | [8 empty] | 413.11
1173 | 144 | 0.144 | 0% | 0.144 | 48 | 105 | 2.04 | 29 | 5.28 | 19 | 76 | 2.42 | 9.69 | 9.74 | 17.01
1174 | 768 | 0.768 | 20.31% | 0.92398 | 308 | 675 | 13.1 | 185 | 33.66 | 123 | 490 | 15.68 | 62.47 | 62.44 | 109.23
1175 | 840 | 0.84 | 0% | 0.84 | 280 | 613 | 11.91 | 168 | 30.57 | 112 | 445 | 14.28 | 56.73 | 56.76 | 99.21
| 480 | 0.48 | 18.18% | 0.56726 | 189 | 414 | 8.04 | 113 | 20.56 | 76 | 301 | 9.69 | 38.38 | 38.29 | 66.98
| 1680 | 1.68 | 0% | 1.68 | 560 | 1226 | 23.81 | 336 | 61.14 | 224 | 890 | 28.56 | 113.47 | 113.51 | 198.42
1176 | 2160 |  |  |  |  | 1640 | [7 empty] | 151.8 | 265.4
1177 | 1000 | 1 | 7.5% | 1.075 | 162 | 785 | 15.24 | 162 | 29.48 | 0 | 623 | 0 | 79.43 | 44.72 | 124.15
| 175 | 0.175 | 8.6% | 0.19005 | 63 | 139 | 2.69 | 38 | 6.91 | 25 | 101 | 3.19 | 12.88 | 12.79 | 22.48
| 185 | 0.185 | 0% | 0.185 | 62 | 135 | 2.62 | 37 | 6.73 | 25 | 98 | 3.19 | 12.49 | 12.54 | 21.84
1178 | [5 empty] | 274 | [8 empty] | 44.32
STND1 | FIXED CHARGE |  | 300 | [10 empty] | 300
STND3 | FIXED CHARGE |  | 300 | [10 empty] | 300
STND4 | FIXED CHARGE |  | 645 | [10 empty] | 645
|  |  | 28 d. Month | 29 d. Month | 30 d. Month | 31 d. Month
| Demand | 5.8
| Hrs./ day | 24
| Days/ Mo. |  | 28 | 29 | 30 | 31
| kW.h |  | 3898 | 4037 | 4176 | 4315
| Tnfr. Loss |  | 1.75% | 1.75% | 1.75% | 1.75%
| Adj. kW.h |  | 3966 | 4108 | 4249 | 4391
STND2 | Eng. Chg. |  | 400.3592 | 414.6938 | 428.9274 | 443.262 | [7 empty] | 414.6938
|  | Demand | Ballast | Demand | Energy per Month |  | Demand | 1st Block | 1st Block | All Addional Energy |  | All Add. Energy Charge |  | Total Monthly Charge
Rate Code | Wattage | in KW | % | incl. Ballast | Photocell | Continuous | Charge | Energy | Energy Chg. | Photocell | Continuous | Photocell | Continuous | Photocell | Continuous
XMAS | 11900 | 11.9 | 0% | 11.9 | 1428 |  | 28.11 | 1428 | 259.84 | 0 |  | 0 |  | 287.95
XMAS1 | 19.95 | 0.01995 | 0% | 0.01995 | 2 |  | 0.05 | 2 | 0.36 | 0 |  | 0 |  | 0.41
XMAS2 | 0 | 0 | 0% | 0 | 1 |  | 0 | 0 | 0 | 1 |  | 0.13 |  | 0.13
XMSCW | 5275 | 5.275 | 0% | 5.275 | 390 |  | 7.68 | 108 | 19.65 | 282 |  | 35.95 |  | 63.28
XMSCS | 3325 | 3.325 | 0% | 3.325 | 246 |  | 4.84 | 68 | 12.37 | 178 |  | 22.69 |  | 39.9
XMSCB | 2275 | 2.275 | 0% | 2.275 | 137 |  | 5.37 | 76 | 13.83 | 61 |  | 7.78 |  | 26.98
1179 | 100 | 0.1 | 0% | 0.1 | 33 | 73 | 1.42 | 20 | 3.64 | 13 | 53 | 1.66 | 6.76 | 6.72 | 11.82
1180 | 2140 | 2.14 | 0% | 2.14 | 713 | 1562 | 30.33 | 428 | 77.88 | 285 | 1134 | 36.34 | 144.58 | 144.55 | 252.79
1181 | 90 | 0.09 | 0% | 0.09 | 30 | 66 | 1.28 | 18 | 3.28 | 12 | 48 | 1.53 | 6.12 | 6.09 | 10.68
| 800 | 0.8 | 0% | 0.8 | 267 | 584 | 11.34 | 160 | 29.11 | 107 | 424 | 13.64 | 54.06 | 54.09 | 94.51
| 375 | 0.375 | 0% | 0.375 | 125 | 274 | 5.32 | 75 | 13.65 | 50 | 199 | 6.37 | 25.37 | 25.34 | 44.34
1182 | 1175 |  |  |  | 392 | 858 | [7 empty] | 79.43 | 138.85
1183 | 80 | 0.08 | 0% | 0.08 | 17 | 58 | 1.13 | 16 | 2.91 | 1 | 42 | 0.13 | 5.35 | 4.17 | 9.39
1184 | 165 | 0.165 | 0% | 0.165 | 55 | 120 | 2.34 | 33 | 6 | 22 | 87 | 2.8 | 11.09 | 11.14 | 19.43
555 | 35 | 0.035 | 0% | 0.035 | 12 | 26 | 0.5 | 7 | 1.27 | 5 | 19 | 0.64 | 2.42 | 2.41 | 4.19
556 | 51 | 0.051 | 0% | 0.051 | 17 | 37 | 0.72 | 10 | 1.82 | 7 | 27 | 0.89 | 3.44 | 3.43 | 5.98
557 | 172 | 0.172 | 0% | 0.172 | 57 | 126 | 2.44 | 34 | 6.19 | 23 | 92 | 2.93 | 11.73 | 11.56 | 20.36
558 | 91 | 0.091 | 0% | 0.091 | 30 | 66 | 1.29 | 18 | 3.28 | 12 | 48 | 1.53 | 6.12 | 6.1 | 10.69
1185 | 623 | 0.623 | 0% | 0.623 | 208 | 455 | 8.83 | 125 | 22.74 | 83 | 330 | 10.58 | 42.07 | 42.15 | 73.64
1186 | 450 | 0.45 | 0% | 0.45 | 150 | 329 | 6.38 | 90 | 16.38 | 60 | 239 | 7.65 | 30.47 | 30.41 | 53.23
| 1880 | 1.88 | 0% | 1.88 | 627 | 1372 | 26.65 | 376 | 68.42 | 251 | 996 | 32 | 126.98 | 127.07 | 222.05
| 2404 | 2.404 | 0% | 2.404 | 801 | 1755 | 34.07 | 481 | 87.52 | 320 | 1274 | 40.8 | 162.43 | 162.39 | 284.02
1187 | 4284 |  |  |  |  | 3127 | [7 empty] | 289.46 | 506.07
| 1880 | 1.88 | 0% | 1.88 | 627 | 1372 | 26.65 | 376 | 68.42 | 251 | 996 | 32 | 126.98 | 127.07 | 222.05
| 1166 | 1.166 | 0% | 1.166 | 389 | 851 | 16.53 | 233 | 42.4 | 156 | 618 | 19.89 | 78.79 | 78.82 | 137.72
1188 | 3046 |  |  |  |  | 2223 | [7 empty] | 205.89 | 359.77
1189 | 940 | 0.94 | 0% | 0.94 | 313 | 686 | 13.32 | 188 | 34.21 | 125 | 498 | 15.94 | 63.49 | 63.47 | 111.02
1190 | 128 | 0.128 | 0% | 0.128 | 43 | 93 | 1.81 | 26 | 4.73 | 17 | 67 | 2.17 | 8.54 | 8.71 | 15.08
1191 | 240 | 0.24 | 0% | 0.24 | 80 | 175 | 3.4 | 48 | 8.73 | 32 | 127 | 4.08 | 16.19 | 16.21 | 28.32
1192 | 60 | 0.06 | 0% | 0.06 | 20 | 44 | 0.85 | 12 | 2.18 | 8 | 32 | 1.02 | 4.08 | 4.05 | 7.11
1193 | 4140 | 4.14 | 0% | 4.14 | 630 | 3022 | 58.68 | 630 | 114.63 | 0 | 2392 | 0 | 304.97 | 173.31 | 478.28
1194 | 595 | 0.595 | 17.65% | 0.70002 | 233 | 511 | 9.92 | 140 | 25.47 | 93 | 371 | 11.86 | 47.3 | 47.25 | 82.69
1195 | 760 | 0.76 | 3% | 0.7828 | 261 | 571 | 11.09 | 157 | 28.57 | 104 | 414 | 13.26 | 52.78 | 52.92 | 92.44
1196 | 11395 | 11.395 | 0% | 11.395 | 3798 | 8318 | 161.51 | 2279 | 414.68 | 1519 | 6039 | 193.66 | 769.94 | 769.85 | 1346.13
1197 | 1636 | 1.636 | 0% | 1.636 | 545 | 1194 | 23.19 | 327 | 59.5 | 218 | 867 | 27.79 | 110.54 | 110.48 | 193.23
1198 | 1395 | 1.395 | 0% | 1.395 | 465 | 1018 | 19.77 | 279 | 50.77 | 186 | 739 | 23.71 | 94.22 | 94.25 | 164.76
1199 | 2000 | 2 | 0% | 2 | 667 | 1460 | 28.35 | 400 | 72.78 | 267 | 1060 | 34.04 | 135.14 | 135.17 | 236.27
1200 | 2600 | 2.6 | 0% | 2.6 | 867 | 1898 | 36.85 | 520 | 94.62 | 347 | 1378 | 44.24 | 175.69 | 175.71 | 307.16
1201 | 876 | 0.876 | 0% | 0.876 | 292 | 639 | 12.42 | 175 | 31.84 | 117 | 464 | 14.92 | 59.16 | 59.18 | 103.42
1202 | 20 | 0.02 | 0% | 0.02 | 7 | 15 | 0.28 | 4 | 0.73 | 3 | 11 | 0.38 | 1.4 | 1.39 | 2.41
1203 | 134 | 0.134 | 0% | 0.134 | 45 | 98 | 1.9 | 27 | 4.91 | 18 | 71 | 2.29 | 9.05 | 9.1 | 15.86
1204 | 3817 | 3.817 | 0% | 3.817 | 1272 | 2786 | 54.1 | 763 | 138.83 | 509 | 2023 | 64.89 | 257.92 | 257.82 | 450.85
1205 | 40 | 0.04 | 0% | 0.04 | 13 | 29 | 0.57 | 8 | 1.46 | 5 | 21 | 0.64 | 2.68 | 2.67 | 4.71
1206 | 1632 | 1.632 | 0% | 1.632 | 8 | 1191 | 23.13 | 8 | 1.46 | 0 | 1183 | 0 | 150.83 | 24.59 | 175.42
1207 | 11 | 0.011 | 0% | 0.011 | 4 | 8 | 0.16 | 2 | 0.36 | 2 | 6 | 0.25 | 0.76 | 0.77 | 1.28
1208 | 3957 | 3.957 | 0% | 3.957 | 1319 | 2889 | 56.08 | 791 | 143.93 | 528 | 2098 | 67.32 | 267.48 | 267.33 | 467.49
|  |  |  | 1st Block | Additional
| Annual | Monthly | Customer | Energy | Energy | Monthly | Annual
Rate Code | Energy | Energy | Charge | Charge | Charge | Charge | Charge
1209 | 105.12 | 9 | 22.1564 | 1.7 | 0 | 23.8564 | 286.2772 | [6 empty] | 23.8564 | 23.8564
1210 | 3817 | 3.817 | 0% | 3.817 | 1272 | 2786 | 54.1 | 763 | 138.83 | 509 | 2023 | 64.89 | 257.92 | 257.82 | 450.85
1211 | 425 | 0.425 | 0% | 0.425 | 142 | 310 | 6.02 | 85 | 15.47 | 57 | 225 | 7.27 | 28.69 | 17.51 | 50.18
1212 | 6000 | 6 | 0% | 6 | 2000 | 4380 | 85.04 | 1200 | 218.35 | 800 | 3180 | 102 | 405.43 | 405.39 | 708.82
1213 | 97 | 0.097 | 0% | 0.097 | 32 | 71 | 1.37 | 19 | 3.46 | 13 | 52 | 1.66 | 6.63 | 6.49 | 11.46
1214 | 918 | 0.918 | 0% | 0.918 | 306 | 670 | 13.01 | 184 | 33.48 | 122 | 486 | 15.55 | 61.96 | 62.04 | 108.45
1215 | 720 | 0.72 | 0% | 0.72 | 240 | 526 | 10.2 | 144 | 26.2 | 96 | 382 | 12.24 | 48.7 | 48.64 | 85.1
| 72 | 0.072 | 0% | 0.072 | 22 | 53 | 1.02 | 14 | 2.55 | 8 | 39 | 1.02 | 4.97 | 4.59 | 8.54
| 350 | 0.35 | 14.29% | 0.4 | 133 | 292 | 5.67 | 80 | 14.56 | 53 | 212 | 6.76 | 27.03 | 26.99 | 47.26
| 500 | 0.5 | 10% | 0.55 | 183 | 402 | 7.8 | 110 | 20.02 | 73 | 292 | 9.31 | 37.23 | 37.13 | 65.05
1216 | 922 |  |  |  | 338 | 747 |  |  |  | 134 | 543 | 17.09 | 69.23 | 68.71 | 120.85
1217 | 805 | 0.805 | 0% | 0.805 | 122 | 588 | 11.41 | 122 | 22.2 | 0 | 466 | 0 | 59.41 | 33.61 | 93.02
562 | 150 | 0.15 | 0% | 0.15 | 50 | 110 | 2.13 | 30 | 5.46 | 20 | 80 | 2.55 | 10.2 | 10.14 | 17.79
563 | 60 | 0.06 | 0% | 0.06 | 20 | 44 | 0.85 | 12 | 2.18 | 8 | 32 | 1.02 | 4.08 | 4.05 | 7.11
1218 | 875 | 0.875 | 14.3% | 1.0001 | 304 | 730 | 14.18 | 200 | 36.39 | 104 | 530 | 13.26 | 67.57 | 63.83 | 118.14
1219 | 50 | 0.05 | 0% | 0.05 | 17 | 37 | 0.71 | 10 | 1.82 | 7 | 27 | 0.89 | 3.44 | 3.42 | 5.97
564 | 28 | 0.028 | 0% | 0.028 | 9 | 20 | 0.4 | 6 | 1.09 | 3 | 14 | 0.38 | 1.78 | 1.87 | 3.27
565 | 86 | 0.086 | 0% | 0.086 | 29 | 63 | 1.22 | 17 | 3.09 | 12 | 46 | 1.53 | 5.86 | 5.84 | 10.17
566 | 93 | 0.093 | 0% | 0.093 | 31 | 68 | 1.32 | 19 | 3.46 | 12 | 49 | 1.53 | 6.25 | 6.31 | 11.03
567 | 100 | 0.1 | 0% | 0.1 | 33 | 73 | 1.42 | 20 | 3.64 | 13 | 53 | 1.66 | 6.76 | 6.72 | 11.82
568 | 116 | 0.116 | 0% | 0.116 | 39 | 85 | 1.64 | 23 | 4.19 | 16 | 62 | 2.04 | 7.9 | 7.87 | 13.73
569 | 143 | 0.143 | 0% | 0.143 | 48 | 104 | 2.03 | 29 | 5.28 | 19 | 75 | 2.42 | 9.56 | 9.73 | 16.87
570 | 200 | 0.2 | 0% | 0.2 | 67 | 146 | 2.83 | 40 | 7.28 | 27 | 106 | 3.44 | 13.51 | 13.55 | 23.62
571 | 201 | 0.201 | 0% | 0.201 | 67 | 147 | 2.85 | 40 | 7.28 | 27 | 107 | 3.44 | 13.64 | 13.57 | 23.77
572 | 250 | 0.25 | 0% | 0.25 | 83 | 183 | 3.54 | 50 | 9.1 | 33 | 133 | 4.21 | 16.96 | 16.85 | 29.6
1220 | 25 | 0.025 | 0% | 0.025 | 1 | 18 | 0.35 | 1 | 0.18 | 0 | 17 | 0 | 2.17 | 0.53 | 2.7
| 350 | 0.35 | 14.3% | 0.40005 | 133 | 292 | 5.67 | 80 | 14.56 | 53 | 212 | 6.76 | 27.03 | 26.99 | 47.26
| 50 | 0.05 | 0% | 0.05 | 17 | 37 | 0.71 | 10 | 1.82 | 7 | 27 | 0.89 | 3.44 | 3.42 | 5.97
1221 | 400 |  |  |  |  | 329 | [7 empty] | 30.41 | 53.23
1222 | 2800 | 2.8 | 0% | 2.8 | 933 | 2044 | 39.69 | 560 | 101.9 | 373 | 1484 | 47.56 | 189.2 | 189.15 | 330.79
1223 | 46 | 0.046 | 0% | 0.046 | 15 | 34 | 0.65 | 9 | 1.64 | 6 | 25 | 0.76 | 3.19 | 3.05 | 5.48
1224 | 1800 | 1.8 | 8.7% | 1.9566 | 652 | 1428 | 27.73 | 391 | 71.15 | 261 | 1037 | 33.28 | 132.21 | 132.16 | 231.09
1225 | 20.27 | 0.02027 | 0% | 0.02027 | 7 | 15 | 0.29 | 4 | 0.73 | 3 | 11 | 0.38 | 1.4 | 1.4 | 2.42
1226 | 1219 | 1.219 | 0% | 1.219 | 406 | 890 | 17.28 | 244 | 44.4 | 162 | 646 | 20.65 | 82.36 | 82.33 | 144.04
| 3400 | 3.4 | 0% | 3.4 | 1133 | 2482 | 48.19 | 680 | 123.73 | 453 | 1802 | 57.75 | 229.74 | 229.67 | 401.66
| 1200 | 1.2 | 0% | 1.2 | 400 | 876 | 17.01 | 240 | 43.67 | 160 | 636 | 20.4 | 81.09 | 81.08 | 141.77
1227 | 4600 |  |  |  |  | 3358 | [7 empty] | 310.75 | 543.43
| 1000 | 1 | 0% | 1 | 333 | 730 | 14.17 | 200 | 36.39 | 133 | 530 | 16.96 | 67.57 | 67.52 | 67.52
| 1200 | 1.2 | 0% | 1.2 | 400 | 876 | 17.01 | 240 | 43.67 | 160 | 636 | 20.4 | 81.09 | 81.08 | 81.08
1228 | 2200 |  |  |  | 733 | 1606 | [7 empty] | 148.6 | 148.6
1229 | 800 | 0.8 | 27.27% | 1.0182 | 339 | 743 | 14.43 | 204 | 37.12 | 135 | 539 | 17.21 | 68.72 | 68.76 | 120.27
1230 | 150 | 0.15 | 0% | 0.15 | 37 | 110 | 2.13 | 30 | 5.46 | 7 | 80 | 0.89 | 10.2 | 8.48 | 17.79
|  |  |  | 1st Block | Additional
| Annual | Monthly | Customer | Energy | Energy | Monthly | Annual
Rate Code | Energy | Energy | Charge | Charge | Charge | Charge | Charge
1231 | 255 | 21 | 22.1564 | 3.97 | 0 | 26.1264 | 313.5172 | [6 empty] | 26.1264 | 26.1264
1232 | 1800 | 1.8 | 0% | 1.8 | 600 | 1314 | 25.51 | 360 | 65.5 | 240 | 954 | 30.6 | 121.63 | 121.61 | 212.64
1233 | 288 | 0.288 | 0% | 0.288 | 71 | 210 | 4.08 | 58 | 10.55 | 13 | 152 | 1.66 | 19.38 | 16.29 | 34.01
1234 | 1000 | 1 | 10% | 1.1 | 271 | 803 | 15.59 | 220 | 40.03 | 51 | 583 | 6.5 | 74.33 | 62.12 | 129.95
573 | 52 | 0.052 | 0% | 0.052 | 17 | 38 | 0.74 | 10 | 1.82 | 7 | 28 | 0.89 | 3.57 | 3.45 | 6.13
574 | 140 | 0.14 | 0% | 0.14 | 47 | 102 | 1.98 | 28 | 5.09 | 19 | 74 | 2.42 | 9.43 | 9.49 | 16.5
575 | 185 | 0.185 | 0% | 0.185 | 62 | 135 | 2.62 | 37 | 6.73 | 25 | 98 | 3.19 | 12.49 | 12.54 | 21.84
1235 | 1219 | 1.219 | 0% | 1.219 | 406 | 890 | 17.28 | 244 | 44.4 | 162 | 646 | 20.65 | 82.36 | 82.33 | 144.04
530 | 4.6 | 0.0046 | 0% | 0.0046 | 2 | 3 | 0.07 | 1 | 0.18 | 1 | 2 | 0.13 | 0.25 | 0.38 | 0.5
531 | 7.5 | 0.0075 | 0% | 0.0075 | 3 | 5 | 0.11 | 2 | 0.36 | 1 | 3 | 0.13 | 0.38 | 0.6 | 0.85
1236 | 696 | 0.696 | 10% | 0.7656 | 256 | 559 | 10.85 | 153 | 27.84 | 103 | 406 | 13.13 | 51.76 | 51.82 | 90.45
1237 | 77.8 | 0.0778 | 0% | 0.0778 | 19 | 57 | 1.1 | 16 | 2.91 | 3 | 41 | 0.38 | 5.23 | 4.39 | 9.24
576 | 95 | 0.095 | 0% | 0.095 | 32 | 69 | 1.35 | 19 | 3.46 | 13 | 50 | 1.66 | 6.37 | 6.47 | 11.18
577 | 155 | 0.155 | 0% | 0.155 | 52 | 113 | 2.2 | 31 | 5.64 | 21 | 82 | 2.68 | 10.45 | 10.52 | 18.29
307 | 70 | 0.07 | 29.12% | 0.090384 | 30 | 66 | 1.28 | 18 | 3.28 | 12 | 48 | 1.53 | 6.12 | 6.09 | 10.68
308 | 100 | 0.1 | 29.12% | 0.12912 | 43 | 94 | 1.83 | 26 | 4.73 | 17 | 68 | 2.17 | 8.67 | 8.73 | 15.23
331 | 70 | 0.07 | 30.45% | 0.091315 | 30 | 67 | 1.29 | 18 | 3.28 | 12 | 49 | 1.53 | 6.25 | 6.1 | 10.82
333 | 175 | 0.175 | 30% | 0.2275 | 76 | 166 | 3.22 | 46 | 8.37 | 30 | 120 | 3.82 | 15.3 | 15.41 | 26.89
1238 | 104 | 0.104 | 0% | 0.104 | 35 | 76 | 1.47 | 21 | 3.82 | 14 | 55 | 1.78 | 7.01 | 7.07 | 12.3
1239 | 720 | 0.72 | 0% | 0.72 | 240 | 526 | 10.2 | 144 | 26.2 | 96 | 382 | 12.24 | 48.7 | 48.64 | 85.1
1240 | 900 | 0.9 | 0% | 0.9 | 300 | 657 | 12.76 | 180 | 32.75 | 120 | 477 | 15.3 | 60.81 | 60.81 | 106.32
1241 | 810 | 0.81 | 0% | 0.81 | 159 | 591 | 11.48 | 159 | 28.93 | 0 | 432 | 0 | 55.08 | 40.41 | 95.49
1242 | 250 | 0.25 | 0% | 0.25 | 83 | 183 | 3.54 | 50 | 9.1 | 33 | 133 | 4.21 | 16.96 | 16.85 | 29.6
578 | 75 | 0.075 | 0% | 0.075 | 25 | 55 | 1.06 | 15 | 2.73 | 10 | 40 | 1.27 | 5.1 | 5.06 | 8.89
536 | 105 | 0.105 | 0% | 0.105 | 35 | 77 | 1.49 | 21 | 3.82 | 14 | 56 | 1.78 | 7.14 | 7.08 | 12.45
579 | 138 | 0.138 | 0% | 0.138 | 46 | 101 | 1.96 | 28 | 5.09 | 18 | 73 | 2.29 | 9.31 | 9.34 | 16.36
580 | 140 | 0.14 | 0% | 0.14 | 47 | 102 | 1.98 | 28 | 5.09 | 19 | 74 | 2.42 | 9.43 | 9.49 | 16.5
581 | 185 | 0.185 | 0% | 0.185 | 62 | 135 | 2.62 | 37 | 6.73 | 25 | 98 | 3.19 | 12.49 | 12.54 | 21.84
1243 | 518.4 | 0.5184 | 0% | 0.5184 | 71 | 378 | 7.35 | 71 | 12.92 | 0 | 307 | 0 | 39.14 | 20.27 | 59.41
1244 | 561.6 | 0.5616 | 42.35% | 0.79943 | 266 | 584 | 11.33 | 160 | 29.11 | 106 | 424 | 13.51 | 54.06 | 53.95 | 94.5
1245 | 256 | 0.256 | 0% | 0.256 | 93 | 187 | 3.63 | 51 | 9.28 | 42 | 136 | 5.35 | 17.34 | 18.26 | 30.25
1246 | 85 | 0.085 | 0% | 0.085 | 62 | 62 | 1.2 | 17 | 3.09 | 45 | 45 | 5.74 | 5.74 | 10.03 | 10.03
582 | 54 | 0.054 | 0% | 0.054 | 18 | 39 | 0.77 | 11 | 2 | 7 | 28 | 0.89 | 3.57 | 3.66 | 6.34
583 | 175 | 0.175 | 0% | 0.175 | 58 | 128 | 2.48 | 35 | 6.37 | 23 | 93 | 2.93 | 11.86 | 11.78 | 20.71
1247 | 85 | 0.085 | 0% | 0.085 | 100 | 62 | 1.2 | 17 | 3.09 | 83 | 45 | 10.58 | 5.74 | 14.87 | 10.03
1248 | 516 | 0.516 | 0% | 0.516 | 172 | 377 | 7.31 | 103 | 18.74 | 69 | 274 | 8.8 | 34.93 | 34.85 | 60.98
1249 | 12000 | 12 | 0% | 12 | 8760 | 8760 | 170.08 | 2400 | 436.7 | 6360 | 6360 | 810.86 | 810.86 | 1417.64 | 1417.64
549 | 80 | 0.08 | 0% | 0.08 | 27 | 58 | 1.13 | 16 | 2.91 | 11 | 42 | 1.4 | 5.35 | 5.44 | 9.39
582 | 54 | 0.054 | 0% | 0.054 | 18 | 39 | 0.77 | 11 | 2 | 7 | 28 | 0.89 | 3.57 | 3.66 | 6.34
584 | 46 | 0.046 | 0% | 0.046 | 15 | 34 | 0.65 | 9 | 1.64 | 6 | 25 | 0.76 | 3.19 | 3.05 | 5.48
585 | 69 | 0.069 | 0% | 0.069 | 23 | 50 | 0.98 | 14 | 2.55 | 9 | 36 | 1.15 | 4.59 | 4.68 | 8.12
586 | 108 | 0.108 | 0% | 0.108 | 36 | 79 | 1.53 | 22 | 4 | 14 | 57 | 1.78 | 7.27 | 7.31 | 12.8
587 | 158 | 0.158 | 0% | 0.158 | 53 | 115 | 2.24 | 32 | 5.82 | 21 | 83 | 2.68 | 10.58 | 10.74 | 18.64
588 | 45 | 0.045 | 0% | 0.045 | 15 | 33 | 0.64 | 9 | 1.64 | 6 | 24 | 0.76 | 3.06 | 3.04 | 5.34
1250 | 1800 | 1.8 | 0% | 1.8 | 1314 | 1314 | 25.51 | 360 | 65.5 | 954 | 954 | 121.63 | 121.63 | 212.64 | 212.64
1251 | 110 | 0.11 | 0% | 0.11 | 80 | 80 | 1.56 | 22 | 4 | 58 | 58 | 7.39 | 7.39 | 12.95 | 12.95
520 | 5 | 0.005 | 0% | 0.005 | 4 | 4 | 0.07 | 1 | 0.18 | 3 | 3 | 0.38 | 0.38 | 0.63 | 0.63
521 | 10 | 0.01 | 0% | 0.01 | 4 | 7 | 0.14 | 2 | 0.36 | 2 | 5 | 0.25 | 0.64 | 0.75 | 1.14
522 | 22 | 0.022 | 0% | 0.022 | 2 | 16 | 0.31 | 2 | 0.36 | 0 | 14 | 0 | 1.78 | 0.67 | 2.45
523 | 12 | 0.012 | 0% | 0.012 | 3 | 9 | 0.17 | 2 | 0.36 | 1 | 7 | 0.13 | 0.89 | 0.66 | 1.42
524 | 13 | 0.013 | 0% | 0.013 | 1 | 9 | 0.18 | 1 | 0.18 | 0 | 8 | 0 | 1.02 | 0.36 | 1.38
525 | 6 | 0.006 | 0% | 0.006 | 1 | 4 | 0.09 | 1 | 0.18 | 0 | 3 | 0 | 0.38 | 0.27 | 0.65
526 | 10 | 0.01 | 0% | 0.01 | 3 | 7 | 0.14 | 2 | 0.36 | 1 | 5 | 0.13 | 0.64 | 0.63 | 1.14
527 | 5 | 0.005 | 0% | 0.005 | 4 | 4 | 0.07 | 1 | 0.18 | 3 | 3 | 0.38 | 0.38 | 0.63 | 0.63
1252 | 393.6 | 0.3936 | 0% | 0.3936 | 131 | 287 | 5.58 | 79 | 14.37 | 52 | 208 | 6.63 | 26.52 | 26.58 | 46.47
1231 | 48.6 | 0.0486 | 0% | 0.0486 | 16 | 35 | 0.69 | 10 | 1.82 | 6 | 25 | 0.76 | 3.19 | 3.27 | 5.7
1253 | 15 | 0.015 | 0% | 0.015 | 5 | 11 | 0.21 | 3 | 0.55 | 2 | 8 | 0.25 | 1.02 | 1.01 | 1.78
1254 | 1000 | 1 | 0% | 1 | 304 | 730 | 14.17 | 200 | 36.39 | 104 | 530 | 13.26 | 67.57 | 63.82 | 67.57
1255 | 440 | 0.44 | 0% | 0.44 | 147 | 321 | 6.24 | 88 | 16.01 | 59 | 233 | 7.52 | 29.71 | 29.77 | 51.96
1256 | 9.2 | 0.0092 | 0% | 0.0092 | 7 | 7 | 0.13 | 2 | 0.36 | 5 | 5 | 0.64 | 0.64 | 1.13 | 1.13
1257 | 249.6 | 0.2496 | 0% | 0.2496 | 128 | 182 | 3.54 | 50 | 9.1 | 78 | 132 | 9.94 | 16.83 | 22.58 | 29.47
590 | 90 | 0.09 | 0% | 0.09 | 30 | 66 | 1.28 | 18 | 3.28 | 12 | 48 | 1.53 | 6.12 | 6.09 | 10.68
| 174 | 0.174 | 0% | 0.174 | 58 | 127 | 2.47 | 35 | 6.37 | 23 | 92 | 2.93 | 11.73 | 11.77 | 20.57
| 60 | 0.06 | 0% | 0.06 | 20 | 44 | 0.85 | 12 | 2.18 | 8 | 32 | 1.02 | 4.08 | 4.05 | 7.11
1258 | 234 |  |  |  | 78 | [8 empty] | 15.82 | 27.68
1259 | 1440 | 1.44 | 0% | 1.44 | 1051 | 1051 | 20.41 | 288 | 52.4 | 763 | 763 | 97.28 | 97.28 | 170.09 | 170.09
1260 | 1800 | 1.8 | 0% | 1.8 | 600 | 1314 | 25.51 | 360 | 65.5 | 240 | 954 | 30.6 | 121.63 | 121.61 | 212.64
1261 | 700 | 0.7 | 0% | 0.7 | 117 | 511 | 9.92 | 117 | 21.29 | 0 | 394 | 0 | 50.23 | 31.21 | 81.44
1262 | 320 | 0.32 | 0% | 0.32 | 107 | 234 | 4.54 | 64 | 11.65 | 43 | 170 | 5.48 | 21.67 | 21.67 | 37.86
1263 | 2000 | 2 | 0% | 2 | 122 | 1460 | 28.35 | 122 | 22.2 | 0 | 1338 | 0 | 170.59 | 50.55 | 221.14
200 | 100 | 0.1 | 29% | 0.129 | 43 | 94 | 1.83 | 26 | 4.73 | 17 | 68 | 2.17 | 8.67 | 8.73 | 15.23
1264 | 189 | 0.189 | 0% | 0.189 | 37 | 138 | 2.68 | 37 | 6.73 | 0 | 101 | 0 | 12.88 | 9.41 | 22.29
1265 | 580 | 0.58 | 0% | 0.58 | 194 | 423 | 8.22 | 116 | 21.11 | 78 | 307 | 9.94 | 39.14 | 39.27 | 68.47
1266 | 800 | 0.8 | 0% | 0.8 | 100 | 584 | 11.34 | 100 | 18.2 | 0 | 484 | 0 | 61.71 | 29.54 | 91.25
1267 | 80 | 0.08 | 0% | 0.08 | 27 | 58 | 1.13 | 16 | 2.91 | 11 | 42 | 1.4 | 5.35 | 5.44 | 9.39
1268 | 912 | 0.912 | 0% | 0.912 | 555 | 666 | 12.93 | 182 | 33.12 | 373 | 484 | 47.56 | 61.71 | 93.61 | 107.76
514 | 300 | 0.3 | 0% | 0.3 | 73 | 219 | 4.25 | 60 | 10.92 | 13 | 159 | 1.66 | 20.27 | 16.83 | 35.44
516 | 129 | 0.129 | 0% | 0.129 | 31 | 94 | 1.83 | 26 | 4.73 | 5 | 68 | 0.64 | 8.67 | 7.2 | 15.23
835 | 44.8 | 0.0448 | 0% | 0.0448 | 15 | 33 | 0.63 | 9 | 0 | 6 | 24 | 0.76 | 0 | 1.39 | 0.63
1269 | 59 | 0.059 | 0% | 0.059 | 43 | 43 | 0.84 | 12 | 2.18 | 31 | 31 | 3.95 | 3.95 | 6.97 | 6.97
1270 | 232.49 | 0.23249 | 0% | 0.23249 | 85 | 170 | 3.3 | 46 | 8.37 | 39 | 124 | 4.97 | 15.81 | 16.64 | 27.48
1271 | 128 | 0.128 | 0% | 0.128 | 43 | 93 | 1.81 | 26 | 4.73 | 17 | 67 | 2.17 | 8.54 | 8.71 | 15.08
1272 | 900 | 0.9 | 0% | 0.9 | 274 | 657 | 12.76 | 180 | 32.75 | 94 | 477 | 11.98 | 60.81 | 57.49 | 106.32
1273 | 460 | 0.46 | 0% | 0.46 | 336 | 336 | 6.52 | 92 | 16.74 | 244 | 244 | 31.11 | 31.11 | 54.37 | 54.37
1274 | 216 | 0.216 | 0% | 0.216 | 66 | 158 | 3.06 | 43 | 7.82 | 23 | 115 | 2.93 | 14.66 | 13.81 | 25.54
1275 | 1000 | 1 | 0% | 1 | 333 | 730 | 14.17 | 200 | 36.39 | 133 | 530 | 16.96 | 67.57 | 67.52 | 118.13
1276 | 1138.5 | 1.1385 | 0% | 1.1385 | 380 | 831 | 16.14 | 228 | 41.49 | 152 | 603 | 19.38 | 76.88 | 77.01 | 134.51
1277 | 304.7 | 0.3047 | 0% | 0.3047 | 222 | 222 | 4.32 | 61 | 11.1 | 161 | 161 | 20.53 | 20.53 | 35.95 | 35.95
1278 | 14400 | 14.4 | 0% | 14.4 | 10512 | 10512 | 204.1 | 2880 | 524.04 | 7632 | 7632 | 973.03 | 973.03 | 1701.17 | 1701.17
1279 | 1064 | 1.064 | 0% | 1.064 | 777 | 777 | 15.08 | 213 | 38.76 | 564 | 564 | 71.91 | 71.91 | 125.75 | 125.75
1280 | 2600 | 2.6 | 0% | 2.6 | 867 | 1898 | 36.85 | 520 | 94.62 | 347 | 1378 | 44.24 | 175.69 | 175.71 | 307.16
1281 | 440 | 0.44 | 0% | 0.44 | 147 | 321 | 6.24 | 88 | 16.01 | 59 | 233 | 7.52 | 29.71 | 29.77 | 51.96
1282 | 720 | 0.72 | 0% | 0.72 | 240 | 526 | 10.2 | 144 | 26.2 | 96 | 382 | 12.24 | 48.7 | 48.64 | 85.1
1283 | 1920 | 1.92 | 0% | 1.92 | 934 | 1402 | 27.21 | 384 | 69.87 | 550 | 1018 | 70.12 | 129.79 | 167.2 | 226.87
1284 | 1800 | 1.8 | 0% | 1.8 | 1314 | 1314 | 25.51 | 360 | 65.5 | 954 | 954 | 121.63 | 121.63 | 212.64 | 212.64
1285 | 34 | 0.034 | 0% | 0.034 | 12 | 25 | 0.48 | 7 | 1.27 | 5 | 18 | 0.64 | 2.29 | 2.39 | 4.04
1286 | 67.5 | 0.0675 | 0% | 0.0675 | 23 | 49 | 0.96 | 14 | 2.55 | 9 | 35 | 1.15 | 4.46 | 4.66 | 7.97
1287 | 150 | 0.15 | 0% | 0.15 | 50 | 110 | 2.13 | 30 | 5.46 | 20 | 80 | 2.55 | 10.2 | 10.14 | 17.79
1288 | 30 | 0.03 | 0% | 0.03 | 22 | 22 | 0.43 | 6 | 1.09 | 16 | 16 | 2.04 | 2.04 | 3.56 | 3.56
1289 | 400 | 0.4 | 0% | 0.4 | 133 | 292 | 5.67 | 80 | 14.56 | 53 | 212 | 6.76 | 27.03 | 26.99 | 47.26
1290 | 742.5 | 0.7425 | 0% | 0.7425 | 407 | 542 | 10.52 | 149 | 27.11 | 258 | 393 | 32.89 | 50.11 | 70.52 | 87.74
1291 | 544 | 0.544 | 0% | 0.544 | 298 | 397 | 7.71 | 109 | 19.83 | 189 | 288 | 24.1 | 36.72 | 51.64 | 64.26
1292 | 720 | 0.72 | 0% | 0.72 | 333 | 526 | 10.2 | 144 | 26.2 | 189 | 382 | 24.1 | 48.7 | 60.5 | 85.1
1293 | 2508 | 2.508 | 0% | 2.508 | 375 | 1831 | 35.55 | 375 | 68.23 | 0 | 1456 | 0 | 185.63 | 103.78 | 289.41
1294 | 10560 | 10.56 | 0% | 10.56 | 7709 | 7709 | 149.67 | 2112 | 384.3 | 5597 | 5597 | 713.58 | 713.58 | 1247.55 | 1247.55
1295 | 7200 | 7.2 | 0% | 7.2 | 3942 | 5256 | 102.05 | 1440 | 262.02 | 2502 | 3816 | 318.99 | 486.52 | 683.06 | 850.59
1296 | 1050 | 1.05 | 0% | 1.05 | 575 | 767 | 14.88 | 210 | 38.21 | 365 | 557 | 46.54 | 71.01 | 99.63 | 124.1
1297 | 380 | 0.38 | 0% | 0.38 | 208 | 277 | 5.39 | 76 | 13.83 | 132 | 201 | 16.83 | 25.63 | 36.05 | 44.85
1298 | 336 | 0.336 | 0% | 0.336 | 184 | 245 | 4.76 | 67 | 12.19 | 117 | 178 | 14.92 | 22.69 | 31.87 | 39.64
1299 | 27 | 0.027 | 0% | 0.027 | 27 | 20 | 0.38 | 5 | 0.91 | 22 | 15 | 2.8 | 1.91 | 4.09 | 3.2
1300 | 544 | 0.544 | 0% | 0.544 | 181 | 397 | 7.71 | 109 | 19.83 | 72 | 288 | 9.18 | 36.72 | 36.72 | 64.26
1301 | 1380 | 1.38 | 0% | 1.38 | 460 | 1007 | 19.56 | 276 | 50.22 | 184 | 731 | 23.46 | 93.2 | 93.24 | 162.98
1302 | 160 | 0.16 | 0% | 0.16 | 88 | 117 | 2.27 | 32 | 5.82 | 56 | 85 | 7.14 | 10.84 | 15.23 | 18.93
1303 | 80 | 0.08 | 0% | 0.08 | 44 | 58 | 1.13 | 16 | 2.91 | 28 | 42 | 3.57 | 5.35 | 7.61 | 9.39
1304 | 76 | 0.076 | 0% | 0.076 | 25 | 55 | 1.08 | 15 | 2.73 | 10 | 40 | 1.27 | 5.1 | 5.08 | 8.91
1305 | 1584 | 1.584 | 0% | 1.584 | 1156 | 1156 | 22.45 | 317 | 57.68 | 839 | 839 | 106.97 | 106.97 | 187.1 | 187.1
1306 | 12 | 0.012 | 0% | 0.012 | 9 | 9 | 0.17 | 2 | 0.36 | 7 | 7 | 0.89 | 0.89 | 1.42 | 1.42
1307 | 60 | 0.06 | 0% | 0.06 | 20 | 44 | 0.85 | 12 | 2.18 | 8 | 32 | 1.02 | 4.08 | 4.05 | 7.11
1308 | 1800 | 1.8 | 0% | 1.8 | 600 | 1314 | 25.51 | 360 | 65.5 | 240 | 954 | 30.6 | 121.63 | 121.61 | 212.64
1309 | 300 | 0.3 | 0% | 0.3 | 164 | 219 | 4.25 | 60 | 10.92 | 104 | 159 | 13.26 | 20.27 | 28.43 | 35.44
1310 | 60 | 0.06 | 0% | 0.06 | 20 | 44 | 0.85 | 12 | 2.18 | 8 | 32 | 1.02 | 4.08 | 4.05 | 7.11
1311 | 2400 | 2.4 | 0% | 2.4 | 1752 | 1752 | 34.02 | 480 | 87.34 | 1272 | 1272 | 162.17 | 162.17 | 283.53 | 283.53
1312 | 60 | 0.06 | 0% | 0.06 | 44 | 44 | 0.85 | 12 | 2.18 | 32 | 32 | 4.08 | 4.08 | 7.11 | 7.11
1313 | 546.36 | 0.54636 | 0% | 0.54636 | 299 | 399 | 7.74 | 109 | 19.83 | 190 | 290 | 24.22 | 36.97 | 51.79 | 64.54
1314 | 748 | 0.748 | 0% | 0.748 | 546 | 546 | 10.6 | 150 | 27.29 | 396 | 396 | 50.49 | 50.49 | 88.38 | 88.38
1315 | 2936 | 2.936 | 0% | 2.936 | 1607 | 2143 | 41.61 | 587 | 106.81 | 1020 | 1556 | 130.04 | 198.38 | 278.46 | 346.8
1316 | 900 | 0.9 | 0% | 0.9 | 493 | 657 | 12.76 | 180 | 32.75 | 313 | 477 | 39.91 | 60.81 | 85.42 | 106.32
| 2000 | 2 | 0% | 2 | 667 | 1460 | 28.35 | 400 | 72.78 | 267 | 1060 | 34.04 | 135.14 | 135.17 | 236.27
| 500 | 0.5 | 0% | 0.5 | 365 | 365 | 7.09 | 100 | 18.2 | 265 | 265 | 33.79 | 33.79 | 59.08 | 59.08
| 70 | 0.07 | 0% | 0.07 | 13 | 51 | 0.99 | 13 | 2.37 | 0 | 38 | 0 | 4.84 | 3.36 | 8.2
| 41 | 0.041 | 0% | 0.041 | 1 | 30 | 0.58 | 1 | 0.18 | 0 | 29 | 0 | 3.7 | 0.76 | 4.46
1317 | 2611 | 2.611 | 0% | 2.611 | 1046 | 1906 | 37.01 | 514 | 93.53 | 532 | 1392 | 67.83 | 177.47 | 198.37 | 308.01
1318 | 360 | 0.36 | 0% | 0.36 | 263 | 263 | 5.1 | 72 | 13.1 | 191 | 191 | 24.35 | 24.35 | 42.55 | 42.55
1319 | 1363.3 | 1.3633 | 0% | 1.3633 | 456 | 995 | 19.32 | 273 | 49.67 | 183 | 722 | 23.33 | 92.05 | 92.32 | 161.04
1320 | 400 | 0.4 | 12.5% | 0.45 | 150 | 329 | 6.38 | 90 | 16.38 | 60 | 239 | 7.65 | 30.47 | 30.41 | 53.23
1321 | 698.5 | 0.6985 | 0% | 0.6985 | 510 | 510 | 9.9 | 140 | 25.47 | 370 | 370 | 47.17 | 47.17 | 82.54 | 82.54
1322 | 30 | 0.03 | 0% | 0.03 | 10 | 22 | 0.43 | 6 | 1.09 | 4 | 16 | 0.51 | 2.04 | 2.03 | 3.56
1323 | 1528.2 | 1.5282 | 0% | 1.5282 | 186 | 1116 | 21.66 | 186 | 33.84 | 0 | 930 | 0 | 118.57 | 55.5 | 174.07
1324 | 336 | 0.336 | 33.93% | 0.45 | 164 | 329 | 6.38 | 90 | 16.38 | 74 | 239 | 9.43 | 30.47 | 32.19 | 53.23
1325 | 122 | 0.122 | 0% | 0.122 | 89 | 89 | 1.73 | 24 | 4.37 | 65 | 65 | 8.29 | 8.29 | 14.39 | 14.39
1326 | 692 | 0.692 | 0% | 0.692 | 505 | 505 | 9.81 | 138 | 25.11 | 367 | 367 | 46.79 | 46.79 | 81.71 | 81.71
1327 | 40 | 0.04 | 0% | 0.04 | 29 | 29 | 0.57 | 8 | 1.46 | 21 | 21 | 2.68 | 2.68 | 4.71 | 4.71
1328 | 14.4 | 0.0144 | 0% | 0.0144 | 11 | 11 | 0.2 | 3 | 0.55 | 8 | 8 | 1.02 | 1.02 | 1.77 | 1.77
1329 | 3600 | 3.6 | 0% | 3.6 | 2628 | 2628 | 51.02 | 720 | 131.01 | 1908 | 1908 | 243.26 | 243.26 | 425.29 | 425.29
1330 | 1836 | 1.836 | 0% | 1.836 | 612 | 1340 | 26.02 | 367 | 66.78 | 245 | 973 | 31.24 | 124.05 | 124.04 | 216.85
1331 | 1800 | 1.8 | 0% | 1.8 | 1314 | 1314 | 25.51 | 360 | 65.5 | 954 | 954 | 121.63 | 121.63 | 212.64 | 212.64
1332 | 1056 | 1.056 | 0% | 1.056 | 352 | 771 | 14.97 | 211 | 38.39 | 141 | 560 | 17.98 | 71.4 | 71.34 | 124.76
1333 | 1440 | 1.44 | 0% | 1.44 | 1051 | 1051 | 20.41 | 288 | 52.4 | 763 | 763 | 97.28 | 97.28 | 170.09 | 170.09
1334 | 188 | 0.188 | 0% | 0.188 | 63 | 137 | 2.66 | 38 | 6.91 | 25 | 99 | 3.19 | 12.62 | 12.76 | 22.19
1335 | 1000 | 1 | 12.75% | 1.1275 | 823 | 823 | 15.98 | 226 | 41.12 | 597 | 597 | 76.11 | 76.11 | 133.21 | 133.21
1336 | 4800 | 4.8 | 0% | 4.8 | 3504 | 3504 | 68.03 | 960 | 174.68 | 2544 | 2544 | 324.34 | 324.34 | 567.05 | 567.05
1337 | 120 | 0.12 | 0% | 0.12 | 88 | 88 | 1.7 | 24 | 4.37 | 64 | 64 | 8.16 | 8.16 | 14.23 | 14.23
1337 | 1000 | 1 | 0% | 1 | 333 | 730 | 14.17 | 200 | 36.39 | 133 | 530 | 16.96 | 67.57 | 67.52 | 118.13
1337 | 85 | 0.085 | 0% | 0.085 | 3 | 62 | 1.2 | 3 | 0.55 | 0 | 59 | 0 | 7.52 | 1.75 | 9.27
1337 | 1205 | 1.205 |  |  | 424 | 880
1338 | 512 | 0.512 | 0% | 0.512 | 171 | 374 | 7.26 | 102 | 18.56 | 69 | 272 | 8.8 | 34.68 | 34.62 | 60.5
1339 | 513 | 0.513 | 0% | 0.513 | 374 | 374 | 7.27 | 103 | 18.74 | 271 | 271 | 34.55 | 34.55 | 60.56 | 60.56
| 45 | 0.045 | 0% | 0.045 | 45 | 33 | 0.64 | 9 | 1.64 | 36 | 24 | 3.06 | 3.06 | 5.34 | 5.34
| 5 | 0.005 | 0% | 0.005 | 5 | 4 | 0.07 | 1 | 0.18 | 4 | 3 | 0.38 | 0.38 | 0.63 | 0.63
| 7.56 | 0.00756 | 0% | 0.00756 | 7.56 | 6 | 0.11 | 2 | 0.36 | 5.56 | 4 | 0.51 | 0.51 | 0.98 | 0.98
| 55 | 0.055 | 0% | 0.055 | 55 | 40 | 0.78 | 11 | 2 | 44 | 29 | 3.7 | 3.7 | 6.48 | 6.48
1340 | 112.56 |  |  |  | 112.56 | 83 | 1.6 | 23 | 4.18 | 89.56 | 60 | 7.65 | 7.65 | 13.43 | 13.43
1341 | 198 | 0.198 | 0% | 0.198 | 66 | 145 | 2.81 | 40 | 7.28 | 26 | 105 | 3.31 | 13.39 | 13.4 | 23.48
1342 | 1240 | 1.24 | 0% | 1.24 | 413 | 905 | 17.57 | 248 | 45.13 | 165 | 657 | 21.04 | 83.76 | 83.74 | 146.46
1343 | 122 | 0.122 | 0% | 0.122 | 89 | 89 | 1.73 | 24 | 4.37 | 65 | 65 | 8.29 | 8.29 | 14.39 | 14.39
| 120 | 0.12 | 0% | 0.12 | 88 | 88 | 1.7 | 24 | 4.37 | 64 | 64 | 8.16 | 8.16 | 14.23 | 14.23
| 1000 | 1 | 0% | 1 | 333 | 730 | 14.17 | 200 | 36.39 | 133 | 530 | 16.96 | 67.57 | 67.52 | 118.13
| 85 | 0.085 | 0% | 0.085 | 3 | 62 | 1.2 | 3 | 0.55 | 0 | 59 | 0 | 7.52 | 1.75 | 9.27
1344 | 1205 | 1.205 | 0% | 1.205 | 424 | [8 empty] | 83.5 | 141.63
1345 | 30 | 0.03 | 0% | 0.03 | 22 | 22 | 0.43 | 6 | 1.09 | 16 | 16 | 2.04 | 2.04 | 3.56 | 3.56
| 500 | 0.5 | 0% | 0.5 | 1 | 365 | 7.09 | 1 | 0.18 | 0 | 364 | 0 | 46.41 | 7.27 | 53.68
| 10 | 0.01 | 0% | 0.01 | 0 | 7 | 0.14 | 0 | 0 | 0 | 7 | 0 | 0.89 | 0.14 | 1.03
1346 | 510 |  |  |  | 1 | 372 | [7 empty] | 7.41
1347 | 120 | 0.12 | 0% | 0.12 | 88 | 88 | 1.7 | 24 | 4.37 | 64 | 64 | 8.16 | 8.16 | 14.23 | 14.23
1348 | 1113.6 | 1.1136 | 0% | 1.1136 | 371 | 813 | 15.78 | 223 | 40.58 | 148 | 590 | 18.87 | 75.22 | 75.23 | 131.58
1351 | 22.8 | 0.0228 | 0% | 0.0228 | 8 | 8 | 0.32 | 5 | 0.91 | 3 | 3 | 0.38 | 0.38 | 1.61 | 1.61
1353 | 240 | 0.24 | 0% | 0.24 | 175 | 175 | 3.4 | 48 | 8.73 | 127 | 127 | 16.19 | 16.19 | 28.32 | 28.32
1354 | 1000 | 1 | 0% | 1 | 333 | 333 | 14.17 | 200 | 36.39 | 133 | 133 | 16.96 | 16.96 | 67.52 | 67.52
1355 | 150 | 0.15 | 0% | 0.15 | 50 | 50 | 2.13 | 30 | 5.46 | 20 | 20 | 2.55 | 2.55 | 10.14 | 10.14
1356 | 2070 | 2.07 | 0% | 2.07 | 630 | 630 | 29.34 | 414 | 75.33 | 216 | 216 | 27.54 | 27.54 | 132.21 | 132.21
1358 | 260 | 0.26 | 0% | 0.26 | 87 | 87 | 3.69 | 52 | 9.46 | 35 | 35 | 4.46 | 4.46 | 17.61 | 17.61
1360 | 130 | 0.13 | 0% | 0.13 | 43 | 43 | 1.84 | 26 | 4.73 | 17 | 17 | 2.17 | 2.17 | 8.74 | 8.74
1361 | 300 | 0.3 | 0% | 0.3 | 100 | 100 | 4.25 | 60 | 10.92 | 40 | 40 | 5.1 | 5.1 | 20.27 | 20.27
628 | 65 | 0.065 | 0 | 0.065 | 22 | 47 | 0.92 | 13 | 2.37 | 9 | 34 | 1.15 | 4.33 | 11.62 | 7.62
632 | 1000 | 1 | 0 | 1 | 333 | 730 | 14.17 | 200 | 36.39 | 133 | 530 | 16.96 | 67.57 | 67.52 | 118.13
549 | 80 | 0.08 | 0 | 0.08 | 27 | 58 | 1.13 | 16 | 2.91 | 11 | 42 | 1.4 | 5.35 | 5.44 | 9.39
844 | 220 | 0.22 | 0 | 0.22 | 161 | 161 | 3.12 | 44 | 8.01 | 117 | 117 | 14.92 | 14.92 | 26.05 | 26.05
1120 | 120 | 0.12 | 0 | 0.12 | 49 | 88 | 1.7 | 24 | 4.37 | 25 | 64 | 3.19 | 8.16 | 9.26 | 14.23
1254 | 1000 | 1 | 0 | 1 | 304 | 730 | 14.17 | 200 | 36.39 | 104 | 530 | 13.26 | 67.57 | 63.82 | 67.57
1255 | 440 | 0.44 | 0 | 0.44 | 147 | 321 | 6.24 | 88 | 16.01 | 59 | 233 | 7.52 | 29.71 | 29.77 | 51.96
1256 | 9.2 | 0.0092 | 0 | 0.0092 | 7 | 7 | 0.13 | 2 | 0.36 | 5 | 5 | 0.64 | 0.64 | 1.13 | 1.13
1349 | 1080 | 1.08 | 0 | 1.08 | 360 | 788 | 15.31 | 216 | 39.3 | 144 | 572 | 18.36 | 72.93 | 72.97 | 127.54
1350 | 500 | 0.5 | 0 | 0.5 | 167 | 365 | 7.09 | 100 | 18.2 | 67 | 265 | 8.54 | 33.79 | 33.83 | 59.08
1352 | 307 | 0.307 | 0 | 0.307 | 102 | 224 | 4.35 | 61 | 11.1 | 41 | 163 | 5.23 | 20.78 | 20.68 | 36.23
1357 | 3220 | 3.22 | 0 | 3.22 | 2351 | 2351 | 45.64 | 644 | 117.18 | 1707 | 1707 | 217.63 | 217.63 | 380.45 | 380.45
1358 | 260 | 0.26 | 0 | 0.26 | 87 | 190 | 3.69 | 52 | 9.46 | 35 | 138 | 4.46 | 17.59 | 17.61 | 30.74
1359 | 3600 | 3.6 | 0 | 3.6 | 2628 | 2628 | 51.02 | 720 | 131.01 | 1908 | 1908 | 243.26 | 243.26 | 425.29 | 425.29
1360 | 130 | 0.13 | 0 | 0.13 | 43 | 95 | 1.84 | 26 | 4.73 | 17 | 69 | 2.17 | 8.8 | 8.74 | 15.37
1361 | 300 | 0.3 | 0 | 0.3 | 100 | 219 | 4.25 | 60 | 10.92 | 40 | 159 | 5.1 | 20.27 | 20.27 | 35.44
1362 | 68 | 0.068 | 0 | 0.068 | 23 | 50 | 0.96 | 14 | 2.55 | 9 | 36 | 1.15 | 4.59 | 4.66 | 8.1
1363 | 1920 | 1.92 | 0 | 1.92 | 1402 | 1402 | 27.21 | 384 | 69.87 | 1018 | 1018 | 129.79 | 129.79 | 226.87 | 226.87
1364 | 936 | 0.936 | 0 | 0.936 | 312 | 683 | 13.27 | 187 | 34.03 | 125 | 496 | 15.94 | 63.24 | 63.24 | 110.54
537 | 170 | 0.17 | 0 | 0.17 | 57 | 124 | 2.41 | 34 | 6.19 | 23 | 90 | 2.93 | 11.47 | 11.55 | 20.07
1365 | 30 | 0.03 | 0 | 0.03 | 10 | 22 | 0.43 | 6 | 1.09 | 4 | 16 | 0.51 | 2.04 | 2.03 | 3.56
1366 | 360 | 0.36 | 0 | 0.36 | 120 | 263 | 5.1 | 72 | 13.1 | 48 | 191 | 6.12 | 24.35 | 24.32 | 42.55
1367 | 50 | 0.05 | 0 | 0.05 | 37 | 37 | 0.71 | 10 | 1.82 | 27 | 27 | 3.44 | 3.44 | 5.97 | 5.97
1368 | 1200 | 1.2 | 0 | 1.2 | 437 | 876 | 17.01 | 240 | 43.67 | 197 | 636 | 25.12 | 81.09 | 85.8 | 141.77
1369 | 3240 | 3.24 | 0 | 3.24 | 2222 | 2365 | 45.92 | 648 | 117.91 | 1574 | 1717 | 200.68 | 218.91 | 364.51 | 382.74
1370 | 120 | 0.12 | 0 | 0.12 | 88 | 88 | 1.7 | 24 | 4.37 | 64 | 64 | 8.16 | 8.16 | 14.23 | 14.23
1371 | 240 | 0.24 | 0 | 0.24 | 175 | 175 | 3.4 | 48 | 8.73 | 127 | 127 | 16.19 | 16.19 | 28.32 | 28.32
1372 | 180 | 0.18 | 0 | 0.18 | 44 | 131 | 2.55 | 36 | 6.55 | 8 | 95 | 1.02 | 12.11 | 10.12 | 21.21
1373 | 1850 | 1.85 | 0 | 1.85 | 1351 | 1351 | 26.22 | 370 | 67.32 | 981 | 981 | 125.07 | 125.07 | 218.61 | 218.61
1374 | 144 | 0.144 | 0 | 0.144 | 35 | 105 | 2.04 | 29 | 5.28 | 6 | 76 | 0.76 | 9.69 | 8.08 | 17.01
1378 | 2315 | 2.315 | 0 | 2.315 | 563 | 1690 | 32.81 | 463 | 84.25 | 100 | 1227 | 12.75 | 156.44 | 129.81 | 273.5
1382 | 2760 | 2.76 | 0 | 2.76 | 672 | 2015 | 39.12 | 552 | 100.44 | 120 | 1463 | 15.3 | 186.52 | 154.86 | 326.08
0 | 7200 | 7.2 | 0 | 7.2 | 5256 | 5256 | 102.05 | 1440 | 262.02 | 3816 | 3816 | 486.52 | 486.52 | 850.59 | 850.59
0 | 2420 | 2.42 | 0 | 2.42 | 1767 | 1767 | 34.3 | 484 | 88.07 | 1283 | 1283 | 163.57 | 163.57 | 285.94 | 285.94
0 | 2880 | 2.88 | 0 | 2.88 | 2102 | 2102 | 40.82 | 576 | 104.81 | 1526 | 1526 | 194.56 | 194.56 | 340.19 | 340.19
0 | 481.25 | 0.48125 | 0 | 0.48125 | 13 | 351 | 6.82 | 13 | 2.37 | 0 | 338 | 0 | 43.09 | 9.19
0 | 22 | 0.022 | 0 | 0.022 | 7 | 16 | 0.31 | 4 | 0.73 | 3 | 12 | 0.38 | 1.53 | 1.42
0 |  | 0 | 0 | 0 | 0 | 0 | 0 | 0 | 0 | 0 | 0 | 0 | 0 | 0
0 |  | 0 | 0 | 0 | 0 | 0 | 0 | 0 | 0 | 0 | 0 | 0 | 0 | 0
0 |  | 0 | 0 | 0 | 0 | 0 | 0 | 0 | 0 | 0 | 0 | 0 | 0 | 0
0 |  | 0 | 0 | 0 | 0 | 0 | 0 | 0 | 0 | 0 | 0 | 0 | 0 | 0
0 |  | 0 | 0 | 0 | 0 | 0 | 0 | 0 | 0 | 0 | 0 | 0 | 0 | 0
0 |  | 0 | 0 | 0 | 0 | 0 | 0 | 0 | 0 | 0 | 0 | 0 | 0 | 0
0 |  | 0 | 0 | 0 | 0 | 0 | 0 | 0 | 0 | 0 | 0 | 0 | 0 | 0
0 |  | 0 | 0 | 0 | 0 | 0 | 0 | 0 | 0 | 0 | 0 | 0 | 0 | 0
0 |  | 0 | 0 | 0 | 0 | 0 | 0 | 0 | 0 | 0 | 0 | 0 | 0 | 0
0 |  | 0 | 0 | 0 | 0 | 0 | 0 | 0 | 0 | 0 | 0 | 0 | 0 | 0
0 |  | 0 | 0 | 0 | 0 | 0 | 0 | 0 | 0 | 0 | 0 | 0 | 0 | 0
Note on B653: Author: Average of consumption band as agreed upon by Voytek on July 3, 2009

## 2027 Stlgt Rates Smoothed
"PROPOSED STREET & CROSSWALK LIGHTING SMOOTHED RATES - EFFECTIVE JANUARY 1, 2027"
Rate Increase/(Decrease): |  | 7.914%
NOVA SCOTIA POWER INC.
STREET LIGHTING SMOOTHED RATES - BY COST COMPONENT
|  | Rate | Number of |  | Power &
| Description | Code | Bulbs | kW.h / Month | Energy | Maintenance | Capital | Total
1) | Incandescent:
| 300 Watts and Less | 001 |  | 97 | 20.21 | 1.2556 | 5.6927 | 27.1583
| Greater than 300 Watts | 002 |  | 154 | 32.08 | 1.2556 | 5.8241 | 39.1597
| 300 Watts and Less | 003 |  | 97 | 20.21 | 1.2556 | 7.21 | 28.6756
2) | Mercury Vapour:
Full Charge Rate (Operating, Maintenance & Capital)
| 100 Watts | 100 |  | 43 | 8.96 | 1.2556 | 6.7712 | 16.9869
| 125 Watts | 101 |  | 52 | 10.83 | 1.6742 | 6.5955 | 19.0997
| 175 Watts | 102 |  | 69 | 14.38 | 1.2556 | 6.5706 | 22.2062
| 250 Watts | 103 |  | 97 | 20.21 | 1.2556 | 7.21 | 28.6756
| 400 Watts | 104 |  | 154 | 32.08 | 1.2556 | 7.2815 | 40.6171
| 700 Watts | 105 |  | 260 | 54.17 | 1.2556 | 8.334 | 63.7597
| 1000 Watts | 106 |  | 363 | 75.63 | 1.2556 | 9.2527 | 86.1384
| 250 Watts | 107 |  | 212 | 35.26 | 2.5113 | 7.21 | 44.9812 | Continuous Operation
Operating & Maintenance Only
| 125 Watts | 201 |  | 52 | 10.83 | 1.6742 | 0 | 12.5042 | Operating & Maint. Only
| 175 Watts | 202 |  | 69 | 14.38 | 1.2556 | 0 | 15.6356 | Operating & Maint. Only
| 250 Watts | 203 |  | 97 | 20.21 | 1.2556 | 0 | 21.4656 | Operating & Maint. Only
| 400 Watts | 204 |  | 154 | 32.08 | 1.2556 | 0 | 33.3356 | Operating & Maint. Only
| 700 Watts | 205 |  | 260 | 54.17 | 1.2556 | 0 | 55.4256 | Operating & Maint. Only
| 1000 Watts | 206 |  | 363 | 75.63 | 1.2556 | 0 | 76.8856 | Operating & Maint. Only
Operating Only
| 125 Watts | 301 |  | 52 | 10.83 | 0 | 0 | 10.83
| 175 Watts | 302 |  | 69 | 14.38 | 0 | 0 | 14.38
| 250 Watts | 303 |  | 97 | 20.21 | 0 | 0 | 20.21
| 400 Watts | 304 |  | 154 | 32.08 | 0 | 0 | 32.08
| 700 Watts | 305 |  | 260 | 54.17 | 0 | 0 | 54.17
| 1000 Watts | 306 |  | 363 | 75.63 | 0 | 0 | 75.63
3) | Fluorescent:
Bulb Length
Full Charge Rate (Operating, Maintenance & Capital)
| 24" | 110 | 2 | 30 | 6.25 | 2.5113 | 6.2829 | 15.0441
| 48" | 111 | 2 | 85 | 17.71 | 2.5113 | 6.5558 | 26.7771
| 72" | 112 | 2 | 116 | 24.17 | 2.5113 | 7.0574 | 33.7386
| 72" | 113 | 4 | 222 | 46.25 | 2.5113 | 8.2896 | 57.0508
| 96" | 114 | 1 | 47 | 9.79 | 2.5113 | 6.8568 | 19.158
| 72" | 115 | 1 | 60 | 12.5 | 2.5113 | 6.4412 | 21.4525
| 48" | 116 | 4 | 166 | 34.58 | 2.5113 | 7.1665 | 44.2578
Operating & Maintenance Only
| 72" | 213 | 4 | 222 | 46.25 | 2.5113 | 0 | 48.7613 | Operating & Maint. Only
| 96" | 214 | 1 | 47 | 9.79 | 2.5113 | 0 | 12.3013 | Operating & Maint. Only
| 72" | 215 | 1 | 60 | 12.5 | 2.5113 | 0 | 15.0113 | Operating & Maint. Only
| 48" | 216 | 4 | 166 | 34.58 | 2.5113 | 0 | 37.0913 | Operating & Maint. Only
| 48" | 217 | 1 | 49 | 10.21 | 2.5113 | 0 | 12.7213 | Operating & Maint. Only
| 48" | 218 | 2 | 85 | 17.71 | 2.5113 | 0 | 20.2213 | Operating & Maint. Only
Operating Only
| 35" | 330 | 4 | 47 | 9.79 | 0 | 0 | 9.79
4) | Fluorescent Crosswalk:
A) Continuous Burning - Operating Only
Bulb Length
| 72" | 117 | 4 | 486 | 80.84 | 0 | 0 | 80.84
| 24" | 118 | 2 | 66 | 10.98 | 0 | 0 | 10.98
| 48" | 119 | 4 | 364 | 60.55 | 0 | 0 | 60.55
| 96" | 120 | 2 | 254 | 42.25 | 0 | 0 | 42.25
| 96" | 150 | 4 | 613 | 101.96 | 0 | 0 | 101.96
B) Photocell Operation - Operating Only
Bulb Length
| 24" | 310 | 2 | 30 | 6.25 | 0 | 0 | 6.25
| 48" | 311 | 4 | 166 | 34.58 | 0 | 0 | 34.58
| 72" | 312 | 2 | 116 | 24.17 | 0 | 0 | 24.17
| 72" | 313 | 4 | 222 | 46.25 | 0 | 0 | 46.25
| 96" | 314 | 1 | 47 | 9.79 | 0 | 0 | 9.79
| 72" | 315 | 1 | 60 | 12.5 | 0 | 0 | 12.5
| 96" | 350 | 4 | 280 | 58.33 | 0 | 0 | 58.33
5) | Low Pressure Sodium:
Watts
Full Charge Rate (Operating, Maintenance & Capital)
| 135 | 130 |  | 60 | 12.5 | 3.7669 | 9.0773 | 25.3442
| 180 | 131 |  | 80 | 16.67 | 3.7669 | 11.3878 | 31.8247
| 090 | 132 |  | 45 | 9.38 | 3.7669 | 9.0773 | 22.2242
Operating & Maintenance Only
| 180 | 231 |  | 80 | 16.67 | 3.7669 | 0 | 20.4369 | Operating & Maint. Only
Operating Only
| 180 | 331 |  | 80 | 16.67 | 0 | 0 | 16.67
6) | High Pressure Sodium:
Watts
Full Charge Rate (Operating, Maintenance & Capital)
| 250 | 121 |  | 100 | 20.83 | 1.2556 | 6.7863 | 28.872
| 400 | 122 |  | 150 | 31.25 | 1.2556 | 6.8895 | 39.3951
| 070 | 123 |  | 32 | 6.67 | 1.2556 | 6.6149 | 14.5405
| 100 | 124 |  | 45 | 9.38 | 1.2556 | 6.6371 | 17.2728
| 150 | 125 |  | 65 | 13.54 | 1.2556 | 6.7934 | 21.589
| 100 | 126 |  | 99 | 16.47 | 2.5113 | 6.6371 | 25.6184 | Continuous Operation
Operating & Maintenance Only
| 250 | 221 |  | 100 | 20.83 | 1.2556 | 0 | 22.0856 | Operating & Maint. Only
| 070 | 222 |  | 32 | 6.67 | 1.2556 | 0 | 7.9256 | Operating & Maint. Only
| 100 | 223 |  | 45 | 9.38 | 1.2556 | 0 | 10.6356 | Operating & Maint. Only
| 150 | 224 |  | 65 | 13.54 | 1.2556 | 0 | 14.7956 | Operating & Maint. Only
Operating Only
| 250 | 321 |  | 100 | 20.83 | 0 | 0 | 20.83
| 70 | 322 |  | 32 | 6.67 | 0 | 0 | 6.67
| 100 | 323 |  | 45 | 9.38 | 0 | 0 | 9.38
| 150 | 324 |  | 65 | 13.54 | 0 | 0 | 13.54
| 400 | 326 |  | 150 | 31.25 | 0 | 0 | 31.25
| 500 | 327 |  | 183 | 38.13 | 0 | 0 | 38.13
| 1000 | 328 |  | 363 | 75.63 | 0 | 0 | 75.63
| 1500 | 329 |  | 500 | 104.17 | 0 | 0 | 104.17
7) | Metallic Additive:
Watts
Full Charge Rate ( Operating, Maintenance & Capital)
| 0400 | 140 |  | 150 | 31.25 | 2.009 | 7.312 | 40.5711
| 1000 | 141 |  | 360 | 75 | 3.0135 | 8.876 | 86.8895
| 0250 | 142 |  | 100 | 20.83 | 3.0135 | 7.2593 | 31.1028
| 0150 | 143 |  | 67 | 13.96 | 3.0135 | 7.2593 | 24.2328
| 0100 | 144 |  | 50 | 10.42 | 3.0135 | 7.2593 | 20.6928
Operating Only
| 1000 | 341 |  | 360 | 75 | 0 | 0 | 75
| 400 | 342 |  | 150 | 31.25 | 0 | 0 | 31.25
| 250 | 343 |  | 100 | 20.83 | 0 | 0 | 20.83
| 175 | 344 |  | 75 | 15.63 | 0 | 0 | 15.63
| 150 | 345 |  | 67 | 13.96 | 0 | 0 | 13.96
| 100 | 346 |  | 50 | 10.42 | 0 | 0 | 10.42
Maintenance and Capital Only
| 1000 | 441 |  | 0 | 0 | 3.0135 | 8.876 | 11.8895
8) | Light Emitting Diode (LED) Less than 30 Watts for Traffic Control Signals only:
Watts
| 4.6 | 530 |  | 3 | 0.63 | 0 | 0 | 0.63 | Non- Continuous
| 7.5 | 531 |  | 5 | 1.04 | 0 | 0 | 1.04 | Continuous
9) | Light Emitting Diode (LED) - Pilot Streelighting Project
Operating Only
Watts
| Lighting Emitting Diode 44 Watts | 532 |  | 15 | 3.13 | 0 | 0 | 3.13
| Lighting Emitting Diode 66 Watts | 533 |  | 22 | 4.58 | 0 | 0 | 4.58
| Lighting Emitting Diode 88 Watts | 534 |  | 29 | 6.04 | 0 | 0 | 6.04
| Lighting Emitting Diode 92 Watts | 535 |  | 31 | 6.46 | 0 | 0 | 6.46
| Lighting Emitting Diode 105 Watts | 536 |  | 35 | 7.29 | 0 | 0 | 7.29
| Lighting Emitting Diode 173 Watts | 537 |  | 57 | 11.88 | 0 | 0 | 11.88
| Lighting Emitting Diode 44 Watts | 538 |  | 15 | 3.13 | 0 | 0 | 3.13
| Lighting Emitting Diode 110 Watts | 539 |  | 37 | 7.71 | 0 | 0 | 7.71
| Lighting Emitting Diode 65 Watts | 540 |  | 22 | 4.58 | 0 | 0 | 4.58
| Lighting Emitting Diode 55 Watts | 541 |  | 18 | 3.75 | 0 | 0 | 3.75
| Lighting Emitting Diode 83 Watts | 542 |  | 28 | 5.83 | 0 | 0 | 5.83
| Lighting Emitting Diode 48 Watts | 543 |  | 16 | 3.33 | 0 | 0 | 3.33
| Lighting Emitting Diode 72 Watts | 544 |  | 24 | 5 | 0 | 0 | 5
| Lighting Emitting Diode 43 Watts | 546 |  | 14 | 2.92 | 0 | 0 | 2.92
| Lighting Emitting Diode 50 Watts | 547 |  | 17 | 3.54 | 0 | 0 | 3.54
| Lighting Emitting Diode 53 Watts | 548 |  | 18 | 3.75 | 0 | 0 | 3.75
| Lighting Emitting Diode 80 Watts | 549 |  | 27 | 5.63 | 0 | 0 | 5.63
| Lighting Emitting Diode 200 Watts | 550 |  | 67 | 13.96 | 0 | 0 | 13.96
| Lighting Emitting Diode 60 Watts | 551 |  | 20 | 4.17 | 0 | 0 | 4.17
| Lighting Emitting Diode 70 Watts | 552 |  | 23 | 4.79 | 0 | 0 | 4.79
| Lighting Emitting Diode 87 Watts | 553 |  | 29 | 6.04 | 0 | 0 | 6.04
| Lighting Emitting Diode 173 Watts | 554 |  | 58 | 12.08 | 0 | 0 | 12.08
| Lighting Emitting Diode 35 Watts | 555 |  | 12 | 2.5 | 0 | 0 | 2.5
| Lighting Emitting Diode 51 Watts | 556 |  | 17 | 3.54 | 0 | 0 | 3.54
| Lighting Emitting Diode 172 Watts | 557 |  | 57 | 11.88 | 0 | 0 | 11.88
| Lighting Emitting Diode 91 Watts | 558 |  | 30 | 6.25 | 0 | 0 | 6.25
| Lighting Emitting Diode 42 Watts | 559 |  | 14 | 2.92 | 0 | 0 | 2.92
| Lighting Emitting Diode 13 Watts | 560 |  | 4 | 0.83 | 0 | 0 | 0.83
| Lighting Emitting Diode 8 Watts | 561 |  | 3 | 0.63 | 0 | 0 | 0.63
| Lighting Emitting Diode 150 Watts | 562 |  | 50 | 10.42 | 0 | 0 | 10.42
| Lighting Emitting Diode 60 Watts | 563 |  | 20 | 4.17 | 0 | 0 | 4.17
| Lighting Emitting Diode 28 Watts | 564 |  | 9 | 1.88 | 0 | 0 | 1.88
| Lighting Emitting Diode 86 Watts | 565 |  | 29 | 6.04 | 0 | 0 | 6.04
| Lighting Emitting Diode 100 Watts | 567 |  | 33 | 6.88 | 0 | 0 | 6.88
| Lighting Emitting Diode 143 Watts | 569 |  | 48 | 10 | 0 | 0 | 10
| Lighting Emitting Diode 200 Watts | 570 |  | 67 | 13.96 | 0 | 0 | 13.96
| Lighting Emitting Diode 250 Watts | 572 |  | 83 | 17.29 | 0 | 0 | 17.29
| Lighting Emitting Diode 52 Watts | 573 |  | 17 | 3.54 | 0 | 0 | 3.54
| Lighting Emitting Diode 140 Watts | 574 |  | 47 | 9.79 | 0 | 0 | 9.79
| Lighting Emitting Diode 185 Watts | 575 |  | 62 | 12.92 | 0 | 0 | 12.92
| Lighting Emitting Diode 95 Watts | 576 |  | 32 | 6.67 | 0 | 0 | 6.67
| Lighting Emitting Diode 75 Watts | 578 |  | 25 | 5.21 | 0 | 0 | 5.21
| Lighting Emitting Diode 138 Watts | 579 |  | 46 | 9.58 | 0 | 0 | 9.58
| Lighting Emitting Diode 54 Watts | 582 |  | 18 | 3.75 | 0 | 0 | 3.75
| Lighting Emitting Diode 175 Watts | 583 |  | 58 | 12.08 | 0 | 0 | 12.08
| Lighting Emitting Diode 46 Watts | 584 |  | 15 | 3.13 | 0 | 0 | 3.13
| Lighting Emitting Diode 69 Watts | 585 |  | 23 | 4.79 | 0 | 0 | 4.79
| Lighting Emitting Diode 108 Watts | 586 |  | 36 | 7.5 | 0 | 0 | 7.5
| Lighting Emitting Diode 158 Watts | 587 |  | 53 | 11.04 | 0 | 0 | 11.04
| Lighting Emitting Diode 48 Watts | 589 |  | 16 | 3.33 | 0 | 0 | 3.33
| Lighting Emitting Diode 90 Watts | 590 |  | 30 | 6.25 | 0 | 0 | 6.25
| Lighting Emitting Diode 240 Watts | 591 |  | 80 | 16.67 | 0 | 0 | 16.67
| Lighting Emitting Diode 135 Watts | 592 |  | 45 | 9.38 | 0 | 0 | 9.38
| Lighting Emitting Diode 30 Watts | 593 |  | 10 | 2.08 | 0 | 0 | 2.08
| Lighting Emitting Diode 133 Watts | 594 |  | 44 | 9.17 | 0 | 0 | 9.17
| Lighting Emitting Diode 55 Watts | 595 |  | 18 | 3.75 | 0 | 0 | 3.75
| Lighting Emitting Diode 52 Watts | 596 |  | 17 | 3.54 | 0 | 0 | 3.54
| Lighting Emitting Diode 41 Watts | 597 |  | 14 | 2.92 | 0 | 0 | 2.92
| Lighting Emitting Diode 68 Watts | 598 |  | 23 | 4.79 | 0 | 0 | 4.79
| Lighting Emitting Diode 117 Watts | 599 |  | 39 | 8.13 | 0 | 0 | 8.13
(Power,Maintenance& Capital)
| Lighting Emitting Diode 44W | 615 |  | 15 | 3.13 | 0.75338 | 8.6893 | 12.5727
| Lighting Emitting Diode 55W | 616 |  | 18 | 3.75 | 0.75338 | 8.6893 | 13.1927
| Lighting Emitting Diode 28W | 623 |  | 9 | 1.88 | 0.75338 | 8.6893 | 11.3227
| Lighting Emitting Diode 50W | 624 |  | 17 | 3.54 | 0.75338 | 8.6893 | 12.9827
| Lighting Emitting Diode 72W | 625 |  | 24 | 5 | 0.75338 | 8.6893 | 14.4427
| Lighting Emitting Diode 100W | 626 |  | 33 | 6.88 | 0.75338 | 8.6893 | 16.3227
| Lighting Emitting Diode 200W | 627 |  | 67 | 13.96 | 0.75338 | 8.6893 | 23.4027
(Power,Maintenance& Capital)
| Flood Light Lighting Emitting Diode 55 Watts | 724 |  | 15 | 3.75 | 0.37669 | 6.4567 | 10.5834
| Flood Light Lighting Emitting Diode 190 Watts | 740 |  | 18 | 13.13 | 0.75338 | 13.8587 | 27.7421
| Flood Light Lighting Emitting Diode 261 Watts | 741 |  | 9 | 18.13 | 0.75338 | 15.4825 | 34.3659
| Flood Light Lighting Emitting Diode 124 Watts | 742 |  | 17 | 8.54 | 0.75338 | 11.1805 | 20.4739
| Flood Light Lighting Emitting Diode 84 Watts | 743 |  | 24 | 5.83 | 0.75338 | 10.5478 | 17.1312
(Power & Capital)
| RATE COUNT: | 155

## 2027 Unpublished Rates Smoothed
UNMETERED SERVICE - MISC. SMALL LOADS SMOOTHED RATES
UNPUBLISHED RATES
PROPOSED RATES - EFFECTIVE JANUARY 1, 2027
Components of Misc. Small Loads Rate:
|  |  | Demand Charge |  | 14.5678 |  | Minimum Charge |  | 22.1564 | / month
|  |  | 1st Block Energy Charge @ 200 kW.h |  | 0.18702 |  | Minimum Bill |  | 5.0735 | / month
|  |  | All Additional kW.h Energy Charge |  | 0.13104
[7 empty] | 2025 | [7 empty] | Continuous |  |  |  |  | Jan 2026 |  |  | Rate
[6 empty] | Current Information |  |  | Inv. Level | Annual | Annual | Annual | Connected | Total | Connected | Calculated Information |  | Difference |  | NEW RATES |  |  | Increase | EXPLANATION | Annual | Annual
Inv. Level_2023 GRA | Inv. Level_2025 | Variance | Rate Code | Description | Wattage | Energy | Bundled Cost | With FAM AABA | Inv. Level | Energy | Elect. Rev. | C&M. Rev. | Load (kW) | Load (kW) | Load (kW) | Energy | Cost | Energy | Cost | Energy | Bundled Cost | With FAM AABA |  |  | Elect. Rev. | C&M. Rev.
238 | 229 | -9 | 300 | Telephone Booths |  | 78 | 10.45 | 10.45 | 229 | 214344 | 28716.6 |  | 0.107 | 24.503 | 24.503 | 78 | 10.45 | --- | -2.51 | OK | 12.96 | 12.96 | 24.02% |  | 35614.08
5 | 5 | 0 | 352 | Misc. Crosswalk Sign | 756 | 511 | 69.2 | 69.2 | 5 | 30660 | 4152 |  | 0.756 | 3.78 |  | 511 | 69.2 | --- | -16.62 | OK | 85.82 | 85.82 | 24.02% |  | 5149.2
54 | 95 | 41 | 360 | RA-5 Crosswalk /w Fluorescent | 393 | 93 | 17.28 | 17.28 | 95 | 106020 | 19699.2 |  | 0.418 | 39.71 |  | 93 | 17.28 | --- | -4.12 | OK | 21.4 | 21.4 | 23.84% |  | 24396
24 | 29 | 5 | 361 | RA-5 Crosswalk | 295 | 70 | 12.99 | 12.99 | 29 | 24360 | 4520.52 |  | 0.295 | 8.555 |  | 70 | 12.99 | --- | -3.11 | OK | 16.1 | 16.1 | 23.94% |  | 5602.8
6 | 6 | 0 | 362 | Crosswalk /w 2 - 175W - Photocell | 350 | 128 | 21.54 | 21.54 | 6 | 9216 | 1550.88 |  | 0.385 | 2.31 |  | 128 | 21.54 | --- | -5.15 | OK | 26.69 | 26.69 | 23.91% |  | 1921.68
1 | 1 | 0 | 363 | Misc. Crosswalk Sign | 1126 | 311 | 55.9 | 55.9 | 1 | 3732 | 670.8 |  | 1.239 | 1.239 |  | 311 | 55.9 | --- | -13.36 | OK | 69.26 | 69.26 | 23.9% |  | 831.12
1 | 1 | 0 | 364 | Misc. Crosswalk Sign | 1003 | 334 | 56.17 | 56.17 | 1 | 4008 | 674.04 |  | 1.003 | 1.003 |  | 334 | 56.17 | --- | -13.46 | OK | 69.63 | 69.63 | 23.96% |  | 835.56
2 | 2 | 0 | 365 | Misc. Crosswalk Sign | 701 | 265 | 45.14 | 45.14 | 2 | 6360 | 1083.36 |  | 0.823 | 1.646 |  | 265 | 45.14 | --- | -10.81 | OK | 55.95 | 55.95 | 23.95% |  | 1342.8
1 | 1 | 0 | 366 | Misc. Crosswalk Sign | 650 | 238 | 40.02 | 40.02 | 1 | 2856 | 480.24 |  | 0.715 | 0.715 |  | 238 | 40.02 | --- | -9.59 | OK | 49.61 | 49.61 | 23.96% |  | 595.32
4 | 8 | 4 | 367 | Misc. Crosswalk Sign | 590 | 216 | 36.33 | 36.33 | 8 | 20736 | 3487.68 |  | 0.649 | 5.192 |  | 216 | 36.33 | --- | -8.7 | OK | 45.03 | 45.03 | 23.95% |  | 4322.88
1 | 1 | 0 | 368 | Misc. Crosswalk Sign | 250 | 92 | 15.45 | 15.45 | 1 | 1104 | 185.4 |  | 0.275 | 0.275 |  | 92 | 15.45 | --- | -3.7 | OK | 19.15 | 19.15 | 23.95% |  | 229.8
1 | 1 | 0 | 369 | Misc. Crosswalk Sign | 175 | 64 | 10.79 | 10.79 | 1 | 768 | 129.48 |  | 0.193 | 0.193 |  | 64 | 10.79 | --- | -2.58 | OK | 13.37 | 13.37 | 23.91% |  | 160.44
46 | 45 | -1 | 370 | Water PRV Control |  | 150 | 40.3 | 40.3 | 45 | 81000 | 21762 |  | 1.5 | 67.5 |  | 150 | 40.3 | --- | -9.6 | OK | 49.9 | 49.9 | 23.82% |  | 26946
7 | 6 | -1 | 371 | Water Reservoir Control |  | 200 | 47.84 | 47.84 | 6 | 14400 | 3444.48 |  | 1.5 | 9 |  | 200 | 47.84 | --- | -11.41 | OK | 59.25 | 59.25 | 23.85% |  | 4266
2 | 2 | 0 | 372 | Water Fill Station |  | 150 | 40.3 | 40.3 | 2 | 3600 | 967.2 |  | 1.5 | 3 |  | 150 | 40.3 | --- | -9.6 | OK | 49.9 | 49.9 | 23.82% |  | 1197.6
4 | 4 | 0 | 376 | MTT Booster Box - Unmetered |  | 710 | 122.8668 | 122.8668 | 4 | 34080 | 5897.6056 |  | 0.973 | 3.892 | 3.892 | 710 | 122.8668 | --- | -25.2396 | OK | 148.1064 | 148.1064 | 20.54% | Calculated using Small General tariff | 7109.1087
97 | 95 | -2 | 378 | Aliant #52B Power Cable Cabinet |  | 700 | 95.39 | 95.39 | 95 | 798000 | 108744.6 |  | 2.5 | 237.5 | 237.5 | 700 | 95.39 | --- | -22.88 | OK | 118.27 | 118.27 | 23.99% |  | 134827.8
1 | 1 | 0 | 379 | DFO Lighthouse - Torbay |  | 395 | 77.2868 | 77.2868 | 1 | 4740 | 927.4414 |  | 0.542 | 0.542 |  | 395 | 77.2868 | --- | -16.5696 | OK | 93.8564 | 93.8564 | 21.44% | Calculated using Small General tariff | 1126.2772
1 | 1 | 0 | 380 | DFO Lighthouse - Wallace |  | 274 | 59.7868 | 59.7868 | 1 | 3288 | 717.4414 |  | 0.375 | 0.375 |  | 274 | 59.7868 | --- | -13.2296 | OK | 73.0164 | 73.0164 | 22.13% | Calculated using Small General tariff | 876.1972
5 | 5 | 0 | 381 | Misc. Crosswalk Sign | 563 | 219 | 37.09 | 37.09 | 5 | 13140 | 2225.4 |  | 0.671 | 3.355 |  | 219 | 37.09 | --- | -8.88 | OK | 45.97 | 45.97 | 23.94% |  | 2758.2
1 | 1 | 0 | 382 | DFO Lighthouse - Cape Sharpe |  | 608 | 108.1068 | 108.1068 | 1 | 7296 | 1297.2814 |  | 0.833 | 0.833 |  | 608 | 108.1068 | --- | -22.4296 | OK | 130.5364 | 130.5364 | 20.75% | Calculated using Small General tariff | 1566.4372
1 | 0 | -1 | 384 | DFO Lighthouse - Candlebox Is. |  | 1369 | 218.2168 | 218.2168 | 0 | 0 | 0 |  | 1.875 | 0 |  | 1369 | 218.2168 | --- | -43.3896 | OK | 261.6064 | 261.6064 | 19.88% | Calculated using Small General tariff | 0
9 | 9 | 0 | 386 | Aliant #51B Power Cable Cabinet | 2920 | 1995 | 271.5 | 271.5 | 9 | 215460 | 29322 |  | 2.92 | 26.28 |  | 1995 | 271.5 | --- | -65.16 | OK | 336.66 | 336.66 | 24% |  | 36359.28
95 | 93 | -2 | 387 | Aliant 51B AC Pwr Cab (1Unit) | 1460 | 540 | 73.89 | 73.89 | 93 | 602640 | 82461.24 |  | 1.46 | 135.78 | 120.9 | 540 | 73.89 | --- | -17.73 | OK | 91.62 | 91.62 | 24% |  | 102247.92
2 | 2 | 0 | 389 | 1500W Heater HRM (8hrs/day) | 1500 | 151 | 40.45 | 40.45 | 2 | 3624 | 970.8 |  | 1.5 | 3 |  | 151 | 40.45 | --- | -9.64 | OK | 50.09 | 50.09 | 23.83% |  | 1202.16
1 | 1 | 0 | 390 | 325W Bus Shelter Sydney - Cont. | 325 | 261 | 35.03 | 35.03 | 1 | 3132 | 420.36 |  | 0.358 | 0.358 |  | 261 | 35.03 | --- | -8.42 | OK | 43.45 | 43.45 | 24.04% |  | 521.4
1 | 1 | 0 | 391 | 348W Chemical Detector - HPA | 348 | 254 | 34.09 | 34.09 | 1 | 3048 | 409.08 |  | 0.348 | 0.348 |  | 254 | 34.09 | --- | -8.18 | OK | 42.27 | 42.27 | 24% |  | 507.24
188 | 193 | 5 | 400 | CN Level Crossing Signal |  | 34 | 4.3479 | 4.3479 | 193 | 78744 | 10069.7078 |  | 0.1 | 19.3 |  | 34 | 4.3479 | --- | -0.72556 | OK | 5.0735 | 5.0735 | 16.69% | Minimum Charge applied | 11750.1133
25 | 27 | 2 | 401 | CN Level Crossing Signal/Gate |  | 34 | 5.26 | 5.26 | 27 | 11016 | 1704.24 |  | 0.1 | 2.7 |  | 34 | 5.26 | --- | -1.25 | OK | 6.51 | 6.51 | 23.76% | Manually Adjusted by 0.26% Rate Increase | 2109.24
4 | 4 | 0 | 402 | CN Train Signal |  | 90 | 12.08 | 12.08 | 4 | 4320 | 579.84 |  | 0.123 | 0.492 |  | 90 | 12.08 | --- | -2.91 | OK | 14.99 | 14.99 | 24.09% | Manually Adjusted by 0.26% Rate Increase | 719.52
16 | 14 | -2 | 441 | Metallic Additive (Capital & Maint.) | 1000 | 0 | 22.2958 | 22.2958 | 14 | 0 | 3745.6967 | 3580.8819 | 1 | 14 |  | 0 | 22.2958 | --- | -6.5762 | OK | 28.872 | 28.872 | 29.5% | Cap. & Maint. Chg. for 1000W M/A Light | 4850.4918 | 4850.4918
13 | 4 | -9 | 452 | HPS - Photocell | 1000 | 363 | 61.04 | 61.04 | 4 | 17424 | 2929.92 | 1783.5759 | 1.09 | 4.36 |  | 363 | 61.04 | --- | -14.61 | OK | 75.65 | 75.65 | 23.94% | + Cap. & Maint. Chg. for 1000 HPS Light | 3631.2 | 1783.5759
1 | 0 | -1 | 453 | Sign |  | 0 | 31.38 | 31.38 | 0 | 0 | 0 |  |  |  |  | 0 | 31.38 | --- | -2.48 | OK | 33.86 | 33.86 | 7.903% |  | 0
1 | 1 | 0 | 454 | Sign |  | 0 | 40.06 | 40.06 | 1 | 0 | 480.72 |  |  |  |  | 0 | 40.06 | --- | -3.17 | OK | 43.23 | 43.23 | 7.913% |  | 518.76
2 | 2 | 0 | 462 | Flat Rate |  | 0 | 6.18 | 6.18 | 2 | 0 | 148.32 |  |  |  |  | 0 | 6.18 | --- | -0.49 | OK | 6.67 | 6.67 | 7.929% |  | 160.08
1 | 1 | 0 | 464 | Flat Rate |  | 0 | 15.72 | 15.72 | 1 | 0 | 188.64 |  |  |  |  | 0 | 15.72 | --- | -1.24 | OK | 16.96 | 16.96 | 7.888% |  | 203.52
1 | 1 | 0 | 465 | Flat Rate |  | 0 | 7.73 | 7.73 | 1 | 0 | 92.76 |  |  |  |  | 0 | 7.73 | --- | -0.61 | OK | 8.34 | 8.34 | 7.891% |  | 100.08
1 | 1 | 0 | 472 | Sign |  | 0 | 75.56 | 75.56 | 1 | 0 | 906.72 |  |  |  |  | 0 | 75.56 | --- | -1.803 | OK | 77.363 | 77.363 | 2.386% |  | 928.3564
1 | 1 | 0 | 473 | Mercury Vapour Light - Photocell | 175 | 69 | 11.59 | 11.59 | 1 | 828 | 139.08 |  | 0.207 | 0.207 |  | 69 | 11.59 | --- | -2.77 | OK | 14.36 | 14.36 | 23.9% |  | 172.32
2 | 1 | -1 | 475 | High Pressure Sodium - Photocell | 70 | 32 | 5.37 | 5.37 | 1 | 384 | 64.44 |  | 0.096 | 0.096 |  | 32 | 5.37 | --- | -1.28 | OK | 6.65 | 6.65 | 23.84% |  | 79.8
19 | 19 | 0 | 500 | Traffic Control Lights | 210 | 51 | 9.76 | 9.76 | 19 | 11628 | 2225.28 |  | 0.21 | 1.995 |  | 51 | 9.76 | --- | -2.33 | OK | 12.09 | 12.09 | 23.87% |  | 2756.52
1733 | 1739 | 6 | 501 | Traffic Control Lights | 69 | 17 | 2.29 | 2.29 | 1739 | 354756 | 47787.72 |  | 0.023 | 19.9985 |  | 17 | 2.29 | --- | -0.56 | OK | 2.85 | 2.85 | 24.45% |  | 59473.8
57 | 57 | 0 | 502 | Traffic Control Lights | 80 | 20 | 2.65 | 2.65 | 57 | 13680 | 1812.6 |  | 0.027 | 0.7695 |  | 20 | 2.65 | --- | -0.65 | OK | 3.3 | 3.3 | 24.53% |  | 2257.2
375 | 375 | 0 | 503 | Traffic Control Lights | 100 | 24 | 3.25 | 3.25 | 375 | 108000 | 14625 |  | 0.033 | 6.1875 |  | 24 | 3.25 | --- | -0.77 | OK | 4.02 | 4.02 | 23.69% |  | 18090
150 | 150 | 0 | 504 | Traffic Control Lights | 116 | 28 | 3.78 | 3.78 | 150 | 50400 | 6804 |  | 0.039 | 2.925 |  | 28 | 3.78 | --- | -0.91 | OK | 4.69 | 4.69 | 24.07% |  | 8442
428 | 476 | 48 | 505 | Traffic Control Lights | 150 | 37 | 4.95 | 4.95 | 476 | 211344 | 28274.4 |  | 0.05 | 11.9 |  | 37 | 4.95 | --- | -1.19 | OK | 6.14 | 6.14 | 24.04% |  | 35071.68
12 | 12 | 0 | 506 | Traffic Control Lights | 200 | 49 | 9.34 | 9.34 | 12 | 7056 | 1344.96 |  | 0.2 | 1.2 |  | 49 | 9.34 | --- | -2.23 | OK | 11.57 | 11.57 | 23.88% |  | 1666.08
5 | 5 | 0 | 507 | Traffic Control Lights | 860 | 209 | 39.99 | 39.99 | 5 | 12540 | 2399.4 |  | 0.86 | 2.15 |  | 209 | 39.99 | --- | -9.56 | OK | 49.55 | 49.55 | 23.91% |  | 2973
147 | 635 | 488 | 508 | Traffic Control Lights | 60 | 15 | 2 | 2 | 635 | 114300 | 15240 |  | 0.02 | 6.35 |  | 15 | 2 | --- | -0.48 | OK | 2.48 | 2.48 | 24% |  | 18897.6
66 | 66 | 0 | 509 | Traffic Control Lights | 135 | 33 | 4.42 | 4.42 | 66 | 26136 | 3500.64 |  | 0.045 | 1.485 |  | 33 | 4.42 | --- | -1.07 | OK | 5.49 | 5.49 | 24.21% |  | 4348.08
66 | 66 | 0 | 510 | Traffic Control Lights | 20 | 5 | 0.65 | 0.65 | 66 | 3960 | 514.8 |  | 0.007 | 0.231 |  | 5 | 0.65 | --- | -0.16 | OK | 0.81 | 0.81 | 24.62% |  | 641.52
2 | 34 | 32 | 527 | 12" LED Amber Traffic Light | 22 | 2 | 0.56 | 0.56 | 34 | 816 | 228.48 |  | 0.022 | 0.374 |  | 2 | 0.56 | --- | -0.13 | OK | 0.69 | 0.69 | 23.21% |  | 281.52
34 | 24 | -10 | 600 | Range Light - Continuous | 116 | 85 | 11.39 | 11.39 | 24 | 24480 | 3280.32 |  | 0.116 | 2.784 | 2.784 | 85 | 11.39 | --- | -2.72 | OK | 14.11 | 14.11 | 23.88% |  | 4063.68
5 | 5 | 0 | 601 | Misc. Unmetered - Photocell "same as RC997" | 500 | 167 | 28.06 | 28.06 | 5 | 10020 | 1683.6 |  | 0.5 | 2.5 |  | 167 | 28.06 | --- | -6.7 | OK | 34.76 | 34.76 | 23.88% |  | 2085.6
5 | 5 | 0 | 602 | Range Light - Continuous | 400 | 337 | 45.19 | 45.19 | 5 | 20220 | 2711.4 |  | 0.462 | 2.31 | 2.31 | 337 | 45.19 | --- | -10.86 | OK | 56.05 | 56.05 | 24.03% |  | 3363
8 | 7 | -1 | 603 | Misc. Unmetered - Photocell | 100 | 33 | 5.57 | 5.57 | 7 | 2772 | 467.88 |  | 0.1 | 0.7 |  | 33 | 5.57 | --- | -1.33 | OK | 6.9 | 6.9 | 23.88% |  | 579.6
5 | 5 | 0 | 604 | Range Light - Photocell | 276 | 92 | 15.46 | 15.46 | 5 | 5520 | 927.6 |  | 0.276 | 1.38 |  | 92 | 15.46 | --- | -3.7 | OK | 19.16 | 19.16 | 23.93% |  | 1149.6
1 | 1 | 0 | 606 | Misc. Small Loads Rate | 480 | 87 | 18.77 | 18.77 | 1 | 1044 | 225.24 |  | 0.48 | 0.48 |  | 87 | 18.77 | --- | -4.49 | OK | 23.26 | 23.26 | 23.92% |  | 279.12
1 | 1 | 0 | 607 | Misc Unmetered - Photocell | 4440 | 1480 | 248.77 | 248.77 | 1 | 17760 | 2985.24 |  | 4.44 | 4.44 |  | 1480 | 248.77 | --- | -59.57 | OK | 308.34 | 308.34 | 23.95% |  | 3700.08
7 | 7 | 0 | 609 | Range Light - Photocell | 175 | 58 | 9.77 | 9.77 | 7 | 4872 | 820.68 |  | 0.175 | 1.225 |  | 58 | 9.77 | --- | -2.34 | OK | 12.11 | 12.11 | 23.95% |  | 1017.24
30 | 26 | -4 | 610 | Range Light - Photocell | 244 | 81 | 13.64 | 13.64 | 26 | 25272 | 4255.68 |  | 0.244 | 6.344 |  | 81 | 13.64 | --- | -3.26 | OK | 16.9 | 16.9 | 23.9% |  | 5272.8
1 | 1 | 0 | 702 | Police Sirens 3 HP |  | 0 | 24.1 | 24.1 | 1 | 0 | 289.2 |  |  |  |  | 0 | 24.1 | --- | -1.91 | OK | 26.01 | 26.01 | 7.925% |  | 312.12
3 | 0 | -3 | 705 | Misc. Unmetered - Continuous | 60 | 44 | 5.54 | 5.54 | 0 | 0 | 0 |  | 0.06 | 0 | 0 | 44 | 5.54 | --- | -0.44 | OK | 5.98 | 5.98 | 7.942% |  | 0
5 | 6 | 1 | 801 | Cable Vision Power Supplies | 100 | 73 | 9.8 | 9.8 | 6 | 5256 | 705.6 |  | 0.1 | 0.6 | 0.6 | 73 | 9.8 | --- | -2.35 | OK | 12.15 | 12.15 | 23.98% |  | 874.8
1 | 1 | 0 | 802 | Cable Vision Power Supplies | 150 | 110 | 14.75 | 14.75 | 1 | 1320 | 177 |  | 0.15 | 0.15 | 0.15 | 110 | 14.75 | --- | -3.53 | OK | 18.28 | 18.28 | 23.93% |  | 219.36
10 | 8 | -2 | 803 | Cable Vision Power Supplies | 200 | 146 | 19.58 | 19.58 | 8 | 14016 | 1879.68 |  | 0.2 | 1.6 | 1.6 | 146 | 19.58 | --- | -4.7 | OK | 24.28 | 24.28 | 24% |  | 2330.88
33 | 34 | 1 | 804 | Cable Vision Power Supplies | 250 | 183 | 24.52 | 24.52 | 34 | 74664 | 10004.16 |  | 0.25 | 8.5 | 8.5 | 183 | 24.52 | --- | -5.9 | OK | 30.42 | 30.42 | 24.06% |  | 12411.36
6 | 6 | 0 | 805 | Cable Vision Power Supplies | 300 | 219 | 29.37 | 29.37 | 6 | 15768 | 2114.64 |  | 0.3 | 1.8 | 1.8 | 219 | 29.37 | --- | -7.06 | OK | 36.43 | 36.43 | 24.04% |  | 2622.96
219 | 215 | -4 | 806 | Cable Vision Power Supplies | 350 | 256 | 34.32 | 34.32 | 215 | 660480 | 88545.6 |  | 0.35 | 75.25 | 75.25 | 256 | 34.32 | --- | -8.24 | OK | 42.56 | 42.56 | 24.01% |  | 109804.8
5 | 5 | 0 | 807 | Cable Vision Power Supplies | 400 | 292 | 39.17 | 39.17 | 5 | 17520 | 2350.2 |  | 0.4 | 2 | 2 | 292 | 39.17 | --- | -9.4 | OK | 48.57 | 48.57 | 24% |  | 2914.2
10 | 11 | 1 | 809 | Cable Vision Power Supplies | 500 | 365 | 48.96 | 48.96 | 11 | 48180 | 6462.72 |  | 0.5 | 5.5 | 5.5 | 365 | 48.96 | --- | -11.75 | OK | 60.71 | 60.71 | 24% |  | 8013.72
55 | 56 | 1 | 810 | Cable Vision Power Supplies | 550 | 402 | 53.91 | 53.91 | 56 | 270144 | 36227.52 |  | 0.55 | 30.8 | 30.8 | 402 | 53.91 | --- | -12.93 | OK | 66.84 | 66.84 | 23.98% |  | 44916.48
2414 | 2477 | 63 | 811 | Cable Vision Power Supplies | 600 | 438 | 58.75 | 58.75 | 2477 | 13019112 | 1746285 |  | 0.6 | 1486.2 | 1486.2 | 438 | 58.75 | --- | -14.1 | OK | 72.85 | 72.85 | 24% |  | 2165393.4
7 | 7 | 0 | 812 | Cable Vision Power Supplies | 650 | 475 | 63.7 | 63.7 | 7 | 39900 | 5350.8 |  | 0.65 | 4.55 | 4.55 | 475 | 63.7 | --- | -15.29 | OK | 78.99 | 78.99 | 24% |  | 6635.16
43 | 43 | 0 | 820 | Weather Camera Station - DOT |  | 89 | 18.15 | 18.15 | 43 | 45924 | 9365.4 |  | 0.42 | 18.06 | 18.06 | 89 | 18.15 | --- | -4.34 | OK | 22.49 | 22.49 | 23.91% |  | 11604.84
3 | 2 | -1 | 821 | HI-VOL Air Quality Monitor |  | 230 | 44.29 | 44.29 | 2 | 5520 | 1062.96 |  | 0.96 | 1.92 | 1.92 | 230 | 44.29 | --- | -10.59 | OK | 54.88 | 54.88 | 23.91% |  | 1317.12
1 | 1 | 0 | 822 | 900W Misc. Unmetered - Reduced | 900 | 270 | 47.25 | 47.25 | 1 | 3240 | 567 |  | 0.9 | 0.9 |  | 270 | 47.25 | --- | -11.31 | OK | 58.56 | 58.56 | 23.94% |  | 702.72
1 | 1 | 0 | 823 | 38.4W Misc. Unmetered - Continuous | 38.4 | 34 | 4.3479 | 4.3479 | 1 | 408 | 52.1747 |  | 0.038 | 0.038 | 0.038 | 34 | 4.3479 | --- | -0.72556 | OK | 5.0735 | 5.0735 | 16.69% | Minimum Charge applied | 60.8814
1 | 1 | 0 | 824 | Fire Pump - 75 HP |  | 0 | 16.4568 | 16.4568 | 1 | 0 | 197.4814 |  | 0 | 0 |  | 0 | 16.4568 | --- | -5.6996 | OK | 22.1564 | 22.1564 | 34.63% | Fixed at Minimum Bill Charge | 265.8772
1 | 1 | 0 | 825 | 3248W U/G Surge Chamber - Reduced | 3248 | 401 | 97.61 | 97.61 | 1 | 4812 | 1171.32 |  | 3.248 | 3.248 |  | 401 | 97.61 | --- | -23.31 | OK | 120.92 | 120.92 | 23.88% |  | 1451.04
1 | 0 | -1 | 827 | Remote Cabinet - Eastlink | 600 | 365 | 51.04 | 51.04 | 0 | 0 | 0 |  | 0.6 | 0 | 0 | 365 | 51.04 | --- | -12.25 | OK | 63.29 | 63.29 | 24% |  | 0
2 | 2 | 0 | 828 | U/G Valve Chamber - Reduced | 2400 | 244 | 65.07 | 65.07 | 2 | 5856 | 1561.68 |  | 2.4 | 4.8 |  | 244 | 65.07 | --- | -15.54 | OK | 80.61 | 80.61 | 23.88% |  | 1934.64
1 | 1 | 0 | 830 | 1HP Vehicle Card Scanner | 871 | 61 | 18.87 | 18.87 | 1 | 732 | 226.44 |  | 0.871 | 0.871 |  | 61 | 18.87 | --- | -4.5 | OK | 23.37 | 23.37 | 23.85% |  | 280.44
1 | 1 | 0 | 831 | 3140W 216C & 800 Pwr. Cab. | 3140 | 1136 | 187.3 | 187.3 | 1 | 13632 | 2247.6 |  | 3.231 | 3.231 | 3.231 | 1136 | 187.3 | --- | -44.85 | OK | 232.15 | 232.15 | 23.95% |  | 2785.8
1 | 1 | 0 | 832 | Pictou - Town Clock | 103 | 82 | 11.04 | 11.04 | 1 | 984 | 132.48 |  | 0.113 | 0.113 |  | 82 | 11.04 | --- | -2.64 | OK | 13.68 | 13.68 | 23.91% |  | 164.16
3 | 3 | 0 | 901 | Misc. Unmetered - Photocell | 2800 | 933 | 156.85 | 156.85 | 3 | 33588 | 5646.6 |  | 2.8 | 8.4 |  | 933 | 156.85 | --- | -37.55 | OK | 194.4 | 194.4 | 23.94% |  | 6998.4
1 | 1 | 0 | 902 | Misc. Unmetered - Continuous | 192 | 140 | 18.76 | 18.76 | 1 | 1680 | 225.12 |  | 0.192 | 0.192 | 0.192 | 140 | 18.76 | --- | -4.52 | OK | 23.28 | 23.28 | 24.09% |  | 279.36
1 | 1 | 0 | 903 | Misc. Unmetered - Photocell | 175 | 58 | 9.77 | 9.77 | 1 | 696 | 117.24 |  | 0.175 | 0.175 |  | 58 | 9.77 | --- | -2.34 | OK | 12.11 | 12.11 | 23.95% |  | 145.32
2 | 2 | 0 | 904 | Misc. Unmetered - Photocell | 250 | 83 | 13.96 | 13.96 | 2 | 1992 | 335.04 |  | 0.25 | 0.5 |  | 83 | 13.96 | --- | -3.35 | OK | 17.31 | 17.31 | 24% |  | 415.44
1 | 0 | -1 | 906 | Misc. Unmetered - 6 hrs / day | 768 | 140 | 30.16 | 30.16 | 0 | 0 | 0 |  | 0.768 | 0 |  | 140 | 30.16 | --- | -7.21 | OK | 37.37 | 37.37 | 23.91% |  | 0
3 | 3 | 0 | 908 | Misc. Unmetered - Photocell | 800 | 267 | 44.86 | 44.86 | 3 | 9612 | 1614.96 |  | 0.8 | 2.4 |  | 267 | 44.86 | --- | -10.73 | OK | 55.59 | 55.59 | 23.92% |  | 2001.24
1 | 1 | 0 | 909 | Misc. Unmetered - 1 hr / day | 420 | 13 | 6.91 | 6.91 | 1 | 156 | 82.92 |  | 0.42 | 0.42 |  | 13 | 6.91 | --- | -1.64 | OK | 8.55 | 8.55 | 23.73% |  | 102.6
2 | 2 | 0 | 910 | Misc. Unmetered - Continuous | 660 | 482 | 64.64 | 64.64 | 2 | 11568 | 1551.36 |  | 0.66 | 1.32 | 1.32 | 482 | 64.64 | --- | -15.52 | OK | 80.16 | 80.16 | 24.01% |  | 1923.84
36 | 37 | 1 | 911 | Misc. Unmetered - Continuous | 75 | 55 | 7.36 | 7.36 | 37 | 24420 | 3267.84 |  | 0.075 | 2.775 | 2.775 | 55 | 7.36 | --- | -1.78 | OK | 9.14 | 9.14 | 24.18% |  | 4058.16
9 | 11 | 2 | 912 | Misc. Unmetered - Capital & Maint. | 400 | 0 | 8.4884 | 8.4884 | 11 | 0 | 1120.471 | 916.749 | 0 | 0 |  | 0 | 8.4884 | --- | --- | OK | 8.4884 | 8.4884 | 0% | Cap. & Maint. Chg. for 400W HPS Light | 1120.471 | 1120.471
37 | 40 | 3 | 914 | F48T12 Fluor - Photo | 40 | 34 | 4.3479 | 4.3479 | 40 | 16320 | 2086.9861 |  | 0.048 | 1.92 |  | 34 | 4.3479 | --- | -0.72556 | OK | 5.0735 | 5.0735 | 16.69% | Minimum Charge applied | 2435.2566
8 | 8 | 0 | 915 | F48T12 Fluor - Cont | 48 | 35 | 4.72 | 4.72 | 8 | 3360 | 453.12 |  | 0.048 | 0.384 | 0.384 | 35 | 4.72 | --- | -1.13 | OK | 5.85 | 5.85 | 23.94% |  | 561.6
4 | 4 | 0 | 916 | F96T12VHO Fluorescent - Photocell | 215 | 72 | 12.08 | 12.08 | 4 | 3456 | 579.84 |  | 0.215 | 0.86 |  | 72 | 12.08 | --- | -2.89 | OK | 14.97 | 14.97 | 23.92% |  | 718.56
4 | 4 | 0 | 917 | F96T12/HO Fluor - 6 hrs / day | 130 | 23 | 5 | 5 | 4 | 1104 | 240 |  | 0.13 | 0.52 |  | 23 | 5 | --- | -1.19 | OK | 6.19 | 6.19 | 23.8% |  | 297.12
26 | 26 | 0 | 918 | F64T12HO Fluorescent - Photocell | 80 | 34 | 5.05 | 5.05 | 26 | 10608 | 1575.6 |  | 0.09 | 2.34 |  | 34 | 5.05 | --- | -1.2 | OK | 6.25 | 6.25 | 23.76% | Manually Adjusted by 0.26% Rate Increase | 1950
47 | 47 | 0 | 919 | F96T12/HO Fluor - Photo | 130 | 43 | 7.25 | 7.25 | 47 | 24252 | 4089 |  | 0.13 | 6.11 |  | 43 | 7.25 | --- | -1.73 | OK | 8.98 | 8.98 | 23.86% |  | 5064.72
1 | 1 | 0 | 921 | Misc. Unmetered - 6 hrs / day | 4582 | 830 | 179.17 | 179.17 | 1 | 9960 | 2150.04 |  | 4.582 | 4.582 |  | 830 | 179.17 | --- | -42.81 | OK | 221.98 | 221.98 | 23.89% |  | 2663.76
2 | 2 | 0 | 923 | Misc. Unmetered - Photocell | 3510 | 1170 | 196.66 | 196.66 | 2 | 28080 | 4719.84 |  | 3.51 | 7.02 |  | 1170 | 196.66 | --- | -47.09 | OK | 243.75 | 243.75 | 23.94% |  | 5850
2 | 2 | 0 | 924 | Misc. Unmetered - Photocell | 205 | 79 | 13.26 | 13.26 | 2 | 1896 | 318.24 |  | 0.237 | 0.474 |  | 79 | 13.26 | --- | -3.17 | OK | 16.43 | 16.43 | 23.91% |  | 394.32
1 | 1 | 0 | 926 | Misc. Unmetered - Photocell | 330 | 127 | 21.35 | 21.35 | 1 | 1524 | 256.2 |  | 0.381 | 0.381 |  | 127 | 21.35 | --- | -5.09 | OK | 26.44 | 26.44 | 23.84% |  | 317.28
1 | 1 | 0 | 929 | Misc. Unmetered - Continuous | 550 | 402 | 53.91 | 53.91 | 1 | 4824 | 646.92 |  | 0.55 | 0.55 | 0.55 | 402 | 53.91 | --- | -12.93 | OK | 66.84 | 66.84 | 23.98% |  | 802.08
20 | 20 | 0 | 930 | Misc. Unmetered - Photocell | 88 | 29 | 4.91 | 4.91 | 20 | 6960 | 1178.4 |  | 0.088 | 1.76 |  | 29 | 4.91 | --- | -1.17 | OK | 6.08 | 6.08 | 23.83% |  | 1459.2
2 | 2 | 0 | 931 | Misc. Unmetered - Flashing | 132 | 53 | 8.61 | 8.61 | 2 | 1272 | 206.64 |  | 0.145 | 0.29 |  | 53 | 8.61 | --- | -2.08 | OK | 10.69 | 10.69 | 24.16% |  | 256.56
1 | 1 | 0 | 932 | Misc. Unmetered - Photocell | 180 | 69 | 11.59 | 11.59 | 1 | 828 | 139.08 |  | 0.207 | 0.207 |  | 69 | 11.59 | --- | -2.77 | OK | 14.36 | 14.36 | 23.9% | Manually Adjusted by 0.26% Rate Increase | 172.32
2 | 2 | 0 | 933 | Misc. Unmetered - Continuous | 1000 | 730 | 97.92 | 97.92 | 2 | 17520 | 2350.08 |  | 1 | 2 | 2 | 730 | 97.92 | --- | -23.5 | OK | 121.42 | 121.42 | 24% |  | 2914.08
15 | 15 | 0 | 935 | Misc. Unmetered - Photocell ( + Capital & Maint.) | 1000 | 367 | 76.6532 | 76.6532 | 15 | 66060 | 13797.5722 | 2057.9722 | 1.1 | 16.5 |  | 367 | 76.6532 | --- | 3.85 | OK | 72.8032 | 72.8032 | -5.023% | + Cap. & Maint. Chg. for 1000 HPS Light | 13104.5722 | 2057.9722
9 | 9 | 0 | 937 | Misc. Unmetered - Photocell | 528 | 176 | 29.6 | 29.6 | 9 | 19008 | 3196.8 |  | 0.528 | 4.752 |  | 176 | 29.6 | --- | -7.08 | OK | 36.68 | 36.68 | 23.92% |  | 3961.44
1 | 1 | 0 | 938 | Misc. Unmetered - Photocell | 360 | 120 | 20.17 | 20.17 | 1 | 1440 | 242.04 |  | 0.36 | 0.36 |  | 120 | 20.17 | --- | -4.83 | OK | 25 | 25 | 23.95% |  | 300
2 | 2 | 0 | 939 | Misc. Unmetered - Continuous | 150 | 110 | 14.75 | 14.75 | 2 | 2640 | 354 |  | 0.15 | 0.3 | 0.3 | 110 | 14.75 | --- | -3.53 | OK | 18.28 | 18.28 | 23.93% |  | 438.72
2 | 2 | 0 | 940 | Misc. Unmetered - Photocell | 675 | 225 | 37.82 | 37.82 | 2 | 5400 | 907.68 |  | 0.675 | 1.35 |  | 225 | 37.82 | --- | -9.05 | OK | 46.87 | 46.87 | 23.93% |  | 1124.88
1 | 1 | 0 | 943 | Misc. Unmetered - Photocell | 1290 | 430 | 72.27 | 72.27 | 1 | 5160 | 867.24 |  | 1.29 | 1.29 |  | 430 | 72.27 | --- | -17.31 | OK | 89.58 | 89.58 | 23.95% |  | 1074.96
3 | 3 | 0 | 944 | Misc. Unmetered - Continuous | 200 | 146 | 19.58 | 19.58 | 3 | 5256 | 704.88 |  | 0.2 | 0.6 | 0.6 | 146 | 19.58 | --- | -4.7 | OK | 24.28 | 24.28 | 24% |  | 874.08
1 | 1 | 0 | 945 | Misc. Unmetered - 1hp Motor | 1380 | 34 | 4.1 | 4.1 | 1 | 408 | 49.2 |  | 1.38 | 1.38 |  | 34 | 4.1 | --- | --- | OK | 4.1 | 4.1 | 0% | Subject to 10% Billing Load Factor Cap | 49.2
4 | 4 | 0 | 946 | Misc. Unmetered - Photocell | 1800 | 660 | 110.94 | 110.94 | 4 | 31680 | 5325.12 |  | 1.98 | 7.92 |  | 660 | 110.94 | --- | -26.56 | OK | 137.5 | 137.5 | 23.94% |  | 6600
2 | 2 | 0 | 947 | Misc. Unmetered - Flashing | 300 | 34 | 4.3479 | 4.3479 | 2 | 816 | 104.3493 |  | 0.3 | 0.6 |  | 34 | 4.3479 | --- | -0.77211 | OK | 5.12 | 5.12 | 17.76% | Minimum Charge applied | 122.88
2 | 1 | -1 | 948 | Misc. Unmetered - Photocell | 1344 | 448 | 75.31 | 75.31 | 1 | 5376 | 903.72 |  | 1.344 | 1.344 |  | 448 | 75.31 | --- | -18.04 | OK | 93.35 | 93.35 | 23.95% |  | 1120.2
5 | 3 | -2 | 949 | Misc. Unmetered - Photocell | 75 | 34 | 4.3479 | 4.3479 | 3 | 1224 | 156.524 |  | 0.075 | 0.225 |  | 34 | 4.3479 | --- | -0.86211 | OK | 5.21 | 5.21 | 19.83% | Minimum Charge applied | 187.56
2 | 1 | -1 | 951 | Misc. Unmetered - Photocell | 2000 | 667 | 112.09 | 112.09 | 1 | 8004 | 1345.08 |  | 2 | 2 |  | 667 | 112.09 | --- | -26.85 | OK | 138.94 | 138.94 | 23.95% |  | 1667.28
1 | 1 | 0 | 953 | Misc. Unmetered - Continuous | 1548 | 1130 | 151.59 | 151.59 | 1 | 13560 | 1819.08 |  | 1.548 | 1.548 | 1.548 | 1130 | 151.59 | --- | -36.39 | OK | 187.98 | 187.98 | 24.01% |  | 2255.76
3 | 0 | -3 | 955 | Misc. Unmetered - Capital & Maint. | 100 | 0 | 8.2048 | 8.2048 | 0 | 0 | 0 | 295.3737 | 0.1 | 0 |  | 0 | 8.2048 | --- | --- | OK | 8.2048 | 8.2048 | 0% | Cap. & Maint. Chg. for 100W HPS Light | 0 | 0
3 | 3 | 0 | 956 | Misc. Unmetered - Continuous | 250 | 183 | 24.52 | 24.52 | 3 | 6588 | 882.72 |  | 0.25 | 0.75 | 0.75 | 183 | 24.52 | --- | -5.9 | OK | 30.42 | 30.42 | 24.06% |  | 1095.12
7 | 7 | 0 | 957 | Misc. Unmetered - Photocell | 90 | 33 | 5.56 | 5.56 | 7 | 2772 | 467.04 |  | 0.099 | 0.693 |  | 33 | 5.56 | --- | -1.32 | OK | 6.88 | 6.88 | 23.74% | Manually Adjusted by 0.26% Rate Increase | 577.92
5 | 5 | 0 | 958 | Misc. Unmetered - Photocell | 850 | 283 | 47.59 | 47.59 | 5 | 16980 | 2855.4 |  | 0.85 | 4.25 |  | 283 | 47.59 | --- | -11.39 | OK | 58.98 | 58.98 | 23.93% |  | 3538.8
1 | 0 | -1 | 959 | Misc. Unmetered - Photocell | 980 | 327 | 54.94 | 54.94 | 0 | 0 | 0 |  | 0.98 | 0 |  | 327 | 54.94 | --- | -13.17 | OK | 68.11 | 68.11 | 23.97% |  | 0
2 | 2 | 0 | 961 | Misc. Unmetered - Continuous | 5 | 34 | 4.3479 | 4.3479 | 2 | 816 | 104.3493 |  | 0.005 | 0.01 | 0.01 | 34 | 4.3479 | --- | -0.72556 | OK | 5.0735 | 5.0735 | 16.69% | Minimum Charge applied | 121.7628
22 | 20 | -2 | 964 | Misc. Unmetered - Photocell | 319 | 117 | 19.65 | 19.65 | 20 | 28080 | 4716 |  | 0.351 | 7.02 |  | 117 | 19.65 | --- | -4.71 | OK | 24.36 | 24.36 | 23.97% | Manually Adjusted by 0.26% Rate Increase | 5846.4
2 | 2 | 0 | 965 | Misc. Unmetered - Photocell | 2420 | 807 | 135.63 | 135.63 | 2 | 19368 | 3255.12 |  | 2.42 | 4.84 |  | 807 | 135.63 | --- | -32.47 | OK | 168.1 | 168.1 | 23.94% |  | 4034.4
1 | 1 | 0 | 966 | Misc. Unmetered - 30 hrs / week | 6500 | 845 | 204.03 | 204.03 | 1 | 10140 | 2448.36 |  | 6.5 | 6.5 |  | 845 | 204.03 | --- | -48.69 | OK | 252.72 | 252.72 | 23.86% |  | 3032.64
5 | 5 | 0 | 968 | Misc. Unmetered - Continuous | 473 | 345 | 46.3 | 46.3 | 5 | 20700 | 2778 |  | 0.473 | 2.365 | 2.365 | 345 | 46.3 | --- | -11.12 | OK | 57.42 | 57.42 | 24.02% |  | 3445.2
2 | 1 | -1 | 969 | Misc. Unmetered - Photocell | 1488 | 496 | 83.39 | 83.39 | 1 | 5952 | 1000.68 |  | 1.488 | 1.488 |  | 496 | 83.39 | --- | -19.97 | OK | 103.36 | 103.36 | 23.95% |  | 1240.32
1 | 1 | 0 | 970 | Misc. Unmetered - Photocell | 3200 | 1067 | 179.33 | 179.33 | 1 | 12804 | 2151.96 |  | 3.2 | 3.2 |  | 1067 | 179.33 | --- | -42.93 | OK | 222.26 | 222.26 | 23.94% |  | 2667.12
9 | 9 | 0 | 971 | Misc. Unmetered - Photocell | 49 | 34 | 4.3479 | 4.3479 | 9 | 3672 | 469.5719 |  | 0.049 | 0.441 |  | 34 | 4.3479 | --- | -0.72556 | OK | 5.0735 | 5.0735 | 16.69% | Minimum Charge applied | 547.9327
11 | 11 | 0 | 972 | Misc. Unmetered - Continuous | 25 | 34 | 4.3479 | 4.3479 | 11 | 4488 | 573.9212 |  | 0.025 | 0.275 | 0.275 | 34 | 4.3479 | --- | -0.72556 | OK | 5.0735 | 5.0735 | 16.69% | Minimum Charge applied | 669.6956
12 | 13 | 1 | 973 | Misc. Unmetered - Photocell | 180 | 66 | 11.11 | 11.11 | 13 | 10296 | 1733.16 |  | 0.198 | 2.574 |  | 66 | 11.11 | --- | -2.66 | OK | 13.77 | 13.77 | 23.94% | Manually Adjusted by 0.26% Rate Increase | 2148.12
1 | 1 | 0 | 974 | Misc. Unmetered - Photocell | 700 | 256 | 42.99 | 42.99 | 1 | 3072 | 515.88 |  | 0.767 | 0.767 |  | 256 | 42.99 | --- | -10.29 | OK | 53.28 | 53.28 | 23.94% | Manually Adjusted by 0.26% Rate Increase | 639.36
2 | 8 | 6 | 975 | Misc. Unmetered - Photocell | 324 | 108 | 18.17 | 18.17 | 8 | 10368 | 1744.32 |  | 0.324 | 2.592 |  | 108 | 18.17 | --- | -4.34 | OK | 22.51 | 22.51 | 23.89% |  | 2160.96
10 | 10 | 0 | 976 | Misc. Unmetered - 152 hrs / month | 300 | 46 | 10.47 | 10.47 | 10 | 5520 | 1256.4 |  | 0.3 | 3 |  | 46 | 10.47 | --- | -2.5 | OK | 12.97 | 12.97 | 23.88% |  | 1556.4
4 | 4 | 0 | 977 | Misc. Unmetered - Continuous | 50 | 37 | 4.95 | 4.95 | 4 | 1776 | 237.6 |  | 0.05 | 0.2 | 0.2 | 37 | 4.95 | --- | -1.19 | OK | 6.14 | 6.14 | 24.04% |  | 294.72
2 | 2 | 0 | 979 | Misc. Unmetered - Photocell | 1100 | 367 | 61.66 | 61.66 | 2 | 8808 | 1479.84 |  | 1.1 | 2.2 |  | 367 | 61.66 | --- | -14.76 | OK | 76.42 | 76.42 | 23.94% |  | 1834.08
1 | 1 | 0 | 980 | Misc. Unmetered - Photocell | 2148 | 716 | 120.37 | 120.37 | 1 | 8592 | 1444.44 |  | 2.148 | 2.148 |  | 716 | 120.37 | --- | -28.82 | OK | 149.19 | 149.19 | 23.94% |  | 1790.28
11 | 11 | 0 | 981 | Misc. Unmetered - Continuous | 216 | 158 | 21.17 | 21.17 | 11 | 20856 | 2794.44 |  | 0.216 | 2.376 | 2.376 | 158 | 21.17 | --- | -5.09 | OK | 26.26 | 26.26 | 24.04% |  | 3466.32
19 | 19 | 0 | 982 | Misc. Unmetered - 7 hrs per day | 400 | 85 | 17.31 | 17.31 | 19 | 19380 | 3946.68 |  | 0.4 | 7.6 |  | 85 | 17.31 | --- | -4.14 | OK | 21.45 | 21.45 | 23.92% |  | 4890.6
6 | 5 | -1 | 983 | Misc. Unmetered - Photocell | 420 | 140 | 23.53 | 23.53 | 5 | 8400 | 1411.8 |  | 0.42 | 2.1 |  | 140 | 23.53 | --- | -5.64 | OK | 29.17 | 29.17 | 23.97% |  | 1750.2
28 | 26 | -2 | 985 | Misc. Unmetered - Photocell | 1200 | 400 | 67.24 | 67.24 | 26 | 124800 | 20978.88 |  | 1.2 | 31.2 |  | 400 | 67.24 | --- | -16.1 | OK | 83.34 | 83.34 | 23.94% |  | 26002.08
10 | 10 | 0 | 986 | Misc. Unmetered - 3 hp | 2300 | 10 | 28.6 | 28.6 | 10 | 1200 | 3432 |  | 2.3 | 23 |  | 10 | 28.6 | --- | -6.78 | OK | 35.38 | 35.38 | 23.71% |  | 4245.6
1 | 1 | 0 | 988 | Misc. Unmetered - 152 hrs / month | 176 | 27 | 6.14 | 6.14 | 1 | 324 | 73.68 |  | 0.176 | 0.176 |  | 27 | 6.14 | --- | -1.47 | OK | 7.61 | 7.61 | 23.94% |  | 91.32
3 | 3 | 0 | 989 | Misc. Unmetered - Photocell | 624 | 208 | 34.97 | 34.97 | 3 | 7488 | 1258.92 |  | 0.624 | 1.872 |  | 208 | 34.97 | --- | -8.38 | OK | 43.35 | 43.35 | 23.96% |  | 1560.6
3 | 3 | 0 | 990 | Misc. Unmetered - Photocell | 745 | 218 | 38.54 | 38.54 | 3 | 7848 | 1387.44 |  | 0.745 | 2.235 |  | 218 | 38.54 | --- | -9.22 | OK | 47.76 | 47.76 | 23.92% |  | 1719.36
1 | 1 | 0 | 991 | Misc. Unmetered - Photocell | 5000 | 1667 | 280.19 | 280.19 | 1 | 20004 | 3362.28 |  | 5 | 5 |  | 1667 | 280.19 | --- | -67.08 | OK | 347.27 | 347.27 | 23.94% |  | 4167.24
15 | 15 | 0 | 992 | Misc. Unmetered - Continuous | 100 | 73 | 9.8 | 9.8 | 15 | 13140 | 1764 |  | 0.1 | 1.5 | 1.5 | 73 | 9.8 | --- | -2.35 | OK | 12.15 | 12.15 | 23.98% |  | 2187
6 | 6 | 0 | 993 | Misc. Unmetered - 198 hrs / month | 200 | 40 | 8.39 | 8.39 | 6 | 2880 | 604.08 |  | 0.2 | 1.2 |  | 40 | 8.39 | --- | -2 | OK | 10.39 | 10.39 | 23.84% |  | 748.08
1 | 1 | 0 | 994 | Misc. Unmetered - Photocell | 1650 | 550 | 92.44 | 92.44 | 1 | 6600 | 1109.28 |  | 1.65 | 1.65 |  | 550 | 92.44 | --- | -22.15 | OK | 114.59 | 114.59 | 23.96% |  | 1375.08
82 | 83 | 1 | 995 | Misc. Unmetered - Continuous | 336 | 245 | 32.87 | 32.87 | 83 | 244020 | 32738.52 |  | 0.336 | 27.888 | 27.888 | 245 | 32.87 | --- | -7.88 | OK | 40.75 | 40.75 | 23.97% |  | 40587
1 | 1 | 0 | 996 | Misc. Unmetered - Photocell | 336 | 112 | 18.82 | 18.82 | 1 | 1344 | 225.84 |  | 0.336 | 0.336 |  | 112 | 18.82 | --- | -4.5 | OK | 23.32 | 23.32 | 23.91% |  | 279.84
10 | 8 | -2 | 997 | Misc. Unmetered - Photocell | 500 | 167 | 28.06 | 28.06 | 8 | 16032 | 2693.76 |  | 0.5 | 4 |  | 167 | 28.06 | --- | -6.7 | OK | 34.76 | 34.76 | 23.88% |  | 3336.96
213 | 213 | 0 | 998 | Misc. Unmetered - DMS IU Pwr. Cabinet | 764 | 654 | 87.71 | 87.71 | 213 | 1671624 | 224186.76 |  | 0.896 | 190.848 | 190.848 | 654 | 87.71 | --- | -21.06 | OK | 108.77 | 108.77 | 24.01% | Manually Adjusted by 0.26% Rate Increase | 278016.12
9 | 8 | -1 | 999 | Misc. Unmetered - Continuous | 144 | 105 | 14.1 | 14.1 | 8 | 10080 | 1353.6 |  | 0.144 | 1.152 | 1.152 | 105 | 14.1 | --- | -3.38 | OK | 17.48 | 17.48 | 23.97% |  | 1678.08
4 | 4 | 0 | 1003 | Misc. Unmetered Fluor - Photo | 825 | 330 | 55.47 | 55.47 | 4 | 15840 | 2662.56 |  | 0.99 | 3.96 |  | 330 | 55.47 | --- | -13.28 | OK | 68.75 | 68.75 | 23.94% |  | 3300
3 | 3 | 0 | 1004 | Misc Unmetered - Photocell | 720 | 264 | 44.36 | 44.36 | 3 | 9504 | 1596.96 |  | 0.792 | 2.376 |  | 264 | 44.36 | --- | -10.62 | OK | 54.98 | 54.98 | 23.94% |  | 1979.28
1 | 0 | -1 | 1006 | Misc Unmetered - Photocell | 700 | 256 | 43.06 | 43.06 | 0 | 0 | 0 |  | 0.769 | 0 |  | 256 | 43.06 | --- | -10.32 | OK | 53.38 | 53.38 | 23.97% |  | 0
3 | 3 | 0 | 1009 | Misc Unmetered - Photocell | 200 | 3 | 12.29 | 12.29 | 3 | 108 | 442.44 |  | 0.22 | 0.66 |  | 3 | 12.29 | --- | -2.94 | OK | 15.23 | 15.23 | 23.92% |  | 548.28
107 | 102 | -5 | 1010 | DSLAM Power Cabinet | 603 | 380 | 54.59 | 54.59 | 102 | 465120 | 66818.16 |  | 0.693 | 70.686 | 70.686 | 380 | 54.59 | --- | -13.09 | OK | 67.68 | 67.68 | 23.98% |  | 82840.32
1 | 1 | 0 | 1012 | Misc Unmetered - Photocell | 408 | 150 | 25.21 | 25.21 | 1 | 1800 | 302.52 |  | 0.449 | 0.449 |  | 150 | 25.21 | --- | -6.02 | OK | 31.23 | 31.23 | 23.88% |  | 374.76
1 | 1 | 0 | 1013 | Misc Unmetered - Photocell | 395 | 145 | 24.36 | 24.36 | 1 | 1740 | 292.32 |  | 0.435 | 0.435 |  | 145 | 24.36 | --- | -5.84 | OK | 30.2 | 30.2 | 23.97% |  | 362.4
1 | 1 | 0 | 1015 | Misc Unmetered - Photocell | 2844 | 2505 | 421.06 | 421.06 | 1 | 30060 | 5052.72 |  | 7.515 | 7.515 |  | 2505 | 421.06 | --- | -100.81 | OK | 521.87 | 521.87 | 23.94% |  | 6262.44
1 | 1 | 0 | 1018 | Misc Unmetered - 12 hrs/day | 330 | 120 | 19.55 | 19.55 | 1 | 1440 | 234.6 |  | 0.33 | 0.33 |  | 120 | 19.55 | --- | -4.68 | OK | 24.23 | 24.23 | 23.94% |  | 290.76
1 | 1 | 0 | 1019 | Misc Unmetered - Continuous | 228 | 183 | 24.53 | 24.53 | 1 | 2196 | 294.36 |  | 0.251 | 0.251 | 0.251 | 183 | 24.53 | --- | -5.9 | OK | 30.43 | 30.43 | 24.05% |  | 365.16
1 | 1 | 0 | 1020 | Misc Unmetered - Photocell | 320 | 117 | 19.67 | 19.67 | 1 | 1404 | 236.04 |  | 0.352 | 0.352 |  | 117 | 19.67 | --- | -4.71 | OK | 24.38 | 24.38 | 23.95% |  | 292.56
1 | 1 | 0 | 1021 | Misc Unmetered - Photocell | 1955 | 652 | 109.57 | 109.57 | 1 | 7824 | 1314.84 |  | 1.955 | 1.955 |  | 652 | 109.57 | --- | -26.24 | OK | 135.81 | 135.81 | 23.95% |  | 1629.72
1 | 1 | 0 | 1022 | Misc Unmetered - Photocell | 75 | 30 | 5.05 | 5.05 | 1 | 360 | 60.6 |  | 0.09 | 0.09 |  | 30 | 5.05 | --- | -1.2 | OK | 6.25 | 6.25 | 23.76% |  | 75
1 | 1 | 0 | 1023 | Misc Unmetered - Photocell | 1640 | 546 | 91.81 | 91.81 | 1 | 6552 | 1101.72 |  | 1.64 | 1.64 |  | 546 | 91.81 | --- | -21.99 | OK | 113.8 | 113.8 | 23.95% |  | 1365.6
1 | 1 | 0 | 1024 | Misc Unmetered - Photocell | 390 | 143 | 24.04 | 24.04 | 1 | 1716 | 288.48 |  | 0.429 | 0.429 |  | 143 | 24.04 | --- | -5.76 | OK | 29.8 | 29.8 | 23.96% |  | 357.6
1 | 1 | 0 | 1025 | Misc Unmetered - Photocell | 300 | 110 | 18.5 | 18.5 | 1 | 1320 | 222 |  | 0.33 | 0.33 |  | 110 | 18.5 | --- | -4.42 | OK | 22.92 | 22.92 | 23.89% |  | 275.04
2 | 2 | 0 | 1026 | Misc Unmetered - Photocell | 440 | 161 | 27.09 | 27.09 | 2 | 3864 | 650.16 |  | 0.484 | 0.968 |  | 161 | 27.09 | --- | -6.49 | OK | 33.58 | 33.58 | 23.96% |  | 805.92
1 | 1 | 0 | 1030 | Misc. Unmetered - Photocell | 1032 | 378 | 63.57 | 63.57 | 1 | 4536 | 762.84 |  | 1.135 | 1.135 |  | 378 | 63.57 | --- | -15.21 | OK | 78.78 | 78.78 | 23.93% |  | 945.36
1 | 1 | 0 | 1032 | Misc. Unmetered - Continuous | 216 | 173 | 23.24 | 23.24 | 1 | 2076 | 278.88 |  | 0.238 | 0.238 | 0.238 | 173 | 23.24 | --- | -5.58 | OK | 28.82 | 28.82 | 24.01% |  | 345.84
1 | 1 | 0 | 1033 | Misc. Unmetered - Photocell | 375 | 138 | 23.19 | 23.19 | 1 | 1656 | 278.28 |  | 0.413 | 0.413 |  | 138 | 23.19 | --- | -5.55 | OK | 28.74 | 28.74 | 23.93% |  | 344.88
4 | 4 | 0 | 1034 | Misc. Unmetered - Photocell | 560 | 205 | 34.47 | 34.47 | 4 | 9840 | 1654.56 |  | 0.616 | 2.464 |  | 205 | 34.47 | --- | -8.25 | OK | 42.72 | 42.72 | 23.93% |  | 2050.56
1 | 1 | 0 | 1038 | Misc. Unmetered - Photocell | 360 | 133 | 22.38 | 22.38 | 1 | 1596 | 268.56 |  | 0.4 | 0.4 |  | 133 | 22.38 | --- | -5.36 | OK | 27.74 | 27.74 | 23.95% |  | 332.88
1 | 1 | 0 | 1039 | Misc. Unmetered - Photocell | 672 | 267 | 44.86 | 44.86 | 1 | 3204 | 538.32 |  | 0.8 | 0.8 |  | 267 | 44.86 | --- | -10.73 | OK | 55.59 | 55.59 | 23.92% |  | 667.08
1 | 1 | 0 | 1040 | Misc. Unmetered - Photocell | 140 | 56 | 9.43 | 9.43 | 1 | 672 | 113.16 |  | 0.168 | 0.168 |  | 56 | 9.43 | --- | -2.26 | OK | 11.69 | 11.69 | 23.97% |  | 140.28
1 | 1 | 0 | 1043 | Misc. Unmetered - Photocell | 1300 | 586 | 98.46 | 98.46 | 1 | 7032 | 1181.52 |  | 1.757 | 1.757 |  | 586 | 98.46 | --- | -23.57 | OK | 122.03 | 122.03 | 23.94% |  | 1464.36
1 | 1 | 0 | 1044 | Misc. Unmetered - Photocell | 340 | 123 | 20.69 | 20.69 | 1 | 1476 | 248.28 |  | 0.37 | 0.37 |  | 123 | 20.69 | --- | -4.96 | OK | 25.65 | 25.65 | 23.97% |  | 307.8
1 | 1 | 0 | 1045 | Misc. Unmetered - Photocell | 720 | 275 | 46.21 | 46.21 | 1 | 3300 | 554.52 |  | 0.824 | 0.824 |  | 275 | 46.21 | --- | -11.06 | OK | 57.27 | 57.27 | 23.93% |  | 687.24
1 | 1 | 0 | 1046 | Misc. Unmetered - Photocell | 360 | 137 | 23.03 | 23.03 | 1 | 1644 | 276.36 |  | 0.412 | 0.412 |  | 137 | 23.03 | --- | -5.52 | OK | 28.55 | 28.55 | 23.97% |  | 342.6
6 | 2 | -4 | 1047 | 250 & 400 M/A Light ( Maint. & Cap. Only) | 0 | 0 | 17.9378 | 17.9378 | 2 | 0 | 430.507 | 1291.5209 | 0 | 0 |  | 0 | 17.9378 | --- | --- | OK | 17.9378 | 17.9378 | 0% | Cap. & Maint. Chg. for 250W M/A Light | 430.507 | 430.507
1 | 1 | 0 | 1049 | Misc. Unmetered - Photocell | 150 | 60 | 10.08 | 10.08 | 1 | 720 | 120.96 |  | 0.18 | 0.18 |  | 60 | 10.08 | --- | -2.42 | OK | 12.5 | 12.5 | 24.01% |  | 150
1 | 1 | 0 | 1050 | Misc. Unmetered - Continuous | 400 | 321 | 43.06 | 43.06 | 1 | 3852 | 516.72 |  | 0.44 | 0.44 | 0.44 | 321 | 43.06 | --- | -10.34 | OK | 53.4 | 53.4 | 24.01% |  | 640.8
1 | 1 | 0 | 1051 | Misc. Unmetered - Photocell | 1435 | 574 | 96.47 | 96.47 | 1 | 6888 | 1157.64 |  | 1.722 | 1.722 |  | 574 | 96.47 | --- | -23.08 | OK | 119.55 | 119.55 | 23.92% |  | 1434.6
1 | 1 | 0 | 1054 | Misc. Unmetered - Photocell | 4725 | 1818 | 305.59 | 305.59 | 1 | 21816 | 3667.08 |  | 5.454 | 5.454 |  | 1818 | 305.59 | --- | -73.17 | OK | 378.76 | 378.76 | 23.94% |  | 4545.12
1 | 1 | 0 | 1055 | Misc. Unmetered - Continuous | 90 | 66 | 8.85 | 8.85 | 1 | 792 | 106.2 |  | 0.09 | 0.09 | 0.09 | 66 | 8.85 | --- | -2.12 | OK | 10.97 | 10.97 | 23.95% |  | 131.64
1 | 1 | 0 | 1057 | Misc. Unmetered - Photocell | 1260 | 436 | 73.3 | 73.3 | 1 | 5232 | 879.6 |  | 1.308 | 1.308 |  | 436 | 73.3 | --- | -17.55 | OK | 90.85 | 90.85 | 23.94% |  | 1090.2
1 | 0 | -1 | 1060 | Misc. Unmetered - Photocell | 320 | 124 | 20.82 | 20.82 | 0 | 0 | 0 |  | 0.372 | 0 |  | 124 | 20.82 | --- | -4.99 | OK | 25.81 | 25.81 | 23.97% |  | 0
1 | 1 | 0 | 1062 | Misc. Unmetered - Photocell | 228 | 99 | 16.61 | 16.61 | 1 | 1188 | 199.32 |  | 0.296 | 0.296 |  | 99 | 16.61 | --- | -3.98 | OK | 20.59 | 20.59 | 23.96% |  | 247.08
1 | 1 | 0 | 1063 | Misc. Unmetered - Photocell | 510 | 200 | 33.62 | 33.62 | 1 | 2400 | 403.44 |  | 0.6 | 0.6 |  | 200 | 33.62 | --- | -8.04 | OK | 41.66 | 41.66 | 23.91% |  | 499.92
3 | 3 | 0 | 1064 | Misc. Unmetered - Photocell | 40 | 13 | 4.3479 | 4.3479 | 3 | 468 | 156.524 |  | 0.04 | 0.12 |  | 13 | 4.3479 | --- | -0.72556 | OK | 5.0735 | 5.0735 | 16.69% | Miniumum rate Applied | 182.6442
1 | 1 | 0 | 1066 | Misc. Unmetered - Photocell | 550 | 205 | 34.45 | 34.45 | 1 | 2460 | 413.4 |  | 0.55 | 0.55 |  | 205 | 34.45 | --- | -8.24 | OK | 42.69 | 42.69 | 23.92% |  | 512.28
2 | 2 | 0 | 1067 | Misc. Unmetered - Photocell | 400 | 73 | 12.29 | 12.29 | 2 | 1752 | 294.96 |  | 0.4 | 0.8 |  | 73 | 12.29 | --- | -2.94 | OK | 15.23 | 15.23 | 23.92% |  | 365.52
1 | 1 | 0 | 1068 | Misc. Unmetered - Photocell | 880 | 336 | 56.49 | 56.49 | 1 | 4032 | 677.88 |  | 0.88 | 0.88 |  | 336 | 56.49 | --- | -13.53 | OK | 70.02 | 70.02 | 23.95% |  | 840.24
1 | 1 | 0 | 1069 | Misc. Unmetered - Photocell | 5004 | 1668 | 280.38 | 280.38 | 1 | 20016 | 3364.56 |  | 5.004 | 5.004 |  | 1668 | 280.38 | --- | -67.14 | OK | 347.52 | 347.52 | 23.95% |  | 4170.24
1 | 1 | 0 | 1071 | Misc. Unmetered - Photocell | 825 | 340 | 57.15 | 57.15 | 1 | 4080 | 685.8 |  | 0.96 | 0.96 |  | 340 | 57.15 | --- | -13.68 | OK | 70.83 | 70.83 | 23.94% |  | 849.96
1 | 1 | 0 | 1073 | Misc. Unmetered - Photocell | 434 | 172 | 28.89 | 28.89 | 1 | 2064 | 346.68 |  | 0.516 | 0.516 |  | 172 | 28.89 | --- | -6.92 | OK | 35.81 | 35.81 | 23.95% |  | 429.72
1 | 1 | 0 | 1075 | Misc. Unmetered - Photocell | 1320 | 480 | 80.69 | 80.69 | 1 | 5760 | 968.28 |  | 1.44 | 1.44 |  | 480 | 80.69 | --- | -19.31 | OK | 100 | 100 | 23.93% |  | 1200
1 | 1 | 0 | 1076 | Misc. Unmetered - Photocell | 590 | 226 | 37.94 | 37.94 | 1 | 2712 | 455.28 |  | 0.676 | 0.676 |  | 226 | 37.94 | --- | -9.08 | OK | 47.02 | 47.02 | 23.93% |  | 564.24
4 | 2 | -2 | 1077 | Misc. Unmetered - Continuous | 700 | 561 | 75.25 | 75.25 | 2 | 13464 | 1806 |  | 0.768 | 1.536 | 1.536 | 561 | 75.25 | --- | -18.07 | OK | 93.32 | 93.32 | 24.01% |  | 2239.68
1 | 1 | 0 | 1078 | Misc. Unmetered - Continuous | 1870 | 1679 | 225.22 | 225.22 | 1 | 20148 | 2702.64 |  | 2.3 | 2.3 | 2.3 | 1679 | 225.22 | --- | -54.06 | OK | 279.28 | 279.28 | 24% |  | 3351.36
1 | 1 | 0 | 1079 | Misc. Unmetered - Photocell | 600 | 224 | 37.63 | 37.63 | 1 | 2688 | 451.56 |  | 0.672 | 0.672 |  | 224 | 37.63 | --- | -9.01 | OK | 46.64 | 46.64 | 23.94% |  | 559.68
1 | 1 | 0 | 1081 | Misc. Unmetered - Photocell | 102 | 37 | 6.22 | 6.22 | 1 | 444 | 74.64 |  | 0.112 | 0.112 |  | 37 | 6.22 | --- | -1.5 | OK | 7.72 | 7.72 | 24.12% |  | 92.64
1 | 1 | 0 | 1082 | Misc. Unmetered - Photocell | 1320 | 504 | 84.7 | 84.7 | 1 | 6048 | 1016.4 |  | 1.512 | 1.512 |  | 504 | 84.7 | --- | -20.28 | OK | 104.98 | 104.98 | 23.94% |  | 1259.76
1 | 1 | 0 | 1083 | Misc. Unmetered - Photocell | 450 | 165 | 27.74 | 27.74 | 1 | 1980 | 332.88 |  | 0.495 | 0.495 |  | 165 | 27.74 | --- | -6.64 | OK | 34.38 | 34.38 | 23.94% |  | 412.56
1 | 1 | 0 | 1084 | Misc. Unmetered - Photocell | 162 | 59 | 9.96 | 9.96 | 1 | 708 | 119.52 |  | 0.178 | 0.178 |  | 59 | 9.96 | --- | -2.38 | OK | 12.34 | 12.34 | 23.9% |  | 148.08
1 | 1 | 0 | 1086 | Misc. Unmetered - Photocell | 720 | 264 | 44.36 | 44.36 | 1 | 3168 | 532.32 |  | 0.792 | 0.792 |  | 264 | 44.36 | --- | -10.62 | OK | 54.98 | 54.98 | 23.94% |  | 659.76
4 | 4 | 0 | 1088 | Misc. Unmetered - Photocell | 1800 | 684 | 114.95 | 114.95 | 4 | 32832 | 5517.6 |  | 2.052 | 8.208 |  | 684 | 114.95 | --- | -27.53 | OK | 142.48 | 142.48 | 23.95% |  | 6839.04
1 | 1 | 0 | 1090 | Misc. Unmetered - Photocell | 792 | 264 | 44.36 | 44.36 | 1 | 3168 | 532.32 |  | 0.792 | 0.792 |  | 264 | 44.36 | --- | -10.62 | OK | 54.98 | 54.98 | 23.94% |  | 659.76
1 | 1 | 0 | 1091 | Misc. Unmetered - Photocell | 1520 | 793 | 115.4 | 115.4 | 1 | 9516 | 1384.8 |  | 1.52 | 1.52 |  | 793 | 115.4 | --- | -27.67 | OK | 143.07 | 143.07 | 23.98% |  | 1716.84
1 | 1 | 0 | 1092 | Misc. Unmetered - Photocell | 2400 | 58 | 37.01 | 37.01 | 1 | 696 | 444.12 |  | 2.4 | 2.4 |  | 58 | 37.01 | --- | -8.8 | OK | 45.81 | 45.81 | 23.78% |  | 549.72
1 | 1 | 0 | 1093 | Misc. Unmetered - Photocell | 120 | 44 | 7.37 | 7.37 | 1 | 528 | 88.44 |  | 0.132 | 0.132 |  | 44 | 7.37 | --- | -1.77 | OK | 9.14 | 9.14 | 24.02% |  | 109.68
1 | 1 | 0 | 1094 | Misc. Unmetered - Photocell | 385 | 128 | 30.25 | 30.25 | 1 | 1536 | 363 |  | 0.385 | 0.385 |  | 128 | 30.25 | --- | -7.26 | OK | 37.51 | 37.51 | 24% | -7.26 | 450.12
1 | 1 | 0 | 393 | Misc. Unmetered - Photocell | 75 | 25 | 4.3379 | 4.3379 | 1 | 300 | 52.0547 |  | 0.075 | 0.075 |  | 25 | 4.3379 | --- | -0.86211 | OK | 5.2 | 5.2 | 19.87% | Minimumrate applied | 62.4
2 | 2 | 0 | 394 | Misc. Unmetered - Photocell | 900 | 657 | 88.12 | 88.12 | 2 | 15768 | 2114.88 |  | 0.9 | 1.8 |  | 657 | 88.12 | --- | -21.16 | OK | 109.28 | 109.28 | 24.01% |  | 2622.72
3 | 1 | -2 | 395 | Misc. Unmetered - Photocell | 137 | 47 | 7.79 | 7.79 | 1 | 564 | 93.48 |  | 0.137 | 0.137 |  | 47 | 7.79 | --- | -1.87 | OK | 9.66 | 9.66 | 24.01% |  | 115.92
1 | 1 | 0 | 396 | Misc. Unmetered - Photocell | 124 | 48 | 7.66 | 7.66 | 1 | 576 | 91.92 |  | 0.124 | 0.124 |  | 48 | 7.66 | --- | -1.84 | OK | 9.5 | 9.5 | 24.02% |  | 114
1 | 1 | 0 | 397 | CN Rail - Switch at Parrsborro |  | 461 | 86.8368 | 86.8368 | 1 | 5530 | 1042.0414 |  | 0 | 0 |  | 461 | 86.8368 | --- | -18.3796 | OK | 105.2164 | 105.2164 | 21.17% | Calculated using Small General tariff | 1262.5972
1 | 1 | 0 | 398 | CN Rail - Switch at Parrsborro |  | 519 | 95.2268 | 95.2268 | 1 | 6223 | 1142.7214 |  | 0 | 0 |  | 519 | 95.2268 | --- | -19.9796 | OK | 115.2064 | 115.2064 | 20.98% | Calculated using Small General tariff | 1382.4772
1 | 1 | 0 | 353 | Misc. Unmetered - Photocell | 1100 | 403 | 67.77 | 67.77 | 1 | 4836 | 813.24 |  | 1.21 | 1.21 |  | 403 | 67.77 | --- | -16.22 | OK | 83.99 | 83.99 | 23.93% |  | 1007.88
1 | 1 | 0 | 1095 | Misc. Unmetered - Photocell | 690 | 304 | 51.14 | 51.14 | 1 | 3648 | 613.68 |  | 0.913 | 0.913 | 0.913 | 304 | 51.14 | --- | -12.24 | OK | 63.38 | 63.38 | 23.93% |  | 760.56
1 | 1 | 0 | 1096 | Misc. Unmetered - Photocell | 2165 | 866 | 145.59 | 145.59 | 1 | 10392 | 1747.08 |  | 2.598 | 2.598 | 2.598 | 866 | 145.59 | --- | -34.86 | OK | 180.45 | 180.45 | 23.94% |  | 2165.4
1 | 0 | -1 | 1097 | Misc. Unmetered - Photocell | 300 | 115 | 19.32 | 19.32 | 0 | 0 | 0 |  | 0.344 | 0 |  | 115 | 19.32 | --- | -4.62 | OK | 23.94 | 23.94 | 23.91% |  | 0
1 | 1 | 0 | 1098 | Misc. Unmetered - Photocell | 375 | 132 | 22.18 | 22.18 | 1 | 1584 | 266.16 |  | 0.396 | 0.396 |  | 132 | 22.18 | --- | -5.31 | OK | 27.49 | 27.49 | 23.94% |  | 329.88
1 | 1 | 0 | 1099 | Misc. Unmetered - Photocell | 0 | 3 | 16.4568 | 16.4568 | 1 | 36 | 197.4814 |  | 0 | 0 |  | 3 | 16.4568 | --- | -5.6996 | OK | 22.1564 | 22.1564 | 34.63% | Fixed - Based on minimum charge | 265.8772
1 | 1 | 0 | 1100 | Misc. Unmetered - Photocell | 500 | 100 | 20.98 | 20.98 | 1 | 1200 | 251.76 |  | 0.5 | 0.5 |  | 100 | 20.98 | --- | -5 | OK | 25.98 | 25.98 | 23.83% |  | 311.76
1 | 1 | 0 | 1104 | Misc. Unmetered - Photocell | 1000 | 240 | 46.17 | 46.17 | 1 | 2880 | 554.04 |  | 1 | 1 |  | 240 | 46.17 | --- | -11.04 | OK | 57.21 | 57.21 | 23.91% |  | 686.52
30 | 28 | -2 | 834 | 1 - 375W Eastlink Power Supply | 595 | 344 | 47.07 | 47.07 | 28 | 115584 | 15815.52 |  |  |  |  | 344 | 47.07 | --- | -11.69 | OK | 58.76 | 58.76 | 24.84% | Adjust the rate to agreeto 2015 | 19743.36
1 | 1 | 0 | 1105 | CN Railway Switch - Londonberry |  | 129 | 33.69 | 33.69 | 1 | 1548 | 404.28 |  |  |  |  | 129 | 33.69 | --- | -3.54 | OK | 37.23 | 37.23 | 10.51% |  | 446.76
1 | 1 | 0 | 1106 | CN Railway Switch - Parrsboro |  | 5 | 13.47 | 13.47 | 1 | 60 | 161.64 |  |  |  |  | 5 | 13.47 | --- | -0.13 | OK | 13.6 | 13.6 | 0.9651% |  | 163.2
1 | 1 | 0 | 1108 | 204W Misc Unmetered Continuous | 204 | 173 | 23.19 | 23.19 | 1 | 2076 | 278.28 |  |  |  |  | 173 | 23.19 | --- | -5.56 | OK | 28.75 | 28.75 | 23.98% |  | 345
1 | 2 | 1 | 1109 | 660W Misc Unmetered - Photocell | 660 | 248 | 41.69 | 41.69 | 2 | 5952 | 1000.56 |  |  |  |  | 248 | 41.69 | --- | -9.99 | OK | 51.68 | 51.68 | 23.96% |  | 1240.32
1 | 1 | 0 | 1113 | 1680W Misc Unmetered - Continuous | 1680 | 1382 | 185.4 | 185.4 | 1 | 16584 | 2224.8 |  |  |  |  | 1382 | 185.4 | --- | -44.5 | OK | 229.9 | 229.9 | 24% |  | 2758.8
5 | 5 | 0 | 1115 | Halifax Bridge Commission - Signage | 7500 | 1095 | 146.88 | 146.88 | 5 | 65700 | 8812.8 |  |  |  |  | 1095 | 146.88 | --- | -35.25 | OK | 182.13 | 182.13 | 24% |  | 10927.8
10 | 10 | 0 | 1118 | 40W Traffic Camera | 40 | 15 | 17.51 | 17.51 | 10 | 1800 | 2101.2 |  |  |  |  | 15 | 17.51 | --- | --- | OK | 17.51 | 17.51 | 0% | Minimum Charge applied | 2101.2
1 | 0 | -1 | 1121 | Misc Unmetered - 180W Photocell | 180 | 66 | 11.11 | 11.11 | 0 | 0 | 0 |  |  |  |  | 66 | 11.11 | --- | -2.66 | OK | 13.77 | 13.77 | 23.94% |  | 0
1 | 1 | 0 | 1122 | Misc Unmetered - 82W | 82 | 27 | 16.4568 | 16.4568 | 1 | 324 | 197.4814 |  |  |  |  | 27 | 16.4568 | --- | -5.6996 | OK | 22.1564 | 22.1564 | 34.63% | Minimum Charge applied | 265.8772
1 | 1 | 0 | 1123 | 110W Misc Unmetered - Photocell | 110 | 37 | 6.2 | 6.2 | 1 | 444 | 74.4 |  |  |  |  | 37 | 6.2 | --- | -1.48 | OK | 7.68 | 7.68 | 23.87% |  | 92.16
1 | 1 | 0 | 1125 | 1200W Misc Unmetered Photocell | 1200 | 486 | 81.72 | 81.72 | 1 | 5832 | 980.64 |  |  |  |  | 486 | 81.72 | --- | -19.57 | OK | 101.29 | 101.29 | 23.95% |  | 1215.48
1 | 1 | 0 | 1127 | 2420W Misc Unmetered-Photocell | 2420 | 981 | 164.92 | 164.92 | 1 | 11772 | 1979.04 |  |  |  |  | 981 | 164.92 | --- | -39.48 | OK | 204.4 | 204.4 | 23.94% |  | 2452.8
1 | 1 | 0 | 1131 | Misc. Sign 425W Photocell | 425 | 163 | 27.4 | 27.4 | 1 | 1956 | 328.8 |  |  |  |  | 163 | 27.4 | --- | -6.57 | OK | 33.97 | 33.97 | 23.98% |  | 407.64
1 | 1 | 0 | 1133 | Misc. Sign 1890W - Photocell | 1890 | 693 | 116.49 | 116.49 | 1 | 8316 | 1397.88 |  |  |  |  | 693 | 116.49 | --- | -27.9 | OK | 144.39 | 144.39 | 23.95% |  | 1732.68
1 | 1 | 0 | 1140 | Misc LED Sign | 2040 | 1092 | 162 | 162 | 1 | 13104 | 1944 |  |  |  |  | 1092 | 162 | --- | -38.86 | OK | 200.86 | 200.86 | 23.99% |  | 2410.32
54 | 54 | 0 | 1144 | 82w Individual Decorative Light | 82 | 27 | 4.54 | 4.54 | 54 | 17496 | 2941.92 |  |  |  |  | 27 | 4.54 | --- | -1.08 | OK | 5.62 | 5.62 | 23.79% |  | 3641.76
1 | 1 | 0 | 1145 | 230W Misc LED Lights | 230 | 77 | 12.92 | 12.92 | 1 | 924 | 155.04 |  |  |  |  | 77 | 12.92 | --- | -3.09 | OK | 16.01 | 16.01 | 23.92% |  | 192.12
1 | 1 | 0 | 1146 | 280W Business Sign | 280 | 204 | 25.59 | 25.59 | 1 | 2448 | 307.08 |  |  |  |  | 204 | 25.59 | --- | -6.56 | OK | 32.15 | 32.15 | 25.64% |  | 385.8
3 | 4 | 1 | 1149 | 1 - 129W LED Street Light | 129 | 4.83 | 7.24 | 7.24 | 4 | 231.84 | 347.52 |  |  |  |  | 4.83 | 7.24 | --- | -1.73 | OK | 8.97 | 8.97 | 23.9% |  | 430.56
1 | 1 | 0 | 1150 | 200W Business Sign - Continuous | 200 | 186 | 16.4568 | 16.4568 | 1 | 2232 | 197.4814 |  |  |  |  | 186 | 16.4568 | --- | -5.6996 | OK | 22.1564 | 22.1564 | 34.63% |  | 265.8772
1 | 1 | 0 | 1151 | 2400W Misc Lights | 2400 | 840 | 141.19 | 141.19 | 1 | 10080 | 1694.28 |  |  |  |  | 840 | 141.19 | --- | -33.81 | OK | 175 | 175 | 23.95% |  | 2100
1 | 1 | 0 | 1152 | 8 - 250W High Pressure Sodium Lights - Photocell | 2000 | 813 | 136.68 | 136.68 | 1 | 9756 | 1640.16 |  |  |  |  | 813 | 136.68 | --- | -32.73 | OK | 169.41 | 169.41 | 23.95% |  | 2032.92
1 | 1 | 0 | 1153 | 705 Msc Sign - Photocell | 705 | 271 | 45.59 | 45.59 | 1 | 3252 | 547.08 |  |  |  |  | 271 | 45.59 | --- | -10.91 | OK | 56.5 | 56.5 | 23.93% |  | 678
1 | 1 | 0 | 1154 | 2 - 400W Meal Halide - Photocell | 800 | 293 | 64.1268 | 64.1268 | 1 | 3516 | 769.5214 |  |  |  |  | 293 | 64.1268 | --- | -14.0496 | OK | 78.1764 | 78.1764 | 21.91% |  | 938.1172
1 | 1 | 0 | 1157 | 4 - 15W Misc Sign | 60 | 23 | 4.3479 | 4.3479 | 1 | 276 | 52.1747 |  |  |  |  | 23 | 4.3479 | --- | -0.72556 | OK | 5.0735 | 5.0735 | 16.69% | Minimum Charge applied | 60.8814
3 | 3 | 0 | 1158 | 396W -Crosswalk Light | 396 | 148 | 24.91 | 24.91 | 3 | 5328 | 896.76 |  |  |  |  | 148 | 24.91 | --- | -5.97 | OK | 30.88 | 30.88 | 23.97% |  | 1111.68
1 | 1 | 0 | 1161 | 660W Pylon Sign | 660 | 220 | 36.97 | 36.97 | 1 | 2640 | 443.64 |  |  |  |  | 220 | 36.97 | --- | -8.86 | OK | 45.83 | 45.83 | 23.97% |  | 549.96
1 | 1 | 0 | 1162 | Misc Camera | 495 | 45 | 16.4568 | 16.4568 | 1 | 540 | 197.4814 |  |  |  |  | 45 | 16.4568 | --- | -5.6996 | OK | 22.1564 | 22.1564 | 34.63% | Minimum Charge applied | 265.8772
1 | 1 | 0 | 1163 | 300W Metal Halide Sign | 300 | 95 | 16.5 | 16.5 | 1 | 1140 | 198 |  |  |  |  | 95 | 16.5 | --- | -3.97 | OK | 20.47 | 20.47 | 24.06% |  | 245.64
1 | 1 | 0 | 1164 | 1188W Pylon Sign | 1188 | 479 | 80.5 | 80.5 | 1 | 5748 | 966 |  |  |  |  | 479 | 80.5 | --- | -19.27 | OK | 99.77 | 99.77 | 23.94% |  | 1197.24
1 | 0 | -1 | 1166 | Flow Meter | 17 | 12 | 4.3479 | 4.3479 | 0 | 0 | 0 |  |  |  |  | 12 | 4.3479 | --- | -0.72556 | OK | 5.0735 | 5.0735 | 16.69% | Minimum Charge applied | 0
1 | 1 | 0 | 1167 | Misc Wireless Camera Cont | 25 | 18 | 4.3479 | 4.3479 | 1 | 216 | 52.1747 |  |  |  |  | 18 | 4.3479 | --- | -0.72556 | OK | 5.0735 | 5.0735 | 16.69% | Minimum Charge applied | 60.8814
1 | 1 | 0 | 1168 | 38 - Induction Ligths | 3040 | 740 | 141.46 | 141.46 | 1 | 8880 | 1697.52 |  |  |  |  | 740 | 141.46 | --- | -33.84 | OK | 175.3 | 175.3 | 23.92% |  | 2103.6
1 | 1 | 0 | 1169 | 1 - Power Fence | 12 | 9 | 4.3479 | 4.3479 | 1 | 108 | 52.1747 |  |  |  |  | 9 | 4.3479 | --- | -0.72556 | OK | 5.0735 | 5.0735 | 16.69% | Minimum Charge applied | 60.8814
1 | 1 | 0 | 1170 | 1 - 1920W Led Cont | 1920 | 1402 | 188.04 | 188.04 | 1 | 16824 | 2256.48 |  |  |  |  | 1402 | 188.04 | --- | -45.15 | OK | 233.19 | 233.19 | 24.01% |  | 2798.28
1 | 1 | 0 | 1171 | 1 - 96W LED 168 Hrs | 96 | 1 | 4.3479 | 4.3479 | 1 | 12 | 52.1747 |  |  |  |  | 1 | 4.3479 | --- | -0.72556 | OK | 5.0735 | 5.0735 | 16.69% | Minimum Charge applied | 60.8814
1 | 1 | 0 | 1172 | 4858W Pylon Sign | 4858 | 2285 | 342.5 | 342.5 | 1 | 27420 | 4110 |  |  |  |  | 2285 | 342.5 | --- | -82.13 | OK | 424.63 | 424.63 | 23.98% |  | 5095.56
1 | 1 | 0 | 1173 | 12 - 12W LED Light | 144 | 48 | 8.08 | 8.08 | 1 | 576 | 96.96 |  |  |  |  | 48 | 8.08 | --- | -1.93 | OK | 10.01 | 10.01 | 23.89% |  | 120.12
1 | 1 | 0 | 1174 | 1 - 768W Misc Sign | 768 | 308 | 51.78 | 51.78 | 1 | 3696 | 621.36 |  |  |  |  | 308 | 51.78 | --- | -12.4 | OK | 64.18 | 64.18 | 23.95% |  | 770.16
1 | 1 | 0 | 1177 | 1 - 1000W MA | 1000 | 162 | 37.1 | 37.1 | 1 | 1944 | 445.2 |  |  |  |  | 162 | 37.1 | --- | -8.86 | OK | 45.96 | 45.96 | 23.88% |  | 551.52
1 | 1 | 0 | 1185 | 623W Fluorescent Sign | 623 | 208 | 34.96 | 34.96 | 1 | 2496 | 419.52 |  |  |  |  | 208 | 34.96 | --- | -8.38 | OK | 43.34 | 43.34 | 23.97% |  | 520.08
1 | 1 | 0 | 1186 | 450W LED Sign | 450 | 150 | 25.22 | 25.22 | 1 | 1800 | 302.64 |  |  |  |  | 150 | 25.22 | --- | -6.03 | OK | 31.25 | 31.25 | 23.91% |  | 375
1 | 1 | 0 | 1187 | 4284W Sign | 4284 | 1428 | 240.03 | 240.03 | 1 | 17136 | 2880.36 |  |  |  |  | 1428 | 240.03 | --- | -57.48 | OK | 297.51 | 297.51 | 23.95% |  | 3570.12
1 | 1 | 0 | 1188 | 3046W Sign | 3046 | 1016 | 170.72 | 170.72 | 1 | 12192 | 2048.64 |  |  |  |  | 1016 | 170.72 | --- | -40.89 | OK | 211.61 | 211.61 | 23.95% |  | 2539.32
1 | 1 | 0 | 1189 | 940W Sign | 940 | 313 | 52.63 | 52.63 | 1 | 3756 | 631.56 |  |  |  |  | 313 | 52.63 | --- | -12.6 | OK | 65.23 | 65.23 | 23.94% |  | 782.76
1 | 0 | -1 | 1190 | 128W Plyon Sign | 128 | 43 | 7.23 | 7.23 | 0 | 0 | 0 |  |  |  |  | 43 | 7.23 | --- | -1.72 | OK | 8.95 | 8.95 | 23.79% |  | 0
3 | 3 | 0 | 1191 | 240W Fire Alarm Radio | 240 | 80 | 13.45 | 13.45 | 3 | 2880 | 484.2 |  |  |  |  | 80 | 13.45 | --- | -3.22 | OK | 16.67 | 16.67 | 23.94% |  | 600.12
5 | 9 | 4 | 1192 | 60W LED Light | 60 | 44 | 3.36 | 3.36 | 9 | 4752 | 362.88 |  |  |  |  | 44 | 3.36 | --- | -0.8 | OK | 4.16 | 4.16 | 23.81% |  | 449.28
1 | 1 | 0 | 1198 | 1395W Fluorescent Sign | 1395 | 465 | 78.16 | 78.16 | 1 | 5580 | 937.92 |  |  |  |  | 465 | 78.16 | --- | -18.71 | OK | 96.87 | 96.87 | 23.94% |  | 1162.44
1 | 1 | 0 | 1199 | 2000W Cell Phone Micro Po | 2000 | 1460 | 195.83 | 195.83 | 1 | 17520 | 2349.96 |  |  |  |  | 1460 | 195.83 | --- | -47.02 | OK | 242.85 | 242.85 | 24.01% |  | 2914.2
1 | 1 | 0 | 1201 | 876W Pylon Sign | 876 | 292 | 49.08 | 49.08 | 1 | 3504 | 588.96 |  |  |  |  | 292 | 49.08 | --- | -11.74 | OK | 60.82 | 60.82 | 23.92% |  | 729.84
96 | 94 | -2 | 1203 | 134W LED Sign | 134 | 45 | 7.55 | 7.55 | 94 | 50760 | 8516.4 |  |  |  |  | 45 | 7.55 | --- | -1.81 | OK | 9.36 | 9.36 | 23.97% |  | 10558.08
1 | 1 | 0 | 1206 | 1632W Misc Unmetered | 1632 | 8 | 20.43 | 20.43 | 1 | 96 | 245.16 |  |  |  |  | 8 | 20.43 | --- | -4.84 | OK | 25.27 | 25.27 | 23.69% |  | 303.24
1 | 1 | 0 | 1207 | 11W LED Light | 11 | 4 | 1.06 | 1.06 | 1 | 48 | 12.72 |  |  |  |  | 4 | 1.06 | --- | -0.26 | OK | 1.32 | 1.32 | 24.53% |  | 15.84
1 | 1 | 0 | 1209 | Sewer Flow Meter | 105.12 | 9 | 17.9268 | 17.9268 | 1 | 108 | 215.1214 |  |  |  |  | 9 | 17.9268 | --- | -5.9396 | OK | 23.8664 | 23.8664 | 33.13% | Applied the Small General customer charge | 286.3972
1 | 1 | 0 | 1210 | 3817W Pylon Sign | 3817 | 1272 | 213.81 | 213.81 | 1 | 15264 | 2565.72 |  |  |  |  | 1272 | 213.81 | --- | -51.2 | OK | 265.01 | 265.01 | 23.95% |  | 3180.12
1 | 1 | 0 | 1211 | 442.5W Crosswalk Sign | 425 | 142 | 17.51 | 17.51 | 1 | 1704 | 210.12 |  |  |  |  | 142 | 17.51 | --- | --- | OK | 17.51 | 17.51 | 0% |  | 210.12
1 | 1 | 0 | 1212 | 6000W LED Light | 6000 | 2000 | 336.17 | 336.17 | 1 | 24000 | 4034.04 |  |  |  |  | 2000 | 336.17 | --- | -80.5 | OK | 416.67 | 416.67 | 23.95% |  | 5000.04
6 | 6 | 0 | 1213 | 97W LED Light | 97 | 71 | 9.5 | 9.5 | 6 | 5112 | 684 |  |  |  |  | 71 | 9.5 | --- | -2.27 | OK | 11.77 | 11.77 | 23.89% |  | 847.44
2 | 2 | 0 | 1215 | 720W Pylon Sign - Continu | 720 | 526 | 40.34 | 40.34 | 2 | 12624 | 968.16 |  |  |  |  | 526 | 40.34 | --- | -9.66 | OK | 50 | 50 | 23.95% |  | 1200
1 | 1 | 0 | 1216 | 922W Crosswalk Light | 922 | 338 | 56.96 | 56.96 | 1 | 4056 | 683.52 |  |  |  |  | 338 | 56.96 | --- | -13.65 | OK | 70.61 | 70.61 | 23.96% |  | 847.32
1 | 1 | 0 | 1218 | 875W Decorative Light | 875 | 304 | 97.92 | 97.92 | 1 | 3648 | 1175.04 |  |  |  |  | 304 | 97.92 | --- | -23.5 | OK | 121.42 | 121.42 | 24% |  | 1457.04
1 | 1 | 0 | 1220 | Fire Dept Pager | 25 | 1 | 2.24 | 2.24 | 1 | 12 | 26.88 |  |  |  |  | 1 | 2.24 | --- | -0.54 | OK | 2.78 | 2.78 | 24.11% |  | 33.36
1 | 1 | 0 | 1221 | 400W Continuous Crosswalk | 350 | 329 | 39.17 | 39.17 | 1 | 3948 | 470.04 |  |  |  |  | 329 | 39.17 | --- | -9.4 | OK | 48.57 | 48.57 | 24% |  | 582.84
1 | 1 | 0 | 1223 | 46W Business Sign | 46 | 15 | 2.53 | 2.53 | 1 | 180 | 30.36 |  |  |  |  | 15 | 2.53 | --- | -0.61 | OK | 3.14 | 3.14 | 24.11% |  | 37.68
1 | 1 | 0 | 1224 | 1800W Business Sign | 1800 | 652 | 109.59 | 109.59 | 1 | 7824 | 1315.08 |  |  |  |  | 652 | 109.59 | --- | -26.24 | OK | 135.83 | 135.83 | 23.94% |  | 1629.96
5 | 5 | 0 | 1227 | 1 - 4600W Misc Sign | 3400 | 3358 | 450.41 | 450.41 | 5 | 201480 | 27024.6 |  |  |  |  | 3358 | 450.41 | --- | -108.14 | OK | 558.55 | 558.55 | 24.01% |  | 33513
1 | 1 | 0 | 1229 | 800W Pylon Sign | 800 | 339 | 57.03 | 57.03 | 1 | 4068 | 684.36 |  |  |  |  | 339 | 57.03 | --- | -13.64 | OK | 70.67 | 70.67 | 23.92% |  | 848.04
1 | 1 | 0 | 1233 | 288W Pylon Sign | 288 | 210 | 28.19 | 28.19 | 1 | 2520 | 338.28 |  |  |  |  | 210 | 28.19 | --- | -6.78 | OK | 34.97 | 34.97 | 24.05% |  | 419.64
6 | 4 | -2 | 1234 | 1000W Crosswalk | 1000 | 271 | 51.53 | 51.53 | 4 | 13008 | 2473.44 |  |  |  |  | 271 | 51.53 | --- | -12.31 | OK | 63.84 | 63.84 | 23.89% |  | 3064.32
1 | 1 | 0 | 1236 | 696W Pylon Sign | 696 | 256 | 42.98 | 42.98 | 1 | 3072 | 515.76 |  |  |  |  | 256 | 42.98 | --- | -10.28 | OK | 53.26 | 53.26 | 23.92% |  | 639.12
1 | 0 | -1 | 331 | 180W LP Sodium Energy Onl | 70 | 80 | 13.17 | 13.17 | 0 | 0 | 0 |  |  |  |  | 80 | 13.17 | --- | --- | OK | 13.17 | 13.17 | 0% |  | 0
5 | 5 | 0 | 333 | 175W HP Sodium Energy Onl | 175 | 76 | 12.79 | 12.79 | 5 | 4560 | 767.4 |  |  |  |  | 76 | 12.79 | --- | -3.05 | OK | 15.84 | 15.84 | 23.85% |  | 950.4
1 | 1 | 0 | 1240 | 900W Decorative St Lighti | 900 | 300 | 50.42 | 50.42 | 1 | 3600 | 605.04 |  |  |  |  | 300 | 50.42 | --- | -12.08 | OK | 62.5 | 62.5 | 23.96% |  | 750
1 | 1 | 0 | 1243 | 1 - 518.4 W Pylon Sign | 518.4 | 71 | 16.82 | 16.82 | 1 | 852 | 201.84 |  |  |  |  | 71 | 16.82 | --- | -4.01 | OK | 20.83 | 20.83 | 23.84% |  | 249.96
1 | 1 | 0 | 1244 | 1 - 561.6W Pylon Sign | 561.6 | 266 | 44.74 | 44.74 | 1 | 3192 | 536.88 |  |  |  |  | 266 | 44.74 | --- | -10.72 | OK | 55.46 | 55.46 | 23.96% |  | 665.52
1 | 1 | 0 | 1247 | 324W LED Sign | 85 | 108 | 12.32 | 12.32 | 1 | 1296 | 147.84 |  |  |  |  | 108 | 12.32 | --- | -2.98 | OK | 15.3 | 15.3 | 24.19% |  | 183.6
1 | 1 | 0 | 1252 | 1 - 394W LED Billboard sign | 393.6 | 131 | 22.05 | 22.05 | 1 | 1572 | 264.6 |  |  |  |  | 131 | 22.05 | --- | -5.26 | OK | 27.31 | 27.31 | 23.85% |  | 327.72
1 | 1 | 0 | 1253 | 10-20 W Light | 15 | 5 | 0.84 | 0.84 | 1 | 60 | 10.08 |  |  |  |  | 5 | 0.84 | --- | -0.2 | OK | 1.04 | 1.04 | 23.81% |  | 12.48
1 | 1 | 0 | 1254 | 1-1000W LED Sign | 1000 | 304 | 55.97 | 55.97 | 1 | 3648 | 671.64 |  |  |  |  | 304 | 55.97 | --- | -13.48 | OK | 69.45 | 69.45 | 24.08% |  | 833.4
3 | 3 | 0 | 1257 | 250W Directional Light | 249.6 | 128 | 18.72 | 18.72 | 3 | 4608 | 673.92 |  |  |  |  | 128 | 18.72 | --- | -4.49 | OK | 23.21 | 23.21 | 23.99% |  | 835.56
1 | 1 | 0 | 1258 | 234W LED Sign | 234 | 78 | 13.12 | 13.12 | 1 | 936 | 157.44 |  |  |  |  | 78 | 13.12 | --- | -3.13 | OK | 16.25 | 16.25 | 23.86% |  | 195
1 | 1 | 0 | 1261 | 1 - 700W Road Sign | 720 | 117 | 25.89 | 25.89 | 1 | 1404 | 310.68 |  |  |  |  | 117 | 25.89 | --- | -6.19 | OK | 32.08 | 32.08 | 23.91% |  | 384.96
1 | 1 | 0 | 1262 | 1 - 320 W LED Flood Light | 320 | 107 | 17.97 | 17.97 | 1 | 1284 | 215.64 |  |  |  |  | 107 | 17.97 | --- | -4.29 | OK | 22.26 | 22.26 | 23.87% |  | 267.12
1 | 1 | 0 | 1263 | 1- 2000W Misc. Unmetered | 2000 | 122 | 41.95 | 41.95 | 1 | 1464 | 503.4 |  |  |  |  | 122 | 41.95 | --- | -10.01 | OK | 51.96 | 51.96 | 23.86% |  | 623.52
1 | 1 | 0 | 1265 | 4-145W Lights | 580 | 194 | 32.57 | 32.57 | 1 | 2328 | 390.84 |  |  |  |  | 194 | 32.57 | --- | -7.79 | OK | 40.36 | 40.36 | 23.92% |  | 484.32
1 | 1 | 0 | 1266 | 4-200W lights | 800 | 100 | 24.51 | 24.51 | 1 | 1200 | 294.12 |  |  |  |  | 100 | 24.51 | --- | -5.84 | OK | 30.35 | 30.35 | 23.83% |  | 364.2
6 | 6 | 0 | 1267 | 2-40W LED Crosswalk lights | 80 | 27 | 4.51 | 4.51 | 6 | 1944 | 324.72 |  |  |  |  | 27 | 4.51 | --- | -1.09 | OK | 5.6 | 5.6 | 24.17% |  | 403.2
1 | 1 | 0 | 1269 | 59W Security Camera | 59 | 43 | 5.77 | 5.77 | 1 | 516 | 69.24 |  |  |  |  | 43 | 5.77 | --- | -1.39 | OK | 7.16 | 7.16 | 24.09% |  | 85.92
1 | 0 | -1 | 1271 | 128 W Track and Triangular top Sign. | 128 | 43 | 7.23 | 7.23 | 0 | 0 | 0 |  |  |  |  | 43 | 7.23 | --- | -1.72 | OK | 8.95 | 8.95 | 23.79% |  | 0
8 | 6 | -2 | 1275 | 1000W Flood Light | 1000 | 333 | 55.99 | 55.99 | 6 | 23976 | 4031.28 |  |  |  |  | 333 | 55.99 | --- | -13.41 | OK | 69.4 | 69.4 | 23.95% |  | 4996.8
437 | 471 | 34 | 1277 | 1 - 305W Misc. Unmetered - Continuous | 304.7 | 222 | 29.79 | 29.79 | 471 | 1254744 | 168373.08 |  |  |  |  | 222 | 29.79 | --- | -7.16 | OK | 36.95 | 36.95 | 24.03% |  | 208841.4
1 | 1 | 0 | 1279 | 1064W Pylon message board | 1064 | 777 | 104.22 | 104.22 | 1 | 9324 | 1250.64 |  |  |  |  | 777 | 104.22 | --- | -25.03 | OK | 129.25 | 129.25 | 24.02% |  | 1551
1 | 1 | 0 | 1280 | 13-200W LED Luminaries | 2600 | 867 | 145.71 | 145.71 | 1 | 10404 | 1748.52 |  |  |  |  | 867 | 145.71 | --- | -34.89 | OK | 180.6 | 180.6 | 23.94% |  | 2167.2
1 | 1 | 0 | 1281 | 4-110W LED Luminaries | 440 | 147 | 24.69 | 24.69 | 1 | 1764 | 296.28 |  |  |  |  | 147 | 24.69 | --- | -5.91 | OK | 30.6 | 30.6 | 23.94% |  | 367.2
1 | 1 | 0 | 1282 | 1-720W Pylon Sign | 720 | 240 | 40.34 | 40.34 | 1 | 2880 | 484.08 |  |  |  |  | 240 | 40.34 | --- | -9.66 | OK | 50 | 50 | 23.95% |  | 600
1 | 1 | 0 | 1283 | 1-1920W LED Road Sign | 1920 | 934 | 138.62 | 138.62 | 1 | 11208 | 1663.44 |  |  |  |  | 934 | 138.62 | --- | -33.24 | OK | 171.86 | 171.86 | 23.98% |  | 2062.32
1 | 1 | 0 | 1286 | 67.5W Pylon Sign | 67.5 | 23 | 3.85 | 3.85 | 1 | 276 | 46.2 |  |  |  |  | 23 | 3.85 | --- | -0.93 | OK | 4.78 | 4.78 | 24.16% |  | 57.36
2 | 2 | 0 | 1288 | 30W Miscl. Unmetered | 30 | 30 | 2.95 | 2.95 | 2 | 720 | 70.8 |  |  |  |  | 30 | 2.95 | --- | -0.71 | OK | 3.66 | 3.66 | 24.07% |  | 87.84
5 | 6 | 1 | 1289 | 400W Metal Halide Photocell | 400 | 400 | 22.38 | 22.38 | 6 | 28800 | 1611.36 |  |  |  |  | 400 | 22.38 | --- | -5.36 | OK | 27.74 | 27.74 | 23.95% |  | 1997.28
1 | 1 | 0 | 1290 | 742.5W LED Electronic Sign | 742.5 | 407 | 58.46 | 58.46 | 1 | 4884 | 701.52 |  |  |  |  | 407 | 58.46 | --- | -14.04 | OK | 72.5 | 72.5 | 24.02% |  | 870
1 | 1 | 0 | 1292 | 1 - 1000W LED sign | 720 | 333 | 70.54 | 70.54 | 1 | 3996 | 846.48 |  |  |  |  | 333 | 70.54 | --- | -16.94 | OK | 87.48 | 87.48 | 24.01% |  | 1049.76
1 | 1 | 0 | 1293 | 1123.5 W Pylon Sign | 2508 | 375 | 153.75 | 153.75 | 1 | 4500 | 1845 |  |  |  |  | 375 | 153.75 | --- | -37.05 | OK | 190.8 | 190.8 | 24.1% |  | 2289.6
1 | 1 | 0 | 1294 | 10560 W Electronic Billbaord | 10560 | 7709 | 1034.03 | 1034.03 | 1 | 92508 | 12408.36 |  |  |  |  | 7709 | 1034.03 | --- | -248.24 | OK | 1282.27 | 1282.27 | 24.01% |  | 15387.24
32 | 32 | 0 | 1299 | 1-27W LED Holiday Lights | 27 | 27 | 1.58 | 1.58 | 32 | 10368 | 606.72 |  |  |  |  | 27 | 1.58 | --- | -0.39 | OK | 1.97 | 1.97 | 24.68% |  | 756.48
1 | 1 | 0 | 1300 | 544 W Crosswalk Sign | 544 | 181 | 30.45 | 30.45 | 1 | 2172 | 365.4 |  |  |  |  | 181 | 30.45 | --- | -7.3 | OK | 37.75 | 37.75 | 23.97% |  | 453
1 | 1 | 0 | 1301 | 1380 LED sign board Sign | 1380 | 460 | 77.32 | 77.32 | 1 | 5520 | 927.84 |  |  |  |  | 460 | 77.32 | --- | -18.51 | OK | 95.83 | 95.83 | 23.94% |  | 1149.96
1 | 1 | 0 | 1304 | 2-38 W LED Signs | 76 | 25 | 4.22 | 4.22 | 1 | 300 | 50.64 |  |  |  |  | 25 | 4.22 | --- | -1.01 | OK | 5.23 | 5.23 | 23.93% |  | 62.76
1 | 0 | -1 | 1305 | 1584 W LED Signs | 1584 | 1156 | 155.07 | 155.07 | 0 | 0 | 0 |  |  |  |  | 1156 | 155.07 | --- | -37.24 | OK | 192.31 | 192.31 | 24.01% |  | 0
97 | 97 | 0 | 1306 | 12W Misc. Small Loads | 12 | 9 | 1.18 | 1.18 | 97 | 10476 | 1373.52 |  |  |  |  | 9 | 1.18 | --- | -0.28 | OK | 1.46 | 1.46 | 23.73% |  | 1699.44
1 | 1 | 0 | 1307 | 60W LED Cross walk signs | 60 | 20 | 3.36 | 3.36 | 1 | 240 | 40.32 |  |  |  |  | 20 | 3.36 | --- | -0.8 | OK | 4.16 | 4.16 | 23.81% |  | 49.92
1 | 1 | 0 | 1308 | 1800W 3 Sided LED Pylon Sign | 1800 | 600 | 100.85 | 100.85 | 1 | 7200 | 1210.2 |  |  |  |  | 600 | 100.85 | --- | -24.15 | OK | 125 | 125 | 23.95% |  | 1500
15 | 15 | 0 | 1310 | 60W LED Caster Lighting | 60 | 20 | 3.36 | 3.36 | 15 | 3600 | 604.8 |  |  |  |  | 20 | 3.36 | --- | -0.8 | OK | 4.16 | 4.16 | 23.81% |  | 748.8
1 | 1 | 0 | 1311 | 2400 W Misc. Small Loads | 2400 | 1752 | 234.99 | 234.99 | 1 | 21024 | 2819.88 |  |  |  |  | 1752 | 234.99 | --- | -56.43 | OK | 291.42 | 291.42 | 24.01% |  | 3497.04
1 | 1 | 0 | 1312 | 1 - 60 W Misc. Unmetered - Continous | 60 | 44 | 5.9 | 5.9 | 1 | 528 | 70.8 |  |  |  |  | 44 | 5.9 | --- | -1.4 | OK | 7.3 | 7.3 | 23.73% |  | 87.6
1 | 1 | 0 | 1314 | 1 - 748 W Misc. Load-Continous | 748 | 546 | 73.26 | 73.26 | 1 | 6552 | 879.12 |  |  |  |  | 546 | 73.26 | --- | -17.58 | OK | 90.84 | 90.84 | 24% |  | 1090.08
4 | 4 | 0 | 1317 | 1 - 2611W Miscl Loads | 2611 | 1046 | 164.46 | 164.46 | 4 | 50208 | 7894.08 |  |  |  |  | 1046 | 164.46 | --- | -39.43 | OK | 203.89 | 203.89 | 23.98% |  | 9786.72
1 | 1 | 0 | 1319 | 1 - 1363W Miscl Small Load | 1363.3 | 456 | 76.56 | 76.56 | 1 | 5472 | 918.72 |  |  |  |  | 456 | 76.56 | --- | -18.34 | OK | 94.9 | 94.9 | 23.96% |  | 1138.8
1 | 1 | 0 | 1320 | 400W Metal Halide Op Only | 400 | 150 | 68.42 | 68.42 | 1 | 1800 | 821.04 |  |  |  |  | 150 | 68.42 | --- | 37.17 | OK | 31.25 | 31.25 | -54.33% |  | 375
2 | 2 | 0 | 1321 | 1 - 698.5W Miscl Small Load | 698.5 | 510 | 68.42 | 68.42 | 2 | 12240 | 1642.08 |  |  |  |  | 510 | 68.42 | --- | -16.43 | OK | 84.85 | 84.85 | 24.01% |  | 2036.4
1 | 1 | 0 | 1322 | 30W Sign | 30 | 10 | 1.68 | 1.68 | 1 | 120 | 20.16 |  |  |  |  | 10 | 1.68 | --- | -0.4 | OK | 2.08 | 2.08 | 23.81% |  | 24.96
1 | 0 | -1 | 1323 | 1 - 1528.2 W LED Light | 1528.2 | 186 | 46.06 | 46.06 | 0 | 0 | 0 |  |  |  |  | 186 | 46.06 | --- | -10.99 | OK | 57.05 | 57.05 | 23.86% |  | 0
2 | 2 | 0 | 1324 | 1 - Misc. Crosswalk Sign - 336W | 336 | 164 | 26.69 | 26.69 | 2 | 3936 | 640.56 |  |  |  |  | 164 | 26.69 | --- | -6.4 | OK | 33.09 | 33.09 | 23.98% |  | 794.16
1 | 0 | -1 | 1325 | 122W Miscl Cont. Small Load | 122 | 89 | 11.92 | 11.92 | 0 | 0 | 0 |  |  |  |  | 89 | 11.92 | --- | -2.87 | OK | 14.79 | 14.79 | 24.08% |  | 0
1 | 1 | 0 | 1330 | 1 - 1836W Misc Unmetered Sign | 1836 | 612 | 102.86 | 102.86 | 1 | 7344 | 1234.32 |  |  |  |  | 612 | 102.86 | --- | -24.64 | OK | 127.5 | 127.5 | 23.95% |  | 1530
1 | 1 | 0 | 1332 | 1056W Misc Unmetered Lights | 1056 | 352 | 59.16 | 59.16 | 1 | 4224 | 709.92 |  |  |  |  | 352 | 59.16 | --- | -14.16 | OK | 73.32 | 73.32 | 23.94% |  | 879.84
1 | 1 | 0 | 1335 | 1000 W Metal Halide | 1000 | 376 | 110.41 | 110.41 | 1 | 4512 | 1324.92 |  |  |  |  | 376 | 110.41 | --- | -26.52 | OK | 136.93 | 136.93 | 24.02% |  | 1643.16
1 | 1 | 0 | 1340 | 112.6 W Miscl Loads | 45 | 83 | 11.13 | 11.13 | 1 | 996 | 133.56 |  |  |  |  | 83 | 11.13 | --- | -2.67 | OK | 13.8 | 13.8 | 23.99% |  | 165.6
1 | 1 | 0 | 1341 | 198 W Cross Walk Signs | 198 | 66 | 11.11 | 11.11 | 1 | 792 | 133.32 |  |  |  |  | 66 | 11.11 | --- | -2.66 | OK | 13.77 | 13.77 | 23.94% |  | 165.24
1 | 1 | 0 | 1342 | 1240W Sign | 1240 | 413 | 69.43 | 69.43 | 1 | 4956 | 833.16 |  |  |  |  | 413 | 69.43 | --- | -16.63 | OK | 86.06 | 86.06 | 23.95% |  | 1032.72
1 | 1 | 0 | 1345 | 35 W Miscl. Loads | 30 | 22 | 2.95 | 2.95 | 1 | 264 | 35.4 |  |  |  |  | 22 | 2.95 | --- | -0.71 | OK | 3.66 | 3.66 | 24.07% |  | 43.92
1 | 1 | 0 | 1347 | 1 - 120W Radar Speed Sign | 120 | 88 | 11.79 | 11.79 | 1 | 1056 | 141.48 |  |  |  |  | 88 | 11.79 | --- | -2.84 | OK | 14.63 | 14.63 | 24.09% |  | 175.56
1 | 1 | 0 | 1348 | 1113.6 Misc. Unmetered -Photocell | 1113.6 | 371 | 62.38 | 62.38 | 1 | 4452 | 748.56 |  |  |  |  | 371 | 62.38 | --- | -14.94 | OK | 77.32 | 77.32 | 23.95% |  | 927.84
2 | 2 | 0 | 1351 | 22.8 W LED Light | 22.8 | 8 | 1.34 | 1.34 | 2 | 192 | 32.16 |  |  |  |  | 8 | 1.34 | --- | -0.32 | OK | 1.66 | 1.66 | 23.88% |  | 39.84
1 | 1 | 0 | 1353 | 240W Unmetered Misc. Load | 240 | 175 | 23.48 | 23.48 | 1 | 2100 | 281.76 |  |  |  |  | 175 | 23.48 | --- | -5.64 | OK | 29.12 | 29.12 | 24.02% |  | 349.44
1 | 0 | -1 | 1354 | 1000W Metal Halide St Lig | 1000 | 333 | 55.99 | 55.99 | 0 | 0 | 0 |  |  |  |  | 333 | 55.99 | --- | -13.41 | OK | 69.4 | 69.4 | 23.95% |  | 0
29 | 29 | 0 | 1355 | 150W Flood light | 150 | 50 | 8.41 | 8.41 | 29 | 17400 | 2926.68 |  |  |  |  | 50 | 8.41 | --- | -2.01 | OK | 10.42 | 10.42 | 23.9% |  | 3626.16
1 | 1 | 0 | 1356 | 2070W Light | 2070 | 630 | 109.65 | 109.65 | 1 | 7560 | 1315.8 |  |  |  |  | 630 | 109.65 | --- | -26.25 | OK | 135.9 | 135.9 | 23.94% |  | 1630.8
3 | 4 | 1 | 1358 | 260W Flood Light | 260 | 87 | 14.6 | 14.6 | 4 | 4176 | 700.8 |  |  |  |  | 87 | 14.6 | --- | -3.51 | OK | 18.11 | 18.11 | 24.04% |  | 869.28
1 | 2 | 1 | 1360 | 130W Flood Light | 130 | 43 | 7.25 | 7.25 | 2 | 1032 | 174 |  |  |  |  | 43 | 7.25 | --- | -1.73 | OK | 8.98 | 8.98 | 23.86% |  | 215.52
1 | 1 | 0 | 1361 | 3000W Pylong Sign | 300 | 100 | 16.8 | 16.8 | 1 | 1200 | 201.6 |  |  |  |  | 100 | 16.8 | --- | -4.03 | OK | 20.83 | 20.83 | 23.99% |  | 249.96
1 | 1 | 0 | 514 | 1 - 300W LED Traffic Light | 300 | 73 | 13.95 | 13.95 | 1 | 876 | 167.4 |  |  |  |  | 73 | 13.95 | --- | -3.34 | OK | 17.29 | 17.29 | 23.94% |  | 207.48
87 | 83 | -4 | 516 | 1 - 129W LED Traffic Light | 129 | 31 | 5.97 | 5.97 | 83 | 30876 | 5946.12 |  |  |  |  | 31 | 5.97 | --- | -1.43 | OK | 7.4 | 7.4 | 23.95% |  | 7370.4
27 | 8 | -19 | 835 | 44.8W Eastlink Repeater | 44.8 | 33 | 16.4568 | 16.4568 | 8 | 3168 | 1579.8513 |  |  |  |  | 33 | 16.4568 | --- | -5.6996 | OK | 22.1564 | 22.1564 | 34.63% | Fixed - Based on minimum charge | 2127.0174
1 | 1 | 0 | 628 | 65W LED Lights 600 Series | 65 | 22 | 10.86 | 10.86 | 1 | 264 | 130.32 |  |  |  |  | 22 | 10.86 | --- | -0.88 | OK | 11.74 | 11.74 | 8.103% |  | 140.88
1 | 1 | 0 | 1120 | 120W Miscellaneous Sign | 120 | 49 | 7.67 | 7.67 | 1 | 588 | 92.04 |  |  |  |  | 49 | 7.67 | --- | -1.85 | OK | 9.52 | 9.52 | 24.12% |  | 114.24
1 | 1 | 0 | 1254 | 1000W LED Sign | 1000 | 304 | 55.97 | 55.97 | 1 | 3648 | 671.64 |  |  |  |  | 304 | 55.97 | --- | -13.48 | OK | 69.45 | 69.45 | 24.08% |  | 833.4
3 | 4 | 1 | 1358 | 1-260W Flood Light | 260 | 87 | 14.6 | 14.6 | 4 | 4176 | 700.8 |  |  |  |  | 87 | 14.6 | --- | -3.51 | OK | 18.11 | 18.11 | 24.04% |  | 869.28
1 | 2 | 1 | 1360 | 130W Flood Light | 130 | 43 | 7.25 | 7.25 | 2 | 1032 | 174 |  |  |  |  | 43 | 7.25 | --- | -1.73 | OK | 8.98 | 8.98 | 23.86% |  | 215.52
1 | 1 | 0 | 1361 | 300W Pylon Sign | 300 | 100 | 16.8 | 16.8 | 1 | 1200 | 201.6 |  |  |  |  | 100 | 16.8 | --- | -4.03 | OK | 20.83 | 20.83 | 23.99% |  | 249.96
2 | 2 | 0 | 1367 | 50W Radar Speed Sign | 50 | 37 | 4.95 | 4.95 | 2 | 888 | 118.8 |  |  |  |  | 37 | 4.95 | --- | -1.19 | OK | 6.14 | 6.14 | 24.04% |  | 147.36
1 | 1 | 0 | 1368 | 1 1200W Misc Unmetered Photocell | 1200 | 437 | 71.14 | 71.14 | 1 | 5244 | 853.68 |  |  |  |  | 437 | 71.14 | --- | -17.05 | OK | 88.19 | 88.19 | 23.97% |  | 1058.28
2 | 2 | 0 | 1370 | 120W Speed Rader | 120 | 88 | 11.79 | 11.79 | 2 | 2112 | 282.96 |  |  |  |  | 88 | 11.79 | --- | -2.84 | OK | 14.63 | 14.63 | 24.09% |  | 351.12
1 | 1 | 0 | 1371 | 240W Miscl. Load | 240 | 175 | 23.48 | 23.48 | 1 | 2100 | 281.76 |  |  |  |  | 175 | 23.48 | --- | -5.64 | OK | 29.12 | 29.12 | 24.02% |  | 349.44
1 | 1 | 0 | 1374 | 144W LED Pylon Sign | 144 | 35 | 6.7 | 6.7 | 1 | 420 | 80.4 |  |  |  |  | 35 | 6.7 | --- | -1.61 | OK | 8.31 | 8.31 | 24.03% |  | 99.72
1 | 3 | 2 | 1378 | 2315W Misc. Load | 2315 | 1690 | 226.68 | 226.68 | 3 | 60840 | 8160.48 |  | 2.315 | 6.945 | 6.945 | 1690 | 226.68 | --- | -54.42 | OK | 281.1 | 281.1 | 24.01% |  | 10119.6
1 | 1 | 0 | 1382 | 2760W Pylong Sign | 2760 | 682 | 128.44 | 128.44 | 1 | 8184 | 1541.28 |  | 2.76 | 2.76 | 2.76 | 682 | 128.44 | --- | -30.74 | OK | 159.18 | 159.18 | 23.93% |  | 1910.16
Unaccounted for
8974 | 9604 | 630 |  | TOTALS |  |  |  |  | 9604 | 23777024.84 | 3306091.462 | 9926.0736 |  | 2947.0285 | 2357.878 | [7 empty] | 9604 | 23777024.84 | 4092704.5029 | 10243.0179
RATE COUNT:
|  |  | 395 |  |  |  | PER MONTH = |  |  | 1981418.7367 | 276334.7946 | [13 empty] | 4092704.5029
[7 empty] | 2025 Unit Revenue |  |  | 0.13905 | [13 empty] | 0.17213 | 23.79%

## 2027 Rates Smoothed
"PROPOSED SMOOTHED RATES - EFFECTIVE JANUARY 1, 2027"
Components of Small General Tariff
CALCULATION OF UNMETERED SERVICE RATES
Components of Misc. Small Loads Rate |  |  |  |  | RATE INC./(DEC.): |  | 7.914%
[12 empty] | Customer Charge |  |  | 22.1564
Demand Charge |  |  | 14.5678 |  | Recreational Area Lighting Rate: |  |  |  | Large Industrial Tariff: |  |  | 1st Block Energy Charge @ 200 kW.h |  |  | 0.19053
1st Block Energy Charge @ 200 kW.h |  |  | 0.18702 | [8 empty] | All Additional kW.h Energy Charge |  |  | 0.17224
All Additional kW.h Energy Charge |  |  | 0.13104 |  | Energy Charge |  | 0.12293 |  | Energy Charge |  | 0.11239
Minimum Charge | 5.0735 | / month | 13.8216
Minimum Bill | 22.1564 | / month
10% cap unit cost
CROSSWALK SIGNS
|  | Demand | Ballast | Demand | Energy per Month |  | Demand | 1st Block | 1st Block | All Addional Energy |  | All Add. Energy Charge |  | Total Monthly Charge
Rate Code | Wattage | in KW | % | incl. Ballast | Photocell | Continuous | Charge | Energy | Energy Chg. | Photocell | Continuous | Photocell | Continuous | Photocell | Continuous
DEMAND & ENERGY CALCULATION ONLY FOR 100, 200 & 300 SERIES RATE CODES
100 | 100 | 0.1 | 29% | 0.129 | 43 | 94 | 1.88 | 26 | 4.86 | 17 |  | 2.23 |  | 8.97 | N/A
101 | 125 | 0.125 | 24.8% | 0.156 | 52 | 114 | 2.27 | 31 | 5.8 | 21 |  | 2.75 |  | 10.82 | N/A
102 | 175 | 0.175 | 18.29% | 0.20701 | 69 | 151 | 3.02 | 41 | 7.67 | 28 |  | 3.67 |  | 14.36 | N/A
103 | 250 | 0.25 | 16.4% | 0.291 | 97 | 212 | 4.24 | 58 | 10.85 | 39 |  | 5.11 |  | 20.2 | N/A
104 | 400 | 0.4 | 15.5% | 0.462 | 154 | 337 | 6.73 | 92 | 17.21 | 62 |  | 8.12 |  | 32.06 | 56.05
105 | 700 | 0.7 | 11.4% | 0.7798 | 260 | 569 | 11.36 | 156 | 29.18 | 104 |  | 13.63 |  | 54.17 | 94.66
106 | 1000 | 1 | 8.9% | 1.089 | 363 | 795 | 15.86 | 218 | 40.77 | 145 |  | 19 |  | 75.63 | 132.24
107 | 250 | 0.25 | 16.4% | 0.291 | 97 | 212 | 4.24 | 58 | 10.85 | 39 |  | 5.11 |  | N/A | 35.27
110 | 48 | 0.048 | 90% | 0.0912 | 30 | 67 | 1.33 | 18 | 3.37 | 12 |  | 1.57 |  | 6.27 | 11.12
111 | 96 | 0.096 | 165% | 0.2544 | 85 | 186 | 3.71 | 51 | 9.54 | 34 |  | 4.46 |  | 17.71 | 30.94
112 | 144 | 0.144 | 142% | 0.34848 | 116 | 254 | 5.08 | 70 | 13.09 | 46 |  | 6.03 |  | 24.2 | 42.28
113 | 288 | 0.288 | 131% | 0.66528 | 222 | 486 | 9.69 | 133 | 24.87 | 89 |  | 11.66 |  | 46.22 | 80.82
114 | 96 | 0.096 | 46.88% | 0.141 | 47 | 103 | 2.05 | 28 | 5.24 | 19 |  | 2.49 |  | 9.78 | 17.12
115 | 72 | 0.072 | 150% | 0.18 | 60 | 131 | 2.62 | 36 | 6.73 | 24 |  | 3.15 |  | 12.5 | 21.8
116 | 192 | 0.192 | 160% | 0.4992 | 166 | 364 | 7.27 | 100 | 18.7 | 66 |  | 8.65 |  | 34.62 | 60.57
117 | 288 | 0.288 | 131% | 0.66528 | 222 | 486 | 9.69 | 133 | 24.87 | 89 |  | 11.66 |  | 46.22 | 80.82
118 | 48 | 0.048 | 87.5% | 0.09 | 30 | 66 | 1.31 | 18 | 3.37 | 12 |  | 1.57 |  | 6.25 | 10.97
119 | 192 | 0.192 | 160% | 0.4992 | 166 | 364 | 7.27 | 100 | 18.7 | 66 |  | 8.65 |  | 34.62 | 60.57
120 | 192 | 0.192 | 81% | 0.34752 | 116 | 254 | 5.06 | 70 | 13.09 | 46 |  | 6.03 |  | 24.18 | 42.26
121 | 250 | 0.25 | 20% | 0.3 | 100 | 219 | 4.37 | 60 | 11.22 | 40 |  | 5.24 |  | 20.83 | 36.43
122 | 400 | 0.4 | 12.5% | 0.45 | 150 | 329 | 6.56 | 90 | 16.83 | 60 |  | 7.86 |  | 31.25 | 54.71
123 | 70 | 0.07 | 37% | 0.0959 | 32 | 70 | 1.4 | 19 | 3.55 | 13 |  | 1.7 |  | 6.65 | 11.63
124 | 100 | 0.1 | 35% | 0.135 | 45 | 99 | 1.97 | 27 | 5.05 | 18 |  | 2.36 |  | 9.38 | 16.46
125 | 150 | 0.15 | 30% | 0.195 | 65 | 142 | 2.84 | 39 | 7.29 | 26 |  | 3.41 |  | 13.54 | 23.63
126 | 100 | 0.1 | 35% | 0.135 | 45 | 99 | 1.97 | 27 | 5.05 | 18 |  | 2.36 |  | 9.38 | 16.46
130 | 135 | 0.135 | 33.33% | 0.18 | 60 | 131 | 2.62 | 36 | 6.73 | 24 |  | 3.15 |  | 12.5 | 21.8
131 | 180 | 0.18 | 33.33% | 0.23999 | 80 | 175 | 3.5 | 48 | 8.98 | 32 |  | 4.19 |  | 16.67 | 29.12
132 | 90 | 0.09 | 50% | 0.135 | 45 | 99 | 1.97 | 27 | 5.05 | 18 |  | 2.36 |  | 9.38 | 16.46
140 | 400 | 0.4 | 12.5% | 0.45 | 150 | 329 | 6.56 | 90 | 16.83 | 60 |  | 7.86 |  | 31.25 | 54.71
141 | 1000 | 1 | 8% | 1.08 | 360 | 788 | 15.73 | 216 | 40.4 | 144 |  | 18.87 |  | 75 | 131.09
142 | 250 | 0.25 | 20% | 0.3 | 100 | 219 | 4.37 | 60 | 11.22 | 40 |  | 5.24 |  | 20.83 | 36.43
143 | 150 | 0.15 | 33.33% | 0.19999 | 67 | 146 | 2.91 | 40 | 7.48 | 27 |  | 3.54 |  | 13.93 | 24.28
144 | 100 | 0.1 | 50% | 0.15 | 50 | 110 | 2.19 | 30 | 5.61 | 20 |  | 2.62 |  | 10.42 | 18.28
150 | 840 | 0.84 | 0% | 0.84 | 280 | 613 | 12.24 | 168 | 31.42 | 112 |  | 14.68 |  | 58.34 | 101.97
201 | 125 | 0.125 | 24.8% | 0.156 | 52 | 114 | 2.27 | 31 | 5.8 | 21 |  | 2.75 |  | 10.82 | 18.95
202 | 175 | 0.175 | 18.29% | 0.20701 | 69 | 151 | 3.02 | 41 | 7.67 | 28 |  | 3.67 |  | 14.36 | 25.1
203 | 250 | 0.25 | 16.4% | 0.291 | 97 | 212 | 4.24 | 58 | 10.85 | 39 |  | 5.11 |  | 20.2 | 35.27
204 | 400 | 0.4 | 15.5% | 0.462 | 154 | 337 | 6.73 | 92 | 17.21 | 62 |  | 8.12 |  | 32.06 | 56.05
205 | 700 | 0.7 | 11.4% | 0.7798 | 260 | 569 | 11.36 | 156 | 29.18 | 104 |  | 13.63 |  | 54.17 | 94.66
206 | 1000 | 1 | 8.9% | 1.089 | 363 | 795 | 15.86 | 218 | 40.77 | 145 |  | 19 |  | 75.63 | 132.24
213 | 340 | 0.34 | 96% | 0.6664 | 222 | 486 | 9.71 | 133 | 24.87 | 89 |  | 11.66 |  | 46.24 | 80.84
214 | 110 | 0.11 | 28% | 0.1408 | 47 | 103 | 2.05 | 28 | 5.24 | 19 |  | 2.49 |  | 9.78 | 17.12
215 | 85 | 0.085 | 110% | 0.1785 | 60 | 130 | 2.6 | 36 | 6.73 | 24 |  | 3.15 |  | 12.48 | 21.65
216 | 240 | 0.24 | 108% | 0.4992 | 166 | 364 | 7.27 | 100 | 18.7 | 66 |  | 8.65 |  | 34.62 | 60.57
217 | 60 | 0.06 | 145% | 0.147 | 49 | 107 | 2.14 | 29 | 5.42 | 20 |  | 2.62 |  | 10.18 | 17.78
218 | 120 | 0.12 | 113% | 0.2556 | 85 | 187 | 3.72 | 51 | 9.54 | 34 |  | 4.46 |  | 17.72 | 31.08
221 | 250 | 0.25 | 20% | 0.3 | 100 | 219 | 4.37 | 60 | 11.22 | 40 |  | 5.24 |  | 20.83 | 36.43
222 | 70 | 0.07 | 37% | 0.0959 | 32 | 70 | 1.4 | 19 | 3.55 | 13 |  | 1.7 |  | 6.65 | 11.63
223 | 100 | 0.1 | 35% | 0.135 | 45 | 99 | 1.97 | 27 | 5.05 | 18 |  | 2.36 |  | 9.38 | 16.46
224 | 150 | 0.15 | 30% | 0.195 | 65 | 142 | 2.84 | 39 | 7.29 | 26 |  | 3.41 |  | 13.54 | 23.63
231 | 180 | 0.18 | 33.33% | 0.23999 | 80 | 175 | 3.5 | 48 | 8.98 | 32 |  | 4.19 |  | 16.67 | 29.12
300 | 100 | 0.1 | 7% | 0.107 | 36 | 78 | 1.56 | 21 | 3.93 | 15 |  | 1.97 |  | 7.46 | 12.96
301 | 125 | 0.125 | 24.8% | 0.156 | 52 | 114 | 2.27 | 31 | 5.8 | 21 |  | 2.75 |  | 10.82 | 18.95
302 | 175 | 0.175 | 18.29% | 0.20701 | 69 | 151 | 3.02 | 41 | 7.67 | 28 |  | 3.67 |  | 14.36 | 25.1
303 | 250 | 0.25 | 16.4% | 0.291 | 97 | 212 | 4.24 | 58 | 10.85 | 39 |  | 5.11 |  | 20.2 | 35.27
304 | 400 | 0.4 | 15.5% | 0.462 | 154 | 337 | 6.73 | 92 | 17.21 | 62 |  | 8.12 |  | 32.06 | 56.05
305 | 700 | 0.7 | 11.4% | 0.7798 | 260 | 569 | 11.36 | 156 | 29.18 | 104 |  | 13.63 |  | 54.17 | 94.66
306 | 1000 | 1 | 8.9% | 1.089 | 363 | 795 | 15.86 | 218 | 40.77 | 145 |  | 19 |  | 75.63 | 132.24
310 | 60 | 0.06 | 50% | 0.09 | 30 | 66 | 1.31 | 18 | 3.37 | 12 |  | 1.57 |  | 6.25 | 10.97
311 | 240 | 0.24 | 108% | 0.4992 | 166 | 364 | 7.27 | 100 | 18.7 | 66 |  | 8.65 |  | 34.62 | 60.57
312 | 170 | 0.17 | 105% | 0.3485 | 116 | 254 | 5.08 | 70 | 13.09 | 46 |  | 6.03 |  | 24.2 | 42.28
313 | 340 | 0.34 | 96% | 0.6664 | 222 | 486 | 9.71 | 133 | 24.87 | 89 |  | 11.66 |  | 46.24 | 80.84
314 | 110 | 0.11 | 28% | 0.1408 | 47 | 103 | 2.05 | 28 | 5.24 | 19 |  | 2.49 |  | 9.78 | 17.12
315 | 85 | 0.085 | 110% | 0.1785 | 60 | 130 | 2.6 | 36 | 6.73 | 24 |  | 3.15 |  | 12.48 | 21.65
321 | 250 | 0.25 | 20% | 0.3 | 100 | 219 | 4.37 | 60 | 11.22 | 40 |  | 5.24 |  | 20.83 | 36.43
322 | 70 | 0.07 | 37% | 0.0959 | 32 | 70 | 1.4 | 19 | 3.55 | 13 |  | 1.7 |  | 6.65 | 11.63
323 | 100 | 0.1 | 35% | 0.135 | 45 | 99 | 1.97 | 27 | 5.05 | 18 |  | 2.36 |  | 9.38 | 16.46
324 | 150 | 0.15 | 30% | 0.195 | 65 | 142 | 2.84 | 39 | 7.29 | 26 |  | 3.41 |  | 13.54 | 23.63
326 | 400 | 0.4 | 12.5% | 0.45 | 150 | 329 | 6.56 | 90 | 16.83 | 60 |  | 7.86 |  | 31.25 | 54.71
327 | 500 | 0.5 | 10% | 0.55 | 183 | 402 | 8.01 | 110 | 20.57 | 73 |  | 9.57 |  | 38.15 | 66.84
328 | 1000 | 1 | 9% | 1.09 | 363 | 796 | 15.88 | 218 | 40.77 | 145 |  | 19 |  | 75.65 | 132.39
330 | 140 | 0.14 | 0% | 0.14 | 47 | 102 | 2.04 | 28 | 5.24 | 19 |  | 2.49 |  | 9.77 | 16.98
331 | 180 | 0.18 | 33.33% | 0.23999 | 80 | 175 | 3.5 | 48 | 8.98 | 32 |  | 4.19 |  | 16.67 | 29.12
341 | 1000 | 1 | 8% | 1.08 | 360 | 788 | 15.73 | 216 | 40.4 | 144 |  | 18.87 |  | 75 | 131.09
342 | 400 | 0.4 | 12.5% | 0.45 | 150 | 329 | 6.56 | 90 | 16.83 | 60 |  | 7.86 |  | 31.25 | 54.71
343 | 250 | 0.25 | 20% | 0.3 | 100 | 219 | 4.37 | 60 | 11.22 | 40 |  | 5.24 |  | 20.83 | 36.43
344 | 175 | 0.175 | 28.57% | 0.225 | 75 | 164 | 3.28 | 45 | 8.42 | 30 |  | 3.93 |  | 15.63 | 27.29
345 | 150 | 0.15 | 33.33% | 0.19999 | 67 | 146 | 2.91 | 40 | 7.48 | 27 |  | 3.54 |  | 13.93 | 24.28
346 | 100 | 0.1 | 50% | 0.15 | 50 | 110 | 2.19 | 30 | 5.61 | 20 |  | 2.62 |  | 10.42 | 18.28
350 | 384 | 0.384 | 119% | 0.84096 | 280 | 614 | 12.25 | 168 | 31.42 | 112 |  | 14.68 |  | 58.35 | 102.11
351 | 400 | 0.4 | 33.33% | 0.53332 | 178 | 389 | 7.77 | 107 | 20.01 | 71 |  | 9.3 |  | 37.08 | 64.73
| 56 | 0.056 | 0% | 0.056 | 0 | 41 | 0.82 | 0 | 0 | 0 | 41 | 0 | 5.37 | 0.82 | 6.19
| 700 | 0.7 | 0% | 0.7 | 233 | 511 | 10.2 | 140 | 26.18 | 93 | 371 | 12.19 | 48.62 | 48.57 | 85
352 | [5 empty] | 511 | [8 empty] | 85.82
| 105 | 0.105 | 14% | 0.1197 | 40 | N/A | 1.74 | 24 | 4.49 | 16 |  | 2.1 |  | 8.33 | N/A
| 150 | 0.15 | 6.5% | 0.15975 | 53 | N/A | 2.33 | 32 | 5.98 | 21 |  | 2.75 |  | 11.06 | N/A
| 138 | 0.138 | 0% | 0.138 | 0 | N/A | 2.01 | 0 | 0 | 0 |  | 0 |  | 2.01 | N/A
360 |  |  |  |  | 93 | [8 empty] | 21.4
| 175 | 0.175 | 0% | 0.175 | 58 | N/A | 2.55 | 35 | 6.55 | 23 | N/A | 3.01 | N/A | 12.11 | N/A
| 120 | 0.12 | 0% | 0.12 | 12 | N/A | 1.75 | 12 | 2.24 | 0 | N/A | 0 | N/A | 3.99 | N/A
361 |  |  |  |  | 70 | [8 empty] | 16.1
362 | 350 | 0.35 | 10% | 0.385 | 128 | N/A | 5.61 | 77 | 14.4 | 51 | N/A | 6.68 | N/A | 26.69 | N/A
| 500 | 0.5 | 10% | 0.55 | 183 | N/A | 8.01 | 110 | 20.57 | 73 | N/A | 9.57 | N/A | 38.15 | N/A
| 350 | 0.35 | 10% | 0.385 | 128 | N/A | 5.61 | 77 | 14.4 | 51 | N/A | 6.68 | N/A | 26.69 | N/A
| 276 | 0.276 | 10% | 0.3036 | 0 | N/A | 4.42 | 0 | 0 | 0 | N/A | 0 | N/A | 4.42 | N/A
363 |  |  |  |  | 311 | [8 empty] | 69.26
364 | 912 | 0.912 | 10% | 1.0032 | 334 | N/A | 14.61 | 201 | 37.59 | 133 | N/A | 17.43 | N/A | 69.63 | N/A
365 | 701 | 0.701 | 17.4% | 0.82297 | 265 | N/A | 11.99 | 165 | 30.86 | 100 | N/A | 13.1 | N/A | 55.95 | N/A
366 | 650 | 0.65 | 10% | 0.715 | 238 | N/A | 10.42 | 143 | 26.74 | 95 | N/A | 12.45 | N/A | 49.61 | N/A
367 | 590 | 0.59 | 10% | 0.649 | 216 | N/A | 9.45 | 130 | 24.31 | 86 | N/A | 11.27 | N/A | 45.03 | N/A
368 | 250 | 0.25 | 10% | 0.275 | 92 | N/A | 4.01 | 55 | 10.29 | 37 | N/A | 4.85 | N/A | 19.15 | N/A
369 | 175 | 0.175 | 10% | 0.1925 | 64 | N/A | 2.8 | 39 | 7.29 | 25 | N/A | 3.28 | N/A | 13.37 | N/A
370 | 1500 | 1.5 | 0% | 1.5 | 150 | 1095 | 21.85 | 150 | 28.05 | 0 | 945 | 0 | 123.83 | 49.9 | N/A
371 | 1500 | 1.5 | 0% | 1.5 | 200 | 1095 | 21.85 | 200 | 37.4 | 0 |  | 0 |  | 59.25 | N/A
372 | 1500 | 1.5 | 0% | 1.5 | 150 | 1095 | 21.85 | 150 | 28.05 | 0 | 945 | 0 | 123.83 | 49.9 | N/A
373 | 480 | 0.48 | 0% | 0.48 | 8 | 350 | 6.99 | 8 | 1.5 | 0 | 342 | 0 | 44.82 | 8.49 | N/A
374 | 330 | 0.33 | 0% | 0.33 | 120 | 241 | 4.81 | 66 | 12.34 | 54 | 175 | 7.08 | 22.93 | 24.23 | N/A
375 | 36 | 0.036 | 0% | 0.036 | 12 | 26 | 0.52 | 7 | 1.31 | 5 | 19 | 0.66 | 2.49 | 2.49 | N/A
|  |  |  | 1st Block | Additional
| Annual | Monthly | Customer | Energy | Energy | Monthly
| Energy | Energy | Charge | Charge | Charge | Charge
7.74
376 | 8525 | 710 | 22.1564 | 38.11 | 87.84 | 148.1064 |  |  | 0.088 |  |  |  |  | 148.1064 | 148.1064
0.0582
377 | 2190 | 183 | 22.1564 | 34.87 | 0 | 57.0264
378-2005 | 2500 | 2.5 | 0% | 2.5 | 833 | 1825 | 19.35 | 500 | 44 | 333 | 1325 | 19.38 | 77.12 | 82.73 | 140.47
| 2500 | 2.5 | 0% | 2.5 | 833 | 1825 | 36.42 | 500 | 93.51 | 333 | 1325 | 43.64 | 173.63 | 173.57 | 303.56
|  |  |  | 1st Block | Additional
| Annual | Monthly | Customer | Energy | Energy | Monthly
| Energy | Energy | Charge | Charge | Charge | Charge
379 | 4745 | 395 | 22.1564 | 38.11 | 33.59 | 93.8564 | [8 empty] | 93.8564
|  |  |  | 1st Block | Additional
| Annual | Monthly | Customer | Energy | Energy | Monthly
| Energy | Energy | Charge | Charge | Charge | Charge
380 | 3285 | 274 | 22.1564 | 38.11 | 12.75 | 73.0164 | [8 empty] | 73.0164
| 175 | 0.175 | 25% | 0.21875 | 73 | 160 | 3.19 | 44 | 8.23 | 29 | 116 | 3.8 | 15.2 | 15.22 | N/A
| 250 | 0.25 | 20% | 0.3 | 100 | 219 | 4.37 | 60 | 11.22 | 40 | 159 | 5.24 | 20.84 | 20.83 | N/A
| 138 | 0.138 | 10% | 0.1518 | 46 | 111 | 2.21 | 30 | 5.61 | 16 | 81 | 2.1 | 10.61 | 9.92 | N/A
381 | 563 |  |  |  | 219 | [8 empty] | 45.97 | 45.97
|  |  |  | 1st Block | Additional
| Annual | Monthly | Customer | Energy | Energy | Monthly
| Energy | Energy | Charge | Charge | Charge | Charge
382 | 7300 | 608 | 22.1564 | 38.11 | 70.27 | 130.5364 | [8 empty] | 130.5364
|  |  |  | 1st Block | Additional
| Annual | Monthly | Customer | Energy | Energy | Monthly
| Energy | Energy | Charge | Charge | Charge | Charge
383 | 10950 | 913 | 22.1564 | 38.11 | 122.8 | 183.0664 | [8 empty] | 183.0664
|  |  |  | 1st Block | Additional
| Annual | Monthly | Customer | Energy | Energy | Monthly
| Energy | Energy | Charge | Charge | Charge | Charge
384 | 16425 | 1369 | 22.1564 | 38.11 | 201.34 | 261.6064 | [8 empty] | 261.6064
|  |  |  | 1st Block | Additional
| Annual | Monthly | Customer | Energy | Energy | Monthly
| Energy | Energy | Charge | Charge | Charge | Charge
385 | 11315 | 943 | 22.1564 | 38.11 | 127.97 | 188.2364 | [8 empty] | 188.2364
| 2600 | 2.6 | 0% | 2.6 | 867 | 1898 | 37.88 | 520 | 97.25 | 347 | 1378 | 45.47 | 180.58 | 180.6 | 315.71
| 320 | 0.32 | 0% | 0.32 | 97 | 234 | 4.66 | 64 | 11.97 | 33 | 170 | 4.32 | 22.28 | 20.95 | 38.91
386 |  | 2.92 |  |  |  | 1995 | [8 empty] | 336.66
| 1300 | 1.3 | 0% | 1.3 | 433 | 949 | 18.94 | 260 | 48.63 | 173 | 689 | 22.67 | 90.29 | 90.24 | 157.86
| 160 | 0.16 | 0% | 0.16 | 49 | 117 | 2.33 | 32 | 5.98 | 17 | 85 | 2.23 | 11.14 | 10.54 | 19.45
387 | 1460 | 1.46 |  |  |  | 998 | [8 empty] | 168.4
388 | 150 | 0.15 | 0% | 0.15 | 50 | 110 | 2.19 | 30 | 5.61 | 20 | 80 | 2.62 | 10.48 | 10.42 | 18.28
389 | 1500 | 1.5 | 0% | 1.5 | 151 | 1095 | 21.85 | 151 | 28.24 | 0 | 944 | 0 | 123.7 | 50.09 | 173.79
390 | 325 | 0.325 | 10% | 0.3575 | 119 | 261 | 5.21 | 72 | 13.47 | 47 | 189 | 6.16 | 24.77 | 24.84 | 43.45
391 | 348 | 0.348 | 0% | 0.348 | 116 | 254 | 5.07 | 70 | 13.09 | 46 | 184 | 6.03 | 24.11 | 24.19 | 42.27
392 |  | 0 | 0% | 0 | 0 | 0 | 0 | 0 | 0 | 0 | 0 | 0 | 0 | 0 | 22.1564
399 | 2400 | 2.4 | 7.5% | 2.58 | 314 | 1883 | 37.58 | 314 | 58.72 | 0 | 1569 | 0 | 205.6 | 96.3 | N/A
|  |  |  | 1st Block | Additional
| Annual | Monthly | Customer | Energy | Energy | Monthly | Annual
Rate Code | Energy | Energy | Charge | Charge | Charge | Charge | Charge
397 | 5529.75 | 461 | 22.1564 | 38.11 | 44.95 | 105.2164 | 1262.5972 | [7 empty] | 105.2164
|  |  |  | 1st Block | Additional
| Annual | Monthly | Customer | Energy | Energy | Monthly | Annual
Rate Code | Energy | Energy | Charge | Charge | Charge | Charge | Charge
398 | 6223.25 | 519 | 22.1564 | 38.11 | 54.94 | 115.2064 | 1382.4772 | [7 empty] | 115.2064
DEMAND & ENERGY CALCULATION ONLY FOR 400 SERIES & Kentville Electric RATE CODES
400 | 100 | 0.1 | 0% | 0.1 | 15 | 73 | 1.46 | 15 | 2.81 | 0 | 58 | 0 | 7.6 | 4.27 | 11.87
401 | 100 | 0.1 | 0% | 0.1 | 30 | 73 | 1.46 | 20 | 3.74 | 10 | 53 | 1.31 | 6.95 | 6.51 | 12.15
402 | 100 | 0.1 | 23% | 0.123 | 37 | 90 | 1.79 | 25 | 4.68 | 12 | 65 | 1.57 | 8.52 | 8.04 | 14.99
441 | 1000 | 1 | 0% | 1 | 333 | 730 | 14.57 | 200 | 37.4 | 133 | 530 | 17.43 | 69.45 | 28.872 | 121.42
444
Kentville Electric Unmetered Service Rates
449
450
451
452 | 1000 | 1 | 9% | 1.09 | 363 | 796 | 15.88 | 218 | 40.77 | 145 | 578 | 19 | 75.74 | 75.65 | 132.39
453 | [13 empty] | 33.86
454 | [13 empty] | 43.23
455
456
457
458
459
460
461
462 | [13 empty] | 6.67
463
464 | [13 empty] | 16.96
465 | [13 empty] | 8.34
470
471
472 | [13 empty] | 77.363
473 | 175 | 0.175 | 18.29% | 0.20701 | 69 | 151 | 3.02 | 41 | 7.67 | 28 | 110 | 3.67 | 14.41 | 14.36 | 25.1
474 | 125 | 0.125 | 24.8% | 0.156 | 52 | 114 | 2.27 | 31 | 5.8 | 21 | 83 | 2.75 | 10.88 | 10.82 | 18.95
475 | 70 | 0.07 | 37% | 0.0959 | 32 | 70 | 1.4 | 19 | 3.55 | 13 | 51 | 1.7 | 6.68 | 6.65 | 11.63
476
477
478 |  |  |  |  | 1938
DEMAND & ENERGY CALCULATION ONLY FOR 500 SERIES (Traffic Control Lights)
500 | 210 | 0.21 | 0% | 0.21 | 51 | 153 | 3.06 | 42 | 7.85 | 9 | 111 | 1.18 | 14.55 | 12.09 | 25.46
501 | 23 | 0.023 | 0% | 0.023 | 6 | 17 | 0.34 | 5 | 0.94 | 1 | 12 | 0.13 | 1.57 | 1.41 | 2.85
502 | 27 | 0.027 | 0% | 0.027 | 7 | 20 | 0.39 | 5 | 0.94 | 2 | 15 | 0.26 | 1.97 | 1.59 | 3.3
503 | 33 | 0.033 | 0% | 0.033 | 8 | 24 | 0.48 | 7 | 1.31 | 1 | 17 | 0.13 | 2.23 | 1.92 | 4.02
504 | 39 | 0.039 | 0% | 0.039 | 9 | 28 | 0.57 | 8 | 1.5 | 1 | 20 | 0.13 | 2.62 | 2.2 | 4.69
505 | 50 | 0.05 | 0% | 0.05 | 12 | 37 | 0.73 | 10 | 1.87 | 2 | 27 | 0.26 | 3.54 | 2.86 | 6.14
506 | 200 | 0.2 | 0% | 0.2 | 49 | 146 | 2.91 | 40 | 7.48 | 9 | 106 | 1.18 | 13.89 | 11.57 | 24.28
507 | 860 | 0.86 | 0% | 0.86 | 209 | 628 | 12.53 | 172 | 32.17 | 37 | 456 | 4.85 | 59.76 | 49.55 | 104.46
508 | 20 | 0.02 | 0% | 0.02 | 5 | 15 | 0.29 | 4 | 0.75 | 1 | 11 | 0.13 | 1.44 | 1.17 | 2.48
509 | 45 | 0.045 | 0% | 0.045 | 11 | 33 | 0.66 | 9 | 1.68 | 2 | 24 | 0.26 | 3.15 | 2.6 | 5.49
510 | 7 | 0.007 | 0% | 0.007 | 2 | 5 | 0.1 | 1 | 0.19 | 1 | 4 | 0.13 | 0.52 | 0.42 | 0.81
511 | 17 | 0.017 | 0% | 0.017 | 4 | 12 | 0.25 | 3 | 0.56 | 1 | 9 | 0.13 | 1.18 | 0.94 | 1.99
512 | 25 | 0.025 | 0% | 0.025 | 6 | 18 | 0.36 | 5 | 0.94 | 1 | 13 | 0.13 | 1.7 | 1.43 | 3
513 | 60 | 0.06 | 0% | 0.06 | 22 | 44 | 0.87 | 12 | 2.24 | 10 | 32 | 1.31 | 4.19 | 4.42 | 7.3
NEW LED TRAFFIC CONTROL SIGNALS
520 | 7 | 0.007 | 0% | 0.007 | 3 | 5 | 0.1 | 1 | 0.19 | 2 | 4 | 0.26 | 0.52 | 0.55 | 0.81
521 | 7 | 0.007 | 0% | 0.007 | 2 | 5 | 0.1 | 1 | 0.19 | 1 | 4 | 0.13 | 0.52 | 0.42 | 0.81
522 | 10 | 0.01 | 0% | 0.01 | 4 | 7 | 0.15 | 2 | 0.37 | 2 | 5 | 0.26 | 0.66 | 0.78 | 1.18
523 | 10 | 0.01 | 0% | 0.01 | 2 | 7 | 0.15 | 2 | 0.37 | 0 | 5 | 0 | 0.66 | 0.52 | 1.18
524 | 12 | 0.012 | 0% | 0.012 | 3 | 9 | 0.17 | 2 | 0.37 | 1 | 7 | 0.13 | 0.92 | 0.67 | 1.46
525 | 14.5 | 0.0145 | 0% | 0.0145 | 1 | 11 | 0.21 | 1 | 0.19 | 0 | 10 | 0 | 1.31 | 0.4 | 1.71
526 | 20 | 0.02 | 0% | 0.02 | 9 | 15 | 0.29 | 4 | 0.75 | 5 | 11 | 0.66 | 1.44 | 1.7 | 2.48
527 | 22 | 0.022 | 0% | 0.022 | 2 | 16 | 0.32 | 2 | 0.37 | 0 | 14 | 0 | 1.83 | 0.69 | 2.52
528 | 6 | 0.006 | 0% | 0.006 | 0 | 4 | 0.09 | 0 | 0 | 0 | 4 | 0 | 0.52 | N/A | 0.61
529 | 9 | 0.009 | 0% | 0.009 | 2 | 7 | 0.13 | 2 | 0.37 | 0 | 5 | 0 | 0.66 | 0.5 | 1.16
530 Non-Cont. LED TCS | 4.6 | 0.0046 | 0% | 0.0046 | 1 | 3 | 0.07 | 1 | 0.19 | 0 | 2 | 0 | 0.26 | 0.26 | 0.52
531 Cont. LED TCS | 7.5 | 0.0075 | 0% | 0.0075 | 2 | 5 | 0.11 | 2 | 0.37 | 0 | 3 | 0 | 0.39 | 0.48 | 0.87
14.13
DEMAND & ENERGY CALCULATION ONLY FOR 600 SERIES (Miscellaneous Lighting)
600 | 116 | 0.116 | 0% | 0.116 | 39 | 85 | 1.69 | 23 | 4.3 | 16 | 62 | 2.1 | 8.12 | 8.09 | 14.11
601 | 500 | 0.5 | 0% | 0.5 | 167 | 365 | 7.28 | 100 | 18.7 | 67 | 265 | 8.78 | 34.73 | 34.76 | 60.71
602 | 400 | 0.4 | 15.5% | 0.462 | 154 | 337 | 6.73 | 92 | 17.21 | 62 | 245 | 8.12 | 32.11 | 32.06 | 56.05
603 | 100 | 0.1 | 0% | 0.1 | 33 | 73 | 1.46 | 20 | 3.74 | 13 | 53 | 1.7 | 6.95 | 6.9 | 12.15
604 | 276 | 0.276 | 0% | 0.276 | 92 | 201 | 4.02 | 55 | 10.29 | 37 | 146 | 4.85 | 19.13 | 19.16 | 33.44
605 | 10 | 0.01 | 0% | 0.01 | 3 | 7 | 0.15 | 2 | 0.37 | 1 | 5 | 0.13 | 0.66 | 0.65 | 1.18
606 | 480 | 0.48 | 0% | 0.48 | 87 | 350 | 6.99 | 87 | 16.27 | 0 | 263 | 0 | 34.46 | 23.26 | 57.72
607 | 4440 | 4.44 | 0% | 4.44 | 1480 | 3241 | 64.68 | 888 | 166.08 | 592 | 2353 | 77.58 | 308.34 | 308.34 | 539.1
608 | 138 | 0.138 | 0% | 0.138 | 46 | 101 | 2.01 | 28 | 5.24 | 18 | 73 | 2.36 | 9.57 | 9.61 | 16.82
609 | 175 | 0.175 | 0% | 0.175 | 58 | 128 | 2.55 | 35 | 6.55 | 23 | 93 | 3.01 | 12.19 | 12.11 | 21.29
610 | 244 | 0.244 | 0% | 0.244 | 81 | 178 | 3.55 | 49 | 9.16 | 32 | 129 | 4.19 | 16.9 | 16.9 | 29.61
DEMAND & ENERGY CALCULATION ONLY FOR 700 SERIES (Police Sirens)
700 |  |  |  |  | 13 | [8 empty] | 5.0735
701 |  |  |  |  | 0 | [8 empty] | 22.1564
702 |  |  |  |  | 0 | [8 empty] | 26.01
703 |  |  |  |  | 0
704 |  |  |  |  | 0 | [8 empty] | 5.0735
705 |  |  |  |  | 44 | [8 empty] | 5.98
DEMAND & ENERGY CALCULATION ONLY FOR 800 SERIES (CATV Power Supply)
801 | 100 | 0.1 | 0% | 0.1 | 33 | 73 | 1.46 | 20 | 3.74 | 13 | 53 | 1.7 | 6.95 | 6.9 | 12.15
802 | 150 | 0.15 | 0% | 0.15 | 50 | 110 | 2.19 | 30 | 5.61 | 20 | 80 | 2.62 | 10.48 | 10.42 | 18.28
803 | 200 | 0.2 | 0% | 0.2 | 67 | 146 | 2.91 | 40 | 7.48 | 27 | 106 | 3.54 | 13.89 | 13.93 | 24.28
804 | 250 | 0.25 | 0% | 0.25 | 83 | 183 | 3.64 | 50 | 9.35 | 33 | 133 | 4.32 | 17.43 | 17.31 | 30.42
805 | 300 | 0.3 | 0% | 0.3 | 100 | 219 | 4.37 | 60 | 11.22 | 40 | 159 | 5.24 | 20.84 | 20.83 | 36.43
806 | 350 | 0.35 | 0% | 0.35 | 117 | 256 | 5.1 | 70 | 13.09 | 47 | 186 | 6.16 | 24.37 | 24.35 | 42.56
807 | 400 | 0.4 | 0% | 0.4 | 133 | 292 | 5.83 | 80 | 14.96 | 53 | 212 | 6.95 | 27.78 | 27.74 | 48.57
808 | 450 | 0.45 | 0% | 0.45 | 150 | 329 | 6.56 | 90 | 16.83 | 60 | 239 | 7.86 | 31.32 | 31.25 | 54.71
809 | 500 | 0.5 | 0% | 0.5 | 167 | 365 | 7.28 | 100 | 18.7 | 67 | 265 | 8.78 | 34.73 | 34.76 | 60.71
810 | 550 | 0.55 | 0% | 0.55 | 183 | 402 | 8.01 | 110 | 20.57 | 73 | 292 | 9.57 | 38.26 | 38.15 | 66.84
811 | 600 | 0.6 | 0% | 0.6 | 200 | 438 | 8.74 | 120 | 22.44 | 80 | 318 | 10.48 | 41.67 | 41.66 | 72.85
812 | 650 | 0.65 | 0% | 0.65 | 217 | 475 | 9.47 | 130 | 24.31 | 87 | 345 | 11.4 | 45.21 | 45.18 | 78.99
813 | 700 | 0.7 | 0% | 0.7 | 233 | 511 | 10.2 | 140 | 26.18 | 93 | 371 | 12.19 | 48.62 | 48.57 | 85
820 | 420 | 0.42 | 0% | 0.42 | 89 | 307 | 6.12 | 84 | 15.71 | 5 | 223 | 0.66 | 29.22 | 22.49 | 51.05
821 | 960 | 0.96 | 0% | 0.96 | 230 | 701 | 13.99 | 192 | 35.91 | 38 | 509 | 4.98 | 66.7 | 54.88 | 116.6
822 | 900 | 0.9 | 0% | 0.9 | 270 | 657 | 13.11 | 180 | 33.66 | 90 | 477 | 11.79 | 62.51 | 58.56 | 109.28
823 | 38.4 | 0.0384 | 0% | 0.0384 | 13 | 28 | 0.56 | 8 | 1.5 | 5 | 20 | 0.66 | 2.62 | 2.72 | 4.68
824 | 0 | 0 | 0% | 0 | 0 | 0 | 0 | 0 | 0 | 0 | 0 | 0 | 0 | 22.1564 | 0
825 | 3248 | 3.248 | 0% | 3.248 | 401 | 2371 | 47.32 | 376 | 70.32 | 25 | 1995 | 3.28 | 261.43 | 120.92 | 379.07
826 | 450 | 0.45 | 0% | 0.45 | 96 | 329 | 6.56 | 90 | 16.83 | 6 | 239 | 0.79 | 31.32 | 24.18 | 54.71
827 | 600 | 0.6 | 0% | 0.6 | 128 | 365 | 8.74 | 120 | 22.44 | 8 | 245 | 1.05 | 32.11 | 32.23 | 63.29
| 300 | 0.3 | 0% | 0.3 | 1 | 219 | 4.37 | 1 | 0.19 | 0 | 218 | 0 | 28.57 | 4.56 | 33.13
| 100 | 0.1 | 0% | 0.1 | 0 | 73 | 1.46 | 0 | 0 | 0 | 73 | 0 | 9.57 | 1.46 | 11.03
| 2000 | 2 | 0% | 2 | 243 | 1460 | 29.14 | 243 | 45.45 | 0 | 1217 | 0 | 159.48 | 74.59 | 234.07
828 | 2400 |  |  |  | 244 | [8 empty] | 80.61
829 | 4.4 | 0.0044 | 0% | 0.0044 | 1 | 3 | 0.06 | 1 | 0.19 | 0 | 2 | 0 | 0.26 | 0.25 | 0.51
| 746 | 0.746 | 0% | 0.746 | 23 | 545 | 10.87 | 23 | 4.3 | 0 | 522 | 0 | 68.4 | 15.17 | 83.57
| 125 | 0.125 | 0% | 0.125 | 38 | 91 | 1.82 | 25 | 4.68 | 13 | 66 | 1.7 | 8.65 | 8.2 | 15.15
830 | 871 |  |  |  | 61 | [8 empty] | 23.37
| 302.4 | 0.3024 | 15% | 0.34776 | 116 | 254 | 5.07 | 70 | 13.09 | 46 | 184 | 6.03 | 24.11 | 24.19 | 42.27
| 300 | 0.3 | 15% | 0.345 | 126 | 252 | 5.03 | 69 | 12.9 | 57 | 183 | 7.47 | 23.98 | 25.4 | 41.91
| 2538 | 2.538 | 0% | 2.538 | 756 | 1853 | 36.97 | 508 | 95.01 | 248 | 1345 | 32.5 | 176.25 | 164.48 | 308.23
831 | 3140.4 |  |  |  | 998 | [8 empty] | 232.15
| 3 | 0.003 | 10% | 0.0033 | 1 | 2 | 0.05 | 1 | 0.19 | 0 | 1 | 0 | 0.13 | 0.24 | 0.37
| 100 | 0.1 | 10% | 0.11 | 37 | 80 | 1.6 | 22 | 4.11 | 15 | 58 | 1.97 | 7.6 | 7.68 | 13.31
832 | 103 |  |  |  |  | 82 | [8 empty] | 13.68
833 | 35 | 0.035 | 0% | 0.035 | 12 | 26 | 0.51 | 7 | 1.31 | 5 | 19 | 0.66 | 2.49 | 2.48 | 4.31
DEMAND & ENERGY CALCULATION ONLY FOR 900 SERIES RATE CODES
|  | Demand | Ballast | Demand | Energy per Month |  | Demand | 1st Block | 1st Block | All Addional Energy |  | All Add. Energy Charge |  | Total Monthly Charge
Rate Code | Wattage | in KW | % | incl. Ballast | Photocell | Continuous | Charge | Energy | Energy Chg. | Photocell | Continuous | Photocell | Continuous | Photocell | Continuous
901 | 2800 | 2.8 | 0% | 2.8 | 933 | 2044 | 40.79 | 560 | 104.73 | 373 | 1484 | 48.88 | 194.47 | 194.4 | 339.99
902 | 192 | 0.192 | 0% | 0.192 | 64 | 140 | 2.8 | 38 | 7.11 | 26 | 102 | 3.41 | 13.37 | 13.32 | 23.28
903 | 175 | 0.175 | 0% | 0.175 | 58 | 128 | 2.55 | 35 | 6.55 | 23 | 93 | 3.01 | 12.19 | 12.11 | 21.29
904 | 250 | 0.25 | 0% | 0.25 | 83 | 183 | 3.64 | 50 | 9.35 | 33 | 133 | 4.32 | 17.43 | 17.31 | 30.42
905 | 885 | 0.885 | 0% | 0.885 | 295 | 646 | 12.89 | 177 | 33.1 | 118 | 469 | 15.46 | 61.46 | 61.45 | 107.45
906 | 768 | 0.768 | 0% | 0.768 | 140 | 561 | 11.19 | 140 | 26.18 | 0 | 421 | 0 | 55.17 | 37.37 | 92.54
907 | 885 | 0.885 | 0% | 0.885 | 295 | 646 | 12.89 | 177 | 33.1 | 118 | 469 | 15.46 | 61.46 | 61.45 | 107.45
908 | 800 | 0.8 | 0% | 0.8 | 267 | 584 | 11.65 | 160 | 29.92 | 107 | 424 | 14.02 | 55.56 | 55.59 | 97.13
909 | 420 | 0.42 | 0% | 0.42 | 13 | 307 | 6.12 | 13 | 2.43 | 0 | 294 | 0 | 38.53 | 8.55 | 47.08
910 | 660 | 0.66 | 0% | 0.66 | 220 | 482 | 9.61 | 132 | 24.69 | 88 | 350 | 11.53 | 45.86 | 45.83 | 80.16
911 | 75 | 0.075 | 0% | 0.075 | 25 | 55 | 1.09 | 15 | 2.81 | 10 | 40 | 1.31 | 5.24 | 5.21 | 9.14
912 | 400 | 0.4 | 0% | 0.4 | 133 | 292 | 5.83 | 80 | 14.96 | 53 | 212 | 6.95 | 27.78 | 8.4884 | 48.57
913 | 33800 | 33.8 | 0% | 33.8 | 11267 | 24674 | 492.39 | 6760 | 1264.27 | 4507 | 17914 | 590.61 | 2347.49 | 2347.27 | 4104.15
914 | 40 | 0.04 | 20% | 0.048 | 16 | 35 | 0.7 | 10 | 1.87 | 6 | 25 | 0.79 | 3.28 | 3.36 | 5.85
915 | 40 | 0.04 | 20% | 0.048 | 16 | 35 | 0.7 | 10 | 1.87 | 6 | 25 | 0.79 | 3.28 | 3.36 | 5.85
916 | 215 | 0.215 | 0% | 0.215 | 72 | 157 | 3.13 | 43 | 8.04 | 29 | 114 | 3.8 | 14.94 | 14.97 | 26.11
917 | 110 | 0.11 | 18.2% | 0.13002 | 23 | 95 | 1.89 | 23 | 4.3 | 0 | 72 | 0 | 9.44 | 6.19 | 15.63
918 | 80 | 0.08 | 12.5% | 0.09 | 30 | 66 | 1.31 | 18 | 3.37 | 12 | 48 | 1.57 | 6.29 | 6.25 | 10.97
919 | 110 | 0.11 | 18% | 0.1298 | 43 | 95 | 1.89 | 26 | 4.86 | 17 | 69 | 2.23 | 9.04 | 8.98 | 15.79
920 | 360 | 0.36 | 0% | 0.36 | 88 | 263 | 5.24 | 72 | 13.47 | 16 | 191 | 2.1 | 25.03 | 20.81 | 43.74
921 | 4582 | 4.582 | 0% | 4.582 | 830 | 3345 | 66.75 | 830 | 155.23 | 0 | 2515 | 0 | 329.57 | 221.98 | 551.55
922 | 150 | 0.15 | 16% | 0.174 | 58 | 127 | 2.53 | 35 | 6.55 | 23 | 92 | 3.01 | 12.06 | 12.09 | 21.14
923 | 3510 | 3.51 | 0% | 3.51 | 1170 | 2562 | 51.13 | 702 | 131.29 | 468 | 1860 | 61.33 | 243.74 | 243.75 | 426.16
924 | 205 | 0.205 | 15.6% | 0.23698 | 79 | 173 | 3.45 | 47 | 8.79 | 32 | 126 | 4.19 | 16.51 | 16.43 | 28.75
925 | 2040 | 2.04 | 0% | 2.04 | 680 | 1489 | 29.72 | 408 | 76.3 | 272 | 1081 | 35.64 | 141.66 | 141.66 | 247.68
926 | 330 | 0.33 | 15.45% | 0.38099 | 127 | 278 | 5.55 | 76 | 14.21 | 51 | 202 | 6.68 | 26.47 | 26.44 | 46.23
927 | 2190 | 2.19 | 0% | 2.19 | 730 | 1599 | 31.9 | 438 | 81.92 | 292 | 1161 | 38.26 | 152.14 | 152.08 | 265.96
928 | 2850 | 2.85 | 0% | 2.85 | 950 | 2081 | 41.52 | 570 | 106.6 | 380 | 1511 | 49.8 | 198 | 197.92 | 346.12
929 | 550 | 0.55 | 0% | 0.55 | 183 | 402 | 8.01 | 110 | 20.57 | 73 | 292 | 9.57 | 38.26 | 38.15 | 66.84
930 | 70 | 0.07 | 25% | 0.0875 | 29 | 64 | 1.27 | 18 | 3.37 | 11 | 46 | 1.44 | 6.03 | 6.08 | 10.67
931 | 132 | 0.132 | 10% | 0.1452 | 53 | 106 | 2.12 | 29 | 5.42 | 24 | 77 | 3.15 | 10.09 | 10.69 | 17.63
932 | 180 | 0.18 | 15% | 0.207 | 69 | 151 | 3.02 | 41 | 7.67 | 28 | 110 | 3.67 | 14.41 | 14.36 | 25.1
933 | 1000 | 1 | 0% | 1 | 333 | 730 | 14.57 | 200 | 37.4 | 133 | 530 | 17.43 | 69.45 | 69.4 | 121.42
934 | 55 | 0.055 | 40% | 0.077 | 26 | 56 | 1.12 | 15 | 2.81 | 11 | 41 | 1.44 | 5.37 | 5.37 | 9.3
935 | 1000 | 1 | 10% | 1.1 | 367 | 803 | 16.02 | 220 | 41.14 | 147 | 583 | 19.26 | 76.4 | 76.42 | 133.56
936 | 125 |  | 0% | 0 | 0 | 0 | 0 | 0 | 0 | 0 | 0 | 0 | 0 | 9.8765 | 0
937 | 528 | 0.528 | 0% | 0.528 | 176 | 385 | 7.69 | 106 | 19.82 | 70 | 279 | 9.17 | 36.56 | 36.68 | 64.07
938 | 360 | 0.36 | 0% | 0.36 | 120 | 263 | 5.24 | 72 | 13.47 | 48 | 191 | 6.29 | 25.03 | 25 | 43.74
939 | 150 | 0.15 | 0% | 0.15 | 50 | 110 | 2.19 | 30 | 5.61 | 20 | 80 | 2.62 | 10.48 | 10.42 | 18.28
940 | 675 | 0.675 | 0% | 0.675 | 225 | 493 | 9.83 | 135 | 25.25 | 90 | 358 | 11.79 | 46.91 | 46.87 | 81.99
941 | 7440 | 7.44 | 0% | 7.44 | 2480 | 5431 | 108.38 | 1488 | 278.29 | 992 | 3943 | 129.99 | 516.7 | 516.66 | 903.37
942 | 2200 | 2.2 | 0% | 2.2 | 733 | 1606 | 32.05 | 440 | 82.29 | 293 | 1166 | 38.4 | 152.79 | 152.74 | 267.13
943 | 1290 | 1.29 | 0% | 1.29 | 430 | 942 | 18.79 | 258 | 48.25 | 172 | 684 | 22.54 | 89.63 | 89.58 | 156.67
944 | 200 | 0.2 | 0% | 0.2 | 67 | 146 | 2.91 | 40 | 7.48 | 27 | 106 | 3.54 | 13.89 | 13.93 | 24.28
945 | 1380 | 1.38 | 0% | 1.38 | 2 | 1007 | 20.1 | 2 | 0.37 | 0 | 1005 | 0 | 131.7 | 20.47 | 152.17
946 | 1800 | 1.8 | 10% | 1.98 | 660 | 1445 | 28.84 | 396 | 74.06 | 264 | 1049 | 34.6 | 137.46 | 137.5 | 240.36
947 | 300 | 0.3 | 0% | 0.3 | 4 | 219 | 4.37 | 4 | 0.75 | 0 | 215 | 0 | 28.17 | 5.12 | 33.29
948 | 1344 | 1.344 | 0% | 1.344 | 448 | 981 | 19.58 | 269 | 50.31 | 179 | 712 | 23.46 | 93.3 | 93.35 | 163.19
949 | 75 | 0.075 | 0% | 0.075 | 25 | 55 | 1.09 | 15 | 2.81 | 10 | 40 | 1.31 | 5.24 | 5.21 | 9.14
950 | 1440 | 1.44 | 0% | 1.44 | 480 | 1051 | 20.98 | 288 | 53.86 | 192 | 763 | 25.16 | 99.99 | 100 | 174.83
951 | 2000 | 2 | 0% | 2 | 667 | 1460 | 29.14 | 400 | 74.81 | 267 | 1060 | 34.99 | 138.9 | 138.94 | 242.85
952 | 1119 | 1.119 | 0% | 1.119 | 0 | 0 | 16.3 | 0 | 0 | 0 | 0 | 0 | 0 | 16.3 | 16.3
953 | 1548 | 1.548 | 0% | 1.548 | 516 | 1130 | 22.55 | 310 | 57.98 | 206 | 820 | 26.99 | 107.45 | 107.52 | 187.98
954 | 175 |  | 0% | 0 | 0 | 0 | 0 | 0 | 0 | 0 | 0 | 0 | 0 | 8.1301 | 0
955 | 100 |  | 0% | 0 | 0 | 0 | 0 | 0 | 0 | 0 | 0 | 0 | 0 | 8.2048 | 0
956 | 250 | 0.25 | 0% | 0.25 | 83 | 183 | 3.64 | 50 | 9.35 | 33 | 133 | 4.32 | 17.43 | 17.31 | 30.42
957 | 90 | 0.09 | 10% | 0.099 | 33 | 72 | 1.44 | 20 | 3.74 | 13 | 52 | 1.7 | 6.81 | 6.88 | 11.99
958 | 850 | 0.85 | 0% | 0.85 | 283 | 621 | 12.38 | 170 | 31.79 | 113 | 451 | 14.81 | 59.1 | 58.98 | 103.27
959 | 980 | 0.98 | 0% | 0.98 | 327 | 715 | 14.28 | 196 | 36.66 | 131 | 519 | 17.17 | 68.01 | 68.11 | 118.95
960 | 2400 | 2.4 | 0% | 2.4 | 800 | 1752 | 34.96 | 480 | 89.77 | 320 | 1272 | 41.93 | 166.69 | 166.66 | 291.42
961 | 5 | 0.005 | 0% | 0.005 | 2 | 4 | 0.07 | 1 | 0.19 | 1 | 3 | 0.13 | 0.39 | 0.39 | 0.65
962 | 100 | 0.1 | 0% | 0.1 | 0 | 73 | 1.46 | 0 | 0 | 0 | 73 | 0 | 9.57 | 1.46 | 11.03
963 | 249 | 0.249 | 0% | 0.249 | 1 | 182 | 3.63 | 1 | 0.19 | 0 | 181 | 0 | 23.72 | 3.82 | 27.54
964 | 319 | 0.319 | 10% | 0.3509 | 117 | 256 | 5.11 | 70 | 13.09 | 47 | 186 | 6.16 | 24.37 | 24.36 | 42.57
965 | 2420 | 2.42 | 0% | 2.42 | 807 | 1767 | 35.25 | 484 | 90.52 | 323 | 1283 | 42.33 | 168.13 | 168.1 | 293.9
966 | 6500 | 6.5 | 0% | 6.5 | 845 | 4745 | 94.69 | 845 | 158.03 | 0 | 3900 | 0 | 511.06 | 252.72 | 763.78
967 | 2500 | 2.5 | 0% | 2.5 | 833 | 1320 | 36.42 | 500 | 93.51 | 333 | 820 | 43.64 | 107.45 | 173.57 | 237.38
968 | 473 | 0.473 | 0% | 0.473 | 158 | 345 | 6.89 | 95 | 17.77 | 63 | 250 | 8.26 | 32.76 | 32.92 | 57.42
969 | 1488 | 1.488 | 0% | 1.488 | 496 | 1086 | 21.68 | 298 | 55.73 | 198 | 788 | 25.95 | 103.26 | 103.36 | 180.67
970 | 3200 | 3.2 | 0% | 3.2 | 1067 | 2336 | 46.62 | 640 | 119.69 | 427 | 1696 | 55.95 | 222.25 | 222.26 | 388.56
971 | 49 | 0.049 | 0% | 0.049 | 16 | 36 | 0.71 | 10 | 1.87 | 6 | 26 | 0.79 | 3.41 | 3.37 | 5.99
972 | 25 | 0.025 | 0% | 0.025 | 8 | 18 | 0.36 | 5 | 0.94 | 3 | 13 | 0.39 | 1.7 | 1.69 | 3
973 | 180 | 0.18 | 10% | 0.198 | 66 | 145 | 2.88 | 40 | 7.48 | 26 | 105 | 3.41 | 13.76 | 13.77 | 24.12
974 | 700 | 0.7 | 9.5% | 0.7665 | 256 | 560 | 11.17 | 153 | 28.61 | 103 | 407 | 13.5 | 53.33 | 53.28 | 93.11
975 | 324 | 0.324 | 0% | 0.324 | 108 | 237 | 4.72 | 65 | 12.16 | 43 | 172 | 5.63 | 22.54 | 22.51 | 39.42
976 | 300 | 0.3 | 0% | 0.3 | 46 | 219 | 4.37 | 46 | 8.6 | 0 | 173 | 0 | 22.67 | 12.97 | 35.64
977 | 50 | 0.05 | 0% | 0.05 | 17 | 37 | 0.73 | 10 | 1.87 | 7 | 27 | 0.92 | 3.54 | 3.52 | 6.14
978 | 648 | 0.648 | 0% | 0.648 | 126 | 473 | 9.44 | 126 | 23.56 | 0 | 347 | 0 | 45.47 | 33 | 78.47
979 | 1100 | 1.1 | 0% | 1.1 | 367 | 803 | 16.02 | 220 | 41.14 | 147 | 583 | 19.26 | 76.4 | 76.42 | 133.56
980 | 2148 | 2.148 | 0% | 2.148 | 716 | 1568 | 31.29 | 430 | 80.42 | 286 | 1138 | 37.48 | 149.13 | 149.19 | 260.84
981 | 216 | 0.216 | 0% | 0.216 | 72 | 158 | 3.15 | 43 | 8.04 | 29 | 115 | 3.8 | 15.07 | 14.99 | 26.26
982 | 400 | 0.4 | 0% | 0.4 | 85 | 292 | 5.83 | 80 | 14.96 | 5 | 212 | 0.66 | 27.78 | 21.45 | 48.57
983 | 420 | 0.42 | 0% | 0.42 | 140 | 307 | 6.12 | 84 | 15.71 | 56 | 223 | 7.34 | 29.22 | 29.17 | 51.05
984 | 746 | 0.746 | 0% | 0.746 | 42 | 545 | 10.87 | 42 | 7.85 | 0 | 503 | 0 | 65.91 | 18.72 | 84.63
985 | 1200 | 1.2 | 0% | 1.2 | 400 | 876 | 17.48 | 240 | 44.89 | 160 | 636 | 20.97 | 83.34 | 83.34 | 145.71
986 | 2300 | 2.3 | 0% | 2.3 | 10 | 1679 | 33.51 | 10 | 1.87 | 0 | 1669 | 0 | 218.71 | 35.38 | 254.09
987 | 1990 | 1.99 | 0% | 1.99 | 663 | 1453 | 28.99 | 398 | 74.43 | 265 | 1055 | 34.73 | 138.25 | 138.15 | 241.67
988 | 160 | 0.16 | 10% | 0.176 | 27 | 128 | 2.56 | 27 | 5.05 | 0 | 101 | 0 | 13.24 | 7.61 | 20.85
989 | 624 | 0.624 | 0% | 0.624 | 208 | 456 | 9.09 | 125 | 23.38 | 83 | 331 | 10.88 | 43.37 | 43.35 | 75.84
990 | 745 | 0.745 | 0% | 0.745 | 218 | 544 | 10.85 | 149 | 27.87 | 69 | 395 | 9.04 | 51.76 | 47.76 | 90.48
991 | 5000 | 5 | 0% | 5 | 1667 | 3650 | 72.84 | 1000 | 187.02 | 667 | 2650 | 87.41 | 347.26 | 347.27 | 607.12
992 | 100 | 0.1 | 0% | 0.1 | 33 | 73 | 1.46 | 20 | 3.74 | 13 | 53 | 1.7 | 6.95 | 6.9 | 12.15
993 | 200 | 0.2 | 0% | 0.2 | 40 | 146 | 2.91 | 40 | 7.48 | 0 | 106 | 0 | 13.89 | 10.39 | 24.28
994 | 1650 | 1.65 | 0% | 1.65 | 550 | 1205 | 24.04 | 330 | 61.72 | 220 | 875 | 28.83 | 114.66 | 114.59 | 200.42
995 | 336 | 0.336 | 0% | 0.336 | 112 | 245 | 4.89 | 67 | 12.53 | 45 | 178 | 5.9 | 23.33 | 23.32 | 40.75
996 | 336 | 0.336 | 0% | 0.336 | 112 | 245 | 4.89 | 67 | 12.53 | 45 | 178 | 5.9 | 23.33 | 23.32 | 40.75
997 | 500 | 0.5 | 0% | 0.5 | 167 | 365 | 7.28 | 100 | 18.7 | 67 | 265 | 8.78 | 34.73 | 34.76 | 60.71
998 | 764 | 0.764 | 17.25% | 0.89579 | 299 | 654 | 13.05 | 179 | 33.48 | 120 | 475 | 15.73 | 62.24 | 62.26 | 108.77
999 | 144 | 0.144 | 0% | 0.144 | 48 | 105 | 2.1 | 29 | 5.42 | 19 | 76 | 2.49 | 9.96 | 10.01 | 17.48
1000 | 86 | 0.086 | 36% | 0.11696 | 39 | 85 | 1.7 | 23 | 4.3 | 16 | 62 | 2.1 | 8.12 | 8.1 | 14.12
1001 | 720 | 0.72 | 25% | 0.9 | 300 | 657 | 13.11 | 180 | 33.66 | 120 | 477 | 15.73 | 62.51 | 62.5 | 109.28
1002 | 11104 | 11.104 | 10% | 12.2144 | 4087 | 8917 | 177.94 | 2443 | 456.89 | 1644 | 6474 | 215.43 | 848.37 | 850.26 | 1483.2
1003 | 825 | 0.825 | 20% | 0.99 | 330 | 723 | 14.42 | 198 | 37.03 | 132 | 525 | 17.3 | 68.8 | 68.75 | 120.25
1004 | 720 | 0.72 | 10% | 0.792 | 264 | 578 | 11.54 | 158 | 29.55 | 106 | 420 | 13.89 | 55.04 | 54.98 | 96.13
1005 | 680 | 0.68 | 10% | 0.748 | 249 | 546 | 10.9 | 150 | 28.05 | 99 | 396 | 12.97 | 51.89 | 51.92 | 90.84
1006 | 700 | 0.7 | 9.9% | 0.7693 | 256 | 562 | 11.21 | 154 | 28.8 | 102 | 408 | 13.37 | 53.47 | 53.38 | 93.48
1007 | 690 | 0.69 | 13.19% | 0.78101 | 260 | 570 | 11.38 | 156 | 29.18 | 104 | 414 | 13.63 | 54.25 | 54.19 | 94.81
1008 | 550 | 0.55 | 10% | 0.605 | 3 | 442 | 8.81 | 3 | 0.56 | 0 | 439 | 0 | 57.53 | 9.37 | 66.9
1009 | 200 | 0.2 | 10% | 0.22 | 73 | 161 | 3.2 | 44 | 8.23 | 29 | 117 | 3.8 | 15.33 | 15.23 | 26.76
1010 | 603 | 0.603 | 15% | 0.69345 | 253 | 380 | 10.1 | 139 | 26 | 114 | 241 | 14.94 | 31.58 | 51.04 | 67.68
1011 | 35 | 0.035 | 0% | 0.035 | 12 | 26 | 0.51 | 7 | 1.31 | 5 | 19 | 0.66 | 2.49 | 2.48 | 4.31
1012 | 408 | 0.408 | 10% | 0.4488 | 150 | 328 | 6.54 | 90 | 16.83 | 60 | 238 | 7.86 | 31.19 | 31.23 | 54.56
1013 | 395 | 0.395 | 10% | 0.4345 | 145 | 317 | 6.33 | 87 | 16.27 | 58 | 230 | 7.6 | 30.14 | 30.2 | 52.74
1014 | 180 | 0.18 | 10% | 0.198 | 66 | 145 | 2.88 | 40 | 7.48 | 26 | 105 | 3.41 | 13.76 | 13.77 | 24.12
1015 | 5844 | 5.844 | 28.6% | 7.5154 | 2505 | 5486 | 109.48 | 1503 | 281.09 | 1002 | 3983 | 131.3 | 521.94 | 521.87 | 912.51
1016 | 875 | 0.875 | 28.5% | 1.1244 | 375 | 821 | 16.38 | 225 | 42.08 | 150 | 596 | 19.66 | 78.1 | 78.12 | 136.56
1017 | 100 | 0.1 | 10% | 0.11 | 37 | 80 | 1.6 | 22 | 4.11 | 15 | 58 | 1.97 | 7.6 | 7.68 | 13.31
1018 | 300 | 0.3 | 10% | 0.33 | 120 | 241 | 4.81 | 66 | 12.34 | 54 | 175 | 7.08 | 22.93 | 24.23 | 40.08
1019 | 228 | 0.228 | 10% | 0.2508 | 84 | 183 | 3.65 | 50 | 9.35 | 34 | 133 | 4.46 | 17.43 | 17.46 | 30.43
1020 | 320 | 0.32 | 10% | 0.352 | 117 | 257 | 5.13 | 70 | 13.09 | 47 | 187 | 6.16 | 24.5 | 24.38 | 42.72
1021 | 1955 | 1.955 | 0% | 1.955 | 652 | 1427 | 28.48 | 391 | 73.13 | 261 | 1036 | 34.2 | 135.76 | 135.81 | 237.37
1022 | 75 | 0.075 | 20% | 0.09 | 30 | 66 | 1.31 | 18 | 3.37 | 12 | 48 | 1.57 | 6.29 | 6.25 | 10.97
1023 | 1640 | 1.64 | 0% | 1.64 | 546 | 1197 | 23.89 | 328 | 61.34 | 218 | 869 | 28.57 | 113.88 | 113.8 | 199.11
1024 | 390 | 0.39 | 10% | 0.429 | 143 | 313 | 6.25 | 86 | 16.08 | 57 | 227 | 7.47 | 29.75 | 29.8 | 52.08
1025 | 300 | 0.3 | 10% | 0.33 | 110 | 241 | 4.81 | 66 | 12.34 | 44 | 175 | 5.77 | 22.93 | 22.92 | 40.08
1026 | 440 | 0.44 | 10% | 0.484 | 161 | 353 | 7.05 | 97 | 18.14 | 64 | 256 | 8.39 | 33.55 | 33.58 | 58.74
1027 | 210 | 0.21 | 10% | 0.231 | 42 | 169 | 3.37 | 42 | 7.85 | 0 | 127 | 0 | 16.64 | 11.22 | 27.86
1028 | 840 | 0.84 | 10% | 0.924 | 308 | 675 | 13.46 | 185 | 34.6 | 123 | 490 | 16.12 | 64.21 | 64.18 | 112.27
1029 | 80 | 0.08 | 10% | 0.088 | 16 | 64 | 1.28 | 16 | 2.99 | 0 | 48 | 0 | 6.29 | 4.27 | 10.56
1030 | 1032 | 1.032 | 10% | 1.1352 | 378 | 829 | 16.54 | 227 | 42.45 | 151 | 602 | 19.79 | 78.89 | 78.78 | 137.88
1031 | 516 | 0.516 | 10% | 0.5676 | 189 | 414 | 8.27 | 114 | 21.32 | 75 | 300 | 9.83 | 39.31 | 39.42 | 68.9
1032 | 216 | 0.216 | 10% | 0.2376 | 79 | 173 | 3.46 | 48 | 8.98 | 31 | 125 | 4.06 | 16.38 | 16.5 | 28.82
1033 | 375 | 0.375 | 10% | 0.4125 | 138 | 301 | 6.01 | 83 | 15.52 | 55 | 218 | 7.21 | 28.57 | 28.74 | 50.1
1034 | 560 | 0.56 | 10% | 0.616 | 205 | 450 | 8.97 | 123 | 23 | 82 | 327 | 10.75 | 42.85 | 42.72 | 74.82
1035 | 350 | 0.35 | 0% | 0.35 | 128 | 256 | 5.1 | 70 | 13.09 | 58 | 186 | 7.6 | 24.37 | 25.79 | 42.56
1036 | 300 | 0.3 | 14.67% | 0.34401 | 115 | 251 | 5.01 | 69 | 12.9 | 46 | 182 | 6.03 | 23.85 | 23.94 | 41.76
1037 | 585 | 0.585 | 33.33% | 0.77998 | 260 | 569 | 11.36 | 156 | 29.18 | 104 | 413 | 13.63 | 54.12 | 54.17 | 94.66
1038 | 360 | 0.36 | 11.11% | 0.4 | 133 | 292 | 5.83 | 80 | 14.96 | 53 | 212 | 6.95 | 27.78 | 27.74 | 48.57
1039 | 672 | 0.672 | 19.05% | 0.80002 | 267 | 584 | 11.65 | 160 | 29.92 | 107 | 424 | 14.02 | 55.56 | 55.59 | 97.13
1040 | 140 | 0.14 | 20% | 0.168 | 56 | 123 | 2.45 | 34 | 6.36 | 22 | 89 | 2.88 | 11.66 | 11.69 | 20.47
1041 | 570 | 0.57 | 10% | 0.627 | 209 | 458 | 9.13 | 125 | 23.38 | 84 | 333 | 11.01 | 43.64 | 43.52 | 76.15
1042 | 1320 | 1.32 | 4.7% | 1.382 | 461 | 1009 | 20.13 | 276 | 51.62 | 185 | 733 | 24.24 | 96.05 | 95.99 | 167.8
1043 | 1300 | 1.3 | 35.17% | 1.7572 | 586 | 1283 | 25.6 | 351 | 65.64 | 235 | 932 | 30.79 | 122.13 | 122.03 | 213.37
1044 | 340 | 0.34 | 8.82% | 0.36999 | 123 | 270 | 5.39 | 74 | 13.84 | 49 | 196 | 6.42 | 25.68 | 25.65 | 44.91
1045 | 720 | 0.72 | 14.44% | 0.82397 | 275 | 601 | 12 | 165 | 30.86 | 110 | 436 | 14.41 | 57.13 | 57.27 | 99.99
1046 | 360 | 0.36 | 14.44% | 0.41198 | 137 | 301 | 6 | 82 | 15.34 | 55 | 219 | 7.21 | 28.7 | 28.55 | 50.04
1047 |  | 0 | 0% | 0 | 0 | 0 | 0 | 0 | 0 | 0 | 0 | 0 | 0 | 17.9378 | 0
1048 | 320 | 0.32 | 11.5% | 0.3568 | 119 | 260 | 5.2 | 71 | 13.28 | 48 | 189 | 6.29 | 24.77 | 24.77 | 43.25
1049 | 150 | 0.15 | 20% | 0.18 | 60 | 131 | 2.62 | 36 | 6.73 | 24 | 95 | 3.15 | 12.45 | 12.5 | 21.8
1050 | 400 | 0.4 | 10% | 0.44 | 147 | 321 | 6.41 | 88 | 16.46 | 59 | 233 | 7.73 | 30.53 | 30.6 | 53.4
| 380 | 0.38 | 21.58% | 0.462 | 154 | 337 | 6.73 | 92 | 17.21 | 62 | 245 | 8.12 | 32.11 | 32.06 | 56.05
| 510 | 0.51 | 17.65% | 0.60001 | 200 | 438 | 8.74 | 120 | 22.44 | 80 | 318 | 10.48 | 41.67 | 41.66 | 72.85
| 145 | 0.145 | 19.31% | 0.173 | 58 | 126 | 2.52 | 35 | 6.55 | 23 | 91 | 3.01 | 11.92 | 12.08 | 20.99
| 400 | 0.4 | 21.75% | 0.487 | 162 | 356 | 7.09 | 97 | 18.14 | 65 | 259 | 8.52 | 33.94 | 33.75 | 59.17
1051 | 1435 |  |  |  | 574 | [8 empty] | 119.55
1052 | 180 | 0.18 | 21.67% | 0.21901 | 73 | 160 | 3.19 | 44 | 8.23 | 29 | 116 | 3.8 | 15.2 | 15.22 | 26.62
| 3960 | 3.96 | 14.55% | 4.5362 | 1512 | 3311 | 66.08 | 907 | 169.63 | 605 | 2404 | 79.28 | 315.02 | 314.99 | 550.73
| 765 | 0.765 | 20% | 0.918 | 306 | 670 | 13.37 | 184 | 34.41 | 122 | 486 | 15.99 | 63.69 | 63.77 | 111.47
1054 | 4725 |  |  |  | 1818 | [8 empty] | 378.76
1055 | 90 | 0.09 | 0% | 0.09 | 30 | 66 | 1.31 | 18 | 3.37 | 12 | 48 | 1.57 | 6.29 | 6.25 | 10.97
1056 | 4608 | 4.608 | 0% | 4.608 | 1536 | 3364 | 67.13 | 922 | 172.43 | 614 | 2442 | 80.46 | 320 | 320.02 | 559.56
1057 | 1260 | 1.26 | 3.8% | 1.3079 | 436 | 955 | 19.05 | 262 | 49 | 174 | 693 | 22.8 | 90.81 | 90.85 | 158.86
1058 | 3432 | 3.432 | 0% | 3.432 | 1144 | 2505 | 50 | 686 | 128.3 | 458 | 1819 | 60.02 | 238.37 | 238.32 | 416.67
1059 | 660 | 0.66 | 14.55% | 0.75603 | 252 | 552 | 11.01 | 151 | 28.24 | 101 | 401 | 13.24 | 52.55 | 52.49 | 91.8
1060 | 320 | 0.32 | 16.25% | 0.372 | 124 | 272 | 5.42 | 74 | 13.84 | 50 | 198 | 6.55 | 25.95 | 25.81 | 45.21
1061 | 950 | 0.95 | 21.58% | 1.155 | 385 | 843 | 16.83 | 231 | 43.2 | 154 | 612 | 20.18 | 80.2 | 80.21 | 140.23
1062 | 228 | 0.228 | 30% | 0.2964 | 99 | 216 | 4.32 | 59 | 11.03 | 40 | 157 | 5.24 | 20.57 | 20.59 | 35.92
1063 | 510 | 0.51 | 17.65% | 0.60001 | 200 | 438 | 8.74 | 120 | 22.44 | 80 | 318 | 10.48 | 41.67 | 41.66 | 72.85
1064 | 40 | 0.04 | 0% | 0.04 | 13 | 29 | 0.58 | 8 | 1.5 | 5 | 21 | 0.66 | 2.75 | 2.74 | 4.83
1065 | 440 | 0.44 | 22.73% | 0.54001 | 180 | 394 | 7.87 | 108 | 20.2 | 72 | 286 | 9.44 | 37.48 | 37.51 | 65.55
1066 | 550 | 0.55 | 11.64% | 0.61402 | 205 | 448 | 8.94 | 123 | 23 | 82 | 325 | 10.75 | 42.59 | 42.69 | 74.53
1067 | 200 | 0.2 | 10% | 0.22 | 73 | 161 | 3.2 | 44 | 8.23 | 29 | 117 | 3.8 | 15.33 | 15.23 | 26.76
1068 | 880 | 0.88 | 14.55% | 1.008 | 336 | 736 | 14.68 | 202 | 37.78 | 134 | 534 | 17.56 | 69.98 | 70.02 | 122.44
1069 | 5004 | 5.004 | 0% | 5.004 | 1668 | 3653 | 72.9 | 1001 | 187.21 | 667 | 2652 | 87.41 | 347.52 | 347.52 | 607.63
1070 | 720 | 0.72 | 10.83% | 0.79798 | 266 | 583 | 11.62 | 160 | 29.92 | 106 | 423 | 13.89 | 55.43 | 55.43 | 96.97
1071 | 825 | 0.825 | 23.64% | 1.02 | 340 | 745 | 14.86 | 204 | 38.15 | 136 | 541 | 17.82 | 70.89 | 70.83 | 123.9
1072 | 624 | 0.624 | 16.67% | 0.72802 | 243 | 531 | 10.61 | 146 | 27.31 | 97 | 385 | 12.71 | 50.45 | 50.63 | 88.37
| 84 | 0.084 | 0% | 0.084 | 28 | 61 | 1.22 | 17 | 3.18 | 11 | 44 | 1.44 | 5.77 | 5.84 | 10.17
| 350 | 0.35 | 23.43% | 0.432 | 144 | 315 | 6.29 | 86 | 16.08 | 58 | 229 | 7.6 | 30.01 | 29.97 | 52.38
1073 | 434 |  |  |  | 172 | [8 empty] | 35.81
1075 | 1320 | 1.32 | 9.09% | 1.44 | 480 | 1051 | 20.98 | 288 | 53.86 | 192 | 763 | 25.16 | 99.99 | 100 | 174.83
| 120 | 0.12 | 14.55% | 0.13746 | 46 | 100 | 2 | 27 | 5.05 | 19 | 73 | 2.49 | 9.57 | 9.54 | 16.62
| 300 | 0.3 | 14.55% | 0.34365 | 115 | 251 | 5.01 | 69 | 12.9 | 46 | 182 | 6.03 | 23.85 | 23.94 | 41.76
| 170 | 0.17 | 14.55% | 0.19474 | 65 | 142 | 2.84 | 39 | 7.29 | 26 | 103 | 3.41 | 13.5 | 13.54 | 23.63
1076 | 590 |  |  |  | 226 | [8 empty] | 47.02
1077 | 700 | 0.7 | 9.71% | 0.76797 | 256 | 561 | 11.19 | 154 | 28.8 | 102 | 407 | 13.37 | 53.33 | 53.36 | 93.32
1078 | 1870 | 1.87 | 23% | 2.3001 | 767 | 1679 | 33.51 | 460 | 86.03 | 307 | 1219 | 40.23 | 159.74 | 159.77 | 279.28
1079 | 600 | 0.6 | 12% | 0.672 | 224 | 491 | 9.79 | 134 | 25.06 | 90 | 357 | 11.79 | 46.78 | 46.64 | 81.63
1080 | 384 | 0.384 | 20.3% | 0.46195 | 154 | 337 | 6.73 | 92 | 17.21 | 62 | 245 | 8.12 | 32.11 | 32.06 | 56.05
| 52 | 0.052 | 10% | 0.0572 | 19 | 42 | 0.83 | 11 | 2.06 | 8 | 31 | 1.05 | 4.06 | 3.94 | 6.95
| 50 | 0.05 | 10% | 0.055 | 18 | 40 | 0.8 | 11 | 2.06 | 7 | 29 | 0.92 | 3.8 | 3.78 | 6.66
1081 | 102 |  |  |  | 37 | [8 empty] | 7.72
1082 | 1320 | 1.32 | 14.55% | 1.5121 | 504 | 1104 | 22.03 | 302 | 56.48 | 202 | 802 | 26.47 | 105.1 | 104.98 | 183.61
1083 | 450 | 0.45 | 10% | 0.495 | 165 | 361 | 7.21 | 99 | 18.52 | 66 | 262 | 8.65 | 34.33 | 34.38 | 60.06
1084 | 162 | 0.162 | 10% | 0.1782 | 59 | 130 | 2.6 | 36 | 6.73 | 23 | 94 | 3.01 | 12.32 | 12.34 | 21.65
1085 | 425 | 0.425 | 10% | 0.4675 | 156 | 341 | 6.81 | 94 | 17.58 | 62 | 247 | 8.12 | 32.37 | 32.51 | 56.76
1086 | 720 | 0.72 | 10% | 0.792 | 264 | 578 | 11.54 | 158 | 29.55 | 106 | 420 | 13.89 | 55.04 | 54.98 | 96.13
1087 | 1200 | 1.2 | 20% | 1.44 | 480 | 1051 | 20.98 | 288 | 53.86 | 192 | 763 | 25.16 | 99.99 | 100 | 174.83
1088 | 1800 | 1.8 | 14% | 2.052 | 684 | 1498 | 29.89 | 410 | 76.68 | 274 | 1088 | 35.91 | 142.57 | 142.48 | 249.14
1089 | 1800 | 1.8 | 0% | 1.8 | 600 | 1314 | 26.22 | 360 | 67.33 | 240 | 954 | 31.45 | 125.01 | 125 | 218.56
1090 | 792 | 0.792 | 0% | 0.792 | 264 | 578 | 11.54 | 158 | 29.55 | 106 | 420 | 13.89 | 55.04 | 54.98 | 96.13
| 800 | 0.8 | 0% | 0.8 | 267 | 584 | 11.65 | 160 | 29.92 | 107 | 424 | 14.02 | 55.56 | 55.59 | 97.13
| 720 | 0.72 | 0% | 0.72 | 240 | 526 | 10.49 | 144 | 26.93 | 96 | 382 | 12.58 | 50.06 | 50 | 87.48
1091 | 1520 |  |  |  |  | 793 | [8 empty] | 143.07
1092 | 2400 | 2.4 | 0% | 2.4 | 58 | 1752 | 34.96 | 58 | 10.85 | 0 | 1694 | 0 | 221.99 | 45.81 | 267.8
1093 | 120 | 0.12 | 10% | 0.132 | 44 | 96 | 1.92 | 26 | 4.86 | 18 | 70 | 2.36 | 9.17 | 9.14 | 15.95
1094 | 540 | 0.54 | 0% | 0.54 | 180 | 394 | 7.87 | 108 | 20.2 | 72 | 286 | 9.44 | 37.48 | 37.51 | 65.55
393 | 75 | 0.075 | 0% | 0.075 | 25 | 55 | 1.09 | 15 | 2.81 | 10 | 40 | 1.31 | 5.24 | 5.21 | 9.14
394 | 900 | 0.9 | 0% | 0.9 | 300 | 657 | 13.11 | 180 | 33.66 | 120 | 477 | 15.73 | 62.51 | 62.5 | 109.28
| 12 | 0.012 | 0% | 0.012 | 4 | 9 | 0.17 | 2 | 0.37 | 2 | 7 | 0.26 | 0.92 | 0.8 | 1.46
395 | 125 | 0.125 | 0% | 0.125 | 38 | 91 | 1.82 | 25 | 4.68 | 13 | 66 | 1.7 | 8.65 | 8.2 | 15.15
[5 empty] | 47 |  | 0 | 0 | 0 | 47 | 0 | 6.16 | 0 | 9.66 | 0
| 24 | 0.024 | 0% | 0.024 | 8 | 18 | 0.35 | 5 | 0.94 | 3 | 13 | 0.39 | 1.7 | 1.68 | 2.99
| 100 | 0.1 | 0% | 0.1 | 30 | 73 | 1.46 | 20 | 3.74 | 10 | 53 | 1.31 | 6.95 | 6.51 | 12.15
396 |  |  |  |  | 48 |  | 0 | 0 | 0 | 48 | 0 | 6.29 | 0 | 9.5 | 0
| 800 | 0.8 | 10% | 0.88 | 293 | 642 | 12.82 | 176 | 32.92 | 117 | 466 | 15.33 | 61.07 | 61.07 | 106.81
| 300 | 0.3 | 10% | 0.33 | 110 | 241 | 4.81 | 66 | 12.34 | 44 | 175 | 5.77 | 22.93 | 22.92 | 40.08
353 | 1100 |  |  |  | 403 |  | 0 | 0 | 0 | 403 | 0 | 52.81 | 0 | 83.99 | 0
| 650 | 0.65 | 0% | 0.65 | 217 | 475 | 9.47 | 130 | 24.31 | 87 | 345 | 11.4 | 45.21 | 45.18 | 78.99
| 160 | 0.16 | 0% | 0.16 | 65 | 117 | 2.33 | 32 | 5.98 | 33 | 85 | 4.32 | 11.14 | 12.63 | 19.45
387 | 810 |  |  |  |  | 540 | 0 | 0 | 0 | 0 | 540 | 0 | 70.76 | 0 | 91.62
| 871 | 0.871 | 0% | 0.871 | 290 | 636 | 12.69 | 174 | 32.54 | 116 | 462 | 15.2 | 60.54 | 60.43 | 105.77
| 160 | 0.16 | 0% | 0.16 | 64 | 117 | 2.33 | 32 | 5.98 | 32 | 85 | 4.19 | 11.14 | 12.5 | 19.45
378 | 1031 |  |  |  |  | 700 | 0 | 0 | 0 | 0 | 700 | 0 | 91.73 | 0 | 118.27
| 660 | 0.66 | 21.74% | 0.80348 | 268 | 587 | 11.7 | 161 | 30.11 | 107 | 426 | 14.02 | 55.82 | 55.83 | 97.63
| 60 | 0.06 | 21.74% | 0.073044 | 24 | 53 | 1.06 | 15 | 2.81 | 9 | 38 | 1.18 | 4.98 | 5.05 | 8.85
| 30 | 0.03 | 21.74% | 0.036522 | 12 | 27 | 0.53 | 7 | 1.31 | 5 | 20 | 0.66 | 2.62 | 2.5 | 4.46
1095 | 690 |  |  |  | 304 |  | 0 | 0 | 0 | 304 | 0 | 39.84 | 0 | 63.38 | 0
| 2090 | 2.09 | 20% | 2.508 | 836 | 1831 | 36.54 | 502 | 93.89 | 334 | 1329 | 43.77 | 174.15 | 174.2 | 304.58
| 75 | 0.075 | 20% | 0.09 | 30 | 66 | 1.31 | 18 | 3.37 | 12 | 48 | 1.57 | 6.29 | 6.25 | 10.97
1096 | 2165 |  |  |  | 866 |  | 0 | 0 | 0 | 866 | 0 | 113.48 | 0 | 180.45 | 0
1097 | 300 | 0.3 | 14.67% | 0.34401 | 115 | 251 | 5.01 | 69 | 12.9 | 46 | 182 | 6.03 | 23.85 | 23.94 | 41.76
1098 | 375 | 0.375 | 5.6% | 0.396 | 132 | 289 | 5.77 | 79 | 14.77 | 53 | 210 | 6.95 | 27.52 | 27.49 | 48.06
1099 | 0 | 0 | 0% | 0 | 0 | 0 | 0 | 0 | 0 | 0 | 0 | 0 | 0 | 22.1564 | 0
1100 | 500 | 0.5 | 0% | 0.5 | 100 | 365 | 7.28 | 100 | 18.7 | 0 | 265 | 0 | 34.73 | 25.98 | 60.71
1101 | 2486 | 2.486 | 0% | 2.486 | 829 | 1815 | 36.22 | 497 | 92.95 | 332 | 1318 | 43.51 | 172.71 | 172.68 | 301.88
1102 | 5.4 | 0.0054 | 0% | 0.0054 | 2 | 4 | 0.08 | 1 | 0.19 | 1 | 3 | 0.13 | 0.39 | 0.4 | 0.66
1103 | 280 | 0.28 | 0% | 0.28 | 93 | 204 | 4.08 | 56 | 10.47 | 37 | 148 | 4.85 | 19.39 | 22.1564 | 33.94
1104 | 1000 | 1 | 0% | 1 | 240 | 730 | 14.57 | 200 | 37.4 | 40 | 530 | 5.24 | 69.45 | 57.21 | 121.42
834 | 595 | 0.595 | 0% | 0.595 | 143 | 344 | 8.67 | 119 | 22.26 | 24 | 225 | 3.15 | 29.48 | 34.08 | 58.76
1109 | 660 | 0.66 | 12.7% | 0.74382 | 248 | 543 | 10.84 | 149 | 27.87 | 99 | 394 | 12.97 | 51.63 | 51.68 | 90.34
1108 | 204 | 0.204 | 16.05% | 0.23674 | 79 | 173 | 3.45 | 47 | 8.79 | 32 | 126 | 4.19 | 16.51 | 16.43 | 28.75
1106 | 64.97 | 5 | 12.65 | 0.95 | 0 | 13.6
1105 | 1547.6 | 129 | 12.65 | 24.58 | 0 | 37.23
1110 | 20 | 0.02 | 0% | 0.02 | 7 | 15 | 0.29 | 4 | 0.75 | 3 | 11 | 0.39 | 1.44 | 22.1564 | 13.89
| 1200 | 1.2 | 0% | 1.2 | 400 | 876 | 17.48 | 240 | 44.89 | 160 | 636 | 20.97 | 83.34 | 83.34 | 145.71
| 360 | 0.36 | 0% | 0.36 | 263 | 263 | 5.24 | 72 | 13.47 | 191 | 191 | 25.03 | 25.03 | 43.74 | 43.74
1111 |  |  |  |  | 663 | [8 empty] | 127.08
1112 | 660 | 0.66 | 0% | 0.66 | 220 | 482 | 9.61 | 132 | 24.69 | 88 | 350 | 11.53 | 45.86 | 45.83 | 80.16
1113 | 1680 | 1.68 | 12.69% | 1.8932 | 631 | 1382 | 27.58 | 379 | 70.88 | 252 | 1003 | 33.02 | 131.44 | 131.48 | 229.9
1114 | 700 | 0.7 | 10% | 0.77 | 257 | 562 | 11.22 | 154 | 28.8 | 103 | 408 | 13.5 | 53.47 | 53.52 | 93.49
| 3500 | 3.5 | 0% | 3.5 | 2555 | 2555 | 50.99 | 700 | 130.92 | 1855 | 1855 | 243.08 | 243.08 | 424.99 | 424.99
| 1000 | 1 | 0% | 1 | 304 | 730 | 14.57 | 200 | 37.4 | 104 | 530 | 13.63 | 69.45 | 65.6 | 121.42
| 500 | 0.5 | 0% | 0.5 | 213 | 365 | 7.28 | 100 | 18.7 | 113 | 265 | 14.81 | 34.73 | 40.79 | 60.71
1115 | 5000 |  |  |  | 517 | 1095 | [7 empty] | 106.39 | 182.13
1116 | 935 | 0.935 | 16.04% | 1.085 | 362 | 792 | 15.81 | 217 | 40.58 | 145 | 575 | 19 | 75.35 | 75.39 | 131.74
| 360 | 0.36 | 13.9% | 0.41004 | 137 | 299 | 5.97 | 82 | 15.34 | 55 | 217 | 7.21 | 28.44 | 28.52 | 49.75
| 70 | 0.07 | 18.6% | 0.08302 | 28 | 61 | 1.21 | 17 | 3.18 | 11 | 44 | 1.44 | 5.77 | 5.83 | 10.16
| 80 | 0.08 | 18.4% | 0.09472 | 32 | 69 | 1.38 | 19 | 3.55 | 13 | 50 | 1.7 | 6.55 | 6.63 | 11.48
| 1200 | 1.2 | 17.8% | 1.4136 | 471 | 1032 | 20.59 | 283 | 52.93 | 188 | 749 | 24.64 | 98.15 | 98.16 | 171.67
1117 | 1710 |  |  |  | 668 | [8 empty] | 139.14
1118 | 40 | 0.04 | 10% | 0.044 | 15 | 32 | 0.64 | 176 | 32.92 | 117 | 466 | 15.33 | 61.07 | 17.51 | 94.63
1119 | 3234 | 3.234 | 0% | 3.234 | 202 | 2361 | 47.11 | 202 | 37.78 | 0 | 2159 | 0 | 282.92 | 84.89 | 367.81
1120 | 120 | 0.12 | 21.67% | 0.146 | 49 | 107 | 2.13 | 29 | 5.42 | 20 | 78 | 2.62 | 10.22 | 10.17 | 17.77
1121 | 180 | 0.18 | 10% | 0.198 | 66 | 145 | 2.88 | 40 | 7.48 | 26 | 105 | 3.41 | 13.76 | 13.77 | 24.12
1122 | 82 | 0.082 | 0% | 0.082 | 27 | 60 | 1.19 | 16 | 2.99 | 11 | 44 | 1.44 | 5.77 | 22.1564 | 9.95
1123 | 110 | 0.11 | 0% | 0.11 | 37 | 80 | 1.6 | 22 | 4.11 | 15 | 58 | 1.97 | 7.6 | 7.68 | 13.31
1124 | 1200 | 1.2 | 5% | 1.26 | 420 | 920 | 18.36 | 252 | 47.13 | 168 | 668 | 22.02 | 87.54 | 87.51 | 153.03
1125 | 1200 | 1.2 | 21.6% | 1.4592 | 486 | 1065 | 21.26 | 292 | 54.61 | 194 | 773 | 25.42 | 101.3 | 101.29 | 177.17
1126 | 440.5 | 0.4405 | 21.6% | 0.53565 | 179 | 391 | 7.8 | 107 | 20.01 | 72 | 284 | 9.44 | 37.22 | 37.25 | 65.03
1127 | 2420 | 2.42 | 21.6% | 2.9427 | 981 | 2148 | 42.87 | 589 | 110.16 | 392 | 1559 | 51.37 | 204.29 | 204.4 | 357.32
1128 | 860 | 0.86 | 17.21% | 1.008 | 336 | 736 | 14.68 | 202 | 37.78 | 134 | 534 | 17.56 | 69.98 | 70.02 | 122.44
1129 | 4380 | 4.38 | 17.81% | 5.16 | 1720 | 3767 | 75.17 | 1032 | 193.01 | 688 | 2735 | 90.16 | 358.4 | 358.34 | 626.58
1130 | 1530 | 1.53 | 15% | 1.7595 | 587 | 1284 | 25.63 | 352 | 65.83 | 235 | 932 | 30.79 | 122.13 | 122.25 | 213.59
1131 | 425 | 0.425 | 15% | 0.48875 | 163 | 357 | 7.12 | 98 | 18.33 | 65 | 259 | 8.52 | 33.94 | 33.97 | 59.39
1132 | 240 | 0.24 | 10% | 0.264 | 88 | 193 | 3.85 | 53 | 9.91 | 35 | 140 | 4.59 | 18.35 | 18.35 | 32.11
1133 | 1890 | 1.89 | 10% | 2.079 | 693 | 1518 | 30.29 | 416 | 77.8 | 277 | 1102 | 36.3 | 144.41 | 144.39 | 252.5
1134 | 84 | 0.084 | 10% | 0.0924 | 31 | 67 | 1.35 | 18 | 3.37 | 13 | 49 | 1.7 | 6.42 | 6.42 | 22.1564
1135 | 420 | 0.42 | 10% | 0.462 | 98 | 337 | 6.73 | 92 | 17.21 | 6 | 245 | 0.79 | 32.11 | 24.73 | 56.05
| 1242 | 1.242 | 0% | 1.242 | 18 |  | 18.09 | 18 | 3.37 | 0 | -18 | 0 | -2.36 | 21.46 | 19.1
| 120 | 0.12 | 0% | 0.12 | 88 |  | 1.75 | 24 | 4.49 | 64 | -24 | 8.39 | -3.15 | 14.63 | 3.09
1136 | 1362 |  |  |  | 106 |  | 0 |  | 0 |  |  |  |  | 36.09 | 22.19
1137 | 17 | 0.017 | 0% | 0.017 | 12 | 12 | 0.25 | 3 | 0.56 | 9 | 9 | 1.18 | 1.18 | 1.99 | 1.99
1138 | 2316 | 2.316 | 10% | 2.5476 | 849 | 1860 | 37.11 | 510 | 95.38 | 339 | 1350 | 44.42 | 176.91 | 176.91 | 309.4
1139 | 1440 | 1.44 | 0% | 1.44 | 1051 | 1051 | 20.98 | 288 | 53.86 | 763 | 763 | 99.99 | 99.99 | 174.83 | 174.83
| 1920 | 1.92 | 10% | 2.112 | 1028 | 1542 | 30.77 | 422 | 78.92 | 606 | 1120 | 79.41 | 146.77 | 189.1 | 256.46
| 120 | 0.12 | 10% | 0.132 | 64 | 96 | 1.92 | 26 | 4.86 | 38 | 70 | 4.98 | 9.17 | 11.76 | 15.95
1140 | 2040 |  |  |  | 1092 | [8 empty] | 200.86
1141 | 2090 | 2.09 | 20.57% | 2.52 | 840 | 1840 | 36.71 | 504 | 94.26 | 336 | 1336 | 44.03 | 175.07 | 175 | 306.04
1142 | 2316 | 2.316 | 0% | 2.316 | 1691 | 1691 | 33.74 | 463 | 86.59 | 1228 | 1228 | 160.92 | 160.92 | 281.25 | 281.25
| 25 | 0.025 | 0% | 0.025 | 18 | 18 | 0.36 | 5 | 0.94 | 13 | 13 | 1.7 | 1.7 | 6.94 | 3
| 75 | 0.075 | 0% | 0.075 | 41 | 55 | 1.09 | 15 | 2.81 | 26 | 40 | 3.41 | 5.24
1143 |  |  |  |  | 59 | [7 empty] | 6.94
1144 | 82 | 0.082 | 0% | 0.082 | 27 | 60 | 1.19 | 16 | 2.99 | 11 | 44 | 1.44 | 5.77 | 5.62 | 9.95
1145 | 230 | 0.23 | 0% | 0.23 | 77 | 168 | 3.35 | 46 | 8.6 | 31 | 122 | 4.06 | 15.99 | 16.01 | 27.94
1146 | 280 | 0.28 | 0% | 0.28 | 93 | 204 | 4.08 | 56 | 10.47 | 37 | 148 | 4.85 | 19.39 | 19.4 | 32.15
1147 | 450 | 0.45 | 5% | 0.4725 | 158 | 345 | 6.88 | 95 | 17.77 | 63 | 250 | 8.26 | 32.76 | 32.91 | 57.41
1148 | 800 | 0.8 | 5% | 0.84 | 280 | 613 | 12.24 | 168 | 31.42 | 112 | 445 | 14.68 | 58.31 | 58.34 | 101.97
1149 | 129 | 0.129 | 0% | 0.129 | 43 | 94 | 1.88 | 26 | 4.86 | 17 | 68 | 2.23 | 8.91 | 8.97 | 15.65
| 120 | 0.12 | 25% | 0.15 | 50 | 110 | 2.19 | 30 | 5.61 | 20 | 80 | 2.62 | 10.48 | 10.42 | 18.28
| 80 | 0.08 | 30% | 0.104 | 35 | 76 | 1.52 | 21 | 3.93 | 14 | 55 | 1.83 | 7.21 | 7.28 | 12.66
1150 | 200 |  |  |  | 85 | [8 empty] | 22.1564
1151 | 2400 | 2.4 | 5% | 2.52 | 840 | 1840 | 36.71 | 504 | 94.26 | 336 | 1336 | 44.03 | 175.07 | 175 | 306.04
1152 | 2000 | 2 | 22% | 2.44 | 813 | 1781 | 35.55 | 488 | 91.27 | 325 | 1293 | 42.59 | 169.44 | 169.41 | 296.26
| 455 | 0.455 | 17.65% | 0.53531 | 178 | 391 | 7.8 | 107 | 20.01 | 71 | 284 | 9.3 | 37.22 | 37.11 | 65.03
| 250 | 0.25 | 11.75% | 0.27937 | 93 | 204 | 4.07 | 56 | 10.47 | 37 | 148 | 4.85 | 19.39 | 19.39 | 33.93
1153 | 705 |  |  |  | 271 | [8 empty] | 56.5
|  |  |  | 1st Block | Additional
| Annual | Monthly | Customer | Energy | Energy | Monthly | Annual
Rate Code | Energy | Energy | Charge | Charge | Charge | Charge | Charge
1154 | 3650 | 304 | 22.1564 | 38.11 | 17.91 | 78.1764 | 938.1172
1155 | 84 | 0.084 | 5% | 0.0882 | 5 | 64 | 1.28 | 5 | 0.94 | 0 | 59 | 0 | 7.73 | 2.22 | 9.95
1156 | 1000 | 1 | 12.75% | 1.1275 | 376 | 823 | 16.43 | 226 | 42.27 | 150 | 597 | 19.66 | 78.23 | 78.36 | 136.93
1157 | 60 | 0.06 | 13% | 0.0678 | 23 | 49 | 0.99 | 14 | 2.62 | 9 | 35 | 1.18 | 4.59 | 4.79 | 8.2
| 350 | 0.35 | 14.3% | 0.40005 | 133 | 292 | 5.83 | 80 | 14.96 | 53 | 212 | 6.95 | 27.78 | 27.74 | 48.57
| 46 | 0.046 | 0% | 0.046 | 15 | 34 | 0.67 | 9 | 1.68 | 6 | 25 | 0.79 | 3.28 | 3.14 | 5.63
1158 | 396 |  |  |  | 148 | [8 empty] | 30.88
1159 | 1200 | 1.2 | 10% | 1.32 | 120 | 964 | 19.23 | 120 | 22.44 | 0 | 844 | 0 | 110.6 | 41.67 | 152.27
1160 | 450 | 0.45 | 0% | 0.45 | 150 | 329 | 6.56 | 90 | 16.83 | 60 | 239 | 7.86 | 31.32 | 31.25 | 54.71
1161 | 660 | 0.66 | 0% | 0.66 | 220 | 482 | 9.61 | 132 | 24.69 | 88 | 350 | 11.53 | 45.86 | 45.83 | 80.16
1162 | 495 | 0.495 | 0% | 0.495 | 45 | 361 | 7.21 | 45 | 8.42 | 0 | 316 | 0 | 41.41 | 22.1564 | 57.04
1163 | 300 | 0.3 | 4% | 0.312 | 95 | 228 | 4.55 | 62 | 11.6 | 33 | 166 | 4.32 | 21.75 | 20.47 | 37.9
1164 | 1188 | 1.188 | 20.91% | 1.4364 | 479 | 1049 | 20.93 | 287 | 53.68 | 192 | 762 | 25.16 | 99.85 | 99.77 | 174.46
1165 | 96 | 0.096 | 0% | 0.096 | 32 | 70 | 1.4 | 19 | 3.55 | 13 | 51 | 1.7 | 6.68 | 6.65 | 11.63
1166 | 17 | 0.017 | 0% | 0.017 | 6 | 12 | 0.25 | 3 | 0.56 | 3 | 9 | 0.39 | 1.18 | 1.2 | 1.99
1167 | 25 | 0.025 | 0% | 0.025 | 8 | 18 | 0.36 | 5 | 0.94 | 3 | 13 | 0.39 | 1.7 | 1.69 | 3
1168 | 3040 | 3.04 | 0% | 3.04 | 740 | 2219 | 44.29 | 608 | 113.71 | 132 | 1611 | 17.3 | 211.11 | 175.3 | 369.11
1169 | 12 | 0.012 | 0% | 0.012 | 4 | 9 | 0.17 | 2 | 0.37 | 2 | 7 | 0.26 | 0.92 | 0.8 | 2.96
1170 | 1920 | 1.92 | 0% | 1.92 | 467 | 1402 | 27.97 | 384 | 71.82 | 83 | 1018 | 10.88 | 133.4 | 110.67 | 233.19
1171 | 96 | 0.096 | 0% | 0.096 | 23 | 1 | 1.4 | 19 | 3.55 | 4 | -18 | 0.52 | -2.36 | 5.47 | 2.59
| 420 | 0.42 | 0% | 0.42 | 140 | 307 | 6.12 | 84 | 15.71 | 56 | 223 | 7.34 | 29.22 | 29.17 | 51.05
| 1260 | 1.26 | 0% | 1.26 | 420 | 920 | 18.36 | 252 | 47.13 | 168 | 668 | 22.02 | 87.54 | 87.51 | 153.03
| 1498 | 1.498 | 0% | 1.498 | 499 | 1094 | 21.82 | 300 | 56.11 | 199 | 794 | 26.08 | 104.05 | 104.01 | 181.98
| 1680 | 1.68 | 0% | 1.68 | 560 | 1226 | 24.47 | 336 | 62.84 | 224 | 890 | 29.35 | 116.63 | 116.66 | 203.94
1172 | 4858 |  |  |  |  | 2285 | [8 empty] | 424.63
1173 | 144 | 0.144 | 0% | 0.144 | 48 | 105 | 2.1 | 29 | 5.42 | 19 | 76 | 2.49 | 9.96 | 10.01 | 17.48
1174 | 768 | 0.768 | 20.31% | 0.92398 | 308 | 675 | 13.46 | 185 | 34.6 | 123 | 490 | 16.12 | 64.21 | 64.18 | 112.27
1175 | 840 | 0.84 | 0% | 0.84 | 280 | 613 | 12.24 | 168 | 31.42 | 112 | 445 | 14.68 | 58.31 | 58.34 | 101.97
| 480 | 0.48 | 18.18% | 0.56726 | 189 | 414 | 8.26 | 113 | 21.13 | 76 | 301 | 9.96 | 39.44 | 39.35 | 68.83
| 1680 | 1.68 | 0% | 1.68 | 560 | 1226 | 24.47 | 336 | 62.84 | 224 | 890 | 29.35 | 116.63 | 116.66 | 203.94
1176 | 2160 |  |  |  |  | 1640 | [7 empty] | 156.01 | 272.77
1177 | 1000 | 1 | 7.5% | 1.075 | 162 | 785 | 15.66 | 162 | 30.3 | 0 | 623 | 0 | 81.64 | 45.96 | 127.6
| 175 | 0.175 | 8.6% | 0.19005 | 63 | 139 | 2.77 | 38 | 7.11 | 25 | 101 | 3.28 | 13.24 | 13.16 | 23.12
| 185 | 0.185 | 0% | 0.185 | 62 | 135 | 2.7 | 37 | 6.92 | 25 | 98 | 3.28 | 12.84 | 12.9 | 22.46
1178 | [5 empty] | 274 | [8 empty] | 45.58
STND1 | FIXED CHARGE |  | 300 | [10 empty] | 300
STND3 | FIXED CHARGE |  | 300 | [10 empty] | 300
STND4 | FIXED CHARGE |  | 645 | [10 empty] | 645
|  |  | 28 d. Month | 29 d. Month | 30 d. Month | 31 d. Month
| Demand | 5.8
| Hrs./ day | 24
| Days/ Mo. |  | 28 | 29 | 30 | 31
| kW.h |  | 3898 | 4037 | 4176 | 4315
| Tnfr. Loss |  | 1.75% | 1.75% | 1.75% | 1.75%
| Adj. kW.h |  | 3966 | 4108 | 4249 | 4391
STND2 | Eng. Chg. |  | 445.7247 | 461.6836 | 477.5301 | 493.489 | [7 empty] | 461.6836
|  | Demand | Ballast | Demand | Energy per Month |  | Demand | 1st Block | 1st Block | All Addional Energy |  | All Add. Energy Charge |  | Total Monthly Charge
Rate Code | Wattage | in KW | % | incl. Ballast | Photocell | Continuous | Charge | Energy | Energy Chg. | Photocell | Continuous | Photocell | Continuous | Photocell | Continuous
XMAS | 11900 | 11.9 | 0% | 11.9 | 1428 |  | 28.89 | 1428 | 267.07 | 0 |  | 0 |  | 295.96
XMAS1 | 19.95 | 0.01995 | 0% | 0.01995 | 2 |  | 0.05 | 2 | 0.37 | 0 |  | 0 |  | 0.42
XMAS2 | 0 | 0 | 0% | 0 | 1 |  | 0 | 0 | 0 | 1 |  | 0.13 |  | 0.13
XMSCW | 5275 | 5.275 | 0% | 5.275 | 390 |  | 7.9 | 108 | 20.2 | 282 |  | 36.95 |  | 65.05
XMSCS | 3325 | 3.325 | 0% | 3.325 | 246 |  | 4.98 | 68 | 12.72 | 178 |  | 23.33 |  | 41.03
XMSCB | 2275 | 2.275 | 0% | 2.275 | 137 |  | 5.52 | 76 | 14.21 | 61 |  | 7.99 |  | 27.72
1179 | 100 | 0.1 | 0% | 0.1 | 33 | 73 | 1.46 | 20 | 3.74 | 13 | 53 | 1.7 | 6.95 | 6.9 | 12.15
1180 | 2140 | 2.14 | 0% | 2.14 | 713 | 1562 | 31.18 | 428 | 80.05 | 285 | 1134 | 37.35 | 148.6 | 148.58 | 259.83
1181 | 90 | 0.09 | 0% | 0.09 | 30 | 66 | 1.31 | 18 | 3.37 | 12 | 48 | 1.57 | 6.29 | 6.25 | 10.97
| 800 | 0.8 | 0% | 0.8 | 267 | 584 | 11.65 | 160 | 29.92 | 107 | 424 | 14.02 | 55.56 | 55.59 | 97.13
| 375 | 0.375 | 0% | 0.375 | 125 | 274 | 5.46 | 75 | 14.03 | 50 | 199 | 6.55 | 26.08 | 26.04 | 45.57
1182 | 1175 |  |  |  | 392 | 858 | [7 empty] | 81.63 | 142.7
1183 | 80 | 0.08 | 0% | 0.08 | 17 | 58 | 1.17 | 16 | 2.99 | 1 | 42 | 0.13 | 5.5 | 4.29 | 9.66
1184 | 165 | 0.165 | 0% | 0.165 | 55 | 120 | 2.4 | 33 | 6.17 | 22 | 87 | 2.88 | 11.4 | 11.45 | 19.97
555 | 35 | 0.035 | 0% | 0.035 | 12 | 26 | 0.51 | 7 | 1.31 | 5 | 19 | 0.66 | 2.49 | 2.48 | 4.31
556 | 51 | 0.051 | 0% | 0.051 | 17 | 37 | 0.74 | 10 | 1.87 | 7 | 27 | 0.92 | 3.54 | 3.53 | 6.15
557 | 172 | 0.172 | 0% | 0.172 | 57 | 126 | 2.51 | 34 | 6.36 | 23 | 92 | 3.01 | 12.06 | 11.88 | 20.93
558 | 91 | 0.091 | 0% | 0.091 | 30 | 66 | 1.33 | 18 | 3.37 | 12 | 48 | 1.57 | 6.29 | 6.27 | 10.99
1185 | 623 | 0.623 | 0% | 0.623 | 208 | 455 | 9.08 | 125 | 23.38 | 83 | 330 | 10.88 | 43.24 | 43.34 | 75.7
1186 | 450 | 0.45 | 0% | 0.45 | 150 | 329 | 6.56 | 90 | 16.83 | 60 | 239 | 7.86 | 31.32 | 31.25 | 54.71
| 1880 | 1.88 | 0% | 1.88 | 627 | 1372 | 27.39 | 376 | 70.32 | 251 | 996 | 32.89 | 130.52 | 130.6 | 228.23
| 2404 | 2.404 | 0% | 2.404 | 801 | 1755 | 35.02 | 481 | 89.96 | 320 | 1274 | 41.93 | 166.95 | 166.91 | 291.93
1187 | 4284 |  |  |  |  | 3127 | [7 empty] | 297.51 | 520.16
| 1880 | 1.88 | 0% | 1.88 | 627 | 1372 | 27.39 | 376 | 70.32 | 251 | 996 | 32.89 | 130.52 | 130.6 | 228.23
| 1166 | 1.166 | 0% | 1.166 | 389 | 851 | 16.99 | 233 | 43.58 | 156 | 618 | 20.44 | 80.98 | 81.01 | 141.55
1188 | 3046 |  |  |  |  | 2223 | [7 empty] | 211.61 | 369.78
1189 | 940 | 0.94 | 0% | 0.94 | 313 | 686 | 13.69 | 188 | 35.16 | 125 | 498 | 16.38 | 65.26 | 65.23 | 114.11
1190 | 128 | 0.128 | 0% | 0.128 | 43 | 93 | 1.86 | 26 | 4.86 | 17 | 67 | 2.23 | 8.78 | 8.95 | 15.5
1191 | 240 | 0.24 | 0% | 0.24 | 80 | 175 | 3.5 | 48 | 8.98 | 32 | 127 | 4.19 | 16.64 | 16.67 | 29.12
1192 | 60 | 0.06 | 0% | 0.06 | 20 | 44 | 0.87 | 12 | 2.24 | 8 | 32 | 1.05 | 4.19 | 4.16 | 7.3
1193 | 4140 | 4.14 | 0% | 4.14 | 630 | 3022 | 60.31 | 630 | 117.82 | 0 | 2392 | 0 | 313.45 | 178.13 | 491.58
1194 | 595 | 0.595 | 17.65% | 0.70002 | 233 | 511 | 10.2 | 140 | 26.18 | 93 | 371 | 12.19 | 48.62 | 48.57 | 85
1195 | 760 | 0.76 | 3% | 0.7828 | 261 | 571 | 11.4 | 157 | 29.36 | 104 | 414 | 13.63 | 54.25 | 54.39 | 95.01
1196 | 11395 | 11.395 | 0% | 11.395 | 3798 | 8318 | 166 | 2279 | 426.22 | 1519 | 6039 | 199.05 | 791.36 | 791.27 | 1383.58
1197 | 1636 | 1.636 | 0% | 1.636 | 545 | 1194 | 23.83 | 327 | 61.16 | 218 | 867 | 28.57 | 113.61 | 113.56 | 198.6
1198 | 1395 | 1.395 | 0% | 1.395 | 465 | 1018 | 20.32 | 279 | 52.18 | 186 | 739 | 24.37 | 96.84 | 96.87 | 169.34
1199 | 2000 | 2 | 0% | 2 | 667 | 1460 | 29.14 | 400 | 74.81 | 267 | 1060 | 34.99 | 138.9 | 138.94 | 242.85
1200 | 2600 | 2.6 | 0% | 2.6 | 867 | 1898 | 37.88 | 520 | 97.25 | 347 | 1378 | 45.47 | 180.58 | 180.6 | 315.71
1201 | 876 | 0.876 | 0% | 0.876 | 292 | 639 | 12.76 | 175 | 32.73 | 117 | 464 | 15.33 | 60.8 | 60.82 | 106.29
1202 | 20 | 0.02 | 0% | 0.02 | 7 | 15 | 0.29 | 4 | 0.75 | 3 | 11 | 0.39 | 1.44 | 1.43 | 2.48
1203 | 134 | 0.134 | 0% | 0.134 | 45 | 98 | 1.95 | 27 | 5.05 | 18 | 71 | 2.36 | 9.3 | 9.36 | 16.3
1204 | 3817 | 3.817 | 0% | 3.817 | 1272 | 2786 | 55.61 | 763 | 142.7 | 509 | 2023 | 66.7 | 265.1 | 265.01 | 463.41
1205 | 40 | 0.04 | 0% | 0.04 | 13 | 29 | 0.58 | 8 | 1.5 | 5 | 21 | 0.66 | 2.75 | 2.74 | 4.83
1206 | 1632 | 1.632 | 0% | 1.632 | 8 | 1191 | 23.77 | 8 | 1.5 | 0 | 1183 | 0 | 155.02 | 25.27 | 180.29
1207 | 11 | 0.011 | 0% | 0.011 | 4 | 8 | 0.16 | 2 | 0.37 | 2 | 6 | 0.26 | 0.79 | 0.79 | 1.32
1208 | 3957 | 3.957 | 0% | 3.957 | 1319 | 2889 | 57.64 | 791 | 147.93 | 528 | 2098 | 69.19 | 274.93 | 274.76 | 480.5
|  |  |  | 1st Block | Additional
| Annual | Monthly | Customer | Energy | Energy | Monthly | Annual
Rate Code | Energy | Energy | Charge | Charge | Charge | Charge | Charge
1209 | 105.12 | 9 | 22.1564 | 1.71 | 0 | 23.8664 | 286.3972 | [6 empty] | 23.8664 | 23.8664
1210 | 3817 | 3.817 | 0% | 3.817 | 1272 | 2786 | 55.61 | 763 | 142.7 | 509 | 2023 | 66.7 | 265.1 | 265.01 | 463.41
1211 | 425 | 0.425 | 0% | 0.425 | 142 | 310 | 6.19 | 85 | 15.9 | 57 | 225 | 7.47 | 29.48 | 17.51 | 51.57
1212 | 6000 | 6 | 0% | 6 | 2000 | 4380 | 87.41 | 1200 | 224.43 | 800 | 3180 | 104.83 | 416.71 | 416.67 | 728.55
1213 | 97 | 0.097 | 0% | 0.097 | 32 | 71 | 1.41 | 19 | 3.55 | 13 | 52 | 1.7 | 6.81 | 6.66 | 11.77
1214 | 918 | 0.918 | 0% | 0.918 | 306 | 670 | 13.37 | 184 | 34.41 | 122 | 486 | 15.99 | 63.69 | 63.77 | 111.47
1215 | 720 | 0.72 | 0% | 0.72 | 240 | 526 | 10.49 | 144 | 26.93 | 96 | 382 | 12.58 | 50.06 | 50 | 87.48
| 72 | 0.072 | 0% | 0.072 | 22 | 53 | 1.05 | 14 | 2.62 | 8 | 39 | 1.05 | 5.11 | 4.72 | 8.78
| 350 | 0.35 | 14.29% | 0.4 | 133 | 292 | 5.83 | 80 | 14.96 | 53 | 212 | 6.95 | 27.78 | 27.74 | 48.57
| 500 | 0.5 | 10% | 0.55 | 183 | 402 | 8.01 | 110 | 20.57 | 73 | 292 | 9.57 | 38.26 | 38.15 | 66.84
1216 | 922 |  |  |  | 338 | 747 |  |  |  | 134 | 543 | 17.57 | 71.15 | 70.61 | 124.19
1217 | 805 | 0.805 | 0% | 0.805 | 122 | 588 | 11.73 | 122 | 22.82 | 0 | 466 | 0 | 61.07 | 34.55 | 95.62
562 | 150 | 0.15 | 0% | 0.15 | 50 | 110 | 2.19 | 30 | 5.61 | 20 | 80 | 2.62 | 10.48 | 10.42 | 18.28
563 | 60 | 0.06 | 0% | 0.06 | 20 | 44 | 0.87 | 12 | 2.24 | 8 | 32 | 1.05 | 4.19 | 4.16 | 7.3
1218 | 875 | 0.875 | 14.3% | 1.0001 | 304 | 730 | 14.57 | 200 | 37.4 | 104 | 530 | 13.63 | 69.45 | 65.6 | 121.42
1219 | 50 | 0.05 | 0% | 0.05 | 17 | 37 | 0.73 | 10 | 1.87 | 7 | 27 | 0.92 | 3.54 | 3.52 | 6.14
564 | 28 | 0.028 | 0% | 0.028 | 9 | 20 | 0.41 | 6 | 1.12 | 3 | 14 | 0.39 | 1.83 | 1.92 | 3.36
565 | 86 | 0.086 | 0% | 0.086 | 29 | 63 | 1.25 | 17 | 3.18 | 12 | 46 | 1.57 | 6.03 | 6 | 10.46
566 | 93 | 0.093 | 0% | 0.093 | 31 | 68 | 1.35 | 19 | 3.55 | 12 | 49 | 1.57 | 6.42 | 6.47 | 11.32
567 | 100 | 0.1 | 0% | 0.1 | 33 | 73 | 1.46 | 20 | 3.74 | 13 | 53 | 1.7 | 6.95 | 6.9 | 12.15
568 | 116 | 0.116 | 0% | 0.116 | 39 | 85 | 1.69 | 23 | 4.3 | 16 | 62 | 2.1 | 8.12 | 8.09 | 14.11
569 | 143 | 0.143 | 0% | 0.143 | 48 | 104 | 2.08 | 29 | 5.42 | 19 | 75 | 2.49 | 9.83 | 9.99 | 17.33
570 | 200 | 0.2 | 0% | 0.2 | 67 | 146 | 2.91 | 40 | 7.48 | 27 | 106 | 3.54 | 13.89 | 13.93 | 24.28
571 | 201 | 0.201 | 0% | 0.201 | 67 | 147 | 2.93 | 40 | 7.48 | 27 | 107 | 3.54 | 14.02 | 13.95 | 24.43
572 | 250 | 0.25 | 0% | 0.25 | 83 | 183 | 3.64 | 50 | 9.35 | 33 | 133 | 4.32 | 17.43 | 17.31 | 30.42
1220 | 25 | 0.025 | 0% | 0.025 | 1 | 18 | 0.36 | 1 | 0.19 | 0 | 17 | 0 | 2.23 | 0.55 | 2.78
| 350 | 0.35 | 14.3% | 0.40005 | 133 | 292 | 5.83 | 80 | 14.96 | 53 | 212 | 6.95 | 27.78 | 27.74 | 48.57
| 50 | 0.05 | 0% | 0.05 | 17 | 37 | 0.73 | 10 | 1.87 | 7 | 27 | 0.92 | 3.54 | 3.52 | 6.14
1221 | 400 |  |  |  |  | 329 | [7 empty] | 31.26 | 54.71
1222 | 2800 | 2.8 | 0% | 2.8 | 933 | 2044 | 40.79 | 560 | 104.73 | 373 | 1484 | 48.88 | 194.47 | 194.4 | 339.99
1223 | 46 | 0.046 | 0% | 0.046 | 15 | 34 | 0.67 | 9 | 1.68 | 6 | 25 | 0.79 | 3.28 | 3.14 | 5.63
1224 | 1800 | 1.8 | 8.7% | 1.9566 | 652 | 1428 | 28.5 | 391 | 73.13 | 261 | 1037 | 34.2 | 135.89 | 135.83 | 237.52
1225 | 20.27 | 0.02027 | 0% | 0.02027 | 7 | 15 | 0.3 | 4 | 0.75 | 3 | 11 | 0.39 | 1.44 | 1.44 | 2.49
1226 | 1219 | 1.219 | 0% | 1.219 | 406 | 890 | 17.76 | 244 | 45.63 | 162 | 646 | 21.23 | 84.65 | 84.62 | 148.04
| 3400 | 3.4 | 0% | 3.4 | 1133 | 2482 | 49.53 | 680 | 127.17 | 453 | 1802 | 59.36 | 236.14 | 236.06 | 412.84
| 1200 | 1.2 | 0% | 1.2 | 400 | 876 | 17.48 | 240 | 44.89 | 160 | 636 | 20.97 | 83.34 | 83.34 | 145.71
1227 | 4600 |  |  |  |  | 3358 | [7 empty] | 319.4 | 558.55
| 1000 | 1 | 0% | 1 | 333 | 730 | 14.57 | 200 | 37.4 | 133 | 530 | 17.43 | 69.45 | 69.4 | 69.4
| 1200 | 1.2 | 0% | 1.2 | 400 | 876 | 17.48 | 240 | 44.89 | 160 | 636 | 20.97 | 83.34 | 83.34 | 83.34
1228 | 2200 |  |  |  | 733 | 1606 | [7 empty] | 152.74 | 152.74
1229 | 800 | 0.8 | 27.27% | 1.0182 | 339 | 743 | 14.83 | 204 | 38.15 | 135 | 539 | 17.69 | 70.63 | 70.67 | 123.61
1230 | 150 | 0.15 | 0% | 0.15 | 37 | 110 | 2.19 | 30 | 5.61 | 7 | 80 | 0.92 | 10.48 | 8.72 | 18.28
|  |  |  | 1st Block | Additional
| Annual | Monthly | Customer | Energy | Energy | Monthly | Annual
Rate Code | Energy | Energy | Charge | Charge | Charge | Charge | Charge
1231 | 255 | 21 | 22.1564 | 4 | 0 | 26.1564 | 313.8772 | [6 empty] | 26.1564 | 26.1564
1232 | 1800 | 1.8 | 0% | 1.8 | 600 | 1314 | 26.22 | 360 | 67.33 | 240 | 954 | 31.45 | 125.01 | 125 | 218.56
1233 | 288 | 0.288 | 0% | 0.288 | 71 | 210 | 4.2 | 58 | 10.85 | 13 | 152 | 1.7 | 19.92 | 16.75 | 34.97
1234 | 1000 | 1 | 10% | 1.1 | 271 | 803 | 16.02 | 220 | 41.14 | 51 | 583 | 6.68 | 76.4 | 63.84 | 133.56
573 | 52 | 0.052 | 0% | 0.052 | 17 | 38 | 0.76 | 10 | 1.87 | 7 | 28 | 0.92 | 3.67 | 3.55 | 6.3
574 | 140 | 0.14 | 0% | 0.14 | 47 | 102 | 2.04 | 28 | 5.24 | 19 | 74 | 2.49 | 9.7 | 9.77 | 16.98
575 | 185 | 0.185 | 0% | 0.185 | 62 | 135 | 2.7 | 37 | 6.92 | 25 | 98 | 3.28 | 12.84 | 12.9 | 22.46
1235 | 1219 | 1.219 | 0% | 1.219 | 406 | 890 | 17.76 | 244 | 45.63 | 162 | 646 | 21.23 | 84.65 | 84.62 | 148.04
530 | 4.6 | 0.0046 | 0% | 0.0046 | 2 | 3 | 0.07 | 1 | 0.19 | 1 | 2 | 0.13 | 0.26 | 0.39 | 0.52 | 530 | 3 | 0.27
531 | 7.5 | 0.0075 | 0% | 0.0075 | 3 | 5 | 0.11 | 2 | 0.37 | 1 | 3 | 0.13 | 0.39 | 0.61 | 0.87 | 531 | 5 | 0.45
1236 | 696 | 0.696 | 10% | 0.7656 | 256 | 559 | 11.15 | 153 | 28.61 | 103 | 406 | 13.5 | 53.2 | 53.26 | 92.96
1237 | 77.8 | 0.0778 | 0% | 0.0778 | 19 | 57 | 1.13 | 16 | 2.99 | 3 | 41 | 0.39 | 5.37 | 4.51 | 9.49
576 | 95 | 0.095 | 0% | 0.095 | 32 | 69 | 1.38 | 19 | 3.55 | 13 | 50 | 1.7 | 6.55 | 6.63 | 11.48
577 | 155 | 0.155 | 0% | 0.155 | 52 | 113 | 2.26 | 31 | 5.8 | 21 | 82 | 2.75 | 10.75 | 10.81 | 18.81
307 | 70 | 0.07 | 29.12% | 0.090384 | 30 | 66 | 1.32 | 18 | 3.37 | 12 | 48 | 1.57 | 6.29 | 6.26 | 10.98
308 | 100 | 0.1 | 29.12% | 0.12912 | 43 | 94 | 1.88 | 26 | 4.86 | 17 | 68 | 2.23 | 8.91 | 8.97 | 15.65
331 | 70 | 0.07 | 30.45% | 0.091315 | 30 | 67 | 1.33 | 18 | 3.37 | 12 | 49 | 1.57 | 6.42 | 6.27 | 11.12
333 | 175 | 0.175 | 30% | 0.2275 | 76 | 166 | 3.31 | 46 | 8.6 | 30 | 120 | 3.93 | 15.73 | 15.84 | 27.64
1238 | 104 | 0.104 | 0% | 0.104 | 35 | 76 | 1.52 | 21 | 3.93 | 14 | 55 | 1.83 | 7.21 | 7.28 | 12.66
1239 | 720 | 0.72 | 0% | 0.72 | 240 | 526 | 10.49 | 144 | 26.93 | 96 | 382 | 12.58 | 50.06 | 50 | 87.48
1240 | 900 | 0.9 | 0% | 0.9 | 300 | 657 | 13.11 | 180 | 33.66 | 120 | 477 | 15.73 | 62.51 | 62.5 | 109.28
1241 | 810 | 0.81 | 0% | 0.81 | 159 | 591 | 11.8 | 159 | 29.74 | 0 | 432 | 0 | 56.61 | 41.54 | 98.15
1242 | 250 | 0.25 | 0% | 0.25 | 83 | 183 | 3.64 | 50 | 9.35 | 33 | 133 | 4.32 | 17.43 | 17.31 | 30.42
578 | 75 | 0.075 | 0% | 0.075 | 25 | 55 | 1.09 | 15 | 2.81 | 10 | 40 | 1.31 | 5.24 | 5.21 | 9.14
536 | 105 | 0.105 | 0% | 0.105 | 35 | 77 | 1.53 | 21 | 3.93 | 14 | 56 | 1.83 | 7.34 | 7.28 | 12.8
579 | 138 | 0.138 | 0% | 0.138 | 46 | 101 | 2.01 | 28 | 5.24 | 18 | 73 | 2.36 | 9.57 | 9.61 | 16.82
580 | 140 | 0.14 | 0% | 0.14 | 47 | 102 | 2.04 | 28 | 5.24 | 19 | 74 | 2.49 | 9.7 | 9.77 | 16.98
581 | 185 | 0.185 | 0% | 0.185 | 62 | 135 | 2.7 | 37 | 6.92 | 25 | 98 | 3.28 | 12.84 | 12.9 | 22.46
1243 | 518.4 | 0.5184 | 0% | 0.5184 | 71 | 378 | 7.55 | 71 | 13.28 | 0 | 307 | 0 | 40.23 | 20.83 | 61.06
1244 | 561.6 | 0.5616 | 42.35% | 0.79943 | 266 | 584 | 11.65 | 160 | 29.92 | 106 | 424 | 13.89 | 55.56 | 55.46 | 97.13
1245 | 256 | 0.256 | 0% | 0.256 | 93 | 187 | 3.73 | 51 | 9.54 | 42 | 136 | 5.5 | 17.82 | 18.77 | 31.09
1246 | 85 | 0.085 | 0% | 0.085 | 62 | 62 | 1.24 | 17 | 3.18 | 45 | 45 | 5.9 | 5.9 | 10.32 | 10.32
582 | 54 | 0.054 | 0% | 0.054 | 18 | 39 | 0.79 | 11 | 2.06 | 7 | 28 | 0.92 | 3.67 | 3.77 | 6.52
583 | 175 | 0.175 | 0% | 0.175 | 58 | 128 | 2.55 | 35 | 6.55 | 23 | 93 | 3.01 | 12.19 | 12.11 | 21.29
1247 | 85 | 0.085 | 0% | 0.085 | 100 | 62 | 1.24 | 17 | 3.18 | 83 | 45 | 10.88 | 5.9 | 15.3 | 10.32
1248 | 516 | 0.516 | 0% | 0.516 | 172 | 377 | 7.52 | 103 | 19.26 | 69 | 274 | 9.04 | 35.91 | 35.82 | 62.69
1249 | 12000 | 12 | 0% | 12 | 8760 | 8760 | 174.81 | 2400 | 448.85 | 6360 | 6360 | 833.43 | 833.43 | 1457.09 | 1457.09
549 | 80 | 0.08 | 0% | 0.08 | 27 | 58 | 1.17 | 16 | 2.99 | 11 | 42 | 1.44 | 5.5 | 5.6 | 9.66
582 | 54 | 0.054 | 0% | 0.054 | 18 | 39 | 0.79 | 11 | 2.06 | 7 | 28 | 0.92 | 3.67 | 3.77 | 6.52
584 | 46 | 0.046 | 0% | 0.046 | 15 | 34 | 0.67 | 9 | 1.68 | 6 | 25 | 0.79 | 3.28 | 3.14 | 5.63
585 | 69 | 0.069 | 0% | 0.069 | 23 | 50 | 1.01 | 14 | 2.62 | 9 | 36 | 1.18 | 4.72 | 4.81 | 8.35
586 | 108 | 0.108 | 0% | 0.108 | 36 | 79 | 1.57 | 22 | 4.11 | 14 | 57 | 1.83 | 7.47 | 7.51 | 13.15
587 | 158 | 0.158 | 0% | 0.158 | 53 | 115 | 2.3 | 32 | 5.98 | 21 | 83 | 2.75 | 10.88 | 11.03 | 19.16
588 | 45 | 0.045 | 0% | 0.045 | 15 | 33 | 0.66 | 9 | 1.68 | 6 | 24 | 0.79 | 3.15 | 3.13 | 5.49
1250 | 1800 | 1.8 | 0% | 1.8 | 1314 | 1314 | 26.22 | 360 | 67.33 | 954 | 954 | 125.01 | 125.01 | 218.56 | 218.56
1251 | 110 | 0.11 | 0% | 0.11 | 80 | 80 | 1.6 | 22 | 4.11 | 58 | 58 | 7.6 | 7.6 | 13.31 | 13.31
520 | 5 | 0.005 | 0% | 0.005 | 4 | 4 | 0.07 | 1 | 0.19 | 3 | 3 | 0.39 | 0.39 | 0.65 | 0.65
521 | 10 | 0.01 | 0% | 0.01 | 4 | 7 | 0.15 | 2 | 0.37 | 2 | 5 | 0.26 | 0.66 | 0.78 | 1.18
522 | 22 | 0.022 | 0% | 0.022 | 2 | 16 | 0.32 | 2 | 0.37 | 0 | 14 | 0 | 1.83 | 0.69 | 2.52
523 | 12 | 0.012 | 0% | 0.012 | 3 | 9 | 0.17 | 2 | 0.37 | 1 | 7 | 0.13 | 0.92 | 0.67 | 1.46
524 | 13 | 0.013 | 0% | 0.013 | 1 | 9 | 0.19 | 1 | 0.19 | 0 | 8 | 0 | 1.05 | 0.38 | 1.43
525 | 6 | 0.006 | 0% | 0.006 | 1 | 4 | 0.09 | 1 | 0.19 | 0 | 3 | 0 | 0.39 | 0.28 | 0.67
526 | 10 | 0.01 | 0% | 0.01 | 3 | 7 | 0.15 | 2 | 0.37 | 1 | 5 | 0.13 | 0.66 | 0.65 | 1.18
527 | 5 | 0.005 | 0% | 0.005 | 4 | 4 | 0.07 | 1 | 0.19 | 3 | 3 | 0.39 | 0.39 | 0.65 | 0.65
1252 | 393.6 | 0.3936 | 0% | 0.3936 | 131 | 287 | 5.73 | 79 | 14.77 | 52 | 208 | 6.81 | 27.26 | 27.31 | 47.76
1231 | 48.6 | 0.0486 | 0% | 0.0486 | 16 | 35 | 0.71 | 10 | 1.87 | 6 | 25 | 0.79 | 3.28 | 3.37 | 5.86
1253 | 15 | 0.015 | 0% | 0.015 | 5 | 11 | 0.22 | 3 | 0.56 | 2 | 8 | 0.26 | 1.05 | 1.04 | 1.83
1254 | 1000 | 1 | 0% | 1 | 304 | 730 | 14.57 | 200 | 37.4 | 104 | 530 | 13.63 | 69.45 | 65.6 | 69.45
1255 | 440 | 0.44 | 0% | 0.44 | 147 | 321 | 6.41 | 88 | 16.46 | 59 | 233 | 7.73 | 30.53 | 30.6 | 53.4
1256 | 9.2 | 0.0092 | 0% | 0.0092 | 7 | 7 | 0.13 | 2 | 0.37 | 5 | 5 | 0.66 | 0.66 | 1.16 | 1.16
1257 | 249.6 | 0.2496 | 0% | 0.2496 | 128 | 182 | 3.64 | 50 | 9.35 | 78 | 132 | 10.22 | 17.3 | 23.21 | 30.29
590 | 90 | 0.09 | 0% | 0.09 | 30 | 66 | 1.31 | 18 | 3.37 | 12 | 48 | 1.57 | 6.29 | 6.25 | 10.97
| 174 | 0.174 | 0% | 0.174 | 58 | 127 | 2.53 | 35 | 6.55 | 23 | 92 | 3.01 | 12.06 | 12.09 | 21.14
| 60 | 0.06 | 0% | 0.06 | 20 | 44 | 0.87 | 12 | 2.24 | 8 | 32 | 1.05 | 4.19 | 4.16 | 7.3
1258 | 234 |  |  |  | 78 | [8 empty] | 16.25 | 28.44
1259 | 1440 | 1.44 | 0% | 1.44 | 1051 | 1051 | 20.98 | 288 | 53.86 | 763 | 763 | 99.99 | 99.99 | 174.83 | 174.83
1260 | 1800 | 1.8 | 0% | 1.8 | 600 | 1314 | 26.22 | 360 | 67.33 | 240 | 954 | 31.45 | 125.01 | 125 | 218.56
1261 | 700 | 0.7 | 0% | 0.7 | 117 | 511 | 10.2 | 117 | 21.88 | 0 | 394 | 0 | 51.63 | 32.08 | 83.71
1262 | 320 | 0.32 | 0% | 0.32 | 107 | 234 | 4.66 | 64 | 11.97 | 43 | 170 | 5.63 | 22.28 | 22.26 | 38.91
1263 | 2000 | 2 | 0% | 2 | 122 | 1460 | 29.14 | 122 | 22.82 | 0 | 1338 | 0 | 175.33 | 51.96 | 227.29
200 | 100 | 0.1 | 29% | 0.129 | 43 | 94 | 1.88 | 26 | 4.86 | 17 | 68 | 2.23 | 8.91 | 8.97 | 15.65
1264 | 189 | 0.189 | 0% | 0.189 | 37 | 138 | 2.75 | 37 | 6.92 | 0 | 101 | 0 | 13.24 | 9.67 | 22.91
1265 | 580 | 0.58 | 0% | 0.58 | 194 | 423 | 8.45 | 116 | 21.69 | 78 | 307 | 10.22 | 40.23 | 40.36 | 70.37
1266 | 800 | 0.8 | 0% | 0.8 | 100 | 584 | 11.65 | 100 | 18.7 | 0 | 484 | 0 | 63.42 | 30.35 | 93.77
1267 | 80 | 0.08 | 0% | 0.08 | 27 | 58 | 1.17 | 16 | 2.99 | 11 | 42 | 1.44 | 5.5 | 5.6 | 9.66
1268 | 912 | 0.912 | 0% | 0.912 | 555 | 666 | 13.29 | 182 | 34.04 | 373 | 484 | 48.88 | 63.42 | 96.21 | 110.75
514 | 300 | 0.3 | 0% | 0.3 | 73 | 219 | 4.37 | 60 | 11.22 | 13 | 159 | 1.7 | 20.84 | 17.29 | 36.43
516 | 129 | 0.129 | 0% | 0.129 | 31 | 94 | 1.88 | 26 | 4.86 | 5 | 68 | 0.66 | 8.91 | 7.4 | 15.65
835 | 44.8 | 0.0448 | 0% | 0.0448 | 15 | 33 | 0.65 | 9 | 0 | 6 | 24 | 0.79 | 0 | 1.44 | 0.65
1269 | 59 | 0.059 | 0% | 0.059 | 43 | 43 | 0.86 | 12 | 2.24 | 31 | 31 | 4.06 | 4.06 | 7.16 | 7.16
1270 | 232.49 | 0.23249 | 0% | 0.23249 | 85 | 170 | 3.39 | 46 | 8.6 | 39 | 124 | 5.11 | 16.25 | 17.1 | 28.24
1271 | 128 | 0.128 | 0% | 0.128 | 43 | 93 | 1.86 | 26 | 4.86 | 17 | 67 | 2.23 | 8.78 | 8.95 | 15.5
1272 | 900 | 0.9 | 0% | 0.9 | 274 | 657 | 13.11 | 180 | 33.66 | 94 | 477 | 12.32 | 62.51 | 59.09 | 109.28
1273 | 460 | 0.46 | 0% | 0.46 | 336 | 336 | 6.7 | 92 | 17.21 | 244 | 244 | 31.97 | 31.97 | 55.88 | 55.88
1274 | 216 | 0.216 | 0% | 0.216 | 66 | 158 | 3.15 | 43 | 8.04 | 23 | 115 | 3.01 | 15.07 | 14.2 | 26.26
1275 | 1000 | 1 | 0% | 1 | 333 | 730 | 14.57 | 200 | 37.4 | 133 | 530 | 17.43 | 69.45 | 69.4 | 121.42
1276 | 1138.5 | 1.1385 | 0% | 1.1385 | 380 | 831 | 16.59 | 228 | 42.64 | 152 | 603 | 19.92 | 79.02 | 79.15 | 138.25
1277 | 304.7 | 0.3047 | 0% | 0.3047 | 222 | 222 | 4.44 | 61 | 11.41 | 161 | 161 | 21.1 | 21.1 | 36.95 | 36.95
1278 | 14400 | 14.4 | 0% | 14.4 | 10512 | 10512 | 209.78 | 2880 | 538.62 | 7632 | 7632 | 1000.11 | 1000.11 | 1748.51 | 1748.51
1279 | 1064 | 1.064 | 0% | 1.064 | 777 | 777 | 15.5 | 213 | 39.84 | 564 | 564 | 73.91 | 73.91 | 129.25 | 129.25
1280 | 2600 | 2.6 | 0% | 2.6 | 867 | 1898 | 37.88 | 520 | 97.25 | 347 | 1378 | 45.47 | 180.58 | 180.6 | 315.71
1281 | 440 | 0.44 | 0% | 0.44 | 147 | 321 | 6.41 | 88 | 16.46 | 59 | 233 | 7.73 | 30.53 | 30.6 | 53.4
1282 | 720 | 0.72 | 0% | 0.72 | 240 | 526 | 10.49 | 144 | 26.93 | 96 | 382 | 12.58 | 50.06 | 50 | 87.48
1283 | 1920 | 1.92 | 0% | 1.92 | 934 | 1402 | 27.97 | 384 | 71.82 | 550 | 1018 | 72.07 | 133.4 | 171.86 | 233.19
1284 | 1800 | 1.8 | 0% | 1.8 | 1314 | 1314 | 26.22 | 360 | 67.33 | 954 | 954 | 125.01 | 125.01 | 218.56 | 218.56
1285 | 34 | 0.034 | 0% | 0.034 | 12 | 25 | 0.5 | 7 | 1.31 | 5 | 18 | 0.66 | 2.36 | 2.47 | 4.17
1286 | 67.5 | 0.0675 | 0% | 0.0675 | 23 | 49 | 0.98 | 14 | 2.62 | 9 | 35 | 1.18 | 4.59 | 4.78 | 8.19
1287 | 150 | 0.15 | 0% | 0.15 | 50 | 110 | 2.19 | 30 | 5.61 | 20 | 80 | 2.62 | 10.48 | 10.42 | 18.28
1288 | 30 | 0.03 | 0% | 0.03 | 22 | 22 | 0.44 | 6 | 1.12 | 16 | 16 | 2.1 | 2.1 | 3.66 | 3.66
1289 | 400 | 0.4 | 0% | 0.4 | 133 | 292 | 5.83 | 80 | 14.96 | 53 | 212 | 6.95 | 27.78 | 27.74 | 48.57
1290 | 742.5 | 0.7425 | 0% | 0.7425 | 407 | 542 | 10.82 | 149 | 27.87 | 258 | 393 | 33.81 | 51.5 | 72.5 | 90.19
1291 | 544 | 0.544 | 0% | 0.544 | 298 | 397 | 7.92 | 109 | 20.39 | 189 | 288 | 24.77 | 37.74 | 53.08 | 66.05
1292 | 720 | 0.72 | 0% | 0.72 | 333 | 526 | 10.49 | 144 | 26.93 | 189 | 382 | 24.77 | 50.06 | 62.19 | 87.48
1293 | 2508 | 2.508 | 0% | 2.508 | 375 | 1831 | 36.54 | 375 | 70.13 | 0 | 1456 | 0 | 190.8 | 106.67 | 297.47
1294 | 10560 | 10.56 | 0% | 10.56 | 7709 | 7709 | 153.84 | 2112 | 394.99 | 5597 | 5597 | 733.44 | 733.44 | 1282.27 | 1282.27
1295 | 7200 | 7.2 | 0% | 7.2 | 3942 | 5256 | 104.89 | 1440 | 269.31 | 2502 | 3816 | 327.87 | 500.06 | 702.07 | 874.26
1296 | 1050 | 1.05 | 0% | 1.05 | 575 | 767 | 15.3 | 210 | 39.27 | 365 | 557 | 47.83 | 72.99 | 102.4 | 127.56
1297 | 380 | 0.38 | 0% | 0.38 | 208 | 277 | 5.54 | 76 | 14.21 | 132 | 201 | 17.3 | 26.34 | 37.05 | 46.09
1298 | 336 | 0.336 | 0% | 0.336 | 184 | 245 | 4.89 | 67 | 12.53 | 117 | 178 | 15.33 | 23.33 | 32.75 | 40.75
1299 | 27 | 0.027 | 0% | 0.027 | 27 | 20 | 0.39 | 5 | 0.94 | 22 | 15 | 2.88 | 1.97 | 4.21 | 3.3
1300 | 544 | 0.544 | 0% | 0.544 | 181 | 397 | 7.92 | 109 | 20.39 | 72 | 288 | 9.44 | 37.74 | 37.75 | 66.05
1301 | 1380 | 1.38 | 0% | 1.38 | 460 | 1007 | 20.1 | 276 | 51.62 | 184 | 731 | 24.11 | 95.79 | 95.83 | 167.51
1302 | 160 | 0.16 | 0% | 0.16 | 88 | 117 | 2.33 | 32 | 5.98 | 56 | 85 | 7.34 | 11.14 | 15.65 | 19.45
1303 | 80 | 0.08 | 0% | 0.08 | 44 | 58 | 1.17 | 16 | 2.99 | 28 | 42 | 3.67 | 5.5 | 7.83 | 9.66
1304 | 76 | 0.076 | 0% | 0.076 | 25 | 55 | 1.11 | 15 | 2.81 | 10 | 40 | 1.31 | 5.24 | 5.23 | 9.16
1305 | 1584 | 1.584 | 0% | 1.584 | 1156 | 1156 | 23.08 | 317 | 59.29 | 839 | 839 | 109.94 | 109.94 | 192.31 | 192.31
1306 | 12 | 0.012 | 0% | 0.012 | 9 | 9 | 0.17 | 2 | 0.37 | 7 | 7 | 0.92 | 0.92 | 1.46 | 1.46
1307 | 60 | 0.06 | 0% | 0.06 | 20 | 44 | 0.87 | 12 | 2.24 | 8 | 32 | 1.05 | 4.19 | 4.16 | 7.3
1308 | 1800 | 1.8 | 0% | 1.8 | 600 | 1314 | 26.22 | 360 | 67.33 | 240 | 954 | 31.45 | 125.01 | 125 | 218.56
1309 | 300 | 0.3 | 0% | 0.3 | 164 | 219 | 4.37 | 60 | 11.22 | 104 | 159 | 13.63 | 20.84 | 29.22 | 36.43
1310 | 60 | 0.06 | 0% | 0.06 | 20 | 44 | 0.87 | 12 | 2.24 | 8 | 32 | 1.05 | 4.19 | 4.16 | 7.3
1311 | 2400 | 2.4 | 0% | 2.4 | 1752 | 1752 | 34.96 | 480 | 89.77 | 1272 | 1272 | 166.69 | 166.69 | 291.42 | 291.42
1312 | 60 | 0.06 | 0% | 0.06 | 44 | 44 | 0.87 | 12 | 2.24 | 32 | 32 | 4.19 | 4.19 | 7.3 | 7.3
1313 | 546.36 | 0.54636 | 0% | 0.54636 | 299 | 399 | 7.96 | 109 | 20.39 | 190 | 290 | 24.9 | 38 | 53.25 | 66.35
1314 | 748 | 0.748 | 0% | 0.748 | 546 | 546 | 10.9 | 150 | 28.05 | 396 | 396 | 51.89 | 51.89 | 90.84 | 90.84
1315 | 2936 | 2.936 | 0% | 2.936 | 1607 | 2143 | 42.77 | 587 | 109.78 | 1020 | 1556 | 133.66 | 203.9 | 286.21 | 356.45
1316 | 900 | 0.9 | 0% | 0.9 | 493 | 657 | 13.11 | 180 | 33.66 | 313 | 477 | 41.02 | 62.51 | 87.79 | 109.28
| 2000 | 2 | 0% | 2 | 667 | 1460 | 29.14 | 400 | 74.81 | 267 | 1060 | 34.99 | 138.9 | 138.94 | 242.85
| 500 | 0.5 | 0% | 0.5 | 365 | 365 | 7.28 | 100 | 18.7 | 265 | 265 | 34.73 | 34.73 | 60.71 | 60.71
| 70 | 0.07 | 0% | 0.07 | 13 | 51 | 1.02 | 13 | 2.43 | 0 | 38 | 0 | 4.98 | 3.45 | 8.43
| 41 | 0.041 | 0% | 0.041 | 1 | 30 | 0.6 | 1 | 0.19 | 0 | 29 | 0 | 3.8 | 0.79 | 4.59
1317 | 2611 | 2.611 | 0% | 2.611 | 1046 | 1906 | 38.04 | 514 | 96.13 | 532 | 1392 | 69.72 | 182.41 | 203.89 | 316.58
1318 | 360 | 0.36 | 0% | 0.36 | 263 | 263 | 5.24 | 72 | 13.47 | 191 | 191 | 25.03 | 25.03 | 43.74 | 43.74
1319 | 1363.3 | 1.3633 | 0% | 1.3633 | 456 | 995 | 19.86 | 273 | 51.06 | 183 | 722 | 23.98 | 94.61 | 94.9 | 165.53
1320 | 400 | 0.4 | 12.5% | 0.45 | 150 | 329 | 6.56 | 90 | 16.83 | 60 | 239 | 7.86 | 31.32 | 31.25 | 54.71
1321 | 698.5 | 0.6985 | 0% | 0.6985 | 510 | 510 | 10.18 | 140 | 26.18 | 370 | 370 | 48.49 | 48.49 | 84.85 | 84.85
1322 | 30 | 0.03 | 0% | 0.03 | 10 | 22 | 0.44 | 6 | 1.12 | 4 | 16 | 0.52 | 2.1 | 2.08 | 3.66
1323 | 1528.2 | 1.5282 | 0% | 1.5282 | 186 | 1116 | 22.26 | 186 | 34.79 | 0 | 930 | 0 | 121.87 | 57.05 | 178.92
1324 | 336 | 0.336 | 33.93% | 0.45 | 164 | 329 | 6.56 | 90 | 16.83 | 74 | 239 | 9.7 | 31.32 | 33.09 | 54.71
1325 | 122 | 0.122 | 0% | 0.122 | 89 | 89 | 1.78 | 24 | 4.49 | 65 | 65 | 8.52 | 8.52 | 14.79 | 14.79
1326 | 692 | 0.692 | 0% | 0.692 | 505 | 505 | 10.08 | 138 | 25.81 | 367 | 367 | 48.09 | 48.09 | 83.98 | 83.98
1327 | 40 | 0.04 | 0% | 0.04 | 29 | 29 | 0.58 | 8 | 1.5 | 21 | 21 | 2.75 | 2.75 | 4.83 | 4.83
1328 | 14.4 | 0.0144 | 0% | 0.0144 | 11 | 11 | 0.21 | 3 | 0.56 | 8 | 8 | 1.05 | 1.05 | 1.82 | 1.82
1329 | 3600 | 3.6 | 0% | 3.6 | 2628 | 2628 | 52.44 | 720 | 134.66 | 1908 | 1908 | 250.03 | 250.03 | 437.13 | 437.13
1330 | 1836 | 1.836 | 0% | 1.836 | 612 | 1340 | 26.75 | 367 | 68.64 | 245 | 973 | 32.11 | 127.5 | 127.5 | 222.89
1331 | 1800 | 1.8 | 0% | 1.8 | 1314 | 1314 | 26.22 | 360 | 67.33 | 954 | 954 | 125.01 | 125.01 | 218.56 | 218.56
1332 | 1056 | 1.056 | 0% | 1.056 | 352 | 771 | 15.38 | 211 | 39.46 | 141 | 560 | 18.48 | 73.38 | 73.32 | 128.22
1333 | 1440 | 1.44 | 0% | 1.44 | 1051 | 1051 | 20.98 | 288 | 53.86 | 763 | 763 | 99.99 | 99.99 | 174.83 | 174.83
1334 | 188 | 0.188 | 0% | 0.188 | 63 | 137 | 2.74 | 38 | 7.11 | 25 | 99 | 3.28 | 12.97 | 13.13 | 22.82
1335 | 1000 | 1 | 12.75% | 1.1275 | 823 | 823 | 16.43 | 226 | 42.27 | 597 | 597 | 78.23 | 78.23 | 136.93 | 136.93
1336 | 4800 | 4.8 | 0% | 4.8 | 3504 | 3504 | 69.93 | 960 | 179.54 | 2544 | 2544 | 333.37 | 333.37 | 582.84 | 582.84
1337 | 120 | 0.12 | 0% | 0.12 | 88 | 88 | 1.75 | 24 | 4.49 | 64 | 64 | 8.39 | 8.39 | 14.63 | 14.63
1337 | 1000 | 1 | 0% | 1 | 333 | 730 | 14.57 | 200 | 37.4 | 133 | 530 | 17.43 | 69.45 | 69.4 | 121.42
1337 | 85 | 0.085 | 0% | 0.085 | 3 | 62 | 1.24 | 3 | 0.56 | 0 | 59 | 0 | 7.73 | 1.8 | 9.53
1337 | 1205 | 1.205 |  |  | 424 | 880
1338 | 512 | 0.512 | 0% | 0.512 | 171 | 374 | 7.46 | 102 | 19.08 | 69 | 272 | 9.04 | 35.64 | 35.58 | 62.18
1339 | 513 | 0.513 | 0% | 0.513 | 374 | 374 | 7.47 | 103 | 19.26 | 271 | 271 | 35.51 | 35.51 | 62.24 | 62.24
| 45 | 0.045 | 0% | 0.045 | 45 | 33 | 0.66 | 9 | 1.68 | 36 | 24 | 3.15 | 3.15 | 5.49 | 5.49
| 5 | 0.005 | 0% | 0.005 | 5 | 4 | 0.07 | 1 | 0.19 | 4 | 3 | 0.39 | 0.39 | 0.65 | 0.65
| 7.56 | 0.00756 | 0% | 0.00756 | 7.56 | 6 | 0.11 | 2 | 0.37 | 5.56 | 4 | 0.52 | 0.52 | 1 | 1
| 55 | 0.055 | 0% | 0.055 | 55 | 40 | 0.8 | 11 | 2.06 | 44 | 29 | 3.8 | 3.8 | 6.66 | 6.66
1340 | 112.56 |  |  |  | 112.56 | 83 | 1.64 | 23 | 4.3 | 89.56 | 60 | 7.86 | 7.86 | 13.8 | 13.8
1341 | 198 | 0.198 | 0% | 0.198 | 66 | 145 | 2.88 | 40 | 7.48 | 26 | 105 | 3.41 | 13.76 | 13.77 | 24.12
1342 | 1240 | 1.24 | 0% | 1.24 | 413 | 905 | 18.06 | 248 | 46.38 | 165 | 657 | 21.62 | 86.09 | 86.06 | 150.53
1343 | 122 | 0.122 | 0% | 0.122 | 89 | 89 | 1.78 | 24 | 4.49 | 65 | 65 | 8.52 | 8.52 | 14.79 | 14.79
| 120 | 0.12 | 0% | 0.12 | 88 | 88 | 1.75 | 24 | 4.49 | 64 | 64 | 8.39 | 8.39 | 14.63 | 14.63
| 1000 | 1 | 0% | 1 | 333 | 730 | 14.57 | 200 | 37.4 | 133 | 530 | 17.43 | 69.45 | 69.4 | 121.42
| 85 | 0.085 | 0% | 0.085 | 3 | 62 | 1.24 | 3 | 0.56 | 0 | 59 | 0 | 7.73 | 1.8 | 9.53
1344 | 1205 | 1.205 | 0% | 1.205 | 424 | [8 empty] | 85.83 | 145.58
1345 | 30 | 0.03 | 0% | 0.03 | 22 | 22 | 0.44 | 6 | 1.12 | 16 | 16 | 2.1 | 2.1 | 3.66 | 3.66
| 500 | 0.5 | 0% | 0.5 | 1 | 365 | 7.28 | 1 | 0.19 | 0 | 364 | 0 | 47.7 | 7.47 | 55.17
| 10 | 0.01 | 0% | 0.01 | 0 | 7 | 0.15 | 0 | 0 | 0 | 7 | 0 | 0.92 | 0.15 | 1.07
1346 | 510 |  |  |  | 1 | 372 | [7 empty] | 7.62
1347 | 120 | 0.12 | 0% | 0.12 | 88 | 88 | 1.75 | 24 | 4.49 | 64 | 64 | 8.39 | 8.39 | 14.63 | 14.63
1348 | 1113.6 | 1.1136 | 0% | 1.1136 | 371 | 813 | 16.22 | 223 | 41.71 | 148 | 590 | 19.39 | 77.31 | 77.32 | 135.24
1351 | 22.8 | 0.0228 | 0% | 0.0228 | 8 | 8 | 0.33 | 5 | 0.94 | 3 | 3 | 0.39 | 0.39 | 1.66 | 1.66
1353 | 240 | 0.24 | 0% | 0.24 | 175 | 175 | 3.5 | 48 | 8.98 | 127 | 127 | 16.64 | 16.64 | 29.12 | 29.12
1354 | 1000 | 1 | 0% | 1 | 333 | 333 | 14.57 | 200 | 37.4 | 133 | 133 | 17.43 | 17.43 | 69.4 | 69.4
1355 | 150 | 0.15 | 0% | 0.15 | 50 | 50 | 2.19 | 30 | 5.61 | 20 | 20 | 2.62 | 2.62 | 10.42 | 10.42
1356 | 2070 | 2.07 | 0% | 2.07 | 630 | 630 | 30.16 | 414 | 77.43 | 216 | 216 | 28.31 | 28.31 | 135.9 | 135.9
1358 | 260 | 0.26 | 0% | 0.26 | 87 | 87 | 3.79 | 52 | 9.73 | 35 | 35 | 4.59 | 4.59 | 18.11 | 18.11
1360 | 130 | 0.13 | 0% | 0.13 | 43 | 43 | 1.89 | 26 | 4.86 | 17 | 17 | 2.23 | 2.23 | 8.98 | 8.98
1361 | 300 | 0.3 | 0% | 0.3 | 100 | 100 | 4.37 | 60 | 11.22 | 40 | 40 | 5.24 | 5.24 | 20.83 | 20.83
628 | 65 | 0.065 | 0 | 0.065 | 22 | 47 | 0.95 | 13 | 2.43 | 9 | 34 | 1.18 | 4.46 | 11.74 | 7.84
632 | 1000 | 1 | 0 | 1 | 333 | 730 | 14.57 | 200 | 37.4 | 133 | 530 | 17.43 | 69.45 | 69.4 | 121.42
549 | 80 | 0.08 | 0 | 0.08 | 27 | 58 | 1.17 | 16 | 2.99 | 11 | 42 | 1.44 | 5.5 | 5.6 | 9.66
844 | 220 | 0.22 | 0 | 0.22 | 161 | 161 | 3.2 | 44 | 8.23 | 117 | 117 | 15.33 | 15.33 | 26.76 | 26.76
1120 | 120 | 0.12 | 0 | 0.12 | 49 | 88 | 1.75 | 24 | 4.49 | 25 | 64 | 3.28 | 8.39 | 9.52 | 14.63
1254 | 1000 | 1 | 0 | 1 | 304 | 730 | 14.57 | 200 | 37.4 | 104 | 530 | 13.63 | 69.45 | 65.6 | 69.45
1255 | 440 | 0.44 | 0 | 0.44 | 147 | 321 | 6.41 | 88 | 16.46 | 59 | 233 | 7.73 | 30.53 | 30.6 | 53.4
1256 | 9.2 | 0.0092 | 0 | 0.0092 | 7 | 7 | 0.13 | 2 | 0.37 | 5 | 5 | 0.66 | 0.66 | 1.16 | 1.16
1349 | 1080 | 1.08 | 0 | 1.08 | 360 | 788 | 15.73 | 216 | 40.4 | 144 | 572 | 18.87 | 74.96 | 75 | 131.09
1350 | 500 | 0.5 | 0 | 0.5 | 167 | 365 | 7.28 | 100 | 18.7 | 67 | 265 | 8.78 | 34.73 | 34.76 | 60.71
1352 | 307 | 0.307 | 0 | 0.307 | 102 | 224 | 4.47 | 61 | 11.41 | 41 | 163 | 5.37 | 21.36 | 21.25 | 37.24
1357 | 3220 | 3.22 | 0 | 3.22 | 2351 | 2351 | 46.91 | 644 | 120.44 | 1707 | 1707 | 223.69 | 223.69 | 391.04 | 391.04
1358 | 260 | 0.26 | 0 | 0.26 | 87 | 190 | 3.79 | 52 | 9.73 | 35 | 138 | 4.59 | 18.08 | 18.11 | 31.6
1359 | 3600 | 3.6 | 0 | 3.6 | 2628 | 2628 | 52.44 | 720 | 134.66 | 1908 | 1908 | 250.03 | 250.03 | 437.13 | 437.13
1360 | 130 | 0.13 | 0 | 0.13 | 43 | 95 | 1.89 | 26 | 4.86 | 17 | 69 | 2.23 | 9.04 | 8.98 | 15.79
1361 | 300 | 0.3 | 0 | 0.3 | 100 | 219 | 4.37 | 60 | 11.22 | 40 | 159 | 5.24 | 20.84 | 20.83 | 36.43
1362 | 68 | 0.068 | 0 | 0.068 | 23 | 50 | 0.99 | 14 | 2.62 | 9 | 36 | 1.18 | 4.72 | 4.79 | 8.33
1363 | 1920 | 1.92 | 0 | 1.92 | 1402 | 1402 | 27.97 | 384 | 71.82 | 1018 | 1018 | 133.4 | 133.4 | 233.19 | 233.19
1364 | 936 | 0.936 | 0 | 0.936 | 312 | 683 | 13.64 | 187 | 34.97 | 125 | 496 | 16.38 | 65 | 64.99 | 113.61
537 | 170 | 0.17 | 0 | 0.17 | 57 | 124 | 2.48 | 34 | 6.36 | 23 | 90 | 3.01 | 11.79 | 11.87 | 20.63
1365 | 30 | 0.03 | 0 | 0.03 | 10 | 22 | 0.44 | 6 | 1.12 | 4 | 16 | 0.52 | 2.1 | 2.08 | 3.66
1366 | 360 | 0.36 | 0 | 0.36 | 120 | 263 | 5.24 | 72 | 13.47 | 48 | 191 | 6.29 | 25.03 | 25 | 43.74
1367 | 50 | 0.05 | 0 | 0.05 | 37 | 37 | 0.73 | 10 | 1.87 | 27 | 27 | 3.54 | 3.54 | 6.14 | 6.14
1368 | 1200 | 1.2 | 0 | 1.2 | 437 | 876 | 17.48 | 240 | 44.89 | 197 | 636 | 25.82 | 83.34 | 88.19 | 145.71
1369 | 3240 | 3.24 | 0 | 3.24 | 2222 | 2365 | 47.2 | 648 | 121.19 | 1574 | 1717 | 206.26 | 225 | 374.65 | 393.39
1370 | 120 | 0.12 | 0 | 0.12 | 88 | 88 | 1.75 | 24 | 4.49 | 64 | 64 | 8.39 | 8.39 | 14.63 | 14.63
1371 | 240 | 0.24 | 0 | 0.24 | 175 | 175 | 3.5 | 48 | 8.98 | 127 | 127 | 16.64 | 16.64 | 29.12 | 29.12
1372 | 180 | 0.18 | 0 | 0.18 | 44 | 131 | 2.62 | 36 | 6.73 | 8 | 95 | 1.05 | 12.45 | 10.4 | 21.8
1373 | 1850 | 1.85 | 0 | 1.85 | 1351 | 1351 | 26.95 | 370 | 69.2 | 981 | 981 | 128.55 | 128.55 | 224.7 | 224.7
1374 | 144 | 0.144 | 0 | 0.144 | 35 | 105 | 2.1 | 29 | 5.42 | 6 | 76 | 0.79 | 9.96 | 8.31 | 17.48
1378 | 2315 | 2.315 | 0 | 2.315 | 563 | 1690 | 33.72 | 463 | 86.59 | 100 | 1227 | 13.1 | 160.79 | 133.41 | 281.1
1382 | 2760 | 2.76 | 0 | 2.76 | 672 | 2015 | 40.21 | 552 | 103.24 | 120 | 1463 | 15.73 | 191.71 | 159.18 | 335.16
0 | 7200 | 7.2 | 0 | 7.2 | 5256 | 5256 | 104.89 | 1440 | 269.31 | 3816 | 3816 | 500.06 | 500.06 | 874.26 | 874.26
0 | 2420 | 2.42 | 0 | 2.42 | 1767 | 1767 | 35.25 | 484 | 90.52 | 1283 | 1283 | 168.13 | 168.13 | 293.9 | 293.9
0 | 2880 | 2.88 | 0 | 2.88 | 2102 | 2102 | 41.96 | 576 | 107.72 | 1526 | 1526 | 199.97 | 199.97 | 349.65 | 349.65
0 | 481.25 | 0.48125 | 0 | 0.48125 | 13 | 351 | 7.01 | 13 | 2.43 | 0 | 338 | 0 | 44.29 | 9.44
0 | 22 | 0.022 | 0 | 0.022 | 7 | 16 | 0.32 | 4 | 0.75 | 3 | 12 | 0.39 | 1.57 | 1.46
Note on B653: Author: Average of consumption band as agreed upon by Voytek on July 3, 2009

## 2027 Unpublished Rates RTT
UNMETERED SERVICE - MISC. SMALL LOADS SMOOTHED RATES
UNPUBLISHED RATES
PROPOSED RATES - EFFECTIVE JANUARY 1, 2027
Components of Misc. Small Loads Rate:
|  |  | Demand Charge |  | 25.0926 |  | Minimum Charge |  | 4.8136 | / month
|  |  | 1st Block Energy Charge @ 200 kW.h |  | 0 |  | Minimum Bill |  | 22.1564 | / month
|  |  | All Additional kW.h Energy Charge |  | 0
[7 empty] | 2025 | [7 empty] | Continuous |  |  |  |  | Jan 2027 |  |  | Rate
[6 empty] | Current Information |  |  | Inv. Level | Annual | Annual | Annual | Connected | Total | Connected | Calculated Information |  | Difference |  | NEW RATES |  |  | Increase | EXPLANATION | Annual | Annual
Inv. Level_2023 GRA | Inv. Level_2025 | Variance | Rate Code | Description | Wattage | Energy | Bundled Cost | With FAM AABA | Inv. Level | Energy | Elect. Rev. | C&M. Rev. | Load (kW) | Load (kW) | Load (kW) | Energy | Cost | Energy | Cost | Energy | Bundled Cost | With FAM AABA |  |  | Elect. Rev. | C&M. Rev.
238 | 229 | -9 | 300 | Telephone Booths |  | 78 | 10.45 | 10.45 | 229 | 214344 | 28716.6 |  | 0.107 | 24.503 | 24.503 | 78 | 10.45 | --- | 5.6364 | OK | 4.8136 | 4.8136 | -53.94% |  | 13227.7264
5 | 5 | 0 | 352 | Misc. Crosswalk Sign | 756 | 511 | 69.2 | 69.2 | 5 | 30660 | 4152 |  | 0.756 | 3.78 |  | 511 | 69.2 | --- | 50.23 | OK | 18.97 | 18.97 | -72.59% |  | 1138.2
54 | 95 | 41 | 360 | RA-5 Crosswalk /w Fluorescent | 393 | 93 | 17.28 | 17.28 | 95 | 106020 | 19699.2 |  | 0.418 | 39.71 |  | 93 | 17.28 | --- | 6.81 | OK | 10.47 | 10.47 | -39.41% |  | 11935.8
24 | 29 | 5 | 361 | RA-5 Crosswalk | 295 | 70 | 12.99 | 12.99 | 29 | 24360 | 4520.52 |  | 0.295 | 8.555 |  | 70 | 12.99 | --- | 5.59 | OK | 7.4 | 7.4 | -43.03% |  | 2575.2
6 | 6 | 0 | 362 | Crosswalk /w 2 - 175W - Photocell | 350 | 128 | 21.54 | 21.54 | 6 | 9216 | 1550.88 |  | 0.385 | 2.31 |  | 128 | 21.54 | --- | 11.88 | OK | 9.66 | 9.66 | -55.15% |  | 695.52
1 | 1 | 0 | 363 | Misc. Crosswalk Sign | 1126 | 311 | 55.9 | 55.9 | 1 | 3732 | 670.8 |  | 1.239 | 1.239 |  | 311 | 55.9 | --- | 24.82 | OK | 31.08 | 31.08 | -44.4% |  | 372.96
1 | 1 | 0 | 364 | Misc. Crosswalk Sign | 1003 | 334 | 56.17 | 56.17 | 1 | 4008 | 674.04 |  | 1.003 | 1.003 |  | 334 | 56.17 | --- | 31 | OK | 25.17 | 25.17 | -55.19% |  | 302.04
2 | 2 | 0 | 365 | Misc. Crosswalk Sign | 701 | 265 | 45.14 | 45.14 | 2 | 6360 | 1083.36 |  | 0.823 | 1.646 |  | 265 | 45.14 | --- | 24.49 | OK | 20.65 | 20.65 | -54.25% |  | 495.6
1 | 1 | 0 | 366 | Misc. Crosswalk Sign | 650 | 238 | 40.02 | 40.02 | 1 | 2856 | 480.24 |  | 0.715 | 0.715 |  | 238 | 40.02 | --- | 22.08 | OK | 17.94 | 17.94 | -55.17% |  | 215.28
4 | 8 | 4 | 367 | Misc. Crosswalk Sign | 590 | 216 | 36.33 | 36.33 | 8 | 20736 | 3487.68 |  | 0.649 | 5.192 |  | 216 | 36.33 | --- | 20.04 | OK | 16.29 | 16.29 | -55.16% |  | 1563.84
1 | 1 | 0 | 368 | Misc. Crosswalk Sign | 250 | 92 | 15.45 | 15.45 | 1 | 1104 | 185.4 |  | 0.275 | 0.275 |  | 92 | 15.45 | --- | 8.55 | OK | 6.9 | 6.9 | -55.34% |  | 82.8
1 | 1 | 0 | 369 | Misc. Crosswalk Sign | 175 | 64 | 10.79 | 10.79 | 1 | 768 | 129.48 |  | 0.193 | 0.193 |  | 64 | 10.79 | --- | 5.96 | OK | 4.83 | 4.83 | -55.24% |  | 57.96
46 | 45 | -1 | 370 | Water PRV Control |  | 150 | 40.3 | 40.3 | 45 | 81000 | 21762 |  | 1.5 | 67.5 |  | 150 | 40.3 | --- | 2.66 | OK | 37.64 | 37.64 | -6.6% |  | 20325.6
7 | 6 | -1 | 371 | Water Reservoir Control |  | 200 | 47.84 | 47.84 | 6 | 14400 | 3444.48 |  | 1.5 | 9 |  | 200 | 47.84 | --- | 10.2 | OK | 37.64 | 37.64 | -21.32% |  | 2710.08
2 | 2 | 0 | 372 | Water Fill Station |  | 150 | 40.3 | 40.3 | 2 | 3600 | 967.2 |  | 1.5 | 3 |  | 150 | 40.3 | --- | 2.66 | OK | 37.64 | 37.64 | -6.6% |  | 903.36
4 | 4 | 0 | 376 | MTT Booster Box - Unmetered |  | 710 | 122.8668 | 122.8668 | 4 | 34080 | 5897.6056 |  | 0.973 | 3.892 | 3.892 | 710 | 122.8668 | --- | 100.7104 | OK | 22.1564 | 22.1564 | -81.97% | Calculated using Small General tariff | 1063.5087
97 | 95 | -2 | 378 | Aliant #52B Power Cable Cabinet |  | 700 | 95.39 | 95.39 | 95 | 798000 | 108744.6 |  | 2.5 | 237.5 | 237.5 | 700 | 95.39 | --- | 69.52 | OK | 25.87 | 25.87 | -72.88% |  | 29491.8
1 | 1 | 0 | 379 | DFO Lighthouse - Torbay |  | 395 | 77.2868 | 77.2868 | 1 | 4740 | 927.4414 |  | 0.542 | 0.542 |  | 395 | 77.2868 | --- | 55.1304 | OK | 22.1564 | 22.1564 | -71.33% | Calculated using Small General tariff | 265.8772
1 | 1 | 0 | 380 | DFO Lighthouse - Wallace |  | 274 | 59.7868 | 59.7868 | 1 | 3288 | 717.4414 |  | 0.375 | 0.375 |  | 274 | 59.7868 | --- | 37.6304 | OK | 22.1564 | 22.1564 | -62.94% | Calculated using Small General tariff | 265.8772
5 | 5 | 0 | 381 | Misc. Crosswalk Sign | 563 | 219 | 37.09 | 37.09 | 5 | 13140 | 2225.4 |  | 0.671 | 3.355 |  | 219 | 37.09 | --- | 20.26 | OK | 16.83 | 16.83 | -54.62% |  | 1009.8
1 | 1 | 0 | 382 | DFO Lighthouse - Cape Sharpe |  | 608 | 108.1068 | 108.1068 | 1 | 7296 | 1297.2814 |  | 0.833 | 0.833 |  | 608 | 108.1068 | --- | 85.9504 | OK | 22.1564 | 22.1564 | -79.51% | Calculated using Small General tariff | 265.8772
1 | 0 | -1 | 384 | DFO Lighthouse - Candlebox Is. |  | 1369 | 218.2168 | 218.2168 | 0 | 0 | 0 |  | 1.875 | 0 |  | 1369 | 218.2168 | --- | 196.0604 | OK | 22.1564 | 22.1564 | -89.85% | Calculated using Small General tariff | 0
9 | 9 | 0 | 386 | Aliant #51B Power Cable Cabinet | 2920 | 1995 | 271.5 | 271.5 | 9 | 215460 | 29322 |  | 2.92 | 26.28 |  | 1995 | 271.5 | --- | 198.23 | OK | 73.27 | 73.27 | -73.01% |  | 7913.16
95 | 93 | -2 | 387 | Aliant 51B AC Pwr Cab (1Unit) | 1460 | 540 | 73.89 | 73.89 | 93 | 602640 | 82461.24 |  | 1.46 | 135.78 | 120.9 | 540 | 73.89 | --- | 53.57 | OK | 20.32 | 20.32 | -72.5% |  | 22677.12
2 | 2 | 0 | 389 | 1500W Heater HRM (8hrs/day) | 1500 | 151 | 40.45 | 40.45 | 2 | 3624 | 970.8 |  | 1.5 | 3 |  | 151 | 40.45 | --- | 2.81 | OK | 37.64 | 37.64 | -6.947% |  | 903.36
1 | 1 | 0 | 390 | 325W Bus Shelter Sydney - Cont. | 325 | 261 | 35.03 | 35.03 | 1 | 3132 | 420.36 |  | 0.358 | 0.358 |  | 261 | 35.03 | --- | 26.06 | OK | 8.97 | 8.97 | -74.39% |  | 107.64
1 | 1 | 0 | 391 | 348W Chemical Detector - HPA | 348 | 254 | 34.09 | 34.09 | 1 | 3048 | 409.08 |  | 0.348 | 0.348 |  | 254 | 34.09 | --- | 25.36 | OK | 8.73 | 8.73 | -74.39% |  | 104.76
188 | 193 | 5 | 400 | CN Level Crossing Signal |  | 34 | 4.3479 | 4.3479 | 193 | 78744 | 10069.7078 |  | 0.1 | 19.3 |  | 34 | 4.3479 | --- | -0.4657 | OK | 4.8136 | 4.8136 | 10.71% | Minimum Charge applied | 11148.2585
25 | 27 | 2 | 401 | CN Level Crossing Signal/Gate |  | 34 | 5.26 | 5.26 | 27 | 11016 | 1704.24 |  | 0.1 | 2.7 |  | 34 | 5.26 | --- | 0.44642 | OK | 4.8136 | 4.8136 | -8.487% | Manually Adjusted by 0.26% Rate Increase | 1559.6009
4 | 4 | 0 | 402 | CN Train Signal |  | 90 | 12.08 | 12.08 | 4 | 4320 | 579.84 |  | 0.123 | 0.492 |  | 90 | 12.08 | --- | 7.2664 | OK | 4.8136 | 4.8136 | -60.15% | Manually Adjusted by 0.26% Rate Increase | 231.052
16 | 14 | -2 | 441 | Metallic Additive (Capital & Maint.) | 1000 | 0 | 22.2958 | 22.2958 | 14 | 0 | 3745.6967 | 3580.8819 | 1 | 14 |  | 0 | 22.2958 | --- | -2.7942 | OK | 25.09 | 25.09 | 12.53% | Cap. & Maint. Chg. for 1000W M/A Light | 4215.12 | 4215.12
13 | 4 | -9 | 452 | HPS - Photocell | 1000 | 363 | 61.04 | 61.04 | 4 | 17424 | 2929.92 | 1783.5759 | 1.09 | 4.36 |  | 363 | 61.04 | --- | 33.69 | OK | 27.35 | 27.35 | -55.19% | + Cap. & Maint. Chg. for 1000 HPS Light | 1312.8 | 1783.5759
1 | 0 | -1 | 453 | Sign |  | 0 | 31.38 | 31.38 | 0 | 0 | 0 |  |  |  |  | 0 | 31.38 | --- | -0.75 | OK | 32.13 | 32.13 | 2.39% |  | 0
1 | 1 | 0 | 454 | Sign |  | 0 | 40.06 | 40.06 | 1 | 0 | 480.72 |  |  |  |  | 0 | 40.06 | --- | -0.96 | OK | 41.02 | 41.02 | 2.396% |  | 492.24
2 | 2 | 0 | 462 | Flat Rate |  | 0 | 6.18 | 6.18 | 2 | 0 | 148.32 |  |  |  |  | 0 | 6.18 | --- | -0.15 | OK | 6.33 | 6.33 | 2.427% |  | 151.92
1 | 1 | 0 | 464 | Flat Rate |  | 0 | 15.72 | 15.72 | 1 | 0 | 188.64 |  |  |  |  | 0 | 15.72 | --- | -0.38 | OK | 16.1 | 16.1 | 2.417% |  | 193.2
1 | 1 | 0 | 465 | Flat Rate |  | 0 | 7.73 | 7.73 | 1 | 0 | 92.76 |  |  |  |  | 0 | 7.73 | --- | -0.18 | OK | 7.91 | 7.91 | 2.329% |  | 94.92
1 | 1 | 0 | 472 | Sign |  | 0 | 75.56 | 75.56 | 1 | 0 | 906.72 |  |  |  |  | 0 | 75.56 | --- | -1.803 | OK | 77.363 | 77.363 | 2.386% |  | 928.3564
1 | 1 | 0 | 473 | Mercury Vapour Light - Photocell | 175 | 69 | 11.59 | 11.59 | 1 | 828 | 139.08 |  | 0.207 | 0.207 |  | 69 | 11.59 | --- | 6.4 | OK | 5.19 | 5.19 | -55.22% |  | 62.28
2 | 1 | -1 | 475 | High Pressure Sodium - Photocell | 70 | 32 | 5.37 | 5.37 | 1 | 384 | 64.44 |  | 0.096 | 0.096 |  | 32 | 5.37 | --- | 0.55642 | OK | 4.8136 | 4.8136 | -10.36% |  | 57.763
19 | 19 | 0 | 500 | Traffic Control Lights | 210 | 51 | 9.76 | 9.76 | 19 | 11628 | 2225.28 |  | 0.21 | 1.995 |  | 51 | 9.76 | --- | 4.49 | OK | 5.27 | 5.27 | -46% |  | 1201.56
1733 | 1739 | 6 | 501 | Traffic Control Lights | 69 | 17 | 2.29 | 2.29 | 1739 | 354756 | 47787.72 |  | 0.023 | 19.9985 |  | 17 | 2.29 | --- | 1.71 | OK | 0.58 | 0.58 | -74.67% |  | 12103.44
57 | 57 | 0 | 502 | Traffic Control Lights | 80 | 20 | 2.65 | 2.65 | 57 | 13680 | 1812.6 |  | 0.027 | 0.7695 |  | 20 | 2.65 | --- | 1.97 | OK | 0.68 | 0.68 | -74.34% |  | 465.12
375 | 375 | 0 | 503 | Traffic Control Lights | 100 | 24 | 3.25 | 3.25 | 375 | 108000 | 14625 |  | 0.033 | 6.1875 |  | 24 | 3.25 | --- | 2.42 | OK | 0.83 | 0.83 | -74.46% |  | 3735
150 | 150 | 0 | 504 | Traffic Control Lights | 116 | 28 | 3.78 | 3.78 | 150 | 50400 | 6804 |  | 0.039 | 2.925 |  | 28 | 3.78 | --- | 2.8 | OK | 0.98 | 0.98 | -74.07% |  | 1764
428 | 476 | 48 | 505 | Traffic Control Lights | 150 | 37 | 4.95 | 4.95 | 476 | 211344 | 28274.4 |  | 0.05 | 11.9 |  | 37 | 4.95 | --- | 3.7 | OK | 1.25 | 1.25 | -74.75% |  | 7140
12 | 12 | 0 | 506 | Traffic Control Lights | 200 | 49 | 9.34 | 9.34 | 12 | 7056 | 1344.96 |  | 0.2 | 1.2 |  | 49 | 9.34 | --- | 4.32 | OK | 5.02 | 5.02 | -46.25% |  | 722.88
5 | 5 | 0 | 507 | Traffic Control Lights | 860 | 209 | 39.99 | 39.99 | 5 | 12540 | 2399.4 |  | 0.86 | 2.15 |  | 209 | 39.99 | --- | 18.41 | OK | 21.58 | 21.58 | -46.04% |  | 1294.8
147 | 635 | 488 | 508 | Traffic Control Lights | 60 | 15 | 2 | 2 | 635 | 114300 | 15240 |  | 0.02 | 6.35 |  | 15 | 2 | --- | 1.5 | OK | 0.5 | 0.5 | -75% |  | 3810
66 | 66 | 0 | 509 | Traffic Control Lights | 135 | 33 | 4.42 | 4.42 | 66 | 26136 | 3500.64 |  | 0.045 | 1.485 |  | 33 | 4.42 | --- | 3.29 | OK | 1.13 | 1.13 | -74.43% |  | 894.96
66 | 66 | 0 | 510 | Traffic Control Lights | 20 | 5 | 0.65 | 0.65 | 66 | 3960 | 514.8 |  | 0.007 | 0.231 |  | 5 | 0.65 | --- | 0.47 | OK | 0.18 | 0.18 | -72.31% |  | 142.56
2 | 34 | 32 | 527 | 12" LED Amber Traffic Light | 22 | 2 | 0.56 | 0.56 | 34 | 816 | 228.48 |  | 0.022 | 0.374 |  | 2 | 0.56 | --- | 0.01 | OK | 0.55 | 0.55 | -1.786% |  | 224.4
34 | 24 | -10 | 600 | Range Light - Continuous | 116 | 85 | 11.39 | 11.39 | 24 | 24480 | 3280.32 |  | 0.116 | 2.784 | 2.784 | 85 | 11.39 | --- | 6.5764 | OK | 4.8136 | 4.8136 | -57.74% |  | 1386.3119
5 | 5 | 0 | 601 | Misc. Unmetered - Photocell "same as RC997" | 500 | 167 | 28.06 | 28.06 | 5 | 10020 | 1683.6 |  | 0.5 | 2.5 |  | 167 | 28.06 | --- | 15.51 | OK | 12.55 | 12.55 | -55.27% |  | 753
5 | 5 | 0 | 602 | Range Light - Continuous | 400 | 337 | 45.19 | 45.19 | 5 | 20220 | 2711.4 |  | 0.462 | 2.31 | 2.31 | 337 | 45.19 | --- | 33.6 | OK | 11.59 | 11.59 | -74.35% |  | 695.4
8 | 7 | -1 | 603 | Misc. Unmetered - Photocell | 100 | 33 | 5.57 | 5.57 | 7 | 2772 | 467.88 |  | 0.1 | 0.7 |  | 33 | 5.57 | --- | 0.75642 | OK | 4.8136 | 4.8136 | -13.58% |  | 404.341
5 | 5 | 0 | 604 | Range Light - Photocell | 276 | 92 | 15.46 | 15.46 | 5 | 5520 | 927.6 |  | 0.276 | 1.38 |  | 92 | 15.46 | --- | 8.53 | OK | 6.93 | 6.93 | -55.17% |  | 415.8
1 | 1 | 0 | 606 | Misc. Small Loads Rate | 480 | 87 | 18.77 | 18.77 | 1 | 1044 | 225.24 |  | 0.48 | 0.48 |  | 87 | 18.77 | --- | 6.73 | OK | 12.04 | 12.04 | -35.86% |  | 144.48
1 | 1 | 0 | 607 | Misc Unmetered - Photocell | 4440 | 1480 | 248.77 | 248.77 | 1 | 17760 | 2985.24 |  | 4.44 | 4.44 |  | 1480 | 248.77 | --- | 137.36 | OK | 111.41 | 111.41 | -55.22% |  | 1336.92
7 | 7 | 0 | 609 | Range Light - Photocell | 175 | 58 | 9.77 | 9.77 | 7 | 4872 | 820.68 |  | 0.175 | 1.225 |  | 58 | 9.77 | --- | 4.9564 | OK | 4.8136 | 4.8136 | -50.73% |  | 404.341
30 | 26 | -4 | 610 | Range Light - Photocell | 244 | 81 | 13.64 | 13.64 | 26 | 25272 | 4255.68 |  | 0.244 | 6.344 |  | 81 | 13.64 | --- | 7.52 | OK | 6.12 | 6.12 | -55.13% |  | 1909.44
1 | 1 | 0 | 702 | Police Sirens 3 HP |  | 0 | 24.1 | 24.1 | 1 | 0 | 289.2 |  |  |  |  | 0 | 24.1 | --- | -0.58 | OK | 24.68 | 24.68 | 2.407% |  | 296.16
3 | 0 | -3 | 705 | Misc. Unmetered - Continuous | 60 | 44 | 5.54 | 5.54 | 0 | 0 | 0 |  | 0.06 | 0 | 0 | 44 | 5.54 | --- | -0.13 | OK | 5.67 | 5.67 | 2.347% |  | 0
5 | 6 | 1 | 801 | Cable Vision Power Supplies | 100 | 73 | 9.8 | 9.8 | 6 | 5256 | 705.6 |  | 0.1 | 0.6 | 0.6 | 73 | 9.8 | --- | 4.9864 | OK | 4.8136 | 4.8136 | -50.88% |  | 346.578
1 | 1 | 0 | 802 | Cable Vision Power Supplies | 150 | 110 | 14.75 | 14.75 | 1 | 1320 | 177 |  | 0.15 | 0.15 | 0.15 | 110 | 14.75 | --- | 9.9364 | OK | 4.8136 | 4.8136 | -67.37% |  | 57.763
10 | 8 | -2 | 803 | Cable Vision Power Supplies | 200 | 146 | 19.58 | 19.58 | 8 | 14016 | 1879.68 |  | 0.2 | 1.6 | 1.6 | 146 | 19.58 | --- | 14.56 | OK | 5.02 | 5.02 | -74.36% |  | 481.92
33 | 34 | 1 | 804 | Cable Vision Power Supplies | 250 | 183 | 24.52 | 24.52 | 34 | 74664 | 10004.16 |  | 0.25 | 8.5 | 8.5 | 183 | 24.52 | --- | 18.25 | OK | 6.27 | 6.27 | -74.43% |  | 2558.16
6 | 6 | 0 | 805 | Cable Vision Power Supplies | 300 | 219 | 29.37 | 29.37 | 6 | 15768 | 2114.64 |  | 0.3 | 1.8 | 1.8 | 219 | 29.37 | --- | 21.84 | OK | 7.53 | 7.53 | -74.36% |  | 542.16
219 | 215 | -4 | 806 | Cable Vision Power Supplies | 350 | 256 | 34.32 | 34.32 | 215 | 660480 | 88545.6 |  | 0.35 | 75.25 | 75.25 | 256 | 34.32 | --- | 25.54 | OK | 8.78 | 8.78 | -74.42% |  | 22652.4
5 | 5 | 0 | 807 | Cable Vision Power Supplies | 400 | 292 | 39.17 | 39.17 | 5 | 17520 | 2350.2 |  | 0.4 | 2 | 2 | 292 | 39.17 | --- | 29.13 | OK | 10.04 | 10.04 | -74.37% |  | 602.4
10 | 11 | 1 | 809 | Cable Vision Power Supplies | 500 | 365 | 48.96 | 48.96 | 11 | 48180 | 6462.72 |  | 0.5 | 5.5 | 5.5 | 365 | 48.96 | --- | 36.41 | OK | 12.55 | 12.55 | -74.37% |  | 1656.6
55 | 56 | 1 | 810 | Cable Vision Power Supplies | 550 | 402 | 53.91 | 53.91 | 56 | 270144 | 36227.52 |  | 0.55 | 30.8 | 30.8 | 402 | 53.91 | --- | 40.11 | OK | 13.8 | 13.8 | -74.4% |  | 9273.6
2414 | 2477 | 63 | 811 | Cable Vision Power Supplies | 600 | 438 | 58.75 | 58.75 | 2477 | 13019112 | 1746285 |  | 0.6 | 1486.2 | 1486.2 | 438 | 58.75 | --- | 43.69 | OK | 15.06 | 15.06 | -74.37% |  | 447643.44
7 | 7 | 0 | 812 | Cable Vision Power Supplies | 650 | 475 | 63.7 | 63.7 | 7 | 39900 | 5350.8 |  | 0.65 | 4.55 | 4.55 | 475 | 63.7 | --- | 47.39 | OK | 16.31 | 16.31 | -74.4% |  | 1370.04
43 | 43 | 0 | 820 | Weather Camera Station - DOT |  | 89 | 18.15 | 18.15 | 43 | 45924 | 9365.4 |  | 0.42 | 18.06 | 18.06 | 89 | 18.15 | --- | 7.61 | OK | 10.54 | 10.54 | -41.93% |  | 5438.64
3 | 2 | -1 | 821 | HI-VOL Air Quality Monitor |  | 230 | 44.29 | 44.29 | 2 | 5520 | 1062.96 |  | 0.96 | 1.92 | 1.92 | 230 | 44.29 | --- | 20.2 | OK | 24.09 | 24.09 | -45.61% |  | 578.16
1 | 1 | 0 | 822 | 900W Misc. Unmetered - Reduced | 900 | 270 | 47.25 | 47.25 | 1 | 3240 | 567 |  | 0.9 | 0.9 |  | 270 | 47.25 | --- | 24.67 | OK | 22.58 | 22.58 | -52.21% |  | 270.96
1 | 1 | 0 | 823 | 38.4W Misc. Unmetered - Continuous | 38.4 | 34 | 4.3479 | 4.3479 | 1 | 408 | 52.1747 |  | 0.038 | 0.038 | 0.038 | 34 | 4.3479 | --- | -0.4657 | OK | 4.8136 | 4.8136 | 10.71% | Minimum Charge applied | 57.763
1 | 1 | 0 | 824 | Fire Pump - 75 HP |  | 0 | 16.4568 | 16.4568 | 1 | 0 | 197.4814 |  | 0 | 0 |  | 0 | 16.4568 | --- | -5.6996 | OK | 22.1564 | 22.1564 | 34.63% | Fixed at Minimum Bill Charge | 265.8772
1 | 1 | 0 | 825 | 3248W U/G Surge Chamber - Reduced | 3248 | 401 | 97.61 | 97.61 | 1 | 4812 | 1171.32 |  | 3.248 | 3.248 |  | 401 | 97.61 | --- | 16.11 | OK | 81.5 | 81.5 | -16.5% |  | 978
1 | 0 | -1 | 827 | Remote Cabinet - Eastlink | 600 | 365 | 51.04 | 51.04 | 0 | 0 | 0 |  | 0.6 | 0 | 0 | 365 | 51.04 | --- | 35.98 | OK | 15.06 | 15.06 | -70.49% |  | 0
2 | 2 | 0 | 828 | U/G Valve Chamber - Reduced | 2400 | 244 | 65.07 | 65.07 | 2 | 5856 | 1561.68 |  | 2.4 | 4.8 |  | 244 | 65.07 | --- | 4.84 | OK | 60.23 | 60.23 | -7.438% |  | 1445.52
1 | 1 | 0 | 830 | 1HP Vehicle Card Scanner | 871 | 61 | 18.87 | 18.87 | 1 | 732 | 226.44 |  | 0.871 | 0.871 |  | 61 | 18.87 | --- | -2.99 | OK | 21.86 | 21.86 | 15.85% |  | 262.32
1 | 1 | 0 | 831 | 3140W 216C & 800 Pwr. Cab. | 3140 | 1136 | 187.3 | 187.3 | 1 | 13632 | 2247.6 |  | 3.231 | 3.231 | 3.231 | 1136 | 187.3 | --- | 106.23 | OK | 81.07 | 81.07 | -56.72% |  | 972.84
1 | 1 | 0 | 832 | Pictou - Town Clock | 103 | 82 | 11.04 | 11.04 | 1 | 984 | 132.48 |  | 0.113 | 0.113 |  | 82 | 11.04 | --- | 6.2264 | OK | 4.8136 | 4.8136 | -56.4% |  | 57.763
3 | 3 | 0 | 901 | Misc. Unmetered - Photocell | 2800 | 933 | 156.85 | 156.85 | 3 | 33588 | 5646.6 |  | 2.8 | 8.4 |  | 933 | 156.85 | --- | 86.59 | OK | 70.26 | 70.26 | -55.21% |  | 2529.36
1 | 1 | 0 | 902 | Misc. Unmetered - Continuous | 192 | 140 | 18.76 | 18.76 | 1 | 1680 | 225.12 |  | 0.192 | 0.192 | 0.192 | 140 | 18.76 | --- | 13.94 | OK | 4.82 | 4.82 | -74.31% |  | 57.84
1 | 1 | 0 | 903 | Misc. Unmetered - Photocell | 175 | 58 | 9.77 | 9.77 | 1 | 696 | 117.24 |  | 0.175 | 0.175 |  | 58 | 9.77 | --- | 4.9564 | OK | 4.8136 | 4.8136 | -50.73% |  | 57.763
2 | 2 | 0 | 904 | Misc. Unmetered - Photocell | 250 | 83 | 13.96 | 13.96 | 2 | 1992 | 335.04 |  | 0.25 | 0.5 |  | 83 | 13.96 | --- | 7.69 | OK | 6.27 | 6.27 | -55.09% |  | 150.48
1 | 0 | -1 | 906 | Misc. Unmetered - 6 hrs / day | 768 | 140 | 30.16 | 30.16 | 0 | 0 | 0 |  | 0.768 | 0 |  | 140 | 30.16 | --- | 10.89 | OK | 19.27 | 19.27 | -36.11% |  | 0
3 | 3 | 0 | 908 | Misc. Unmetered - Photocell | 800 | 267 | 44.86 | 44.86 | 3 | 9612 | 1614.96 |  | 0.8 | 2.4 |  | 267 | 44.86 | --- | 24.79 | OK | 20.07 | 20.07 | -55.26% |  | 722.52
1 | 1 | 0 | 909 | Misc. Unmetered - 1 hr / day | 420 | 13 | 6.91 | 6.91 | 1 | 156 | 82.92 |  | 0.42 | 0.42 |  | 13 | 6.91 | --- | -3.63 | OK | 10.54 | 10.54 | 52.53% |  | 126.48
2 | 2 | 0 | 910 | Misc. Unmetered - Continuous | 660 | 482 | 64.64 | 64.64 | 2 | 11568 | 1551.36 |  | 0.66 | 1.32 | 1.32 | 482 | 64.64 | --- | 48.08 | OK | 16.56 | 16.56 | -74.38% |  | 397.44
36 | 37 | 1 | 911 | Misc. Unmetered - Continuous | 75 | 55 | 7.36 | 7.36 | 37 | 24420 | 3267.84 |  | 0.075 | 2.775 | 2.775 | 55 | 7.36 | --- | 2.5464 | OK | 4.8136 | 4.8136 | -34.6% |  | 2137.2309
9 | 11 | 2 | 912 | Misc. Unmetered - Capital & Maint. | 400 | 0 | 8.4884 | 8.4884 | 11 | 0 | 1120.471 | 916.749 | 0 | 0 |  | 0 | 8.4884 | --- | --- | OK | 8.4884 | 8.4884 | 0% | Cap. & Maint. Chg. for 400W HPS Light | 1120.471 | 1120.471
37 | 40 | 3 | 914 | F48T12 Fluor - Photo | 40 | 34 | 4.3479 | 4.3479 | 40 | 16320 | 2086.9861 |  | 0.048 | 1.92 |  | 34 | 4.3479 | --- | -0.4657 | OK | 4.8136 | 4.8136 | 10.71% | Minimum Charge applied | 2310.5199
8 | 8 | 0 | 915 | F48T12 Fluor - Cont | 48 | 35 | 4.72 | 4.72 | 8 | 3360 | 453.12 |  | 0.048 | 0.384 | 0.384 | 35 | 4.72 | --- | -0.093583 | OK | 4.8136 | 4.8136 | 1.983% |  | 462.104
4 | 4 | 0 | 916 | F96T12VHO Fluorescent - Photocell | 215 | 72 | 12.08 | 12.08 | 4 | 3456 | 579.84 |  | 0.215 | 0.86 |  | 72 | 12.08 | --- | 6.69 | OK | 5.39 | 5.39 | -55.38% |  | 258.72
4 | 4 | 0 | 917 | F96T12/HO Fluor - 6 hrs / day | 130 | 23 | 5 | 5 | 4 | 1104 | 240 |  | 0.13 | 0.52 |  | 23 | 5 | --- | 0.18642 | OK | 4.8136 | 4.8136 | -3.728% |  | 231.052
26 | 26 | 0 | 918 | F64T12HO Fluorescent - Photocell | 80 | 34 | 5.05 | 5.05 | 26 | 10608 | 1575.6 |  | 0.09 | 2.34 |  | 34 | 5.05 | --- | 0.23642 | OK | 4.8136 | 4.8136 | -4.682% | Manually Adjusted by 0.26% Rate Increase | 1501.8379
47 | 47 | 0 | 919 | F96T12/HO Fluor - Photo | 130 | 43 | 7.25 | 7.25 | 47 | 24252 | 4089 |  | 0.13 | 6.11 |  | 43 | 7.25 | --- | 2.4364 | OK | 4.8136 | 4.8136 | -33.61% |  | 2714.8609
1 | 1 | 0 | 921 | Misc. Unmetered - 6 hrs / day | 4582 | 830 | 179.17 | 179.17 | 1 | 9960 | 2150.04 |  | 4.582 | 4.582 |  | 830 | 179.17 | --- | 64.2 | OK | 114.97 | 114.97 | -35.83% |  | 1379.64
2 | 2 | 0 | 923 | Misc. Unmetered - Photocell | 3510 | 1170 | 196.66 | 196.66 | 2 | 28080 | 4719.84 |  | 3.51 | 7.02 |  | 1170 | 196.66 | --- | 108.59 | OK | 88.07 | 88.07 | -55.22% |  | 2113.68
2 | 2 | 0 | 924 | Misc. Unmetered - Photocell | 205 | 79 | 13.26 | 13.26 | 2 | 1896 | 318.24 |  | 0.237 | 0.474 |  | 79 | 13.26 | --- | 7.31 | OK | 5.95 | 5.95 | -55.13% |  | 142.8
1 | 1 | 0 | 926 | Misc. Unmetered - Photocell | 330 | 127 | 21.35 | 21.35 | 1 | 1524 | 256.2 |  | 0.381 | 0.381 |  | 127 | 21.35 | --- | 11.79 | OK | 9.56 | 9.56 | -55.22% |  | 114.72
1 | 1 | 0 | 929 | Misc. Unmetered - Continuous | 550 | 402 | 53.91 | 53.91 | 1 | 4824 | 646.92 |  | 0.55 | 0.55 | 0.55 | 402 | 53.91 | --- | 40.11 | OK | 13.8 | 13.8 | -74.4% |  | 165.6
20 | 20 | 0 | 930 | Misc. Unmetered - Photocell | 88 | 29 | 4.91 | 4.91 | 20 | 6960 | 1178.4 |  | 0.088 | 1.76 |  | 29 | 4.91 | --- | 0.096417 | OK | 4.8136 | 4.8136 | -1.964% |  | 1155.26
2 | 2 | 0 | 931 | Misc. Unmetered - Flashing | 132 | 53 | 8.61 | 8.61 | 2 | 1272 | 206.64 |  | 0.145 | 0.29 |  | 53 | 8.61 | --- | 3.7964 | OK | 4.8136 | 4.8136 | -44.09% |  | 115.526
1 | 1 | 0 | 932 | Misc. Unmetered - Photocell | 180 | 69 | 11.59 | 11.59 | 1 | 828 | 139.08 |  | 0.207 | 0.207 |  | 69 | 11.59 | --- | 6.4 | OK | 5.19 | 5.19 | -55.22% | Manually Adjusted by 0.26% Rate Increase | 62.28
2 | 2 | 0 | 933 | Misc. Unmetered - Continuous | 1000 | 730 | 97.92 | 97.92 | 2 | 17520 | 2350.08 |  | 1 | 2 | 2 | 730 | 97.92 | --- | 72.83 | OK | 25.09 | 25.09 | -74.38% |  | 602.16
15 | 15 | 0 | 935 | Misc. Unmetered - Photocell ( + Capital & Maint.) | 1000 | 367 | 76.6532 | 76.6532 | 15 | 66060 | 13797.5722 | 2057.9722 | 1.1 | 16.5 |  | 367 | 76.6532 | --- | 3.85 | OK | 72.8032 | 72.8032 | -5.023% | + Cap. & Maint. Chg. for 1000 HPS Light | 13104.5722 | 2057.9722
9 | 9 | 0 | 937 | Misc. Unmetered - Photocell | 528 | 176 | 29.6 | 29.6 | 9 | 19008 | 3196.8 |  | 0.528 | 4.752 |  | 176 | 29.6 | --- | 16.35 | OK | 13.25 | 13.25 | -55.24% |  | 1431
1 | 1 | 0 | 938 | Misc. Unmetered - Photocell | 360 | 120 | 20.17 | 20.17 | 1 | 1440 | 242.04 |  | 0.36 | 0.36 |  | 120 | 20.17 | --- | 11.14 | OK | 9.03 | 9.03 | -55.23% |  | 108.36
2 | 2 | 0 | 939 | Misc. Unmetered - Continuous | 150 | 110 | 14.75 | 14.75 | 2 | 2640 | 354 |  | 0.15 | 0.3 | 0.3 | 110 | 14.75 | --- | 9.9364 | OK | 4.8136 | 4.8136 | -67.37% |  | 115.526
2 | 2 | 0 | 940 | Misc. Unmetered - Photocell | 675 | 225 | 37.82 | 37.82 | 2 | 5400 | 907.68 |  | 0.675 | 1.35 |  | 225 | 37.82 | --- | 20.88 | OK | 16.94 | 16.94 | -55.21% |  | 406.56
1 | 1 | 0 | 943 | Misc. Unmetered - Photocell | 1290 | 430 | 72.27 | 72.27 | 1 | 5160 | 867.24 |  | 1.29 | 1.29 |  | 430 | 72.27 | --- | 39.9 | OK | 32.37 | 32.37 | -55.21% |  | 388.44
3 | 3 | 0 | 944 | Misc. Unmetered - Continuous | 200 | 146 | 19.58 | 19.58 | 3 | 5256 | 704.88 |  | 0.2 | 0.6 | 0.6 | 146 | 19.58 | --- | 14.56 | OK | 5.02 | 5.02 | -74.36% |  | 180.72
1 | 1 | 0 | 945 | Misc. Unmetered - 1hp Motor | 1380 | 34 | 4.1 | 4.1 | 1 | 408 | 49.2 |  | 1.38 | 1.38 |  | 34 | 4.1 | --- | --- | OK | 4.1 | 4.1 | 0% | Subject to 10% Billing Load Factor Cap | 49.2
4 | 4 | 0 | 946 | Misc. Unmetered - Photocell | 1800 | 660 | 110.94 | 110.94 | 4 | 31680 | 5325.12 |  | 1.98 | 7.92 |  | 660 | 110.94 | --- | 61.26 | OK | 49.68 | 49.68 | -55.22% |  | 2384.64
2 | 2 | 0 | 947 | Misc. Unmetered - Flashing | 300 | 34 | 4.3479 | 4.3479 | 2 | 816 | 104.3493 |  | 0.3 | 0.6 |  | 34 | 4.3479 | --- | -3.1821 | OK | 7.53 | 7.53 | 73.19% | Minimum Charge applied | 180.72
2 | 1 | -1 | 948 | Misc. Unmetered - Photocell | 1344 | 448 | 75.31 | 75.31 | 1 | 5376 | 903.72 |  | 1.344 | 1.344 |  | 448 | 75.31 | --- | 41.59 | OK | 33.72 | 33.72 | -55.23% |  | 404.64
5 | 3 | -2 | 949 | Misc. Unmetered - Photocell | 75 | 34 | 4.3479 | 4.3479 | 3 | 1224 | 156.524 |  | 0.075 | 0.225 |  | 34 | 4.3479 | --- | -0.4657 | OK | 4.8136 | 4.8136 | 10.71% | Minimum Charge applied | 173.289
2 | 1 | -1 | 951 | Misc. Unmetered - Photocell | 2000 | 667 | 112.09 | 112.09 | 1 | 8004 | 1345.08 |  | 2 | 2 |  | 667 | 112.09 | --- | 61.9 | OK | 50.19 | 50.19 | -55.22% |  | 602.28
1 | 1 | 0 | 953 | Misc. Unmetered - Continuous | 1548 | 1130 | 151.59 | 151.59 | 1 | 13560 | 1819.08 |  | 1.548 | 1.548 | 1.548 | 1130 | 151.59 | --- | 112.75 | OK | 38.84 | 38.84 | -74.38% |  | 466.08
3 | 0 | -3 | 955 | Misc. Unmetered - Capital & Maint. | 100 | 0 | 8.2048 | 8.2048 | 0 | 0 | 0 | 295.3737 | 0.1 | 0 |  | 0 | 8.2048 | --- | --- | OK | 8.2048 | 8.2048 | 0% | Cap. & Maint. Chg. for 100W HPS Light | 0 | 0
3 | 3 | 0 | 956 | Misc. Unmetered - Continuous | 250 | 183 | 24.52 | 24.52 | 3 | 6588 | 882.72 |  | 0.25 | 0.75 | 0.75 | 183 | 24.52 | --- | 18.25 | OK | 6.27 | 6.27 | -74.43% |  | 225.72
7 | 7 | 0 | 957 | Misc. Unmetered - Photocell | 90 | 33 | 5.56 | 5.56 | 7 | 2772 | 467.04 |  | 0.099 | 0.693 |  | 33 | 5.56 | --- | 0.74642 | OK | 4.8136 | 4.8136 | -13.42% | Manually Adjusted by 0.26% Rate Increase | 404.341
5 | 5 | 0 | 958 | Misc. Unmetered - Photocell | 850 | 283 | 47.59 | 47.59 | 5 | 16980 | 2855.4 |  | 0.85 | 4.25 |  | 283 | 47.59 | --- | 26.26 | OK | 21.33 | 21.33 | -55.18% |  | 1279.8
1 | 0 | -1 | 959 | Misc. Unmetered - Photocell | 980 | 327 | 54.94 | 54.94 | 0 | 0 | 0 |  | 0.98 | 0 |  | 327 | 54.94 | --- | 30.35 | OK | 24.59 | 24.59 | -55.24% |  | 0
2 | 2 | 0 | 961 | Misc. Unmetered - Continuous | 5 | 34 | 4.3479 | 4.3479 | 2 | 816 | 104.3493 |  | 0.005 | 0.01 | 0.01 | 34 | 4.3479 | --- | -0.4657 | OK | 4.8136 | 4.8136 | 10.71% | Minimum Charge applied | 115.526
22 | 20 | -2 | 964 | Misc. Unmetered - Photocell | 319 | 117 | 19.65 | 19.65 | 20 | 28080 | 4716 |  | 0.351 | 7.02 |  | 117 | 19.65 | --- | 10.85 | OK | 8.8 | 8.8 | -55.22% | Manually Adjusted by 0.26% Rate Increase | 2112
2 | 2 | 0 | 965 | Misc. Unmetered - Photocell | 2420 | 807 | 135.63 | 135.63 | 2 | 19368 | 3255.12 |  | 2.42 | 4.84 |  | 807 | 135.63 | --- | 74.91 | OK | 60.72 | 60.72 | -55.23% |  | 1457.28
1 | 1 | 0 | 966 | Misc. Unmetered - 30 hrs / week | 6500 | 845 | 204.03 | 204.03 | 1 | 10140 | 2448.36 |  | 6.5 | 6.5 |  | 845 | 204.03 | --- | 40.93 | OK | 163.1 | 163.1 | -20.06% |  | 1957.2
5 | 5 | 0 | 968 | Misc. Unmetered - Continuous | 473 | 345 | 46.3 | 46.3 | 5 | 20700 | 2778 |  | 0.473 | 2.365 | 2.365 | 345 | 46.3 | --- | 34.43 | OK | 11.87 | 11.87 | -74.36% |  | 712.2
2 | 1 | -1 | 969 | Misc. Unmetered - Photocell | 1488 | 496 | 83.39 | 83.39 | 1 | 5952 | 1000.68 |  | 1.488 | 1.488 |  | 496 | 83.39 | --- | 46.05 | OK | 37.34 | 37.34 | -55.22% |  | 448.08
1 | 1 | 0 | 970 | Misc. Unmetered - Photocell | 3200 | 1067 | 179.33 | 179.33 | 1 | 12804 | 2151.96 |  | 3.2 | 3.2 |  | 1067 | 179.33 | --- | 99.03 | OK | 80.3 | 80.3 | -55.22% |  | 963.6
9 | 9 | 0 | 971 | Misc. Unmetered - Photocell | 49 | 34 | 4.3479 | 4.3479 | 9 | 3672 | 469.5719 |  | 0.049 | 0.441 |  | 34 | 4.3479 | --- | -0.4657 | OK | 4.8136 | 4.8136 | 10.71% | Minimum Charge applied | 519.867
11 | 11 | 0 | 972 | Misc. Unmetered - Continuous | 25 | 34 | 4.3479 | 4.3479 | 11 | 4488 | 573.9212 |  | 0.025 | 0.275 | 0.275 | 34 | 4.3479 | --- | -0.4657 | OK | 4.8136 | 4.8136 | 10.71% | Minimum Charge applied | 635.393
12 | 13 | 1 | 973 | Misc. Unmetered - Photocell | 180 | 66 | 11.11 | 11.11 | 13 | 10296 | 1733.16 |  | 0.198 | 2.574 |  | 66 | 11.11 | --- | 6.14 | OK | 4.97 | 4.97 | -55.27% | Manually Adjusted by 0.26% Rate Increase | 775.32
1 | 1 | 0 | 974 | Misc. Unmetered - Photocell | 700 | 256 | 42.99 | 42.99 | 1 | 3072 | 515.88 |  | 0.767 | 0.767 |  | 256 | 42.99 | --- | 23.76 | OK | 19.23 | 19.23 | -55.27% | Manually Adjusted by 0.26% Rate Increase | 230.76
2 | 8 | 6 | 975 | Misc. Unmetered - Photocell | 324 | 108 | 18.17 | 18.17 | 8 | 10368 | 1744.32 |  | 0.324 | 2.592 |  | 108 | 18.17 | --- | 10.04 | OK | 8.13 | 8.13 | -55.26% |  | 780.48
10 | 10 | 0 | 976 | Misc. Unmetered - 152 hrs / month | 300 | 46 | 10.47 | 10.47 | 10 | 5520 | 1256.4 |  | 0.3 | 3 |  | 46 | 10.47 | --- | 2.94 | OK | 7.53 | 7.53 | -28.08% |  | 903.6
4 | 4 | 0 | 977 | Misc. Unmetered - Continuous | 50 | 37 | 4.95 | 4.95 | 4 | 1776 | 237.6 |  | 0.05 | 0.2 | 0.2 | 37 | 4.95 | --- | 0.13642 | OK | 4.8136 | 4.8136 | -2.756% |  | 231.052
2 | 2 | 0 | 979 | Misc. Unmetered - Photocell | 1100 | 367 | 61.66 | 61.66 | 2 | 8808 | 1479.84 |  | 1.1 | 2.2 |  | 367 | 61.66 | --- | 34.06 | OK | 27.6 | 27.6 | -55.24% |  | 662.4
1 | 1 | 0 | 980 | Misc. Unmetered - Photocell | 2148 | 716 | 120.37 | 120.37 | 1 | 8592 | 1444.44 |  | 2.148 | 2.148 |  | 716 | 120.37 | --- | 66.47 | OK | 53.9 | 53.9 | -55.22% |  | 646.8
11 | 11 | 0 | 981 | Misc. Unmetered - Continuous | 216 | 158 | 21.17 | 21.17 | 11 | 20856 | 2794.44 |  | 0.216 | 2.376 | 2.376 | 158 | 21.17 | --- | 15.75 | OK | 5.42 | 5.42 | -74.4% |  | 715.44
19 | 19 | 0 | 982 | Misc. Unmetered - 7 hrs per day | 400 | 85 | 17.31 | 17.31 | 19 | 19380 | 3946.68 |  | 0.4 | 7.6 |  | 85 | 17.31 | --- | 7.27 | OK | 10.04 | 10.04 | -42% |  | 2289.12
6 | 5 | -1 | 983 | Misc. Unmetered - Photocell | 420 | 140 | 23.53 | 23.53 | 5 | 8400 | 1411.8 |  | 0.42 | 2.1 |  | 140 | 23.53 | --- | 12.99 | OK | 10.54 | 10.54 | -55.21% |  | 632.4
28 | 26 | -2 | 985 | Misc. Unmetered - Photocell | 1200 | 400 | 67.24 | 67.24 | 26 | 124800 | 20978.88 |  | 1.2 | 31.2 |  | 400 | 67.24 | --- | 37.13 | OK | 30.11 | 30.11 | -55.22% |  | 9394.32
10 | 10 | 0 | 986 | Misc. Unmetered - 3 hp | 2300 | 10 | 28.6 | 28.6 | 10 | 1200 | 3432 |  | 2.3 | 23 |  | 10 | 28.6 | --- | -29.11 | OK | 57.71 | 57.71 | 101.8% |  | 6925.2
1 | 1 | 0 | 988 | Misc. Unmetered - 152 hrs / month | 176 | 27 | 6.14 | 6.14 | 1 | 324 | 73.68 |  | 0.176 | 0.176 |  | 27 | 6.14 | --- | 1.3264 | OK | 4.8136 | 4.8136 | -21.6% |  | 57.763
3 | 3 | 0 | 989 | Misc. Unmetered - Photocell | 624 | 208 | 34.97 | 34.97 | 3 | 7488 | 1258.92 |  | 0.624 | 1.872 |  | 208 | 34.97 | --- | 19.31 | OK | 15.66 | 15.66 | -55.22% |  | 563.76
3 | 3 | 0 | 990 | Misc. Unmetered - Photocell | 745 | 218 | 38.54 | 38.54 | 3 | 7848 | 1387.44 |  | 0.745 | 2.235 |  | 218 | 38.54 | --- | 19.85 | OK | 18.69 | 18.69 | -51.5% |  | 672.84
1 | 1 | 0 | 991 | Misc. Unmetered - Photocell | 5000 | 1667 | 280.19 | 280.19 | 1 | 20004 | 3362.28 |  | 5 | 5 |  | 1667 | 280.19 | --- | 154.73 | OK | 125.46 | 125.46 | -55.22% |  | 1505.52
15 | 15 | 0 | 992 | Misc. Unmetered - Continuous | 100 | 73 | 9.8 | 9.8 | 15 | 13140 | 1764 |  | 0.1 | 1.5 | 1.5 | 73 | 9.8 | --- | 4.9864 | OK | 4.8136 | 4.8136 | -50.88% |  | 866.445
6 | 6 | 0 | 993 | Misc. Unmetered - 198 hrs / month | 200 | 40 | 8.39 | 8.39 | 6 | 2880 | 604.08 |  | 0.2 | 1.2 |  | 40 | 8.39 | --- | 3.37 | OK | 5.02 | 5.02 | -40.17% |  | 361.44
1 | 1 | 0 | 994 | Misc. Unmetered - Photocell | 1650 | 550 | 92.44 | 92.44 | 1 | 6600 | 1109.28 |  | 1.65 | 1.65 |  | 550 | 92.44 | --- | 51.04 | OK | 41.4 | 41.4 | -55.21% |  | 496.8
82 | 83 | 1 | 995 | Misc. Unmetered - Continuous | 336 | 245 | 32.87 | 32.87 | 83 | 244020 | 32738.52 |  | 0.336 | 27.888 | 27.888 | 245 | 32.87 | --- | 24.44 | OK | 8.43 | 8.43 | -74.35% |  | 8396.28
1 | 1 | 0 | 996 | Misc. Unmetered - Photocell | 336 | 112 | 18.82 | 18.82 | 1 | 1344 | 225.84 |  | 0.336 | 0.336 |  | 112 | 18.82 | --- | 10.39 | OK | 8.43 | 8.43 | -55.21% |  | 101.16
10 | 8 | -2 | 997 | Misc. Unmetered - Photocell | 500 | 167 | 28.06 | 28.06 | 8 | 16032 | 2693.76 |  | 0.5 | 4 |  | 167 | 28.06 | --- | 15.51 | OK | 12.55 | 12.55 | -55.27% |  | 1204.8
213 | 213 | 0 | 998 | Misc. Unmetered - DMS IU Pwr. Cabinet | 764 | 654 | 87.71 | 87.71 | 213 | 1671624 | 224186.76 |  | 0.896 | 190.848 | 190.848 | 654 | 87.71 | --- | 65.23 | OK | 22.48 | 22.48 | -74.37% | Manually Adjusted by 0.26% Rate Increase | 57458.88
9 | 8 | -1 | 999 | Misc. Unmetered - Continuous | 144 | 105 | 14.1 | 14.1 | 8 | 10080 | 1353.6 |  | 0.144 | 1.152 | 1.152 | 105 | 14.1 | --- | 9.2864 | OK | 4.8136 | 4.8136 | -65.86% |  | 462.104
4 | 4 | 0 | 1003 | Misc. Unmetered Fluor - Photo | 825 | 330 | 55.47 | 55.47 | 4 | 15840 | 2662.56 |  | 0.99 | 3.96 |  | 330 | 55.47 | --- | 30.63 | OK | 24.84 | 24.84 | -55.22% |  | 1192.32
3 | 3 | 0 | 1004 | Misc Unmetered - Photocell | 720 | 264 | 44.36 | 44.36 | 3 | 9504 | 1596.96 |  | 0.792 | 2.376 |  | 264 | 44.36 | --- | 24.49 | OK | 19.87 | 19.87 | -55.21% |  | 715.32
1 | 0 | -1 | 1006 | Misc Unmetered - Photocell | 700 | 256 | 43.06 | 43.06 | 0 | 0 | 0 |  | 0.769 | 0 |  | 256 | 43.06 | --- | 23.76 | OK | 19.3 | 19.3 | -55.18% |  | 0
3 | 3 | 0 | 1009 | Misc Unmetered - Photocell | 200 | 3 | 12.29 | 12.29 | 3 | 108 | 442.44 |  | 0.22 | 0.66 |  | 3 | 12.29 | --- | 6.77 | OK | 5.52 | 5.52 | -55.09% |  | 198.72
107 | 102 | -5 | 1010 | DSLAM Power Cabinet | 603 | 380 | 54.59 | 54.59 | 102 | 465120 | 66818.16 |  | 0.693 | 70.686 | 70.686 | 380 | 54.59 | --- | 37.19 | OK | 17.4 | 17.4 | -68.13% |  | 21297.6
1 | 1 | 0 | 1012 | Misc Unmetered - Photocell | 408 | 150 | 25.21 | 25.21 | 1 | 1800 | 302.52 |  | 0.449 | 0.449 |  | 150 | 25.21 | --- | 13.95 | OK | 11.26 | 11.26 | -55.34% |  | 135.12
1 | 1 | 0 | 1013 | Misc Unmetered - Photocell | 395 | 145 | 24.36 | 24.36 | 1 | 1740 | 292.32 |  | 0.435 | 0.435 |  | 145 | 24.36 | --- | 13.46 | OK | 10.9 | 10.9 | -55.25% |  | 130.8
1 | 1 | 0 | 1015 | Misc Unmetered - Photocell | 2844 | 2505 | 421.06 | 421.06 | 1 | 30060 | 5052.72 |  | 7.515 | 7.515 |  | 2505 | 421.06 | --- | 232.48 | OK | 188.58 | 188.58 | -55.21% |  | 2262.96
1 | 1 | 0 | 1018 | Misc Unmetered - 12 hrs/day | 330 | 120 | 19.55 | 19.55 | 1 | 1440 | 234.6 |  | 0.33 | 0.33 |  | 120 | 19.55 | --- | 11.27 | OK | 8.28 | 8.28 | -57.65% |  | 99.36
1 | 1 | 0 | 1019 | Misc Unmetered - Continuous | 228 | 183 | 24.53 | 24.53 | 1 | 2196 | 294.36 |  | 0.251 | 0.251 | 0.251 | 183 | 24.53 | --- | 18.24 | OK | 6.29 | 6.29 | -74.36% |  | 75.48
1 | 1 | 0 | 1020 | Misc Unmetered - Photocell | 320 | 117 | 19.67 | 19.67 | 1 | 1404 | 236.04 |  | 0.352 | 0.352 |  | 117 | 19.67 | --- | 10.84 | OK | 8.83 | 8.83 | -55.11% |  | 105.96
1 | 1 | 0 | 1021 | Misc Unmetered - Photocell | 1955 | 652 | 109.57 | 109.57 | 1 | 7824 | 1314.84 |  | 1.955 | 1.955 |  | 652 | 109.57 | --- | 60.51 | OK | 49.06 | 49.06 | -55.22% |  | 588.72
1 | 1 | 0 | 1022 | Misc Unmetered - Photocell | 75 | 30 | 5.05 | 5.05 | 1 | 360 | 60.6 |  | 0.09 | 0.09 |  | 30 | 5.05 | --- | 0.23642 | OK | 4.8136 | 4.8136 | -4.682% |  | 57.763
1 | 1 | 0 | 1023 | Misc Unmetered - Photocell | 1640 | 546 | 91.81 | 91.81 | 1 | 6552 | 1101.72 |  | 1.64 | 1.64 |  | 546 | 91.81 | --- | 50.66 | OK | 41.15 | 41.15 | -55.18% |  | 493.8
1 | 1 | 0 | 1024 | Misc Unmetered - Photocell | 390 | 143 | 24.04 | 24.04 | 1 | 1716 | 288.48 |  | 0.429 | 0.429 |  | 143 | 24.04 | --- | 13.28 | OK | 10.76 | 10.76 | -55.24% |  | 129.12
1 | 1 | 0 | 1025 | Misc Unmetered - Photocell | 300 | 110 | 18.5 | 18.5 | 1 | 1320 | 222 |  | 0.33 | 0.33 |  | 110 | 18.5 | --- | 10.22 | OK | 8.28 | 8.28 | -55.24% |  | 99.36
2 | 2 | 0 | 1026 | Misc Unmetered - Photocell | 440 | 161 | 27.09 | 27.09 | 2 | 3864 | 650.16 |  | 0.484 | 0.968 |  | 161 | 27.09 | --- | 14.95 | OK | 12.14 | 12.14 | -55.19% |  | 291.36
1 | 1 | 0 | 1030 | Misc. Unmetered - Photocell | 1032 | 378 | 63.57 | 63.57 | 1 | 4536 | 762.84 |  | 1.135 | 1.135 |  | 378 | 63.57 | --- | 35.08 | OK | 28.49 | 28.49 | -55.18% |  | 341.88
1 | 1 | 0 | 1032 | Misc. Unmetered - Continuous | 216 | 173 | 23.24 | 23.24 | 1 | 2076 | 278.88 |  | 0.238 | 0.238 | 0.238 | 173 | 23.24 | --- | 17.28 | OK | 5.96 | 5.96 | -74.35% |  | 71.52
1 | 1 | 0 | 1033 | Misc. Unmetered - Photocell | 375 | 138 | 23.19 | 23.19 | 1 | 1656 | 278.28 |  | 0.413 | 0.413 |  | 138 | 23.19 | --- | 12.84 | OK | 10.35 | 10.35 | -55.37% |  | 124.2
4 | 4 | 0 | 1034 | Misc. Unmetered - Photocell | 560 | 205 | 34.47 | 34.47 | 4 | 9840 | 1654.56 |  | 0.616 | 2.464 |  | 205 | 34.47 | --- | 19.01 | OK | 15.46 | 15.46 | -55.15% |  | 742.08
1 | 1 | 0 | 1038 | Misc. Unmetered - Photocell | 360 | 133 | 22.38 | 22.38 | 1 | 1596 | 268.56 |  | 0.4 | 0.4 |  | 133 | 22.38 | --- | 12.34 | OK | 10.04 | 10.04 | -55.14% |  | 120.48
1 | 1 | 0 | 1039 | Misc. Unmetered - Photocell | 672 | 267 | 44.86 | 44.86 | 1 | 3204 | 538.32 |  | 0.8 | 0.8 |  | 267 | 44.86 | --- | 24.79 | OK | 20.07 | 20.07 | -55.26% |  | 240.84
1 | 1 | 0 | 1040 | Misc. Unmetered - Photocell | 140 | 56 | 9.43 | 9.43 | 1 | 672 | 113.16 |  | 0.168 | 0.168 |  | 56 | 9.43 | --- | 4.6164 | OK | 4.8136 | 4.8136 | -48.95% |  | 57.763
1 | 1 | 0 | 1043 | Misc. Unmetered - Photocell | 1300 | 586 | 98.46 | 98.46 | 1 | 7032 | 1181.52 |  | 1.757 | 1.757 |  | 586 | 98.46 | --- | 54.37 | OK | 44.09 | 44.09 | -55.22% |  | 529.08
1 | 1 | 0 | 1044 | Misc. Unmetered - Photocell | 340 | 123 | 20.69 | 20.69 | 1 | 1476 | 248.28 |  | 0.37 | 0.37 |  | 123 | 20.69 | --- | 11.41 | OK | 9.28 | 9.28 | -55.15% |  | 111.36
1 | 1 | 0 | 1045 | Misc. Unmetered - Photocell | 720 | 275 | 46.21 | 46.21 | 1 | 3300 | 554.52 |  | 0.824 | 0.824 |  | 275 | 46.21 | --- | 25.53 | OK | 20.68 | 20.68 | -55.25% |  | 248.16
1 | 1 | 0 | 1046 | Misc. Unmetered - Photocell | 360 | 137 | 23.03 | 23.03 | 1 | 1644 | 276.36 |  | 0.412 | 0.412 |  | 137 | 23.03 | --- | 12.69 | OK | 10.34 | 10.34 | -55.1% |  | 124.08
6 | 2 | -4 | 1047 | 250 & 400 M/A Light ( Maint. & Cap. Only) | 0 | 0 | 17.9378 | 17.9378 | 2 | 0 | 430.507 | 1291.5209 | 0 | 0 |  | 0 | 17.9378 | --- | --- | OK | 17.9378 | 17.9378 | 0% | Cap. & Maint. Chg. for 250W M/A Light | 430.507 | 430.507
1 | 1 | 0 | 1049 | Misc. Unmetered - Photocell | 150 | 60 | 10.08 | 10.08 | 1 | 720 | 120.96 |  | 0.18 | 0.18 |  | 60 | 10.08 | --- | 5.2664 | OK | 4.8136 | 4.8136 | -52.25% |  | 57.763
1 | 1 | 0 | 1050 | Misc. Unmetered - Continuous | 400 | 321 | 43.06 | 43.06 | 1 | 3852 | 516.72 |  | 0.44 | 0.44 | 0.44 | 321 | 43.06 | --- | 32.02 | OK | 11.04 | 11.04 | -74.36% |  | 132.48
1 | 1 | 0 | 1051 | Misc. Unmetered - Photocell | 1435 | 574 | 96.47 | 96.47 | 1 | 6888 | 1157.64 |  | 1.722 | 1.722 |  | 574 | 96.47 | --- | 53.26 | OK | 43.21 | 43.21 | -55.21% |  | 518.52
1 | 1 | 0 | 1054 | Misc. Unmetered - Photocell | 4725 | 1818 | 305.59 | 305.59 | 1 | 21816 | 3667.08 |  | 5.454 | 5.454 |  | 1818 | 305.59 | --- | 168.74 | OK | 136.85 | 136.85 | -55.22% |  | 1642.2
1 | 1 | 0 | 1055 | Misc. Unmetered - Continuous | 90 | 66 | 8.85 | 8.85 | 1 | 792 | 106.2 |  | 0.09 | 0.09 | 0.09 | 66 | 8.85 | --- | 4.0364 | OK | 4.8136 | 4.8136 | -45.61% |  | 57.763
1 | 1 | 0 | 1057 | Misc. Unmetered - Photocell | 1260 | 436 | 73.3 | 73.3 | 1 | 5232 | 879.6 |  | 1.308 | 1.308 |  | 436 | 73.3 | --- | 40.48 | OK | 32.82 | 32.82 | -55.23% |  | 393.84
1 | 0 | -1 | 1060 | Misc. Unmetered - Photocell | 320 | 124 | 20.82 | 20.82 | 0 | 0 | 0 |  | 0.372 | 0 |  | 124 | 20.82 | --- | 11.49 | OK | 9.33 | 9.33 | -55.19% |  | 0
1 | 1 | 0 | 1062 | Misc. Unmetered - Photocell | 228 | 99 | 16.61 | 16.61 | 1 | 1188 | 199.32 |  | 0.296 | 0.296 |  | 99 | 16.61 | --- | 9.17 | OK | 7.44 | 7.44 | -55.21% |  | 89.28
1 | 1 | 0 | 1063 | Misc. Unmetered - Photocell | 510 | 200 | 33.62 | 33.62 | 1 | 2400 | 403.44 |  | 0.6 | 0.6 |  | 200 | 33.62 | --- | 18.56 | OK | 15.06 | 15.06 | -55.21% |  | 180.72
3 | 3 | 0 | 1064 | Misc. Unmetered - Photocell | 40 | 13 | 4.3479 | 4.3479 | 3 | 468 | 156.524 |  | 0.04 | 0.12 |  | 13 | 4.3479 | --- | -0.4657 | OK | 4.8136 | 4.8136 | 10.71% | Miniumum rate Applied | 173.289
1 | 1 | 0 | 1066 | Misc. Unmetered - Photocell | 550 | 205 | 34.45 | 34.45 | 1 | 2460 | 413.4 |  | 0.55 | 0.55 |  | 205 | 34.45 | --- | 19.04 | OK | 15.41 | 15.41 | -55.27% |  | 184.92
2 | 2 | 0 | 1067 | Misc. Unmetered - Photocell | 400 | 73 | 12.29 | 12.29 | 2 | 1752 | 294.96 |  | 0.4 | 0.8 |  | 73 | 12.29 | --- | 6.77 | OK | 5.52 | 5.52 | -55.09% |  | 132.48
1 | 1 | 0 | 1068 | Misc. Unmetered - Photocell | 880 | 336 | 56.49 | 56.49 | 1 | 4032 | 677.88 |  | 0.88 | 0.88 |  | 336 | 56.49 | --- | 31.2 | OK | 25.29 | 25.29 | -55.23% |  | 303.48
1 | 1 | 0 | 1069 | Misc. Unmetered - Photocell | 5004 | 1668 | 280.38 | 280.38 | 1 | 20016 | 3364.56 |  | 5.004 | 5.004 |  | 1668 | 280.38 | --- | 154.82 | OK | 125.56 | 125.56 | -55.22% |  | 1506.72
1 | 1 | 0 | 1071 | Misc. Unmetered - Photocell | 825 | 340 | 57.15 | 57.15 | 1 | 4080 | 685.8 |  | 0.96 | 0.96 |  | 340 | 57.15 | --- | 31.55 | OK | 25.6 | 25.6 | -55.21% |  | 307.2
1 | 1 | 0 | 1073 | Misc. Unmetered - Photocell | 434 | 172 | 28.89 | 28.89 | 1 | 2064 | 346.68 |  | 0.516 | 0.516 |  | 172 | 28.89 | --- | 15.94 | OK | 12.95 | 12.95 | -55.17% |  | 155.4
1 | 1 | 0 | 1075 | Misc. Unmetered - Photocell | 1320 | 480 | 80.69 | 80.69 | 1 | 5760 | 968.28 |  | 1.44 | 1.44 |  | 480 | 80.69 | --- | 44.56 | OK | 36.13 | 36.13 | -55.22% |  | 433.56
1 | 1 | 0 | 1076 | Misc. Unmetered - Photocell | 590 | 226 | 37.94 | 37.94 | 1 | 2712 | 455.28 |  | 0.676 | 0.676 |  | 226 | 37.94 | --- | 20.98 | OK | 16.96 | 16.96 | -55.3% |  | 203.52
4 | 2 | -2 | 1077 | Misc. Unmetered - Continuous | 700 | 561 | 75.25 | 75.25 | 2 | 13464 | 1806 |  | 0.768 | 1.536 | 1.536 | 561 | 75.25 | --- | 55.98 | OK | 19.27 | 19.27 | -74.39% |  | 462.48
1 | 1 | 0 | 1078 | Misc. Unmetered - Continuous | 1870 | 1679 | 225.22 | 225.22 | 1 | 20148 | 2702.64 |  | 2.3 | 2.3 | 2.3 | 1679 | 225.22 | --- | 167.5 | OK | 57.72 | 57.72 | -74.37% |  | 692.64
1 | 1 | 0 | 1079 | Misc. Unmetered - Photocell | 600 | 224 | 37.63 | 37.63 | 1 | 2688 | 451.56 |  | 0.672 | 0.672 |  | 224 | 37.63 | --- | 20.77 | OK | 16.86 | 16.86 | -55.2% |  | 202.32
1 | 1 | 0 | 1081 | Misc. Unmetered - Photocell | 102 | 37 | 6.22 | 6.22 | 1 | 444 | 74.64 |  | 0.112 | 0.112 |  | 37 | 6.22 | --- | 1.4064 | OK | 4.8136 | 4.8136 | -22.61% |  | 57.763
1 | 1 | 0 | 1082 | Misc. Unmetered - Photocell | 1320 | 504 | 84.7 | 84.7 | 1 | 6048 | 1016.4 |  | 1.512 | 1.512 |  | 504 | 84.7 | --- | 46.76 | OK | 37.94 | 37.94 | -55.21% |  | 455.28
1 | 1 | 0 | 1083 | Misc. Unmetered - Photocell | 450 | 165 | 27.74 | 27.74 | 1 | 1980 | 332.88 |  | 0.495 | 0.495 |  | 165 | 27.74 | --- | 15.32 | OK | 12.42 | 12.42 | -55.23% |  | 149.04
1 | 1 | 0 | 1084 | Misc. Unmetered - Photocell | 162 | 59 | 9.96 | 9.96 | 1 | 708 | 119.52 |  | 0.178 | 0.178 |  | 59 | 9.96 | --- | 5.1464 | OK | 4.8136 | 4.8136 | -51.67% |  | 57.763
1 | 1 | 0 | 1086 | Misc. Unmetered - Photocell | 720 | 264 | 44.36 | 44.36 | 1 | 3168 | 532.32 |  | 0.792 | 0.792 |  | 264 | 44.36 | --- | 24.49 | OK | 19.87 | 19.87 | -55.21% |  | 238.44
4 | 4 | 0 | 1088 | Misc. Unmetered - Photocell | 1800 | 684 | 114.95 | 114.95 | 4 | 32832 | 5517.6 |  | 2.052 | 8.208 |  | 684 | 114.95 | --- | 63.46 | OK | 51.49 | 51.49 | -55.21% |  | 2471.52
1 | 1 | 0 | 1090 | Misc. Unmetered - Photocell | 792 | 264 | 44.36 | 44.36 | 1 | 3168 | 532.32 |  | 0.792 | 0.792 |  | 264 | 44.36 | --- | 24.49 | OK | 19.87 | 19.87 | -55.21% |  | 238.44
1 | 1 | 0 | 1091 | Misc. Unmetered - Photocell | 1520 | 793 | 115.4 | 115.4 | 1 | 9516 | 1384.8 |  | 1.52 | 1.52 |  | 793 | 115.4 | --- | 77.26 | OK | 38.14 | 38.14 | -66.95% |  | 457.68
1 | 1 | 0 | 1092 | Misc. Unmetered - Photocell | 2400 | 58 | 37.01 | 37.01 | 1 | 696 | 444.12 |  | 2.4 | 2.4 |  | 58 | 37.01 | --- | -23.21 | OK | 60.22 | 60.22 | 62.71% |  | 722.64
1 | 1 | 0 | 1093 | Misc. Unmetered - Photocell | 120 | 44 | 7.37 | 7.37 | 1 | 528 | 88.44 |  | 0.132 | 0.132 |  | 44 | 7.37 | --- | 2.5564 | OK | 4.8136 | 4.8136 | -34.69% |  | 57.763
1 | 1 | 0 | 1094 | Misc. Unmetered - Photocell | 385 | 128 | 30.25 | 30.25 | 1 | 1536 | 363 |  | 0.385 | 0.385 |  | 128 | 30.25 | --- | 16.7 | OK | 13.55 | 13.55 | -55.21% | 16.7 | 162.6
1 | 1 | 0 | 393 | Misc. Unmetered - Photocell | 75 | 25 | 4.3379 | 4.3379 | 1 | 300 | 52.0547 |  | 0.075 | 0.075 |  | 25 | 4.3379 | --- | -0.4657 | OK | 4.8036 | 4.8036 | 10.74% | Minimumrate applied | 57.643
2 | 2 | 0 | 394 | Misc. Unmetered - Photocell | 900 | 657 | 88.12 | 88.12 | 2 | 15768 | 2114.88 |  | 0.9 | 1.8 |  | 657 | 88.12 | --- | 65.54 | OK | 22.58 | 22.58 | -74.38% |  | 541.92
3 | 1 | -2 | 395 | Misc. Unmetered - Photocell | 137 | 47 | 7.79 | 7.79 | 1 | 564 | 93.48 |  | 0.137 | 0.137 |  | 47 | 7.79 | --- | 2.9764 | OK | 4.8136 | 4.8136 | -38.21% |  | 57.763
1 | 1 | 0 | 396 | Misc. Unmetered - Photocell | 124 | 48 | 7.66 | 7.66 | 1 | 576 | 91.92 |  | 0.124 | 0.124 |  | 48 | 7.66 | --- | 2.8464 | OK | 4.8136 | 4.8136 | -37.16% |  | 57.763
1 | 1 | 0 | 397 | CN Rail - Switch at Parrsborro |  | 461 | 86.8368 | 86.8368 | 1 | 5530 | 1042.0414 |  | 0 | 0 |  | 461 | 86.8368 | --- | 64.6804 | OK | 22.1564 | 22.1564 | -74.48% | Calculated using Small General tariff | 265.8772
1 | 1 | 0 | 398 | CN Rail - Switch at Parrsborro |  | 519 | 95.2268 | 95.2268 | 1 | 6223 | 1142.7214 |  | 0 | 0 |  | 519 | 95.2268 | --- | 73.0704 | OK | 22.1564 | 22.1564 | -76.73% | Calculated using Small General tariff | 265.8772
1 | 1 | 0 | 353 | Misc. Unmetered - Photocell | 1100 | 403 | 67.77 | 67.77 | 1 | 4836 | 813.24 |  | 1.21 | 1.21 |  | 403 | 67.77 | --- | 37.41 | OK | 30.36 | 30.36 | -55.2% |  | 364.32
1 | 1 | 0 | 1095 | Misc. Unmetered - Photocell | 690 | 304 | 51.14 | 51.14 | 1 | 3648 | 613.68 |  | 0.913 | 0.913 | 0.913 | 304 | 51.14 | --- | 28.23 | OK | 22.91 | 22.91 | -55.2% |  | 274.92
1 | 1 | 0 | 1096 | Misc. Unmetered - Photocell | 2165 | 866 | 145.59 | 145.59 | 1 | 10392 | 1747.08 |  | 2.598 | 2.598 | 2.598 | 866 | 145.59 | --- | 80.4 | OK | 65.19 | 65.19 | -55.22% |  | 782.28
1 | 0 | -1 | 1097 | Misc. Unmetered - Photocell | 300 | 115 | 19.32 | 19.32 | 0 | 0 | 0 |  | 0.344 | 0 |  | 115 | 19.32 | --- | 10.69 | OK | 8.63 | 8.63 | -55.33% |  | 0
1 | 1 | 0 | 1098 | Misc. Unmetered - Photocell | 375 | 132 | 22.18 | 22.18 | 1 | 1584 | 266.16 |  | 0.396 | 0.396 |  | 132 | 22.18 | --- | 12.24 | OK | 9.94 | 9.94 | -55.18% |  | 119.28
1 | 1 | 0 | 1099 | Misc. Unmetered - Photocell | 0 | 3 | 16.4568 | 16.4568 | 1 | 36 | 197.4814 |  | 0 | 0 |  | 3 | 16.4568 | --- | -5.6996 | OK | 22.1564 | 22.1564 | 34.63% | Fixed - Based on minimum charge | 265.8772
1 | 1 | 0 | 1100 | Misc. Unmetered - Photocell | 500 | 100 | 20.98 | 20.98 | 1 | 1200 | 251.76 |  | 0.5 | 0.5 |  | 100 | 20.98 | --- | 8.43 | OK | 12.55 | 12.55 | -40.18% |  | 150.6
1 | 1 | 0 | 1104 | Misc. Unmetered - Photocell | 1000 | 240 | 46.17 | 46.17 | 1 | 2880 | 554.04 |  | 1 | 1 |  | 240 | 46.17 | --- | 21.08 | OK | 25.09 | 25.09 | -45.66% |  | 301.08
30 | 28 | -2 | 834 | 1 - 375W Eastlink Power Supply | 595 | 344 | 47.07 | 47.07 | 28 | 115584 | 15815.52 |  |  |  |  | 344 | 47.07 | --- | 33.79 | OK | 13.28 | 13.28 | -71.79% | Adjust the rate to agreeto 2015 | 4462.08
1 | 1 | 0 | 1105 | CN Railway Switch - Londonberry |  | 129 | 33.69 | 33.69 | 1 | 1548 | 404.28 |  |  |  |  | 129 | 33.69 | --- | 21.04 | OK | 12.65 | 12.65 | -62.45% |  | 151.8
1 | 1 | 0 | 1106 | CN Railway Switch - Parrsboro |  | 5 | 13.47 | 13.47 | 1 | 60 | 161.64 |  |  |  |  | 5 | 13.47 | --- | 0.82 | OK | 12.65 | 12.65 | -6.088% |  | 151.8
1 | 1 | 0 | 1108 | 204W Misc Unmetered Continuous | 204 | 173 | 23.19 | 23.19 | 1 | 2076 | 278.28 |  |  |  |  | 173 | 23.19 | --- | 17.25 | OK | 5.94 | 5.94 | -74.39% |  | 71.28
1 | 2 | 1 | 1109 | 660W Misc Unmetered - Photocell | 660 | 248 | 41.69 | 41.69 | 2 | 5952 | 1000.56 |  |  |  |  | 248 | 41.69 | --- | 23.03 | OK | 18.66 | 18.66 | -55.24% |  | 447.84
1 | 1 | 0 | 1113 | 1680W Misc Unmetered - Continuous | 1680 | 1382 | 185.4 | 185.4 | 1 | 16584 | 2224.8 |  |  |  |  | 1382 | 185.4 | --- | 137.89 | OK | 47.51 | 47.51 | -74.37% |  | 570.12
5 | 5 | 0 | 1115 | Halifax Bridge Commission - Signage | 7500 | 1095 | 146.88 | 146.88 | 5 | 65700 | 8812.8 |  |  |  |  | 1095 | 146.88 | --- | 109.24 | OK | 37.64 | 37.64 | -74.37% |  | 2258.4
10 | 10 | 0 | 1118 | 40W Traffic Camera | 40 | 15 | 17.51 | 17.51 | 10 | 1800 | 2101.2 |  |  |  |  | 15 | 17.51 | --- | --- | OK | 17.51 | 17.51 | 0% | Minimum Charge applied | 2101.2
1 | 0 | -1 | 1121 | Misc Unmetered - 180W Photocell | 180 | 66 | 11.11 | 11.11 | 0 | 0 | 0 |  |  |  |  | 66 | 11.11 | --- | 6.14 | OK | 4.97 | 4.97 | -55.27% |  | 0
1 | 1 | 0 | 1122 | Misc Unmetered - 82W | 82 | 27 | 16.4568 | 16.4568 | 1 | 324 | 197.4814 |  |  |  |  | 27 | 16.4568 | --- | -5.6996 | OK | 22.1564 | 22.1564 | 34.63% | Minimum Charge applied | 265.8772
1 | 1 | 0 | 1123 | 110W Misc Unmetered - Photocell | 110 | 37 | 6.2 | 6.2 | 1 | 444 | 74.4 |  |  |  |  | 37 | 6.2 | --- | 1.3864 | OK | 4.8136 | 4.8136 | -22.36% |  | 57.763
1 | 1 | 0 | 1125 | 1200W Misc Unmetered Photocell | 1200 | 486 | 81.72 | 81.72 | 1 | 5832 | 980.64 |  |  |  |  | 486 | 81.72 | --- | 45.1 | OK | 36.62 | 36.62 | -55.19% |  | 439.44
1 | 1 | 0 | 1127 | 2420W Misc Unmetered-Photocell | 2420 | 981 | 164.92 | 164.92 | 1 | 11772 | 1979.04 |  |  |  |  | 981 | 164.92 | --- | 91.08 | OK | 73.84 | 73.84 | -55.23% |  | 886.08
1 | 1 | 0 | 1131 | Misc. Sign 425W Photocell | 425 | 163 | 27.4 | 27.4 | 1 | 1956 | 328.8 |  |  |  |  | 163 | 27.4 | --- | 15.14 | OK | 12.26 | 12.26 | -55.26% |  | 147.12
1 | 1 | 0 | 1133 | Misc. Sign 1890W - Photocell | 1890 | 693 | 116.49 | 116.49 | 1 | 8316 | 1397.88 |  |  |  |  | 693 | 116.49 | --- | 64.32 | OK | 52.17 | 52.17 | -55.22% |  | 626.04
1 | 1 | 0 | 1140 | Misc LED Sign | 2040 | 1092 | 162 | 162 | 1 | 13104 | 1944 |  |  |  |  | 1092 | 162 | --- | 105.69 | OK | 56.31 | 56.31 | -65.24% |  | 675.72
54 | 54 | 0 | 1144 | 82w Individual Decorative Light | 82 | 27 | 4.54 | 4.54 | 54 | 17496 | 2941.92 |  |  |  |  | 27 | 4.54 | --- | -0.27358 | OK | 4.8136 | 4.8136 | 6.026% |  | 3119.2019
1 | 1 | 0 | 1145 | 230W Misc LED Lights | 230 | 77 | 12.92 | 12.92 | 1 | 924 | 155.04 |  |  |  |  | 77 | 12.92 | --- | 7.15 | OK | 5.77 | 5.77 | -55.34% |  | 69.24
1 | 1 | 0 | 1146 | 280W Business Sign | 280 | 204 | 25.59 | 25.59 | 1 | 2448 | 307.08 |  |  |  |  | 204 | 25.59 | --- | 20.35 | OK | 5.24 | 5.24 | -79.52% |  | 62.88
3 | 4 | 1 | 1149 | 1 - 129W LED Street Light | 129 | 4.83 | 7.24 | 7.24 | 4 | 231.84 | 347.52 |  |  |  |  | 4.83 | 7.24 | --- | 2.4264 | OK | 4.8136 | 4.8136 | -33.51% |  | 231.052
1 | 1 | 0 | 1150 | 200W Business Sign - Continuous | 200 | 186 | 16.4568 | 16.4568 | 1 | 2232 | 197.4814 |  |  |  |  | 186 | 16.4568 | --- | -5.6996 | OK | 22.1564 | 22.1564 | 34.63% |  | 265.8772
1 | 1 | 0 | 1151 | 2400W Misc Lights | 2400 | 840 | 141.19 | 141.19 | 1 | 10080 | 1694.28 |  |  |  |  | 840 | 141.19 | --- | 77.96 | OK | 63.23 | 63.23 | -55.22% |  | 758.76
1 | 1 | 0 | 1152 | 8 - 250W High Pressure Sodium Lights - Photocell | 2000 | 813 | 136.68 | 136.68 | 1 | 9756 | 1640.16 |  |  |  |  | 813 | 136.68 | --- | 75.45 | OK | 61.23 | 61.23 | -55.2% |  | 734.76
1 | 1 | 0 | 1153 | 705 Msc Sign - Photocell | 705 | 271 | 45.59 | 45.59 | 1 | 3252 | 547.08 |  |  |  |  | 271 | 45.59 | --- | 25.15 | OK | 20.44 | 20.44 | -55.17% |  | 245.28
1 | 1 | 0 | 1154 | 2 - 400W Meal Halide - Photocell | 800 | 293 | 64.1268 | 64.1268 | 1 | 3516 | 769.5214 |  |  |  |  | 293 | 64.1268 | --- | 41.9704 | OK | 22.1564 | 22.1564 | -65.45% |  | 265.8772
1 | 1 | 0 | 1157 | 4 - 15W Misc Sign | 60 | 23 | 4.3479 | 4.3479 | 1 | 276 | 52.1747 |  |  |  |  | 23 | 4.3479 | --- | -0.4657 | OK | 4.8136 | 4.8136 | 10.71% | Minimum Charge applied | 57.763
3 | 3 | 0 | 1158 | 396W -Crosswalk Light | 396 | 148 | 24.91 | 24.91 | 3 | 5328 | 896.76 |  |  |  |  | 148 | 24.91 | --- | 13.72 | OK | 11.19 | 11.19 | -55.08% |  | 402.84
1 | 1 | 0 | 1161 | 660W Pylon Sign | 660 | 220 | 36.97 | 36.97 | 1 | 2640 | 443.64 |  |  |  |  | 220 | 36.97 | --- | 20.41 | OK | 16.56 | 16.56 | -55.21% |  | 198.72
1 | 1 | 0 | 1162 | Misc Camera | 495 | 45 | 16.4568 | 16.4568 | 1 | 540 | 197.4814 |  |  |  |  | 45 | 16.4568 | --- | -5.6996 | OK | 22.1564 | 22.1564 | 34.63% | Minimum Charge applied | 265.8772
1 | 1 | 0 | 1163 | 300W Metal Halide Sign | 300 | 95 | 16.5 | 16.5 | 1 | 1140 | 198 |  |  |  |  | 95 | 16.5 | --- | 8.67 | OK | 7.83 | 7.83 | -52.55% |  | 93.96
1 | 1 | 0 | 1164 | 1188W Pylon Sign | 1188 | 479 | 80.5 | 80.5 | 1 | 5748 | 966 |  |  |  |  | 479 | 80.5 | --- | 44.46 | OK | 36.04 | 36.04 | -55.23% |  | 432.48
1 | 0 | -1 | 1166 | Flow Meter | 17 | 12 | 4.3479 | 4.3479 | 0 | 0 | 0 |  |  |  |  | 12 | 4.3479 | --- | -0.4657 | OK | 4.8136 | 4.8136 | 10.71% | Minimum Charge applied | 0
1 | 1 | 0 | 1167 | Misc Wireless Camera Cont | 25 | 18 | 4.3479 | 4.3479 | 1 | 216 | 52.1747 |  |  |  |  | 18 | 4.3479 | --- | -0.4657 | OK | 4.8136 | 4.8136 | 10.71% | Minimum Charge applied | 57.763
1 | 1 | 0 | 1168 | 38 - Induction Ligths | 3040 | 740 | 141.46 | 141.46 | 1 | 8880 | 1697.52 |  |  |  |  | 740 | 141.46 | --- | 65.18 | OK | 76.28 | 76.28 | -46.08% |  | 915.36
1 | 1 | 0 | 1169 | 1 - Power Fence | 12 | 9 | 4.3479 | 4.3479 | 1 | 108 | 52.1747 |  |  |  |  | 9 | 4.3479 | --- | -0.4657 | OK | 4.8136 | 4.8136 | 10.71% | Minimum Charge applied | 57.763
1 | 1 | 0 | 1170 | 1 - 1920W Led Cont | 1920 | 1402 | 188.04 | 188.04 | 1 | 16824 | 2256.48 |  |  |  |  | 1402 | 188.04 | --- | 139.86 | OK | 48.18 | 48.18 | -74.38% |  | 578.16
1 | 1 | 0 | 1171 | 1 - 96W LED 168 Hrs | 96 | 1 | 4.3479 | 4.3479 | 1 | 12 | 52.1747 |  |  |  |  | 1 | 4.3479 | --- | -0.4657 | OK | 4.8136 | 4.8136 | 10.71% | Minimum Charge applied | 57.763
1 | 1 | 0 | 1172 | 4858W Pylon Sign | 4858 | 2285 | 342.5 | 342.5 | 1 | 27420 | 4110 |  |  |  |  | 2285 | 342.5 | --- | 220.59 | OK | 121.91 | 121.91 | -64.41% |  | 1462.92
1 | 1 | 0 | 1173 | 12 - 12W LED Light | 144 | 48 | 8.08 | 8.08 | 1 | 576 | 96.96 |  |  |  |  | 48 | 8.08 | --- | 3.2664 | OK | 4.8136 | 4.8136 | -40.43% |  | 57.763
1 | 1 | 0 | 1174 | 1 - 768W Misc Sign | 768 | 308 | 51.78 | 51.78 | 1 | 3696 | 621.36 |  |  |  |  | 308 | 51.78 | --- | 28.59 | OK | 23.19 | 23.19 | -55.21% |  | 278.28
1 | 1 | 0 | 1177 | 1 - 1000W MA | 1000 | 162 | 37.1 | 37.1 | 1 | 1944 | 445.2 |  |  |  |  | 162 | 37.1 | --- | 10.13 | OK | 26.97 | 26.97 | -27.3% |  | 323.64
1 | 1 | 0 | 1185 | 623W Fluorescent Sign | 623 | 208 | 34.96 | 34.96 | 1 | 2496 | 419.52 |  |  |  |  | 208 | 34.96 | --- | 19.33 | OK | 15.63 | 15.63 | -55.29% |  | 187.56
1 | 1 | 0 | 1186 | 450W LED Sign | 450 | 150 | 25.22 | 25.22 | 1 | 1800 | 302.64 |  |  |  |  | 150 | 25.22 | --- | 13.93 | OK | 11.29 | 11.29 | -55.23% |  | 135.48
1 | 1 | 0 | 1187 | 4284W Sign | 4284 | 1428 | 240.03 | 240.03 | 1 | 17136 | 2880.36 |  |  |  |  | 1428 | 240.03 | --- | 132.54 | OK | 107.49 | 107.49 | -55.22% |  | 1289.88
1 | 1 | 0 | 1188 | 3046W Sign | 3046 | 1016 | 170.72 | 170.72 | 1 | 12192 | 2048.64 |  |  |  |  | 1016 | 170.72 | --- | 94.29 | OK | 76.43 | 76.43 | -55.23% |  | 917.16
1 | 1 | 0 | 1189 | 940W Sign | 940 | 313 | 52.63 | 52.63 | 1 | 3756 | 631.56 |  |  |  |  | 313 | 52.63 | --- | 29.04 | OK | 23.59 | 23.59 | -55.18% |  | 283.08
1 | 0 | -1 | 1190 | 128W Plyon Sign | 128 | 43 | 7.23 | 7.23 | 0 | 0 | 0 |  |  |  |  | 43 | 7.23 | --- | 2.4164 | OK | 4.8136 | 4.8136 | -33.42% |  | 0
3 | 3 | 0 | 1191 | 240W Fire Alarm Radio | 240 | 80 | 13.45 | 13.45 | 3 | 2880 | 484.2 |  |  |  |  | 80 | 13.45 | --- | 7.43 | OK | 6.02 | 6.02 | -55.24% |  | 216.72
5 | 9 | 4 | 1192 | 60W LED Light | 60 | 44 | 3.36 | 3.36 | 9 | 4752 | 362.88 |  |  |  |  | 44 | 3.36 | --- | 1.85 | OK | 1.51 | 1.51 | -55.06% |  | 163.08
1 | 1 | 0 | 1198 | 1395W Fluorescent Sign | 1395 | 465 | 78.16 | 78.16 | 1 | 5580 | 937.92 |  |  |  |  | 465 | 78.16 | --- | 43.16 | OK | 35 | 35 | -55.22% |  | 420
1 | 1 | 0 | 1199 | 2000W Cell Phone Micro Po | 2000 | 1460 | 195.83 | 195.83 | 1 | 17520 | 2349.96 |  |  |  |  | 1460 | 195.83 | --- | 145.64 | OK | 50.19 | 50.19 | -74.37% |  | 602.28
1 | 1 | 0 | 1201 | 876W Pylon Sign | 876 | 292 | 49.08 | 49.08 | 1 | 3504 | 588.96 |  |  |  |  | 292 | 49.08 | --- | 27.1 | OK | 21.98 | 21.98 | -55.22% |  | 263.76
96 | 94 | -2 | 1203 | 134W LED Sign | 134 | 45 | 7.55 | 7.55 | 94 | 50760 | 8516.4 |  |  |  |  | 45 | 7.55 | --- | 2.7364 | OK | 4.8136 | 4.8136 | -36.24% |  | 5429.7218
1 | 1 | 0 | 1206 | 1632W Misc Unmetered | 1632 | 8 | 20.43 | 20.43 | 1 | 96 | 245.16 |  |  |  |  | 8 | 20.43 | --- | -20.52 | OK | 40.95 | 40.95 | 100.4% |  | 491.4
1 | 1 | 0 | 1207 | 11W LED Light | 11 | 4 | 1.06 | 1.06 | 1 | 48 | 12.72 |  |  |  |  | 4 | 1.06 | --- | 0.78 | OK | 0.28 | 0.28 | -73.58% |  | 3.36
1 | 1 | 0 | 1209 | Sewer Flow Meter | 105.12 | 9 | 17.9268 | 17.9268 | 1 | 108 | 215.1214 |  |  |  |  | 9 | 17.9268 | --- | -4.2296 | OK | 22.1564 | 22.1564 | 23.59% | Applied the Small General customer charge | 265.8772
1 | 1 | 0 | 1210 | 3817W Pylon Sign | 3817 | 1272 | 213.81 | 213.81 | 1 | 15264 | 2565.72 |  |  |  |  | 1272 | 213.81 | --- | 118.03 | OK | 95.78 | 95.78 | -55.2% |  | 1149.36
1 | 1 | 0 | 1211 | 442.5W Crosswalk Sign | 425 | 142 | 17.51 | 17.51 | 1 | 1704 | 210.12 |  |  |  |  | 142 | 17.51 | --- | --- | OK | 17.51 | 17.51 | 0% |  | 210.12
1 | 1 | 0 | 1212 | 6000W LED Light | 6000 | 2000 | 336.17 | 336.17 | 1 | 24000 | 4034.04 |  |  |  |  | 2000 | 336.17 | --- | 185.61 | OK | 150.56 | 150.56 | -55.21% |  | 1806.72
6 | 6 | 0 | 1213 | 97W LED Light | 97 | 71 | 9.5 | 9.5 | 6 | 5112 | 684 |  |  |  |  | 71 | 9.5 | --- | 4.6864 | OK | 4.8136 | 4.8136 | -49.33% |  | 346.578
2 | 2 | 0 | 1215 | 720W Pylon Sign - Continu | 720 | 526 | 40.34 | 40.34 | 2 | 12624 | 968.16 |  |  |  |  | 526 | 40.34 | --- | 22.27 | OK | 18.07 | 18.07 | -55.21% |  | 433.68
1 | 1 | 0 | 1216 | 922W Crosswalk Light | 922 | 338 | 56.96 | 56.96 | 1 | 4056 | 683.52 |  |  |  |  | 338 | 56.96 | --- | 31.31 | OK | 25.65 | 25.65 | -54.97% |  | 307.8
1 | 1 | 0 | 1218 | 875W Decorative Light | 875 | 304 | 97.92 | 97.92 | 1 | 3648 | 1175.04 |  |  |  |  | 304 | 97.92 | --- | 72.82 | OK | 25.1 | 25.1 | -74.37% |  | 301.2
1 | 1 | 0 | 1220 | Fire Dept Pager | 25 | 1 | 2.24 | 2.24 | 1 | 12 | 26.88 |  |  |  |  | 1 | 2.24 | --- | 1.61 | OK | 0.63 | 0.63 | -71.88% |  | 7.56
1 | 1 | 0 | 1221 | 400W Continuous Crosswalk | 350 | 329 | 39.17 | 39.17 | 1 | 3948 | 470.04 |  |  |  |  | 329 | 39.17 | --- | 29.13 | OK | 10.04 | 10.04 | -74.37% |  | 120.48
1 | 1 | 0 | 1223 | 46W Business Sign | 46 | 15 | 2.53 | 2.53 | 1 | 180 | 30.36 |  |  |  |  | 15 | 2.53 | --- | 1.38 | OK | 1.15 | 1.15 | -54.55% |  | 13.8
1 | 1 | 0 | 1224 | 1800W Business Sign | 1800 | 652 | 109.59 | 109.59 | 1 | 7824 | 1315.08 |  |  |  |  | 652 | 109.59 | --- | 60.49 | OK | 49.1 | 49.1 | -55.2% |  | 589.2
5 | 5 | 0 | 1227 | 1 - 4600W Misc Sign | 3400 | 3358 | 450.41 | 450.41 | 5 | 201480 | 27024.6 |  |  |  |  | 3358 | 450.41 | --- | 334.99 | OK | 115.42 | 115.42 | -74.37% |  | 6925.2
1 | 1 | 0 | 1229 | 800W Pylon Sign | 800 | 339 | 57.03 | 57.03 | 1 | 4068 | 684.36 |  |  |  |  | 339 | 57.03 | --- | 31.48 | OK | 25.55 | 25.55 | -55.2% |  | 306.6
1 | 1 | 0 | 1233 | 288W Pylon Sign | 288 | 210 | 28.19 | 28.19 | 1 | 2520 | 338.28 |  |  |  |  | 210 | 28.19 | --- | 20.96 | OK | 7.23 | 7.23 | -74.35% |  | 86.76
6 | 4 | -2 | 1234 | 1000W Crosswalk | 1000 | 271 | 51.53 | 51.53 | 4 | 13008 | 2473.44 |  |  |  |  | 271 | 51.53 | --- | 23.93 | OK | 27.6 | 27.6 | -46.44% |  | 1324.8
1 | 1 | 0 | 1236 | 696W Pylon Sign | 696 | 256 | 42.98 | 42.98 | 1 | 3072 | 515.76 |  |  |  |  | 256 | 42.98 | --- | 23.77 | OK | 19.21 | 19.21 | -55.3% |  | 230.52
1 | 0 | -1 | 331 | 180W LP Sodium Energy Onl | 70 | 80 | 13.17 | 13.17 | 0 | 0 | 0 |  |  |  |  | 80 | 13.17 | --- | --- | OK | 13.17 | 13.17 | 0% |  | 0
5 | 5 | 0 | 333 | 175W HP Sodium Energy Onl | 175 | 76 | 12.79 | 12.79 | 5 | 4560 | 767.4 |  |  |  |  | 76 | 12.79 | --- | 7.08 | OK | 5.71 | 5.71 | -55.36% |  | 342.6
1 | 1 | 0 | 1240 | 900W Decorative St Lighti | 900 | 300 | 50.42 | 50.42 | 1 | 3600 | 605.04 |  |  |  |  | 300 | 50.42 | --- | 27.84 | OK | 22.58 | 22.58 | -55.22% |  | 270.96
1 | 1 | 0 | 1243 | 1 - 518.4 W Pylon Sign | 518.4 | 71 | 16.82 | 16.82 | 1 | 852 | 201.84 |  |  |  |  | 71 | 16.82 | --- | 3.81 | OK | 13.01 | 13.01 | -22.65% |  | 156.12
1 | 1 | 0 | 1244 | 1 - 561.6W Pylon Sign | 561.6 | 266 | 44.74 | 44.74 | 1 | 3192 | 536.88 |  |  |  |  | 266 | 44.74 | --- | 24.68 | OK | 20.06 | 20.06 | -55.16% |  | 240.72
1 | 1 | 0 | 1247 | 324W LED Sign | 85 | 108 | 12.32 | 12.32 | 1 | 1296 | 147.84 |  |  |  |  | 108 | 12.32 | --- | 7.5064 | OK | 4.8136 | 4.8136 | -60.93% |  | 57.763
1 | 1 | 0 | 1252 | 1 - 394W LED Billboard sign | 393.6 | 131 | 22.05 | 22.05 | 1 | 1572 | 264.6 |  |  |  |  | 131 | 22.05 | --- | 12.17 | OK | 9.88 | 9.88 | -55.19% |  | 118.56
1 | 1 | 0 | 1253 | 10-20 W Light | 15 | 5 | 0.84 | 0.84 | 1 | 60 | 10.08 |  |  |  |  | 5 | 0.84 | --- | 0.46 | OK | 0.38 | 0.38 | -54.76% |  | 4.56
1 | 1 | 0 | 1254 | 1-1000W LED Sign | 1000 | 304 | 55.97 | 55.97 | 1 | 3648 | 671.64 |  |  |  |  | 304 | 55.97 | --- | 51.1564 | OK | 4.8136 | 4.8136 | -91.4% |  | 57.763
3 | 3 | 0 | 1257 | 250W Directional Light | 249.6 | 128 | 18.72 | 18.72 | 3 | 4608 | 673.92 |  |  |  |  | 128 | 18.72 | --- | 12.46 | OK | 6.26 | 6.26 | -66.56% |  | 225.36
1 | 1 | 0 | 1258 | 234W LED Sign | 234 | 78 | 13.12 | 13.12 | 1 | 936 | 157.44 |  |  |  |  | 78 | 13.12 | --- | 7.24 | OK | 5.88 | 5.88 | -55.18% |  | 70.56
1 | 1 | 0 | 1261 | 1 - 700W Road Sign | 720 | 117 | 25.89 | 25.89 | 1 | 1404 | 310.68 |  |  |  |  | 117 | 25.89 | --- | 8.33 | OK | 17.56 | 17.56 | -32.17% |  | 210.72
1 | 1 | 0 | 1262 | 1 - 320 W LED Flood Light | 320 | 107 | 17.97 | 17.97 | 1 | 1284 | 215.64 |  |  |  |  | 107 | 17.97 | --- | 9.94 | OK | 8.03 | 8.03 | -55.31% |  | 96.36
1 | 1 | 0 | 1263 | 1- 2000W Misc. Unmetered | 2000 | 122 | 41.95 | 41.95 | 1 | 1464 | 503.4 |  |  |  |  | 122 | 41.95 | --- | -8.24 | OK | 50.19 | 50.19 | 19.64% |  | 602.28
1 | 1 | 0 | 1265 | 4-145W Lights | 580 | 194 | 32.57 | 32.57 | 1 | 2328 | 390.84 |  |  |  |  | 194 | 32.57 | --- | 18.02 | OK | 14.55 | 14.55 | -55.33% |  | 174.6
1 | 1 | 0 | 1266 | 4-200W lights | 800 | 100 | 24.51 | 24.51 | 1 | 1200 | 294.12 |  |  |  |  | 100 | 24.51 | --- | 4.44 | OK | 20.07 | 20.07 | -18.12% |  | 240.84
6 | 6 | 0 | 1267 | 2-40W LED Crosswalk lights | 80 | 27 | 4.51 | 4.51 | 6 | 1944 | 324.72 |  |  |  |  | 27 | 4.51 | --- | -0.30358 | OK | 4.8136 | 4.8136 | 6.731% |  | 346.578
1 | 1 | 0 | 1269 | 59W Security Camera | 59 | 43 | 5.77 | 5.77 | 1 | 516 | 69.24 |  |  |  |  | 43 | 5.77 | --- | 0.95642 | OK | 4.8136 | 4.8136 | -16.58% |  | 57.763
1 | 0 | -1 | 1271 | 128 W Track and Triangular top Sign. | 128 | 43 | 7.23 | 7.23 | 0 | 0 | 0 |  |  |  |  | 43 | 7.23 | --- | 2.4164 | OK | 4.8136 | 4.8136 | -33.42% |  | 0
8 | 6 | -2 | 1275 | 1000W Flood Light | 1000 | 333 | 55.99 | 55.99 | 6 | 23976 | 4031.28 |  |  |  |  | 333 | 55.99 | --- | 30.9 | OK | 25.09 | 25.09 | -55.19% |  | 1806.48
437 | 471 | 34 | 1277 | 1 - 305W Misc. Unmetered - Continuous | 304.7 | 222 | 29.79 | 29.79 | 471 | 1254744 | 168373.08 |  |  |  |  | 222 | 29.79 | --- | 22.14 | OK | 7.65 | 7.65 | -74.32% |  | 43237.8
1 | 1 | 0 | 1279 | 1064W Pylon message board | 1064 | 777 | 104.22 | 104.22 | 1 | 9324 | 1250.64 |  |  |  |  | 777 | 104.22 | --- | 77.52 | OK | 26.7 | 26.7 | -74.38% |  | 320.4
1 | 1 | 0 | 1280 | 13-200W LED Luminaries | 2600 | 867 | 145.71 | 145.71 | 1 | 10404 | 1748.52 |  |  |  |  | 867 | 145.71 | --- | 80.47 | OK | 65.24 | 65.24 | -55.23% |  | 782.88
1 | 1 | 0 | 1281 | 4-110W LED Luminaries | 440 | 147 | 24.69 | 24.69 | 1 | 1764 | 296.28 |  |  |  |  | 147 | 24.69 | --- | 13.65 | OK | 11.04 | 11.04 | -55.29% |  | 132.48
1 | 1 | 0 | 1282 | 1-720W Pylon Sign | 720 | 240 | 40.34 | 40.34 | 1 | 2880 | 484.08 |  |  |  |  | 240 | 40.34 | --- | 22.27 | OK | 18.07 | 18.07 | -55.21% |  | 216.84
1 | 1 | 0 | 1283 | 1-1920W LED Road Sign | 1920 | 934 | 138.62 | 138.62 | 1 | 11208 | 1663.44 |  |  |  |  | 934 | 138.62 | --- | 90.44 | OK | 48.18 | 48.18 | -65.24% |  | 578.16
1 | 1 | 0 | 1286 | 67.5W Pylon Sign | 67.5 | 23 | 3.85 | 3.85 | 1 | 276 | 46.2 |  |  |  |  | 23 | 3.85 | --- | 2.16 | OK | 1.69 | 1.69 | -56.1% |  | 20.28
2 | 2 | 0 | 1288 | 30W Miscl. Unmetered | 30 | 30 | 2.95 | 2.95 | 2 | 720 | 70.8 |  |  |  |  | 30 | 2.95 | --- | 2.2 | OK | 0.75 | 0.75 | -74.58% |  | 18
5 | 6 | 1 | 1289 | 400W Metal Halide Photocell | 400 | 400 | 22.38 | 22.38 | 6 | 28800 | 1611.36 |  |  |  |  | 400 | 22.38 | --- | 12.34 | OK | 10.04 | 10.04 | -55.14% |  | 722.88
1 | 1 | 0 | 1290 | 742.5W LED Electronic Sign | 742.5 | 407 | 58.46 | 58.46 | 1 | 4884 | 701.52 |  |  |  |  | 407 | 58.46 | --- | 39.83 | OK | 18.63 | 18.63 | -68.13% |  | 223.56
1 | 1 | 0 | 1292 | 1 - 1000W LED sign | 720 | 333 | 70.54 | 70.54 | 1 | 3996 | 846.48 |  |  |  |  | 333 | 70.54 | --- | 52.47 | OK | 18.07 | 18.07 | -74.38% |  | 216.84
1 | 1 | 0 | 1293 | 1123.5 W Pylon Sign | 2508 | 375 | 153.75 | 153.75 | 1 | 4500 | 1845 |  |  |  |  | 375 | 153.75 | --- | 153.75 | OK | 0 | 0 | -100% |  | 0
1 | 1 | 0 | 1294 | 10560 W Electronic Billbaord | 10560 | 7709 | 1034.03 | 1034.03 | 1 | 92508 | 12408.36 |  |  |  |  | 7709 | 1034.03 | --- | 769.05 | OK | 264.98 | 264.98 | -74.37% |  | 3179.76
32 | 32 | 0 | 1299 | 1-27W LED Holiday Lights | 27 | 27 | 1.58 | 1.58 | 32 | 10368 | 606.72 |  |  |  |  | 27 | 1.58 | --- | 1.58 | OK | 0 | 0 | -100% |  | 0
1 | 1 | 0 | 1300 | 544 W Crosswalk Sign | 544 | 181 | 30.45 | 30.45 | 1 | 2172 | 365.4 |  |  |  |  | 181 | 30.45 | --- | 16.8 | OK | 13.65 | 13.65 | -55.17% |  | 163.8
1 | 1 | 0 | 1301 | 1380 LED sign board Sign | 1380 | 460 | 77.32 | 77.32 | 1 | 5520 | 927.84 |  |  |  |  | 460 | 77.32 | --- | 42.69 | OK | 34.63 | 34.63 | -55.21% |  | 415.56
1 | 1 | 0 | 1304 | 2-38 W LED Signs | 76 | 25 | 4.22 | 4.22 | 1 | 300 | 50.64 |  |  |  |  | 25 | 4.22 | --- | 2.31 | OK | 1.91 | 1.91 | -54.74% |  | 22.92
1 | 0 | -1 | 1305 | 1584 W LED Signs | 1584 | 1156 | 155.07 | 155.07 | 0 | 0 | 0 |  |  |  |  | 1156 | 155.07 | --- | 115.32 | OK | 39.75 | 39.75 | -74.37% |  | 0
97 | 97 | 0 | 1306 | 12W Misc. Small Loads | 12 | 9 | 1.18 | 1.18 | 97 | 10476 | 1373.52 |  |  |  |  | 9 | 1.18 | --- | 0.88 | OK | 0.3 | 0.3 | -74.58% |  | 349.2
1 | 1 | 0 | 1307 | 60W LED Cross walk signs | 60 | 20 | 3.36 | 3.36 | 1 | 240 | 40.32 |  |  |  |  | 20 | 3.36 | --- | 1.85 | OK | 1.51 | 1.51 | -55.06% |  | 18.12
1 | 1 | 0 | 1308 | 1800W 3 Sided LED Pylon Sign | 1800 | 600 | 100.85 | 100.85 | 1 | 7200 | 1210.2 |  |  |  |  | 600 | 100.85 | --- | 55.68 | OK | 45.17 | 45.17 | -55.21% |  | 542.04
15 | 15 | 0 | 1310 | 60W LED Caster Lighting | 60 | 20 | 3.36 | 3.36 | 15 | 3600 | 604.8 |  |  |  |  | 20 | 3.36 | --- | 1.85 | OK | 1.51 | 1.51 | -55.06% |  | 271.8
1 | 1 | 0 | 1311 | 2400 W Misc. Small Loads | 2400 | 1752 | 234.99 | 234.99 | 1 | 21024 | 2819.88 |  |  |  |  | 1752 | 234.99 | --- | 174.77 | OK | 60.22 | 60.22 | -74.37% |  | 722.64
1 | 1 | 0 | 1312 | 1 - 60 W Misc. Unmetered - Continous | 60 | 44 | 5.9 | 5.9 | 1 | 528 | 70.8 |  |  |  |  | 44 | 5.9 | --- | 4.39 | OK | 1.51 | 1.51 | -74.41% |  | 18.12
1 | 1 | 0 | 1314 | 1 - 748 W Misc. Load-Continous | 748 | 546 | 73.26 | 73.26 | 1 | 6552 | 879.12 |  |  |  |  | 546 | 73.26 | --- | 54.49 | OK | 18.77 | 18.77 | -74.38% |  | 225.24
4 | 4 | 0 | 1317 | 1 - 2611W Miscl Loads | 2611 | 1046 | 164.46 | 164.46 | 4 | 50208 | 7894.08 |  |  |  |  | 1046 | 164.46 | --- | 98.93 | OK | 65.53 | 65.53 | -60.15% |  | 3145.44
1 | 1 | 0 | 1319 | 1 - 1363W Miscl Small Load | 1363.3 | 456 | 76.56 | 76.56 | 1 | 5472 | 918.72 |  |  |  |  | 456 | 76.56 | --- | 42.35 | OK | 34.21 | 34.21 | -55.32% |  | 410.52
1 | 1 | 0 | 1320 | 400W Metal Halide Op Only | 400 | 150 | 68.42 | 68.42 | 1 | 1800 | 821.04 |  |  |  |  | 150 | 68.42 | --- | 57.13 | OK | 11.29 | 11.29 | -83.5% |  | 135.48
2 | 2 | 0 | 1321 | 1 - 698.5W Miscl Small Load | 698.5 | 510 | 68.42 | 68.42 | 2 | 12240 | 1642.08 |  |  |  |  | 510 | 68.42 | --- | 50.89 | OK | 17.53 | 17.53 | -74.38% |  | 420.72
1 | 1 | 0 | 1322 | 30W Sign | 30 | 10 | 1.68 | 1.68 | 1 | 120 | 20.16 |  |  |  |  | 10 | 1.68 | --- | 0.93 | OK | 0.75 | 0.75 | -55.36% |  | 9
1 | 0 | -1 | 1323 | 1 - 1528.2 W LED Light | 1528.2 | 186 | 46.06 | 46.06 | 0 | 0 | 0 |  |  |  |  | 186 | 46.06 | --- | 7.71 | OK | 38.35 | 38.35 | -16.74% |  | 0
2 | 2 | 0 | 1324 | 1 - Misc. Crosswalk Sign - 336W | 336 | 164 | 26.69 | 26.69 | 2 | 3936 | 640.56 |  |  |  |  | 164 | 26.69 | --- | 15.4 | OK | 11.29 | 11.29 | -57.7% |  | 270.96
1 | 0 | -1 | 1325 | 122W Miscl Cont. Small Load | 122 | 89 | 11.92 | 11.92 | 0 | 0 | 0 |  |  |  |  | 89 | 11.92 | --- | 8.86 | OK | 3.06 | 3.06 | -74.33% |  | 0
1 | 1 | 0 | 1330 | 1 - 1836W Misc Unmetered Sign | 1836 | 612 | 102.86 | 102.86 | 1 | 7344 | 1234.32 |  |  |  |  | 612 | 102.86 | --- | 56.79 | OK | 46.07 | 46.07 | -55.21% |  | 552.84
1 | 1 | 0 | 1332 | 1056W Misc Unmetered Lights | 1056 | 352 | 59.16 | 59.16 | 1 | 4224 | 709.92 |  |  |  |  | 352 | 59.16 | --- | 32.66 | OK | 26.5 | 26.5 | -55.21% |  | 318
1 | 1 | 0 | 1335 | 1000 W Metal Halide | 1000 | 376 | 110.41 | 110.41 | 1 | 4512 | 1324.92 |  |  |  |  | 376 | 110.41 | --- | 82.12 | OK | 28.29 | 28.29 | -74.38% |  | 339.48
1 | 1 | 0 | 1340 | 112.6 W Miscl Loads | 45 | 83 | 11.13 | 11.13 | 1 | 996 | 133.56 |  |  |  |  | 83 | 11.13 | --- | 8.3 | OK | 2.83 | 2.83 | -74.57% |  | 33.96
1 | 1 | 0 | 1341 | 198 W Cross Walk Signs | 198 | 66 | 11.11 | 11.11 | 1 | 792 | 133.32 |  |  |  |  | 66 | 11.11 | --- | 6.14 | OK | 4.97 | 4.97 | -55.27% |  | 59.64
1 | 1 | 0 | 1342 | 1240W Sign | 1240 | 413 | 69.43 | 69.43 | 1 | 4956 | 833.16 |  |  |  |  | 413 | 69.43 | --- | 38.32 | OK | 31.11 | 31.11 | -55.19% |  | 373.32
1 | 1 | 0 | 1345 | 35 W Miscl. Loads | 30 | 22 | 2.95 | 2.95 | 1 | 264 | 35.4 |  |  |  |  | 22 | 2.95 | --- | 2.2 | OK | 0.75 | 0.75 | -74.58% |  | 9
1 | 1 | 0 | 1347 | 1 - 120W Radar Speed Sign | 120 | 88 | 11.79 | 11.79 | 1 | 1056 | 141.48 |  |  |  |  | 88 | 11.79 | --- | 8.78 | OK | 3.01 | 3.01 | -74.47% |  | 36.12
1 | 1 | 0 | 1348 | 1113.6 Misc. Unmetered -Photocell | 1113.6 | 371 | 62.38 | 62.38 | 1 | 4452 | 748.56 |  |  |  |  | 371 | 62.38 | --- | 34.44 | OK | 27.94 | 27.94 | -55.21% |  | 335.28
2 | 2 | 0 | 1351 | 22.8 W LED Light | 22.8 | 8 | 1.34 | 1.34 | 2 | 192 | 32.16 |  |  |  |  | 8 | 1.34 | --- | 0.77 | OK | 0.57 | 0.57 | -57.46% |  | 13.68
1 | 1 | 0 | 1353 | 240W Unmetered Misc. Load | 240 | 175 | 23.48 | 23.48 | 1 | 2100 | 281.76 |  |  |  |  | 175 | 23.48 | --- | 17.46 | OK | 6.02 | 6.02 | -74.36% |  | 72.24
1 | 0 | -1 | 1354 | 1000W Metal Halide St Lig | 1000 | 333 | 55.99 | 55.99 | 0 | 0 | 0 |  |  |  |  | 333 | 55.99 | --- | 30.9 | OK | 25.09 | 25.09 | -55.19% |  | 0
29 | 29 | 0 | 1355 | 150W Flood light | 150 | 50 | 8.41 | 8.41 | 29 | 17400 | 2926.68 |  |  |  |  | 50 | 8.41 | --- | 4.65 | OK | 3.76 | 3.76 | -55.29% |  | 1308.48
1 | 1 | 0 | 1356 | 2070W Light | 2070 | 630 | 109.65 | 109.65 | 1 | 7560 | 1315.8 |  |  |  |  | 630 | 109.65 | --- | 57.71 | OK | 51.94 | 51.94 | -52.63% |  | 623.28
3 | 4 | 1 | 1358 | 260W Flood Light | 260 | 87 | 14.6 | 14.6 | 4 | 4176 | 700.8 |  |  |  |  | 87 | 14.6 | --- | 8.08 | OK | 6.52 | 6.52 | -55.34% |  | 312.96
1 | 2 | 1 | 1360 | 130W Flood Light | 130 | 43 | 7.25 | 7.25 | 2 | 1032 | 174 |  |  |  |  | 43 | 7.25 | --- | 3.99 | OK | 3.26 | 3.26 | -55.03% |  | 78.24
1 | 1 | 0 | 1361 | 3000W Pylong Sign | 300 | 100 | 16.8 | 16.8 | 1 | 1200 | 201.6 |  |  |  |  | 100 | 16.8 | --- | 9.27 | OK | 7.53 | 7.53 | -55.18% |  | 90.36
1 | 1 | 0 | 514 | 1 - 300W LED Traffic Light | 300 | 73 | 13.95 | 13.95 | 1 | 876 | 167.4 |  |  |  |  | 73 | 13.95 | --- | 6.42 | OK | 7.53 | 7.53 | -46.02% |  | 90.36
87 | 83 | -4 | 516 | 1 - 129W LED Traffic Light | 129 | 31 | 5.97 | 5.97 | 83 | 30876 | 5946.12 |  |  |  |  | 31 | 5.97 | --- | 2.73 | OK | 3.24 | 3.24 | -45.73% |  | 3227.04
27 | 8 | -19 | 835 | 44.8W Eastlink Repeater | 44.8 | 33 | 16.4568 | 16.4568 | 8 | 3168 | 1579.8513 |  |  |  |  | 33 | 16.4568 | --- | -5.6996 | OK | 22.1564 | 22.1564 | 34.63% | Fixed - Based on minimum charge | 2127.0174
1 | 1 | 0 | 628 | 65W LED Lights 600 Series | 65 | 22 | 10.86 | 10.86 | 1 | 264 | 130.32 |  |  |  |  | 22 | 10.86 | --- | 2.05 | OK | 8.81 | 8.81 | -18.88% |  | 105.72
1 | 1 | 0 | 1120 | 120W Miscellaneous Sign | 120 | 49 | 7.67 | 7.67 | 1 | 588 | 92.04 |  |  |  |  | 49 | 7.67 | --- | 4.66 | OK | 3.01 | 3.01 | -60.76% |  | 36.12
1 | 1 | 0 | 1254 | 1000W LED Sign | 1000 | 304 | 55.97 | 55.97 | 1 | 3648 | 671.64 |  |  |  |  | 304 | 55.97 | --- | 55.97 | OK | 0 | 0 | -100% |  | 0
3 | 4 | 1 | 1358 | 1-260W Flood Light | 260 | 87 | 14.6 | 14.6 | 4 | 4176 | 700.8 |  |  |  |  | 87 | 14.6 | --- | 8.08 | OK | 6.52 | 6.52 | -55.34% |  | 312.96
1 | 2 | 1 | 1360 | 130W Flood Light | 130 | 43 | 7.25 | 7.25 | 2 | 1032 | 174 |  |  |  |  | 43 | 7.25 | --- | 3.99 | OK | 3.26 | 3.26 | -55.03% |  | 78.24
1 | 1 | 0 | 1361 | 300W Pylon Sign | 300 | 100 | 16.8 | 16.8 | 1 | 1200 | 201.6 |  |  |  |  | 100 | 16.8 | --- | 9.27 | OK | 7.53 | 7.53 | -55.18% |  | 90.36
2 | 2 | 0 | 1367 | 50W Radar Speed Sign | 50 | 37 | 4.95 | 4.95 | 2 | 888 | 118.8 |  |  |  |  | 37 | 4.95 | --- | 3.7 | OK | 1.25 | 1.25 | -74.75% |  | 30
1 | 1 | 0 | 1368 | 1 1200W Misc Unmetered Photocell | 1200 | 437 | 71.14 | 71.14 | 1 | 5244 | 853.68 |  |  |  |  | 437 | 71.14 | --- | 41.03 | OK | 30.11 | 30.11 | -57.68% |  | 361.32
2 | 2 | 0 | 1370 | 120W Speed Rader | 120 | 88 | 11.79 | 11.79 | 2 | 2112 | 282.96 |  |  |  |  | 88 | 11.79 | --- | 8.78 | OK | 3.01 | 3.01 | -74.47% |  | 72.24
1 | 1 | 0 | 1371 | 240W Miscl. Load | 240 | 175 | 23.48 | 23.48 | 1 | 2100 | 281.76 |  |  |  |  | 175 | 23.48 | --- | 17.46 | OK | 6.02 | 6.02 | -74.36% |  | 72.24
1 | 1 | 0 | 1374 | 144W LED Pylon Sign | 144 | 35 | 6.7 | 6.7 | 1 | 420 | 80.4 |  |  |  |  | 35 | 6.7 | --- | 3.09 | OK | 3.61 | 3.61 | -46.12% |  | 43.32
1 | 3 | 2 | 1378 | 2315W Misc. Load | 2315 | 1690 | 226.68 | 226.68 | 3 | 60840 | 8160.48 |  | 2.315 | 6.945 | 6.945 | 1690 | 226.68 | --- | 168.59 | OK | 58.09 | 58.09 | -74.37% |  | 2091.24
1 | 1 | 0 | 1382 | 2760W Pylong Sign | 2760 | 682 | 128.44 | 128.44 | 1 | 8184 | 1541.28 |  | 2.76 | 2.76 | 2.76 | 682 | 128.44 | --- | 59.18 | OK | 69.26 | 69.26 | -46.08% |  | 831.12
Unaccounted for
8974 | 9604 | 630 |  | TOTALS |  |  |  |  | 9604 | 23777024.84 | 3306091.462 | 9926.0736 |  | 2947.0285 | 2357.878 | [7 empty] | 9604 | 23777024.84 | 1000223.0384 | 9607.6461
RATE COUNT:
|  |  | 395 |  |  |  | PER MONTH = |  |  | 1981418.7367 | 276334.7946 | [13 empty] | 1000223.0384
[7 empty] | 2025 Unit Revenue |  |  | 0.13905 | [13 empty] | 0.042067 | -69.75%

## 2027 Rates RTT
"PROPOSED SMOOTHED RATES - EFFECTIVE JANUARY 1, 2027"
Components of Small General Tariff
CALCULATION OF UNMETERED SERVICE RATES
[13 empty] | RATE INC./(DEC.): |  | 0%
Components of Misc. Small Loads Rate |  |  |  |  | RATE INC./(DEC.): |  | 2.386% |  | RATE INC./(DEC.): |  | 0%
[12 empty] | Customer Charge |  |  | 22.1564
Demand Charge |  |  | 25.0926 |  | Recreational Area Lighting Rate: |  |  |  | Large Industrial Tariff: |  |  | 1st Block Energy Charge @ 200 kW.h |  |  | 0
1st Block Energy Charge @ 200 kW.h |  |  | 0 | [8 empty] | All Additional kW.h Energy Charge |  |  | 0
All Additional kW.h Energy Charge |  |  | 0 |  | Energy Charge |  | 0 |  | Energy Charge |  | 0
Minimum Charge | 4.8136 | / month | 14.1734
Minimum Bill | 22.1564 | / month
10% cap unit cost
CROSSWALK SIGNS
|  | Demand | Ballast | Demand | Energy per Month |  | Demand | 1st Block | 1st Block | All Addional Energy |  | All Add. Energy Charge |  | Total Monthly Charge
Rate Code | Wattage | in KW | % | incl. Ballast | Photocell | Continuous | Charge | Energy | Energy Chg. | Photocell | Continuous | Photocell | Continuous | Photocell | Continuous
DEMAND & ENERGY CALCULATION ONLY FOR 100, 200 & 300 SERIES RATE CODES
100 | 100 | 0.1 | 29% | 0.129 | 43 | 94 | 3.24 | 26 | 0 | 17 |  | 0 |  | 3.24 | N/A
101 | 125 | 0.125 | 24.8% | 0.156 | 52 | 114 | 3.91 | 31 | 0 | 21 |  | 0 |  | 3.91 | N/A
102 | 175 | 0.175 | 18.29% | 0.20701 | 69 | 151 | 5.19 | 41 | 0 | 28 |  | 0 |  | 5.19 | N/A
103 | 250 | 0.25 | 16.4% | 0.291 | 97 | 212 | 7.3 | 58 | 0 | 39 |  | 0 |  | 7.3 | N/A
104 | 400 | 0.4 | 15.5% | 0.462 | 154 | 337 | 11.59 | 92 | 0 | 62 |  | 0 |  | 11.59 | 11.59
105 | 700 | 0.7 | 11.4% | 0.7798 | 260 | 569 | 19.57 | 156 | 0 | 104 |  | 0 |  | 19.57 | 19.57
106 | 1000 | 1 | 8.9% | 1.089 | 363 | 795 | 27.33 | 218 | 0 | 145 |  | 0 |  | 27.33 | 27.33
107 | 250 | 0.25 | 16.4% | 0.291 | 97 | 212 | 7.3 | 58 | 0 | 39 |  | 0 |  | N/A | 7.3
110 | 48 | 0.048 | 90% | 0.0912 | 30 | 67 | 2.29 | 18 | 0 | 12 |  | 0 |  | 2.29 | 2.29
111 | 96 | 0.096 | 165% | 0.2544 | 85 | 186 | 6.38 | 51 | 0 | 34 |  | 0 |  | 6.38 | 6.38
112 | 144 | 0.144 | 142% | 0.34848 | 116 | 254 | 8.74 | 70 | 0 | 46 |  | 0 |  | 8.74 | 8.74
113 | 288 | 0.288 | 131% | 0.66528 | 222 | 486 | 16.69 | 133 | 0 | 89 |  | 0 |  | 16.69 | 16.69
114 | 96 | 0.096 | 46.88% | 0.141 | 47 | 103 | 3.54 | 28 | 0 | 19 |  | 0 |  | 3.54 | 3.54
115 | 72 | 0.072 | 150% | 0.18 | 60 | 131 | 4.52 | 36 | 0 | 24 |  | 0 |  | 4.52 | 4.52
116 | 192 | 0.192 | 160% | 0.4992 | 166 | 364 | 12.53 | 100 | 0 | 66 |  | 0 |  | 12.53 | 12.53
117 | 288 | 0.288 | 131% | 0.66528 | 222 | 486 | 16.69 | 133 | 0 | 89 |  | 0 |  | 16.69 | 16.69
118 | 48 | 0.048 | 87.5% | 0.09 | 30 | 66 | 2.26 | 18 | 0 | 12 |  | 0 |  | 2.26 | 2.26
119 | 192 | 0.192 | 160% | 0.4992 | 166 | 364 | 12.53 | 100 | 0 | 66 |  | 0 |  | 12.53 | 12.53
120 | 192 | 0.192 | 81% | 0.34752 | 116 | 254 | 8.72 | 70 | 0 | 46 |  | 0 |  | 8.72 | 8.72
121 | 250 | 0.25 | 20% | 0.3 | 100 | 219 | 7.53 | 60 | 0 | 40 |  | 0 |  | 7.53 | 7.53
122 | 400 | 0.4 | 12.5% | 0.45 | 150 | 329 | 11.29 | 90 | 0 | 60 |  | 0 |  | 11.29 | 11.29
123 | 70 | 0.07 | 37% | 0.0959 | 32 | 70 | 2.41 | 19 | 0 | 13 |  | 0 |  | 2.41 | 2.41
124 | 100 | 0.1 | 35% | 0.135 | 45 | 99 | 3.39 | 27 | 0 | 18 |  | 0 |  | 3.39 | 3.39
125 | 150 | 0.15 | 30% | 0.195 | 65 | 142 | 4.89 | 39 | 0 | 26 |  | 0 |  | 4.89 | 4.89
126 | 100 | 0.1 | 35% | 0.135 | 45 | 99 | 3.39 | 27 | 0 | 18 |  | 0 |  | 3.39 | 3.39
130 | 135 | 0.135 | 33.33% | 0.18 | 60 | 131 | 4.52 | 36 | 0 | 24 |  | 0 |  | 4.52 | 4.52
131 | 180 | 0.18 | 33.33% | 0.23999 | 80 | 175 | 6.02 | 48 | 0 | 32 |  | 0 |  | 6.02 | 6.02
132 | 90 | 0.09 | 50% | 0.135 | 45 | 99 | 3.39 | 27 | 0 | 18 |  | 0 |  | 3.39 | 3.39
140 | 400 | 0.4 | 12.5% | 0.45 | 150 | 329 | 11.29 | 90 | 0 | 60 |  | 0 |  | 11.29 | 11.29
141 | 1000 | 1 | 8% | 1.08 | 360 | 788 | 27.1 | 216 | 0 | 144 |  | 0 |  | 27.1 | 27.1
142 | 250 | 0.25 | 20% | 0.3 | 100 | 219 | 7.53 | 60 | 0 | 40 |  | 0 |  | 7.53 | 7.53
143 | 150 | 0.15 | 33.33% | 0.19999 | 67 | 146 | 5.02 | 40 | 0 | 27 |  | 0 |  | 5.02 | 5.02
144 | 100 | 0.1 | 50% | 0.15 | 50 | 110 | 3.76 | 30 | 0 | 20 |  | 0 |  | 3.76 | 3.76
150 | 840 | 0.84 | 0% | 0.84 | 280 | 613 | 21.08 | 168 | 0 | 112 |  | 0 |  | 21.08 | 21.08
201 | 125 | 0.125 | 24.8% | 0.156 | 52 | 114 | 3.91 | 31 | 0 | 21 |  | 0 |  | 3.91 | 3.91
202 | 175 | 0.175 | 18.29% | 0.20701 | 69 | 151 | 5.19 | 41 | 0 | 28 |  | 0 |  | 5.19 | 5.19
203 | 250 | 0.25 | 16.4% | 0.291 | 97 | 212 | 7.3 | 58 | 0 | 39 |  | 0 |  | 7.3 | 7.3
204 | 400 | 0.4 | 15.5% | 0.462 | 154 | 337 | 11.59 | 92 | 0 | 62 |  | 0 |  | 11.59 | 11.59
205 | 700 | 0.7 | 11.4% | 0.7798 | 260 | 569 | 19.57 | 156 | 0 | 104 |  | 0 |  | 19.57 | 19.57
206 | 1000 | 1 | 8.9% | 1.089 | 363 | 795 | 27.33 | 218 | 0 | 145 |  | 0 |  | 27.33 | 27.33
213 | 340 | 0.34 | 96% | 0.6664 | 222 | 486 | 16.72 | 133 | 0 | 89 |  | 0 |  | 16.72 | 16.72
214 | 110 | 0.11 | 28% | 0.1408 | 47 | 103 | 3.53 | 28 | 0 | 19 |  | 0 |  | 3.53 | 3.53
215 | 85 | 0.085 | 110% | 0.1785 | 60 | 130 | 4.48 | 36 | 0 | 24 |  | 0 |  | 4.48 | 4.48
216 | 240 | 0.24 | 108% | 0.4992 | 166 | 364 | 12.53 | 100 | 0 | 66 |  | 0 |  | 12.53 | 12.53
217 | 60 | 0.06 | 145% | 0.147 | 49 | 107 | 3.69 | 29 | 0 | 20 |  | 0 |  | 3.69 | 3.69
218 | 120 | 0.12 | 113% | 0.2556 | 85 | 187 | 6.41 | 51 | 0 | 34 |  | 0 |  | 6.41 | 6.41
221 | 250 | 0.25 | 20% | 0.3 | 100 | 219 | 7.53 | 60 | 0 | 40 |  | 0 |  | 7.53 | 7.53
222 | 70 | 0.07 | 37% | 0.0959 | 32 | 70 | 2.41 | 19 | 0 | 13 |  | 0 |  | 2.41 | 2.41
223 | 100 | 0.1 | 35% | 0.135 | 45 | 99 | 3.39 | 27 | 0 | 18 |  | 0 |  | 3.39 | 3.39
224 | 150 | 0.15 | 30% | 0.195 | 65 | 142 | 4.89 | 39 | 0 | 26 |  | 0 |  | 4.89 | 4.89
231 | 180 | 0.18 | 33.33% | 0.23999 | 80 | 175 | 6.02 | 48 | 0 | 32 |  | 0 |  | 6.02 | 6.02
300 | 100 | 0.1 | 7% | 0.107 | 36 | 78 | 2.68 | 21 | 0 | 15 |  | 0 |  | 2.68 | 2.68
301 | 125 | 0.125 | 24.8% | 0.156 | 52 | 114 | 3.91 | 31 | 0 | 21 |  | 0 |  | 3.91 | 3.91
302 | 175 | 0.175 | 18.29% | 0.20701 | 69 | 151 | 5.19 | 41 | 0 | 28 |  | 0 |  | 5.19 | 5.19
303 | 250 | 0.25 | 16.4% | 0.291 | 97 | 212 | 7.3 | 58 | 0 | 39 |  | 0 |  | 7.3 | 7.3
304 | 400 | 0.4 | 15.5% | 0.462 | 154 | 337 | 11.59 | 92 | 0 | 62 |  | 0 |  | 11.59 | 11.59
305 | 700 | 0.7 | 11.4% | 0.7798 | 260 | 569 | 19.57 | 156 | 0 | 104 |  | 0 |  | 19.57 | 19.57
306 | 1000 | 1 | 8.9% | 1.089 | 363 | 795 | 27.33 | 218 | 0 | 145 |  | 0 |  | 27.33 | 27.33
310 | 60 | 0.06 | 50% | 0.09 | 30 | 66 | 2.26 | 18 | 0 | 12 |  | 0 |  | 2.26 | 2.26
311 | 240 | 0.24 | 108% | 0.4992 | 166 | 364 | 12.53 | 100 | 0 | 66 |  | 0 |  | 12.53 | 12.53
312 | 170 | 0.17 | 105% | 0.3485 | 116 | 254 | 8.74 | 70 | 0 | 46 |  | 0 |  | 8.74 | 8.74
313 | 340 | 0.34 | 96% | 0.6664 | 222 | 486 | 16.72 | 133 | 0 | 89 |  | 0 |  | 16.72 | 16.72
314 | 110 | 0.11 | 28% | 0.1408 | 47 | 103 | 3.53 | 28 | 0 | 19 |  | 0 |  | 3.53 | 3.53
315 | 85 | 0.085 | 110% | 0.1785 | 60 | 130 | 4.48 | 36 | 0 | 24 |  | 0 |  | 4.48 | 4.48
321 | 250 | 0.25 | 20% | 0.3 | 100 | 219 | 7.53 | 60 | 0 | 40 |  | 0 |  | 7.53 | 7.53
322 | 70 | 0.07 | 37% | 0.0959 | 32 | 70 | 2.41 | 19 | 0 | 13 |  | 0 |  | 2.41 | 2.41
323 | 100 | 0.1 | 35% | 0.135 | 45 | 99 | 3.39 | 27 | 0 | 18 |  | 0 |  | 3.39 | 3.39
324 | 150 | 0.15 | 30% | 0.195 | 65 | 142 | 4.89 | 39 | 0 | 26 |  | 0 |  | 4.89 | 4.89
326 | 400 | 0.4 | 12.5% | 0.45 | 150 | 329 | 11.29 | 90 | 0 | 60 |  | 0 |  | 11.29 | 11.29
327 | 500 | 0.5 | 10% | 0.55 | 183 | 402 | 13.8 | 110 | 0 | 73 |  | 0 |  | 13.8 | 13.8
328 | 1000 | 1 | 9% | 1.09 | 363 | 796 | 27.35 | 218 | 0 | 145 |  | 0 |  | 27.35 | 27.35
330 | 140 | 0.14 | 0% | 0.14 | 47 | 102 | 3.51 | 28 | 0 | 19 |  | 0 |  | 3.51 | 3.51
331 | 180 | 0.18 | 33.33% | 0.23999 | 80 | 175 | 6.02 | 48 | 0 | 32 |  | 0 |  | 6.02 | 6.02
341 | 1000 | 1 | 8% | 1.08 | 360 | 788 | 27.1 | 216 | 0 | 144 |  | 0 |  | 27.1 | 27.1
342 | 400 | 0.4 | 12.5% | 0.45 | 150 | 329 | 11.29 | 90 | 0 | 60 |  | 0 |  | 11.29 | 11.29
343 | 250 | 0.25 | 20% | 0.3 | 100 | 219 | 7.53 | 60 | 0 | 40 |  | 0 |  | 7.53 | 7.53
344 | 175 | 0.175 | 28.57% | 0.225 | 75 | 164 | 5.65 | 45 | 0 | 30 |  | 0 |  | 5.65 | 5.65
345 | 150 | 0.15 | 33.33% | 0.19999 | 67 | 146 | 5.02 | 40 | 0 | 27 |  | 0 |  | 5.02 | 5.02
346 | 100 | 0.1 | 50% | 0.15 | 50 | 110 | 3.76 | 30 | 0 | 20 |  | 0 |  | 3.76 | 3.76
350 | 384 | 0.384 | 119% | 0.84096 | 280 | 614 | 21.1 | 168 | 0 | 112 |  | 0 |  | 21.1 | 21.1
351 | 400 | 0.4 | 33.33% | 0.53332 | 178 | 389 | 13.38 | 107 | 0 | 71 |  | 0 |  | 13.38 | 13.38
| 56 | 0.056 | 0% | 0.056 | 0 | 41 | 1.41 | 0 | 0 | 0 | 41 | 0 | 0 | 1.41 | 1.41
| 700 | 0.7 | 0% | 0.7 | 233 | 511 | 17.56 | 140 | 0 | 93 | 371 | 0 | 0 | 17.56 | 17.56
352 | [5 empty] | 511 | [8 empty] | 18.97
| 105 | 0.105 | 14% | 0.1197 | 40 | N/A | 3 | 24 | 0 | 16 |  | 0 |  | 3 | N/A
| 150 | 0.15 | 6.5% | 0.15975 | 53 | N/A | 4.01 | 32 | 0 | 21 |  | 0 |  | 4.01 | N/A
| 138 | 0.138 | 0% | 0.138 | 0 | N/A | 3.46 | 0 | 0 | 0 |  | 0 |  | 3.46 | N/A
360 |  |  |  |  | 93 | [8 empty] | 10.47
| 175 | 0.175 | 0% | 0.175 | 58 | N/A | 4.39 | 35 | 0 | 23 | N/A | 0 | N/A | 4.39 | N/A
| 120 | 0.12 | 0% | 0.12 | 12 | N/A | 3.01 | 12 | 0 | 0 | N/A | 0 | N/A | 3.01 | N/A
361 |  |  |  |  | 70 | [8 empty] | 7.4
362 | 350 | 0.35 | 10% | 0.385 | 128 | N/A | 9.66 | 77 | 0 | 51 | N/A | 0 | N/A | 9.66 | N/A
| 500 | 0.5 | 10% | 0.55 | 183 | N/A | 13.8 | 110 | 0 | 73 | N/A | 0 | N/A | 13.8 | N/A
| 350 | 0.35 | 10% | 0.385 | 128 | N/A | 9.66 | 77 | 0 | 51 | N/A | 0 | N/A | 9.66 | N/A
| 276 | 0.276 | 10% | 0.3036 | 0 | N/A | 7.62 | 0 | 0 | 0 | N/A | 0 | N/A | 7.62 | N/A
363 |  |  |  |  | 311 | [8 empty] | 31.08
364 | 912 | 0.912 | 10% | 1.0032 | 334 | N/A | 25.17 | 201 | 0 | 133 | N/A | 0 | N/A | 25.17 | N/A
365 | 701 | 0.701 | 17.4% | 0.82297 | 265 | N/A | 20.65 | 165 | 0 | 100 | N/A | 0 | N/A | 20.65 | N/A
366 | 650 | 0.65 | 10% | 0.715 | 238 | N/A | 17.94 | 143 | 0 | 95 | N/A | 0 | N/A | 17.94 | N/A
367 | 590 | 0.59 | 10% | 0.649 | 216 | N/A | 16.29 | 130 | 0 | 86 | N/A | 0 | N/A | 16.29 | N/A
368 | 250 | 0.25 | 10% | 0.275 | 92 | N/A | 6.9 | 55 | 0 | 37 | N/A | 0 | N/A | 6.9 | N/A
369 | 175 | 0.175 | 10% | 0.1925 | 64 | N/A | 4.83 | 39 | 0 | 25 | N/A | 0 | N/A | 4.83 | N/A
370 | 1500 | 1.5 | 0% | 1.5 | 150 | 1095 | 37.64 | 150 | 0 | 0 | 945 | 0 | 0 | 37.64 | N/A
371 | 1500 | 1.5 | 0% | 1.5 | 200 | 1095 | 37.64 | 200 | 0 | 0 |  | 0 |  | 37.64 | N/A
372 | 1500 | 1.5 | 0% | 1.5 | 150 | 1095 | 37.64 | 150 | 0 | 0 | 945 | 0 | 0 | 37.64 | N/A
373 | 480 | 0.48 | 0% | 0.48 | 8 | 350 | 12.04 | 8 | 0 | 0 | 342 | 0 | 0 | 12.04 | N/A
374 | 330 | 0.33 | 0% | 0.33 | 120 | 241 | 8.28 | 66 | 0 | 54 | 175 | 0 | 0 | 8.28 | N/A
375 | 36 | 0.036 | 0% | 0.036 | 12 | 26 | 0.9 | 7 | 0 | 5 | 19 | 0 | 0 | 0.9 | N/A
|  |  |  | 1st Block | Additional
| Annual | Monthly | Customer | Energy | Energy | Monthly
| Energy | Energy | Charge | Charge | Charge | Charge
7.74
376 | 8525 | 710 | 22.1564 | 0 | 0 | 22.1564 |  |  | 0.088 |  |  |  |  | 22.1564 | 22.1564
0.0582
377 | 2190 | 183 | 22.1564 | 0 | 0 | 22.1564
378-2005 | 2500 | 2.5 | 0% | 2.5 | 833 | 1825 | 19.35 | 500 | 44 | 333 | 1325 | 19.38 | 77.12 | 82.73 | 140.47
| 2500 | 2.5 | 0% | 2.5 | 833 | 1825 | 62.73 | 500 | 0 | 333 | 1325 | 0 | 0 | 62.73 | 62.73
|  |  |  | 1st Block | Additional
| Annual | Monthly | Customer | Energy | Energy | Monthly
| Energy | Energy | Charge | Charge | Charge | Charge
379 | 4745 | 395 | 22.1564 | 0 | 0 | 22.1564 | [8 empty] | 22.1564
|  |  |  | 1st Block | Additional
| Annual | Monthly | Customer | Energy | Energy | Monthly
| Energy | Energy | Charge | Charge | Charge | Charge
380 | 3285 | 274 | 22.1564 | 0 | 0 | 22.1564 | [8 empty] | 22.1564
| 175 | 0.175 | 25% | 0.21875 | 73 | 160 | 5.49 | 44 | 0 | 29 | 116 | 0 | 0 | 5.49 | N/A
| 250 | 0.25 | 20% | 0.3 | 100 | 219 | 7.53 | 60 | 0 | 40 | 159 | 0 | 0 | 7.53 | N/A
| 138 | 0.138 | 10% | 0.1518 | 46 | 111 | 3.81 | 30 | 0 | 16 | 81 | 0 | 0 | 3.81 | N/A
381 | 563 |  |  |  | 219 | [8 empty] | 16.83 | 16.83
|  |  |  | 1st Block | Additional
| Annual | Monthly | Customer | Energy | Energy | Monthly
| Energy | Energy | Charge | Charge | Charge | Charge
382 | 7300 | 608 | 22.1564 | 0 | 0 | 22.1564 | [8 empty] | 22.1564
|  |  |  | 1st Block | Additional
| Annual | Monthly | Customer | Energy | Energy | Monthly
| Energy | Energy | Charge | Charge | Charge | Charge
383 | 10950 | 913 | 22.1564 | 0 | 0 | 22.1564 | [8 empty] | 22.1564
|  |  |  | 1st Block | Additional
| Annual | Monthly | Customer | Energy | Energy | Monthly
| Energy | Energy | Charge | Charge | Charge | Charge
384 | 16425 | 1369 | 22.1564 | 0 | 0 | 22.1564 | [8 empty] | 22.1564
|  |  |  | 1st Block | Additional
| Annual | Monthly | Customer | Energy | Energy | Monthly
| Energy | Energy | Charge | Charge | Charge | Charge
385 | 11315 | 943 | 22.1564 | 0 | 0 | 22.1564 | [8 empty] | 22.1564
| 2600 | 2.6 | 0% | 2.6 | 867 | 1898 | 65.24 | 520 | 0 | 347 | 1378 | 0 | 0 | 65.24 | 65.24
| 320 | 0.32 | 0% | 0.32 | 97 | 234 | 8.03 | 64 | 0 | 33 | 170 | 0 | 0 | 8.03 | 8.03
386 |  | 2.92 |  |  |  | 1995 | [8 empty] | 73.27
| 1300 | 1.3 | 0% | 1.3 | 433 | 949 | 32.62 | 260 | 0 | 173 | 689 | 0 | 0 | 32.62 | 32.62
| 160 | 0.16 | 0% | 0.16 | 49 | 117 | 4.01 | 32 | 0 | 17 | 85 | 0 | 0 | 4.01 | 4.01
387 | 1460 | 1.46 |  |  |  | 998 | [8 empty] | 36.63
388 | 150 | 0.15 | 0% | 0.15 | 50 | 110 | 3.76 | 30 | 0 | 20 | 80 | 0 | 0 | 3.76 | 3.76
389 | 1500 | 1.5 | 0% | 1.5 | 151 | 1095 | 37.64 | 151 | 0 | 0 | 944 | 0 | 0 | 37.64 | 37.64
390 | 325 | 0.325 | 10% | 0.3575 | 119 | 261 | 8.97 | 72 | 0 | 47 | 189 | 0 | 0 | 8.97 | 8.97
391 | 348 | 0.348 | 0% | 0.348 | 116 | 254 | 8.73 | 70 | 0 | 46 | 184 | 0 | 0 | 8.73 | 8.73
392 |  | 0 | 0% | 0 | 0 | 0 | 0 | 0 | 0 | 0 | 0 | 0 | 0 | 0 | 22.1564
399 | 2400 | 2.4 | 7.5% | 2.58 | 314 | 1883 | 64.74 | 314 | 0 | 0 | 1569 | 0 | 0 | 64.74 | N/A
|  |  |  | 1st Block | Additional
| Annual | Monthly | Customer | Energy | Energy | Monthly | Annual
Rate Code | Energy | Energy | Charge | Charge | Charge | Charge | Charge
397 | 5529.75 | 461 | 22.1564 | 0 | 0 | 22.1564 | 265.8772 | [7 empty] | 22.1564
|  |  |  | 1st Block | Additional
| Annual | Monthly | Customer | Energy | Energy | Monthly | Annual
Rate Code | Energy | Energy | Charge | Charge | Charge | Charge | Charge
398 | 6223.25 | 519 | 22.1564 | 0 | 0 | 22.1564 | 265.8772 | [7 empty] | 22.1564
DEMAND & ENERGY CALCULATION ONLY FOR 400 SERIES & Kentville Electric RATE CODES
400 | 100 | 0.1 | 0% | 0.1 | 15 | 73 | 2.51 | 15 | 0 | 0 | 58 | 0 | 0 | 2.51 | 2.51
401 | 100 | 0.1 | 0% | 0.1 | 30 | 73 | 2.51 | 20 | 0 | 10 | 53 | 0 | 0 | 2.51 | 2.51
402 | 100 | 0.1 | 23% | 0.123 | 37 | 90 | 3.09 | 25 | 0 | 12 | 65 | 0 | 0 | 3.09 | 3.09
441 | 1000 | 1 | 0% | 1 | 333 | 730 | 25.09 | 200 | 0 | 133 | 530 | 0 | 0 | 25.09 | 25.09
444
Kentville Electric Unmetered Service Rates
449
450
451
452 | 1000 | 1 | 9% | 1.09 | 363 | 796 | 27.35 | 218 | 0 | 145 | 578 | 0 | 0 | 27.35 | 27.35
453 | [13 empty] | 32.13
454 | [13 empty] | 41.02
455
456
457
458
459
460
461
462 | [13 empty] | 6.33
463
464 | [13 empty] | 16.1
465 | [13 empty] | 7.91
470
471
472 | [13 empty] | 77.363
473 | 175 | 0.175 | 18.29% | 0.20701 | 69 | 151 | 5.19 | 41 | 0 | 28 | 110 | 0 | 0 | 5.19 | 5.19
474 | 125 | 0.125 | 24.8% | 0.156 | 52 | 114 | 3.91 | 31 | 0 | 21 | 83 | 0 | 0 | 3.91 | 3.91
475 | 70 | 0.07 | 37% | 0.0959 | 32 | 70 | 2.41 | 19 | 0 | 13 | 51 | 0 | 0 | 2.41 | 2.41
476
477
478 |  |  |  |  | 1938
DEMAND & ENERGY CALCULATION ONLY FOR 500 SERIES (Traffic Control Lights)
500 | 210 | 0.21 | 0% | 0.21 | 51 | 153 | 5.27 | 42 | 0 | 9 | 111 | 0 | 0 | 5.27 | 5.27
501 | 23 | 0.023 | 0% | 0.023 | 6 | 17 | 0.58 | 5 | 0 | 1 | 12 | 0 | 0 | 0.58 | 0.58
502 | 27 | 0.027 | 0% | 0.027 | 7 | 20 | 0.68 | 5 | 0 | 2 | 15 | 0 | 0 | 0.68 | 0.68
503 | 33 | 0.033 | 0% | 0.033 | 8 | 24 | 0.83 | 7 | 0 | 1 | 17 | 0 | 0 | 0.83 | 0.83
504 | 39 | 0.039 | 0% | 0.039 | 9 | 28 | 0.98 | 8 | 0 | 1 | 20 | 0 | 0 | 0.98 | 0.98
505 | 50 | 0.05 | 0% | 0.05 | 12 | 37 | 1.25 | 10 | 0 | 2 | 27 | 0 | 0 | 1.25 | 1.25
506 | 200 | 0.2 | 0% | 0.2 | 49 | 146 | 5.02 | 40 | 0 | 9 | 106 | 0 | 0 | 5.02 | 5.02
507 | 860 | 0.86 | 0% | 0.86 | 209 | 628 | 21.58 | 172 | 0 | 37 | 456 | 0 | 0 | 21.58 | 21.58
508 | 20 | 0.02 | 0% | 0.02 | 5 | 15 | 0.5 | 4 | 0 | 1 | 11 | 0 | 0 | 0.5 | 0.5
509 | 45 | 0.045 | 0% | 0.045 | 11 | 33 | 1.13 | 9 | 0 | 2 | 24 | 0 | 0 | 1.13 | 1.13
510 | 7 | 0.007 | 0% | 0.007 | 2 | 5 | 0.18 | 1 | 0 | 1 | 4 | 0 | 0 | 0.18 | 0.18
511 | 17 | 0.017 | 0% | 0.017 | 4 | 12 | 0.43 | 3 | 0 | 1 | 9 | 0 | 0 | 0.43 | 0.43
512 | 25 | 0.025 | 0% | 0.025 | 6 | 18 | 0.63 | 5 | 0 | 1 | 13 | 0 | 0 | 0.63 | 0.63
513 | 60 | 0.06 | 0% | 0.06 | 22 | 44 | 1.51 | 12 | 0 | 10 | 32 | 0 | 0 | 1.51 | 1.51
NEW LED TRAFFIC CONTROL SIGNALS
520 | 7 | 0.007 | 0% | 0.007 | 3 | 5 | 0.18 | 1 | 0 | 2 | 4 | 0 | 0 | 0.18 | 0.18
521 | 7 | 0.007 | 0% | 0.007 | 2 | 5 | 0.18 | 1 | 0 | 1 | 4 | 0 | 0 | 0.18 | 0.18
522 | 10 | 0.01 | 0% | 0.01 | 4 | 7 | 0.25 | 2 | 0 | 2 | 5 | 0 | 0 | 0.25 | 0.25
523 | 10 | 0.01 | 0% | 0.01 | 2 | 7 | 0.25 | 2 | 0 | 0 | 5 | 0 | 0 | 0.25 | 0.25
524 | 12 | 0.012 | 0% | 0.012 | 3 | 9 | 0.3 | 2 | 0 | 1 | 7 | 0 | 0 | 0.3 | 0.3
525 | 14.5 | 0.0145 | 0% | 0.0145 | 1 | 11 | 0.36 | 1 | 0 | 0 | 10 | 0 | 0 | 0.36 | 0.36
526 | 20 | 0.02 | 0% | 0.02 | 9 | 15 | 0.5 | 4 | 0 | 5 | 11 | 0 | 0 | 0.5 | 0.5
527 | 22 | 0.022 | 0% | 0.022 | 2 | 16 | 0.55 | 2 | 0 | 0 | 14 | 0 | 0 | 0.55 | 0.55
528 | 6 | 0.006 | 0% | 0.006 | 0 | 4 | 0.15 | 0 | 0 | 0 | 4 | 0 | 0 | N/A | 0.15
529 | 9 | 0.009 | 0% | 0.009 | 2 | 7 | 0.23 | 2 | 0 | 0 | 5 | 0 | 0 | 0.23 | 0.23
530 Non-Cont. LED TCS | 4.6 | 0.0046 | 0% | 0.0046 | 1 | 3 | 0.12 | 1 | 0 | 0 | 2 | 0 | 0 | 0.12 | 0.12
531 Cont. LED TCS | 7.5 | 0.0075 | 0% | 0.0075 | 2 | 5 | 0.19 | 2 | 0 | 0 | 3 | 0 | 0 | 0.19 | 0.19
14.13
DEMAND & ENERGY CALCULATION ONLY FOR 600 SERIES (Miscellaneous Lighting)
600 | 116 | 0.116 | 0% | 0.116 | 39 | 85 | 2.91 | 23 | 0 | 16 | 62 | 0 | 0 | 2.91 | 2.91
601 | 500 | 0.5 | 0% | 0.5 | 167 | 365 | 12.55 | 100 | 0 | 67 | 265 | 0 | 0 | 12.55 | 12.55
602 | 400 | 0.4 | 15.5% | 0.462 | 154 | 337 | 11.59 | 92 | 0 | 62 | 245 | 0 | 0 | 11.59 | 11.59
603 | 100 | 0.1 | 0% | 0.1 | 33 | 73 | 2.51 | 20 | 0 | 13 | 53 | 0 | 0 | 2.51 | 2.51
604 | 276 | 0.276 | 0% | 0.276 | 92 | 201 | 6.93 | 55 | 0 | 37 | 146 | 0 | 0 | 6.93 | 6.93
605 | 10 | 0.01 | 0% | 0.01 | 3 | 7 | 0.25 | 2 | 0 | 1 | 5 | 0 | 0 | 0.25 | 0.25
606 | 480 | 0.48 | 0% | 0.48 | 87 | 350 | 12.04 | 87 | 0 | 0 | 263 | 0 | 0 | 12.04 | 12.04
607 | 4440 | 4.44 | 0% | 4.44 | 1480 | 3241 | 111.41 | 888 | 0 | 592 | 2353 | 0 | 0 | 111.41 | 111.41
608 | 138 | 0.138 | 0% | 0.138 | 46 | 101 | 3.46 | 28 | 0 | 18 | 73 | 0 | 0 | 3.46 | 3.46
609 | 175 | 0.175 | 0% | 0.175 | 58 | 128 | 4.39 | 35 | 0 | 23 | 93 | 0 | 0 | 4.39 | 4.39
610 | 244 | 0.244 | 0% | 0.244 | 81 | 178 | 6.12 | 49 | 0 | 32 | 129 | 0 | 0 | 6.12 | 6.12
DEMAND & ENERGY CALCULATION ONLY FOR 700 SERIES (Police Sirens)
700 |  |  |  |  | 13 | [8 empty] | 4.8136
701 |  |  |  |  | 0 | [8 empty] | 22.1564
702 |  |  |  |  | 0 | [8 empty] | 24.68
703 |  |  |  |  | 0
704 |  |  |  |  | 0 | [8 empty] | 4.8136
705 |  |  |  |  | 44 | [8 empty] | 5.67
DEMAND & ENERGY CALCULATION ONLY FOR 800 SERIES (CATV Power Supply)
801 | 100 | 0.1 | 0% | 0.1 | 33 | 73 | 2.51 | 20 | 0 | 13 | 53 | 0 | 0 | 2.51 | 2.51
802 | 150 | 0.15 | 0% | 0.15 | 50 | 110 | 3.76 | 30 | 0 | 20 | 80 | 0 | 0 | 3.76 | 3.76
803 | 200 | 0.2 | 0% | 0.2 | 67 | 146 | 5.02 | 40 | 0 | 27 | 106 | 0 | 0 | 5.02 | 5.02
804 | 250 | 0.25 | 0% | 0.25 | 83 | 183 | 6.27 | 50 | 0 | 33 | 133 | 0 | 0 | 6.27 | 6.27
805 | 300 | 0.3 | 0% | 0.3 | 100 | 219 | 7.53 | 60 | 0 | 40 | 159 | 0 | 0 | 7.53 | 7.53
806 | 350 | 0.35 | 0% | 0.35 | 117 | 256 | 8.78 | 70 | 0 | 47 | 186 | 0 | 0 | 8.78 | 8.78
807 | 400 | 0.4 | 0% | 0.4 | 133 | 292 | 10.04 | 80 | 0 | 53 | 212 | 0 | 0 | 10.04 | 10.04
808 | 450 | 0.45 | 0% | 0.45 | 150 | 329 | 11.29 | 90 | 0 | 60 | 239 | 0 | 0 | 11.29 | 11.29
809 | 500 | 0.5 | 0% | 0.5 | 167 | 365 | 12.55 | 100 | 0 | 67 | 265 | 0 | 0 | 12.55 | 12.55
810 | 550 | 0.55 | 0% | 0.55 | 183 | 402 | 13.8 | 110 | 0 | 73 | 292 | 0 | 0 | 13.8 | 13.8
811 | 600 | 0.6 | 0% | 0.6 | 200 | 438 | 15.06 | 120 | 0 | 80 | 318 | 0 | 0 | 15.06 | 15.06
812 | 650 | 0.65 | 0% | 0.65 | 217 | 475 | 16.31 | 130 | 0 | 87 | 345 | 0 | 0 | 16.31 | 16.31
813 | 700 | 0.7 | 0% | 0.7 | 233 | 511 | 17.56 | 140 | 0 | 93 | 371 | 0 | 0 | 17.56 | 17.56
820 | 420 | 0.42 | 0% | 0.42 | 89 | 307 | 10.54 | 84 | 0 | 5 | 223 | 0 | 0 | 10.54 | 10.54
821 | 960 | 0.96 | 0% | 0.96 | 230 | 701 | 24.09 | 192 | 0 | 38 | 509 | 0 | 0 | 24.09 | 24.09
822 | 900 | 0.9 | 0% | 0.9 | 270 | 657 | 22.58 | 180 | 0 | 90 | 477 | 0 | 0 | 22.58 | 22.58
823 | 38.4 | 0.0384 | 0% | 0.0384 | 13 | 28 | 0.96 | 8 | 0 | 5 | 20 | 0 | 0 | 0.96 | 0.96
824 | 0 | 0 | 0% | 0 | 0 | 0 | 0 | 0 | 0 | 0 | 0 | 0 | 0 | 22.1564 | 0
825 | 3248 | 3.248 | 0% | 3.248 | 401 | 2371 | 81.5 | 376 | 0 | 25 | 1995 | 0 | 0 | 81.5 | 81.5
826 | 450 | 0.45 | 0% | 0.45 | 96 | 329 | 11.29 | 90 | 0 | 6 | 239 | 0 | 0 | 11.29 | 11.29
827 | 600 | 0.6 | 0% | 0.6 | 128 | 365 | 15.06 | 120 | 0 | 8 | 245 | 0 | 0 | 15.06 | 15.06
| 300 | 0.3 | 0% | 0.3 | 1 | 219 | 7.53 | 1 | 0 | 0 | 218 | 0 | 0 | 7.53 | 7.53
| 100 | 0.1 | 0% | 0.1 | 0 | 73 | 2.51 | 0 | 0 | 0 | 73 | 0 | 0 | 2.51 | 2.51
| 2000 | 2 | 0% | 2 | 243 | 1460 | 50.19 | 243 | 0 | 0 | 1217 | 0 | 0 | 50.19 | 50.19
828 | 2400 |  |  |  | 244 | [8 empty] | 60.23
829 | 4.4 | 0.0044 | 0% | 0.0044 | 1 | 3 | 0.11 | 1 | 0 | 0 | 2 | 0 | 0 | 0.11 | 0.11
| 746 | 0.746 | 0% | 0.746 | 23 | 545 | 18.72 | 23 | 0 | 0 | 522 | 0 | 0 | 18.72 | 18.72
| 125 | 0.125 | 0% | 0.125 | 38 | 91 | 3.14 | 25 | 0 | 13 | 66 | 0 | 0 | 3.14 | 3.14
830 | 871 |  |  |  | 61 | [8 empty] | 21.86
| 302.4 | 0.3024 | 15% | 0.34776 | 116 | 254 | 8.73 | 70 | 0 | 46 | 184 | 0 | 0 | 8.73 | 8.73
| 300 | 0.3 | 15% | 0.345 | 126 | 252 | 8.66 | 69 | 0 | 57 | 183 | 0 | 0 | 8.66 | 8.66
| 2538 | 2.538 | 0% | 2.538 | 756 | 1853 | 63.68 | 508 | 0 | 248 | 1345 | 0 | 0 | 63.68 | 63.68
831 | 3140.4 |  |  |  | 998 | [8 empty] | 81.07
| 3 | 0.003 | 10% | 0.0033 | 1 | 2 | 0.08 | 1 | 0 | 0 | 1 | 0 | 0 | 0.08 | 0.08
| 100 | 0.1 | 10% | 0.11 | 37 | 80 | 2.76 | 22 | 0 | 15 | 58 | 0 | 0 | 2.76 | 2.76
832 | 103 |  |  |  |  | 82 | [8 empty] | 2.84
833 | 35 | 0.035 | 0% | 0.035 | 12 | 26 | 0.88 | 7 | 0 | 5 | 19 | 0 | 0 | 0.88 | 0.88
DEMAND & ENERGY CALCULATION ONLY FOR 900 SERIES RATE CODES
|  | Demand | Ballast | Demand | Energy per Month |  | Demand | 1st Block | 1st Block | All Addional Energy |  | All Add. Energy Charge |  | Total Monthly Charge
Rate Code | Wattage | in KW | % | incl. Ballast | Photocell | Continuous | Charge | Energy | Energy Chg. | Photocell | Continuous | Photocell | Continuous | Photocell | Continuous
901 | 2800 | 2.8 | 0% | 2.8 | 933 | 2044 | 70.26 | 560 | 0 | 373 | 1484 | 0 | 0 | 70.26 | 70.26
902 | 192 | 0.192 | 0% | 0.192 | 64 | 140 | 4.82 | 38 | 0 | 26 | 102 | 0 | 0 | 4.82 | 4.82
903 | 175 | 0.175 | 0% | 0.175 | 58 | 128 | 4.39 | 35 | 0 | 23 | 93 | 0 | 0 | 4.39 | 4.39
904 | 250 | 0.25 | 0% | 0.25 | 83 | 183 | 6.27 | 50 | 0 | 33 | 133 | 0 | 0 | 6.27 | 6.27
905 | 885 | 0.885 | 0% | 0.885 | 295 | 646 | 22.21 | 177 | 0 | 118 | 469 | 0 | 0 | 22.21 | 22.21
906 | 768 | 0.768 | 0% | 0.768 | 140 | 561 | 19.27 | 140 | 0 | 0 | 421 | 0 | 0 | 19.27 | 19.27
907 | 885 | 0.885 | 0% | 0.885 | 295 | 646 | 22.21 | 177 | 0 | 118 | 469 | 0 | 0 | 22.21 | 22.21
908 | 800 | 0.8 | 0% | 0.8 | 267 | 584 | 20.07 | 160 | 0 | 107 | 424 | 0 | 0 | 20.07 | 20.07
909 | 420 | 0.42 | 0% | 0.42 | 13 | 307 | 10.54 | 13 | 0 | 0 | 294 | 0 | 0 | 10.54 | 10.54
910 | 660 | 0.66 | 0% | 0.66 | 220 | 482 | 16.56 | 132 | 0 | 88 | 350 | 0 | 0 | 16.56 | 16.56
911 | 75 | 0.075 | 0% | 0.075 | 25 | 55 | 1.88 | 15 | 0 | 10 | 40 | 0 | 0 | 1.88 | 1.88
912 | 400 | 0.4 | 0% | 0.4 | 133 | 292 | 10.04 | 80 | 0 | 53 | 212 | 0 | 0 | 8.4884 | 10.04
913 | 33800 | 33.8 | 0% | 33.8 | 11267 | 24674 | 848.13 | 6760 | 0 | 4507 | 17914 | 0 | 0 | 848.13 | 848.13
914 | 40 | 0.04 | 20% | 0.048 | 16 | 35 | 1.2 | 10 | 0 | 6 | 25 | 0 | 0 | 1.2 | 1.2
915 | 40 | 0.04 | 20% | 0.048 | 16 | 35 | 1.2 | 10 | 0 | 6 | 25 | 0 | 0 | 1.2 | 1.2
916 | 215 | 0.215 | 0% | 0.215 | 72 | 157 | 5.39 | 43 | 0 | 29 | 114 | 0 | 0 | 5.39 | 5.39
917 | 110 | 0.11 | 18.2% | 0.13002 | 23 | 95 | 3.26 | 23 | 0 | 0 | 72 | 0 | 0 | 3.26 | 3.26
918 | 80 | 0.08 | 12.5% | 0.09 | 30 | 66 | 2.26 | 18 | 0 | 12 | 48 | 0 | 0 | 2.26 | 2.26
919 | 110 | 0.11 | 18% | 0.1298 | 43 | 95 | 3.26 | 26 | 0 | 17 | 69 | 0 | 0 | 3.26 | 3.26
920 | 360 | 0.36 | 0% | 0.36 | 88 | 263 | 9.03 | 72 | 0 | 16 | 191 | 0 | 0 | 9.03 | 9.03
921 | 4582 | 4.582 | 0% | 4.582 | 830 | 3345 | 114.97 | 830 | 0 | 0 | 2515 | 0 | 0 | 114.97 | 114.97
922 | 150 | 0.15 | 16% | 0.174 | 58 | 127 | 4.37 | 35 | 0 | 23 | 92 | 0 | 0 | 4.37 | 4.37
923 | 3510 | 3.51 | 0% | 3.51 | 1170 | 2562 | 88.07 | 702 | 0 | 468 | 1860 | 0 | 0 | 88.07 | 88.07
924 | 205 | 0.205 | 15.6% | 0.23698 | 79 | 173 | 5.95 | 47 | 0 | 32 | 126 | 0 | 0 | 5.95 | 5.95
925 | 2040 | 2.04 | 0% | 2.04 | 680 | 1489 | 51.19 | 408 | 0 | 272 | 1081 | 0 | 0 | 51.19 | 51.19
926 | 330 | 0.33 | 15.45% | 0.38099 | 127 | 278 | 9.56 | 76 | 0 | 51 | 202 | 0 | 0 | 9.56 | 9.56
927 | 2190 | 2.19 | 0% | 2.19 | 730 | 1599 | 54.95 | 438 | 0 | 292 | 1161 | 0 | 0 | 54.95 | 54.95
928 | 2850 | 2.85 | 0% | 2.85 | 950 | 2081 | 71.51 | 570 | 0 | 380 | 1511 | 0 | 0 | 71.51 | 71.51
929 | 550 | 0.55 | 0% | 0.55 | 183 | 402 | 13.8 | 110 | 0 | 73 | 292 | 0 | 0 | 13.8 | 13.8
930 | 70 | 0.07 | 25% | 0.0875 | 29 | 64 | 2.2 | 18 | 0 | 11 | 46 | 0 | 0 | 2.2 | 2.2
931 | 132 | 0.132 | 10% | 0.1452 | 53 | 106 | 3.64 | 29 | 0 | 24 | 77 | 0 | 0 | 3.64 | 3.64
932 | 180 | 0.18 | 15% | 0.207 | 69 | 151 | 5.19 | 41 | 0 | 28 | 110 | 0 | 0 | 5.19 | 5.19
933 | 1000 | 1 | 0% | 1 | 333 | 730 | 25.09 | 200 | 0 | 133 | 530 | 0 | 0 | 25.09 | 25.09
934 | 55 | 0.055 | 40% | 0.077 | 26 | 56 | 1.93 | 15 | 0 | 11 | 41 | 0 | 0 | 1.93 | 1.93
935 | 1000 | 1 | 10% | 1.1 | 367 | 803 | 27.6 | 220 | 0 | 147 | 583 | 0 | 0 | 27.6 | 27.6
936 | 125 |  | 0% | 0 | 0 | 0 | 0 | 0 | 0 | 0 | 0 | 0 | 0 | 9.8765 | 0
937 | 528 | 0.528 | 0% | 0.528 | 176 | 385 | 13.25 | 106 | 0 | 70 | 279 | 0 | 0 | 13.25 | 13.25
938 | 360 | 0.36 | 0% | 0.36 | 120 | 263 | 9.03 | 72 | 0 | 48 | 191 | 0 | 0 | 9.03 | 9.03
939 | 150 | 0.15 | 0% | 0.15 | 50 | 110 | 3.76 | 30 | 0 | 20 | 80 | 0 | 0 | 3.76 | 3.76
940 | 675 | 0.675 | 0% | 0.675 | 225 | 493 | 16.94 | 135 | 0 | 90 | 358 | 0 | 0 | 16.94 | 16.94
941 | 7440 | 7.44 | 0% | 7.44 | 2480 | 5431 | 186.69 | 1488 | 0 | 992 | 3943 | 0 | 0 | 186.69 | 186.69
942 | 2200 | 2.2 | 0% | 2.2 | 733 | 1606 | 55.2 | 440 | 0 | 293 | 1166 | 0 | 0 | 55.2 | 55.2
943 | 1290 | 1.29 | 0% | 1.29 | 430 | 942 | 32.37 | 258 | 0 | 172 | 684 | 0 | 0 | 32.37 | 32.37
944 | 200 | 0.2 | 0% | 0.2 | 67 | 146 | 5.02 | 40 | 0 | 27 | 106 | 0 | 0 | 5.02 | 5.02
945 | 1380 | 1.38 | 0% | 1.38 | 2 | 1007 | 34.63 | 2 | 0 | 0 | 1005 | 0 | 0 | 34.63 | 34.63
946 | 1800 | 1.8 | 10% | 1.98 | 660 | 1445 | 49.68 | 396 | 0 | 264 | 1049 | 0 | 0 | 49.68 | 49.68
947 | 300 | 0.3 | 0% | 0.3 | 4 | 219 | 7.53 | 4 | 0 | 0 | 215 | 0 | 0 | 7.53 | 7.53
948 | 1344 | 1.344 | 0% | 1.344 | 448 | 981 | 33.72 | 269 | 0 | 179 | 712 | 0 | 0 | 33.72 | 33.72
949 | 75 | 0.075 | 0% | 0.075 | 25 | 55 | 1.88 | 15 | 0 | 10 | 40 | 0 | 0 | 1.88 | 1.88
950 | 1440 | 1.44 | 0% | 1.44 | 480 | 1051 | 36.13 | 288 | 0 | 192 | 763 | 0 | 0 | 36.13 | 36.13
951 | 2000 | 2 | 0% | 2 | 667 | 1460 | 50.19 | 400 | 0 | 267 | 1060 | 0 | 0 | 50.19 | 50.19
952 | 1119 | 1.119 | 0% | 1.119 | 0 | 0 | 28.08 | 0 | 0 | 0 | 0 | 0 | 0 | 28.08 | 28.08
953 | 1548 | 1.548 | 0% | 1.548 | 516 | 1130 | 38.84 | 310 | 0 | 206 | 820 | 0 | 0 | 38.84 | 38.84
954 | 175 |  | 0% | 0 | 0 | 0 | 0 | 0 | 0 | 0 | 0 | 0 | 0 | 8.1301 | 0
955 | 100 |  | 0% | 0 | 0 | 0 | 0 | 0 | 0 | 0 | 0 | 0 | 0 | 8.2048 | 0
956 | 250 | 0.25 | 0% | 0.25 | 83 | 183 | 6.27 | 50 | 0 | 33 | 133 | 0 | 0 | 6.27 | 6.27
957 | 90 | 0.09 | 10% | 0.099 | 33 | 72 | 2.48 | 20 | 0 | 13 | 52 | 0 | 0 | 2.48 | 2.48
958 | 850 | 0.85 | 0% | 0.85 | 283 | 621 | 21.33 | 170 | 0 | 113 | 451 | 0 | 0 | 21.33 | 21.33
959 | 980 | 0.98 | 0% | 0.98 | 327 | 715 | 24.59 | 196 | 0 | 131 | 519 | 0 | 0 | 24.59 | 24.59
960 | 2400 | 2.4 | 0% | 2.4 | 800 | 1752 | 60.22 | 480 | 0 | 320 | 1272 | 0 | 0 | 60.22 | 60.22
961 | 5 | 0.005 | 0% | 0.005 | 2 | 4 | 0.13 | 1 | 0 | 1 | 3 | 0 | 0 | 0.13 | 0.13
962 | 100 | 0.1 | 0% | 0.1 | 0 | 73 | 2.51 | 0 | 0 | 0 | 73 | 0 | 0 | 2.51 | 2.51
963 | 249 | 0.249 | 0% | 0.249 | 1 | 182 | 6.25 | 1 | 0 | 0 | 181 | 0 | 0 | 6.25 | 6.25
964 | 319 | 0.319 | 10% | 0.3509 | 117 | 256 | 8.8 | 70 | 0 | 47 | 186 | 0 | 0 | 8.8 | 8.8
965 | 2420 | 2.42 | 0% | 2.42 | 807 | 1767 | 60.72 | 484 | 0 | 323 | 1283 | 0 | 0 | 60.72 | 60.72
966 | 6500 | 6.5 | 0% | 6.5 | 845 | 4745 | 163.1 | 845 | 0 | 0 | 3900 | 0 | 0 | 163.1 | 163.1
967 | 2500 | 2.5 | 0% | 2.5 | 833 | 1320 | 62.73 | 500 | 0 | 333 | 820 | 0 | 0 | 62.73 | 62.73
968 | 473 | 0.473 | 0% | 0.473 | 158 | 345 | 11.87 | 95 | 0 | 63 | 250 | 0 | 0 | 11.87 | 11.87
969 | 1488 | 1.488 | 0% | 1.488 | 496 | 1086 | 37.34 | 298 | 0 | 198 | 788 | 0 | 0 | 37.34 | 37.34
970 | 3200 | 3.2 | 0% | 3.2 | 1067 | 2336 | 80.3 | 640 | 0 | 427 | 1696 | 0 | 0 | 80.3 | 80.3
971 | 49 | 0.049 | 0% | 0.049 | 16 | 36 | 1.23 | 10 | 0 | 6 | 26 | 0 | 0 | 1.23 | 1.23
972 | 25 | 0.025 | 0% | 0.025 | 8 | 18 | 0.63 | 5 | 0 | 3 | 13 | 0 | 0 | 0.63 | 0.63
973 | 180 | 0.18 | 10% | 0.198 | 66 | 145 | 4.97 | 40 | 0 | 26 | 105 | 0 | 0 | 4.97 | 4.97
974 | 700 | 0.7 | 9.5% | 0.7665 | 256 | 560 | 19.23 | 153 | 0 | 103 | 407 | 0 | 0 | 19.23 | 19.23
975 | 324 | 0.324 | 0% | 0.324 | 108 | 237 | 8.13 | 65 | 0 | 43 | 172 | 0 | 0 | 8.13 | 8.13
976 | 300 | 0.3 | 0% | 0.3 | 46 | 219 | 7.53 | 46 | 0 | 0 | 173 | 0 | 0 | 7.53 | 7.53
977 | 50 | 0.05 | 0% | 0.05 | 17 | 37 | 1.25 | 10 | 0 | 7 | 27 | 0 | 0 | 1.25 | 1.25
978 | 648 | 0.648 | 0% | 0.648 | 126 | 473 | 16.26 | 126 | 0 | 0 | 347 | 0 | 0 | 16.26 | 16.26
979 | 1100 | 1.1 | 0% | 1.1 | 367 | 803 | 27.6 | 220 | 0 | 147 | 583 | 0 | 0 | 27.6 | 27.6
980 | 2148 | 2.148 | 0% | 2.148 | 716 | 1568 | 53.9 | 430 | 0 | 286 | 1138 | 0 | 0 | 53.9 | 53.9
981 | 216 | 0.216 | 0% | 0.216 | 72 | 158 | 5.42 | 43 | 0 | 29 | 115 | 0 | 0 | 5.42 | 5.42
982 | 400 | 0.4 | 0% | 0.4 | 85 | 292 | 10.04 | 80 | 0 | 5 | 212 | 0 | 0 | 10.04 | 10.04
983 | 420 | 0.42 | 0% | 0.42 | 140 | 307 | 10.54 | 84 | 0 | 56 | 223 | 0 | 0 | 10.54 | 10.54
984 | 746 | 0.746 | 0% | 0.746 | 42 | 545 | 18.72 | 42 | 0 | 0 | 503 | 0 | 0 | 18.72 | 18.72
985 | 1200 | 1.2 | 0% | 1.2 | 400 | 876 | 30.11 | 240 | 0 | 160 | 636 | 0 | 0 | 30.11 | 30.11
986 | 2300 | 2.3 | 0% | 2.3 | 10 | 1679 | 57.71 | 10 | 0 | 0 | 1669 | 0 | 0 | 57.71 | 57.71
987 | 1990 | 1.99 | 0% | 1.99 | 663 | 1453 | 49.93 | 398 | 0 | 265 | 1055 | 0 | 0 | 49.93 | 49.93
988 | 160 | 0.16 | 10% | 0.176 | 27 | 128 | 4.42 | 27 | 0 | 0 | 101 | 0 | 0 | 4.42 | 4.42
989 | 624 | 0.624 | 0% | 0.624 | 208 | 456 | 15.66 | 125 | 0 | 83 | 331 | 0 | 0 | 15.66 | 15.66
990 | 745 | 0.745 | 0% | 0.745 | 218 | 544 | 18.69 | 149 | 0 | 69 | 395 | 0 | 0 | 18.69 | 18.69
991 | 5000 | 5 | 0% | 5 | 1667 | 3650 | 125.46 | 1000 | 0 | 667 | 2650 | 0 | 0 | 125.46 | 125.46
992 | 100 | 0.1 | 0% | 0.1 | 33 | 73 | 2.51 | 20 | 0 | 13 | 53 | 0 | 0 | 2.51 | 2.51
993 | 200 | 0.2 | 0% | 0.2 | 40 | 146 | 5.02 | 40 | 0 | 0 | 106 | 0 | 0 | 5.02 | 5.02
994 | 1650 | 1.65 | 0% | 1.65 | 550 | 1205 | 41.4 | 330 | 0 | 220 | 875 | 0 | 0 | 41.4 | 41.4
995 | 336 | 0.336 | 0% | 0.336 | 112 | 245 | 8.43 | 67 | 0 | 45 | 178 | 0 | 0 | 8.43 | 8.43
996 | 336 | 0.336 | 0% | 0.336 | 112 | 245 | 8.43 | 67 | 0 | 45 | 178 | 0 | 0 | 8.43 | 8.43
997 | 500 | 0.5 | 0% | 0.5 | 167 | 365 | 12.55 | 100 | 0 | 67 | 265 | 0 | 0 | 12.55 | 12.55
998 | 764 | 0.764 | 17.25% | 0.89579 | 299 | 654 | 22.48 | 179 | 0 | 120 | 475 | 0 | 0 | 22.48 | 22.48
999 | 144 | 0.144 | 0% | 0.144 | 48 | 105 | 3.61 | 29 | 0 | 19 | 76 | 0 | 0 | 3.61 | 3.61
1000 | 86 | 0.086 | 36% | 0.11696 | 39 | 85 | 2.93 | 23 | 0 | 16 | 62 | 0 | 0 | 2.93 | 2.93
1001 | 720 | 0.72 | 25% | 0.9 | 300 | 657 | 22.58 | 180 | 0 | 120 | 477 | 0 | 0 | 22.58 | 22.58
1002 | 11104 | 11.104 | 10% | 12.2144 | 4087 | 8917 | 306.49 | 2443 | 0 | 1644 | 6474 | 0 | 0 | 306.49 | 306.49
1003 | 825 | 0.825 | 20% | 0.99 | 330 | 723 | 24.84 | 198 | 0 | 132 | 525 | 0 | 0 | 24.84 | 24.84
1004 | 720 | 0.72 | 10% | 0.792 | 264 | 578 | 19.87 | 158 | 0 | 106 | 420 | 0 | 0 | 19.87 | 19.87
1005 | 680 | 0.68 | 10% | 0.748 | 249 | 546 | 18.77 | 150 | 0 | 99 | 396 | 0 | 0 | 18.77 | 18.77
1006 | 700 | 0.7 | 9.9% | 0.7693 | 256 | 562 | 19.3 | 154 | 0 | 102 | 408 | 0 | 0 | 19.3 | 19.3
1007 | 690 | 0.69 | 13.19% | 0.78101 | 260 | 570 | 19.6 | 156 | 0 | 104 | 414 | 0 | 0 | 19.6 | 19.6
1008 | 550 | 0.55 | 10% | 0.605 | 3 | 442 | 15.18 | 3 | 0 | 0 | 439 | 0 | 0 | 15.18 | 15.18
1009 | 200 | 0.2 | 10% | 0.22 | 73 | 161 | 5.52 | 44 | 0 | 29 | 117 | 0 | 0 | 5.52 | 5.52
1010 | 603 | 0.603 | 15% | 0.69345 | 253 | 380 | 17.4 | 139 | 0 | 114 | 241 | 0 | 0 | 17.4 | 17.4
1011 | 35 | 0.035 | 0% | 0.035 | 12 | 26 | 0.88 | 7 | 0 | 5 | 19 | 0 | 0 | 0.88 | 0.88
1012 | 408 | 0.408 | 10% | 0.4488 | 150 | 328 | 11.26 | 90 | 0 | 60 | 238 | 0 | 0 | 11.26 | 11.26
1013 | 395 | 0.395 | 10% | 0.4345 | 145 | 317 | 10.9 | 87 | 0 | 58 | 230 | 0 | 0 | 10.9 | 10.9
1014 | 180 | 0.18 | 10% | 0.198 | 66 | 145 | 4.97 | 40 | 0 | 26 | 105 | 0 | 0 | 4.97 | 4.97
1015 | 5844 | 5.844 | 28.6% | 7.5154 | 2505 | 5486 | 188.58 | 1503 | 0 | 1002 | 3983 | 0 | 0 | 188.58 | 188.58
1016 | 875 | 0.875 | 28.5% | 1.1244 | 375 | 821 | 28.21 | 225 | 0 | 150 | 596 | 0 | 0 | 28.21 | 28.21
1017 | 100 | 0.1 | 10% | 0.11 | 37 | 80 | 2.76 | 22 | 0 | 15 | 58 | 0 | 0 | 2.76 | 2.76
1018 | 300 | 0.3 | 10% | 0.33 | 120 | 241 | 8.28 | 66 | 0 | 54 | 175 | 0 | 0 | 8.28 | 8.28
1019 | 228 | 0.228 | 10% | 0.2508 | 84 | 183 | 6.29 | 50 | 0 | 34 | 133 | 0 | 0 | 6.29 | 6.29
1020 | 320 | 0.32 | 10% | 0.352 | 117 | 257 | 8.83 | 70 | 0 | 47 | 187 | 0 | 0 | 8.83 | 8.83
1021 | 1955 | 1.955 | 0% | 1.955 | 652 | 1427 | 49.06 | 391 | 0 | 261 | 1036 | 0 | 0 | 49.06 | 49.06
1022 | 75 | 0.075 | 20% | 0.09 | 30 | 66 | 2.26 | 18 | 0 | 12 | 48 | 0 | 0 | 2.26 | 2.26
1023 | 1640 | 1.64 | 0% | 1.64 | 546 | 1197 | 41.15 | 328 | 0 | 218 | 869 | 0 | 0 | 41.15 | 41.15
1024 | 390 | 0.39 | 10% | 0.429 | 143 | 313 | 10.76 | 86 | 0 | 57 | 227 | 0 | 0 | 10.76 | 10.76
1025 | 300 | 0.3 | 10% | 0.33 | 110 | 241 | 8.28 | 66 | 0 | 44 | 175 | 0 | 0 | 8.28 | 8.28
1026 | 440 | 0.44 | 10% | 0.484 | 161 | 353 | 12.14 | 97 | 0 | 64 | 256 | 0 | 0 | 12.14 | 12.14
1027 | 210 | 0.21 | 10% | 0.231 | 42 | 169 | 5.8 | 42 | 0 | 0 | 127 | 0 | 0 | 5.8 | 5.8
1028 | 840 | 0.84 | 10% | 0.924 | 308 | 675 | 23.19 | 185 | 0 | 123 | 490 | 0 | 0 | 23.19 | 23.19
1029 | 80 | 0.08 | 10% | 0.088 | 16 | 64 | 2.21 | 16 | 0 | 0 | 48 | 0 | 0 | 2.21 | 2.21
1030 | 1032 | 1.032 | 10% | 1.1352 | 378 | 829 | 28.49 | 227 | 0 | 151 | 602 | 0 | 0 | 28.49 | 28.49
1031 | 516 | 0.516 | 10% | 0.5676 | 189 | 414 | 14.24 | 114 | 0 | 75 | 300 | 0 | 0 | 14.24 | 14.24
1032 | 216 | 0.216 | 10% | 0.2376 | 79 | 173 | 5.96 | 48 | 0 | 31 | 125 | 0 | 0 | 5.96 | 5.96
1033 | 375 | 0.375 | 10% | 0.4125 | 138 | 301 | 10.35 | 83 | 0 | 55 | 218 | 0 | 0 | 10.35 | 10.35
1034 | 560 | 0.56 | 10% | 0.616 | 205 | 450 | 15.46 | 123 | 0 | 82 | 327 | 0 | 0 | 15.46 | 15.46
1035 | 350 | 0.35 | 0% | 0.35 | 128 | 256 | 8.78 | 70 | 0 | 58 | 186 | 0 | 0 | 8.78 | 8.78
1036 | 300 | 0.3 | 14.67% | 0.34401 | 115 | 251 | 8.63 | 69 | 0 | 46 | 182 | 0 | 0 | 8.63 | 8.63
1037 | 585 | 0.585 | 33.33% | 0.77998 | 260 | 569 | 19.57 | 156 | 0 | 104 | 413 | 0 | 0 | 19.57 | 19.57
1038 | 360 | 0.36 | 11.11% | 0.4 | 133 | 292 | 10.04 | 80 | 0 | 53 | 212 | 0 | 0 | 10.04 | 10.04
1039 | 672 | 0.672 | 19.05% | 0.80002 | 267 | 584 | 20.07 | 160 | 0 | 107 | 424 | 0 | 0 | 20.07 | 20.07
1040 | 140 | 0.14 | 20% | 0.168 | 56 | 123 | 4.22 | 34 | 0 | 22 | 89 | 0 | 0 | 4.22 | 4.22
1041 | 570 | 0.57 | 10% | 0.627 | 209 | 458 | 15.73 | 125 | 0 | 84 | 333 | 0 | 0 | 15.73 | 15.73
1042 | 1320 | 1.32 | 4.7% | 1.382 | 461 | 1009 | 34.68 | 276 | 0 | 185 | 733 | 0 | 0 | 34.68 | 34.68
1043 | 1300 | 1.3 | 35.17% | 1.7572 | 586 | 1283 | 44.09 | 351 | 0 | 235 | 932 | 0 | 0 | 44.09 | 44.09
1044 | 340 | 0.34 | 8.82% | 0.36999 | 123 | 270 | 9.28 | 74 | 0 | 49 | 196 | 0 | 0 | 9.28 | 9.28
1045 | 720 | 0.72 | 14.44% | 0.82397 | 275 | 601 | 20.68 | 165 | 0 | 110 | 436 | 0 | 0 | 20.68 | 20.68
1046 | 360 | 0.36 | 14.44% | 0.41198 | 137 | 301 | 10.34 | 82 | 0 | 55 | 219 | 0 | 0 | 10.34 | 10.34
1047 |  | 0 | 0% | 0 | 0 | 0 | 0 | 0 | 0 | 0 | 0 | 0 | 0 | 17.9378 | 0
1048 | 320 | 0.32 | 11.5% | 0.3568 | 119 | 260 | 8.95 | 71 | 0 | 48 | 189 | 0 | 0 | 8.95 | 8.95
1049 | 150 | 0.15 | 20% | 0.18 | 60 | 131 | 4.52 | 36 | 0 | 24 | 95 | 0 | 0 | 4.52 | 4.52
1050 | 400 | 0.4 | 10% | 0.44 | 147 | 321 | 11.04 | 88 | 0 | 59 | 233 | 0 | 0 | 11.04 | 11.04
| 380 | 0.38 | 21.58% | 0.462 | 154 | 337 | 11.59 | 92 | 0 | 62 | 245 | 0 | 0 | 11.59 | 11.59
| 510 | 0.51 | 17.65% | 0.60001 | 200 | 438 | 15.06 | 120 | 0 | 80 | 318 | 0 | 0 | 15.06 | 15.06
| 145 | 0.145 | 19.31% | 0.173 | 58 | 126 | 4.34 | 35 | 0 | 23 | 91 | 0 | 0 | 4.34 | 4.34
| 400 | 0.4 | 21.75% | 0.487 | 162 | 356 | 12.22 | 97 | 0 | 65 | 259 | 0 | 0 | 12.22 | 12.22
1051 | 1435 |  |  |  | 574 | [8 empty] | 43.21
1052 | 180 | 0.18 | 21.67% | 0.21901 | 73 | 160 | 5.5 | 44 | 0 | 29 | 116 | 0 | 0 | 5.5 | 5.5
| 3960 | 3.96 | 14.55% | 4.5362 | 1512 | 3311 | 113.82 | 907 | 0 | 605 | 2404 | 0 | 0 | 113.82 | 113.82
| 765 | 0.765 | 20% | 0.918 | 306 | 670 | 23.03 | 184 | 0 | 122 | 486 | 0 | 0 | 23.03 | 23.03
1054 | 4725 |  |  |  | 1818 | [8 empty] | 136.85
1055 | 90 | 0.09 | 0% | 0.09 | 30 | 66 | 2.26 | 18 | 0 | 12 | 48 | 0 | 0 | 2.26 | 2.26
1056 | 4608 | 4.608 | 0% | 4.608 | 1536 | 3364 | 115.63 | 922 | 0 | 614 | 2442 | 0 | 0 | 115.63 | 115.63
1057 | 1260 | 1.26 | 3.8% | 1.3079 | 436 | 955 | 32.82 | 262 | 0 | 174 | 693 | 0 | 0 | 32.82 | 32.82
1058 | 3432 | 3.432 | 0% | 3.432 | 1144 | 2505 | 86.12 | 686 | 0 | 458 | 1819 | 0 | 0 | 86.12 | 86.12
1059 | 660 | 0.66 | 14.55% | 0.75603 | 252 | 552 | 18.97 | 151 | 0 | 101 | 401 | 0 | 0 | 18.97 | 18.97
1060 | 320 | 0.32 | 16.25% | 0.372 | 124 | 272 | 9.33 | 74 | 0 | 50 | 198 | 0 | 0 | 9.33 | 9.33
1061 | 950 | 0.95 | 21.58% | 1.155 | 385 | 843 | 28.98 | 231 | 0 | 154 | 612 | 0 | 0 | 28.98 | 28.98
1062 | 228 | 0.228 | 30% | 0.2964 | 99 | 216 | 7.44 | 59 | 0 | 40 | 157 | 0 | 0 | 7.44 | 7.44
1063 | 510 | 0.51 | 17.65% | 0.60001 | 200 | 438 | 15.06 | 120 | 0 | 80 | 318 | 0 | 0 | 15.06 | 15.06
1064 | 40 | 0.04 | 0% | 0.04 | 13 | 29 | 1 | 8 | 0 | 5 | 21 | 0 | 0 | 1 | 1
1065 | 440 | 0.44 | 22.73% | 0.54001 | 180 | 394 | 13.55 | 108 | 0 | 72 | 286 | 0 | 0 | 13.55 | 13.55
1066 | 550 | 0.55 | 11.64% | 0.61402 | 205 | 448 | 15.41 | 123 | 0 | 82 | 325 | 0 | 0 | 15.41 | 15.41
1067 | 200 | 0.2 | 10% | 0.22 | 73 | 161 | 5.52 | 44 | 0 | 29 | 117 | 0 | 0 | 5.52 | 5.52
1068 | 880 | 0.88 | 14.55% | 1.008 | 336 | 736 | 25.29 | 202 | 0 | 134 | 534 | 0 | 0 | 25.29 | 25.29
1069 | 5004 | 5.004 | 0% | 5.004 | 1668 | 3653 | 125.56 | 1001 | 0 | 667 | 2652 | 0 | 0 | 125.56 | 125.56
1070 | 720 | 0.72 | 10.83% | 0.79798 | 266 | 583 | 20.02 | 160 | 0 | 106 | 423 | 0 | 0 | 20.02 | 20.02
1071 | 825 | 0.825 | 23.64% | 1.02 | 340 | 745 | 25.6 | 204 | 0 | 136 | 541 | 0 | 0 | 25.6 | 25.6
1072 | 624 | 0.624 | 16.67% | 0.72802 | 243 | 531 | 18.27 | 146 | 0 | 97 | 385 | 0 | 0 | 18.27 | 18.27
| 84 | 0.084 | 0% | 0.084 | 28 | 61 | 2.11 | 17 | 0 | 11 | 44 | 0 | 0 | 2.11 | 2.11
| 350 | 0.35 | 23.43% | 0.432 | 144 | 315 | 10.84 | 86 | 0 | 58 | 229 | 0 | 0 | 10.84 | 10.84
1073 | 434 |  |  |  | 172 | [8 empty] | 12.95
1075 | 1320 | 1.32 | 9.09% | 1.44 | 480 | 1051 | 36.13 | 288 | 0 | 192 | 763 | 0 | 0 | 36.13 | 36.13
| 120 | 0.12 | 14.55% | 0.13746 | 46 | 100 | 3.45 | 27 | 0 | 19 | 73 | 0 | 0 | 3.45 | 3.45
| 300 | 0.3 | 14.55% | 0.34365 | 115 | 251 | 8.62 | 69 | 0 | 46 | 182 | 0 | 0 | 8.62 | 8.62
| 170 | 0.17 | 14.55% | 0.19474 | 65 | 142 | 4.89 | 39 | 0 | 26 | 103 | 0 | 0 | 4.89 | 4.89
1076 | 590 |  |  |  | 226 | [8 empty] | 16.96
1077 | 700 | 0.7 | 9.71% | 0.76797 | 256 | 561 | 19.27 | 154 | 0 | 102 | 407 | 0 | 0 | 19.27 | 19.27
1078 | 1870 | 1.87 | 23% | 2.3001 | 767 | 1679 | 57.72 | 460 | 0 | 307 | 1219 | 0 | 0 | 57.72 | 57.72
1079 | 600 | 0.6 | 12% | 0.672 | 224 | 491 | 16.86 | 134 | 0 | 90 | 357 | 0 | 0 | 16.86 | 16.86
1080 | 384 | 0.384 | 20.3% | 0.46195 | 154 | 337 | 11.59 | 92 | 0 | 62 | 245 | 0 | 0 | 11.59 | 11.59
| 52 | 0.052 | 10% | 0.0572 | 19 | 42 | 1.44 | 11 | 0 | 8 | 31 | 0 | 0 | 1.44 | 1.44
| 50 | 0.05 | 10% | 0.055 | 18 | 40 | 1.38 | 11 | 0 | 7 | 29 | 0 | 0 | 1.38 | 1.38
1081 | 102 |  |  |  | 37 | [8 empty] | 2.82
1082 | 1320 | 1.32 | 14.55% | 1.5121 | 504 | 1104 | 37.94 | 302 | 0 | 202 | 802 | 0 | 0 | 37.94 | 37.94
1083 | 450 | 0.45 | 10% | 0.495 | 165 | 361 | 12.42 | 99 | 0 | 66 | 262 | 0 | 0 | 12.42 | 12.42
1084 | 162 | 0.162 | 10% | 0.1782 | 59 | 130 | 4.47 | 36 | 0 | 23 | 94 | 0 | 0 | 4.47 | 4.47
1085 | 425 | 0.425 | 10% | 0.4675 | 156 | 341 | 11.73 | 94 | 0 | 62 | 247 | 0 | 0 | 11.73 | 11.73
1086 | 720 | 0.72 | 10% | 0.792 | 264 | 578 | 19.87 | 158 | 0 | 106 | 420 | 0 | 0 | 19.87 | 19.87
1087 | 1200 | 1.2 | 20% | 1.44 | 480 | 1051 | 36.13 | 288 | 0 | 192 | 763 | 0 | 0 | 36.13 | 36.13
1088 | 1800 | 1.8 | 14% | 2.052 | 684 | 1498 | 51.49 | 410 | 0 | 274 | 1088 | 0 | 0 | 51.49 | 51.49
1089 | 1800 | 1.8 | 0% | 1.8 | 600 | 1314 | 45.17 | 360 | 0 | 240 | 954 | 0 | 0 | 45.17 | 45.17
1090 | 792 | 0.792 | 0% | 0.792 | 264 | 578 | 19.87 | 158 | 0 | 106 | 420 | 0 | 0 | 19.87 | 19.87
| 800 | 0.8 | 0% | 0.8 | 267 | 584 | 20.07 | 160 | 0 | 107 | 424 | 0 | 0 | 20.07 | 20.07
| 720 | 0.72 | 0% | 0.72 | 240 | 526 | 18.07 | 144 | 0 | 96 | 382 | 0 | 0 | 18.07 | 18.07
1091 | 1520 |  |  |  |  | 793 | [8 empty] | 38.14
1092 | 2400 | 2.4 | 0% | 2.4 | 58 | 1752 | 60.22 | 58 | 0 | 0 | 1694 | 0 | 0 | 60.22 | 60.22
1093 | 120 | 0.12 | 10% | 0.132 | 44 | 96 | 3.31 | 26 | 0 | 18 | 70 | 0 | 0 | 3.31 | 3.31
1094 | 540 | 0.54 | 0% | 0.54 | 180 | 394 | 13.55 | 108 | 0 | 72 | 286 | 0 | 0 | 13.55 | 13.55
393 | 75 | 0.075 | 0% | 0.075 | 25 | 55 | 1.88 | 15 | 0 | 10 | 40 | 0 | 0 | 1.88 | 1.88
394 | 900 | 0.9 | 0% | 0.9 | 300 | 657 | 22.58 | 180 | 0 | 120 | 477 | 0 | 0 | 22.58 | 22.58
| 12 | 0.012 | 0% | 0.012 | 4 | 9 | 0.3 | 2 | 0 | 2 | 7 | 0 | 0 | 0.3 | 0.3
395 | 125 | 0.125 | 0% | 0.125 | 38 | 91 | 3.14 | 25 | 0 | 13 | 66 | 0 | 0 | 3.14 | 3.14
[5 empty] | 47 |  | 0 | 0 | 0 | 47 | 0 | 0 | 0 | 3.44 | 0
| 24 | 0.024 | 0% | 0.024 | 8 | 18 | 0.6 | 5 | 0 | 3 | 13 | 0 | 0 | 0.6 | 0.6
| 100 | 0.1 | 0% | 0.1 | 30 | 73 | 2.51 | 20 | 0 | 10 | 53 | 0 | 0 | 2.51 | 2.51
396 |  |  |  |  | 48 |  | 0 | 0 | 0 | 48 | 0 | 0 | 0 | 3.11 | 0
| 800 | 0.8 | 10% | 0.88 | 293 | 642 | 22.08 | 176 | 0 | 117 | 466 | 0 | 0 | 22.08 | 22.08
| 300 | 0.3 | 10% | 0.33 | 110 | 241 | 8.28 | 66 | 0 | 44 | 175 | 0 | 0 | 8.28 | 8.28
353 | 1100 |  |  |  | 403 |  | 0 | 0 | 0 | 403 | 0 | 0 | 0 | 30.36 | 0
| 650 | 0.65 | 0% | 0.65 | 217 | 475 | 16.31 | 130 | 0 | 87 | 345 | 0 | 0 | 16.31 | 16.31
| 160 | 0.16 | 0% | 0.16 | 65 | 117 | 4.01 | 32 | 0 | 33 | 85 | 0 | 0 | 4.01 | 4.01
387 | 810 |  |  |  |  | 540 | 0 | 0 | 0 | 0 | 540 | 0 | 0 | 0 | 20.32
| 871 | 0.871 | 0% | 0.871 | 290 | 636 | 21.86 | 174 | 0 | 116 | 462 | 0 | 0 | 21.86 | 21.86
| 160 | 0.16 | 0% | 0.16 | 64 | 117 | 4.01 | 32 | 0 | 32 | 85 | 0 | 0 | 4.01 | 4.01
378 | 1031 |  |  |  |  | 700 | 0 | 0 | 0 | 0 | 700 | 0 | 0 | 0 | 25.87
| 660 | 0.66 | 21.74% | 0.80348 | 268 | 587 | 20.16 | 161 | 0 | 107 | 426 | 0 | 0 | 20.16 | 20.16
| 60 | 0.06 | 21.74% | 0.073044 | 24 | 53 | 1.83 | 15 | 0 | 9 | 38 | 0 | 0 | 1.83 | 1.83
| 30 | 0.03 | 21.74% | 0.036522 | 12 | 27 | 0.92 | 7 | 0 | 5 | 20 | 0 | 0 | 0.92 | 0.92
1095 | 690 |  |  |  | 304 |  | 0 | 0 | 0 | 304 | 0 | 0 | 0 | 22.91 | 0
| 2090 | 2.09 | 20% | 2.508 | 836 | 1831 | 62.93 | 502 | 0 | 334 | 1329 | 0 | 0 | 62.93 | 62.93
| 75 | 0.075 | 20% | 0.09 | 30 | 66 | 2.26 | 18 | 0 | 12 | 48 | 0 | 0 | 2.26 | 2.26
1096 | 2165 |  |  |  | 866 |  | 0 | 0 | 0 | 866 | 0 | 0 | 0 | 65.19 | 0
1097 | 300 | 0.3 | 14.67% | 0.34401 | 115 | 251 | 8.63 | 69 | 0 | 46 | 182 | 0 | 0 | 8.63 | 8.63
1098 | 375 | 0.375 | 5.6% | 0.396 | 132 | 289 | 9.94 | 79 | 0 | 53 | 210 | 0 | 0 | 9.94 | 9.94
1099 | 0 | 0 | 0% | 0 | 0 | 0 | 0 | 0 | 0 | 0 | 0 | 0 | 0 | 22.1564 | 0
1100 | 500 | 0.5 | 0% | 0.5 | 100 | 365 | 12.55 | 100 | 0 | 0 | 265 | 0 | 0 | 12.55 | 12.55
1101 | 2486 | 2.486 | 0% | 2.486 | 829 | 1815 | 62.38 | 497 | 0 | 332 | 1318 | 0 | 0 | 62.38 | 62.38
1102 | 5.4 | 0.0054 | 0% | 0.0054 | 2 | 4 | 0.14 | 1 | 0 | 1 | 3 | 0 | 0 | 0.14 | 0.14
1103 | 280 | 0.28 | 0% | 0.28 | 93 | 204 | 7.03 | 56 | 0 | 37 | 148 | 0 | 0 | 22.1564 | 7.03
1104 | 1000 | 1 | 0% | 1 | 240 | 730 | 25.09 | 200 | 0 | 40 | 530 | 0 | 0 | 25.09 | 25.09
834 | 595 | 0.595 | 0% | 0.595 | 143 | 344 | 14.93 | 119 | 0 | 24 | 225 | 0 | 0 | 14.93 | 13.28
1109 | 660 | 0.66 | 12.7% | 0.74382 | 248 | 543 | 18.66 | 149 | 0 | 99 | 394 | 0 | 0 | 18.66 | 18.66
1108 | 204 | 0.204 | 16.05% | 0.23674 | 79 | 173 | 5.94 | 47 | 0 | 32 | 126 | 0 | 0 | 5.94 | 5.94
1106 | 64.97 | 5 | 12.65 | 0 | 0 | 12.65
1105 | 1547.6 | 129 | 12.65 | 0 | 0 | 12.65
1110 | 20 | 0.02 | 0% | 0.02 | 7 | 15 | 0.5 | 4 | 0 | 3 | 11 | 0 | 0 | 22.1564 | 13.89
| 1200 | 1.2 | 0% | 1.2 | 400 | 876 | 30.11 | 240 | 0 | 160 | 636 | 0 | 0 | 30.11 | 30.11
| 360 | 0.36 | 0% | 0.36 | 263 | 263 | 9.03 | 72 | 0 | 191 | 191 | 0 | 0 | 9.03 | 9.03
1111 |  |  |  |  | 663 | [8 empty] | 39.14
1112 | 660 | 0.66 | 0% | 0.66 | 220 | 482 | 16.56 | 132 | 0 | 88 | 350 | 0 | 0 | 16.56 | 16.56
1113 | 1680 | 1.68 | 12.69% | 1.8932 | 631 | 1382 | 47.51 | 379 | 0 | 252 | 1003 | 0 | 0 | 47.51 | 47.51
1114 | 700 | 0.7 | 10% | 0.77 | 257 | 562 | 19.32 | 154 | 0 | 103 | 408 | 0 | 0 | 19.32 | 19.32
| 3500 | 3.5 | 0% | 3.5 | 2555 | 2555 | 87.82 | 700 | 0 | 1855 | 1855 | 0 | 0 | 87.82 | 87.82
| 1000 | 1 | 0% | 1 | 304 | 730 | 25.09 | 200 | 0 | 104 | 530 | 0 | 0 | 25.09 | 25.09
| 500 | 0.5 | 0% | 0.5 | 213 | 365 | 12.55 | 100 | 0 | 113 | 265 | 0 | 0 | 12.55 | 12.55
1115 | 5000 |  |  |  | 517 | 1095 | [7 empty] | 37.64 | 37.64
1116 | 935 | 0.935 | 16.04% | 1.085 | 362 | 792 | 27.23 | 217 | 0 | 145 | 575 | 0 | 0 | 27.23 | 27.23
| 360 | 0.36 | 13.9% | 0.41004 | 137 | 299 | 10.29 | 82 | 0 | 55 | 217 | 0 | 0 | 10.29 | 10.29
| 70 | 0.07 | 18.6% | 0.08302 | 28 | 61 | 2.08 | 17 | 0 | 11 | 44 | 0 | 0 | 2.08 | 2.08
| 80 | 0.08 | 18.4% | 0.09472 | 32 | 69 | 2.38 | 19 | 0 | 13 | 50 | 0 | 0 | 2.38 | 2.38
| 1200 | 1.2 | 17.8% | 1.4136 | 471 | 1032 | 35.47 | 283 | 0 | 188 | 749 | 0 | 0 | 35.47 | 35.47
1117 | 1710 |  |  |  | 668 | [8 empty] | 50.22
1118 | 40 | 0.04 | 10% | 0.044 | 15 | 32 | 1.1 | 176 | 0 | 117 | 466 | 0 | 0 | 17.51 | 1.1
1119 | 3234 | 3.234 | 0% | 3.234 | 202 | 2361 | 81.15 | 202 | 0 | 0 | 2159 | 0 | 0 | 81.15 | 81.15
1120 | 120 | 0.12 | 21.67% | 0.146 | 49 | 107 | 3.66 | 29 | 0 | 20 | 78 | 0 | 0 | 3.66 | 3.66
1121 | 180 | 0.18 | 10% | 0.198 | 66 | 145 | 4.97 | 40 | 0 | 26 | 105 | 0 | 0 | 4.97 | 4.97
1122 | 82 | 0.082 | 0% | 0.082 | 27 | 60 | 2.06 | 16 | 0 | 11 | 44 | 0 | 0 | 22.1564 | 2.06
1123 | 110 | 0.11 | 0% | 0.11 | 37 | 80 | 2.76 | 22 | 0 | 15 | 58 | 0 | 0 | 2.76 | 2.76
1124 | 1200 | 1.2 | 5% | 1.26 | 420 | 920 | 31.62 | 252 | 0 | 168 | 668 | 0 | 0 | 31.62 | 31.62
1125 | 1200 | 1.2 | 21.6% | 1.4592 | 486 | 1065 | 36.62 | 292 | 0 | 194 | 773 | 0 | 0 | 36.62 | 36.62
1126 | 440.5 | 0.4405 | 21.6% | 0.53565 | 179 | 391 | 13.44 | 107 | 0 | 72 | 284 | 0 | 0 | 13.44 | 13.44
1127 | 2420 | 2.42 | 21.6% | 2.9427 | 981 | 2148 | 73.84 | 589 | 0 | 392 | 1559 | 0 | 0 | 73.84 | 73.84
1128 | 860 | 0.86 | 17.21% | 1.008 | 336 | 736 | 25.29 | 202 | 0 | 134 | 534 | 0 | 0 | 25.29 | 25.29
1129 | 4380 | 4.38 | 17.81% | 5.16 | 1720 | 3767 | 129.48 | 1032 | 0 | 688 | 2735 | 0 | 0 | 129.48 | 129.48
1130 | 1530 | 1.53 | 15% | 1.7595 | 587 | 1284 | 44.15 | 352 | 0 | 235 | 932 | 0 | 0 | 44.15 | 44.15
1131 | 425 | 0.425 | 15% | 0.48875 | 163 | 357 | 12.26 | 98 | 0 | 65 | 259 | 0 | 0 | 12.26 | 12.26
1132 | 240 | 0.24 | 10% | 0.264 | 88 | 193 | 6.62 | 53 | 0 | 35 | 140 | 0 | 0 | 6.62 | 6.62
1133 | 1890 | 1.89 | 10% | 2.079 | 693 | 1518 | 52.17 | 416 | 0 | 277 | 1102 | 0 | 0 | 52.17 | 52.17
1134 | 84 | 0.084 | 10% | 0.0924 | 31 | 67 | 2.32 | 18 | 0 | 13 | 49 | 0 | 0 | 2.32 | 22.1564
1135 | 420 | 0.42 | 10% | 0.462 | 98 | 337 | 11.59 | 92 | 0 | 6 | 245 | 0 | 0 | 11.59 | 11.59
| 1242 | 1.242 | 0% | 1.242 | 18 |  | 31.16 | 18 | 0 | 0 | -18 | 0 | 0 | 31.16 | 31.16
| 120 | 0.12 | 0% | 0.12 | 88 |  | 3.01 | 24 | 0 | 64 | -24 | 0 | 0 | 3.01 | 3.01
1136 | 1362 |  |  |  | 106 |  | 0 |  | 0 |  |  |  |  | 34.17 | 34.17
1137 | 17 | 0.017 | 0% | 0.017 | 12 | 12 | 0.43 | 3 | 0 | 9 | 9 | 0 | 0 | 0.43 | 0.43
1138 | 2316 | 2.316 | 10% | 2.5476 | 849 | 1860 | 63.93 | 510 | 0 | 339 | 1350 | 0 | 0 | 63.93 | 63.93
1139 | 1440 | 1.44 | 0% | 1.44 | 1051 | 1051 | 36.13 | 288 | 0 | 763 | 763 | 0 | 0 | 36.13 | 36.13
| 1920 | 1.92 | 10% | 2.112 | 1028 | 1542 | 53 | 422 | 0 | 606 | 1120 | 0 | 0 | 53 | 53
| 120 | 0.12 | 10% | 0.132 | 64 | 96 | 3.31 | 26 | 0 | 38 | 70 | 0 | 0 | 3.31 | 3.31
1140 | 2040 |  |  |  | 1092 | [8 empty] | 56.31
1141 | 2090 | 2.09 | 20.57% | 2.52 | 840 | 1840 | 63.23 | 504 | 0 | 336 | 1336 | 0 | 0 | 63.23 | 63.23
1142 | 2316 | 2.316 | 0% | 2.316 | 1691 | 1691 | 58.11 | 463 | 0 | 1228 | 1228 | 0 | 0 | 58.11 | 58.11
| 25 | 0.025 | 0% | 0.025 | 18 | 18 | 0.63 | 5 | 0 | 13 | 13 | 0 | 0 | 0 | 0.63
| 75 | 0.075 | 0% | 0.075 | 41 | 55 | 1.88 | 15 | 0 | 26 | 40 | 0 | 0
1143 |  |  |  |  | 59 | [7 empty] | 0
1144 | 82 | 0.082 | 0% | 0.082 | 27 | 60 | 2.06 | 16 | 0 | 11 | 44 | 0 | 0 | 2.06 | 2.06
1145 | 230 | 0.23 | 0% | 0.23 | 77 | 168 | 5.77 | 46 | 0 | 31 | 122 | 0 | 0 | 5.77 | 5.77
1146 | 280 | 0.28 | 0% | 0.28 | 93 | 204 | 7.03 | 56 | 0 | 37 | 148 | 0 | 0 | 7.03 | 5.24
1147 | 450 | 0.45 | 5% | 0.4725 | 158 | 345 | 11.86 | 95 | 0 | 63 | 250 | 0 | 0 | 11.86 | 11.86
1148 | 800 | 0.8 | 5% | 0.84 | 280 | 613 | 21.08 | 168 | 0 | 112 | 445 | 0 | 0 | 21.08 | 21.08
1149 | 129 | 0.129 | 0% | 0.129 | 43 | 94 | 3.24 | 26 | 0 | 17 | 68 | 0 | 0 | 3.24 | 3.24
| 120 | 0.12 | 25% | 0.15 | 50 | 110 | 3.76 | 30 | 0 | 20 | 80 | 0 | 0 | 3.76 | 3.76
| 80 | 0.08 | 30% | 0.104 | 35 | 76 | 2.61 | 21 | 0 | 14 | 55 | 0 | 0 | 2.61 | 2.61
1150 | 200 |  |  |  | 85 | [8 empty] | 22.1564
1151 | 2400 | 2.4 | 5% | 2.52 | 840 | 1840 | 63.23 | 504 | 0 | 336 | 1336 | 0 | 0 | 63.23 | 63.23
1152 | 2000 | 2 | 22% | 2.44 | 813 | 1781 | 61.23 | 488 | 0 | 325 | 1293 | 0 | 0 | 61.23 | 61.23
| 455 | 0.455 | 17.65% | 0.53531 | 178 | 391 | 13.43 | 107 | 0 | 71 | 284 | 0 | 0 | 13.43 | 13.43
| 250 | 0.25 | 11.75% | 0.27937 | 93 | 204 | 7.01 | 56 | 0 | 37 | 148 | 0 | 0 | 7.01 | 7.01
1153 | 705 |  |  |  | 271 | [8 empty] | 20.44
|  |  |  | 1st Block | Additional
| Annual | Monthly | Customer | Energy | Energy | Monthly | Annual
Rate Code | Energy | Energy | Charge | Charge | Charge | Charge | Charge
1154 | 3650 | 304 | 22.1564 | 0 | 0 | 22.1564 | 265.8772
1155 | 84 | 0.084 | 5% | 0.0882 | 5 | 64 | 2.21 | 5 | 0 | 0 | 59 | 0 | 0 | 2.21 | 2.21
1156 | 1000 | 1 | 12.75% | 1.1275 | 376 | 823 | 28.29 | 226 | 0 | 150 | 597 | 0 | 0 | 28.29 | 28.29
1157 | 60 | 0.06 | 13% | 0.0678 | 23 | 49 | 1.7 | 14 | 0 | 9 | 35 | 0 | 0 | 1.7 | 1.7
| 350 | 0.35 | 14.3% | 0.40005 | 133 | 292 | 10.04 | 80 | 0 | 53 | 212 | 0 | 0 | 10.04 | 10.04
| 46 | 0.046 | 0% | 0.046 | 15 | 34 | 1.15 | 9 | 0 | 6 | 25 | 0 | 0 | 1.15 | 1.15
1158 | 396 |  |  |  | 148 | [8 empty] | 11.19
1159 | 1200 | 1.2 | 10% | 1.32 | 120 | 964 | 33.12 | 120 | 0 | 0 | 844 | 0 | 0 | 33.12 | 33.12
1160 | 450 | 0.45 | 0% | 0.45 | 150 | 329 | 11.29 | 90 | 0 | 60 | 239 | 0 | 0 | 11.29 | 11.29
1161 | 660 | 0.66 | 0% | 0.66 | 220 | 482 | 16.56 | 132 | 0 | 88 | 350 | 0 | 0 | 16.56 | 16.56
1162 | 495 | 0.495 | 0% | 0.495 | 45 | 361 | 12.42 | 45 | 0 | 0 | 316 | 0 | 0 | 22.1564 | 12.42
1163 | 300 | 0.3 | 4% | 0.312 | 95 | 228 | 7.83 | 62 | 0 | 33 | 166 | 0 | 0 | 7.83 | 7.83
1164 | 1188 | 1.188 | 20.91% | 1.4364 | 479 | 1049 | 36.04 | 287 | 0 | 192 | 762 | 0 | 0 | 36.04 | 36.04
1165 | 96 | 0.096 | 0% | 0.096 | 32 | 70 | 2.41 | 19 | 0 | 13 | 51 | 0 | 0 | 2.41 | 2.41
1166 | 17 | 0.017 | 0% | 0.017 | 6 | 12 | 0.43 | 3 | 0 | 3 | 9 | 0 | 0 | 0.43 | 0.43
1167 | 25 | 0.025 | 0% | 0.025 | 8 | 18 | 0.63 | 5 | 0 | 3 | 13 | 0 | 0 | 0.63 | 0.63
1168 | 3040 | 3.04 | 0% | 3.04 | 740 | 2219 | 76.28 | 608 | 0 | 132 | 1611 | 0 | 0 | 76.28 | 76.28
1169 | 12 | 0.012 | 0% | 0.012 | 4 | 9 | 0.3 | 2 | 0 | 2 | 7 | 0 | 0 | 0.3 | 2.96
1170 | 1920 | 1.92 | 0% | 1.92 | 467 | 1402 | 48.18 | 384 | 0 | 83 | 1018 | 0 | 0 | 48.18 | 48.18
1171 | 96 | 0.096 | 0% | 0.096 | 23 | 1 | 2.41 | 19 | 0 | 4 | -18 | 0 | 0 | 2.41 | 2.41
| 420 | 0.42 | 0% | 0.42 | 140 | 307 | 10.54 | 84 | 0 | 56 | 223 | 0 | 0 | 10.54 | 10.54
| 1260 | 1.26 | 0% | 1.26 | 420 | 920 | 31.62 | 252 | 0 | 168 | 668 | 0 | 0 | 31.62 | 31.62
| 1498 | 1.498 | 0% | 1.498 | 499 | 1094 | 37.59 | 300 | 0 | 199 | 794 | 0 | 0 | 37.59 | 37.59
| 1680 | 1.68 | 0% | 1.68 | 560 | 1226 | 42.16 | 336 | 0 | 224 | 890 | 0 | 0 | 42.16 | 42.16
1172 | 4858 |  |  |  |  | 2285 | [8 empty] | 121.91
1173 | 144 | 0.144 | 0% | 0.144 | 48 | 105 | 3.61 | 29 | 0 | 19 | 76 | 0 | 0 | 3.61 | 3.61
1174 | 768 | 0.768 | 20.31% | 0.92398 | 308 | 675 | 23.19 | 185 | 0 | 123 | 490 | 0 | 0 | 23.19 | 23.19
1175 | 840 | 0.84 | 0% | 0.84 | 280 | 613 | 21.08 | 168 | 0 | 112 | 445 | 0 | 0 | 21.08 | 21.08
| 480 | 0.48 | 18.18% | 0.56726 | 189 | 414 | 14.23 | 113 | 0 | 76 | 301 | 0 | 0 | 14.23 | 14.23
| 1680 | 1.68 | 0% | 1.68 | 560 | 1226 | 42.16 | 336 | 0 | 224 | 890 | 0 | 0 | 42.16 | 42.16
1176 | 2160 |  |  |  |  | 1640 | [7 empty] | 56.39 | 56.39
1177 | 1000 | 1 | 7.5% | 1.075 | 162 | 785 | 26.97 | 162 | 0 | 0 | 623 | 0 | 0 | 26.97 | 26.97
| 175 | 0.175 | 8.6% | 0.19005 | 63 | 139 | 4.77 | 38 | 0 | 25 | 101 | 0 | 0 | 4.77 | 4.77
| 185 | 0.185 | 0% | 0.185 | 62 | 135 | 4.64 | 37 | 0 | 25 | 98 | 0 | 0 | 4.64 | 4.64
1178 | [5 empty] | 274 | [8 empty] | 9.41
STND1 | FIXED CHARGE |  | 300 | [10 empty] | 300
STND3 | FIXED CHARGE |  | 300 | [10 empty] | 300
STND4 | FIXED CHARGE |  | 645 | [10 empty] | 645
|  |  | 28 d. Month | 29 d. Month | 30 d. Month | 31 d. Month
| Demand | 5.8
| Hrs./ day | 24
| Days/ Mo. |  | 28 | 29 | 30 | 31
| kW.h |  | 3898 | 4037 | 4176 | 4315
| Tnfr. Loss |  | 1.75% | 1.75% | 1.75% | 1.75%
| Adj. kW.h |  | 3966 | 4108 | 4249 | 4391
STND2 | Eng. Chg. |  | 0 | 0 | 0 | 0 | [7 empty] | 0
|  | Demand | Ballast | Demand | Energy per Month |  | Demand | 1st Block | 1st Block | All Addional Energy |  | All Add. Energy Charge |  | Total Monthly Charge
Rate Code | Wattage | in KW | % | incl. Ballast | Photocell | Continuous | Charge | Energy | Energy Chg. | Photocell | Continuous | Photocell | Continuous | Photocell | Continuous
XMAS | 11900 | 11.9 | 0% | 11.9 | 1428 |  | 49.77 | 1428 | 0 | 0 |  | 0 |  | 49.77
XMAS1 | 19.95 | 0.01995 | 0% | 0.01995 | 2 |  | 0.08 | 2 | 0 | 0 |  | 0 |  | 0.08
XMAS2 | 0 | 0 | 0% | 0 | 1 |  | 0 | 0 | 0 | 1 |  | 0 |  | 0
XMSCW | 5275 | 5.275 | 0% | 5.275 | 390 |  | 13.6 | 108 | 0 | 282 |  | 0 |  | 13.6
XMSCS | 3325 | 3.325 | 0% | 3.325 | 246 |  | 8.58 | 68 | 0 | 178 |  | 0 |  | 8.58
XMSCB | 2275 | 2.275 | 0% | 2.275 | 137 |  | 9.51 | 76 | 0 | 61 |  | 0 |  | 9.51
1179 | 100 | 0.1 | 0% | 0.1 | 33 | 73 | 2.51 | 20 | 0 | 13 | 53 | 0 | 0 | 2.51 | 2.51
1180 | 2140 | 2.14 | 0% | 2.14 | 713 | 1562 | 53.7 | 428 | 0 | 285 | 1134 | 0 | 0 | 53.7 | 53.7
1181 | 90 | 0.09 | 0% | 0.09 | 30 | 66 | 2.26 | 18 | 0 | 12 | 48 | 0 | 0 | 2.26 | 2.26
| 800 | 0.8 | 0% | 0.8 | 267 | 584 | 20.07 | 160 | 0 | 107 | 424 | 0 | 0 | 20.07 | 20.07
| 375 | 0.375 | 0% | 0.375 | 125 | 274 | 9.41 | 75 | 0 | 50 | 199 | 0 | 0 | 9.41 | 9.41
1182 | 1175 |  |  |  | 392 | 858 | [7 empty] | 29.48 | 29.48
1183 | 80 | 0.08 | 0% | 0.08 | 17 | 58 | 2.01 | 16 | 0 | 1 | 42 | 0 | 0 | 2.01 | 2.01
1184 | 165 | 0.165 | 0% | 0.165 | 55 | 120 | 4.14 | 33 | 0 | 22 | 87 | 0 | 0 | 4.14 | 4.14
555 | 35 | 0.035 | 0% | 0.035 | 12 | 26 | 0.88 | 7 | 0 | 5 | 19 | 0 | 0 | 0.88 | 0.88
556 | 51 | 0.051 | 0% | 0.051 | 17 | 37 | 1.28 | 10 | 0 | 7 | 27 | 0 | 0 | 1.28 | 1.28
557 | 172 | 0.172 | 0% | 0.172 | 57 | 126 | 4.32 | 34 | 0 | 23 | 92 | 0 | 0 | 4.32 | 4.32
558 | 91 | 0.091 | 0% | 0.091 | 30 | 66 | 2.28 | 18 | 0 | 12 | 48 | 0 | 0 | 2.28 | 2.28
1185 | 623 | 0.623 | 0% | 0.623 | 208 | 455 | 15.63 | 125 | 0 | 83 | 330 | 0 | 0 | 15.63 | 15.63
1186 | 450 | 0.45 | 0% | 0.45 | 150 | 329 | 11.29 | 90 | 0 | 60 | 239 | 0 | 0 | 11.29 | 11.29
| 1880 | 1.88 | 0% | 1.88 | 627 | 1372 | 47.17 | 376 | 0 | 251 | 996 | 0 | 0 | 47.17 | 47.17
| 2404 | 2.404 | 0% | 2.404 | 801 | 1755 | 60.32 | 481 | 0 | 320 | 1274 | 0 | 0 | 60.32 | 60.32
1187 | 4284 |  |  |  |  | 3127 | [7 empty] | 107.49 | 107.49
| 1880 | 1.88 | 0% | 1.88 | 627 | 1372 | 47.17 | 376 | 0 | 251 | 996 | 0 | 0 | 47.17 | 47.17
| 1166 | 1.166 | 0% | 1.166 | 389 | 851 | 29.26 | 233 | 0 | 156 | 618 | 0 | 0 | 29.26 | 29.26
1188 | 3046 |  |  |  |  | 2223 | [7 empty] | 76.43 | 76.43
1189 | 940 | 0.94 | 0% | 0.94 | 313 | 686 | 23.59 | 188 | 0 | 125 | 498 | 0 | 0 | 23.59 | 23.59
1190 | 128 | 0.128 | 0% | 0.128 | 43 | 93 | 3.21 | 26 | 0 | 17 | 67 | 0 | 0 | 3.21 | 3.21
1191 | 240 | 0.24 | 0% | 0.24 | 80 | 175 | 6.02 | 48 | 0 | 32 | 127 | 0 | 0 | 6.02 | 6.02
1192 | 60 | 0.06 | 0% | 0.06 | 20 | 44 | 1.51 | 12 | 0 | 8 | 32 | 0 | 0 | 1.51 | 1.51
1193 | 4140 | 4.14 | 0% | 4.14 | 630 | 3022 | 103.88 | 630 | 0 | 0 | 2392 | 0 | 0 | 103.88 | 103.88
1194 | 595 | 0.595 | 17.65% | 0.70002 | 233 | 511 | 17.57 | 140 | 0 | 93 | 371 | 0 | 0 | 17.57 | 17.57
1195 | 760 | 0.76 | 3% | 0.7828 | 261 | 571 | 19.64 | 157 | 0 | 104 | 414 | 0 | 0 | 19.64 | 19.64
1196 | 11395 | 11.395 | 0% | 11.395 | 3798 | 8318 | 285.93 | 2279 | 0 | 1519 | 6039 | 0 | 0 | 285.93 | 285.93
1197 | 1636 | 1.636 | 0% | 1.636 | 545 | 1194 | 41.05 | 327 | 0 | 218 | 867 | 0 | 0 | 41.05 | 41.05
1198 | 1395 | 1.395 | 0% | 1.395 | 465 | 1018 | 35 | 279 | 0 | 186 | 739 | 0 | 0 | 35 | 35
1199 | 2000 | 2 | 0% | 2 | 667 | 1460 | 50.19 | 400 | 0 | 267 | 1060 | 0 | 0 | 50.19 | 50.19
1200 | 2600 | 2.6 | 0% | 2.6 | 867 | 1898 | 65.24 | 520 | 0 | 347 | 1378 | 0 | 0 | 65.24 | 65.24
1201 | 876 | 0.876 | 0% | 0.876 | 292 | 639 | 21.98 | 175 | 0 | 117 | 464 | 0 | 0 | 21.98 | 21.98
1202 | 20 | 0.02 | 0% | 0.02 | 7 | 15 | 0.5 | 4 | 0 | 3 | 11 | 0 | 0 | 0.5 | 0.5
1203 | 134 | 0.134 | 0% | 0.134 | 45 | 98 | 3.36 | 27 | 0 | 18 | 71 | 0 | 0 | 3.36 | 3.36
1204 | 3817 | 3.817 | 0% | 3.817 | 1272 | 2786 | 95.78 | 763 | 0 | 509 | 2023 | 0 | 0 | 95.78 | 95.78
1205 | 40 | 0.04 | 0% | 0.04 | 13 | 29 | 1 | 8 | 0 | 5 | 21 | 0 | 0 | 1 | 1
1206 | 1632 | 1.632 | 0% | 1.632 | 8 | 1191 | 40.95 | 8 | 0 | 0 | 1183 | 0 | 0 | 40.95 | 40.95
1207 | 11 | 0.011 | 0% | 0.011 | 4 | 8 | 0.28 | 2 | 0 | 2 | 6 | 0 | 0 | 0.28 | 0.28
1208 | 3957 | 3.957 | 0% | 3.957 | 1319 | 2889 | 99.29 | 791 | 0 | 528 | 2098 | 0 | 0 | 99.29 | 99.29
|  |  |  | 1st Block | Additional
| Annual | Monthly | Customer | Energy | Energy | Monthly | Annual
Rate Code | Energy | Energy | Charge | Charge | Charge | Charge | Charge
1209 | 105.12 | 9 | 22.1564 | 0 | 0 | 22.1564 | 265.8772 | [6 empty] | 22.1564 | 22.1564
1210 | 3817 | 3.817 | 0% | 3.817 | 1272 | 2786 | 95.78 | 763 | 0 | 509 | 2023 | 0 | 0 | 95.78 | 95.78
1211 | 425 | 0.425 | 0% | 0.425 | 142 | 310 | 10.66 | 85 | 0 | 57 | 225 | 0 | 0 | 17.51 | 10.66
1212 | 6000 | 6 | 0% | 6 | 2000 | 4380 | 150.56 | 1200 | 0 | 800 | 3180 | 0 | 0 | 150.56 | 150.56
1213 | 97 | 0.097 | 0% | 0.097 | 32 | 71 | 2.43 | 19 | 0 | 13 | 52 | 0 | 0 | 2.43 | 2.43
1214 | 918 | 0.918 | 0% | 0.918 | 306 | 670 | 23.03 | 184 | 0 | 122 | 486 | 0 | 0 | 23.03 | 23.03
1215 | 720 | 0.72 | 0% | 0.72 | 240 | 526 | 18.07 | 144 | 0 | 96 | 382 | 0 | 0 | 18.07 | 18.07
| 72 | 0.072 | 0% | 0.072 | 22 | 53 | 1.81 | 14 | 0 | 8 | 39 | 0 | 0 | 1.81 | 1.81
| 350 | 0.35 | 14.29% | 0.4 | 133 | 292 | 10.04 | 80 | 0 | 53 | 212 | 0 | 0 | 10.04 | 10.04
| 500 | 0.5 | 10% | 0.55 | 183 | 402 | 13.8 | 110 | 0 | 73 | 292 | 0 | 0 | 13.8 | 13.8
1216 | 922 |  |  |  | 338 | 747 |  |  |  | 134 | 543 | 0 | 0 | 25.65 | 25.65
1217 | 805 | 0.805 | 0% | 0.805 | 122 | 588 | 20.2 | 122 | 0 | 0 | 466 | 0 | 0 | 20.2 | 20.2
562 | 150 | 0.15 | 0% | 0.15 | 50 | 110 | 3.76 | 30 | 0 | 20 | 80 | 0 | 0 | 3.76 | 3.76
563 | 60 | 0.06 | 0% | 0.06 | 20 | 44 | 1.51 | 12 | 0 | 8 | 32 | 0 | 0 | 1.51 | 1.51
1218 | 875 | 0.875 | 14.3% | 1.0001 | 304 | 730 | 25.1 | 200 | 0 | 104 | 530 | 0 | 0 | 25.1 | 25.1
1219 | 50 | 0.05 | 0% | 0.05 | 17 | 37 | 1.25 | 10 | 0 | 7 | 27 | 0 | 0 | 1.25 | 1.25
564 | 28 | 0.028 | 0% | 0.028 | 9 | 20 | 0.7 | 6 | 0 | 3 | 14 | 0 | 0 | 0.7 | 0.7
565 | 86 | 0.086 | 0% | 0.086 | 29 | 63 | 2.16 | 17 | 0 | 12 | 46 | 0 | 0 | 2.16 | 2.16
566 | 93 | 0.093 | 0% | 0.093 | 31 | 68 | 2.33 | 19 | 0 | 12 | 49 | 0 | 0 | 2.33 | 2.33
567 | 100 | 0.1 | 0% | 0.1 | 33 | 73 | 2.51 | 20 | 0 | 13 | 53 | 0 | 0 | 2.51 | 2.51
568 | 116 | 0.116 | 0% | 0.116 | 39 | 85 | 2.91 | 23 | 0 | 16 | 62 | 0 | 0 | 2.91 | 2.91
569 | 143 | 0.143 | 0% | 0.143 | 48 | 104 | 3.59 | 29 | 0 | 19 | 75 | 0 | 0 | 3.59 | 3.59
570 | 200 | 0.2 | 0% | 0.2 | 67 | 146 | 5.02 | 40 | 0 | 27 | 106 | 0 | 0 | 5.02 | 5.02
571 | 201 | 0.201 | 0% | 0.201 | 67 | 147 | 5.04 | 40 | 0 | 27 | 107 | 0 | 0 | 5.04 | 5.04
572 | 250 | 0.25 | 0% | 0.25 | 83 | 183 | 6.27 | 50 | 0 | 33 | 133 | 0 | 0 | 6.27 | 6.27
1220 | 25 | 0.025 | 0% | 0.025 | 1 | 18 | 0.63 | 1 | 0 | 0 | 17 | 0 | 0 | 0.63 | 0.63
| 350 | 0.35 | 14.3% | 0.40005 | 133 | 292 | 10.04 | 80 | 0 | 53 | 212 | 0 | 0 | 10.04 | 10.04
| 50 | 0.05 | 0% | 0.05 | 17 | 37 | 1.25 | 10 | 0 | 7 | 27 | 0 | 0 | 1.25 | 1.25
1221 | 400 |  |  |  |  | 329 | [7 empty] | 11.29 | 11.29
1222 | 2800 | 2.8 | 0% | 2.8 | 933 | 2044 | 70.26 | 560 | 0 | 373 | 1484 | 0 | 0 | 70.26 | 70.26
1223 | 46 | 0.046 | 0% | 0.046 | 15 | 34 | 1.15 | 9 | 0 | 6 | 25 | 0 | 0 | 1.15 | 1.15
1224 | 1800 | 1.8 | 8.7% | 1.9566 | 652 | 1428 | 49.1 | 391 | 0 | 261 | 1037 | 0 | 0 | 49.1 | 49.1
1225 | 20.27 | 0.02027 | 0% | 0.02027 | 7 | 15 | 0.51 | 4 | 0 | 3 | 11 | 0 | 0 | 0.51 | 0.51
1226 | 1219 | 1.219 | 0% | 1.219 | 406 | 890 | 30.59 | 244 | 0 | 162 | 646 | 0 | 0 | 30.59 | 30.59
| 3400 | 3.4 | 0% | 3.4 | 1133 | 2482 | 85.31 | 680 | 0 | 453 | 1802 | 0 | 0 | 85.31 | 85.31
| 1200 | 1.2 | 0% | 1.2 | 400 | 876 | 30.11 | 240 | 0 | 160 | 636 | 0 | 0 | 30.11 | 30.11
1227 | 4600 |  |  |  |  | 3358 | [7 empty] | 115.42 | 115.42
| 1000 | 1 | 0% | 1 | 333 | 730 | 25.09 | 200 | 0 | 133 | 530 | 0 | 0 | 25.09 | 25.09
| 1200 | 1.2 | 0% | 1.2 | 400 | 876 | 30.11 | 240 | 0 | 160 | 636 | 0 | 0 | 30.11 | 30.11
1228 | 2200 |  |  |  | 733 | 1606 | [7 empty] | 55.2 | 55.2
1229 | 800 | 0.8 | 27.27% | 1.0182 | 339 | 743 | 25.55 | 204 | 0 | 135 | 539 | 0 | 0 | 25.55 | 25.55
1230 | 150 | 0.15 | 0% | 0.15 | 37 | 110 | 3.76 | 30 | 0 | 7 | 80 | 0 | 0 | 3.76 | 3.76
|  |  |  | 1st Block | Additional
| Annual | Monthly | Customer | Energy | Energy | Monthly | Annual
Rate Code | Energy | Energy | Charge | Charge | Charge | Charge | Charge
1231 | 255 | 21 | 22.1564 | 0 | 0 | 22.1564 | 265.8772 | [6 empty] | 22.1564 | 22.1564
1232 | 1800 | 1.8 | 0% | 1.8 | 600 | 1314 | 45.17 | 360 | 0 | 240 | 954 | 0 | 0 | 45.17 | 45.17
1233 | 288 | 0.288 | 0% | 0.288 | 71 | 210 | 7.23 | 58 | 0 | 13 | 152 | 0 | 0 | 7.23 | 7.23
1234 | 1000 | 1 | 10% | 1.1 | 271 | 803 | 27.6 | 220 | 0 | 51 | 583 | 0 | 0 | 27.6 | 27.6
573 | 52 | 0.052 | 0% | 0.052 | 17 | 38 | 1.3 | 10 | 0 | 7 | 28 | 0 | 0 | 1.3 | 1.3
574 | 140 | 0.14 | 0% | 0.14 | 47 | 102 | 3.51 | 28 | 0 | 19 | 74 | 0 | 0 | 3.51 | 3.51
575 | 185 | 0.185 | 0% | 0.185 | 62 | 135 | 4.64 | 37 | 0 | 25 | 98 | 0 | 0 | 4.64 | 4.64
1235 | 1219 | 1.219 | 0% | 1.219 | 406 | 890 | 30.59 | 244 | 0 | 162 | 646 | 0 | 0 | 30.59 | 30.59
530 | 4.6 | 0.0046 | 0% | 0.0046 | 2 | 3 | 0.12 | 1 | 0 | 1 | 2 | 0 | 0 | 0.12 | 0.12
531 | 7.5 | 0.0075 | 0% | 0.0075 | 3 | 5 | 0.19 | 2 | 0 | 1 | 3 | 0 | 0 | 0.19 | 0.19
1236 | 696 | 0.696 | 10% | 0.7656 | 256 | 559 | 19.21 | 153 | 0 | 103 | 406 | 0 | 0 | 19.21 | 19.21
1237 | 77.8 | 0.0778 | 0% | 0.0778 | 19 | 57 | 1.95 | 16 | 0 | 3 | 41 | 0 | 0 | 1.95 | 1.95
576 | 95 | 0.095 | 0% | 0.095 | 32 | 69 | 2.38 | 19 | 0 | 13 | 50 | 0 | 0 | 2.38 | 2.38
577 | 155 | 0.155 | 0% | 0.155 | 52 | 113 | 3.89 | 31 | 0 | 21 | 82 | 0 | 0 | 3.89 | 3.89
307 | 70 | 0.07 | 29.12% | 0.090384 | 30 | 66 | 2.27 | 18 | 0 | 12 | 48 | 0 | 0 | 2.27 | 2.27
308 | 100 | 0.1 | 29.12% | 0.12912 | 43 | 94 | 3.24 | 26 | 0 | 17 | 68 | 0 | 0 | 3.24 | 3.24
331 | 70 | 0.07 | 30.45% | 0.091315 | 30 | 67 | 2.29 | 18 | 0 | 12 | 49 | 0 | 0 | 2.29 | 2.29
333 | 175 | 0.175 | 30% | 0.2275 | 76 | 166 | 5.71 | 46 | 0 | 30 | 120 | 0 | 0 | 5.71 | 5.71
1238 | 104 | 0.104 | 0% | 0.104 | 35 | 76 | 2.61 | 21 | 0 | 14 | 55 | 0 | 0 | 2.61 | 2.61
1239 | 720 | 0.72 | 0% | 0.72 | 240 | 526 | 18.07 | 144 | 0 | 96 | 382 | 0 | 0 | 18.07 | 18.07
1240 | 900 | 0.9 | 0% | 0.9 | 300 | 657 | 22.58 | 180 | 0 | 120 | 477 | 0 | 0 | 22.58 | 22.58
1241 | 810 | 0.81 | 0% | 0.81 | 159 | 591 | 20.32 | 159 | 0 | 0 | 432 | 0 | 0 | 20.32 | 20.32
1242 | 250 | 0.25 | 0% | 0.25 | 83 | 183 | 6.27 | 50 | 0 | 33 | 133 | 0 | 0 | 6.27 | 6.27
578 | 75 | 0.075 | 0% | 0.075 | 25 | 55 | 1.88 | 15 | 0 | 10 | 40 | 0 | 0 | 1.88 | 1.88
536 | 105 | 0.105 | 0% | 0.105 | 35 | 77 | 2.63 | 21 | 0 | 14 | 56 | 0 | 0 | 2.62 | 2.63
579 | 138 | 0.138 | 0% | 0.138 | 46 | 101 | 3.46 | 28 | 0 | 18 | 73 | 0 | 0 | 3.46 | 3.46
580 | 140 | 0.14 | 0% | 0.14 | 47 | 102 | 3.51 | 28 | 0 | 19 | 74 | 0 | 0 | 3.51 | 3.51
581 | 185 | 0.185 | 0% | 0.185 | 62 | 135 | 4.64 | 37 | 0 | 25 | 98 | 0 | 0 | 4.64 | 4.64
1243 | 518.4 | 0.5184 | 0% | 0.5184 | 71 | 378 | 13.01 | 71 | 0 | 0 | 307 | 0 | 0 | 13.01 | 13.01
1244 | 561.6 | 0.5616 | 42.35% | 0.79943 | 266 | 584 | 20.06 | 160 | 0 | 106 | 424 | 0 | 0 | 20.06 | 20.06
1245 | 256 | 0.256 | 0% | 0.256 | 93 | 187 | 6.42 | 51 | 0 | 42 | 136 | 0 | 0 | 6.42 | 6.42
1246 | 85 | 0.085 | 0% | 0.085 | 62 | 62 | 2.13 | 17 | 0 | 45 | 45 | 0 | 0 | 2.13 | 2.13
582 | 54 | 0.054 | 0% | 0.054 | 18 | 39 | 1.35 | 11 | 0 | 7 | 28 | 0 | 0 | 1.35 | 1.35
583 | 175 | 0.175 | 0% | 0.175 | 58 | 128 | 4.39 | 35 | 0 | 23 | 93 | 0 | 0 | 4.39 | 4.39
1247 | 85 | 0.085 | 0% | 0.085 | 100 | 62 | 2.13 | 17 | 0 | 83 | 45 | 0 | 0 | 2.13 | 2.13
1248 | 516 | 0.516 | 0% | 0.516 | 172 | 377 | 12.95 | 103 | 0 | 69 | 274 | 0 | 0 | 12.95 | 12.95
1249 | 12000 | 12 | 0% | 12 | 8760 | 8760 | 301.11 | 2400 | 0 | 6360 | 6360 | 0 | 0 | 301.11 | 301.11
549 | 80 | 0.08 | 0% | 0.08 | 27 | 58 | 2.01 | 16 | 0 | 11 | 42 | 0 | 0 | 2.01 | 2.01
582 | 54 | 0.054 | 0% | 0.054 | 18 | 39 | 1.35 | 11 | 0 | 7 | 28 | 0 | 0 | 1.35 | 1.35
584 | 46 | 0.046 | 0% | 0.046 | 15 | 34 | 1.15 | 9 | 0 | 6 | 25 | 0 | 0 | 1.15 | 1.15
585 | 69 | 0.069 | 0% | 0.069 | 23 | 50 | 1.73 | 14 | 0 | 9 | 36 | 0 | 0 | 1.73 | 1.73
586 | 108 | 0.108 | 0% | 0.108 | 36 | 79 | 2.71 | 22 | 0 | 14 | 57 | 0 | 0 | 2.71 | 2.71
587 | 158 | 0.158 | 0% | 0.158 | 53 | 115 | 3.96 | 32 | 0 | 21 | 83 | 0 | 0 | 3.96 | 3.96
588 | 45 | 0.045 | 0% | 0.045 | 15 | 33 | 1.13 | 9 | 0 | 6 | 24 | 0 | 0 | 1.13 | 1.13
1250 | 1800 | 1.8 | 0% | 1.8 | 1314 | 1314 | 45.17 | 360 | 0 | 954 | 954 | 0 | 0 | 45.17 | 45.17
1251 | 110 | 0.11 | 0% | 0.11 | 80 | 80 | 2.76 | 22 | 0 | 58 | 58 | 0 | 0 | 2.76 | 2.76
520 | 5 | 0.005 | 0% | 0.005 | 4 | 4 | 0.13 | 1 | 0 | 3 | 3 | 0 | 0 | 0.13 | 0.13
521 | 10 | 0.01 | 0% | 0.01 | 4 | 7 | 0.25 | 2 | 0 | 2 | 5 | 0 | 0 | 0.25 | 0.25
522 | 22 | 0.022 | 0% | 0.022 | 2 | 16 | 0.55 | 2 | 0 | 0 | 14 | 0 | 0 | 0.55 | 0.55
523 | 12 | 0.012 | 0% | 0.012 | 3 | 9 | 0.3 | 2 | 0 | 1 | 7 | 0 | 0 | 0.3 | 0.3
524 | 13 | 0.013 | 0% | 0.013 | 1 | 9 | 0.33 | 1 | 0 | 0 | 8 | 0 | 0 | 0.33 | 0.33
525 | 6 | 0.006 | 0% | 0.006 | 1 | 4 | 0.15 | 1 | 0 | 0 | 3 | 0 | 0 | 0.15 | 0.15
526 | 10 | 0.01 | 0% | 0.01 | 3 | 7 | 0.25 | 2 | 0 | 1 | 5 | 0 | 0 | 0.25 | 0.25
527 | 5 | 0.005 | 0% | 0.005 | 4 | 4 | 0.13 | 1 | 0 | 3 | 3 | 0 | 0 | 0.13 | 0.13
1252 | 393.6 | 0.3936 | 0% | 0.3936 | 131 | 287 | 9.88 | 79 | 0 | 52 | 208 | 0 | 0 | 9.88 | 9.88
1231 | 48.6 | 0.0486 | 0% | 0.0486 | 16 | 35 | 1.22 | 10 | 0 | 6 | 25 | 0 | 0 | 1.22 | 1.22
1253 | 15 | 0.015 | 0% | 0.015 | 5 | 11 | 0.38 | 3 | 0 | 2 | 8 | 0 | 0 | 0.38 | 0.38
1254 | 1000 | 1 | 0% | 1 | 304 | 730 | 25.09 | 200 | 0 | 104 | 530 | 0 | 0 | 25.09 | 0
1255 | 440 | 0.44 | 0% | 0.44 | 147 | 321 | 11.04 | 88 | 0 | 59 | 233 | 0 | 0 | 11.04 | 11.04
1256 | 9.2 | 0.0092 | 0% | 0.0092 | 7 | 7 | 0.23 | 2 | 0 | 5 | 5 | 0 | 0 | 0.23 | 0.23
1257 | 249.6 | 0.2496 | 0% | 0.2496 | 128 | 182 | 6.26 | 50 | 0 | 78 | 132 | 0 | 0 | 6.26 | 6.26
590 | 90 | 0.09 | 0% | 0.09 | 30 | 66 | 2.26 | 18 | 0 | 12 | 48 | 0 | 0 | 2.26 | 2.26
| 174 | 0.174 | 0% | 0.174 | 58 | 127 | 4.37 | 35 | 0 | 23 | 92 | 0 | 0 | 4.37 | 4.37
| 60 | 0.06 | 0% | 0.06 | 20 | 44 | 1.51 | 12 | 0 | 8 | 32 | 0 | 0 | 1.51 | 1.51
1258 | 234 |  |  |  | 78 | [8 empty] | 5.88 | 5.88
1259 | 1440 | 1.44 | 0% | 1.44 | 1051 | 1051 | 36.13 | 288 | 0 | 763 | 763 | 0 | 0 | 36.13 | 36.13
1260 | 1800 | 1.8 | 0% | 1.8 | 600 | 1314 | 45.17 | 360 | 0 | 240 | 954 | 0 | 0 | 45.17 | 45.17
1261 | 700 | 0.7 | 0% | 0.7 | 117 | 511 | 17.56 | 117 | 0 | 0 | 394 | 0 | 0 | 17.56 | 17.56
1262 | 320 | 0.32 | 0% | 0.32 | 107 | 234 | 8.03 | 64 | 0 | 43 | 170 | 0 | 0 | 8.03 | 8.03
1263 | 2000 | 2 | 0% | 2 | 122 | 1460 | 50.19 | 122 | 0 | 0 | 1338 | 0 | 0 | 50.19 | 50.19
200 | 100 | 0.1 | 29% | 0.129 | 43 | 94 | 3.24 | 26 | 0 | 17 | 68 | 0 | 0 | 3.24 | 3.24
1264 | 189 | 0.189 | 0% | 0.189 | 37 | 138 | 4.74 | 37 | 0 | 0 | 101 | 0 | 0 | 4.74 | 4.74
1265 | 580 | 0.58 | 0% | 0.58 | 194 | 423 | 14.55 | 116 | 0 | 78 | 307 | 0 | 0 | 14.55 | 14.55
1266 | 800 | 0.8 | 0% | 0.8 | 100 | 584 | 20.07 | 100 | 0 | 0 | 484 | 0 | 0 | 20.07 | 20.07
1267 | 80 | 0.08 | 0% | 0.08 | 27 | 58 | 2.01 | 16 | 0 | 11 | 42 | 0 | 0 | 2.01 | 2.01
1268 | 912 | 0.912 | 0% | 0.912 | 555 | 666 | 22.88 | 182 | 0 | 373 | 484 | 0 | 0 | 22.88 | 22.88
514 | 300 | 0.3 | 0% | 0.3 | 73 | 219 | 7.53 | 60 | 0 | 13 | 159 | 0 | 0 | 7.53 | 7.53
516 | 129 | 0.129 | 0% | 0.129 | 31 | 94 | 3.24 | 26 | 0 | 5 | 68 | 0 | 0 | 3.24 | 3.24
835 | 44.8 | 0.0448 | 0% | 0.0448 | 15 | 33 | 1.12 | 9 | 0 | 6 | 24 | 0 | 0 | 1.12 | 1.12
1269 | 59 | 0.059 | 0% | 0.059 | 43 | 43 | 1.48 | 12 | 0 | 31 | 31 | 0 | 0 | 1.48 | 1.48
1270 | 232.49 | 0.23249 | 0% | 0.23249 | 85 | 170 | 5.83 | 46 | 0 | 39 | 124 | 0 | 0 | 5.83 | 5.83
1271 | 128 | 0.128 | 0% | 0.128 | 43 | 93 | 3.21 | 26 | 0 | 17 | 67 | 0 | 0 | 3.21 | 3.21
1272 | 900 | 0.9 | 0% | 0.9 | 274 | 657 | 22.58 | 180 | 0 | 94 | 477 | 0 | 0 | 22.58 | 22.58
1273 | 460 | 0.46 | 0% | 0.46 | 336 | 336 | 11.54 | 92 | 0 | 244 | 244 | 0 | 0 | 11.54 | 11.54
1274 | 216 | 0.216 | 0% | 0.216 | 66 | 158 | 5.42 | 43 | 0 | 23 | 115 | 0 | 0 | 5.42 | 5.42
1275 | 1000 | 1 | 0% | 1 | 333 | 730 | 25.09 | 200 | 0 | 133 | 530 | 0 | 0 | 25.09 | 25.09
1276 | 1138.5 | 1.1385 | 0% | 1.1385 | 380 | 831 | 28.57 | 228 | 0 | 152 | 603 | 0 | 0 | 28.57 | 28.57
1277 | 304.7 | 0.3047 | 0% | 0.3047 | 222 | 222 | 7.65 | 61 | 0 | 161 | 161 | 0 | 0 | 7.65 | 7.65
1278 | 14400 | 14.4 | 0% | 14.4 | 10512 | 10512 | 361.33 | 2880 | 0 | 7632 | 7632 | 0 | 0 | 361.33 | 361.33
1279 | 1064 | 1.064 | 0% | 1.064 | 777 | 777 | 26.7 | 213 | 0 | 564 | 564 | 0 | 0 | 26.7 | 26.7
1280 | 2600 | 2.6 | 0% | 2.6 | 867 | 1898 | 65.24 | 520 | 0 | 347 | 1378 | 0 | 0 | 65.24 | 65.24
1281 | 440 | 0.44 | 0% | 0.44 | 147 | 321 | 11.04 | 88 | 0 | 59 | 233 | 0 | 0 | 11.04 | 11.04
1282 | 720 | 0.72 | 0% | 0.72 | 240 | 526 | 18.07 | 144 | 0 | 96 | 382 | 0 | 0 | 18.07 | 18.07
1283 | 1920 | 1.92 | 0% | 1.92 | 934 | 1402 | 48.18 | 384 | 0 | 550 | 1018 | 0 | 0 | 48.18 | 48.18
1284 | 1800 | 1.8 | 0% | 1.8 | 1314 | 1314 | 45.17 | 360 | 0 | 954 | 954 | 0 | 0 | 45.17 | 45.17
1285 | 34 | 0.034 | 0% | 0.034 | 12 | 25 | 0.85 | 7 | 0 | 5 | 18 | 0 | 0 | 0.85 | 0.85
1286 | 67.5 | 0.0675 | 0% | 0.0675 | 23 | 49 | 1.69 | 14 | 0 | 9 | 35 | 0 | 0 | 1.69 | 1.69
1287 | 150 | 0.15 | 0% | 0.15 | 50 | 110 | 3.76 | 30 | 0 | 20 | 80 | 0 | 0 | 3.76 | 3.76
1288 | 30 | 0.03 | 0% | 0.03 | 22 | 22 | 0.75 | 6 | 0 | 16 | 16 | 0 | 0 | 0.75 | 0.75
1289 | 400 | 0.4 | 0% | 0.4 | 133 | 292 | 10.04 | 80 | 0 | 53 | 212 | 0 | 0 | 10.04 | 10.04
1290 | 742.5 | 0.7425 | 0% | 0.7425 | 407 | 542 | 18.63 | 149 | 0 | 258 | 393 | 0 | 0 | 18.63 | 18.63
1291 | 544 | 0.544 | 0% | 0.544 | 298 | 397 | 13.65 | 109 | 0 | 189 | 288 | 0 | 0 | 13.65 | 13.65
1292 | 720 | 0.72 | 0% | 0.72 | 333 | 526 | 18.07 | 144 | 0 | 189 | 382 | 0 | 0 | 18.07 | 18.07
1293 | 2508 | 2.508 | 0% | 2.508 | 375 | 1831 | 62.93 | 375 | 0 | 0 | 1456 | 0 | 0 | 62.93 | 62.93
1294 | 10560 | 10.56 | 0% | 10.56 | 7709 | 7709 | 264.98 | 2112 | 0 | 5597 | 5597 | 0 | 0 | 264.98 | 264.98
1295 | 7200 | 7.2 | 0% | 7.2 | 3942 | 5256 | 180.67 | 1440 | 0 | 2502 | 3816 | 0 | 0 | 180.67 | 180.67
1296 | 1050 | 1.05 | 0% | 1.05 | 575 | 767 | 26.35 | 210 | 0 | 365 | 557 | 0 | 0 | 26.35 | 26.35
1297 | 380 | 0.38 | 0% | 0.38 | 208 | 277 | 9.54 | 76 | 0 | 132 | 201 | 0 | 0 | 9.54 | 9.54
1298 | 336 | 0.336 | 0% | 0.336 | 184 | 245 | 8.43 | 67 | 0 | 117 | 178 | 0 | 0 | 8.43 | 8.43
1299 | 27 | 0.027 | 0% | 0.027 | 27 | 20 | 0.68 | 5 | 0 | 22 | 15 | 0 | 0 | 0.68 | 0.68
1300 | 544 | 0.544 | 0% | 0.544 | 181 | 397 | 13.65 | 109 | 0 | 72 | 288 | 0 | 0 | 13.65 | 13.65
1301 | 1380 | 1.38 | 0% | 1.38 | 460 | 1007 | 34.63 | 276 | 0 | 184 | 731 | 0 | 0 | 34.63 | 34.63
1302 | 160 | 0.16 | 0% | 0.16 | 88 | 117 | 4.01 | 32 | 0 | 56 | 85 | 0 | 0 | 4.01 | 4.01
1303 | 80 | 0.08 | 0% | 0.08 | 44 | 58 | 2.01 | 16 | 0 | 28 | 42 | 0 | 0 | 2.01 | 2.01
1304 | 76 | 0.076 | 0% | 0.076 | 25 | 55 | 1.91 | 15 | 0 | 10 | 40 | 0 | 0 | 1.91 | 1.91
1305 | 1584 | 1.584 | 0% | 1.584 | 1156 | 1156 | 39.75 | 317 | 0 | 839 | 839 | 0 | 0 | 39.75 | 39.75
1306 | 12 | 0.012 | 0% | 0.012 | 9 | 9 | 0.3 | 2 | 0 | 7 | 7 | 0 | 0 | 0.3 | 0.3
1307 | 60 | 0.06 | 0% | 0.06 | 20 | 44 | 1.51 | 12 | 0 | 8 | 32 | 0 | 0 | 1.51 | 1.51
1308 | 1800 | 1.8 | 0% | 1.8 | 600 | 1314 | 45.17 | 360 | 0 | 240 | 954 | 0 | 0 | 45.17 | 45.17
1309 | 300 | 0.3 | 0% | 0.3 | 164 | 219 | 7.53 | 60 | 0 | 104 | 159 | 0 | 0 | 7.53 | 7.53
1310 | 60 | 0.06 | 0% | 0.06 | 20 | 44 | 1.51 | 12 | 0 | 8 | 32 | 0 | 0 | 1.51 | 1.51
1311 | 2400 | 2.4 | 0% | 2.4 | 1752 | 1752 | 60.22 | 480 | 0 | 1272 | 1272 | 0 | 0 | 60.22 | 60.22
1312 | 60 | 0.06 | 0% | 0.06 | 44 | 44 | 1.51 | 12 | 0 | 32 | 32 | 0 | 0 | 1.51 | 1.51
1313 | 546.36 | 0.54636 | 0% | 0.54636 | 299 | 399 | 13.71 | 109 | 0 | 190 | 290 | 0 | 0 | 13.71 | 13.71
1314 | 748 | 0.748 | 0% | 0.748 | 546 | 546 | 18.77 | 150 | 0 | 396 | 396 | 0 | 0 | 18.77 | 18.77
1315 | 2936 | 2.936 | 0% | 2.936 | 1607 | 2143 | 73.67 | 587 | 0 | 1020 | 1556 | 0 | 0 | 73.67 | 73.67
1316 | 900 | 0.9 | 0% | 0.9 | 493 | 657 | 22.58 | 180 | 0 | 313 | 477 | 0 | 0 | 22.58 | 22.58
| 2000 | 2 | 0% | 2 | 667 | 1460 | 50.19 | 400 | 0 | 267 | 1060 | 0 | 0 | 50.19 | 50.19
| 500 | 0.5 | 0% | 0.5 | 365 | 365 | 12.55 | 100 | 0 | 265 | 265 | 0 | 0 | 12.55 | 12.55
| 70 | 0.07 | 0% | 0.07 | 13 | 51 | 1.76 | 13 | 0 | 0 | 38 | 0 | 0 | 1.76 | 1.76
| 41 | 0.041 | 0% | 0.041 | 1 | 30 | 1.03 | 1 | 0 | 0 | 29 | 0 | 0 | 1.03 | 1.03
1317 | 2611 | 2.611 | 0% | 2.611 | 1046 | 1906 | 65.53 | 514 | 0 | 532 | 1392 | 0 | 0 | 65.53 | 65.53
1318 | 360 | 0.36 | 0% | 0.36 | 263 | 263 | 9.03 | 72 | 0 | 191 | 191 | 0 | 0 | 9.03 | 9.03
1319 | 1363.3 | 1.3633 | 0% | 1.3633 | 456 | 995 | 34.21 | 273 | 0 | 183 | 722 | 0 | 0 | 34.21 | 34.21
1320 | 400 | 0.4 | 12.5% | 0.45 | 150 | 329 | 11.29 | 90 | 0 | 60 | 239 | 0 | 0 | 11.29 | 11.29
1321 | 698.5 | 0.6985 | 0% | 0.6985 | 510 | 510 | 17.53 | 140 | 0 | 370 | 370 | 0 | 0 | 17.53 | 17.53
1322 | 30 | 0.03 | 0% | 0.03 | 10 | 22 | 0.75 | 6 | 0 | 4 | 16 | 0 | 0 | 0.75 | 0.75
1323 | 1528.2 | 1.5282 | 0% | 1.5282 | 186 | 1116 | 38.35 | 186 | 0 | 0 | 930 | 0 | 0 | 38.35 | 38.35
1324 | 336 | 0.336 | 33.93% | 0.45 | 164 | 329 | 11.29 | 90 | 0 | 74 | 239 | 0 | 0 | 11.29 | 11.29
1325 | 122 | 0.122 | 0% | 0.122 | 89 | 89 | 3.06 | 24 | 0 | 65 | 65 | 0 | 0 | 3.06 | 3.06
1326 | 692 | 0.692 | 0% | 0.692 | 505 | 505 | 17.36 | 138 | 0 | 367 | 367 | 0 | 0 | 17.36 | 17.36
1327 | 40 | 0.04 | 0% | 0.04 | 29 | 29 | 1 | 8 | 0 | 21 | 21 | 0 | 0 | 1 | 1
1328 | 14.4 | 0.0144 | 0% | 0.0144 | 11 | 11 | 0.36 | 3 | 0 | 8 | 8 | 0 | 0 | 0.36 | 0.36
1329 | 3600 | 3.6 | 0% | 3.6 | 2628 | 2628 | 90.33 | 720 | 0 | 1908 | 1908 | 0 | 0 | 90.33 | 90.33
1330 | 1836 | 1.836 | 0% | 1.836 | 612 | 1340 | 46.07 | 367 | 0 | 245 | 973 | 0 | 0 | 46.07 | 46.07
1331 | 1800 | 1.8 | 0% | 1.8 | 1314 | 1314 | 45.17 | 360 | 0 | 954 | 954 | 0 | 0 | 45.17 | 45.17
1332 | 1056 | 1.056 | 0% | 1.056 | 352 | 771 | 26.5 | 211 | 0 | 141 | 560 | 0 | 0 | 26.5 | 26.5
1333 | 1440 | 1.44 | 0% | 1.44 | 1051 | 1051 | 36.13 | 288 | 0 | 763 | 763 | 0 | 0 | 36.13 | 36.13
1334 | 188 | 0.188 | 0% | 0.188 | 63 | 137 | 4.72 | 38 | 0 | 25 | 99 | 0 | 0 | 4.72 | 4.72
1335 | 1000 | 1 | 12.75% | 1.1275 | 823 | 823 | 28.29 | 226 | 0 | 597 | 597 | 0 | 0 | 28.29 | 28.29
1336 | 4800 | 4.8 | 0% | 4.8 | 3504 | 3504 | 120.44 | 960 | 0 | 2544 | 2544 | 0 | 0 | 120.44 | 120.44
1337 | 120 | 0.12 | 0% | 0.12 | 88 | 88 | 3.01 | 24 | 0 | 64 | 64 | 0 | 0 | 3.01 | 3.01
1337 | 1000 | 1 | 0% | 1 | 333 | 730 | 25.09 | 200 | 0 | 133 | 530 | 0 | 0 | 25.09 | 25.09
1337 | 85 | 0.085 | 0% | 0.085 | 3 | 62 | 2.13 | 3 | 0 | 0 | 59 | 0 | 0 | 2.13 | 2.13
1337 | 1205 | 1.205 |  |  | 424 | 880
1338 | 512 | 0.512 | 0% | 0.512 | 171 | 374 | 12.85 | 102 | 0 | 69 | 272 | 0 | 0 | 12.85 | 12.85
1339 | 513 | 0.513 | 0% | 0.513 | 374 | 374 | 12.87 | 103 | 0 | 271 | 271 | 0 | 0 | 12.87 | 12.87
| 45 | 0.045 | 0% | 0.045 | 45 | 33 | 1.13 | 9 | 0 | 36 | 24 | 0 | 0 | 1.13 | 1.13
| 5 | 0.005 | 0% | 0.005 | 5 | 4 | 0.13 | 1 | 0 | 4 | 3 | 0 | 0 | 0.13 | 0.13
| 7.56 | 0.00756 | 0% | 0.00756 | 7.56 | 6 | 0.19 | 2 | 0 | 5.56 | 4 | 0 | 0 | 0.19 | 0.19
| 55 | 0.055 | 0% | 0.055 | 55 | 40 | 1.38 | 11 | 0 | 44 | 29 | 0 | 0 | 1.38 | 1.38
1340 | 112.56 |  |  |  | 112.56 | 83 | 2.83 | 23 | 0 | 89.56 | 60 | 0 | 0 | 2.83 | 2.83
1341 | 198 | 0.198 | 0% | 0.198 | 66 | 145 | 4.97 | 40 | 0 | 26 | 105 | 0 | 0 | 4.97 | 4.97
1342 | 1240 | 1.24 | 0% | 1.24 | 413 | 905 | 31.11 | 248 | 0 | 165 | 657 | 0 | 0 | 31.11 | 31.11
1343 | 122 | 0.122 | 0% | 0.122 | 89 | 89 | 3.06 | 24 | 0 | 65 | 65 | 0 | 0 | 3.06 | 3.06
| 120 | 0.12 | 0% | 0.12 | 88 | 88 | 3.01 | 24 | 0 | 64 | 64 | 0 | 0 | 3.01 | 3.01
| 1000 | 1 | 0% | 1 | 333 | 730 | 25.09 | 200 | 0 | 133 | 530 | 0 | 0 | 25.09 | 25.09
| 85 | 0.085 | 0% | 0.085 | 3 | 62 | 2.13 | 3 | 0 | 0 | 59 | 0 | 0 | 2.13 | 2.13
1344 | 1205 | 1.205 | 0% | 1.205 | 424 | [8 empty] | 30.23 | 30.23
1345 | 30 | 0.03 | 0% | 0.03 | 22 | 22 | 0.75 | 6 | 0 | 16 | 16 | 0 | 0 | 0.75 | 0.75
| 500 | 0.5 | 0% | 0.5 | 1 | 365 | 12.55 | 1 | 0 | 0 | 364 | 0 | 0 | 12.55 | 12.55
| 10 | 0.01 | 0% | 0.01 | 0 | 7 | 0.25 | 0 | 0 | 0 | 7 | 0 | 0 | 0.25 | 0.25
1346 | 510 |  |  |  | 1 | 372 | [7 empty] | 12.8
1347 | 120 | 0.12 | 0% | 0.12 | 88 | 88 | 3.01 | 24 | 0 | 64 | 64 | 0 | 0 | 3.01 | 3.01
1348 | 1113.6 | 1.1136 | 0% | 1.1136 | 371 | 813 | 27.94 | 223 | 0 | 148 | 590 | 0 | 0 | 27.94 | 27.94
1351 | 22.8 | 0.0228 | 0% | 0.0228 | 8 | 8 | 0.57 | 5 | 0 | 3 | 3 | 0 | 0 | 0.57 | 0.57
1353 | 240 | 0.24 | 0% | 0.24 | 175 | 175 | 6.02 | 48 | 0 | 127 | 127 | 0 | 0 | 6.02 | 6.02
1354 | 1000 | 1 | 0% | 1 | 333 | 333 | 25.09 | 200 | 0 | 133 | 133 | 0 | 0 | 25.09 | 25.09
1355 | 150 | 0.15 | 0% | 0.15 | 50 | 50 | 3.76 | 30 | 0 | 20 | 20 | 0 | 0 | 3.76 | 3.76
1356 | 2070 | 2.07 | 0% | 2.07 | 630 | 630 | 51.94 | 414 | 0 | 216 | 216 | 0 | 0 | 51.94 | 51.94
1358 | 260 | 0.26 | 0% | 0.26 | 87 | 87 | 6.52 | 52 | 0 | 35 | 35 | 0 | 0 | 6.52 | 6.52
1360 | 130 | 0.13 | 0% | 0.13 | 43 | 43 | 3.26 | 26 | 0 | 17 | 17 | 0 | 0 | 3.26 | 3.26
1361 | 300 | 0.3 | 0% | 0.3 | 100 | 100 | 7.53 | 60 | 0 | 40 | 40 | 0 | 0 | 7.53 | 7.53
628 | 65 | 0.065 | 0 | 0.065 | 22 | 47 | 1.63 | 13 | 0 | 9 | 34 | 0 | 0 | 8.81 | 1.63
632 | 1000 | 1 | 0 | 1 | 333 | 730 | 25.09 | 200 | 0 | 133 | 530 | 0 | 0 | 25.09 | 25.09
549 | 80 | 0.08 | 0 | 0.08 | 27 | 58 | 2.01 | 16 | 0 | 11 | 42 | 0 | 0 | 2.01 | 2.01
844 | 220 | 0.22 | 0 | 0.22 | 161 | 161 | 5.52 | 44 | 0 | 117 | 117 | 0 | 0 | 5.52 | 5.52
1120 | 120 | 0.12 | 0 | 0.12 | 49 | 88 | 3.01 | 24 | 0 | 25 | 64 | 0 | 0 | 3.01 | 3.01
1254 | 1000 | 1 | 0 | 1 | 304 | 730 | 25.09 | 200 | 0 | 104 | 530 | 0 | 0 | 25.09 | 0
1255 | 440 | 0.44 | 0 | 0.44 | 147 | 321 | 11.04 | 88 | 0 | 59 | 233 | 0 | 0 | 11.04 | 11.04
1256 | 9.2 | 0.0092 | 0 | 0.0092 | 7 | 7 | 0.23 | 2 | 0 | 5 | 5 | 0 | 0 | 0.23 | 0.23
1349 | 1080 | 1.08 | 0 | 1.08 | 360 | 788 | 27.1 | 216 | 0 | 144 | 572 | 0 | 0 | 27.1 | 27.1
1350 | 500 | 0.5 | 0 | 0.5 | 167 | 365 | 12.55 | 100 | 0 | 67 | 265 | 0 | 0 | 12.55 | 12.55
1352 | 307 | 0.307 | 0 | 0.307 | 102 | 224 | 7.7 | 61 | 0 | 41 | 163 | 0 | 0 | 7.7 | 7.7
1357 | 3220 | 3.22 | 0 | 3.22 | 2351 | 2351 | 80.8 | 644 | 0 | 1707 | 1707 | 0 | 0 | 80.8 | 80.8
1358 | 260 | 0.26 | 0 | 0.26 | 87 | 190 | 6.52 | 52 | 0 | 35 | 138 | 0 | 0 | 6.52 | 6.52
1359 | 3600 | 3.6 | 0 | 3.6 | 2628 | 2628 | 90.33 | 720 | 0 | 1908 | 1908 | 0 | 0 | 90.33 | 90.33
1360 | 130 | 0.13 | 0 | 0.13 | 43 | 95 | 3.26 | 26 | 0 | 17 | 69 | 0 | 0 | 3.26 | 3.26
1361 | 300 | 0.3 | 0 | 0.3 | 100 | 219 | 7.53 | 60 | 0 | 40 | 159 | 0 | 0 | 7.53 | 7.53
1362 | 68 | 0.068 | 0 | 0.068 | 23 | 50 | 1.71 | 14 | 0 | 9 | 36 | 0 | 0 | 1.71 | 1.71
1363 | 1920 | 1.92 | 0 | 1.92 | 1402 | 1402 | 48.18 | 384 | 0 | 1018 | 1018 | 0 | 0 | 48.18 | 48.18
1364 | 936 | 0.936 | 0 | 0.936 | 312 | 683 | 23.49 | 187 | 0 | 125 | 496 | 0 | 0 | 23.49 | 23.49
537 | 170 | 0.17 | 0 | 0.17 | 57 | 124 | 4.27 | 34 | 0 | 23 | 90 | 0 | 0 | 4.29 | 4.27
1365 | 30 | 0.03 | 0 | 0.03 | 10 | 22 | 0.75 | 6 | 0 | 4 | 16 | 0 | 0 | 0.75 | 0.75
1366 | 360 | 0.36 | 0 | 0.36 | 120 | 263 | 9.03 | 72 | 0 | 48 | 191 | 0 | 0 | 9.03 | 9.03
1367 | 50 | 0.05 | 0 | 0.05 | 37 | 37 | 1.25 | 10 | 0 | 27 | 27 | 0 | 0 | 1.25 | 1.25
1368 | 1200 | 1.2 | 0 | 1.2 | 437 | 876 | 30.11 | 240 | 0 | 197 | 636 | 0 | 0 | 30.11 | 30.11
1369 | 3240 | 3.24 | 0 | 3.24 | 2222 | 2365 | 81.3 | 648 | 0 | 1574 | 1717 | 0 | 0 | 81.3 | 81.3
1370 | 120 | 0.12 | 0 | 0.12 | 88 | 88 | 3.01 | 24 | 0 | 64 | 64 | 0 | 0 | 3.01 | 3.01
1371 | 240 | 0.24 | 0 | 0.24 | 175 | 175 | 6.02 | 48 | 0 | 127 | 127 | 0 | 0 | 6.02 | 6.02
1372 | 180 | 0.18 | 0 | 0.18 | 44 | 131 | 4.52 | 36 | 0 | 8 | 95 | 0 | 0 | 4.52 | 4.52
1373 | 1850 | 1.85 | 0 | 1.85 | 1351 | 1351 | 46.42 | 370 | 0 | 981 | 981 | 0 | 0 | 46.42 | 46.42
1374 | 144 | 0.144 | 0 | 0.144 | 35 | 105 | 3.61 | 29 | 0 | 6 | 76 | 0 | 0 | 3.61 | 3.61
1378 | 2315 | 2.315 | 0 | 2.315 | 563 | 1690 | 58.09 | 463 | 0 | 100 | 1227 | 0 | 0 | 58.09 | 58.09
1382 | 2760 | 2.76 | 0 | 2.76 | 672 | 2015 | 69.26 | 552 | 0 | 120 | 1463 | 0 | 0 | 69.26 | 69.26
0 | 7200 | 7.2 | 0 | 7.2 | 5256 | 5256 | 180.67 | 1440 | 0 | 3816 | 3816 | 0 | 0 | 180.67 | 180.67
0 | 2420 | 2.42 | 0 | 2.42 | 1767 | 1767 | 60.72 | 484 | 0 | 1283 | 1283 | 0 | 0 | 60.72 | 60.72
0 | 2880 | 2.88 | 0 | 2.88 | 2102 | 2102 | 72.27 | 576 | 0 | 1526 | 1526 | 0 | 0 | 72.27 | 72.27
0 | 481.25 | 0.48125 | 0 | 0.48125 | 13 | 351 | 12.08 | 13 | 0 | 0 | 338 | 0 | 0 | 12.08
0 | 22 | 0.022 | 0 | 0.022 | 7 | 16 | 0.55 | 4 | 0 | 3 | 12 | 0 | 0 | 0.55